1PH81352EF220BG1 | SIMOTICS M COMPACT SYNCHRONOUS MOTOR 1500RPM,29,7KW,189NM, 57A, 384V 1750RPM,34,1KW,186NM, 56A, 415V 2000RPM,37,9KW,181NM, 56A, 449V WATER COOLING DEGREE OF PROTECTION IP65 ABSOLUTE ENCODER ENDAT 2048 S/R (ENCODER AM2048S/R) with TEMPERAT. SENSOR KTY84-130 DESIGN IM B5 (IMV 1,IM V3) PLAIN SHAFT WITHOUT FITTED KEY; BEARING: STANDARD WITH FIXED BEARING, VIBRATION SEVERITY GRADE: R/A, FLANGE ACCURACY: R POWER CONNECTOR (ABOVE) CABLE ENTRY ON THE ND-END SIGNAL CONNECTION LEFT | 12064 | TEM | 1 | MC | 138 | 1
1PH81352EF221BA1 | SIMOTICS M COMPACT SYNCHRONOUS MOTOR 1500RPM,29,7KW,189NM, 57A, 384V 1750RPM,34,1KW,186NM, 56A, 415V 2000RPM,37,9KW,181NM, 56A, 449V WATER COOLING DEGREE OF PROTECTION IP65 ABSOLUTE ENCODER ENDAT 2048 S/R (ENCODER AM2048S/R) with TEMPERAT. SENSOR KTY84-130 DESIGN IM B5 (IMV 1,IM V3) SHAFT WITH FITTED KEY FULL-KEY BALANCING BEARING: STANDARD WITH FIXED BEARING, VIBRATION SEVERITY GRADE: R/A, FLANGE ACCURACY: R TERMINAL BOX (ABOVE) CABLE ENTRY ON THE RIGHT SIGNAL CONNECTION D-END | 12064 | TEM | 1 | MC | 138 | 1
1PH81352EG020BA1 | SIMOTICS M COMPACT SYNCHRONOUS MOTOR 2000RPM,31,4KW,150NM, 59A, 356V 2300RPM,35,6KW,148NM, 59A, 407V 2650RPM,40,2KW,145NM, 58A, 449V FORCED VENTILATION; DIRECTION OF AIR FLOW DE --> NDE; DEGREE OF PROTECTION IP55 ABSOLUTE ENCODER ENDAT 2048 S/R (ENCODER AM2048S/R) with TEMPERAT. SENSOR KTY84-130 DESIGN IM B5 (IMV 1,IM V3) PLAIN SHAFT WITHOUT FITTED KEY; BEARING: STANDARD WITH FIXED BEARING, VIBRATION SEVERITY GRADE: R/A, FLANGE ACCURACY: R TERMINAL BOX (ABOVE) CABLE ENTRY ON THE RIGHT SIGNAL CONNECTION D-END | 12164 | TEM | 1 | MC | 120 | 1
1PH81352EG022CA1 | SIMOTICS M COMPACT SYNCHRONOUS MOTOR 2000RPM,31,4KW,150NM, 59A, 356V 2300RPM,35,6KW,148NM, 59A, 407V 2650RPM,40,2KW,145NM, 58A, 449V FORCED VENTILATION; DIRECTION OF AIR FLOW DE --> NDE; DEGREE OF PROTECTION IP55 ABSOLUTE ENCODER ENDAT 2048 S/R (ENCODER AM2048S/R) with TEMPERAT. SENSOR KTY84-130 DESIGN IM B5 (IMV 1,IM V3) SHAFT WITH FITTED KEY HALF-KEY BALANCING BEARING: STANDARD WITH FIXED BEARING, VIBRATION SEVERITY GRADE: S/A, SHAFT AND FLANGE ACCURACY: R TERMINAL BOX (ABOVE) CABLE ENTRY ON THE RIGHT SIGNAL CONNECTION D-END | 12359 | TEM | 1 | MC | 120 | 1
1PH81352EG031BA1 | SIMOTICS M COMPACT SYNCHRONOUS MOTOR 2000RPM,31,4KW,150NM, 59A, 356V 2300RPM,35,6KW,148NM, 59A, 407V 2650RPM,40,2KW,145NM, 58A, 449V FORCED VENTILATION; DIRECTION OF AIR FLOW DE --> NDE; DEGREE OF PROTECTION IP55 ABSOLUTE ENCODER ENDAT 2048 S/R (ENCODER AM2048S/R) with TEMPERAT. SENSOR KTY84-130 DESIGN IM B35 (IM V15, IM V35) SHAFT WITH FITTED KEY FULL-KEY BALANCING BEARING: STANDARD WITH FIXED BEARING, VIBRATION SEVERITY GRADE: R/A, FLANGE ACCURACY: R TERMINAL BOX (ABOVE) CABLE ENTRY ON THE RIGHT SIGNAL CONNECTION D-END | 12468 | TEM | 1 | MC | 120 | 1
1PH81352EG122CA1 | SIMOTICS M COMPACT SYNCHRONOUS MOTOR 2000RPM,31,4KW,150NM, 59A, 356V 2300RPM,35,6KW,148NM, 59A, 407V 2650RPM,40,2KW,145NM, 58A, 449V FORCED VENTILATION; DIRECTION OF AIR FLOW NDE --> DE; DEGREE OF PROTECTION IP55 ABSOLUTE ENCODER ENDAT 2048 S/R (ENCODER AM2048S/R) with TEMPERAT. SENSOR KTY84-130 DESIGN IM B5 (IMV 1,IM V3) SHAFT WITH FITTED KEY HALF-KEY BALANCING BEARING: STANDARD WITH FIXED BEARING, VIBRATION SEVERITY GRADE: S/A, SHAFT AND FLANGE ACCURACY: R TERMINAL BOX (ABOVE) CABLE ENTRY ON THE RIGHT SIGNAL CONNECTION D-END | 12359 | TEM | 1 | MC | 120 | 1
1PH81352EG200BE1 | SIMOTICS M COMPACT SYNCHRONOUS MOTOR 2000RPM,39KW,186NM, 81A, 346V 2300RPM,44,3KW,184NM, 80A, 395V 2300RPM,44,3KW,184NM, 80A, 395V WATER COOLING DEGREE OF PROTECTION IP65 ABSOLUTE ENCODER ENDAT 2048 S/R (ENCODER AM2048S/R) with TEMPERAT. SENSOR KTY84-130 DESIGN IM B3 (IM V5, IM V6) PLAIN SHAFT WITHOUT FITTED KEY; BEARING: STANDARD WITH FIXED BEARING, VIBRATION SEVERITY GRADE: R/A, FLANGE ACCURACY: R POWER CONNECTOR (ABOVE) CABLE ENTRY ON THE RIGHT SIGNAL CONNECTION D-END | 11826 | TEM | 1 | MC | 138 | 1
1PH81352FF000BA1 | SIMOTICS M COMPACT SYNCHRONOUS MOTOR 1500RPM,23,7KW,151NM, 43A, 383V 1750RPM,27,2KW,149NM, 42A, 415V 2000RPM,30,2KW,144NM, 42A, 449V FORCED VENTILATION; DIRECTION OF AIR FLOW DE --> NDE; DEGREE OF PROTECTION IP55 ABSOLUTE ENCODER 22 BIT SINGLETURN AND 12 BIT MULTITURN (ENCODER AM22DQ) WITH DRIVE-CLIQ INTERFACE DESIGN IM B3 (IM V5, IM V6) PLAIN SHAFT WITHOUT FITTED KEY; BEARING: STANDARD WITH FIXED BEARING, VIBRATION SEVERITY GRADE: R/A, FLANGE ACCURACY: R TERMINAL BOX (ABOVE) CABLE ENTRY ON THE RIGHT SIGNAL CONNECTION D-END | 12619 | TEM | 1 | MC | 120 | 1
1PH81352FF000CA1 | SIMOTICS M COMPACT SYNCHRONOUS MOTOR 1500RPM,23,7KW,151NM, 43A, 383V 1750RPM,27,2KW,149NM, 42A, 415V 2000RPM,30,2KW,144NM, 42A, 449V FORCED VENTILATION; DIRECTION OF AIR FLOW DE --> NDE; DEGREE OF PROTECTION IP55 ABSOLUTE ENCODER 22 BIT SINGLETURN AND 12 BIT MULTITURN (ENCODER AM22DQ) WITH DRIVE-CLIQ INTERFACE DESIGN IM B3 (IM V5, IM V6) PLAIN SHAFT WITHOUT FITTED KEY; BEARING: STANDARD WITH FIXED BEARING, VIBRATION SEVERITY GRADE: S/A, SHAFT AND FLANGE ACCURACY: R TERMINAL BOX (ABOVE) CABLE ENTRY ON THE RIGHT SIGNAL CONNECTION D-END | 12814 | TEM | 1 | MC | 120 | 1
1PH81352FF020BA1 | SIMOTICS M COMPACT SYNCHRONOUS MOTOR 1500RPM,23,7KW,151NM, 43A, 383V 1750RPM,27,2KW,149NM, 42A, 415V 2000RPM,30,2KW,144NM, 42A, 449V FORCED VENTILATION; DIRECTION OF AIR FLOW DE --> NDE; DEGREE OF PROTECTION IP55 ABSOLUTE ENCODER 22 BIT SINGLETURN AND 12 BIT MULTITURN (ENCODER AM22DQ) WITH DRIVE-CLIQ INTERFACE DESIGN IM B5 (IMV 1,IM V3) PLAIN SHAFT WITHOUT FITTED KEY; BEARING: STANDARD WITH FIXED BEARING, VIBRATION SEVERITY GRADE: R/A, FLANGE ACCURACY: R TERMINAL BOX (ABOVE) CABLE ENTRY ON THE RIGHT SIGNAL CONNECTION D-END | 12858 | TEM | 1 | MC | 120 | 1
1PH81352FF020CA1 | SIMOTICS M COMPACT SYNCHRONOUS MOTOR 1500RPM,23,7KW,151NM, 43A, 383V 1750RPM,27,2KW,149NM, 42A, 415V 2000RPM,30,2KW,144NM, 42A, 449V FORCED VENTILATION; DIRECTION OF AIR FLOW DE --> NDE; DEGREE OF PROTECTION IP55 ABSOLUTE ENCODER 22 BIT SINGLETURN AND 12 BIT MULTITURN (ENCODER AM22DQ) WITH DRIVE-CLIQ INTERFACE DESIGN IM B5 (IMV 1,IM V3) PLAIN SHAFT WITHOUT FITTED KEY; BEARING: STANDARD WITH FIXED BEARING, VIBRATION SEVERITY GRADE: S/A, SHAFT AND FLANGE ACCURACY: R TERMINAL BOX (ABOVE) CABLE ENTRY ON THE RIGHT SIGNAL CONNECTION D-END | 13053 | TEM | 1 | MC | 120 | 1
1PH81352FF020CE1 | SIMOTICS M COMPACT SYNCHRONOUS MOTOR 1500RPM,23,7KW,151NM, 43A, 383V 1750RPM,27,2KW,149NM, 42A, 415V 2000RPM,30,2KW,144NM, 42A, 449V FORCED VENTILATION; DIRECTION OF AIR FLOW DE --> NDE; DEGREE OF PROTECTION IP55 ABSOLUTE ENCODER 22 BIT SINGLETURN AND 12 BIT MULTITURN (ENCODER AM22DQ) WITH DRIVE-CLIQ INTERFACE DESIGN IM B5 (IMV 1,IM V3) PLAIN SHAFT WITHOUT FITTED KEY; BEARING: STANDARD WITH FIXED BEARING, VIBRATION SEVERITY GRADE: S/A, SHAFT AND FLANGE ACCURACY: R POWER CONNECTOR (ABOVE) CABLE ENTRY ON THE RIGHT SIGNAL CONNECTION D-END | 13053 | TEM | 1 | MC | 120 | 1
1PH81352FF021BA1 | SIMOTICS M COMPACT SYNCHRONOUS MOTOR 1500RPM,23,7KW,151NM, 43A, 383V 1750RPM,27,2KW,149NM, 42A, 415V 2000RPM,30,2KW,144NM, 42A, 449V FORCED VENTILATION; DIRECTION OF AIR FLOW DE --> NDE; DEGREE OF PROTECTION IP55 ABSOLUTE ENCODER 22 BIT SINGLETURN AND 12 BIT MULTITURN (ENCODER AM22DQ) WITH DRIVE-CLIQ INTERFACE DESIGN IM B5 (IMV 1,IM V3) SHAFT WITH FITTED KEY FULL-KEY BALANCING BEARING: STANDARD WITH FIXED BEARING, VIBRATION SEVERITY GRADE: R/A, FLANGE ACCURACY: R TERMINAL BOX (ABOVE) CABLE ENTRY ON THE RIGHT SIGNAL CONNECTION D-END | 12858 | TEM | 1 | MC | 120 | 1
1PH81352FF031CA1 | SIMOTICS M COMPACT SYNCHRONOUS MOTOR 1500RPM,23,7KW,151NM, 43A, 383V 1750RPM,27,2KW,149NM, 42A, 415V 2000RPM,30,2KW,144NM, 42A, 449V FORCED VENTILATION; DIRECTION OF AIR FLOW DE --> NDE; DEGREE OF PROTECTION IP55 ABSOLUTE ENCODER 22 BIT SINGLETURN AND 12 BIT MULTITURN (ENCODER AM22DQ) WITH DRIVE-CLIQ INTERFACE DESIGN IM B35 (IM V15, IM V35) SHAFT WITH FITTED KEY FULL-KEY BALANCING BEARING: STANDARD WITH FIXED BEARING, VIBRATION SEVERITY GRADE: S/A, SHAFT AND FLANGE ACCURACY: R TERMINAL BOX (ABOVE) CABLE ENTRY ON THE RIGHT SIGNAL CONNECTION D-END | 13356 | TEM | 1 | MC | 120 | 1
1PH81352FF032BA1 | SIMOTICS M COMPACT SYNCHRONOUS MOTOR 1500RPM,23,7KW,151NM, 43A, 383V 1750RPM,27,2KW,149NM, 42A, 415V 2000RPM,30,2KW,144NM, 42A, 449V FORCED VENTILATION; DIRECTION OF AIR FLOW DE --> NDE; DEGREE OF PROTECTION IP55 ABSOLUTE ENCODER 22 BIT SINGLETURN AND 12 BIT MULTITURN (ENCODER AM22DQ) WITH DRIVE-CLIQ INTERFACE DESIGN IM B35 (IM V15, IM V35) SHAFT WITH FITTED KEY HALF-KEY BALANCING BEARING: STANDARD WITH FIXED BEARING, VIBRATION SEVERITY GRADE: R/A, FLANGE ACCURACY: R TERMINAL BOX (ABOVE) CABLE ENTRY ON THE RIGHT SIGNAL CONNECTION D-END | 13161 | TEM | 1 | MC | 120 | 1
1PH81352FF120BA1 | SIMOTICS M COMPACT SYNCHRONOUS MOTOR 1500RPM,23,7KW,151NM, 43A, 383V 1750RPM,27,2KW,149NM, 42A, 415V 2000RPM,30,2KW,144NM, 42A, 449V FORCED VENTILATION; DIRECTION OF AIR FLOW NDE --> DE; DEGREE OF PROTECTION IP55 ABSOLUTE ENCODER 22 BIT SINGLETURN AND 12 BIT MULTITURN (ENCODER AM22DQ) WITH DRIVE-CLIQ INTERFACE DESIGN IM B5 (IMV 1,IM V3) PLAIN SHAFT WITHOUT FITTED KEY; BEARING: STANDARD WITH FIXED BEARING, VIBRATION SEVERITY GRADE: R/A, FLANGE ACCURACY: R TERMINAL BOX (ABOVE) CABLE ENTRY ON THE RIGHT SIGNAL CONNECTION D-END | 12858 | TEM | 1 | MC | 120 | 1
1PH81352FF130BA1 | SIMOTICS M COMPACT SYNCHRONOUS MOTOR 1500RPM,23,7KW,151NM, 43A, 383V 1750RPM,27,2KW,149NM, 42A, 415V 2000RPM,30,2KW,144NM, 42A, 449V FORCED VENTILATION; DIRECTION OF AIR FLOW NDE --> DE; DEGREE OF PROTECTION IP55 ABSOLUTE ENCODER 22 BIT SINGLETURN AND 12 BIT MULTITURN (ENCODER AM22DQ) WITH DRIVE-CLIQ INTERFACE DESIGN IM B35 (IM V15, IM V35) PLAIN SHAFT WITHOUT FITTED KEY; BEARING: STANDARD WITH FIXED BEARING, VIBRATION SEVERITY GRADE: R/A, FLANGE ACCURACY: R TERMINAL BOX (ABOVE) CABLE ENTRY ON THE RIGHT SIGNAL CONNECTION D-END | 13161 | TEM | 1 | MC | 120 | 1
1PH81352FF221BA1 | SIMOTICS M COMPACT SYNCHRONOUS MOTOR 1500RPM,29,7KW,189NM, 57A, 384V 1750RPM,34,1KW,186NM, 56A, 415V 2000RPM,37,9KW,181NM, 56A, 449V WATER COOLING DEGREE OF PROTECTION IP65 ABSOLUTE ENCODER 22 BIT SINGLETURN AND 12 BIT MULTITURN (ENCODER AM22DQ) WITH DRIVE-CLIQ INTERFACE DESIGN IM B5 (IMV 1,IM V3) SHAFT WITH FITTED KEY FULL-KEY BALANCING BEARING: STANDARD WITH FIXED BEARING, VIBRATION SEVERITY GRADE: R/A, FLANGE ACCURACY: R TERMINAL BOX (ABOVE) CABLE ENTRY ON THE RIGHT SIGNAL CONNECTION D-END | 12758 | TEM | 1 | MC | 138 | 1
1PH81352FF222BC1 | SIMOTICS M COMPACT SYNCHRONOUS MOTOR 1500RPM,29,7KW,189NM, 57A, 384V 1750RPM,34,1KW,186NM, 56A, 415V 2000RPM,37,9KW,181NM, 56A, 449V WATER COOLING DEGREE OF PROTECTION IP65 ABSOLUTE ENCODER 22 BIT SINGLETURN AND 12 BIT MULTITURN (ENCODER AM22DQ) WITH DRIVE-CLIQ INTERFACE DESIGN IM B5 (IMV 1,IM V3) SHAFT WITH FITTED KEY HALF-KEY BALANCING BEARING: STANDARD WITH FIXED BEARING, VIBRATION SEVERITY GRADE: R/A, FLANGE ACCURACY: R TERMINAL BOX (ABOVE) CABLE ENTRY ON THE ND-END SIGNAL CONNECTION LEFT | 12758 | TEM | 1 | MC | 138 | 1
1PH81352FF230QA1 | SIMOTICS M COMPACT SYNCHRONOUS MOTOR 1500RPM,29,7KW,189NM, 57A, 384V 1750RPM,34,1KW,186NM, 56A, 415V 2000RPM,37,9KW,181NM, 56A, 449V WATER COOLING DEGREE OF PROTECTION IP65 ABSOLUTE ENCODER 22 BIT SINGLETURN AND 12 BIT MULTITURN (ENCODER AM22DQ) WITH DRIVE-CLIQ INTERFACE DESIGN IM B35 (IM V15, IM V35) PLAIN SHAFT WITHOUT FITTED KEY; BEARING: ADVANCED LIFETIME VIBRATION SEVERITY S/A SHAFT A. FLANGE ACCURACY GR. R TERMINAL BOX (ABOVE) CABLE ENTRY ON THE RIGHT SIGNAL CONNECTION D-END | 13492 | TEM | 1 | MC | 138 | 1
1PH81352FF231BA1 | SIMOTICS M COMPACT SYNCHRONOUS MOTOR 1500RPM,29,7KW,189NM, 57A, 384V 1750RPM,34,1KW,186NM, 56A, 415V 2000RPM,37,9KW,181NM, 56A, 449V WATER COOLING DEGREE OF PROTECTION IP65 ABSOLUTE ENCODER 22 BIT SINGLETURN AND 12 BIT MULTITURN (ENCODER AM22DQ) WITH DRIVE-CLIQ INTERFACE DESIGN IM B35 (IM V15, IM V35) SHAFT WITH FITTED KEY FULL-KEY BALANCING BEARING: STANDARD WITH FIXED BEARING, VIBRATION SEVERITY GRADE: R/A, FLANGE ACCURACY: R TERMINAL BOX (ABOVE) CABLE ENTRY ON THE RIGHT SIGNAL CONNECTION D-END | 13061 | TEM | 1 | MC | 138 | 1
1PH81352FG000CA1 | SIMOTICS M COMPACT SYNCHRONOUS MOTOR 2000RPM,31,4KW,150NM, 59A, 356V 2300RPM,35,6KW,148NM, 59A, 407V 2650RPM,40,2KW,145NM, 58A, 449V FORCED VENTILATION; DIRECTION OF AIR FLOW DE --> NDE; DEGREE OF PROTECTION IP55 ABSOLUTE ENCODER 22 BIT SINGLETURN AND 12 BIT MULTITURN (ENCODER AM22DQ) WITH DRIVE-CLIQ INTERFACE DESIGN IM B3 (IM V5, IM V6) PLAIN SHAFT WITHOUT FITTED KEY; BEARING: STANDARD WITH FIXED BEARING, VIBRATION SEVERITY GRADE: S/A, SHAFT AND FLANGE ACCURACY: R TERMINAL BOX (ABOVE) CABLE ENTRY ON THE RIGHT SIGNAL CONNECTION D-END | 12814 | TEM | 1 | MC | 120 | 1
1PH81352FG002CA1 | SIMOTICS M COMPACT SYNCHRONOUS MOTOR 2000RPM,31,4KW,150NM, 59A, 356V 2300RPM,35,6KW,148NM, 59A, 407V 2650RPM,40,2KW,145NM, 58A, 449V FORCED VENTILATION; DIRECTION OF AIR FLOW DE --> NDE; DEGREE OF PROTECTION IP55 ABSOLUTE ENCODER 22 BIT SINGLETURN AND 12 BIT MULTITURN (ENCODER AM22DQ) WITH DRIVE-CLIQ INTERFACE DESIGN IM B3 (IM V5, IM V6) SHAFT WITH FITTED KEY HALF-KEY BALANCING BEARING: STANDARD WITH FIXED BEARING, VIBRATION SEVERITY GRADE: S/A, SHAFT AND FLANGE ACCURACY: R TERMINAL BOX (ABOVE) CABLE ENTRY ON THE RIGHT SIGNAL CONNECTION D-END | 12814 | TEM | 1 | MC | 120 | 1
1PH81352FG020BA1 | SIMOTICS M COMPACT SYNCHRONOUS MOTOR 2000RPM,31,4KW,150NM, 59A, 356V 2300RPM,35,6KW,148NM, 59A, 407V 2650RPM,40,2KW,145NM, 58A, 449V FORCED VENTILATION; DIRECTION OF AIR FLOW DE --> NDE; DEGREE OF PROTECTION IP55 ABSOLUTE ENCODER 22 BIT SINGLETURN AND 12 BIT MULTITURN (ENCODER AM22DQ) WITH DRIVE-CLIQ INTERFACE DESIGN IM B5 (IMV 1,IM V3) PLAIN SHAFT WITHOUT FITTED KEY; BEARING: STANDARD WITH FIXED BEARING, VIBRATION SEVERITY GRADE: R/A, FLANGE ACCURACY: R TERMINAL BOX (ABOVE) CABLE ENTRY ON THE RIGHT SIGNAL CONNECTION D-END | 12858 | TEM | 1 | MC | 120 | 1
1PH81352FG020BC1 | SIMOTICS M COMPACT SYNCHRONOUS MOTOR 2000RPM,31,4KW,150NM, 59A, 356V 2300RPM,35,6KW,148NM, 59A, 407V 2650RPM,40,2KW,145NM, 58A, 449V FORCED VENTILATION; DIRECTION OF AIR FLOW DE --> NDE; DEGREE OF PROTECTION IP55 ABSOLUTE ENCODER 22 BIT SINGLETURN AND 12 BIT MULTITURN (ENCODER AM22DQ) WITH DRIVE-CLIQ INTERFACE DESIGN IM B5 (IMV 1,IM V3) PLAIN SHAFT WITHOUT FITTED KEY; BEARING: STANDARD WITH FIXED BEARING, VIBRATION SEVERITY GRADE: R/A, FLANGE ACCURACY: R TERMINAL BOX (ABOVE) CABLE ENTRY ON THE ND-END SIGNAL CONNECTION LEFT | 12858 | TEM | 1 | MC | 120 | 1
1PH81352FG020BE1 | SIMOTICS M COMPACT SYNCHRONOUS MOTOR 2000RPM,31,4KW,150NM, 59A, 356V 2300RPM,35,6KW,148NM, 59A, 407V 2650RPM,40,2KW,145NM, 58A, 449V FORCED VENTILATION; DIRECTION OF AIR FLOW DE --> NDE; DEGREE OF PROTECTION IP55 ABSOLUTE ENCODER 22 BIT SINGLETURN AND 12 BIT MULTITURN (ENCODER AM22DQ) WITH DRIVE-CLIQ INTERFACE DESIGN IM B5 (IMV 1,IM V3) PLAIN SHAFT WITHOUT FITTED KEY; BEARING: STANDARD WITH FIXED BEARING, VIBRATION SEVERITY GRADE: R/A, FLANGE ACCURACY: R POWER CONNECTOR (ABOVE) CABLE ENTRY ON THE RIGHT SIGNAL CONNECTION D-END | 12858 | TEM | 1 | MC | 120 | 1
1PH81352FG020CE1 | SIMOTICS M COMPACT SYNCHRONOUS MOTOR 2000RPM,31,4KW,150NM, 59A, 356V 2300RPM,35,6KW,148NM, 59A, 407V 2650RPM,40,2KW,145NM, 58A, 449V FORCED VENTILATION; DIRECTION OF AIR FLOW DE --> NDE; DEGREE OF PROTECTION IP55 ABSOLUTE ENCODER 22 BIT SINGLETURN AND 12 BIT MULTITURN (ENCODER AM22DQ) WITH DRIVE-CLIQ INTERFACE DESIGN IM B5 (IMV 1,IM V3) PLAIN SHAFT WITHOUT FITTED KEY; BEARING: STANDARD WITH FIXED BEARING, VIBRATION SEVERITY GRADE: S/A, SHAFT AND FLANGE ACCURACY: R POWER CONNECTOR (ABOVE) CABLE ENTRY ON THE RIGHT SIGNAL CONNECTION D-END | 13053 | TEM | 1 | MC | 120 | 1
1PH81352FG021BC1 | SIMOTICS M COMPACT SYNCHRONOUS MOTOR 2000RPM,31,4KW,150NM, 59A, 356V 2300RPM,35,6KW,148NM, 59A, 407V 2650RPM,40,2KW,145NM, 58A, 449V FORCED VENTILATION; DIRECTION OF AIR FLOW DE --> NDE; DEGREE OF PROTECTION IP55 ABSOLUTE ENCODER 22 BIT SINGLETURN AND 12 BIT MULTITURN (ENCODER AM22DQ) WITH DRIVE-CLIQ INTERFACE DESIGN IM B5 (IMV 1,IM V3) SHAFT WITH FITTED KEY FULL-KEY BALANCING BEARING: STANDARD WITH FIXED BEARING, VIBRATION SEVERITY GRADE: R/A, FLANGE ACCURACY: R TERMINAL BOX (ABOVE) CABLE ENTRY ON THE ND-END SIGNAL CONNECTION LEFT | 12858 | TEM | 1 | MC | 120 | 1
1PH81352FG122BC1 | SIMOTICS M COMPACT SYNCHRONOUS MOTOR 2000RPM,31,4KW,150NM, 59A, 356V 2300RPM,35,6KW,148NM, 59A, 407V 2650RPM,40,2KW,145NM, 58A, 449V FORCED VENTILATION; DIRECTION OF AIR FLOW NDE --> DE; DEGREE OF PROTECTION IP55 ABSOLUTE ENCODER 22 BIT SINGLETURN AND 12 BIT MULTITURN (ENCODER AM22DQ) WITH DRIVE-CLIQ INTERFACE DESIGN IM B5 (IMV 1,IM V3) SHAFT WITH FITTED KEY HALF-KEY BALANCING BEARING: STANDARD WITH FIXED BEARING, VIBRATION SEVERITY GRADE: R/A, FLANGE ACCURACY: R TERMINAL BOX (ABOVE) CABLE ENTRY ON THE ND-END SIGNAL CONNECTION LEFT | 12858 | TEM | 1 | MC | 120 | 1
1PH81352FG220CA1 | SIMOTICS M COMPACT SYNCHRONOUS MOTOR 2000RPM,39KW,186NM, 81A, 346V 2300RPM,44,3KW,184NM, 80A, 395V 2300RPM,44,3KW,184NM, 80A, 395V WATER COOLING DEGREE OF PROTECTION IP65 ABSOLUTE ENCODER 22 BIT SINGLETURN AND 12 BIT MULTITURN (ENCODER AM22DQ) WITH DRIVE-CLIQ INTERFACE DESIGN IM B5 (IMV 1,IM V3) PLAIN SHAFT WITHOUT FITTED KEY; BEARING: STANDARD WITH FIXED BEARING, VIBRATION SEVERITY GRADE: S/A, SHAFT AND FLANGE ACCURACY: R TERMINAL BOX (ABOVE) CABLE ENTRY ON THE RIGHT SIGNAL CONNECTION D-END | 12953 | TEM | 1 | MC | 138 | 1
1PH81352FG222BC1 | SIMOTICS M COMPACT SYNCHRONOUS MOTOR 2000RPM,39KW,186NM, 81A, 346V 2300RPM,44,3KW,184NM, 80A, 395V 2300RPM,44,3KW,184NM, 80A, 395V WATER COOLING DEGREE OF PROTECTION IP65 ABSOLUTE ENCODER 22 BIT SINGLETURN AND 12 BIT MULTITURN (ENCODER AM22DQ) WITH DRIVE-CLIQ INTERFACE DESIGN IM B5 (IMV 1,IM V3) SHAFT WITH FITTED KEY HALF-KEY BALANCING BEARING: STANDARD WITH FIXED BEARING, VIBRATION SEVERITY GRADE: R/A, FLANGE ACCURACY: R TERMINAL BOX (ABOVE) CABLE ENTRY ON THE ND-END SIGNAL CONNECTION LEFT | 12758 | TEM | 1 | MC | 138 | 1
1PH81352FG231BA1 | SIMOTICS M COMPACT SYNCHRONOUS MOTOR 2000RPM,39KW,186NM, 81A, 346V 2300RPM,44,3KW,184NM, 80A, 395V 2300RPM,44,3KW,184NM, 80A, 395V WATER COOLING DEGREE OF PROTECTION IP65 ABSOLUTE ENCODER 22 BIT SINGLETURN AND 12 BIT MULTITURN (ENCODER AM22DQ) WITH DRIVE-CLIQ INTERFACE DESIGN IM B35 (IM V15, IM V35) SHAFT WITH FITTED KEY FULL-KEY BALANCING BEARING: STANDARD WITH FIXED BEARING, VIBRATION SEVERITY GRADE: R/A, FLANGE ACCURACY: R TERMINAL BOX (ABOVE) CABLE ENTRY ON THE RIGHT SIGNAL CONNECTION D-END | 13061 | TEM | 1 | MC | 138 | 1
1PH81352MF001BA1 | SIMOTICS M COMPACT SYNCHRONOUS MOTOR 1500RPM,23,7KW,151NM, 43A, 383V 1750RPM,27,2KW,149NM, 42A, 415V 2000RPM,30,2KW,144NM, 42A, 449V FORCED VENTILATION; DIRECTION OF AIR FLOW DE --> NDE; DEGREE OF PROTECTION IP55 INCREMENTAL ENCODER SIN/COS 1VPP 2048 S/R WITH ND-END AT TERMINAL BOX (ENCODER IC2048S/R) with TEMPERAT. SENSOR KTY84-130 DESIGN IM B3 (IM V5, IM V6) SHAFT WITH FITTED KEY FULL-KEY BALANCING BEARING: STANDARD WITH FIXED BEARING, VIBRATION SEVERITY GRADE: R/A, FLANGE ACCURACY: R TERMINAL BOX (ABOVE) CABLE ENTRY ON THE RIGHT SIGNAL CONNECTION D-END | 11015 | TEM | 1 | MC | 120 | 1
1PH81352MF020BA1 | SIMOTICS M COMPACT SYNCHRONOUS MOTOR 1500RPM,23,7KW,151NM, 43A, 383V 1750RPM,27,2KW,149NM, 42A, 415V 2000RPM,30,2KW,144NM, 42A, 449V FORCED VENTILATION; DIRECTION OF AIR FLOW DE --> NDE; DEGREE OF PROTECTION IP55 INCREMENTAL ENCODER SIN/COS 1VPP 2048 S/R WITH ND-END AT TERMINAL BOX (ENCODER IC2048S/R) with TEMPERAT. SENSOR KTY84-130 DESIGN IM B5 (IMV 1,IM V3) PLAIN SHAFT WITHOUT FITTED KEY; BEARING: STANDARD WITH FIXED BEARING, VIBRATION SEVERITY GRADE: R/A, FLANGE ACCURACY: R TERMINAL BOX (ABOVE) CABLE ENTRY ON THE RIGHT SIGNAL CONNECTION D-END | 11254 | TEM | 1 | MC | 120 | 1
1PH81352MF030BC1 | SIMOTICS M COMPACT SYNCHRONOUS MOTOR 1500RPM,23,7KW,151NM, 43A, 383V 1750RPM,27,2KW,149NM, 42A, 415V 2000RPM,30,2KW,144NM, 42A, 449V FORCED VENTILATION; DIRECTION OF AIR FLOW DE --> NDE; DEGREE OF PROTECTION IP55 INCREMENTAL ENCODER SIN/COS 1VPP 2048 S/R WITH ND-END AT TERMINAL BOX (ENCODER IC2048S/R) with TEMPERAT. SENSOR KTY84-130 DESIGN IM B35 (IM V15, IM V35) PLAIN SHAFT WITHOUT FITTED KEY; BEARING: STANDARD WITH FIXED BEARING, VIBRATION SEVERITY GRADE: R/A, FLANGE ACCURACY: R TERMINAL BOX (ABOVE) CABLE ENTRY ON THE ND-END SIGNAL CONNECTION LEFT | 11557 | TEM | 1 | MC | 120 | 1
1PH81352MF031BA1 | SIMOTICS M COMPACT SYNCHRONOUS MOTOR 1500RPM,23,7KW,151NM, 43A, 383V 1750RPM,27,2KW,149NM, 42A, 415V 2000RPM,30,2KW,144NM, 42A, 449V FORCED VENTILATION; DIRECTION OF AIR FLOW DE --> NDE; DEGREE OF PROTECTION IP55 INCREMENTAL ENCODER SIN/COS 1VPP 2048 S/R WITH ND-END AT TERMINAL BOX (ENCODER IC2048S/R) with TEMPERAT. SENSOR KTY84-130 DESIGN IM B35 (IM V15, IM V35) SHAFT WITH FITTED KEY FULL-KEY BALANCING BEARING: STANDARD WITH FIXED BEARING, VIBRATION SEVERITY GRADE: R/A, FLANGE ACCURACY: R TERMINAL BOX (ABOVE) CABLE ENTRY ON THE RIGHT SIGNAL CONNECTION D-END | 11557 | TEM | 1 | MC | 120 | 1
1PH81352MF101CB1 | SIMOTICS M COMPACT SYNCHRONOUS MOTOR 1500RPM,23,7KW,151NM, 43A, 383V 1750RPM,27,2KW,149NM, 42A, 415V 2000RPM,30,2KW,144NM, 42A, 449V FORCED VENTILATION; DIRECTION OF AIR FLOW NDE --> DE; DEGREE OF PROTECTION IP55 INCREMENTAL ENCODER SIN/COS 1VPP 2048 S/R WITH ND-END AT TERMINAL BOX (ENCODER IC2048S/R) with TEMPERAT. SENSOR KTY84-130 DESIGN IM B3 (IM V5, IM V6) SHAFT WITH FITTED KEY FULL-KEY BALANCING BEARING: STANDARD WITH FIXED BEARING, VIBRATION SEVERITY GRADE: S/A, SHAFT AND FLANGE ACCURACY: R TERMINAL BOX (ABOVE) CABLE ENTRY ON THE LEFT SIGNAL CONNECTION D-END | 11210 | TEM | 1 | MC | 120 | 1
1PH81352MG132BB1 | SIMOTICS M COMPACT SYNCHRONOUS MOTOR 2000RPM,31,4KW,150NM, 59A, 356V 2300RPM,35,6KW,148NM, 59A, 407V 2650RPM,40,2KW,145NM, 58A, 449V FORCED VENTILATION; DIRECTION OF AIR FLOW NDE --> DE; DEGREE OF PROTECTION IP55 INCREMENTAL ENCODER SIN/COS 1VPP 2048 S/R WITH ND-END AT TERMINAL BOX (ENCODER IC2048S/R) with TEMPERAT. SENSOR KTY84-130 DESIGN IM B35 (IM V15, IM V35) SHAFT WITH FITTED KEY HALF-KEY BALANCING BEARING: STANDARD WITH FIXED BEARING, VIBRATION SEVERITY GRADE: R/A, FLANGE ACCURACY: R TERMINAL BOX (ABOVE) CABLE ENTRY ON THE LEFT SIGNAL CONNECTION D-END | 11557 | TEM | 1 | MC | 120 | 1
1PH81352MG222BC1 | SIMOTICS M COMPACT SYNCHRONOUS MOTOR 2000RPM,39KW,186NM, 81A, 346V 2300RPM,44,3KW,184NM, 80A, 395V 2300RPM,44,3KW,184NM, 80A, 395V WATER COOLING DEGREE OF PROTECTION IP65 INCREMENTAL ENCODER SIN/COS 1VPP 2048 S/R WITH ND-END AT TERMINAL BOX (ENCODER IC2048S/R) with TEMPERAT. SENSOR KTY84-130 DESIGN IM B5 (IMV 1,IM V3) SHAFT WITH FITTED KEY HALF-KEY BALANCING BEARING: STANDARD WITH FIXED BEARING, VIBRATION SEVERITY GRADE: R/A, FLANGE ACCURACY: R TERMINAL BOX (ABOVE) CABLE ENTRY ON THE ND-END SIGNAL CONNECTION LEFT | 11154 | TEM | 1 | MC | 138 | 1
1PH81352MG222BH1 | SIMOTICS M COMPACT SYNCHRONOUS MOTOR 2000RPM,39KW,186NM, 81A, 346V 2300RPM,44,3KW,184NM, 80A, 395V 2300RPM,44,3KW,184NM, 80A, 395V WATER COOLING DEGREE OF PROTECTION IP65 INCREMENTAL ENCODER SIN/COS 1VPP 2048 S/R WITH ND-END AT TERMINAL BOX (ENCODER IC2048S/R) with TEMPERAT. SENSOR KTY84-130 DESIGN IM B5 (IMV 1,IM V3) SHAFT WITH FITTED KEY HALF-KEY BALANCING BEARING: STANDARD WITH FIXED BEARING, VIBRATION SEVERITY GRADE: R/A, FLANGE ACCURACY: R POWER CONNECTOR (ABOVE) CABLE ENTRY ON THE D-END SIGNAL CONNECTION LEFT | 11154 | TEM | 1 | MC | 138 | 1
1PH81353DF032AA1 | SIMOTICS M COMPACT ASYNCHRONOUS MOTOR 1500RPM,18,5KW,118NM, 43A, 330V 1750RPM,21,5KW,117NM, 43A, 383V 2000RPM, 24KW, 115NM, 43A, 434V FORCED VENTILATION; DIRECTION OF AIR FLOW DE --> NDE; DEGREE OF PROTECTION IP55 INCREMENTAL ENCODER 22 BIT WITH COMMUTATING POSITION (ENCODER IC22DQ) WITH DRIVE-CLIQ INTERFACE DESIGN IM B35 (IM V15, IM V35) SHAFT WITH FITTED KEY HALF-KEY BALANCING BEARING: STANDARD VIBRATION SEVERITY GRADE A; SHAFT A.FLANGE ACCURACY GR.N TERMINAL BOX (ABOVE) CABLE ENTRY ON THE RIGHT SIGNAL CONNECTION D-END | 6192 | TEM | 1 | MC | 125 | 1
1PH81353FF030AA1 | SIMOTICS M COMPACT ASYNCHRONOUS MOTOR 1500RPM,18,5KW,118NM, 43A, 330V 1750RPM,21,5KW,117NM, 43A, 383V 2000RPM, 24KW, 115NM, 43A, 434V FORCED VENTILATION; DIRECTION OF AIR FLOW DE --> NDE; DEGREE OF PROTECTION IP55 ABSOLUTE ENCODER 22 BIT SINGLETURN AND 12 BIT MULTITURN (ENCODER AM22DQ) WITH DRIVE-CLIQ INTERFACE DESIGN IM B35 (IM V15, IM V35) PLAIN SHAFT WITHOUT FITTED KEY; BEARING: STANDARD VIBRATION SEVERITY GRADE A; SHAFT A.FLANGE ACCURACY GR.N TERMINAL BOX (ABOVE) CABLE ENTRY ON THE RIGHT SIGNAL CONNECTION D-END | 7102 | TEM | 1 | MC | 125 | 1
1PH81354DF030AA1 | SIMOTICS M COMPACT SYNCHRONOUS MOTOR 1500RPM,23,7KW,151NM, 43A, 383V 1750RPM,27,2KW,149NM, 42A, 415V 2000RPM,30,2KW,144NM, 42A, 449V FORCED VENTILATION; DIRECTION OF AIR FLOW DE --> NDE; DEGREE OF PROTECTION IP55 INCREMENTAL ENCODER 22 BIT WITH COMMUTATING POSITION (ENCODER IC22DQ) WITH DRIVE-CLIQ INTERFACE DESIGN IM B35 (IM V15, IM V35) PLAIN SHAFT WITHOUT FITTED KEY; BEARING: STANDARD VIBRATION SEVERITY GRADE A; SHAFT A.FLANGE ACCURACY GR.N TERMINAL BOX (ABOVE) CABLE ENTRY ON THE RIGHT SIGNAL CONNECTION D-END | 11089 | TEM | 1 | MC | 120 | 1
1PH81371AD002BB1 | SIMOTICS M COMPACT ASYNCHRONOUS MOTOR 1000RPM, 17KW, 162NM, 43A, 307V 1150RPM,19,5KW,162NM, 43A, 350V 1350RPM, 22KW, 156NM, 42A, 404V FORCED VENTILATION; DIRECTION OF AIR FLOW DE --> NDE; DEGREE OF PROTECTION IP55 W/O ENCODER with TEMPERAT. SENSOR KTY84-130 DESIGN IM B3 (IM V5, IM V6) SHAFT WITH FITTED KEY HALF-KEY BALANCING BEARING: STANDARD WITH FIXED BEARING, VIBRATION SEVERITY GRADE: R/A, FLANGE ACCURACY: R TERMINAL BOX (ABOVE) CABLE ENTRY ON THE LEFT SIGNAL CONNECTION D-END | 4802 | TEM | 1 | MC | 141 | 1
1PH81371AD022BA1 | SIMOTICS M COMPACT ASYNCHRONOUS MOTOR 1000RPM, 17KW, 162NM, 43A, 307V 1150RPM,19,5KW,162NM, 43A, 350V 1350RPM, 22KW, 156NM, 42A, 404V FORCED VENTILATION; DIRECTION OF AIR FLOW DE --> NDE; DEGREE OF PROTECTION IP55 W/O ENCODER with TEMPERAT. SENSOR KTY84-130 DESIGN IM B5 (IMV 1,IM V3) SHAFT WITH FITTED KEY HALF-KEY BALANCING BEARING: STANDARD WITH FIXED BEARING, VIBRATION SEVERITY GRADE: R/A, FLANGE ACCURACY: R TERMINAL BOX (ABOVE) CABLE ENTRY ON THE RIGHT SIGNAL CONNECTION D-END | 5040 | TEM | 1 | MC | 141 | 1
1PH81371AD032BA1 | SIMOTICS M COMPACT ASYNCHRONOUS MOTOR 1000RPM, 17KW, 162NM, 43A, 307V 1150RPM,19,5KW,162NM, 43A, 350V 1350RPM, 22KW, 156NM, 42A, 404V FORCED VENTILATION; DIRECTION OF AIR FLOW DE --> NDE; DEGREE OF PROTECTION IP55 W/O ENCODER with TEMPERAT. SENSOR KTY84-130 DESIGN IM B35 (IM V15, IM V35) SHAFT WITH FITTED KEY HALF-KEY BALANCING BEARING: STANDARD WITH FIXED BEARING, VIBRATION SEVERITY GRADE: R/A, FLANGE ACCURACY: R TERMINAL BOX (ABOVE) CABLE ENTRY ON THE RIGHT SIGNAL CONNECTION D-END | 5344 | TEM | 1 | MC | 141 | 1
1PH81371AD032BB1 | SIMOTICS M COMPACT ASYNCHRONOUS MOTOR 1000RPM, 17KW, 162NM, 43A, 307V 1150RPM,19,5KW,162NM, 43A, 350V 1350RPM, 22KW, 156NM, 42A, 404V FORCED VENTILATION; DIRECTION OF AIR FLOW DE --> NDE; DEGREE OF PROTECTION IP55 W/O ENCODER with TEMPERAT. SENSOR KTY84-130 DESIGN IM B35 (IM V15, IM V35) SHAFT WITH FITTED KEY HALF-KEY BALANCING BEARING: STANDARD WITH FIXED BEARING, VIBRATION SEVERITY GRADE: R/A, FLANGE ACCURACY: R TERMINAL BOX (ABOVE) CABLE ENTRY ON THE LEFT SIGNAL CONNECTION D-END | 5344 | TEM | 1 | MC | 141 | 1
1PH81371AD100BA1 | SIMOTICS M COMPACT ASYNCHRONOUS MOTOR 1000RPM, 17KW, 162NM, 43A, 307V 1150RPM,19,5KW,162NM, 43A, 350V 1350RPM, 22KW, 156NM, 42A, 404V FORCED VENTILATION; DIRECTION OF AIR FLOW NDE --> DE; DEGREE OF PROTECTION IP55 W/O ENCODER with TEMPERAT. SENSOR KTY84-130 DESIGN IM B3 (IM V5, IM V6) PLAIN SHAFT WITHOUT FITTED KEY; BEARING: STANDARD WITH FIXED BEARING, VIBRATION SEVERITY GRADE: R/A, FLANGE ACCURACY: R TERMINAL BOX (ABOVE) CABLE ENTRY ON THE RIGHT SIGNAL CONNECTION D-END | 4802 | TEM | 1 | MC | 141 | 1
1PH81371AD100BB1 | SIMOTICS M COMPACT ASYNCHRONOUS MOTOR 1000RPM, 17KW, 162NM, 43A, 307V 1150RPM,19,5KW,162NM, 43A, 350V 1350RPM, 22KW, 156NM, 42A, 404V FORCED VENTILATION; DIRECTION OF AIR FLOW NDE --> DE; DEGREE OF PROTECTION IP55 W/O ENCODER with TEMPERAT. SENSOR KTY84-130 DESIGN IM B3 (IM V5, IM V6) PLAIN SHAFT WITHOUT FITTED KEY; BEARING: STANDARD WITH FIXED BEARING, VIBRATION SEVERITY GRADE: R/A, FLANGE ACCURACY: R TERMINAL BOX (ABOVE) CABLE ENTRY ON THE LEFT SIGNAL CONNECTION D-END | 4802 | TEM | 1 | MC | 141 | 1
1PH81371AD100BC1 | SIMOTICS M COMPACT ASYNCHRONOUS MOTOR 1000RPM, 17KW, 162NM, 43A, 307V 1150RPM,19,5KW,162NM, 43A, 350V 1350RPM, 22KW, 156NM, 42A, 404V FORCED VENTILATION; DIRECTION OF AIR FLOW NDE --> DE; DEGREE OF PROTECTION IP55 W/O ENCODER with TEMPERAT. SENSOR KTY84-130 DESIGN IM B3 (IM V5, IM V6) PLAIN SHAFT WITHOUT FITTED KEY; BEARING: STANDARD WITH FIXED BEARING, VIBRATION SEVERITY GRADE: R/A, FLANGE ACCURACY: R TERMINAL BOX (ABOVE) CABLE ENTRY ON THE ND-END SIGNAL CONNECTION LEFT | 4802 | TEM | 1 | MC | 141 | 1
1PH81371AD100CA1 | SIMOTICS M COMPACT ASYNCHRONOUS MOTOR 1000RPM, 17KW, 162NM, 43A, 307V 1150RPM,19,5KW,162NM, 43A, 350V 1350RPM, 22KW, 156NM, 42A, 404V FORCED VENTILATION; DIRECTION OF AIR FLOW NDE --> DE; DEGREE OF PROTECTION IP55 W/O ENCODER with TEMPERAT. SENSOR KTY84-130 DESIGN IM B3 (IM V5, IM V6) PLAIN SHAFT WITHOUT FITTED KEY; BEARING: STANDARD VIBRATION SEVERITY GRADE S/A; SHAFT A.FLANGE ACCURACY GR. R TERMINAL BOX (ABOVE) CABLE ENTRY ON THE RIGHT SIGNAL CONNECTION D-END | 4997 | TEM | 1 | MC | 141 | 1
1PH81371AD100CB1 | SIMOTICS M COMPACT ASYNCHRONOUS MOTOR 1000RPM, 17KW, 162NM, 43A, 307V 1150RPM,19,5KW,162NM, 43A, 350V 1350RPM, 22KW, 156NM, 42A, 404V FORCED VENTILATION; DIRECTION OF AIR FLOW NDE --> DE; DEGREE OF PROTECTION IP55 W/O ENCODER with TEMPERAT. SENSOR KTY84-130 DESIGN IM B3 (IM V5, IM V6) PLAIN SHAFT WITHOUT FITTED KEY; BEARING: STANDARD VIBRATION SEVERITY GRADE S/A; SHAFT A.FLANGE ACCURACY GR. R TERMINAL BOX (ABOVE) CABLE ENTRY ON THE LEFT SIGNAL CONNECTION D-END | 4997 | TEM | 1 | MC | 141 | 1
1PH81371AD100CC1 | SIMOTICS M COMPACT ASYNCHRONOUS MOTOR 1000RPM, 17KW, 162NM, 43A, 307V 1150RPM,19,5KW,162NM, 43A, 350V 1350RPM, 22KW, 156NM, 42A, 404V FORCED VENTILATION; DIRECTION OF AIR FLOW NDE --> DE; DEGREE OF PROTECTION IP55 W/O ENCODER with TEMPERAT. SENSOR KTY84-130 DESIGN IM B3 (IM V5, IM V6) PLAIN SHAFT WITHOUT FITTED KEY; BEARING: STANDARD VIBRATION SEVERITY GRADE S/A; SHAFT A.FLANGE ACCURACY GR. R TERMINAL BOX (ABOVE) CABLE ENTRY ON THE ND-END SIGNAL CONNECTION LEFT | 4997 | TEM | 1 | MC | 141 | 1
1PH81371AD102BA1 | SIMOTICS M COMPACT ASYNCHRONOUS MOTOR 1000RPM, 17KW, 162NM, 43A, 307V 1150RPM,19,5KW,162NM, 43A, 350V 1350RPM, 22KW, 156NM, 42A, 404V FORCED VENTILATION; DIRECTION OF AIR FLOW NDE --> DE; DEGREE OF PROTECTION IP55 W/O ENCODER with TEMPERAT. SENSOR KTY84-130 DESIGN IM B3 (IM V5, IM V6) SHAFT WITH FITTED KEY HALF-KEY BALANCING BEARING: STANDARD WITH FIXED BEARING, VIBRATION SEVERITY GRADE: R/A, FLANGE ACCURACY: R TERMINAL BOX (ABOVE) CABLE ENTRY ON THE RIGHT SIGNAL CONNECTION D-END | 4802 | TEM | 1 | MC | 141 | 1
1PH81371AD102BB1 | SIMOTICS M COMPACT ASYNCHRONOUS MOTOR 1000RPM, 17KW, 162NM, 43A, 307V 1150RPM,19,5KW,162NM, 43A, 350V 1350RPM, 22KW, 156NM, 42A, 404V FORCED VENTILATION; DIRECTION OF AIR FLOW NDE --> DE; DEGREE OF PROTECTION IP55 W/O ENCODER with TEMPERAT. SENSOR KTY84-130 DESIGN IM B3 (IM V5, IM V6) SHAFT WITH FITTED KEY HALF-KEY BALANCING BEARING: STANDARD WITH FIXED BEARING, VIBRATION SEVERITY GRADE: R/A, FLANGE ACCURACY: R TERMINAL BOX (ABOVE) CABLE ENTRY ON THE LEFT SIGNAL CONNECTION D-END | 4802 | TEM | 1 | MC | 141 | 1
1PH81371AD102BC1 | SIMOTICS M COMPACT ASYNCHRONOUS MOTOR 1000RPM, 17KW, 162NM, 43A, 307V 1150RPM,19,5KW,162NM, 43A, 350V 1350RPM, 22KW, 156NM, 42A, 404V FORCED VENTILATION; DIRECTION OF AIR FLOW NDE --> DE; DEGREE OF PROTECTION IP55 W/O ENCODER with TEMPERAT. SENSOR KTY84-130 DESIGN IM B3 (IM V5, IM V6) SHAFT WITH FITTED KEY HALF-KEY BALANCING BEARING: STANDARD WITH FIXED BEARING, VIBRATION SEVERITY GRADE: R/A, FLANGE ACCURACY: R TERMINAL BOX (ABOVE) CABLE ENTRY ON THE ND-END SIGNAL CONNECTION LEFT | 4802 | TEM | 1 | MC | 141 | 1
1PH81371AD102CA1 | SIMOTICS M COMPACT ASYNCHRONOUS MOTOR 1000RPM, 17KW, 162NM, 43A, 307V 1150RPM,19,5KW,162NM, 43A, 350V 1350RPM, 22KW, 156NM, 42A, 404V FORCED VENTILATION; DIRECTION OF AIR FLOW NDE --> DE; DEGREE OF PROTECTION IP55 W/O ENCODER with TEMPERAT. SENSOR KTY84-130 DESIGN IM B3 (IM V5, IM V6) SHAFT WITH FITTED KEY HALF-KEY BALANCING BEARING: STANDARD VIBRATION SEVERITY GRADE S/A; SHAFT A.FLANGE ACCURACY GR. R TERMINAL BOX (ABOVE) CABLE ENTRY ON THE RIGHT SIGNAL CONNECTION D-END | 4997 | TEM | 1 | MC | 141 | 1
1PH81371AD102CB1 | SIMOTICS M COMPACT ASYNCHRONOUS MOTOR 1000RPM, 17KW, 162NM, 43A, 307V 1150RPM,19,5KW,162NM, 43A, 350V 1350RPM, 22KW, 156NM, 42A, 404V FORCED VENTILATION; DIRECTION OF AIR FLOW NDE --> DE; DEGREE OF PROTECTION IP55 W/O ENCODER with TEMPERAT. SENSOR KTY84-130 DESIGN IM B3 (IM V5, IM V6) SHAFT WITH FITTED KEY HALF-KEY BALANCING BEARING: STANDARD VIBRATION SEVERITY GRADE S/A; SHAFT A.FLANGE ACCURACY GR. R TERMINAL BOX (ABOVE) CABLE ENTRY ON THE LEFT SIGNAL CONNECTION D-END | 4997 | TEM | 1 | MC | 141 | 1
1PH81371AD102CC1 | SIMOTICS M COMPACT ASYNCHRONOUS MOTOR 1000RPM, 17KW, 162NM, 43A, 307V 1150RPM,19,5KW,162NM, 43A, 350V 1350RPM, 22KW, 156NM, 42A, 404V FORCED VENTILATION; DIRECTION OF AIR FLOW NDE --> DE; DEGREE OF PROTECTION IP55 W/O ENCODER with TEMPERAT. SENSOR KTY84-130 DESIGN IM B3 (IM V5, IM V6) SHAFT WITH FITTED KEY HALF-KEY BALANCING BEARING: STANDARD VIBRATION SEVERITY GRADE S/A; SHAFT A.FLANGE ACCURACY GR. R TERMINAL BOX (ABOVE) CABLE ENTRY ON THE ND-END SIGNAL CONNECTION LEFT | 4997 | TEM | 1 | MC | 141 | 1
1PH81371AD120BA1 | SIMOTICS M COMPACT ASYNCHRONOUS MOTOR 1000RPM, 17KW, 162NM, 43A, 307V 1150RPM,19,5KW,162NM, 43A, 350V 1350RPM, 22KW, 156NM, 42A, 404V FORCED VENTILATION; DIRECTION OF AIR FLOW NDE --> DE; DEGREE OF PROTECTION IP55 W/O ENCODER with TEMPERAT. SENSOR KTY84-130 DESIGN IM B5 (IMV 1,IM V3) PLAIN SHAFT WITHOUT FITTED KEY; BEARING: STANDARD WITH FIXED BEARING, VIBRATION SEVERITY GRADE: R/A, FLANGE ACCURACY: R TERMINAL BOX (ABOVE) CABLE ENTRY ON THE RIGHT SIGNAL CONNECTION D-END | 5040 | TEM | 1 | MC | 141 | 1
1PH81371AD120BB1 | SIMOTICS M COMPACT ASYNCHRONOUS MOTOR 1000RPM, 17KW, 162NM, 43A, 307V 1150RPM,19,5KW,162NM, 43A, 350V 1350RPM, 22KW, 156NM, 42A, 404V FORCED VENTILATION; DIRECTION OF AIR FLOW NDE --> DE; DEGREE OF PROTECTION IP55 W/O ENCODER with TEMPERAT. SENSOR KTY84-130 DESIGN IM B5 (IMV 1,IM V3) PLAIN SHAFT WITHOUT FITTED KEY; BEARING: STANDARD WITH FIXED BEARING, VIBRATION SEVERITY GRADE: R/A, FLANGE ACCURACY: R TERMINAL BOX (ABOVE) CABLE ENTRY ON THE LEFT SIGNAL CONNECTION D-END | 5040 | TEM | 1 | MC | 141 | 1
1PH81371AD120BC1 | SIMOTICS M COMPACT ASYNCHRONOUS MOTOR 1000RPM, 17KW, 162NM, 43A, 307V 1150RPM,19,5KW,162NM, 43A, 350V 1350RPM, 22KW, 156NM, 42A, 404V FORCED VENTILATION; DIRECTION OF AIR FLOW NDE --> DE; DEGREE OF PROTECTION IP55 W/O ENCODER with TEMPERAT. SENSOR KTY84-130 DESIGN IM B5 (IMV 1,IM V3) PLAIN SHAFT WITHOUT FITTED KEY; BEARING: STANDARD WITH FIXED BEARING, VIBRATION SEVERITY GRADE: R/A, FLANGE ACCURACY: R TERMINAL BOX (ABOVE) CABLE ENTRY ON THE ND-END SIGNAL CONNECTION LEFT | 5040 | TEM | 1 | MC | 141 | 1
1PH81371AD120CA1 | SIMOTICS M COMPACT ASYNCHRONOUS MOTOR 1000RPM, 17KW, 162NM, 43A, 307V 1150RPM,19,5KW,162NM, 43A, 350V 1350RPM, 22KW, 156NM, 42A, 404V FORCED VENTILATION; DIRECTION OF AIR FLOW NDE --> DE; DEGREE OF PROTECTION IP55 W/O ENCODER with TEMPERAT. SENSOR KTY84-130 DESIGN IM B5 (IMV 1,IM V3) PLAIN SHAFT WITHOUT FITTED KEY; BEARING: STANDARD VIBRATION SEVERITY GRADE S/A; SHAFT A.FLANGE ACCURACY GR. R TERMINAL BOX (ABOVE) CABLE ENTRY ON THE RIGHT SIGNAL CONNECTION D-END | 5235 | TEM | 1 | MC | 141 | 1
1PH81371AD120CB1 | SIMOTICS M COMPACT ASYNCHRONOUS MOTOR 1000RPM, 17KW, 162NM, 43A, 307V 1150RPM,19,5KW,162NM, 43A, 350V 1350RPM, 22KW, 156NM, 42A, 404V FORCED VENTILATION; DIRECTION OF AIR FLOW NDE --> DE; DEGREE OF PROTECTION IP55 W/O ENCODER with TEMPERAT. SENSOR KTY84-130 DESIGN IM B5 (IMV 1,IM V3) PLAIN SHAFT WITHOUT FITTED KEY; BEARING: STANDARD VIBRATION SEVERITY GRADE S/A; SHAFT A.FLANGE ACCURACY GR. R TERMINAL BOX (ABOVE) CABLE ENTRY ON THE LEFT SIGNAL CONNECTION D-END | 5235 | TEM | 1 | MC | 141 | 1
1PH81371AD120CC1 | SIMOTICS M COMPACT ASYNCHRONOUS MOTOR 1000RPM, 17KW, 162NM, 43A, 307V 1150RPM,19,5KW,162NM, 43A, 350V 1350RPM, 22KW, 156NM, 42A, 404V FORCED VENTILATION; DIRECTION OF AIR FLOW NDE --> DE; DEGREE OF PROTECTION IP55 W/O ENCODER with TEMPERAT. SENSOR KTY84-130 DESIGN IM B5 (IMV 1,IM V3) PLAIN SHAFT WITHOUT FITTED KEY; BEARING: STANDARD VIBRATION SEVERITY GRADE S/A; SHAFT A.FLANGE ACCURACY GR. R TERMINAL BOX (ABOVE) CABLE ENTRY ON THE ND-END SIGNAL CONNECTION LEFT | 5235 | TEM | 1 | MC | 141 | 1
1PH81371AD122BA1 | SIMOTICS M COMPACT ASYNCHRONOUS MOTOR 1000RPM, 17KW, 162NM, 43A, 307V 1150RPM,19,5KW,162NM, 43A, 350V 1350RPM, 22KW, 156NM, 42A, 404V FORCED VENTILATION; DIRECTION OF AIR FLOW NDE --> DE; DEGREE OF PROTECTION IP55 W/O ENCODER with TEMPERAT. SENSOR KTY84-130 DESIGN IM B5 (IMV 1,IM V3) SHAFT WITH FITTED KEY HALF-KEY BALANCING BEARING: STANDARD WITH FIXED BEARING, VIBRATION SEVERITY GRADE: R/A, FLANGE ACCURACY: R TERMINAL BOX (ABOVE) CABLE ENTRY ON THE RIGHT SIGNAL CONNECTION D-END | 5040 | TEM | 1 | MC | 141 | 1
1PH81371AD122BB1 | SIMOTICS M COMPACT ASYNCHRONOUS MOTOR 1000RPM, 17KW, 162NM, 43A, 307V 1150RPM,19,5KW,162NM, 43A, 350V 1350RPM, 22KW, 156NM, 42A, 404V FORCED VENTILATION; DIRECTION OF AIR FLOW NDE --> DE; DEGREE OF PROTECTION IP55 W/O ENCODER with TEMPERAT. SENSOR KTY84-130 DESIGN IM B5 (IMV 1,IM V3) SHAFT WITH FITTED KEY HALF-KEY BALANCING BEARING: STANDARD WITH FIXED BEARING, VIBRATION SEVERITY GRADE: R/A, FLANGE ACCURACY: R TERMINAL BOX (ABOVE) CABLE ENTRY ON THE LEFT SIGNAL CONNECTION D-END | 5040 | TEM | 1 | MC | 141 | 1
1PH81371AD122BC1 | SIMOTICS M COMPACT ASYNCHRONOUS MOTOR 1000RPM, 17KW, 162NM, 43A, 307V 1150RPM,19,5KW,162NM, 43A, 350V 1350RPM, 22KW, 156NM, 42A, 404V FORCED VENTILATION; DIRECTION OF AIR FLOW NDE --> DE; DEGREE OF PROTECTION IP55 W/O ENCODER with TEMPERAT. SENSOR KTY84-130 DESIGN IM B5 (IMV 1,IM V3) SHAFT WITH FITTED KEY HALF-KEY BALANCING BEARING: STANDARD WITH FIXED BEARING, VIBRATION SEVERITY GRADE: R/A, FLANGE ACCURACY: R TERMINAL BOX (ABOVE) CABLE ENTRY ON THE ND-END SIGNAL CONNECTION LEFT | 5040 | TEM | 1 | MC | 141 | 1
1PH81371AD122CA1 | SIMOTICS M COMPACT ASYNCHRONOUS MOTOR 1000RPM, 17KW, 162NM, 43A, 307V 1150RPM,19,5KW,162NM, 43A, 350V 1350RPM, 22KW, 156NM, 42A, 404V FORCED VENTILATION; DIRECTION OF AIR FLOW NDE --> DE; DEGREE OF PROTECTION IP55 W/O ENCODER with TEMPERAT. SENSOR KTY84-130 DESIGN IM B5 (IMV 1,IM V3) SHAFT WITH FITTED KEY HALF-KEY BALANCING BEARING: STANDARD VIBRATION SEVERITY GRADE S/A; SHAFT A.FLANGE ACCURACY GR. R TERMINAL BOX (ABOVE) CABLE ENTRY ON THE RIGHT SIGNAL CONNECTION D-END | 5235 | TEM | 1 | MC | 141 | 1
1PH81371AD122CB1 | SIMOTICS M COMPACT ASYNCHRONOUS MOTOR 1000RPM, 17KW, 162NM, 43A, 307V 1150RPM,19,5KW,162NM, 43A, 350V 1350RPM, 22KW, 156NM, 42A, 404V FORCED VENTILATION; DIRECTION OF AIR FLOW NDE --> DE; DEGREE OF PROTECTION IP55 W/O ENCODER with TEMPERAT. SENSOR KTY84-130 DESIGN IM B5 (IMV 1,IM V3) SHAFT WITH FITTED KEY HALF-KEY BALANCING BEARING: STANDARD VIBRATION SEVERITY GRADE S/A; SHAFT A.FLANGE ACCURACY GR. R TERMINAL BOX (ABOVE) CABLE ENTRY ON THE LEFT SIGNAL CONNECTION D-END | 5235 | TEM | 1 | MC | 141 | 1
1PH81371AD122CC1 | SIMOTICS M COMPACT ASYNCHRONOUS MOTOR 1000RPM, 17KW, 162NM, 43A, 307V 1150RPM,19,5KW,162NM, 43A, 350V 1350RPM, 22KW, 156NM, 42A, 404V FORCED VENTILATION; DIRECTION OF AIR FLOW NDE --> DE; DEGREE OF PROTECTION IP55 W/O ENCODER with TEMPERAT. SENSOR KTY84-130 DESIGN IM B5 (IMV 1,IM V3) SHAFT WITH FITTED KEY HALF-KEY BALANCING BEARING: STANDARD VIBRATION SEVERITY GRADE S/A; SHAFT A.FLANGE ACCURACY GR. R TERMINAL BOX (ABOVE) CABLE ENTRY ON THE ND-END SIGNAL CONNECTION LEFT | 5235 | TEM | 1 | MC | 141 | 1
1PH81371AD130BA1 | SIMOTICS M COMPACT ASYNCHRONOUS MOTOR 1000RPM, 17KW, 162NM, 43A, 307V 1150RPM,19,5KW,162NM, 43A, 350V 1350RPM, 22KW, 156NM, 42A, 404V FORCED VENTILATION; DIRECTION OF AIR FLOW NDE --> DE; DEGREE OF PROTECTION IP55 W/O ENCODER with TEMPERAT. SENSOR KTY84-130 DESIGN IM B35 (IM V15, IM V35) PLAIN SHAFT WITHOUT FITTED KEY; BEARING: STANDARD WITH FIXED BEARING, VIBRATION SEVERITY GRADE: R/A, FLANGE ACCURACY: R TERMINAL BOX (ABOVE) CABLE ENTRY ON THE RIGHT SIGNAL CONNECTION D-END | 5344 | TEM | 1 | MC | 141 | 1
1PH81371AD130BB1 | SIMOTICS M COMPACT ASYNCHRONOUS MOTOR 1000RPM, 17KW, 162NM, 43A, 307V 1150RPM,19,5KW,162NM, 43A, 350V 1350RPM, 22KW, 156NM, 42A, 404V FORCED VENTILATION; DIRECTION OF AIR FLOW NDE --> DE; DEGREE OF PROTECTION IP55 W/O ENCODER with TEMPERAT. SENSOR KTY84-130 DESIGN IM B35 (IM V15, IM V35) PLAIN SHAFT WITHOUT FITTED KEY; BEARING: STANDARD WITH FIXED BEARING, VIBRATION SEVERITY GRADE: R/A, FLANGE ACCURACY: R TERMINAL BOX (ABOVE) CABLE ENTRY ON THE LEFT SIGNAL CONNECTION D-END | 5344 | TEM | 1 | MC | 141 | 1
1PH81371AD130BC1 | SIMOTICS M COMPACT ASYNCHRONOUS MOTOR 1000RPM, 17KW, 162NM, 43A, 307V 1150RPM,19,5KW,162NM, 43A, 350V 1350RPM, 22KW, 156NM, 42A, 404V FORCED VENTILATION; DIRECTION OF AIR FLOW NDE --> DE; DEGREE OF PROTECTION IP55 W/O ENCODER with TEMPERAT. SENSOR KTY84-130 DESIGN IM B35 (IM V15, IM V35) PLAIN SHAFT WITHOUT FITTED KEY; BEARING: STANDARD WITH FIXED BEARING, VIBRATION SEVERITY GRADE: R/A, FLANGE ACCURACY: R TERMINAL BOX (ABOVE) CABLE ENTRY ON THE ND-END SIGNAL CONNECTION LEFT | 5344 | TEM | 1 | MC | 141 | 1
1PH81371AD130CA1 | SIMOTICS M COMPACT ASYNCHRONOUS MOTOR 1000RPM, 17KW, 162NM, 43A, 307V 1150RPM,19,5KW,162NM, 43A, 350V 1350RPM, 22KW, 156NM, 42A, 404V FORCED VENTILATION; DIRECTION OF AIR FLOW NDE --> DE; DEGREE OF PROTECTION IP55 W/O ENCODER with TEMPERAT. SENSOR KTY84-130 DESIGN IM B35 (IM V15, IM V35) PLAIN SHAFT WITHOUT FITTED KEY; BEARING: STANDARD VIBRATION SEVERITY GRADE S/A; SHAFT A.FLANGE ACCURACY GR. R TERMINAL BOX (ABOVE) CABLE ENTRY ON THE RIGHT SIGNAL CONNECTION D-END | 5539 | TEM | 1 | MC | 141 | 1
1PH81371AD130CB1 | SIMOTICS M COMPACT ASYNCHRONOUS MOTOR 1000RPM, 17KW, 162NM, 43A, 307V 1150RPM,19,5KW,162NM, 43A, 350V 1350RPM, 22KW, 156NM, 42A, 404V FORCED VENTILATION; DIRECTION OF AIR FLOW NDE --> DE; DEGREE OF PROTECTION IP55 W/O ENCODER with TEMPERAT. SENSOR KTY84-130 DESIGN IM B35 (IM V15, IM V35) PLAIN SHAFT WITHOUT FITTED KEY; BEARING: STANDARD VIBRATION SEVERITY GRADE S/A; SHAFT A.FLANGE ACCURACY GR. R TERMINAL BOX (ABOVE) CABLE ENTRY ON THE LEFT SIGNAL CONNECTION D-END | 5539 | TEM | 1 | MC | 141 | 1
1PH81371AD130CC1 | SIMOTICS M COMPACT ASYNCHRONOUS MOTOR 1000RPM, 17KW, 162NM, 43A, 307V 1150RPM,19,5KW,162NM, 43A, 350V 1350RPM, 22KW, 156NM, 42A, 404V FORCED VENTILATION; DIRECTION OF AIR FLOW NDE --> DE; DEGREE OF PROTECTION IP55 W/O ENCODER with TEMPERAT. SENSOR KTY84-130 DESIGN IM B35 (IM V15, IM V35) PLAIN SHAFT WITHOUT FITTED KEY; BEARING: STANDARD VIBRATION SEVERITY GRADE S/A; SHAFT A.FLANGE ACCURACY GR. R TERMINAL BOX (ABOVE) CABLE ENTRY ON THE ND-END SIGNAL CONNECTION LEFT | 5539 | TEM | 1 | MC | 141 | 1
1PH81371AD132BA1 | SIMOTICS M COMPACT ASYNCHRONOUS MOTOR 1000RPM, 17KW, 162NM, 43A, 307V 1150RPM,19,5KW,162NM, 43A, 350V 1350RPM, 22KW, 156NM, 42A, 404V FORCED VENTILATION; DIRECTION OF AIR FLOW NDE --> DE; DEGREE OF PROTECTION IP55 W/O ENCODER with TEMPERAT. SENSOR KTY84-130 DESIGN IM B35 (IM V15, IM V35) SHAFT WITH FITTED KEY HALF-KEY BALANCING BEARING: STANDARD WITH FIXED BEARING, VIBRATION SEVERITY GRADE: R/A, FLANGE ACCURACY: R TERMINAL BOX (ABOVE) CABLE ENTRY ON THE RIGHT SIGNAL CONNECTION D-END | 5344 | TEM | 1 | MC | 141 | 1
1PH81371AD132BB1 | SIMOTICS M COMPACT ASYNCHRONOUS MOTOR 1000RPM, 17KW, 162NM, 43A, 307V 1150RPM,19,5KW,162NM, 43A, 350V 1350RPM, 22KW, 156NM, 42A, 404V FORCED VENTILATION; DIRECTION OF AIR FLOW NDE --> DE; DEGREE OF PROTECTION IP55 W/O ENCODER with TEMPERAT. SENSOR KTY84-130 DESIGN IM B35 (IM V15, IM V35) SHAFT WITH FITTED KEY HALF-KEY BALANCING BEARING: STANDARD WITH FIXED BEARING, VIBRATION SEVERITY GRADE: R/A, FLANGE ACCURACY: R TERMINAL BOX (ABOVE) CABLE ENTRY ON THE LEFT SIGNAL CONNECTION D-END | 5344 | TEM | 1 | MC | 141 | 1
1PH81371AD132BC1 | SIMOTICS M COMPACT ASYNCHRONOUS MOTOR 1000RPM, 17KW, 162NM, 43A, 307V 1150RPM,19,5KW,162NM, 43A, 350V 1350RPM, 22KW, 156NM, 42A, 404V FORCED VENTILATION; DIRECTION OF AIR FLOW NDE --> DE; DEGREE OF PROTECTION IP55 W/O ENCODER with TEMPERAT. SENSOR KTY84-130 DESIGN IM B35 (IM V15, IM V35) SHAFT WITH FITTED KEY HALF-KEY BALANCING BEARING: STANDARD WITH FIXED BEARING, VIBRATION SEVERITY GRADE: R/A, FLANGE ACCURACY: R TERMINAL BOX (ABOVE) CABLE ENTRY ON THE ND-END SIGNAL CONNECTION LEFT | 5344 | TEM | 1 | MC | 141 | 1
1PH81371AD132CA1 | SIMOTICS M COMPACT ASYNCHRONOUS MOTOR 1000RPM, 17KW, 162NM, 43A, 307V 1150RPM,19,5KW,162NM, 43A, 350V 1350RPM, 22KW, 156NM, 42A, 404V FORCED VENTILATION; DIRECTION OF AIR FLOW NDE --> DE; DEGREE OF PROTECTION IP55 W/O ENCODER with TEMPERAT. SENSOR KTY84-130 DESIGN IM B35 (IM V15, IM V35) SHAFT WITH FITTED KEY HALF-KEY BALANCING BEARING: STANDARD VIBRATION SEVERITY GRADE S/A; SHAFT A.FLANGE ACCURACY GR. R TERMINAL BOX (ABOVE) CABLE ENTRY ON THE RIGHT SIGNAL CONNECTION D-END | 5539 | TEM | 1 | MC | 141 | 1
1PH81371AD132CB1 | SIMOTICS M COMPACT ASYNCHRONOUS MOTOR 1000RPM, 17KW, 162NM, 43A, 307V 1150RPM,19,5KW,162NM, 43A, 350V 1350RPM, 22KW, 156NM, 42A, 404V FORCED VENTILATION; DIRECTION OF AIR FLOW NDE --> DE; DEGREE OF PROTECTION IP55 W/O ENCODER with TEMPERAT. SENSOR KTY84-130 DESIGN IM B35 (IM V15, IM V35) SHAFT WITH FITTED KEY HALF-KEY BALANCING BEARING: STANDARD VIBRATION SEVERITY GRADE S/A; SHAFT A.FLANGE ACCURACY GR. R TERMINAL BOX (ABOVE) CABLE ENTRY ON THE LEFT SIGNAL CONNECTION D-END | 5539 | TEM | 1 | MC | 141 | 1
1PH81371AD132CC1 | SIMOTICS M COMPACT ASYNCHRONOUS MOTOR 1000RPM, 17KW, 162NM, 43A, 307V 1150RPM,19,5KW,162NM, 43A, 350V 1350RPM, 22KW, 156NM, 42A, 404V FORCED VENTILATION; DIRECTION OF AIR FLOW NDE --> DE; DEGREE OF PROTECTION IP55 W/O ENCODER with TEMPERAT. SENSOR KTY84-130 DESIGN IM B35 (IM V15, IM V35) SHAFT WITH FITTED KEY HALF-KEY BALANCING BEARING: STANDARD VIBRATION SEVERITY GRADE S/A; SHAFT A.FLANGE ACCURACY GR. R TERMINAL BOX (ABOVE) CABLE ENTRY ON THE ND-END SIGNAL CONNECTION LEFT | 5539 | TEM | 1 | MC | 141 | 1
1PH81371AF000BA1 | SIMOTICS M COMPACT ASYNCHRONOUS MOTOR 1500RPM, 22KW, 140NM, 56A, 308V 1750RPM, 25KW, 136NM, 56A, 352V 2000RPM, 28KW, 134NM, 55A, 401V FORCED VENTILATION; DIRECTION OF AIR FLOW DE --> NDE; DEGREE OF PROTECTION IP55 W/O ENCODER with TEMPERAT. SENSOR KTY84-130 DESIGN IM B3 (IM V5, IM V6) PLAIN SHAFT WITHOUT FITTED KEY; BEARING: STANDARD WITH FIXED BEARING, VIBRATION SEVERITY GRADE: R/A, FLANGE ACCURACY: R TERMINAL BOX (ABOVE) CABLE ENTRY ON THE RIGHT SIGNAL CONNECTION D-END | 4802 | TEM | 1 | MC | 141 | 1
1PH81371AF000BB1 | SIMOTICS M COMPACT ASYNCHRONOUS MOTOR 1500RPM, 22KW, 140NM, 56A, 308V 1750RPM, 25KW, 136NM, 56A, 352V 2000RPM, 28KW, 134NM, 55A, 401V FORCED VENTILATION; DIRECTION OF AIR FLOW DE --> NDE; DEGREE OF PROTECTION IP55 W/O ENCODER with TEMPERAT. SENSOR KTY84-130 DESIGN IM B3 (IM V5, IM V6) PLAIN SHAFT WITHOUT FITTED KEY; BEARING: STANDARD WITH FIXED BEARING, VIBRATION SEVERITY GRADE: R/A, FLANGE ACCURACY: R TERMINAL BOX (ABOVE) CABLE ENTRY ON THE LEFT SIGNAL CONNECTION D-END | 4802 | TEM | 1 | MC | 141 | 1
1PH81371AF002BA1 | SIMOTICS M COMPACT ASYNCHRONOUS MOTOR 1500RPM, 22KW, 140NM, 56A, 308V 1750RPM, 25KW, 136NM, 56A, 352V 2000RPM, 28KW, 134NM, 55A, 401V FORCED VENTILATION; DIRECTION OF AIR FLOW DE --> NDE; DEGREE OF PROTECTION IP55 W/O ENCODER with TEMPERAT. SENSOR KTY84-130 DESIGN IM B3 (IM V5, IM V6) SHAFT WITH FITTED KEY HALF-KEY BALANCING BEARING: STANDARD WITH FIXED BEARING, VIBRATION SEVERITY GRADE: R/A, FLANGE ACCURACY: R TERMINAL BOX (ABOVE) CABLE ENTRY ON THE RIGHT SIGNAL CONNECTION D-END | 4802 | TEM | 1 | MC | 141 | 1
1PH81371AF020BA1 | SIMOTICS M COMPACT ASYNCHRONOUS MOTOR 1500RPM, 22KW, 140NM, 56A, 308V 1750RPM, 25KW, 136NM, 56A, 352V 2000RPM, 28KW, 134NM, 55A, 401V FORCED VENTILATION; DIRECTION OF AIR FLOW DE --> NDE; DEGREE OF PROTECTION IP55 W/O ENCODER with TEMPERAT. SENSOR KTY84-130 DESIGN IM B5 (IMV 1,IM V3) PLAIN SHAFT WITHOUT FITTED KEY; BEARING: STANDARD WITH FIXED BEARING, VIBRATION SEVERITY GRADE: R/A, FLANGE ACCURACY: R TERMINAL BOX (ABOVE) CABLE ENTRY ON THE RIGHT SIGNAL CONNECTION D-END | 5040 | TEM | 1 | MC | 141 | 1
1PH81371AF020LA1 | SIMOTICS M COMPACT ASYNCHRONOUS MOTOR 1500RPM, 22KW, 140NM, 56A, 308V 1750RPM, 25KW, 136NM, 56A, 352V 2000RPM, 28KW, 134NM, 55A, 401V FORCED VENTILATION; DIRECTION OF AIR FLOW DE --> NDE; DEGREE OF PROTECTION IP55 W/O ENCODER with TEMPERAT. SENSOR KTY84-130 DESIGN IM B5 (IMV 1,IM V3) PLAIN SHAFT WITHOUT FITTED KEY; BEARING: PERFORMANCE, VIBRATION SEVERITY GRADE: SPECIAL/B, SHAFT AND FLANGE ACCURACY: SPECIAL TERMINAL BOX (ABOVE) CABLE ENTRY ON THE RIGHT SIGNAL CONNECTION D-END | 5587 | TEM | 1 | MC | 141 | 1
1PH81371AF021BA1 | SIMOTICS M COMPACT ASYNCHRONOUS MOTOR 1500RPM, 22KW, 140NM, 56A, 308V 1750RPM, 25KW, 136NM, 56A, 352V 2000RPM, 28KW, 134NM, 55A, 401V FORCED VENTILATION; DIRECTION OF AIR FLOW DE --> NDE; DEGREE OF PROTECTION IP55 W/O ENCODER with TEMPERAT. SENSOR KTY84-130 DESIGN IM B5 (IMV 1,IM V3) SHAFT WITH FITTED KEY FULL-KEY BALANCING BEARING: STANDARD WITH FIXED BEARING, VIBRATION SEVERITY GRADE: R/A, FLANGE ACCURACY: R TERMINAL BOX (ABOVE) CABLE ENTRY ON THE RIGHT SIGNAL CONNECTION D-END | 5040 | TEM | 1 | MC | 141 | 1
1PH81371AF021BC1 | SIMOTICS M COMPACT ASYNCHRONOUS MOTOR 1500RPM, 22KW, 140NM, 56A, 308V 1750RPM, 25KW, 136NM, 56A, 352V 2000RPM, 28KW, 134NM, 55A, 401V FORCED VENTILATION; DIRECTION OF AIR FLOW DE --> NDE; DEGREE OF PROTECTION IP55 W/O ENCODER with TEMPERAT. SENSOR KTY84-130 DESIGN IM B5 (IMV 1,IM V3) SHAFT WITH FITTED KEY FULL-KEY BALANCING BEARING: STANDARD WITH FIXED BEARING, VIBRATION SEVERITY GRADE: R/A, FLANGE ACCURACY: R TERMINAL BOX (ABOVE) CABLE ENTRY ON THE ND-END SIGNAL CONNECTION LEFT | 5040 | TEM | 1 | MC | 141 | 1
1PH81371AF021LA1 | SIMOTICS M COMPACT ASYNCHRONOUS MOTOR 1500RPM, 22KW, 140NM, 56A, 308V 1750RPM, 25KW, 136NM, 56A, 352V 2000RPM, 28KW, 134NM, 55A, 401V FORCED VENTILATION; DIRECTION OF AIR FLOW DE --> NDE; DEGREE OF PROTECTION IP55 W/O ENCODER with TEMPERAT. SENSOR KTY84-130 DESIGN IM B5 (IMV 1,IM V3) SHAFT WITH FITTED KEY FULL-KEY BALANCING BEARING: PERFORMANCE, VIBRATION SEVERITY GRADE: SPECIAL/B, SHAFT AND FLANGE ACCURACY: SPECIAL TERMINAL BOX (ABOVE) CABLE ENTRY ON THE RIGHT SIGNAL CONNECTION D-END | 5587 | TEM | 1 | MC | 141 | 1
1PH81371AF022BA1 | SIMOTICS M COMPACT ASYNCHRONOUS MOTOR 1500RPM, 22KW, 140NM, 56A, 308V 1750RPM, 25KW, 136NM, 56A, 352V 2000RPM, 28KW, 134NM, 55A, 401V FORCED VENTILATION; DIRECTION OF AIR FLOW DE --> NDE; DEGREE OF PROTECTION IP55 W/O ENCODER with TEMPERAT. SENSOR KTY84-130 DESIGN IM B5 (IMV 1,IM V3) SHAFT WITH FITTED KEY HALF-KEY BALANCING BEARING: STANDARD WITH FIXED BEARING, VIBRATION SEVERITY GRADE: R/A, FLANGE ACCURACY: R TERMINAL BOX (ABOVE) CABLE ENTRY ON THE RIGHT SIGNAL CONNECTION D-END | 5040 | TEM | 1 | MC | 141 | 1
1PH81371AF031BA1 | SIMOTICS M COMPACT ASYNCHRONOUS MOTOR 1500RPM, 22KW, 140NM, 56A, 308V 1750RPM, 25KW, 136NM, 56A, 352V 2000RPM, 28KW, 134NM, 55A, 401V FORCED VENTILATION; DIRECTION OF AIR FLOW DE --> NDE; DEGREE OF PROTECTION IP55 W/O ENCODER with TEMPERAT. SENSOR KTY84-130 DESIGN IM B35 (IM V15, IM V35) SHAFT WITH FITTED KEY FULL-KEY BALANCING BEARING: STANDARD WITH FIXED BEARING, VIBRATION SEVERITY GRADE: R/A, FLANGE ACCURACY: R TERMINAL BOX (ABOVE) CABLE ENTRY ON THE RIGHT SIGNAL CONNECTION D-END | 5344 | TEM | 1 | MC | 141 | 1
1PH81371AF100BA1 | SIMOTICS M COMPACT ASYNCHRONOUS MOTOR 1500RPM, 22KW, 140NM, 56A, 308V 1750RPM, 25KW, 136NM, 56A, 353V 2000RPM, 28KW, 134NM, 55A, 401V FORCED VENTILATION; DIRECTION OF AIR FLOW NDE --> DE; DEGREE OF PROTECTION IP55 W/O ENCODER with TEMPERAT. SENSOR KTY84-130 DESIGN IM B3 (IM V5, IM V6) PLAIN SHAFT WITHOUT FITTED KEY; BEARING: STANDARD WITH FIXED BEARING, VIBRATION SEVERITY GRADE: R/A, FLANGE ACCURACY: R TERMINAL BOX (ABOVE) CABLE ENTRY ON THE RIGHT SIGNAL CONNECTION D-END | 4802 | TEM | 1 | MC | 141 | 1
1PH81371AF100BB1 | SIMOTICS M COMPACT ASYNCHRONOUS MOTOR 1500RPM, 22KW, 140NM, 56A, 308V 1750RPM, 25KW, 136NM, 56A, 353V 2000RPM, 28KW, 134NM, 55A, 401V FORCED VENTILATION; DIRECTION OF AIR FLOW NDE --> DE; DEGREE OF PROTECTION IP55 W/O ENCODER with TEMPERAT. SENSOR KTY84-130 DESIGN IM B3 (IM V5, IM V6) PLAIN SHAFT WITHOUT FITTED KEY; BEARING: STANDARD WITH FIXED BEARING, VIBRATION SEVERITY GRADE: R/A, FLANGE ACCURACY: R TERMINAL BOX (ABOVE) CABLE ENTRY ON THE LEFT SIGNAL CONNECTION D-END | 4802 | TEM | 1 | MC | 141 | 1
1PH81371AF100BC1 | SIMOTICS M COMPACT ASYNCHRONOUS MOTOR 1500RPM, 22KW, 140NM, 56A, 308V 1750RPM, 25KW, 136NM, 56A, 353V 2000RPM, 28KW, 134NM, 55A, 401V FORCED VENTILATION; DIRECTION OF AIR FLOW NDE --> DE; DEGREE OF PROTECTION IP55 W/O ENCODER with TEMPERAT. SENSOR KTY84-130 DESIGN IM B3 (IM V5, IM V6) PLAIN SHAFT WITHOUT FITTED KEY; BEARING: STANDARD WITH FIXED BEARING, VIBRATION SEVERITY GRADE: R/A, FLANGE ACCURACY: R TERMINAL BOX (ABOVE) CABLE ENTRY ON THE ND-END SIGNAL CONNECTION LEFT | 4802 | TEM | 1 | MC | 141 | 1
1PH81371AF100CA1 | SIMOTICS M COMPACT ASYNCHRONOUS MOTOR 1500RPM, 22KW, 140NM, 56A, 308V 1750RPM, 25KW, 136NM, 56A, 353V 2000RPM, 28KW, 134NM, 55A, 401V FORCED VENTILATION; DIRECTION OF AIR FLOW NDE --> DE; DEGREE OF PROTECTION IP55 W/O ENCODER with TEMPERAT. SENSOR KTY84-130 DESIGN IM B3 (IM V5, IM V6) PLAIN SHAFT WITHOUT FITTED KEY; BEARING: STANDARD VIBRATION SEVERITY GRADE S/A; SHAFT A.FLANGE ACCURACY GR. R TERMINAL BOX (ABOVE) CABLE ENTRY ON THE RIGHT SIGNAL CONNECTION D-END | 4997 | TEM | 1 | MC | 141 | 1
1PH81371AF100CB1 | SIMOTICS M COMPACT ASYNCHRONOUS MOTOR 1500RPM, 22KW, 140NM, 56A, 308V 1750RPM, 25KW, 136NM, 56A, 353V 2000RPM, 28KW, 134NM, 55A, 401V FORCED VENTILATION; DIRECTION OF AIR FLOW NDE --> DE; DEGREE OF PROTECTION IP55 W/O ENCODER with TEMPERAT. SENSOR KTY84-130 DESIGN IM B3 (IM V5, IM V6) PLAIN SHAFT WITHOUT FITTED KEY; BEARING: STANDARD VIBRATION SEVERITY GRADE S/A; SHAFT A.FLANGE ACCURACY GR. R TERMINAL BOX (ABOVE) CABLE ENTRY ON THE LEFT SIGNAL CONNECTION D-END | 4997 | TEM | 1 | MC | 141 | 1
1PH81371AF100CC1 | SIMOTICS M COMPACT ASYNCHRONOUS MOTOR 1500RPM, 22KW, 140NM, 56A, 308V 1750RPM, 25KW, 136NM, 56A, 353V 2000RPM, 28KW, 134NM, 55A, 401V FORCED VENTILATION; DIRECTION OF AIR FLOW NDE --> DE; DEGREE OF PROTECTION IP55 W/O ENCODER with TEMPERAT. SENSOR KTY84-130 DESIGN IM B3 (IM V5, IM V6) PLAIN SHAFT WITHOUT FITTED KEY; BEARING: STANDARD VIBRATION SEVERITY GRADE S/A; SHAFT A.FLANGE ACCURACY GR. R TERMINAL BOX (ABOVE) CABLE ENTRY ON THE ND-END SIGNAL CONNECTION LEFT | 4997 | TEM | 1 | MC | 141 | 1
1PH81371AF101BA1 | SIMOTICS M COMPACT ASYNCHRONOUS MOTOR 1500RPM, 22KW, 140NM, 56A, 308V 1750RPM, 25KW, 136NM, 56A, 353V 2000RPM, 28KW, 134NM, 55A, 401V FORCED VENTILATION; DIRECTION OF AIR FLOW NDE --> DE; DEGREE OF PROTECTION IP55 W/O ENCODER with TEMPERAT. SENSOR KTY84-130 DESIGN IM B3 (IM V5, IM V6) SHAFT WITH FITTED KEY FULL-KEY BALANCING BEARING: STANDARD WITH FIXED BEARING, VIBRATION SEVERITY GRADE: R/A, FLANGE ACCURACY: R TERMINAL BOX (ABOVE) CABLE ENTRY ON THE RIGHT SIGNAL CONNECTION D-END | 4802 | TEM | 1 | MC | 141 | 1
1PH81371AF102BA1 | SIMOTICS M COMPACT ASYNCHRONOUS MOTOR 1500RPM, 22KW, 140NM, 56A, 308V 1750RPM, 25KW, 136NM, 56A, 353V 2000RPM, 28KW, 134NM, 55A, 401V FORCED VENTILATION; DIRECTION OF AIR FLOW NDE --> DE; DEGREE OF PROTECTION IP55 W/O ENCODER with TEMPERAT. SENSOR KTY84-130 DESIGN IM B3 (IM V5, IM V6) SHAFT WITH FITTED KEY HALF-KEY BALANCING BEARING: STANDARD WITH FIXED BEARING, VIBRATION SEVERITY GRADE: R/A, FLANGE ACCURACY: R TERMINAL BOX (ABOVE) CABLE ENTRY ON THE RIGHT SIGNAL CONNECTION D-END | 4802 | TEM | 1 | MC | 141 | 1
1PH81371AF102BB1 | SIMOTICS M COMPACT ASYNCHRONOUS MOTOR 1500RPM, 22KW, 140NM, 56A, 308V 1750RPM, 25KW, 136NM, 56A, 353V 2000RPM, 28KW, 134NM, 55A, 401V FORCED VENTILATION; DIRECTION OF AIR FLOW NDE --> DE; DEGREE OF PROTECTION IP55 W/O ENCODER with TEMPERAT. SENSOR KTY84-130 DESIGN IM B3 (IM V5, IM V6) SHAFT WITH FITTED KEY HALF-KEY BALANCING BEARING: STANDARD WITH FIXED BEARING, VIBRATION SEVERITY GRADE: R/A, FLANGE ACCURACY: R TERMINAL BOX (ABOVE) CABLE ENTRY ON THE LEFT SIGNAL CONNECTION D-END | 4802 | TEM | 1 | MC | 141 | 1
1PH81371AF102BC1 | SIMOTICS M COMPACT ASYNCHRONOUS MOTOR 1500RPM, 22KW, 140NM, 56A, 308V 1750RPM, 25KW, 136NM, 56A, 353V 2000RPM, 28KW, 134NM, 55A, 401V FORCED VENTILATION; DIRECTION OF AIR FLOW NDE --> DE; DEGREE OF PROTECTION IP55 W/O ENCODER with TEMPERAT. SENSOR KTY84-130 DESIGN IM B3 (IM V5, IM V6) SHAFT WITH FITTED KEY HALF-KEY BALANCING BEARING: STANDARD WITH FIXED BEARING, VIBRATION SEVERITY GRADE: R/A, FLANGE ACCURACY: R TERMINAL BOX (ABOVE) CABLE ENTRY ON THE ND-END SIGNAL CONNECTION LEFT | 4802 | TEM | 1 | MC | 141 | 1
1PH81371AF102CA1 | SIMOTICS M COMPACT ASYNCHRONOUS MOTOR 1500RPM, 22KW, 140NM, 56A, 308V 1750RPM, 25KW, 136NM, 56A, 353V 2000RPM, 28KW, 134NM, 55A, 401V FORCED VENTILATION; DIRECTION OF AIR FLOW NDE --> DE; DEGREE OF PROTECTION IP55 W/O ENCODER with TEMPERAT. SENSOR KTY84-130 DESIGN IM B3 (IM V5, IM V6) SHAFT WITH FITTED KEY HALF-KEY BALANCING BEARING: STANDARD VIBRATION SEVERITY GRADE S/A; SHAFT A.FLANGE ACCURACY GR. R TERMINAL BOX (ABOVE) CABLE ENTRY ON THE RIGHT SIGNAL CONNECTION D-END | 4997 | TEM | 1 | MC | 141 | 1
1PH81371AF102CB1 | SIMOTICS M COMPACT ASYNCHRONOUS MOTOR 1500RPM, 22KW, 140NM, 56A, 308V 1750RPM, 25KW, 136NM, 56A, 353V 2000RPM, 28KW, 134NM, 55A, 401V FORCED VENTILATION; DIRECTION OF AIR FLOW NDE --> DE; DEGREE OF PROTECTION IP55 W/O ENCODER with TEMPERAT. SENSOR KTY84-130 DESIGN IM B3 (IM V5, IM V6) SHAFT WITH FITTED KEY HALF-KEY BALANCING BEARING: STANDARD VIBRATION SEVERITY GRADE S/A; SHAFT A.FLANGE ACCURACY GR. R TERMINAL BOX (ABOVE) CABLE ENTRY ON THE LEFT SIGNAL CONNECTION D-END | 4997 | TEM | 1 | MC | 141 | 1
1PH81371AF102CC1 | SIMOTICS M COMPACT ASYNCHRONOUS MOTOR 1500RPM, 22KW, 140NM, 56A, 308V 1750RPM, 25KW, 136NM, 56A, 353V 2000RPM, 28KW, 134NM, 55A, 401V FORCED VENTILATION; DIRECTION OF AIR FLOW NDE --> DE; DEGREE OF PROTECTION IP55 W/O ENCODER with TEMPERAT. SENSOR KTY84-130 DESIGN IM B3 (IM V5, IM V6) SHAFT WITH FITTED KEY HALF-KEY BALANCING BEARING: STANDARD VIBRATION SEVERITY GRADE S/A; SHAFT A.FLANGE ACCURACY GR. R TERMINAL BOX (ABOVE) CABLE ENTRY ON THE ND-END SIGNAL CONNECTION LEFT | 4997 | TEM | 1 | MC | 141 | 1
1PH81371AF120BA1 | SIMOTICS M COMPACT ASYNCHRONOUS MOTOR 1500RPM, 22KW, 140NM, 56A, 308V 1750RPM, 25KW, 136NM, 56A, 353V 2000RPM, 28KW, 134NM, 55A, 401V FORCED VENTILATION; DIRECTION OF AIR FLOW NDE --> DE; DEGREE OF PROTECTION IP55 W/O ENCODER with TEMPERAT. SENSOR KTY84-130 DESIGN IM B5 (IMV 1,IM V3) PLAIN SHAFT WITHOUT FITTED KEY; BEARING: STANDARD WITH FIXED BEARING, VIBRATION SEVERITY GRADE: R/A, FLANGE ACCURACY: R TERMINAL BOX (ABOVE) CABLE ENTRY ON THE RIGHT SIGNAL CONNECTION D-END | 5040 | TEM | 1 | MC | 141 | 1
1PH81371AF120BB1 | SIMOTICS M COMPACT ASYNCHRONOUS MOTOR 1500RPM, 22KW, 140NM, 56A, 308V 1750RPM, 25KW, 136NM, 56A, 353V 2000RPM, 28KW, 134NM, 55A, 401V FORCED VENTILATION; DIRECTION OF AIR FLOW NDE --> DE; DEGREE OF PROTECTION IP55 W/O ENCODER with TEMPERAT. SENSOR KTY84-130 DESIGN IM B5 (IMV 1,IM V3) PLAIN SHAFT WITHOUT FITTED KEY; BEARING: STANDARD WITH FIXED BEARING, VIBRATION SEVERITY GRADE: R/A, FLANGE ACCURACY: R TERMINAL BOX (ABOVE) CABLE ENTRY ON THE LEFT SIGNAL CONNECTION D-END | 5040 | TEM | 1 | MC | 141 | 1
1PH81371AF120BC1 | SIMOTICS M COMPACT ASYNCHRONOUS MOTOR 1500RPM, 22KW, 140NM, 56A, 308V 1750RPM, 25KW, 136NM, 56A, 353V 2000RPM, 28KW, 134NM, 55A, 401V FORCED VENTILATION; DIRECTION OF AIR FLOW NDE --> DE; DEGREE OF PROTECTION IP55 W/O ENCODER with TEMPERAT. SENSOR KTY84-130 DESIGN IM B5 (IMV 1,IM V3) PLAIN SHAFT WITHOUT FITTED KEY; BEARING: STANDARD WITH FIXED BEARING, VIBRATION SEVERITY GRADE: R/A, FLANGE ACCURACY: R TERMINAL BOX (ABOVE) CABLE ENTRY ON THE ND-END SIGNAL CONNECTION LEFT | 5040 | TEM | 1 | MC | 141 | 1
1PH81371AF120CA1 | SIMOTICS M COMPACT ASYNCHRONOUS MOTOR 1500RPM, 22KW, 140NM, 56A, 308V 1750RPM, 25KW, 136NM, 56A, 353V 2000RPM, 28KW, 134NM, 55A, 401V FORCED VENTILATION; DIRECTION OF AIR FLOW NDE --> DE; DEGREE OF PROTECTION IP55 W/O ENCODER with TEMPERAT. SENSOR KTY84-130 DESIGN IM B5 (IMV 1,IM V3) PLAIN SHAFT WITHOUT FITTED KEY; BEARING: STANDARD VIBRATION SEVERITY GRADE S/A; SHAFT A.FLANGE ACCURACY GR. R TERMINAL BOX (ABOVE) CABLE ENTRY ON THE RIGHT SIGNAL CONNECTION D-END | 5235 | TEM | 1 | MC | 141 | 1
1PH81371AF120CB1 | SIMOTICS M COMPACT ASYNCHRONOUS MOTOR 1500RPM, 22KW, 140NM, 56A, 308V 1750RPM, 25KW, 136NM, 56A, 353V 2000RPM, 28KW, 134NM, 55A, 401V FORCED VENTILATION; DIRECTION OF AIR FLOW NDE --> DE; DEGREE OF PROTECTION IP55 W/O ENCODER with TEMPERAT. SENSOR KTY84-130 DESIGN IM B5 (IMV 1,IM V3) PLAIN SHAFT WITHOUT FITTED KEY; BEARING: STANDARD VIBRATION SEVERITY GRADE S/A; SHAFT A.FLANGE ACCURACY GR. R TERMINAL BOX (ABOVE) CABLE ENTRY ON THE LEFT SIGNAL CONNECTION D-END | 5235 | TEM | 1 | MC | 141 | 1
1PH81371AF120CC1 | SIMOTICS M COMPACT ASYNCHRONOUS MOTOR 1500RPM, 22KW, 140NM, 56A, 308V 1750RPM, 25KW, 136NM, 56A, 353V 2000RPM, 28KW, 134NM, 55A, 401V FORCED VENTILATION; DIRECTION OF AIR FLOW NDE --> DE; DEGREE OF PROTECTION IP55 W/O ENCODER with TEMPERAT. SENSOR KTY84-130 DESIGN IM B5 (IMV 1,IM V3) PLAIN SHAFT WITHOUT FITTED KEY; BEARING: STANDARD VIBRATION SEVERITY GRADE S/A; SHAFT A.FLANGE ACCURACY GR. R TERMINAL BOX (ABOVE) CABLE ENTRY ON THE ND-END SIGNAL CONNECTION LEFT | 5235 | TEM | 1 | MC | 141 | 1
1PH81371AF122BA1 | SIMOTICS M COMPACT ASYNCHRONOUS MOTOR 1500RPM, 22KW, 140NM, 56A, 308V 1750RPM, 25KW, 136NM, 56A, 353V 2000RPM, 28KW, 134NM, 55A, 401V FORCED VENTILATION; DIRECTION OF AIR FLOW NDE --> DE; DEGREE OF PROTECTION IP55 W/O ENCODER with TEMPERAT. SENSOR KTY84-130 DESIGN IM B5 (IMV 1,IM V3) SHAFT WITH FITTED KEY HALF-KEY BALANCING BEARING: STANDARD WITH FIXED BEARING, VIBRATION SEVERITY GRADE: R/A, FLANGE ACCURACY: R TERMINAL BOX (ABOVE) CABLE ENTRY ON THE RIGHT SIGNAL CONNECTION D-END | 5040 | TEM | 1 | MC | 141 | 1
1PH81371AF122BB1 | SIMOTICS M COMPACT ASYNCHRONOUS MOTOR 1500RPM, 22KW, 140NM, 56A, 308V 1750RPM, 25KW, 136NM, 56A, 353V 2000RPM, 28KW, 134NM, 55A, 401V FORCED VENTILATION; DIRECTION OF AIR FLOW NDE --> DE; DEGREE OF PROTECTION IP55 W/O ENCODER with TEMPERAT. SENSOR KTY84-130 DESIGN IM B5 (IMV 1,IM V3) SHAFT WITH FITTED KEY HALF-KEY BALANCING BEARING: STANDARD WITH FIXED BEARING, VIBRATION SEVERITY GRADE: R/A, FLANGE ACCURACY: R TERMINAL BOX (ABOVE) CABLE ENTRY ON THE LEFT SIGNAL CONNECTION D-END | 5040 | TEM | 1 | MC | 141 | 1
1PH81371AF122BC1 | SIMOTICS M COMPACT ASYNCHRONOUS MOTOR 1500RPM, 22KW, 140NM, 56A, 308V 1750RPM, 25KW, 136NM, 56A, 353V 2000RPM, 28KW, 134NM, 55A, 401V FORCED VENTILATION; DIRECTION OF AIR FLOW NDE --> DE; DEGREE OF PROTECTION IP55 W/O ENCODER with TEMPERAT. SENSOR KTY84-130 DESIGN IM B5 (IMV 1,IM V3) SHAFT WITH FITTED KEY HALF-KEY BALANCING BEARING: STANDARD WITH FIXED BEARING, VIBRATION SEVERITY GRADE: R/A, FLANGE ACCURACY: R TERMINAL BOX (ABOVE) CABLE ENTRY ON THE ND-END SIGNAL CONNECTION LEFT | 5040 | TEM | 1 | MC | 141 | 1
1PH81371AF122CA1 | SIMOTICS M COMPACT ASYNCHRONOUS MOTOR 1500RPM, 22KW, 140NM, 56A, 308V 1750RPM, 25KW, 136NM, 56A, 353V 2000RPM, 28KW, 134NM, 55A, 401V FORCED VENTILATION; DIRECTION OF AIR FLOW NDE --> DE; DEGREE OF PROTECTION IP55 W/O ENCODER with TEMPERAT. SENSOR KTY84-130 DESIGN IM B5 (IMV 1,IM V3) SHAFT WITH FITTED KEY HALF-KEY BALANCING BEARING: STANDARD VIBRATION SEVERITY GRADE S/A; SHAFT A.FLANGE ACCURACY GR. R TERMINAL BOX (ABOVE) CABLE ENTRY ON THE RIGHT SIGNAL CONNECTION D-END | 5235 | TEM | 1 | MC | 141 | 1
1PH81371AF122CB1 | SIMOTICS M COMPACT ASYNCHRONOUS MOTOR 1500RPM, 22KW, 140NM, 56A, 308V 1750RPM, 25KW, 136NM, 56A, 353V 2000RPM, 28KW, 134NM, 55A, 401V FORCED VENTILATION; DIRECTION OF AIR FLOW NDE --> DE; DEGREE OF PROTECTION IP55 W/O ENCODER with TEMPERAT. SENSOR KTY84-130 DESIGN IM B5 (IMV 1,IM V3) SHAFT WITH FITTED KEY HALF-KEY BALANCING BEARING: STANDARD VIBRATION SEVERITY GRADE S/A; SHAFT A.FLANGE ACCURACY GR. R TERMINAL BOX (ABOVE) CABLE ENTRY ON THE LEFT SIGNAL CONNECTION D-END | 5235 | TEM | 1 | MC | 141 | 1
1PH81371AF122CC1 | SIMOTICS M COMPACT ASYNCHRONOUS MOTOR 1500RPM, 22KW, 140NM, 56A, 308V 1750RPM, 25KW, 136NM, 56A, 353V 2000RPM, 28KW, 134NM, 55A, 401V FORCED VENTILATION; DIRECTION OF AIR FLOW NDE --> DE; DEGREE OF PROTECTION IP55 W/O ENCODER with TEMPERAT. SENSOR KTY84-130 DESIGN IM B5 (IMV 1,IM V3) SHAFT WITH FITTED KEY HALF-KEY BALANCING BEARING: STANDARD VIBRATION SEVERITY GRADE S/A; SHAFT A.FLANGE ACCURACY GR. R TERMINAL BOX (ABOVE) CABLE ENTRY ON THE ND-END SIGNAL CONNECTION LEFT | 5235 | TEM | 1 | MC | 141 | 1
1PH81371AF130BA1 | SIMOTICS M COMPACT ASYNCHRONOUS MOTOR 1500RPM, 22KW, 140NM, 56A, 308V 1750RPM, 25KW, 136NM, 56A, 353V 2000RPM, 28KW, 134NM, 55A, 401V FORCED VENTILATION; DIRECTION OF AIR FLOW NDE --> DE; DEGREE OF PROTECTION IP55 W/O ENCODER with TEMPERAT. SENSOR KTY84-130 DESIGN IM B35 (IM V15, IM V35) PLAIN SHAFT WITHOUT FITTED KEY; BEARING: STANDARD WITH FIXED BEARING, VIBRATION SEVERITY GRADE: R/A, FLANGE ACCURACY: R TERMINAL BOX (ABOVE) CABLE ENTRY ON THE RIGHT SIGNAL CONNECTION D-END | 5344 | TEM | 1 | MC | 141 | 1
1PH81371AF130BB1 | SIMOTICS M COMPACT ASYNCHRONOUS MOTOR 1500RPM, 22KW, 140NM, 56A, 308V 1750RPM, 25KW, 136NM, 56A, 353V 2000RPM, 28KW, 134NM, 55A, 401V FORCED VENTILATION; DIRECTION OF AIR FLOW NDE --> DE; DEGREE OF PROTECTION IP55 W/O ENCODER with TEMPERAT. SENSOR KTY84-130 DESIGN IM B35 (IM V15, IM V35) PLAIN SHAFT WITHOUT FITTED KEY; BEARING: STANDARD WITH FIXED BEARING, VIBRATION SEVERITY GRADE: R/A, FLANGE ACCURACY: R TERMINAL BOX (ABOVE) CABLE ENTRY ON THE LEFT SIGNAL CONNECTION D-END | 5344 | TEM | 1 | MC | 141 | 1
1PH81371AF130BC1 | SIMOTICS M COMPACT ASYNCHRONOUS MOTOR 1500RPM, 22KW, 140NM, 56A, 308V 1750RPM, 25KW, 136NM, 56A, 353V 2000RPM, 28KW, 134NM, 55A, 401V FORCED VENTILATION; DIRECTION OF AIR FLOW NDE --> DE; DEGREE OF PROTECTION IP55 W/O ENCODER with TEMPERAT. SENSOR KTY84-130 DESIGN IM B35 (IM V15, IM V35) PLAIN SHAFT WITHOUT FITTED KEY; BEARING: STANDARD WITH FIXED BEARING, VIBRATION SEVERITY GRADE: R/A, FLANGE ACCURACY: R TERMINAL BOX (ABOVE) CABLE ENTRY ON THE ND-END SIGNAL CONNECTION LEFT | 5344 | TEM | 1 | MC | 141 | 1
1PH81371AF130CA1 | SIMOTICS M COMPACT ASYNCHRONOUS MOTOR 1500RPM, 22KW, 140NM, 56A, 308V 1750RPM, 25KW, 136NM, 56A, 353V 2000RPM, 28KW, 134NM, 55A, 401V FORCED VENTILATION; DIRECTION OF AIR FLOW NDE --> DE; DEGREE OF PROTECTION IP55 W/O ENCODER with TEMPERAT. SENSOR KTY84-130 DESIGN IM B35 (IM V15, IM V35) PLAIN SHAFT WITHOUT FITTED KEY; BEARING: STANDARD VIBRATION SEVERITY GRADE S/A; SHAFT A.FLANGE ACCURACY GR. R TERMINAL BOX (ABOVE) CABLE ENTRY ON THE RIGHT SIGNAL CONNECTION D-END | 5539 | TEM | 1 | MC | 141 | 1
1PH81371AF130CB1 | SIMOTICS M COMPACT ASYNCHRONOUS MOTOR 1500RPM, 22KW, 140NM, 56A, 308V 1750RPM, 25KW, 136NM, 56A, 353V 2000RPM, 28KW, 134NM, 55A, 401V FORCED VENTILATION; DIRECTION OF AIR FLOW NDE --> DE; DEGREE OF PROTECTION IP55 W/O ENCODER with TEMPERAT. SENSOR KTY84-130 DESIGN IM B35 (IM V15, IM V35) PLAIN SHAFT WITHOUT FITTED KEY; BEARING: STANDARD VIBRATION SEVERITY GRADE S/A; SHAFT A.FLANGE ACCURACY GR. R TERMINAL BOX (ABOVE) CABLE ENTRY ON THE LEFT SIGNAL CONNECTION D-END | 5539 | TEM | 1 | MC | 141 | 1
1PH81371AF130CC1 | SIMOTICS M COMPACT ASYNCHRONOUS MOTOR 1500RPM, 22KW, 140NM, 56A, 308V 1750RPM, 25KW, 136NM, 56A, 353V 2000RPM, 28KW, 134NM, 55A, 401V FORCED VENTILATION; DIRECTION OF AIR FLOW NDE --> DE; DEGREE OF PROTECTION IP55 W/O ENCODER with TEMPERAT. SENSOR KTY84-130 DESIGN IM B35 (IM V15, IM V35) PLAIN SHAFT WITHOUT FITTED KEY; BEARING: STANDARD VIBRATION SEVERITY GRADE S/A; SHAFT A.FLANGE ACCURACY GR. R TERMINAL BOX (ABOVE) CABLE ENTRY ON THE ND-END SIGNAL CONNECTION LEFT | 5539 | TEM | 1 | MC | 141 | 1
1PH81371AF132BA1 | SIMOTICS M COMPACT ASYNCHRONOUS MOTOR 1500RPM, 22KW, 140NM, 56A, 308V 1750RPM, 25KW, 136NM, 56A, 353V 2000RPM, 28KW, 134NM, 55A, 401V FORCED VENTILATION; DIRECTION OF AIR FLOW NDE --> DE; DEGREE OF PROTECTION IP55 W/O ENCODER with TEMPERAT. SENSOR KTY84-130 DESIGN IM B35 (IM V15, IM V35) SHAFT WITH FITTED KEY HALF-KEY BALANCING BEARING: STANDARD WITH FIXED BEARING, VIBRATION SEVERITY GRADE: R/A, FLANGE ACCURACY: R TERMINAL BOX (ABOVE) CABLE ENTRY ON THE RIGHT SIGNAL CONNECTION D-END | 5344 | TEM | 1 | MC | 141 | 1
1PH81371AF132BB1 | SIMOTICS M COMPACT ASYNCHRONOUS MOTOR 1500RPM, 22KW, 140NM, 56A, 308V 1750RPM, 25KW, 136NM, 56A, 353V 2000RPM, 28KW, 134NM, 55A, 401V FORCED VENTILATION; DIRECTION OF AIR FLOW NDE --> DE; DEGREE OF PROTECTION IP55 W/O ENCODER with TEMPERAT. SENSOR KTY84-130 DESIGN IM B35 (IM V15, IM V35) SHAFT WITH FITTED KEY HALF-KEY BALANCING BEARING: STANDARD WITH FIXED BEARING, VIBRATION SEVERITY GRADE: R/A, FLANGE ACCURACY: R TERMINAL BOX (ABOVE) CABLE ENTRY ON THE LEFT SIGNAL CONNECTION D-END | 5344 | TEM | 1 | MC | 141 | 1
1PH81371AF132BC1 | SIMOTICS M COMPACT ASYNCHRONOUS MOTOR 1500RPM, 22KW, 140NM, 56A, 308V 1750RPM, 25KW, 136NM, 56A, 353V 2000RPM, 28KW, 134NM, 55A, 401V FORCED VENTILATION; DIRECTION OF AIR FLOW NDE --> DE; DEGREE OF PROTECTION IP55 W/O ENCODER with TEMPERAT. SENSOR KTY84-130 DESIGN IM B35 (IM V15, IM V35) SHAFT WITH FITTED KEY HALF-KEY BALANCING BEARING: STANDARD WITH FIXED BEARING, VIBRATION SEVERITY GRADE: R/A, FLANGE ACCURACY: R TERMINAL BOX (ABOVE) CABLE ENTRY ON THE ND-END SIGNAL CONNECTION LEFT | 5344 | TEM | 1 | MC | 141 | 1
1PH81371AF132CA1 | SIMOTICS M COMPACT ASYNCHRONOUS MOTOR 1500RPM, 22KW, 140NM, 56A, 308V 1750RPM, 25KW, 136NM, 56A, 353V 2000RPM, 28KW, 134NM, 55A, 401V FORCED VENTILATION; DIRECTION OF AIR FLOW NDE --> DE; DEGREE OF PROTECTION IP55 W/O ENCODER with TEMPERAT. SENSOR KTY84-130 DESIGN IM B35 (IM V15, IM V35) SHAFT WITH FITTED KEY HALF-KEY BALANCING BEARING: STANDARD VIBRATION SEVERITY GRADE S/A; SHAFT A.FLANGE ACCURACY GR. R TERMINAL BOX (ABOVE) CABLE ENTRY ON THE RIGHT SIGNAL CONNECTION D-END | 5539 | TEM | 1 | MC | 141 | 1
1PH81371AF132CB1 | SIMOTICS M COMPACT ASYNCHRONOUS MOTOR 1500RPM, 22KW, 140NM, 56A, 308V 1750RPM, 25KW, 136NM, 56A, 353V 2000RPM, 28KW, 134NM, 55A, 401V FORCED VENTILATION; DIRECTION OF AIR FLOW NDE --> DE; DEGREE OF PROTECTION IP55 W/O ENCODER with TEMPERAT. SENSOR KTY84-130 DESIGN IM B35 (IM V15, IM V35) SHAFT WITH FITTED KEY HALF-KEY BALANCING BEARING: STANDARD VIBRATION SEVERITY GRADE S/A; SHAFT A.FLANGE ACCURACY GR. R TERMINAL BOX (ABOVE) CABLE ENTRY ON THE LEFT SIGNAL CONNECTION D-END | 5539 | TEM | 1 | MC | 141 | 1
1PH81371AF132CC1 | SIMOTICS M COMPACT ASYNCHRONOUS MOTOR 1500RPM, 22KW, 140NM, 56A, 308V 1750RPM, 25KW, 136NM, 56A, 353V 2000RPM, 28KW, 134NM, 55A, 401V FORCED VENTILATION; DIRECTION OF AIR FLOW NDE --> DE; DEGREE OF PROTECTION IP55 W/O ENCODER with TEMPERAT. SENSOR KTY84-130 DESIGN IM B35 (IM V15, IM V35) SHAFT WITH FITTED KEY HALF-KEY BALANCING BEARING: STANDARD VIBRATION SEVERITY GRADE S/A; SHAFT A.FLANGE ACCURACY GR. R TERMINAL BOX (ABOVE) CABLE ENTRY ON THE ND-END SIGNAL CONNECTION LEFT | 5539 | TEM | 1 | MC | 141 | 1
1PH81371AF200BA1 | SIMOTICS M COMPACT ASYNCHRONOUS MOTOR 1500RPM, 27KW, 172NM, 67A, 315V 1750RPM,31,5KW,172NM, 67A, 365V 2000RPM, 36KW, 172NM, 67A, 415V WATER COOLING DEGREE OF PROTECTION IP65 W/O ENCODER with TEMPERAT. SENSOR KTY84-130 DESIGN IM B3 (IM V5, IM V6) PLAIN SHAFT WITHOUT FITTED KEY; BEARING: STANDARD WITH FIXED BEARING, VIBRATION SEVERITY GRADE: R/A, FLANGE ACCURACY: R TERMINAL BOX (ABOVE) CABLE ENTRY ON THE RIGHT SIGNAL CONNECTION D-END | 6009 | TEM | 1 | MC | 157 | 1
1PH81371AF200BB1 | SIMOTICS M COMPACT ASYNCHRONOUS MOTOR 1500RPM, 27KW, 172NM, 67A, 315V 1750RPM,31,5KW,172NM, 67A, 365V 2000RPM, 36KW, 172NM, 67A, 415V WATER COOLING DEGREE OF PROTECTION IP65 W/O ENCODER with TEMPERAT. SENSOR KTY84-130 DESIGN IM B3 (IM V5, IM V6) PLAIN SHAFT WITHOUT FITTED KEY; BEARING: STANDARD WITH FIXED BEARING, VIBRATION SEVERITY GRADE: R/A, FLANGE ACCURACY: R TERMINAL BOX (ABOVE) CABLE ENTRY ON THE LEFT SIGNAL CONNECTION D-END | 6009 | TEM | 1 | MC | 157 | 1
1PH81371AF200BC1 | SIMOTICS M COMPACT ASYNCHRONOUS MOTOR 1500RPM, 27KW, 172NM, 67A, 315V 1750RPM,31,5KW,172NM, 67A, 365V 2000RPM, 36KW, 172NM, 67A, 415V WATER COOLING DEGREE OF PROTECTION IP65 W/O ENCODER with TEMPERAT. SENSOR KTY84-130 DESIGN IM B3 (IM V5, IM V6) PLAIN SHAFT WITHOUT FITTED KEY; BEARING: STANDARD WITH FIXED BEARING, VIBRATION SEVERITY GRADE: R/A, FLANGE ACCURACY: R TERMINAL BOX (ABOVE) CABLE ENTRY ON THE ND-END SIGNAL CONNECTION LEFT | 6009 | TEM | 1 | MC | 157 | 1
1PH81371AF200CA1 | SIMOTICS M COMPACT ASYNCHRONOUS MOTOR 1500RPM, 27KW, 172NM, 67A, 315V 1750RPM,31,5KW,172NM, 67A, 365V 2000RPM, 36KW, 172NM, 67A, 415V WATER COOLING DEGREE OF PROTECTION IP65 W/O ENCODER with TEMPERAT. SENSOR KTY84-130 DESIGN IM B3 (IM V5, IM V6) PLAIN SHAFT WITHOUT FITTED KEY; BEARING: STANDARD VIBRATION SEVERITY GRADE S/A; SHAFT A.FLANGE ACCURACY GR. R TERMINAL BOX (ABOVE) CABLE ENTRY ON THE RIGHT SIGNAL CONNECTION D-END | 6204 | TEM | 1 | MC | 157 | 1
1PH81371AF200CB1 | SIMOTICS M COMPACT ASYNCHRONOUS MOTOR 1500RPM, 27KW, 172NM, 67A, 315V 1750RPM,31,5KW,172NM, 67A, 365V 2000RPM, 36KW, 172NM, 67A, 415V WATER COOLING DEGREE OF PROTECTION IP65 W/O ENCODER with TEMPERAT. SENSOR KTY84-130 DESIGN IM B3 (IM V5, IM V6) PLAIN SHAFT WITHOUT FITTED KEY; BEARING: STANDARD VIBRATION SEVERITY GRADE S/A; SHAFT A.FLANGE ACCURACY GR. R TERMINAL BOX (ABOVE) CABLE ENTRY ON THE LEFT SIGNAL CONNECTION D-END | 6204 | TEM | 1 | MC | 157 | 1
1PH81371AF200CC1 | SIMOTICS M COMPACT ASYNCHRONOUS MOTOR 1500RPM, 27KW, 172NM, 67A, 315V 1750RPM,31,5KW,172NM, 67A, 365V 2000RPM, 36KW, 172NM, 67A, 415V WATER COOLING DEGREE OF PROTECTION IP65 W/O ENCODER with TEMPERAT. SENSOR KTY84-130 DESIGN IM B3 (IM V5, IM V6) PLAIN SHAFT WITHOUT FITTED KEY; BEARING: STANDARD VIBRATION SEVERITY GRADE S/A; SHAFT A.FLANGE ACCURACY GR. R TERMINAL BOX (ABOVE) CABLE ENTRY ON THE ND-END SIGNAL CONNECTION LEFT | 6204 | TEM | 1 | MC | 157 | 1
1PH81371AF202BA1 | SIMOTICS M COMPACT ASYNCHRONOUS MOTOR 1500RPM, 27KW, 172NM, 67A, 315V 1750RPM,31,5KW,172NM, 67A, 365V 2000RPM, 36KW, 172NM, 67A, 415V WATER COOLING DEGREE OF PROTECTION IP65 W/O ENCODER with TEMPERAT. SENSOR KTY84-130 DESIGN IM B3 (IM V5, IM V6) SHAFT WITH FITTED KEY HALF-KEY BALANCING BEARING: STANDARD WITH FIXED BEARING, VIBRATION SEVERITY GRADE: R/A, FLANGE ACCURACY: R TERMINAL BOX (ABOVE) CABLE ENTRY ON THE RIGHT SIGNAL CONNECTION D-END | 6009 | TEM | 1 | MC | 157 | 1
1PH81371AF202BB1 | SIMOTICS M COMPACT ASYNCHRONOUS MOTOR 1500RPM, 27KW, 172NM, 67A, 315V 1750RPM,31,5KW,172NM, 67A, 365V 2000RPM, 36KW, 172NM, 67A, 415V WATER COOLING DEGREE OF PROTECTION IP65 W/O ENCODER with TEMPERAT. SENSOR KTY84-130 DESIGN IM B3 (IM V5, IM V6) SHAFT WITH FITTED KEY HALF-KEY BALANCING BEARING: STANDARD WITH FIXED BEARING, VIBRATION SEVERITY GRADE: R/A, FLANGE ACCURACY: R TERMINAL BOX (ABOVE) CABLE ENTRY ON THE LEFT SIGNAL CONNECTION D-END | 6009 | TEM | 1 | MC | 157 | 1
1PH81371AF202BC1 | SIMOTICS M COMPACT ASYNCHRONOUS MOTOR 1500RPM, 27KW, 172NM, 67A, 315V 1750RPM,31,5KW,172NM, 67A, 365V 2000RPM, 36KW, 172NM, 67A, 415V WATER COOLING DEGREE OF PROTECTION IP65 W/O ENCODER with TEMPERAT. SENSOR KTY84-130 DESIGN IM B3 (IM V5, IM V6) SHAFT WITH FITTED KEY HALF-KEY BALANCING BEARING: STANDARD WITH FIXED BEARING, VIBRATION SEVERITY GRADE: R/A, FLANGE ACCURACY: R TERMINAL BOX (ABOVE) CABLE ENTRY ON THE ND-END SIGNAL CONNECTION LEFT | 6009 | TEM | 1 | MC | 157 | 1
1PH81371AF202CA1 | SIMOTICS M COMPACT ASYNCHRONOUS MOTOR 1500RPM, 27KW, 172NM, 67A, 315V 1750RPM,31,5KW,172NM, 67A, 365V 2000RPM, 36KW, 172NM, 67A, 415V WATER COOLING DEGREE OF PROTECTION IP65 W/O ENCODER with TEMPERAT. SENSOR KTY84-130 DESIGN IM B3 (IM V5, IM V6) SHAFT WITH FITTED KEY HALF-KEY BALANCING BEARING: STANDARD VIBRATION SEVERITY GRADE S/A; SHAFT A.FLANGE ACCURACY GR. R TERMINAL BOX (ABOVE) CABLE ENTRY ON THE RIGHT SIGNAL CONNECTION D-END | 6204 | TEM | 1 | MC | 157 | 1
1PH81371AF202CB1 | SIMOTICS M COMPACT ASYNCHRONOUS MOTOR 1500RPM, 27KW, 172NM, 67A, 315V 1750RPM,31,5KW,172NM, 67A, 365V 2000RPM, 36KW, 172NM, 67A, 415V WATER COOLING DEGREE OF PROTECTION IP65 W/O ENCODER with TEMPERAT. SENSOR KTY84-130 DESIGN IM B3 (IM V5, IM V6) SHAFT WITH FITTED KEY HALF-KEY BALANCING BEARING: STANDARD VIBRATION SEVERITY GRADE S/A; SHAFT A.FLANGE ACCURACY GR. R TERMINAL BOX (ABOVE) CABLE ENTRY ON THE LEFT SIGNAL CONNECTION D-END | 6204 | TEM | 1 | MC | 157 | 1
1PH81371AF202CC1 | SIMOTICS M COMPACT ASYNCHRONOUS MOTOR 1500RPM, 27KW, 172NM, 67A, 315V 1750RPM,31,5KW,172NM, 67A, 365V 2000RPM, 36KW, 172NM, 67A, 415V WATER COOLING DEGREE OF PROTECTION IP65 W/O ENCODER with TEMPERAT. SENSOR KTY84-130 DESIGN IM B3 (IM V5, IM V6) SHAFT WITH FITTED KEY HALF-KEY BALANCING BEARING: STANDARD VIBRATION SEVERITY GRADE S/A; SHAFT A.FLANGE ACCURACY GR. R TERMINAL BOX (ABOVE) CABLE ENTRY ON THE ND-END SIGNAL CONNECTION LEFT | 6204 | TEM | 1 | MC | 157 | 1
1PH81371AF220BA1 | SIMOTICS M COMPACT ASYNCHRONOUS MOTOR 1500RPM, 27KW, 172NM, 67A, 315V 1750RPM,31,5KW,172NM, 67A, 365V 2000RPM, 36KW, 172NM, 67A, 415V WATER COOLING DEGREE OF PROTECTION IP65 W/O ENCODER with TEMPERAT. SENSOR KTY84-130 DESIGN IM B5 (IMV 1,IM V3) PLAIN SHAFT WITHOUT FITTED KEY; BEARING: STANDARD WITH FIXED BEARING, VIBRATION SEVERITY GRADE: R/A, FLANGE ACCURACY: R TERMINAL BOX (ABOVE) CABLE ENTRY ON THE RIGHT SIGNAL CONNECTION D-END | 6247 | TEM | 1 | MC | 157 | 1
1PH81371AF220BB1 | SIMOTICS M COMPACT ASYNCHRONOUS MOTOR 1500RPM, 27KW, 172NM, 67A, 315V 1750RPM,31,5KW,172NM, 67A, 365V 2000RPM, 36KW, 172NM, 67A, 415V WATER COOLING DEGREE OF PROTECTION IP65 W/O ENCODER with TEMPERAT. SENSOR KTY84-130 DESIGN IM B5 (IMV 1,IM V3) PLAIN SHAFT WITHOUT FITTED KEY; BEARING: STANDARD WITH FIXED BEARING, VIBRATION SEVERITY GRADE: R/A, FLANGE ACCURACY: R TERMINAL BOX (ABOVE) CABLE ENTRY ON THE LEFT SIGNAL CONNECTION D-END | 6247 | TEM | 1 | MC | 157 | 1
1PH81371AF220BC1 | SIMOTICS M COMPACT ASYNCHRONOUS MOTOR 1500RPM, 27KW, 172NM, 67A, 315V 1750RPM,31,5KW,172NM, 67A, 365V 2000RPM, 36KW, 172NM, 67A, 415V WATER COOLING DEGREE OF PROTECTION IP65 W/O ENCODER with TEMPERAT. SENSOR KTY84-130 DESIGN IM B5 (IMV 1,IM V3) PLAIN SHAFT WITHOUT FITTED KEY; BEARING: STANDARD WITH FIXED BEARING, VIBRATION SEVERITY GRADE: R/A, FLANGE ACCURACY: R TERMINAL BOX (ABOVE) CABLE ENTRY ON THE ND-END SIGNAL CONNECTION LEFT | 6247 | TEM | 1 | MC | 157 | 1
1PH81371AF220CA1 | SIMOTICS M COMPACT ASYNCHRONOUS MOTOR 1500RPM, 27KW, 172NM, 67A, 315V 1750RPM,31,5KW,172NM, 67A, 365V 2000RPM, 36KW, 172NM, 67A, 415V WATER COOLING DEGREE OF PROTECTION IP65 W/O ENCODER with TEMPERAT. SENSOR KTY84-130 DESIGN IM B5 (IMV 1,IM V3) PLAIN SHAFT WITHOUT FITTED KEY; BEARING: STANDARD VIBRATION SEVERITY GRADE S/A; SHAFT A.FLANGE ACCURACY GR. R TERMINAL BOX (ABOVE) CABLE ENTRY ON THE RIGHT SIGNAL CONNECTION D-END | 6442 | TEM | 1 | MC | 157 | 1
1PH81371AF220CB1 | SIMOTICS M COMPACT ASYNCHRONOUS MOTOR 1500RPM, 27KW, 172NM, 67A, 315V 1750RPM,31,5KW,172NM, 67A, 365V 2000RPM, 36KW, 172NM, 67A, 415V WATER COOLING DEGREE OF PROTECTION IP65 W/O ENCODER with TEMPERAT. SENSOR KTY84-130 DESIGN IM B5 (IMV 1,IM V3) PLAIN SHAFT WITHOUT FITTED KEY; BEARING: STANDARD VIBRATION SEVERITY GRADE S/A; SHAFT A.FLANGE ACCURACY GR. R TERMINAL BOX (ABOVE) CABLE ENTRY ON THE LEFT SIGNAL CONNECTION D-END | 6442 | TEM | 1 | MC | 157 | 1
1PH81371AF220CC1 | SIMOTICS M COMPACT ASYNCHRONOUS MOTOR 1500RPM, 27KW, 172NM, 67A, 315V 1750RPM,31,5KW,172NM, 67A, 365V 2000RPM, 36KW, 172NM, 67A, 415V WATER COOLING DEGREE OF PROTECTION IP65 W/O ENCODER with TEMPERAT. SENSOR KTY84-130 DESIGN IM B5 (IMV 1,IM V3) PLAIN SHAFT WITHOUT FITTED KEY; BEARING: STANDARD VIBRATION SEVERITY GRADE S/A; SHAFT A.FLANGE ACCURACY GR. R TERMINAL BOX (ABOVE) CABLE ENTRY ON THE ND-END SIGNAL CONNECTION LEFT | 6442 | TEM | 1 | MC | 157 | 1
1PH81371AF222BA1 | SIMOTICS M COMPACT ASYNCHRONOUS MOTOR 1500RPM, 27KW, 172NM, 67A, 315V 1750RPM,31,5KW,172NM, 67A, 365V 2000RPM, 36KW, 172NM, 67A, 415V WATER COOLING DEGREE OF PROTECTION IP65 W/O ENCODER with TEMPERAT. SENSOR KTY84-130 DESIGN IM B5 (IMV 1,IM V3) SHAFT WITH FITTED KEY HALF-KEY BALANCING BEARING: STANDARD WITH FIXED BEARING, VIBRATION SEVERITY GRADE: R/A, FLANGE ACCURACY: R TERMINAL BOX (ABOVE) CABLE ENTRY ON THE RIGHT SIGNAL CONNECTION D-END | 6247 | TEM | 1 | MC | 157 | 1
1PH81371AF222BB1 | SIMOTICS M COMPACT ASYNCHRONOUS MOTOR 1500RPM, 27KW, 172NM, 67A, 315V 1750RPM,31,5KW,172NM, 67A, 365V 2000RPM, 36KW, 172NM, 67A, 415V WATER COOLING DEGREE OF PROTECTION IP65 W/O ENCODER with TEMPERAT. SENSOR KTY84-130 DESIGN IM B5 (IMV 1,IM V3) SHAFT WITH FITTED KEY HALF-KEY BALANCING BEARING: STANDARD WITH FIXED BEARING, VIBRATION SEVERITY GRADE: R/A, FLANGE ACCURACY: R TERMINAL BOX (ABOVE) CABLE ENTRY ON THE LEFT SIGNAL CONNECTION D-END | 6247 | TEM | 1 | MC | 157 | 1
1PH81371AF222BC1 | SIMOTICS M COMPACT ASYNCHRONOUS MOTOR 1500RPM, 27KW, 172NM, 67A, 315V 1750RPM,31,5KW,172NM, 67A, 365V 2000RPM, 36KW, 172NM, 67A, 415V WATER COOLING DEGREE OF PROTECTION IP65 W/O ENCODER with TEMPERAT. SENSOR KTY84-130 DESIGN IM B5 (IMV 1,IM V3) SHAFT WITH FITTED KEY HALF-KEY BALANCING BEARING: STANDARD WITH FIXED BEARING, VIBRATION SEVERITY GRADE: R/A, FLANGE ACCURACY: R TERMINAL BOX (ABOVE) CABLE ENTRY ON THE ND-END SIGNAL CONNECTION LEFT | 6247 | TEM | 1 | MC | 157 | 1
1PH81371AF222BH1 | SIMOTICS M COMPACT ASYNCHRONOUS MOTOR 1500RPM, 27KW, 172NM, 67A, 315V 1750RPM,31,5KW,172NM, 67A, 365V 2000RPM, 36KW, 172NM, 67A, 415V WATER COOLING DEGREE OF PROTECTION IP65 W/O ENCODER with TEMPERAT. SENSOR KTY84-130 DESIGN IM B5 (IMV 1,IM V3) SHAFT WITH FITTED KEY HALF-KEY BALANCING BEARING: STANDARD WITH FIXED BEARING, VIBRATION SEVERITY GRADE: R/A, FLANGE ACCURACY: R POWER CONNECTOR (ABOVE) CABLE ENTRY ON THE D-END SIGNAL CONNECTION LEFT | 6247 | TEM | 1 | MC | 157 | 1
1PH81371AF222CA1 | SIMOTICS M COMPACT ASYNCHRONOUS MOTOR 1500RPM, 27KW, 172NM, 67A, 315V 1750RPM,31,5KW,172NM, 67A, 365V 2000RPM, 36KW, 172NM, 67A, 415V WATER COOLING DEGREE OF PROTECTION IP65 W/O ENCODER with TEMPERAT. SENSOR KTY84-130 DESIGN IM B5 (IMV 1,IM V3) SHAFT WITH FITTED KEY HALF-KEY BALANCING BEARING: STANDARD VIBRATION SEVERITY GRADE S/A; SHAFT A.FLANGE ACCURACY GR. R TERMINAL BOX (ABOVE) CABLE ENTRY ON THE RIGHT SIGNAL CONNECTION D-END | 6442 | TEM | 1 | MC | 157 | 1
1PH81371AF222CB1 | SIMOTICS M COMPACT ASYNCHRONOUS MOTOR 1500RPM, 27KW, 172NM, 67A, 315V 1750RPM,31,5KW,172NM, 67A, 365V 2000RPM, 36KW, 172NM, 67A, 415V WATER COOLING DEGREE OF PROTECTION IP65 W/O ENCODER with TEMPERAT. SENSOR KTY84-130 DESIGN IM B5 (IMV 1,IM V3) SHAFT WITH FITTED KEY HALF-KEY BALANCING BEARING: STANDARD VIBRATION SEVERITY GRADE S/A; SHAFT A.FLANGE ACCURACY GR. R TERMINAL BOX (ABOVE) CABLE ENTRY ON THE LEFT SIGNAL CONNECTION D-END | 6442 | TEM | 1 | MC | 157 | 1
1PH81371AF222CC1 | SIMOTICS M COMPACT ASYNCHRONOUS MOTOR 1500RPM, 27KW, 172NM, 67A, 315V 1750RPM,31,5KW,172NM, 67A, 365V 2000RPM, 36KW, 172NM, 67A, 415V WATER COOLING DEGREE OF PROTECTION IP65 W/O ENCODER with TEMPERAT. SENSOR KTY84-130 DESIGN IM B5 (IMV 1,IM V3) SHAFT WITH FITTED KEY HALF-KEY BALANCING BEARING: STANDARD VIBRATION SEVERITY GRADE S/A; SHAFT A.FLANGE ACCURACY GR. R TERMINAL BOX (ABOVE) CABLE ENTRY ON THE ND-END SIGNAL CONNECTION LEFT | 6442 | TEM | 1 | MC | 157 | 1
1PH81371AF230BA1 | SIMOTICS M COMPACT ASYNCHRONOUS MOTOR 1500RPM, 27KW, 172NM, 67A, 315V 1750RPM,31,5KW,172NM, 67A, 365V 2000RPM, 36KW, 172NM, 67A, 415V WATER COOLING DEGREE OF PROTECTION IP65 W/O ENCODER with TEMPERAT. SENSOR KTY84-130 DESIGN IM B35 (IM V15, IM V35) PLAIN SHAFT WITHOUT FITTED KEY; BEARING: STANDARD WITH FIXED BEARING, VIBRATION SEVERITY GRADE: R/A, FLANGE ACCURACY: R TERMINAL BOX (ABOVE) CABLE ENTRY ON THE RIGHT SIGNAL CONNECTION D-END | 6551 | TEM | 1 | MC | 157 | 1
1PH81371AF230BB1 | SIMOTICS M COMPACT ASYNCHRONOUS MOTOR 1500RPM, 27KW, 172NM, 67A, 315V 1750RPM,31,5KW,172NM, 67A, 365V 2000RPM, 36KW, 172NM, 67A, 415V WATER COOLING DEGREE OF PROTECTION IP65 W/O ENCODER with TEMPERAT. SENSOR KTY84-130 DESIGN IM B35 (IM V15, IM V35) PLAIN SHAFT WITHOUT FITTED KEY; BEARING: STANDARD WITH FIXED BEARING, VIBRATION SEVERITY GRADE: R/A, FLANGE ACCURACY: R TERMINAL BOX (ABOVE) CABLE ENTRY ON THE LEFT SIGNAL CONNECTION D-END | 6551 | TEM | 1 | MC | 157 | 1
1PH81371AF230BC1 | SIMOTICS M COMPACT ASYNCHRONOUS MOTOR 1500RPM, 27KW, 172NM, 67A, 315V 1750RPM,31,5KW,172NM, 67A, 365V 2000RPM, 36KW, 172NM, 67A, 415V WATER COOLING DEGREE OF PROTECTION IP65 W/O ENCODER with TEMPERAT. SENSOR KTY84-130 DESIGN IM B35 (IM V15, IM V35) PLAIN SHAFT WITHOUT FITTED KEY; BEARING: STANDARD WITH FIXED BEARING, VIBRATION SEVERITY GRADE: R/A, FLANGE ACCURACY: R TERMINAL BOX (ABOVE) CABLE ENTRY ON THE ND-END SIGNAL CONNECTION LEFT | 6551 | TEM | 1 | MC | 157 | 1
1PH81371AF230CA1 | SIMOTICS M COMPACT ASYNCHRONOUS MOTOR 1500RPM, 27KW, 172NM, 67A, 315V 1750RPM,31,5KW,172NM, 67A, 365V 2000RPM, 36KW, 172NM, 67A, 415V WATER COOLING DEGREE OF PROTECTION IP65 W/O ENCODER with TEMPERAT. SENSOR KTY84-130 DESIGN IM B35 (IM V15, IM V35) PLAIN SHAFT WITHOUT FITTED KEY; BEARING: STANDARD VIBRATION SEVERITY GRADE S/A; SHAFT A.FLANGE ACCURACY GR. R TERMINAL BOX (ABOVE) CABLE ENTRY ON THE RIGHT SIGNAL CONNECTION D-END | 6746 | TEM | 1 | MC | 157 | 1
1PH81371AF230CB1 | SIMOTICS M COMPACT ASYNCHRONOUS MOTOR 1500RPM, 27KW, 172NM, 67A, 315V 1750RPM,31,5KW,172NM, 67A, 365V 2000RPM, 36KW, 172NM, 67A, 415V WATER COOLING DEGREE OF PROTECTION IP65 W/O ENCODER with TEMPERAT. SENSOR KTY84-130 DESIGN IM B35 (IM V15, IM V35) PLAIN SHAFT WITHOUT FITTED KEY; BEARING: STANDARD VIBRATION SEVERITY GRADE S/A; SHAFT A.FLANGE ACCURACY GR. R TERMINAL BOX (ABOVE) CABLE ENTRY ON THE LEFT SIGNAL CONNECTION D-END | 6746 | TEM | 1 | MC | 157 | 1
1PH81371AF230CC1 | SIMOTICS M COMPACT ASYNCHRONOUS MOTOR 1500RPM, 27KW, 172NM, 67A, 315V 1750RPM,31,5KW,172NM, 67A, 365V 2000RPM, 36KW, 172NM, 67A, 415V WATER COOLING DEGREE OF PROTECTION IP65 W/O ENCODER with TEMPERAT. SENSOR KTY84-130 DESIGN IM B35 (IM V15, IM V35) PLAIN SHAFT WITHOUT FITTED KEY; BEARING: STANDARD VIBRATION SEVERITY GRADE S/A; SHAFT A.FLANGE ACCURACY GR. R TERMINAL BOX (ABOVE) CABLE ENTRY ON THE ND-END SIGNAL CONNECTION LEFT | 6746 | TEM | 1 | MC | 157 | 1
1PH81371AF232BA1 | SIMOTICS M COMPACT ASYNCHRONOUS MOTOR 1500RPM, 27KW, 172NM, 67A, 315V 1750RPM,31,5KW,172NM, 67A, 365V 2000RPM, 36KW, 172NM, 67A, 415V WATER COOLING DEGREE OF PROTECTION IP65 W/O ENCODER with TEMPERAT. SENSOR KTY84-130 DESIGN IM B35 (IM V15, IM V35) SHAFT WITH FITTED KEY HALF-KEY BALANCING BEARING: STANDARD WITH FIXED BEARING, VIBRATION SEVERITY GRADE: R/A, FLANGE ACCURACY: R TERMINAL BOX (ABOVE) CABLE ENTRY ON THE RIGHT SIGNAL CONNECTION D-END | 6551 | TEM | 1 | MC | 157 | 1
1PH81371AF232BB1 | SIMOTICS M COMPACT ASYNCHRONOUS MOTOR 1500RPM, 27KW, 172NM, 67A, 315V 1750RPM,31,5KW,172NM, 67A, 365V 2000RPM, 36KW, 172NM, 67A, 415V WATER COOLING DEGREE OF PROTECTION IP65 W/O ENCODER with TEMPERAT. SENSOR KTY84-130 DESIGN IM B35 (IM V15, IM V35) SHAFT WITH FITTED KEY HALF-KEY BALANCING BEARING: STANDARD WITH FIXED BEARING, VIBRATION SEVERITY GRADE: R/A, FLANGE ACCURACY: R TERMINAL BOX (ABOVE) CABLE ENTRY ON THE LEFT SIGNAL CONNECTION D-END | 6551 | TEM | 1 | MC | 157 | 1
1PH81371AF232BC1 | SIMOTICS M COMPACT ASYNCHRONOUS MOTOR 1500RPM, 27KW, 172NM, 67A, 315V 1750RPM,31,5KW,172NM, 67A, 365V 2000RPM, 36KW, 172NM, 67A, 415V WATER COOLING DEGREE OF PROTECTION IP65 W/O ENCODER with TEMPERAT. SENSOR KTY84-130 DESIGN IM B35 (IM V15, IM V35) SHAFT WITH FITTED KEY HALF-KEY BALANCING BEARING: STANDARD WITH FIXED BEARING, VIBRATION SEVERITY GRADE: R/A, FLANGE ACCURACY: R TERMINAL BOX (ABOVE) CABLE ENTRY ON THE ND-END SIGNAL CONNECTION LEFT | 6551 | TEM | 1 | MC | 157 | 1
1PH81371AF232CA1 | SIMOTICS M COMPACT ASYNCHRONOUS MOTOR 1500RPM, 27KW, 172NM, 67A, 315V 1750RPM,31,5KW,172NM, 67A, 365V 2000RPM, 36KW, 172NM, 67A, 415V WATER COOLING DEGREE OF PROTECTION IP65 W/O ENCODER with TEMPERAT. SENSOR KTY84-130 DESIGN IM B35 (IM V15, IM V35) SHAFT WITH FITTED KEY HALF-KEY BALANCING BEARING: STANDARD VIBRATION SEVERITY GRADE S/A; SHAFT A.FLANGE ACCURACY GR. R TERMINAL BOX (ABOVE) CABLE ENTRY ON THE RIGHT SIGNAL CONNECTION D-END | 6746 | TEM | 1 | MC | 157 | 1
1PH81371AF232CB1 | SIMOTICS M COMPACT ASYNCHRONOUS MOTOR 1500RPM, 27KW, 172NM, 67A, 315V 1750RPM,31,5KW,172NM, 67A, 365V 2000RPM, 36KW, 172NM, 67A, 415V WATER COOLING DEGREE OF PROTECTION IP65 W/O ENCODER with TEMPERAT. SENSOR KTY84-130 DESIGN IM B35 (IM V15, IM V35) SHAFT WITH FITTED KEY HALF-KEY BALANCING BEARING: STANDARD VIBRATION SEVERITY GRADE S/A; SHAFT A.FLANGE ACCURACY GR. R TERMINAL BOX (ABOVE) CABLE ENTRY ON THE LEFT SIGNAL CONNECTION D-END | 6746 | TEM | 1 | MC | 157 | 1
1PH81371AF232CC1 | SIMOTICS M COMPACT ASYNCHRONOUS MOTOR 1500RPM, 27KW, 172NM, 67A, 315V 1750RPM,31,5KW,172NM, 67A, 365V 2000RPM, 36KW, 172NM, 67A, 415V WATER COOLING DEGREE OF PROTECTION IP65 W/O ENCODER with TEMPERAT. SENSOR KTY84-130 DESIGN IM B35 (IM V15, IM V35) SHAFT WITH FITTED KEY HALF-KEY BALANCING BEARING: STANDARD VIBRATION SEVERITY GRADE S/A; SHAFT A.FLANGE ACCURACY GR. R TERMINAL BOX (ABOVE) CABLE ENTRY ON THE ND-END SIGNAL CONNECTION LEFT | 6746 | TEM | 1 | MC | 157 | 1
1PH81371AG000BA1 | SIMOTICS M COMPACT ASYNCHRONOUS MOTOR 2000RPM, 28KW, 134NM, 60A, 350V 2300RPM, 29KW,120NM, 56A, 400V 2650RPM, 30KW, 108NM, 52A, 460V FORCED VENTILATION; DIRECTION OF AIR FLOW DE --> NDE; DEGREE OF PROTECTION IP55 W/O ENCODER with TEMPERAT. SENSOR KTY84-130 DESIGN IM B3 (IM V5, IM V6) PLAIN SHAFT WITHOUT FITTED KEY; BEARING: STANDARD WITH FIXED BEARING, VIBRATION SEVERITY GRADE: R/A, FLANGE ACCURACY: R TERMINAL BOX (ABOVE) CABLE ENTRY ON THE RIGHT SIGNAL CONNECTION D-END | 4802 | TEM | 1 | MC | 141 | 1
1PH81371AG000CA1 | SIMOTICS M COMPACT ASYNCHRONOUS MOTOR 2000RPM, 28KW, 134NM, 60A, 350V 2300RPM, 29KW,120NM, 56A, 400V 2650RPM, 30KW, 108NM, 52A, 460V FORCED VENTILATION; DIRECTION OF AIR FLOW DE --> NDE; DEGREE OF PROTECTION IP55 W/O ENCODER with TEMPERAT. SENSOR KTY84-130 DESIGN IM B3 (IM V5, IM V6) PLAIN SHAFT WITHOUT FITTED KEY; BEARING: STANDARD VIBRATION SEVERITY GRADE S/A; SHAFT A.FLANGE ACCURACY GR. R TERMINAL BOX (ABOVE) CABLE ENTRY ON THE RIGHT SIGNAL CONNECTION D-END | 4997 | TEM | 1 | MC | 141 | 1
1PH81371AG002BA1 | SIMOTICS M COMPACT ASYNCHRONOUS MOTOR 2000RPM, 28KW, 134NM, 60A, 350V 2300RPM, 29KW,120NM, 56A, 400V 2650RPM, 30KW, 108NM, 52A, 460V FORCED VENTILATION; DIRECTION OF AIR FLOW DE --> NDE; DEGREE OF PROTECTION IP55 W/O ENCODER with TEMPERAT. SENSOR KTY84-130 DESIGN IM B3 (IM V5, IM V6) SHAFT WITH FITTED KEY HALF-KEY BALANCING BEARING: STANDARD WITH FIXED BEARING, VIBRATION SEVERITY GRADE: R/A, FLANGE ACCURACY: R TERMINAL BOX (ABOVE) CABLE ENTRY ON THE RIGHT SIGNAL CONNECTION D-END | 4802 | TEM | 1 | MC | 141 | 1
1PH81371AG021LH1 | SIMOTICS M COMPACT ASYNCHRONOUS MOTOR 2000RPM, 28KW, 134NM, 60A, 350V 2300RPM, 29KW,120NM, 56A, 400V 2650RPM, 30KW, 108NM, 52A, 460V FORCED VENTILATION; DIRECTION OF AIR FLOW DE --> NDE; DEGREE OF PROTECTION IP55 W/O ENCODER with TEMPERAT. SENSOR KTY84-130 DESIGN IM B5 (IMV 1,IM V3) SHAFT WITH FITTED KEY FULL-KEY BALANCING BEARING: PERFORMANCE, VIBRATION SEVERITY GRADE: SPECIAL/B, SHAFT AND FLANGE ACCURACY: SPECIAL POWER CONNECTOR (ABOVE) CABLE ENTRY ON THE D-END SIGNAL CONNECTION LEFT | 5587 | TEM | 1 | MC | 141 | 1
1PH81371AG022BA1 | SIMOTICS M COMPACT ASYNCHRONOUS MOTOR 2000RPM, 28KW, 134NM, 60A, 350V 2300RPM, 29KW,120NM, 56A, 400V 2650RPM, 30KW, 108NM, 52A, 460V FORCED VENTILATION; DIRECTION OF AIR FLOW DE --> NDE; DEGREE OF PROTECTION IP55 W/O ENCODER with TEMPERAT. SENSOR KTY84-130 DESIGN IM B5 (IMV 1,IM V3) SHAFT WITH FITTED KEY HALF-KEY BALANCING BEARING: STANDARD WITH FIXED BEARING, VIBRATION SEVERITY GRADE: R/A, FLANGE ACCURACY: R TERMINAL BOX (ABOVE) CABLE ENTRY ON THE RIGHT SIGNAL CONNECTION D-END | 5040 | TEM | 1 | MC | 141 | 1
1PH81371AG030BA1 | SIMOTICS M COMPACT ASYNCHRONOUS MOTOR 2000RPM, 28KW, 134NM, 60A, 350V 2300RPM, 29KW,120NM, 56A, 400V 2650RPM, 30KW, 108NM, 52A, 460V FORCED VENTILATION; DIRECTION OF AIR FLOW DE --> NDE; DEGREE OF PROTECTION IP55 W/O ENCODER with TEMPERAT. SENSOR KTY84-130 DESIGN IM B35 (IM V15, IM V35) PLAIN SHAFT WITHOUT FITTED KEY; BEARING: STANDARD WITH FIXED BEARING, VIBRATION SEVERITY GRADE: R/A, FLANGE ACCURACY: R TERMINAL BOX (ABOVE) CABLE ENTRY ON THE RIGHT SIGNAL CONNECTION D-END | 5344 | TEM | 1 | MC | 141 | 1
1PH81371AG102BA1 | SIMOTICS M COMPACT ASYNCHRONOUS MOTOR 2000RPM, 28KW, 134NM, 60A, 350V 2300RPM, 29KW, 120NM, 56A, 400V 2650RPM, 30KW, 108NM, 52A, 460V FORCED VENTILATION; DIRECTION OF AIR FLOW NDE --> DE; DEGREE OF PROTECTION IP55 W/O ENCODER with TEMPERAT. SENSOR KTY84-130 DESIGN IM B3 (IM V5, IM V6) SHAFT WITH FITTED KEY HALF-KEY BALANCING BEARING: STANDARD WITH FIXED BEARING, VIBRATION SEVERITY GRADE: R/A, FLANGE ACCURACY: R TERMINAL BOX (ABOVE) CABLE ENTRY ON THE RIGHT SIGNAL CONNECTION D-END | 4802 | TEM | 1 | MC | 141 | 1
1PH81371AS000BA1 | SIMOTICS M COMPACT ASYNCHRONOUS MOTOR 2000RPM, 29KW,138NM, 56A, 398V 5000RPM,27,5KW, 53NM, 56A, 425V 1500RPM, 22KW, 140NM, 56A, 308V FORCED VENTILATION; DIRECTION OF AIR FLOW DE --> NDE; DEGREE OF PROTECTION IP55 W/O ENCODER with TEMPERAT. SENSOR KTY84-130 DESIGN IM B3 (IM V5, IM V6) PLAIN SHAFT WITHOUT FITTED KEY; BEARING: STANDARD WITH FIXED BEARING, VIBRATION SEVERITY GRADE: R/A, FLANGE ACCURACY: R TERMINAL BOX (ABOVE) CABLE ENTRY ON THE RIGHT SIGNAL CONNECTION D-END | 4802 | TEM | 1 | MC | 141 | 1
1PH81371CD023LA1 | SIMOTICS M COMPACT ASYNCHRONOUS MOTOR 1000RPM, 17KW, 162NM, 43A, 307V 1150RPM,19,5KW,162NM, 43A, 350V 1350RPM, 22KW, 156NM, 42A, 404V FORCED VENTILATION; DIRECTION OF AIR FLOW DE --> NDE; DEGREE OF PROTECTION IP55 INCREMENTAL ENCODER SIN/COS 1VPP 256 S/R WITHOUT ND-END AT TERMINAL BOX (ENCODER IN256S/R) with TEMPERAT. SENSOR KTY84-130 DESIGN IM B5 (IMV 1,IM V3) PLAIN HOLLOW-SHAFT BEARING: PERFORMANCE, VIBRATION SEVERITY GRADE: SPECIAL/B, SHAFT AND FLANGE ACCURACY: SPECIAL TERMINAL BOX (ABOVE) CABLE ENTRY ON THE RIGHT SIGNAL CONNECTION D-END | 9239 | TEM | 1 | MC | 143.5 | 1
1PH81371CD023MA1 | SIMOTICS M COMPACT ASYNCHRONOUS MOTOR 1000RPM, 17KW, 162NM, 43A, 307V 1150RPM,19,5KW,162NM, 43A, 350V 1350RPM, 22KW, 156NM, 42A, 404V FORCED VENTILATION; DIRECTION OF AIR FLOW DE --> NDE; DEGREE OF PROTECTION IP55 INCREMENTAL ENCODER SIN/COS 1VPP 256 S/R WITHOUT ND-END AT TERMINAL BOX (ENCODER IN256S/R) with TEMPERAT. SENSOR KTY84-130 DESIGN IM B5 (IMV 1,IM V3) PLAIN HOLLOW-SHAFT BEARING: HIGH PERFORMANCE VIBRATION SEVERITY GRADE SPECIAL/B SHAFT AND FLANGE ACCURACY GR. SPECIAL TERMINAL BOX (ABOVE) CABLE ENTRY ON THE RIGHT SIGNAL CONNECTION D-END | 9911 | TEM | 1 | MC | 143.5 | 1
1PH81371CF023LC1 | SIMOTICS M COMPACT ASYNCHRONOUS MOTOR 1500RPM, 22KW, 140NM, 56A, 308V 1750RPM, 25KW, 136NM, 56A, 352V 2000RPM, 28KW, 134NM, 55A, 401V FORCED VENTILATION; DIRECTION OF AIR FLOW DE --> NDE; DEGREE OF PROTECTION IP55 INCREMENTAL ENCODER SIN/COS 1VPP 256 S/R WITHOUT ND-END AT TERMINAL BOX (ENCODER IN256S/R) with TEMPERAT. SENSOR KTY84-130 DESIGN IM B5 (IMV 1,IM V3) PLAIN HOLLOW-SHAFT BEARING: PERFORMANCE, VIBRATION SEVERITY GRADE: SPECIAL/B, SHAFT AND FLANGE ACCURACY: SPECIAL TERMINAL BOX (ABOVE) CABLE ENTRY ON THE ND-END SIGNAL CONNECTION LEFT | 9239 | TEM | 1 | MC | 143.5 | 1
1PH81371CF123MA1 | SIMOTICS M COMPACT ASYNCHRONOUS MOTOR 1500RPM, 22KW, 140NM, 56A, 308V 1750RPM, 25KW, 136NM, 56A, 353V 2000RPM, 28KW, 134NM, 55A, 401V FORCED VENTILATION; DIRECTION OF AIR FLOW NDE --> DE; DEGREE OF PROTECTION IP55 INCREMENTAL ENCODER SIN/COS 1VPP 256 S/R WITHOUT ND-END AT TERMINAL BOX (ENCODER IN256S/R) with TEMPERAT. SENSOR KTY84-130 DESIGN IM B5 (IMV 1,IM V3) PLAIN HOLLOW-SHAFT BEARING: HIGH PERFORMANCE VIBRATION SEVERITY GRADE SPECIAL/B SHAFT AND FLANGE ACCURACY GR. SPECIAL TERMINAL BOX (ABOVE) CABLE ENTRY ON THE RIGHT SIGNAL CONNECTION D-END | 9911 | TEM | 1 | MC | 143.5 | 1
1PH81371CF220LA1 | SIMOTICS M COMPACT ASYNCHRONOUS MOTOR 1500RPM, 27KW, 172NM, 67A, 315V 1750RPM,31,5KW,172NM, 67A, 365V 2000RPM, 36KW, 172NM, 67A, 415V WATER COOLING DEGREE OF PROTECTION IP65 INCREMENTAL ENCODER SIN/COS 1VPP 256 S/R WITHOUT ND-END AT TERMINAL BOX (ENCODER IN256S/R) with TEMPERAT. SENSOR KTY84-130 DESIGN IM B5 (IMV 1,IM V3) PLAIN SHAFT WITHOUT FITTED KEY; BEARING: PERFORMANCE, VIBRATION SEVERITY GRADE: SPECIAL/B, SHAFT AND FLANGE ACCURACY: SPECIAL TERMINAL BOX (ABOVE) CABLE ENTRY ON THE RIGHT SIGNAL CONNECTION D-END | 8852 | TEM | 1 | MC | 157 | 1
1PH81371CF223LC1 | SIMOTICS M COMPACT ASYNCHRONOUS MOTOR 1500RPM, 27KW, 172NM, 67A, 315V 1750RPM,31,5KW,172NM, 67A, 365V 2000RPM, 36KW, 172NM, 67A, 415V WATER COOLING DEGREE OF PROTECTION IP65 INCREMENTAL ENCODER SIN/COS 1VPP 256 S/R WITHOUT ND-END AT TERMINAL BOX (ENCODER IN256S/R) with TEMPERAT. SENSOR KTY84-130 DESIGN IM B5 (IMV 1,IM V3) PLAIN HOLLOW-SHAFT BEARING: PERFORMANCE, VIBRATION SEVERITY GRADE: SPECIAL/B, SHAFT AND FLANGE ACCURACY: SPECIAL TERMINAL BOX (ABOVE) CABLE ENTRY ON THE ND-END SIGNAL CONNECTION LEFT | 10445 | TEM | 1 | MC | 159.5 | 1
1PH81371CF223MA1 | SIMOTICS M COMPACT ASYNCHRONOUS MOTOR 1500RPM, 27KW, 172NM, 67A, 315V 1750RPM,31,5KW,172NM, 67A, 365V 2000RPM, 36KW, 172NM, 67A, 415V WATER COOLING DEGREE OF PROTECTION IP65 INCREMENTAL ENCODER SIN/COS 1VPP 256 S/R WITHOUT ND-END AT TERMINAL BOX (ENCODER IN256S/R) with TEMPERAT. SENSOR KTY84-130 DESIGN IM B5 (IMV 1,IM V3) PLAIN HOLLOW-SHAFT BEARING: HIGH PERFORMANCE VIBRATION SEVERITY GRADE SPECIAL/B SHAFT AND FLANGE ACCURACY GR. SPECIAL TERMINAL BOX (ABOVE) CABLE ENTRY ON THE RIGHT SIGNAL CONNECTION D-END | 11118 | TEM | 1 | MC | 159.5 | 1
1PH81371CG023LA1 | SIMOTICS M COMPACT ASYNCHRONOUS MOTOR 2000RPM, 28KW, 134NM, 60A, 350V 2300RPM, 29KW,120NM, 56A, 400V 2650RPM, 30KW, 108NM, 52A, 460V FORCED VENTILATION; DIRECTION OF AIR FLOW DE --> NDE; DEGREE OF PROTECTION IP55 INCREMENTAL ENCODER SIN/COS 1VPP 256 S/R WITHOUT ND-END AT TERMINAL BOX (ENCODER IN256S/R) with TEMPERAT. SENSOR KTY84-130 DESIGN IM B5 (IMV 1,IM V3) PLAIN HOLLOW-SHAFT BEARING: PERFORMANCE, VIBRATION SEVERITY GRADE: SPECIAL/B, SHAFT AND FLANGE ACCURACY: SPECIAL TERMINAL BOX (ABOVE) CABLE ENTRY ON THE RIGHT SIGNAL CONNECTION D-END | 9239 | TEM | 1 | MC | 143.5 | 1
1PH81371CS020LA1 | SIMOTICS M COMPACT ASYNCHRONOUS MOTOR 2000RPM, 29KW,138NM, 56A, 398V 5000RPM,27,5KW, 53NM, 56A, 425V 1500RPM, 22KW, 140NM, 56A, 308V FORCED VENTILATION; DIRECTION OF AIR FLOW DE --> NDE; DEGREE OF PROTECTION IP55 INCREMENTAL ENCODER SIN/COS 1VPP 256 S/R WITHOUT ND-END AT TERMINAL BOX (ENCODER IN256S/R) with TEMPERAT. SENSOR KTY84-130 DESIGN IM B5 (IMV 1,IM V3) PLAIN SHAFT WITHOUT FITTED KEY; BEARING: PERFORMANCE, VIBRATION SEVERITY GRADE: SPECIAL/B, SHAFT AND FLANGE ACCURACY: SPECIAL TERMINAL BOX (ABOVE) CABLE ENTRY ON THE RIGHT SIGNAL CONNECTION D-END | 7645 | TEM | 1 | MC | 141 | 1
1PH81371CS023LA1 | SIMOTICS M COMPACT ASYNCHRONOUS MOTOR 2000RPM, 29KW,138NM, 56A, 398V 5000RPM,27,5KW, 53NM, 56A, 425V 1500RPM, 22KW, 140NM, 56A, 308V FORCED VENTILATION; DIRECTION OF AIR FLOW DE --> NDE; DEGREE OF PROTECTION IP55 INCREMENTAL ENCODER SIN/COS 1VPP 256 S/R WITHOUT ND-END AT TERMINAL BOX (ENCODER IN256S/R) with TEMPERAT. SENSOR KTY84-130 DESIGN IM B5 (IMV 1,IM V3) PLAIN HOLLOW-SHAFT BEARING: PERFORMANCE, VIBRATION SEVERITY GRADE: SPECIAL/B, SHAFT AND FLANGE ACCURACY: SPECIAL TERMINAL BOX (ABOVE) CABLE ENTRY ON THE RIGHT SIGNAL CONNECTION D-END | 9239 | TEM | 1 | MC | 143.5 | 1
1PH81371CS023LC1 | SIMOTICS M COMPACT ASYNCHRONOUS MOTOR 2000RPM, 29KW,138NM, 56A, 398V 5000RPM,27,5KW, 53NM, 56A, 425V 1500RPM, 22KW, 140NM, 56A, 308V FORCED VENTILATION; DIRECTION OF AIR FLOW DE --> NDE; DEGREE OF PROTECTION IP55 INCREMENTAL ENCODER SIN/COS 1VPP 256 S/R WITHOUT ND-END AT TERMINAL BOX (ENCODER IN256S/R) with TEMPERAT. SENSOR KTY84-130 DESIGN IM B5 (IMV 1,IM V3) PLAIN HOLLOW-SHAFT BEARING: PERFORMANCE, VIBRATION SEVERITY GRADE: SPECIAL/B, SHAFT AND FLANGE ACCURACY: SPECIAL TERMINAL BOX (ABOVE) CABLE ENTRY ON THE ND-END SIGNAL CONNECTION LEFT | 9239 | TEM | 1 | MC | 143.5 | 1
1PH81371CS023MA1 | SIMOTICS M COMPACT ASYNCHRONOUS MOTOR 2000RPM, 29KW,138NM, 56A, 398V 5000RPM,27,5KW, 53NM, 56A, 425V 1500RPM, 22KW, 140NM, 56A, 308V FORCED VENTILATION; DIRECTION OF AIR FLOW DE --> NDE; DEGREE OF PROTECTION IP55 INCREMENTAL ENCODER SIN/COS 1VPP 256 S/R WITHOUT ND-END AT TERMINAL BOX (ENCODER IN256S/R) with TEMPERAT. SENSOR KTY84-130 DESIGN IM B5 (IMV 1,IM V3) PLAIN HOLLOW-SHAFT BEARING: HIGH PERFORMANCE VIBRATION SEVERITY GRADE SPECIAL/B SHAFT AND FLANGE ACCURACY GR. SPECIAL TERMINAL BOX (ABOVE) CABLE ENTRY ON THE RIGHT SIGNAL CONNECTION D-END | 9911 | TEM | 1 | MC | 143.5 | 1
1PH81371CS031LC1 | SIMOTICS M COMPACT ASYNCHRONOUS MOTOR 2000RPM, 29KW,138NM, 56A, 398V 5000RPM,27,5KW, 53NM, 56A, 425V 1500RPM, 22KW, 140NM, 56A, 308V FORCED VENTILATION; DIRECTION OF AIR FLOW DE --> NDE; DEGREE OF PROTECTION IP55 INCREMENTAL ENCODER SIN/COS 1VPP 256 S/R WITHOUT ND-END AT TERMINAL BOX (ENCODER IN256S/R) with TEMPERAT. SENSOR KTY84-130 DESIGN IM B35 (IM V15, IM V35) SHAFT WITH FITTED KEY FULL-KEY BALANCING BEARING: PERFORMANCE, VIBRATION SEVERITY GRADE: SPECIAL/B, SHAFT AND FLANGE ACCURACY: SPECIAL TERMINAL BOX (ABOVE) CABLE ENTRY ON THE ND-END SIGNAL CONNECTION LEFT | 7948 | TEM | 1 | MC | 141 | 1
1PH81371DB000CA1 | SIMOTICS M COMPACT ASYNCHRONOUS MOTOR 400RPM 6,9KW 165NM 18A 323V 500RPM 8,6KW 165NM 18A 391V 600RPM 10,3KW 165NM 18A 458V FORCED VENTILATION; DIRECTION OF AIR FLOW DE --> NDE; DEGREE OF PROTECTION IP55 INCREMENTAL ENCODER 22 BIT WITH COMMUTATING POSITION (ENCODER IC22DQ) WITH DRIVE-CLIQ INTERFACE DESIGN IM B3 (IM V5, IM V6) PLAIN SHAFT WITHOUT FITTED KEY; BEARING: STANDARD WITH FIXED BEARING, VIBRATION SEVERITY GRADE: S/A, SHAFT AND FLANGE ACCURACY: R TERMINAL BOX (ABOVE) CABLE ENTRY ON THE RIGHT SIGNAL CONNECTION D-END | 6404 | TEM | 1 | MC | 141 | 1
1PH81371DB102BC1 | SIMOTICS M COMPACT ASYNCHRONOUS MOTOR 400RPM, 6,9KW, 165NM, 18A, 323V 500RPM, 8,6KW, 165NM, 18A, 391V 600RPM, 10,3KW, 165NM, 18A,458V FORCED VENTILATION; DIRECTION OF AIR FLOW NDE --> DE; DEGREE OF PROTECTION IP55 INCREMENTAL ENCODER 22 BIT WITH COMMUTATING POSITION (ENCODER IC22DQ) WITH DRIVE-CLIQ INTERFACE DESIGN IM B3 (IM V5, IM V6) SHAFT WITH FITTED KEY HALF-KEY BALANCING BEARING: STANDARD WITH FIXED BEARING, VIBRATION SEVERITY GRADE: R/A, FLANGE ACCURACY: R TERMINAL BOX (ABOVE) CABLE ENTRY ON THE ND-END SIGNAL CONNECTION LEFT | 6209 | TEM | 1 | MC | 141 | 1
1PH81371DB102GA1 | SIMOTICS M COMPACT ASYNCHRONOUS MOTOR 400RPM, 6,9KW, 165NM, 18A, 323V 500RPM, 8,6KW, 165NM, 18A, 391V 600RPM, 10,3KW, 165NM, 18A,458V FORCED VENTILATION; DIRECTION OF AIR FLOW NDE --> DE; DEGREE OF PROTECTION IP55 INCREMENTAL ENCODER 22 BIT WITH COMMUTATING POSITION (ENCODER IC22DQ) WITH DRIVE-CLIQ INTERFACE DESIGN IM B3 (IM V5, IM V6) SHAFT WITH FITTED KEY HALF-KEY BALANCING BEARING: STANDARD, VIBRATION SEVERITY GRADE: R/A, SHAFT AND FLANGE ACCURACY: R TERMINAL BOX (ABOVE) CABLE ENTRY ON THE RIGHT SIGNAL CONNECTION D-END | 5925 | TEM | 1 | MC | 141 | 1
1PH81371DB120BA1 | SIMOTICS M COMPACT ASYNCHRONOUS MOTOR 400RPM, 6,9KW, 165NM, 18A, 323V 500RPM, 8,6KW, 165NM, 18A, 391V 600RPM, 10,3KW, 165NM, 18A,458V FORCED VENTILATION; DIRECTION OF AIR FLOW NDE --> DE; DEGREE OF PROTECTION IP55 INCREMENTAL ENCODER 22 BIT WITH COMMUTATING POSITION (ENCODER IC22DQ) WITH DRIVE-CLIQ INTERFACE DESIGN IM B5 (IMV 1,IM V3) PLAIN SHAFT WITHOUT FITTED KEY; BEARING: STANDARD WITH FIXED BEARING, VIBRATION SEVERITY GRADE: R/A, FLANGE ACCURACY: R TERMINAL BOX (ABOVE) CABLE ENTRY ON THE RIGHT SIGNAL CONNECTION D-END | 6448 | TEM | 1 | MC | 141 | 1
1PH81371DB122BA1 | SIMOTICS M COMPACT ASYNCHRONOUS MOTOR 400RPM, 6,9KW, 165NM, 18A, 323V 500RPM, 8,6KW, 165NM, 18A, 391V 600RPM, 10,3KW, 165NM, 18A,458V FORCED VENTILATION; DIRECTION OF AIR FLOW NDE --> DE; DEGREE OF PROTECTION IP55 INCREMENTAL ENCODER 22 BIT WITH COMMUTATING POSITION (ENCODER IC22DQ) WITH DRIVE-CLIQ INTERFACE DESIGN IM B5 (IMV 1,IM V3) SHAFT WITH FITTED KEY HALF-KEY BALANCING BEARING: STANDARD WITH FIXED BEARING, VIBRATION SEVERITY GRADE: R/A, FLANGE ACCURACY: R TERMINAL BOX (ABOVE) CABLE ENTRY ON THE RIGHT SIGNAL CONNECTION D-END | 6448 | TEM | 1 | MC | 141 | 1
1PH81371DB132BA1 | SIMOTICS M COMPACT ASYNCHRONOUS MOTOR 400RPM, 6,9KW, 165NM, 18A, 323V 500RPM, 8,6KW, 165NM, 18A, 391V 600RPM, 10,3KW, 165NM, 18A,458V FORCED VENTILATION; DIRECTION OF AIR FLOW NDE --> DE; DEGREE OF PROTECTION IP55 INCREMENTAL ENCODER 22 BIT WITH COMMUTATING POSITION (ENCODER IC22DQ) WITH DRIVE-CLIQ INTERFACE DESIGN IM B35 (IM V15, IM V35) SHAFT WITH FITTED KEY HALF-KEY BALANCING BEARING: STANDARD WITH FIXED BEARING, VIBRATION SEVERITY GRADE: R/A, FLANGE ACCURACY: R TERMINAL BOX (ABOVE) CABLE ENTRY ON THE RIGHT SIGNAL CONNECTION D-END | 6751 | TEM | 1 | MC | 141 | 1
1PH81371DD000BA1 | SIMOTICS M COMPACT ASYNCHRONOUS MOTOR 1000RPM, 17KW, 162NM, 43A, 307V 1150RPM,19,5KW,162NM, 43A, 350V 1350RPM, 22KW, 156NM, 42A, 404V FORCED VENTILATION; DIRECTION OF AIR FLOW DE --> NDE; DEGREE OF PROTECTION IP55 INCREMENTAL ENCODER 22 BIT WITH COMMUTATING POSITION (ENCODER IC22DQ) WITH DRIVE-CLIQ INTERFACE DESIGN IM B3 (IM V5, IM V6) PLAIN SHAFT WITHOUT FITTED KEY; BEARING: STANDARD WITH FIXED BEARING, VIBRATION SEVERITY GRADE: R/A, FLANGE ACCURACY: R TERMINAL BOX (ABOVE) CABLE ENTRY ON THE RIGHT SIGNAL CONNECTION D-END | 6209 | TEM | 1 | MC | 141 | 1
1PH81371DD000BB1 | SIMOTICS M COMPACT ASYNCHRONOUS MOTOR 1000RPM, 17KW, 162NM, 43A, 307V 1150RPM,19,5KW,162NM, 43A, 350V 1350RPM, 22KW, 156NM, 42A, 404V FORCED VENTILATION; DIRECTION OF AIR FLOW DE --> NDE; DEGREE OF PROTECTION IP55 INCREMENTAL ENCODER 22 BIT WITH COMMUTATING POSITION (ENCODER IC22DQ) WITH DRIVE-CLIQ INTERFACE DESIGN IM B3 (IM V5, IM V6) PLAIN SHAFT WITHOUT FITTED KEY; BEARING: STANDARD WITH FIXED BEARING, VIBRATION SEVERITY GRADE: R/A, FLANGE ACCURACY: R TERMINAL BOX (ABOVE) CABLE ENTRY ON THE LEFT SIGNAL CONNECTION D-END | 6209 | TEM | 1 | MC | 141 | 1
1PH81371DD000CA1 | SIMOTICS M COMPACT ASYNCHRONOUS MOTOR 1000RPM, 17KW, 162NM, 43A, 307V 1150RPM,19,5KW,162NM, 43A, 350V 1350RPM, 22KW, 156NM, 42A, 404V FORCED VENTILATION; DIRECTION OF AIR FLOW DE --> NDE; DEGREE OF PROTECTION IP55 INCREMENTAL ENCODER 22 BIT WITH COMMUTATING POSITION (ENCODER IC22DQ) WITH DRIVE-CLIQ INTERFACE DESIGN IM B3 (IM V5, IM V6) PLAIN SHAFT WITHOUT FITTED KEY; BEARING: STANDARD WITH FIXED BEARING, VIBRATION SEVERITY GRADE: S/A, SHAFT AND FLANGE ACCURACY: R TERMINAL BOX (ABOVE) CABLE ENTRY ON THE RIGHT SIGNAL CONNECTION D-END | 6404 | TEM | 1 | MC | 141 | 1
1PH81371DD000CB1 | SIMOTICS M COMPACT ASYNCHRONOUS MOTOR 1000RPM, 17KW, 162NM, 43A, 307V 1150RPM,19,5KW,162NM, 43A, 350V 1350RPM, 22KW, 156NM, 42A, 404V FORCED VENTILATION; DIRECTION OF AIR FLOW DE --> NDE; DEGREE OF PROTECTION IP55 INCREMENTAL ENCODER 22 BIT WITH COMMUTATING POSITION (ENCODER IC22DQ) WITH DRIVE-CLIQ INTERFACE DESIGN IM B3 (IM V5, IM V6) PLAIN SHAFT WITHOUT FITTED KEY; BEARING: STANDARD WITH FIXED BEARING, VIBRATION SEVERITY GRADE: S/A, SHAFT AND FLANGE ACCURACY: R TERMINAL BOX (ABOVE) CABLE ENTRY ON THE LEFT SIGNAL CONNECTION D-END | 6404 | TEM | 1 | MC | 141 | 1
1PH81371DD000DA1 | SIMOTICS M COMPACT ASYNCHRONOUS MOTOR 1000RPM, 17KW, 162NM, 43A, 307V 1150RPM,19,5KW,162NM, 43A, 350V 1350RPM, 22KW, 156NM, 42A, 404V FORCED VENTILATION; DIRECTION OF AIR FLOW DE --> NDE; DEGREE OF PROTECTION IP55 INCREMENTAL ENCODER 22 BIT WITH COMMUTATING POSITION (ENCODER IC22DQ) WITH DRIVE-CLIQ INTERFACE DESIGN IM B3 (IM V5, IM V6) PLAIN SHAFT WITHOUT FITTED KEY; BEARING: STANDARD WITH FIXED BEARING, VIBRATION SEVERITY GRADE: SR/A, SHAFT AND FLANGE ACCURACY: R TERMINAL BOX (ABOVE) CABLE ENTRY ON THE RIGHT SIGNAL CONNECTION D-END | 6475 | TEM | 1 | MC | 141 | 1
1PH81371DD001BA1 | SIMOTICS M COMPACT ASYNCHRONOUS MOTOR 1000RPM, 17KW, 162NM, 43A, 307V 1150RPM,19,5KW,162NM, 43A, 350V 1350RPM, 22KW, 156NM, 42A, 404V FORCED VENTILATION; DIRECTION OF AIR FLOW DE --> NDE; DEGREE OF PROTECTION IP55 INCREMENTAL ENCODER 22 BIT WITH COMMUTATING POSITION (ENCODER IC22DQ) WITH DRIVE-CLIQ INTERFACE DESIGN IM B3 (IM V5, IM V6) SHAFT WITH FITTED KEY FULL-KEY BALANCING BEARING: STANDARD WITH FIXED BEARING, VIBRATION SEVERITY GRADE: R/A, FLANGE ACCURACY: R TERMINAL BOX (ABOVE) CABLE ENTRY ON THE RIGHT SIGNAL CONNECTION D-END | 6209 | TEM | 1 | MC | 141 | 1
1PH81371DD001BC1 | SIMOTICS M COMPACT ASYNCHRONOUS MOTOR 1000RPM, 17KW, 162NM, 43A, 307V 1150RPM,19,5KW,162NM, 43A, 350V 1350RPM, 22KW, 156NM, 42A, 404V FORCED VENTILATION; DIRECTION OF AIR FLOW DE --> NDE; DEGREE OF PROTECTION IP55 INCREMENTAL ENCODER 22 BIT WITH COMMUTATING POSITION (ENCODER IC22DQ) WITH DRIVE-CLIQ INTERFACE DESIGN IM B3 (IM V5, IM V6) SHAFT WITH FITTED KEY FULL-KEY BALANCING BEARING: STANDARD WITH FIXED BEARING, VIBRATION SEVERITY GRADE: R/A, FLANGE ACCURACY: R TERMINAL BOX (ABOVE) CABLE ENTRY ON THE ND-END SIGNAL CONNECTION LEFT | 6209 | TEM | 1 | MC | 141 | 1
1PH81371DD001CA1 | SIMOTICS M COMPACT ASYNCHRONOUS MOTOR 1000RPM, 17KW, 162NM, 43A, 307V 1150RPM,19,5KW,162NM, 43A, 350V 1350RPM, 22KW, 156NM, 42A, 404V FORCED VENTILATION; DIRECTION OF AIR FLOW DE --> NDE; DEGREE OF PROTECTION IP55 INCREMENTAL ENCODER 22 BIT WITH COMMUTATING POSITION (ENCODER IC22DQ) WITH DRIVE-CLIQ INTERFACE DESIGN IM B3 (IM V5, IM V6) SHAFT WITH FITTED KEY FULL-KEY BALANCING BEARING: STANDARD WITH FIXED BEARING, VIBRATION SEVERITY GRADE: S/A, SHAFT AND FLANGE ACCURACY: R TERMINAL BOX (ABOVE) CABLE ENTRY ON THE RIGHT SIGNAL CONNECTION D-END | 6404 | TEM | 1 | MC | 141 | 1
1PH81371DD002BA1 | SIMOTICS M COMPACT ASYNCHRONOUS MOTOR 1000RPM, 17KW, 162NM, 43A, 307V 1150RPM,19,5KW,162NM, 43A, 350V 1350RPM, 22KW, 156NM, 42A, 404V FORCED VENTILATION; DIRECTION OF AIR FLOW DE --> NDE; DEGREE OF PROTECTION IP55 INCREMENTAL ENCODER 22 BIT WITH COMMUTATING POSITION (ENCODER IC22DQ) WITH DRIVE-CLIQ INTERFACE DESIGN IM B3 (IM V5, IM V6) SHAFT WITH FITTED KEY HALF-KEY BALANCING BEARING: STANDARD WITH FIXED BEARING, VIBRATION SEVERITY GRADE: R/A, FLANGE ACCURACY: R TERMINAL BOX (ABOVE) CABLE ENTRY ON THE RIGHT SIGNAL CONNECTION D-END | 6209 | TEM | 1 | MC | 141 | 1
1PH81371DD002BB1 | SIMOTICS M COMPACT ASYNCHRONOUS MOTOR 1000RPM, 17KW, 162NM, 43A, 307V 1150RPM,19,5KW,162NM, 43A, 350V 1350RPM, 22KW, 156NM, 42A, 404V FORCED VENTILATION; DIRECTION OF AIR FLOW DE --> NDE; DEGREE OF PROTECTION IP55 INCREMENTAL ENCODER 22 BIT WITH COMMUTATING POSITION (ENCODER IC22DQ) WITH DRIVE-CLIQ INTERFACE DESIGN IM B3 (IM V5, IM V6) SHAFT WITH FITTED KEY HALF-KEY BALANCING BEARING: STANDARD WITH FIXED BEARING, VIBRATION SEVERITY GRADE: R/A, FLANGE ACCURACY: R TERMINAL BOX (ABOVE) CABLE ENTRY ON THE LEFT SIGNAL CONNECTION D-END | 6209 | TEM | 1 | MC | 141 | 1
1PH81371DD002BC1 | SIMOTICS M COMPACT ASYNCHRONOUS MOTOR 1000RPM, 17KW, 162NM, 43A, 307V 1150RPM,19,5KW,162NM, 43A, 350V 1350RPM, 22KW, 156NM, 42A, 404V FORCED VENTILATION; DIRECTION OF AIR FLOW DE --> NDE; DEGREE OF PROTECTION IP55 INCREMENTAL ENCODER 22 BIT WITH COMMUTATING POSITION (ENCODER IC22DQ) WITH DRIVE-CLIQ INTERFACE DESIGN IM B3 (IM V5, IM V6) SHAFT WITH FITTED KEY HALF-KEY BALANCING BEARING: STANDARD WITH FIXED BEARING, VIBRATION SEVERITY GRADE: R/A, FLANGE ACCURACY: R TERMINAL BOX (ABOVE) CABLE ENTRY ON THE ND-END SIGNAL CONNECTION LEFT | 6209 | TEM | 1 | MC | 141 | 1
1PH81371DD002CA1 | SIMOTICS M COMPACT ASYNCHRONOUS MOTOR 1000RPM, 17KW, 162NM, 43A, 307V 1150RPM,19,5KW,162NM, 43A, 350V 1350RPM, 22KW, 156NM, 42A, 404V FORCED VENTILATION; DIRECTION OF AIR FLOW DE --> NDE; DEGREE OF PROTECTION IP55 INCREMENTAL ENCODER 22 BIT WITH COMMUTATING POSITION (ENCODER IC22DQ) WITH DRIVE-CLIQ INTERFACE DESIGN IM B3 (IM V5, IM V6) SHAFT WITH FITTED KEY HALF-KEY BALANCING BEARING: STANDARD WITH FIXED BEARING, VIBRATION SEVERITY GRADE: S/A, SHAFT AND FLANGE ACCURACY: R TERMINAL BOX (ABOVE) CABLE ENTRY ON THE RIGHT SIGNAL CONNECTION D-END | 6404 | TEM | 1 | MC | 141 | 1
1PH81371DD002DB1 | SIMOTICS M COMPACT ASYNCHRONOUS MOTOR 1000RPM, 17KW, 162NM, 43A, 307V 1150RPM,19,5KW,162NM, 43A, 350V 1350RPM, 22KW, 156NM, 42A, 404V FORCED VENTILATION; DIRECTION OF AIR FLOW DE --> NDE; DEGREE OF PROTECTION IP55 INCREMENTAL ENCODER 22 BIT WITH COMMUTATING POSITION (ENCODER IC22DQ) WITH DRIVE-CLIQ INTERFACE DESIGN IM B3 (IM V5, IM V6) SHAFT WITH FITTED KEY HALF-KEY BALANCING BEARING: STANDARD WITH FIXED BEARING, VIBRATION SEVERITY GRADE: SR/A, SHAFT AND FLANGE ACCURACY: R TERMINAL BOX (ABOVE) CABLE ENTRY ON THE LEFT SIGNAL CONNECTION D-END | 6475 | TEM | 1 | MC | 141 | 1
1PH81371DD002GA1 | SIMOTICS M COMPACT ASYNCHRONOUS MOTOR 1000RPM, 17KW, 162NM, 43A, 307V 1150RPM,19,5KW,162NM, 43A, 350V 1350RPM, 22KW, 156NM, 42A, 404V FORCED VENTILATION; DIRECTION OF AIR FLOW DE --> NDE; DEGREE OF PROTECTION IP55 INCREMENTAL ENCODER 22 BIT WITH COMMUTATING POSITION (ENCODER IC22DQ) WITH DRIVE-CLIQ INTERFACE DESIGN IM B3 (IM V5, IM V6) SHAFT WITH FITTED KEY HALF-KEY BALANCING BEARING: STANDARD, VIBRATION SEVERITY GRADE: R/A, SHAFT AND FLANGE ACCURACY: R TERMINAL BOX (ABOVE) CABLE ENTRY ON THE RIGHT SIGNAL CONNECTION D-END | 5925 | TEM | 1 | MC | 141 | 1
1PH81371DD002LC1 | SIMOTICS M COMPACT ASYNCHRONOUS MOTOR 1000RPM, 17KW, 162NM, 43A, 307V 1150RPM,19,5KW,162NM, 43A, 350V 1350RPM, 22KW, 156NM, 42A, 404V FORCED VENTILATION; DIRECTION OF AIR FLOW DE --> NDE; DEGREE OF PROTECTION IP55 INCREMENTAL ENCODER 22 BIT WITH COMMUTATING POSITION (ENCODER IC22DQ) WITH DRIVE-CLIQ INTERFACE DESIGN IM B3 (IM V5, IM V6) SHAFT WITH FITTED KEY HALF-KEY BALANCING BEARING: PERFORMANCE, VIBRATION SEVERITY GRADE: SPECIAL/B, SHAFT AND FLANGE ACCURACY: SPECIAL TERMINAL BOX (ABOVE) CABLE ENTRY ON THE ND-END SIGNAL CONNECTION LEFT | 6756 | TEM | 1 | MC | 141 | 1
1PH81371DD002LF1 | SIMOTICS M COMPACT ASYNCHRONOUS MOTOR 1000RPM, 17KW, 162NM, 43A, 307V 1150RPM,19,5KW,162NM, 43A, 350V 1350RPM, 22KW, 156NM, 42A, 404V FORCED VENTILATION; DIRECTION OF AIR FLOW DE --> NDE; DEGREE OF PROTECTION IP55 INCREMENTAL ENCODER 22 BIT WITH COMMUTATING POSITION (ENCODER IC22DQ) WITH DRIVE-CLIQ INTERFACE DESIGN IM B3 (IM V5, IM V6) SHAFT WITH FITTED KEY HALF-KEY BALANCING BEARING: PERFORMANCE, VIBRATION SEVERITY GRADE: SPECIAL/B, SHAFT AND FLANGE ACCURACY: SPECIAL POWER CONNECTOR(ABOVE) CABLE ENTRY ON THE LEFT SIGNAL CONNECTION D-END | 6756 | TEM | 1 | MC | 141 | 1
1PH81371DD020BA1 | SIMOTICS M COMPACT ASYNCHRONOUS MOTOR 1000RPM, 17KW, 162NM, 43A, 307V 1150RPM,19,5KW,162NM, 43A, 350V 1350RPM, 22KW, 156NM, 42A, 404V FORCED VENTILATION; DIRECTION OF AIR FLOW DE --> NDE; DEGREE OF PROTECTION IP55 INCREMENTAL ENCODER 22 BIT WITH COMMUTATING POSITION (ENCODER IC22DQ) WITH DRIVE-CLIQ INTERFACE DESIGN IM B5 (IMV 1,IM V3) PLAIN SHAFT WITHOUT FITTED KEY; BEARING: STANDARD WITH FIXED BEARING, VIBRATION SEVERITY GRADE: R/A, FLANGE ACCURACY: R TERMINAL BOX (ABOVE) CABLE ENTRY ON THE RIGHT SIGNAL CONNECTION D-END | 6448 | TEM | 1 | MC | 141 | 1
1PH81371DD020BB1 | SIMOTICS M COMPACT ASYNCHRONOUS MOTOR 1000RPM, 17KW, 162NM, 43A, 307V 1150RPM,19,5KW,162NM, 43A, 350V 1350RPM, 22KW, 156NM, 42A, 404V FORCED VENTILATION; DIRECTION OF AIR FLOW DE --> NDE; DEGREE OF PROTECTION IP55 INCREMENTAL ENCODER 22 BIT WITH COMMUTATING POSITION (ENCODER IC22DQ) WITH DRIVE-CLIQ INTERFACE DESIGN IM B5 (IMV 1,IM V3) PLAIN SHAFT WITHOUT FITTED KEY; BEARING: STANDARD WITH FIXED BEARING, VIBRATION SEVERITY GRADE: R/A, FLANGE ACCURACY: R TERMINAL BOX (ABOVE) CABLE ENTRY ON THE LEFT SIGNAL CONNECTION D-END | 6448 | TEM | 1 | MC | 141 | 1
1PH81371DD020BC1 | SIMOTICS M COMPACT ASYNCHRONOUS MOTOR 1000RPM, 17KW, 162NM, 43A, 307V 1150RPM,19,5KW,162NM, 43A, 350V 1350RPM, 22KW, 156NM, 42A, 404V FORCED VENTILATION; DIRECTION OF AIR FLOW DE --> NDE; DEGREE OF PROTECTION IP55 INCREMENTAL ENCODER 22 BIT WITH COMMUTATING POSITION (ENCODER IC22DQ) WITH DRIVE-CLIQ INTERFACE DESIGN IM B5 (IMV 1,IM V3) PLAIN SHAFT WITHOUT FITTED KEY; BEARING: STANDARD WITH FIXED BEARING, VIBRATION SEVERITY GRADE: R/A, FLANGE ACCURACY: R TERMINAL BOX (ABOVE) CABLE ENTRY ON THE ND-END SIGNAL CONNECTION LEFT | 6448 | TEM | 1 | MC | 141 | 1
1PH81371DD020CA1 | SIMOTICS M COMPACT ASYNCHRONOUS MOTOR 1000RPM, 17KW, 162NM, 43A, 307V 1150RPM,19,5KW,162NM, 43A, 350V 1350RPM, 22KW, 156NM, 42A, 404V FORCED VENTILATION; DIRECTION OF AIR FLOW DE --> NDE; DEGREE OF PROTECTION IP55 INCREMENTAL ENCODER 22 BIT WITH COMMUTATING POSITION (ENCODER IC22DQ) WITH DRIVE-CLIQ INTERFACE DESIGN IM B5 (IMV 1,IM V3) PLAIN SHAFT WITHOUT FITTED KEY; BEARING: STANDARD WITH FIXED BEARING, VIBRATION SEVERITY GRADE: S/A, SHAFT AND FLANGE ACCURACY: R TERMINAL BOX (ABOVE) CABLE ENTRY ON THE RIGHT SIGNAL CONNECTION D-END | 6643 | TEM | 1 | MC | 141 | 1
1PH81371DD020CB1 | SIMOTICS M COMPACT ASYNCHRONOUS MOTOR 1000RPM, 17KW, 162NM, 43A, 307V 1150RPM,19,5KW,162NM, 43A, 350V 1350RPM, 22KW, 156NM, 42A, 404V FORCED VENTILATION; DIRECTION OF AIR FLOW DE --> NDE; DEGREE OF PROTECTION IP55 INCREMENTAL ENCODER 22 BIT WITH COMMUTATING POSITION (ENCODER IC22DQ) WITH DRIVE-CLIQ INTERFACE DESIGN IM B5 (IMV 1,IM V3) PLAIN SHAFT WITHOUT FITTED KEY; BEARING: STANDARD WITH FIXED BEARING, VIBRATION SEVERITY GRADE: S/A, SHAFT AND FLANGE ACCURACY: R TERMINAL BOX (ABOVE) CABLE ENTRY ON THE LEFT SIGNAL CONNECTION D-END | 6643 | TEM | 1 | MC | 141 | 1
1PH81371DD020CC1 | SIMOTICS M COMPACT ASYNCHRONOUS MOTOR 1000RPM, 17KW, 162NM, 43A, 307V 1150RPM,19,5KW,162NM, 43A, 350V 1350RPM, 22KW, 156NM, 42A, 404V FORCED VENTILATION; DIRECTION OF AIR FLOW DE --> NDE; DEGREE OF PROTECTION IP55 INCREMENTAL ENCODER 22 BIT WITH COMMUTATING POSITION (ENCODER IC22DQ) WITH DRIVE-CLIQ INTERFACE DESIGN IM B5 (IMV 1,IM V3) PLAIN SHAFT WITHOUT FITTED KEY; BEARING: STANDARD WITH FIXED BEARING, VIBRATION SEVERITY GRADE: S/A, SHAFT AND FLANGE ACCURACY: R TERMINAL BOX (ABOVE) CABLE ENTRY ON THE ND-END SIGNAL CONNECTION LEFT | 6643 | TEM | 1 | MC | 141 | 1
1PH81371DD020CE1 | SIMOTICS M COMPACT ASYNCHRONOUS MOTOR 1000RPM, 17KW, 162NM, 43A, 307V 1150RPM,19,5KW,162NM, 43A, 350V 1350RPM, 22KW, 156NM, 42A, 404V FORCED VENTILATION; DIRECTION OF AIR FLOW DE --> NDE; DEGREE OF PROTECTION IP55 INCREMENTAL ENCODER 22 BIT WITH COMMUTATING POSITION (ENCODER IC22DQ) WITH DRIVE-CLIQ INTERFACE DESIGN IM B5 (IMV 1,IM V3) PLAIN SHAFT WITHOUT FITTED KEY; BEARING: STANDARD WITH FIXED BEARING, VIBRATION SEVERITY GRADE: S/A, SHAFT AND FLANGE ACCURACY: R POWER CONNECTOR (ABOVE) CABLE ENTRY ON THE RIGHT SIGNAL CONNECTION D-END | 6643 | TEM | 1 | MC | 141 | 1
1PH81371DD020DA1 | SIMOTICS M COMPACT ASYNCHRONOUS MOTOR 1000RPM, 17KW, 162NM, 43A, 307V 1150RPM,19,5KW,162NM, 43A, 350V 1350RPM, 22KW, 156NM, 42A, 404V FORCED VENTILATION; DIRECTION OF AIR FLOW DE --> NDE; DEGREE OF PROTECTION IP55 INCREMENTAL ENCODER 22 BIT WITH COMMUTATING POSITION (ENCODER IC22DQ) WITH DRIVE-CLIQ INTERFACE DESIGN IM B5 (IMV 1,IM V3) PLAIN SHAFT WITHOUT FITTED KEY; BEARING: STANDARD WITH FIXED BEARING, VIBRATION SEVERITY GRADE: SR/A, SHAFT AND FLANGE ACCURACY: R TERMINAL BOX (ABOVE) CABLE ENTRY ON THE RIGHT SIGNAL CONNECTION D-END | 6713 | TEM | 1 | MC | 141 | 1
1PH81371DD020DC1 | SIMOTICS M COMPACT ASYNCHRONOUS MOTOR 1000RPM, 17KW, 162NM, 43A, 307V 1150RPM,19,5KW,162NM, 43A, 350V 1350RPM, 22KW, 156NM, 42A, 404V FORCED VENTILATION; DIRECTION OF AIR FLOW DE --> NDE; DEGREE OF PROTECTION IP55 INCREMENTAL ENCODER 22 BIT WITH COMMUTATING POSITION (ENCODER IC22DQ) WITH DRIVE-CLIQ INTERFACE DESIGN IM B5 (IMV 1,IM V3) PLAIN SHAFT WITHOUT FITTED KEY; BEARING: STANDARD WITH FIXED BEARING, VIBRATION SEVERITY GRADE: SR/A, SHAFT AND FLANGE ACCURACY: R TERMINAL BOX (ABOVE) CABLE ENTRY ON THE ND-END SIGNAL CONNECTION LEFT | 6713 | TEM | 1 | MC | 141 | 1
1PH81371DD020LA1 | SIMOTICS M COMPACT ASYNCHRONOUS MOTOR 1000RPM, 17KW, 162NM, 43A, 307V 1150RPM,19,5KW,162NM, 43A, 350V 1350RPM, 22KW, 156NM, 42A, 404V FORCED VENTILATION; DIRECTION OF AIR FLOW DE --> NDE; DEGREE OF PROTECTION IP55 INCREMENTAL ENCODER 22 BIT WITH COMMUTATING POSITION (ENCODER IC22DQ) WITH DRIVE-CLIQ INTERFACE DESIGN IM B5 (IMV 1,IM V3) PLAIN SHAFT WITHOUT FITTED KEY; BEARING: PERFORMANCE, VIBRATION SEVERITY GRADE: SPECIAL/B, SHAFT AND FLANGE ACCURACY: SPECIAL TERMINAL BOX (ABOVE) CABLE ENTRY ON THE RIGHT SIGNAL CONNECTION D-END | 6995 | TEM | 1 | MC | 141 | 1
1PH81371DD020MA1 | SIMOTICS M COMPACT ASYNCHRONOUS MOTOR 1000RPM, 17KW, 162NM, 43A, 307V 1150RPM,19,5KW,162NM, 43A, 350V 1350RPM, 22KW, 156NM, 42A, 404V FORCED VENTILATION; DIRECTION OF AIR FLOW DE --> NDE; DEGREE OF PROTECTION IP55 INCREMENTAL ENCODER 22 BIT WITH COMMUTATING POSITION (ENCODER IC22DQ) WITH DRIVE-CLIQ INTERFACE DESIGN IM B5 (IMV 1,IM V3) PLAIN SHAFT WITHOUT FITTED KEY; BEARING: HIGH PERFORMANCE VIBRATION SEVERITY GRADE SPECIAL/B SHAFT AND FLANGE ACCURACY GR. SPECIAL TERMINAL BOX (ABOVE) CABLE ENTRY ON THE RIGHT SIGNAL CONNECTION D-END | 7667 | TEM | 1 | MC | 141 | 1
1PH81371DD020MC1 | SIMOTICS M COMPACT ASYNCHRONOUS MOTOR 1000RPM, 17KW, 162NM, 43A, 307V 1150RPM,19,5KW,162NM, 43A, 350V 1350RPM, 22KW, 156NM, 42A, 404V FORCED VENTILATION; DIRECTION OF AIR FLOW DE --> NDE; DEGREE OF PROTECTION IP55 INCREMENTAL ENCODER 22 BIT WITH COMMUTATING POSITION (ENCODER IC22DQ) WITH DRIVE-CLIQ INTERFACE DESIGN IM B5 (IMV 1,IM V3) PLAIN SHAFT WITHOUT FITTED KEY; BEARING: HIGH PERFORMANCE VIBRATION SEVERITY GRADE SPECIAL/B SHAFT AND FLANGE ACCURACY GR. SPECIAL TERMINAL BOX (ABOVE) CABLE ENTRY ON THE ND-END SIGNAL CONNECTION LEFT | 7667 | TEM | 1 | MC | 141 | 1
1PH81371DD021BA1 | SIMOTICS M COMPACT ASYNCHRONOUS MOTOR 1000RPM, 17KW, 162NM, 43A, 307V 1150RPM,19,5KW,162NM, 43A, 350V 1350RPM, 22KW, 156NM, 42A, 404V FORCED VENTILATION; DIRECTION OF AIR FLOW DE --> NDE; DEGREE OF PROTECTION IP55 INCREMENTAL ENCODER 22 BIT WITH COMMUTATING POSITION (ENCODER IC22DQ) WITH DRIVE-CLIQ INTERFACE DESIGN IM B5 (IMV 1,IM V3) SHAFT WITH FITTED KEY FULL-KEY BALANCING BEARING: STANDARD WITH FIXED BEARING, VIBRATION SEVERITY GRADE: R/A, FLANGE ACCURACY: R TERMINAL BOX (ABOVE) CABLE ENTRY ON THE RIGHT SIGNAL CONNECTION D-END | 6448 | TEM | 1 | MC | 141 | 1
1PH81371DD021BC1 | SIMOTICS M COMPACT ASYNCHRONOUS MOTOR 1000RPM, 17KW, 162NM, 43A, 307V 1150RPM,19,5KW,162NM, 43A, 350V 1350RPM, 22KW, 156NM, 42A, 404V FORCED VENTILATION; DIRECTION OF AIR FLOW DE --> NDE; DEGREE OF PROTECTION IP55 INCREMENTAL ENCODER 22 BIT WITH COMMUTATING POSITION (ENCODER IC22DQ) WITH DRIVE-CLIQ INTERFACE DESIGN IM B5 (IMV 1,IM V3) SHAFT WITH FITTED KEY FULL-KEY BALANCING BEARING: STANDARD WITH FIXED BEARING, VIBRATION SEVERITY GRADE: R/A, FLANGE ACCURACY: R TERMINAL BOX (ABOVE) CABLE ENTRY ON THE ND-END SIGNAL CONNECTION LEFT | 6448 | TEM | 1 | MC | 141 | 1
1PH81371DD021CA1 | SIMOTICS M COMPACT ASYNCHRONOUS MOTOR 1000RPM, 17KW, 162NM, 43A, 307V 1150RPM,19,5KW,162NM, 43A, 350V 1350RPM, 22KW, 156NM, 42A, 404V FORCED VENTILATION; DIRECTION OF AIR FLOW DE --> NDE; DEGREE OF PROTECTION IP55 INCREMENTAL ENCODER 22 BIT WITH COMMUTATING POSITION (ENCODER IC22DQ) WITH DRIVE-CLIQ INTERFACE DESIGN IM B5 (IMV 1,IM V3) SHAFT WITH FITTED KEY FULL-KEY BALANCING BEARING: STANDARD WITH FIXED BEARING, VIBRATION SEVERITY GRADE: S/A, SHAFT AND FLANGE ACCURACY: R TERMINAL BOX (ABOVE) CABLE ENTRY ON THE RIGHT SIGNAL CONNECTION D-END | 6643 | TEM | 1 | MC | 141 | 1
1PH81371DD021CC1 | SIMOTICS M COMPACT ASYNCHRONOUS MOTOR 1000RPM, 17KW, 162NM, 43A, 307V 1150RPM,19,5KW,162NM, 43A, 350V 1350RPM, 22KW, 156NM, 42A, 404V FORCED VENTILATION; DIRECTION OF AIR FLOW DE --> NDE; DEGREE OF PROTECTION IP55 INCREMENTAL ENCODER 22 BIT WITH COMMUTATING POSITION (ENCODER IC22DQ) WITH DRIVE-CLIQ INTERFACE DESIGN IM B5 (IMV 1,IM V3) SHAFT WITH FITTED KEY FULL-KEY BALANCING BEARING: STANDARD WITH FIXED BEARING, VIBRATION SEVERITY GRADE: S/A, SHAFT AND FLANGE ACCURACY: R TERMINAL BOX (ABOVE) CABLE ENTRY ON THE ND-END SIGNAL CONNECTION LEFT | 6643 | TEM | 1 | MC | 141 | 1
1PH81371DD021DA1 | SIMOTICS M COMPACT ASYNCHRONOUS MOTOR 1000RPM, 17KW, 162NM, 43A, 307V 1150RPM,19,5KW,162NM, 43A, 350V 1350RPM, 22KW, 156NM, 42A, 404V FORCED VENTILATION; DIRECTION OF AIR FLOW DE --> NDE; DEGREE OF PROTECTION IP55 INCREMENTAL ENCODER 22 BIT WITH COMMUTATING POSITION (ENCODER IC22DQ) WITH DRIVE-CLIQ INTERFACE DESIGN IM B5 (IMV 1,IM V3) SHAFT WITH FITTED KEY FULL-KEY BALANCING BEARING: STANDARD WITH FIXED BEARING, VIBRATION SEVERITY GRADE: SR/A, SHAFT AND FLANGE ACCURACY: R TERMINAL BOX (ABOVE) CABLE ENTRY ON THE RIGHT SIGNAL CONNECTION D-END | 6713 | TEM | 1 | MC | 141 | 1
1PH81371DD021LA1 | SIMOTICS M COMPACT ASYNCHRONOUS MOTOR 1000RPM, 17KW, 162NM, 43A, 307V 1150RPM,19,5KW,162NM, 43A, 350V 1350RPM, 22KW, 156NM, 42A, 404V FORCED VENTILATION; DIRECTION OF AIR FLOW DE --> NDE; DEGREE OF PROTECTION IP55 INCREMENTAL ENCODER 22 BIT WITH COMMUTATING POSITION (ENCODER IC22DQ) WITH DRIVE-CLIQ INTERFACE DESIGN IM B5 (IMV 1,IM V3) SHAFT WITH FITTED KEY FULL-KEY BALANCING BEARING: PERFORMANCE, VIBRATION SEVERITY GRADE: SPECIAL/B, SHAFT AND FLANGE ACCURACY: SPECIAL TERMINAL BOX (ABOVE) CABLE ENTRY ON THE RIGHT SIGNAL CONNECTION D-END | 6995 | TEM | 1 | MC | 141 | 1
1PH81371DD021MC1 | SIMOTICS M COMPACT ASYNCHRONOUS MOTOR 1000RPM, 17KW, 162NM, 43A, 307V 1150RPM,19,5KW,162NM, 43A, 350V 1350RPM, 22KW, 156NM, 42A, 404V FORCED VENTILATION; DIRECTION OF AIR FLOW DE --> NDE; DEGREE OF PROTECTION IP55 INCREMENTAL ENCODER 22 BIT WITH COMMUTATING POSITION (ENCODER IC22DQ) WITH DRIVE-CLIQ INTERFACE DESIGN IM B5 (IMV 1,IM V3) SHAFT WITH FITTED KEY FULL-KEY BALANCING BEARING: HIGH PERFORMANCE VIBRATION SEVERITY GRADE SPECIAL/B SHAFT AND FLANGE ACCURACY GR. SPECIAL TERMINAL BOX (ABOVE) CABLE ENTRY ON THE ND-END SIGNAL CONNECTION LEFT | 7667 | TEM | 1 | MC | 141 | 1
1PH81371DD021QA1 | SIMOTICS M COMPACT ASYNCHRONOUS MOTOR 1000RPM, 17KW, 162NM, 43A, 307V 1150RPM,19,5KW,162NM, 43A, 350V 1350RPM, 22KW, 156NM, 42A, 404V FORCED VENTILATION; DIRECTION OF AIR FLOW DE --> NDE; DEGREE OF PROTECTION IP55 INCREMENTAL ENCODER 22 BIT WITH COMMUTATING POSITION (ENCODER IC22DQ) WITH DRIVE-CLIQ INTERFACE DESIGN IM B5 (IMV 1,IM V3) SHAFT WITH FITTED KEY FULL-KEY BALANCING BEARING: ADVANCED LIFETIME VIBRATION SEVERITY S/A SHAFT A. FLANGE ACCURACY GR. R TERMINAL BOX (ABOVE) CABLE ENTRY ON THE RIGHT SIGNAL CONNECTION D-END | 6878 | TEM | 1 | MC | 141 | 1
1PH81371DD022BA1 | SIMOTICS M COMPACT ASYNCHRONOUS MOTOR 1000RPM, 17KW, 162NM, 43A, 307V 1150RPM,19,5KW,162NM, 43A, 350V 1350RPM, 22KW, 156NM, 42A, 404V FORCED VENTILATION; DIRECTION OF AIR FLOW DE --> NDE; DEGREE OF PROTECTION IP55 INCREMENTAL ENCODER 22 BIT WITH COMMUTATING POSITION (ENCODER IC22DQ) WITH DRIVE-CLIQ INTERFACE DESIGN IM B5 (IMV 1,IM V3) SHAFT WITH FITTED KEY HALF-KEY BALANCING BEARING: STANDARD WITH FIXED BEARING, VIBRATION SEVERITY GRADE: R/A, FLANGE ACCURACY: R TERMINAL BOX (ABOVE) CABLE ENTRY ON THE RIGHT SIGNAL CONNECTION D-END | 6448 | TEM | 1 | MC | 141 | 1
1PH81371DD022BB1 | SIMOTICS M COMPACT ASYNCHRONOUS MOTOR 1000RPM, 17KW, 162NM, 43A, 307V 1150RPM,19,5KW,162NM, 43A, 350V 1350RPM, 22KW, 156NM, 42A, 404V FORCED VENTILATION; DIRECTION OF AIR FLOW DE --> NDE; DEGREE OF PROTECTION IP55 INCREMENTAL ENCODER 22 BIT WITH COMMUTATING POSITION (ENCODER IC22DQ) WITH DRIVE-CLIQ INTERFACE DESIGN IM B5 (IMV 1,IM V3) SHAFT WITH FITTED KEY HALF-KEY BALANCING BEARING: STANDARD WITH FIXED BEARING, VIBRATION SEVERITY GRADE: R/A, FLANGE ACCURACY: R TERMINAL BOX (ABOVE) CABLE ENTRY ON THE LEFT SIGNAL CONNECTION D-END | 6448 | TEM | 1 | MC | 141 | 1
1PH81371DD022BC1 | SIMOTICS M COMPACT ASYNCHRONOUS MOTOR 1000RPM, 17KW, 162NM, 43A, 307V 1150RPM,19,5KW,162NM, 43A, 350V 1350RPM, 22KW, 156NM, 42A, 404V FORCED VENTILATION; DIRECTION OF AIR FLOW DE --> NDE; DEGREE OF PROTECTION IP55 INCREMENTAL ENCODER 22 BIT WITH COMMUTATING POSITION (ENCODER IC22DQ) WITH DRIVE-CLIQ INTERFACE DESIGN IM B5 (IMV 1,IM V3) SHAFT WITH FITTED KEY HALF-KEY BALANCING BEARING: STANDARD WITH FIXED BEARING, VIBRATION SEVERITY GRADE: R/A, FLANGE ACCURACY: R TERMINAL BOX (ABOVE) CABLE ENTRY ON THE ND-END SIGNAL CONNECTION LEFT | 6448 | TEM | 1 | MC | 141 | 1
1PH81371DD022CA1 | SIMOTICS M COMPACT ASYNCHRONOUS MOTOR 1000RPM, 17KW, 162NM, 43A, 307V 1150RPM,19,5KW,162NM, 43A, 350V 1350RPM, 22KW, 156NM, 42A, 404V FORCED VENTILATION; DIRECTION OF AIR FLOW DE --> NDE; DEGREE OF PROTECTION IP55 INCREMENTAL ENCODER 22 BIT WITH COMMUTATING POSITION (ENCODER IC22DQ) WITH DRIVE-CLIQ INTERFACE DESIGN IM B5 (IMV 1,IM V3) SHAFT WITH FITTED KEY HALF-KEY BALANCING BEARING: STANDARD WITH FIXED BEARING, VIBRATION SEVERITY GRADE: S/A, SHAFT AND FLANGE ACCURACY: R TERMINAL BOX (ABOVE) CABLE ENTRY ON THE RIGHT SIGNAL CONNECTION D-END | 6643 | TEM | 1 | MC | 141 | 1
1PH81371DD022CB1 | SIMOTICS M COMPACT ASYNCHRONOUS MOTOR 1000RPM, 17KW, 162NM, 43A, 307V 1150RPM,19,5KW,162NM, 43A, 350V 1350RPM, 22KW, 156NM, 42A, 404V FORCED VENTILATION; DIRECTION OF AIR FLOW DE --> NDE; DEGREE OF PROTECTION IP55 INCREMENTAL ENCODER 22 BIT WITH COMMUTATING POSITION (ENCODER IC22DQ) WITH DRIVE-CLIQ INTERFACE DESIGN IM B5 (IMV 1,IM V3) SHAFT WITH FITTED KEY HALF-KEY BALANCING BEARING: STANDARD WITH FIXED BEARING, VIBRATION SEVERITY GRADE: S/A, SHAFT AND FLANGE ACCURACY: R TERMINAL BOX (ABOVE) CABLE ENTRY ON THE LEFT SIGNAL CONNECTION D-END | 6643 | TEM | 1 | MC | 141 | 1
1PH81371DD022CH1 | SIMOTICS M COMPACT ASYNCHRONOUS MOTOR 1000RPM, 17KW, 162NM, 43A, 307V 1150RPM,19,5KW,162NM, 43A, 350V 1350RPM, 22KW, 156NM, 42A, 404V FORCED VENTILATION; DIRECTION OF AIR FLOW DE --> NDE; DEGREE OF PROTECTION IP55 INCREMENTAL ENCODER 22 BIT WITH COMMUTATING POSITION (ENCODER IC22DQ) WITH DRIVE-CLIQ INTERFACE DESIGN IM B5 (IMV 1,IM V3) SHAFT WITH FITTED KEY HALF-KEY BALANCING BEARING: STANDARD WITH FIXED BEARING, VIBRATION SEVERITY GRADE: S/A, SHAFT AND FLANGE ACCURACY: R POWER CONNECTOR (ABOVE) CABLE ENTRY ON THE D-END SIGNAL CONNECTION LEFT | 6643 | TEM | 1 | MC | 141 | 1
1PH81371DD022FA1 | SIMOTICS M COMPACT ASYNCHRONOUS MOTOR 1000RPM, 17KW, 162NM, 43A, 307V 1150RPM,19,5KW,162NM, 43A, 350V 1350RPM, 22KW, 156NM, 42A, 404V FORCED VENTILATION; DIRECTION OF AIR FLOW DE --> NDE; DEGREE OF PROTECTION IP55 INCREMENTAL ENCODER 22 BIT WITH COMMUTATING POSITION (ENCODER IC22DQ) WITH DRIVE-CLIQ INTERFACE DESIGN IM B5 (IMV 1,IM V3) SHAFT WITH FITTED KEY HALF-KEY BALANCING BEARING: INCREASED RADIAL FORCES, VIBRATION SEVERITY GRADE: R/A, SHAFT AND FLANGE ACCURACY: R TERMINAL BOX (ABOVE) CABLE ENTRY ON THE RIGHT SIGNAL CONNECTION D-END | 6579 | TEM | 1 | MC | 141 | 1
1PH81371DD022GA1 | SIMOTICS M COMPACT ASYNCHRONOUS MOTOR 1000RPM, 17KW, 162NM, 43A, 307V 1150RPM,19,5KW,162NM, 43A, 350V 1350RPM, 22KW, 156NM, 42A, 404V FORCED VENTILATION; DIRECTION OF AIR FLOW DE --> NDE; DEGREE OF PROTECTION IP55 INCREMENTAL ENCODER 22 BIT WITH COMMUTATING POSITION (ENCODER IC22DQ) WITH DRIVE-CLIQ INTERFACE DESIGN IM B5 (IMV 1,IM V3) SHAFT WITH FITTED KEY HALF-KEY BALANCING BEARING: STANDARD, VIBRATION SEVERITY GRADE: R/A, SHAFT AND FLANGE ACCURACY: R TERMINAL BOX (ABOVE) CABLE ENTRY ON THE RIGHT SIGNAL CONNECTION D-END | 6163 | TEM | 1 | MC | 141 | 1
1PH81371DD022LA1 | SIMOTICS M COMPACT ASYNCHRONOUS MOTOR 1000RPM, 17KW, 162NM, 43A, 307V 1150RPM,19,5KW,162NM, 43A, 350V 1350RPM, 22KW, 156NM, 42A, 404V FORCED VENTILATION; DIRECTION OF AIR FLOW DE --> NDE; DEGREE OF PROTECTION IP55 INCREMENTAL ENCODER 22 BIT WITH COMMUTATING POSITION (ENCODER IC22DQ) WITH DRIVE-CLIQ INTERFACE DESIGN IM B5 (IMV 1,IM V3) SHAFT WITH FITTED KEY HALF-KEY BALANCING BEARING: PERFORMANCE, VIBRATION SEVERITY GRADE: SPECIAL/B, SHAFT AND FLANGE ACCURACY: SPECIAL TERMINAL BOX (ABOVE) CABLE ENTRY ON THE RIGHT SIGNAL CONNECTION D-END | 6995 | TEM | 1 | MC | 141 | 1
1PH81371DD030BA1 | SIMOTICS M COMPACT ASYNCHRONOUS MOTOR 1000RPM, 17KW, 162NM, 43A, 307V 1150RPM,19,5KW,162NM, 43A, 350V 1350RPM, 22KW, 156NM, 42A, 404V FORCED VENTILATION; DIRECTION OF AIR FLOW DE --> NDE; DEGREE OF PROTECTION IP55 INCREMENTAL ENCODER 22 BIT WITH COMMUTATING POSITION (ENCODER IC22DQ) WITH DRIVE-CLIQ INTERFACE DESIGN IM B35 (IM V15, IM V35) PLAIN SHAFT WITHOUT FITTED KEY; BEARING: STANDARD WITH FIXED BEARING, VIBRATION SEVERITY GRADE: R/A, FLANGE ACCURACY: R TERMINAL BOX (ABOVE) CABLE ENTRY ON THE RIGHT SIGNAL CONNECTION D-END | 6751 | TEM | 1 | MC | 141 | 1
1PH81371DD030BC1 | SIMOTICS M COMPACT ASYNCHRONOUS MOTOR 1000RPM, 17KW, 162NM, 43A, 307V 1150RPM,19,5KW,162NM, 43A, 350V 1350RPM, 22KW, 156NM, 42A, 404V FORCED VENTILATION; DIRECTION OF AIR FLOW DE --> NDE; DEGREE OF PROTECTION IP55 INCREMENTAL ENCODER 22 BIT WITH COMMUTATING POSITION (ENCODER IC22DQ) WITH DRIVE-CLIQ INTERFACE DESIGN IM B35 (IM V15, IM V35) PLAIN SHAFT WITHOUT FITTED KEY; BEARING: STANDARD WITH FIXED BEARING, VIBRATION SEVERITY GRADE: R/A, FLANGE ACCURACY: R TERMINAL BOX (ABOVE) CABLE ENTRY ON THE ND-END SIGNAL CONNECTION LEFT | 6751 | TEM | 1 | MC | 141 | 1
1PH81371DD030CA1 | SIMOTICS M COMPACT ASYNCHRONOUS MOTOR 1000RPM, 17KW, 162NM, 43A, 307V 1150RPM,19,5KW,162NM, 43A, 350V 1350RPM, 22KW, 156NM, 42A, 404V FORCED VENTILATION; DIRECTION OF AIR FLOW DE --> NDE; DEGREE OF PROTECTION IP55 INCREMENTAL ENCODER 22 BIT WITH COMMUTATING POSITION (ENCODER IC22DQ) WITH DRIVE-CLIQ INTERFACE DESIGN IM B35 (IM V15, IM V35) PLAIN SHAFT WITHOUT FITTED KEY; BEARING: STANDARD WITH FIXED BEARING, VIBRATION SEVERITY GRADE: S/A, SHAFT AND FLANGE ACCURACY: R TERMINAL BOX (ABOVE) CABLE ENTRY ON THE RIGHT SIGNAL CONNECTION D-END | 6946 | TEM | 1 | MC | 141 | 1
1PH81371DD030CB1 | SIMOTICS M COMPACT ASYNCHRONOUS MOTOR 1000RPM, 17KW, 162NM, 43A, 307V 1150RPM,19,5KW,162NM, 43A, 350V 1350RPM, 22KW, 156NM, 42A, 404V FORCED VENTILATION; DIRECTION OF AIR FLOW DE --> NDE; DEGREE OF PROTECTION IP55 INCREMENTAL ENCODER 22 BIT WITH COMMUTATING POSITION (ENCODER IC22DQ) WITH DRIVE-CLIQ INTERFACE DESIGN IM B35 (IM V15, IM V35) PLAIN SHAFT WITHOUT FITTED KEY; BEARING: STANDARD WITH FIXED BEARING, VIBRATION SEVERITY GRADE: S/A, SHAFT AND FLANGE ACCURACY: R TERMINAL BOX (ABOVE) CABLE ENTRY ON THE LEFT SIGNAL CONNECTION D-END | 6946 | TEM | 1 | MC | 141 | 1
1PH81371DD030LA1 | SIMOTICS M COMPACT ASYNCHRONOUS MOTOR 1000RPM, 17KW, 162NM, 43A, 307V 1150RPM,19,5KW,162NM, 43A, 350V 1350RPM, 22KW, 156NM, 42A, 404V FORCED VENTILATION; DIRECTION OF AIR FLOW DE --> NDE; DEGREE OF PROTECTION IP55 INCREMENTAL ENCODER 22 BIT WITH COMMUTATING POSITION (ENCODER IC22DQ) WITH DRIVE-CLIQ INTERFACE DESIGN IM B35 (IM V15, IM V35) PLAIN SHAFT WITHOUT FITTED KEY; BEARING: PERFORMANCE, VIBRATION SEVERITY GRADE: SPECIAL/B, SHAFT AND FLANGE ACCURACY: SPECIAL TERMINAL BOX (ABOVE) CABLE ENTRY ON THE RIGHT SIGNAL CONNECTION D-END | 7298 | TEM | 1 | MC | 141 | 1
1PH81371DD031BA1 | SIMOTICS M COMPACT ASYNCHRONOUS MOTOR 1000RPM, 17KW, 162NM, 43A, 307V 1150RPM,19,5KW,162NM, 43A, 350V 1350RPM, 22KW, 156NM, 42A, 404V FORCED VENTILATION; DIRECTION OF AIR FLOW DE --> NDE; DEGREE OF PROTECTION IP55 INCREMENTAL ENCODER 22 BIT WITH COMMUTATING POSITION (ENCODER IC22DQ) WITH DRIVE-CLIQ INTERFACE DESIGN IM B35 (IM V15, IM V35) SHAFT WITH FITTED KEY FULL-KEY BALANCING BEARING: STANDARD WITH FIXED BEARING, VIBRATION SEVERITY GRADE: R/A, FLANGE ACCURACY: R TERMINAL BOX (ABOVE) CABLE ENTRY ON THE RIGHT SIGNAL CONNECTION D-END | 6751 | TEM | 1 | MC | 141 | 1
1PH81371DD031BB1 | SIMOTICS M COMPACT ASYNCHRONOUS MOTOR 1000RPM, 17KW, 162NM, 43A, 307V 1150RPM,19,5KW,162NM, 43A, 350V 1350RPM, 22KW, 156NM, 42A, 404V FORCED VENTILATION; DIRECTION OF AIR FLOW DE --> NDE; DEGREE OF PROTECTION IP55 INCREMENTAL ENCODER 22 BIT WITH COMMUTATING POSITION (ENCODER IC22DQ) WITH DRIVE-CLIQ INTERFACE DESIGN IM B35 (IM V15, IM V35) SHAFT WITH FITTED KEY FULL-KEY BALANCING BEARING: STANDARD WITH FIXED BEARING, VIBRATION SEVERITY GRADE: R/A, FLANGE ACCURACY: R TERMINAL BOX (ABOVE) CABLE ENTRY ON THE LEFT SIGNAL CONNECTION D-END | 6751 | TEM | 1 | MC | 141 | 1
1PH81371DD031BC1 | SIMOTICS M COMPACT ASYNCHRONOUS MOTOR 1000RPM, 17KW, 162NM, 43A, 307V 1150RPM,19,5KW,162NM, 43A, 350V 1350RPM, 22KW, 156NM, 42A, 404V FORCED VENTILATION; DIRECTION OF AIR FLOW DE --> NDE; DEGREE OF PROTECTION IP55 INCREMENTAL ENCODER 22 BIT WITH COMMUTATING POSITION (ENCODER IC22DQ) WITH DRIVE-CLIQ INTERFACE DESIGN IM B35 (IM V15, IM V35) SHAFT WITH FITTED KEY FULL-KEY BALANCING BEARING: STANDARD WITH FIXED BEARING, VIBRATION SEVERITY GRADE: R/A, FLANGE ACCURACY: R TERMINAL BOX (ABOVE) CABLE ENTRY ON THE ND-END SIGNAL CONNECTION LEFT | 6751 | TEM | 1 | MC | 141 | 1
1PH81371DD031CA1 | SIMOTICS M COMPACT ASYNCHRONOUS MOTOR 1000RPM, 17KW, 162NM, 43A, 307V 1150RPM,19,5KW,162NM, 43A, 350V 1350RPM, 22KW, 156NM, 42A, 404V FORCED VENTILATION; DIRECTION OF AIR FLOW DE --> NDE; DEGREE OF PROTECTION IP55 INCREMENTAL ENCODER 22 BIT WITH COMMUTATING POSITION (ENCODER IC22DQ) WITH DRIVE-CLIQ INTERFACE DESIGN IM B35 (IM V15, IM V35) SHAFT WITH FITTED KEY FULL-KEY BALANCING BEARING: STANDARD WITH FIXED BEARING, VIBRATION SEVERITY GRADE: S/A, SHAFT AND FLANGE ACCURACY: R TERMINAL BOX (ABOVE) CABLE ENTRY ON THE RIGHT SIGNAL CONNECTION D-END | 6946 | TEM | 1 | MC | 141 | 1
1PH81371DD031DA1 | SIMOTICS M COMPACT ASYNCHRONOUS MOTOR 1000RPM, 17KW, 162NM, 43A, 307V 1150RPM,19,5KW,162NM, 43A, 350V 1350RPM, 22KW, 156NM, 42A, 404V FORCED VENTILATION; DIRECTION OF AIR FLOW DE --> NDE; DEGREE OF PROTECTION IP55 INCREMENTAL ENCODER 22 BIT WITH COMMUTATING POSITION (ENCODER IC22DQ) WITH DRIVE-CLIQ INTERFACE DESIGN IM B35 (IM V15, IM V35) SHAFT WITH FITTED KEY FULL-KEY BALANCING BEARING: STANDARD WITH FIXED BEARING, VIBRATION SEVERITY GRADE: SR/A, SHAFT AND FLANGE ACCURACY: R TERMINAL BOX (ABOVE) CABLE ENTRY ON THE RIGHT SIGNAL CONNECTION D-END | 7016 | TEM | 1 | MC | 141 | 1
1PH81371DD032BA1 | SIMOTICS M COMPACT ASYNCHRONOUS MOTOR 1000RPM, 17KW, 162NM, 43A, 307V 1150RPM,19,5KW,162NM, 43A, 350V 1350RPM, 22KW, 156NM, 42A, 404V FORCED VENTILATION; DIRECTION OF AIR FLOW DE --> NDE; DEGREE OF PROTECTION IP55 INCREMENTAL ENCODER 22 BIT WITH COMMUTATING POSITION (ENCODER IC22DQ) WITH DRIVE-CLIQ INTERFACE DESIGN IM B35 (IM V15, IM V35) SHAFT WITH FITTED KEY HALF-KEY BALANCING BEARING: STANDARD WITH FIXED BEARING, VIBRATION SEVERITY GRADE: R/A, FLANGE ACCURACY: R TERMINAL BOX (ABOVE) CABLE ENTRY ON THE RIGHT SIGNAL CONNECTION D-END | 6751 | TEM | 1 | MC | 141 | 1
1PH81371DD032BB1 | SIMOTICS M COMPACT ASYNCHRONOUS MOTOR 1000RPM, 17KW, 162NM, 43A, 307V 1150RPM,19,5KW,162NM, 43A, 350V 1350RPM, 22KW, 156NM, 42A, 404V FORCED VENTILATION; DIRECTION OF AIR FLOW DE --> NDE; DEGREE OF PROTECTION IP55 INCREMENTAL ENCODER 22 BIT WITH COMMUTATING POSITION (ENCODER IC22DQ) WITH DRIVE-CLIQ INTERFACE DESIGN IM B35 (IM V15, IM V35) SHAFT WITH FITTED KEY HALF-KEY BALANCING BEARING: STANDARD WITH FIXED BEARING, VIBRATION SEVERITY GRADE: R/A, FLANGE ACCURACY: R TERMINAL BOX (ABOVE) CABLE ENTRY ON THE LEFT SIGNAL CONNECTION D-END | 6751 | TEM | 1 | MC | 141 | 1
1PH81371DD032BC1 | SIMOTICS M COMPACT ASYNCHRONOUS MOTOR 1000RPM, 17KW, 162NM, 43A, 307V 1150RPM,19,5KW,162NM, 43A, 350V 1350RPM, 22KW, 156NM, 42A, 404V FORCED VENTILATION; DIRECTION OF AIR FLOW DE --> NDE; DEGREE OF PROTECTION IP55 INCREMENTAL ENCODER 22 BIT WITH COMMUTATING POSITION (ENCODER IC22DQ) WITH DRIVE-CLIQ INTERFACE DESIGN IM B35 (IM V15, IM V35) SHAFT WITH FITTED KEY HALF-KEY BALANCING BEARING: STANDARD WITH FIXED BEARING, VIBRATION SEVERITY GRADE: R/A, FLANGE ACCURACY: R TERMINAL BOX (ABOVE) CABLE ENTRY ON THE ND-END SIGNAL CONNECTION LEFT | 6751 | TEM | 1 | MC | 141 | 1
1PH81371DD032CA1 | SIMOTICS M COMPACT ASYNCHRONOUS MOTOR 1000RPM, 17KW, 162NM, 43A, 307V 1150RPM,19,5KW,162NM, 43A, 350V 1350RPM, 22KW, 156NM, 42A, 404V FORCED VENTILATION; DIRECTION OF AIR FLOW DE --> NDE; DEGREE OF PROTECTION IP55 INCREMENTAL ENCODER 22 BIT WITH COMMUTATING POSITION (ENCODER IC22DQ) WITH DRIVE-CLIQ INTERFACE DESIGN IM B35 (IM V15, IM V35) SHAFT WITH FITTED KEY HALF-KEY BALANCING BEARING: STANDARD WITH FIXED BEARING, VIBRATION SEVERITY GRADE: S/A, SHAFT AND FLANGE ACCURACY: R TERMINAL BOX (ABOVE) CABLE ENTRY ON THE RIGHT SIGNAL CONNECTION D-END | 6946 | TEM | 1 | MC | 141 | 1
1PH81371DD032CB1 | SIMOTICS M COMPACT ASYNCHRONOUS MOTOR 1000RPM, 17KW, 162NM, 43A, 307V 1150RPM,19,5KW,162NM, 43A, 350V 1350RPM, 22KW, 156NM, 42A, 404V FORCED VENTILATION; DIRECTION OF AIR FLOW DE --> NDE; DEGREE OF PROTECTION IP55 INCREMENTAL ENCODER 22 BIT WITH COMMUTATING POSITION (ENCODER IC22DQ) WITH DRIVE-CLIQ INTERFACE DESIGN IM B35 (IM V15, IM V35) SHAFT WITH FITTED KEY HALF-KEY BALANCING BEARING: STANDARD WITH FIXED BEARING, VIBRATION SEVERITY GRADE: S/A, SHAFT AND FLANGE ACCURACY: R TERMINAL BOX (ABOVE) CABLE ENTRY ON THE LEFT SIGNAL CONNECTION D-END | 6946 | TEM | 1 | MC | 141 | 1
1PH81371DD032DA1 | SIMOTICS M COMPACT ASYNCHRONOUS MOTOR 1000RPM, 17KW, 162NM, 43A, 307V 1150RPM,19,5KW,162NM, 43A, 350V 1350RPM, 22KW, 156NM, 42A, 404V FORCED VENTILATION; DIRECTION OF AIR FLOW DE --> NDE; DEGREE OF PROTECTION IP55 INCREMENTAL ENCODER 22 BIT WITH COMMUTATING POSITION (ENCODER IC22DQ) WITH DRIVE-CLIQ INTERFACE DESIGN IM B35 (IM V15, IM V35) SHAFT WITH FITTED KEY HALF-KEY BALANCING BEARING: STANDARD WITH FIXED BEARING, VIBRATION SEVERITY GRADE: SR/A, SHAFT AND FLANGE ACCURACY: R TERMINAL BOX (ABOVE) CABLE ENTRY ON THE RIGHT SIGNAL CONNECTION D-END | 7016 | TEM | 1 | MC | 141 | 1
1PH81371DD032LA1 | SIMOTICS M COMPACT ASYNCHRONOUS MOTOR 1000RPM, 17KW, 162NM, 43A, 307V 1150RPM,19,5KW,162NM, 43A, 350V 1350RPM, 22KW, 156NM, 42A, 404V FORCED VENTILATION; DIRECTION OF AIR FLOW DE --> NDE; DEGREE OF PROTECTION IP55 INCREMENTAL ENCODER 22 BIT WITH COMMUTATING POSITION (ENCODER IC22DQ) WITH DRIVE-CLIQ INTERFACE DESIGN IM B35 (IM V15, IM V35) SHAFT WITH FITTED KEY HALF-KEY BALANCING BEARING: PERFORMANCE, VIBRATION SEVERITY GRADE: SPECIAL/B, SHAFT AND FLANGE ACCURACY: SPECIAL TERMINAL BOX (ABOVE) CABLE ENTRY ON THE RIGHT SIGNAL CONNECTION D-END | 7298 | TEM | 1 | MC | 141 | 1
1PH81371DD100BA1 | SIMOTICS M COMPACT ASYNCHRONOUS MOTOR 1000RPM, 17KW, 162NM, 43A, 307V 1150RPM,19,5KW,162NM, 43A, 350V 1350RPM, 22KW, 156NM, 42A, 404V FORCED VENTILATION; DIRECTION OF AIR FLOW NDE --> DE; DEGREE OF PROTECTION IP55 INCREMENTAL ENCODER 22 BIT WITH COMMUTATING POSITION (ENCODER IC22DQ) WITH DRIVE-CLIQ INTERFACE DESIGN IM B3 (IM V5, IM V6) PLAIN SHAFT WITHOUT FITTED KEY; BEARING: STANDARD WITH FIXED BEARING, VIBRATION SEVERITY GRADE: R/A, FLANGE ACCURACY: R TERMINAL BOX (ABOVE) CABLE ENTRY ON THE RIGHT SIGNAL CONNECTION D-END | 6209 | TEM | 1 | MC | 141 | 1
1PH81371DD100DH1 | SIMOTICS M COMPACT ASYNCHRONOUS MOTOR 1000RPM, 17KW, 162NM, 43A, 307V 1150RPM,19,5KW,162NM, 43A, 350V 1350RPM, 22KW, 156NM, 42A, 404V FORCED VENTILATION; DIRECTION OF AIR FLOW NDE --> DE; DEGREE OF PROTECTION IP55 INCREMENTAL ENCODER 22 BIT WITH COMMUTATING POSITION (ENCODER IC22DQ) WITH DRIVE-CLIQ INTERFACE DESIGN IM B3 (IM V5, IM V6) PLAIN SHAFT WITHOUT FITTED KEY; BEARING: STANDARD WITH FIXED BEARING, VIBRATION SEVERITY GRADE: SR/A, SHAFT AND FLANGE ACCURACY: R POWER CONNECTOR (ABOVE) CABLE ENTRY ON THE D-END SIGNAL CONNECTION LEFT | 6475 | TEM | 1 | MC | 141 | 1
1PH81371DD101BA1 | SIMOTICS M COMPACT ASYNCHRONOUS MOTOR 1000RPM, 17KW, 162NM, 43A, 307V 1150RPM,19,5KW,162NM, 43A, 350V 1350RPM, 22KW, 156NM, 42A, 404V FORCED VENTILATION; DIRECTION OF AIR FLOW NDE --> DE; DEGREE OF PROTECTION IP55 INCREMENTAL ENCODER 22 BIT WITH COMMUTATING POSITION (ENCODER IC22DQ) WITH DRIVE-CLIQ INTERFACE DESIGN IM B3 (IM V5, IM V6) SHAFT WITH FITTED KEY FULL-KEY BALANCING BEARING: STANDARD WITH FIXED BEARING, VIBRATION SEVERITY GRADE: R/A, FLANGE ACCURACY: R TERMINAL BOX (ABOVE) CABLE ENTRY ON THE RIGHT SIGNAL CONNECTION D-END | 6209 | TEM | 1 | MC | 141 | 1
1PH81371DD101BB1 | SIMOTICS M COMPACT ASYNCHRONOUS MOTOR 1000RPM, 17KW, 162NM, 43A, 307V 1150RPM,19,5KW,162NM, 43A, 350V 1350RPM, 22KW, 156NM, 42A, 404V FORCED VENTILATION; DIRECTION OF AIR FLOW NDE --> DE; DEGREE OF PROTECTION IP55 INCREMENTAL ENCODER 22 BIT WITH COMMUTATING POSITION (ENCODER IC22DQ) WITH DRIVE-CLIQ INTERFACE DESIGN IM B3 (IM V5, IM V6) SHAFT WITH FITTED KEY FULL-KEY BALANCING BEARING: STANDARD WITH FIXED BEARING, VIBRATION SEVERITY GRADE: R/A, FLANGE ACCURACY: R TERMINAL BOX (ABOVE) CABLE ENTRY ON THE LEFT SIGNAL CONNECTION D-END | 6209 | TEM | 1 | MC | 141 | 1
1PH81371DD101BC1 | SIMOTICS M COMPACT ASYNCHRONOUS MOTOR 1000RPM, 17KW, 162NM, 43A, 307V 1150RPM,19,5KW,162NM, 43A, 350V 1350RPM, 22KW, 156NM, 42A, 404V FORCED VENTILATION; DIRECTION OF AIR FLOW NDE --> DE; DEGREE OF PROTECTION IP55 INCREMENTAL ENCODER 22 BIT WITH COMMUTATING POSITION (ENCODER IC22DQ) WITH DRIVE-CLIQ INTERFACE DESIGN IM B3 (IM V5, IM V6) SHAFT WITH FITTED KEY FULL-KEY BALANCING BEARING: STANDARD WITH FIXED BEARING, VIBRATION SEVERITY GRADE: R/A, FLANGE ACCURACY: R TERMINAL BOX (ABOVE) CABLE ENTRY ON THE ND-END SIGNAL CONNECTION LEFT | 6209 | TEM | 1 | MC | 141 | 1
1PH81371DD101BH1 | SIMOTICS M COMPACT ASYNCHRONOUS MOTOR 1000RPM, 17KW, 162NM, 43A, 307V 1150RPM,19,5KW,162NM, 43A, 350V 1350RPM, 22KW, 156NM, 42A, 404V FORCED VENTILATION; DIRECTION OF AIR FLOW NDE --> DE; DEGREE OF PROTECTION IP55 INCREMENTAL ENCODER 22 BIT WITH COMMUTATING POSITION (ENCODER IC22DQ) WITH DRIVE-CLIQ INTERFACE DESIGN IM B3 (IM V5, IM V6) SHAFT WITH FITTED KEY FULL-KEY BALANCING BEARING: STANDARD WITH FIXED BEARING, VIBRATION SEVERITY GRADE: R/A, FLANGE ACCURACY: R POWER CONNECTOR (ABOVE) CABLE ENTRY ON THE D-END SIGNAL CONNECTION LEFT | 6209 | TEM | 1 | MC | 141 | 1
1PH81371DD102BA1 | SIMOTICS M COMPACT ASYNCHRONOUS MOTOR 1000RPM, 17KW, 162NM, 43A, 307V 1150RPM,19,5KW,162NM, 43A, 350V 1350RPM, 22KW, 156NM, 42A, 404V FORCED VENTILATION; DIRECTION OF AIR FLOW NDE --> DE; DEGREE OF PROTECTION IP55 INCREMENTAL ENCODER 22 BIT WITH COMMUTATING POSITION (ENCODER IC22DQ) WITH DRIVE-CLIQ INTERFACE DESIGN IM B3 (IM V5, IM V6) SHAFT WITH FITTED KEY HALF-KEY BALANCING BEARING: STANDARD WITH FIXED BEARING, VIBRATION SEVERITY GRADE: R/A, FLANGE ACCURACY: R TERMINAL BOX (ABOVE) CABLE ENTRY ON THE RIGHT SIGNAL CONNECTION D-END | 6209 | TEM | 1 | MC | 141 | 1
1PH81371DD102BB1 | SIMOTICS M COMPACT ASYNCHRONOUS MOTOR 1000RPM, 17KW, 162NM, 43A, 307V 1150RPM,19,5KW,162NM, 43A, 350V 1350RPM, 22KW, 156NM, 42A, 404V FORCED VENTILATION; DIRECTION OF AIR FLOW NDE --> DE; DEGREE OF PROTECTION IP55 INCREMENTAL ENCODER 22 BIT WITH COMMUTATING POSITION (ENCODER IC22DQ) WITH DRIVE-CLIQ INTERFACE DESIGN IM B3 (IM V5, IM V6) SHAFT WITH FITTED KEY HALF-KEY BALANCING BEARING: STANDARD WITH FIXED BEARING, VIBRATION SEVERITY GRADE: R/A, FLANGE ACCURACY: R TERMINAL BOX (ABOVE) CABLE ENTRY ON THE LEFT SIGNAL CONNECTION D-END | 6209 | TEM | 1 | MC | 141 | 1
1PH81371DD102BC1 | SIMOTICS M COMPACT ASYNCHRONOUS MOTOR 1000RPM, 17KW, 162NM, 43A, 307V 1150RPM,19,5KW,162NM, 43A, 350V 1350RPM, 22KW, 156NM, 42A, 404V FORCED VENTILATION; DIRECTION OF AIR FLOW NDE --> DE; DEGREE OF PROTECTION IP55 INCREMENTAL ENCODER 22 BIT WITH COMMUTATING POSITION (ENCODER IC22DQ) WITH DRIVE-CLIQ INTERFACE DESIGN IM B3 (IM V5, IM V6) SHAFT WITH FITTED KEY HALF-KEY BALANCING BEARING: STANDARD WITH FIXED BEARING, VIBRATION SEVERITY GRADE: R/A, FLANGE ACCURACY: R TERMINAL BOX (ABOVE) CABLE ENTRY ON THE ND-END SIGNAL CONNECTION LEFT | 6209 | TEM | 1 | MC | 141 | 1
1PH81371DD102BE1 | SIMOTICS M COMPACT ASYNCHRONOUS MOTOR 1000RPM, 17KW, 162NM, 43A, 307V 1150RPM,19,5KW,162NM, 43A, 350V 1350RPM, 22KW, 156NM, 42A, 404V FORCED VENTILATION; DIRECTION OF AIR FLOW NDE --> DE; DEGREE OF PROTECTION IP55 INCREMENTAL ENCODER 22 BIT WITH COMMUTATING POSITION (ENCODER IC22DQ) WITH DRIVE-CLIQ INTERFACE DESIGN IM B3 (IM V5, IM V6) SHAFT WITH FITTED KEY HALF-KEY BALANCING BEARING: STANDARD WITH FIXED BEARING, VIBRATION SEVERITY GRADE: R/A, FLANGE ACCURACY: R POWER CONNECTOR (ABOVE) CABLE ENTRY ON THE RIGHT SIGNAL CONNECTION D-END | 6209 | TEM | 1 | MC | 141 | 1
1PH81371DD102CB1 | SIMOTICS M COMPACT ASYNCHRONOUS MOTOR 1000RPM, 17KW, 162NM, 43A, 307V 1150RPM,19,5KW,162NM, 43A, 350V 1350RPM, 22KW, 156NM, 42A, 404V FORCED VENTILATION; DIRECTION OF AIR FLOW NDE --> DE; DEGREE OF PROTECTION IP55 INCREMENTAL ENCODER 22 BIT WITH COMMUTATING POSITION (ENCODER IC22DQ) WITH DRIVE-CLIQ INTERFACE DESIGN IM B3 (IM V5, IM V6) SHAFT WITH FITTED KEY HALF-KEY BALANCING BEARING: STANDARD WITH FIXED BEARING, VIBRATION SEVERITY GRADE: S/A, SHAFT AND FLANGE ACCURACY: R TERMINAL BOX (ABOVE) CABLE ENTRY ON THE LEFT SIGNAL CONNECTION D-END | 6404 | TEM | 1 | MC | 141 | 1
1PH81371DD102DG1 | SIMOTICS M COMPACT ASYNCHRONOUS MOTOR 1000RPM, 17KW, 162NM, 43A, 307V 1150RPM,19,5KW,162NM, 43A, 350V 1350RPM, 22KW, 156NM, 42A, 404V FORCED VENTILATION; DIRECTION OF AIR FLOW NDE --> DE; DEGREE OF PROTECTION IP55 INCREMENTAL ENCODER 22 BIT WITH COMMUTATING POSITION (ENCODER IC22DQ) WITH DRIVE-CLIQ INTERFACE DESIGN IM B3 (IM V5, IM V6) SHAFT WITH FITTED KEY HALF-KEY BALANCING BEARING: STANDARD WITH FIXED BEARING, VIBRATION SEVERITY GRADE: SR/A, SHAFT AND FLANGE ACCURACY: R POWER CONNECTOR (ABOVE) CABLE ENTRY ON THE ND-END SIGNAL CONNECTION LEFT | 6475 | TEM | 1 | MC | 141 | 1
1PH81371DD102GA1 | SIMOTICS M COMPACT ASYNCHRONOUS MOTOR 1000RPM, 17KW, 162NM, 43A, 307V 1150RPM,19,5KW,162NM, 43A, 350V 1350RPM, 22KW, 156NM, 42A, 404V FORCED VENTILATION; DIRECTION OF AIR FLOW NDE --> DE; DEGREE OF PROTECTION IP55 INCREMENTAL ENCODER 22 BIT WITH COMMUTATING POSITION (ENCODER IC22DQ) WITH DRIVE-CLIQ INTERFACE DESIGN IM B3 (IM V5, IM V6) SHAFT WITH FITTED KEY HALF-KEY BALANCING BEARING: STANDARD, VIBRATION SEVERITY GRADE: R/A, SHAFT AND FLANGE ACCURACY: R TERMINAL BOX (ABOVE) CABLE ENTRY ON THE RIGHT SIGNAL CONNECTION D-END | 5925 | TEM | 1 | MC | 141 | 1
1PH81371DD102LA1 | SIMOTICS M COMPACT ASYNCHRONOUS MOTOR 1000RPM, 17KW, 162NM, 43A, 307V 1150RPM,19,5KW,162NM, 43A, 350V 1350RPM, 22KW, 156NM, 42A, 404V FORCED VENTILATION; DIRECTION OF AIR FLOW NDE --> DE; DEGREE OF PROTECTION IP55 INCREMENTAL ENCODER 22 BIT WITH COMMUTATING POSITION (ENCODER IC22DQ) WITH DRIVE-CLIQ INTERFACE DESIGN IM B3 (IM V5, IM V6) SHAFT WITH FITTED KEY HALF-KEY BALANCING BEARING: PERFORMANCE, VIBRATION SEVERITY GRADE: SPECIAL/B, SHAFT AND FLANGE ACCURACY: SPECIAL TERMINAL BOX (ABOVE) CABLE ENTRY ON THE RIGHT SIGNAL CONNECTION D-END | 6756 | TEM | 1 | MC | 141 | 1
1PH81371DD120BA1 | SIMOTICS M COMPACT ASYNCHRONOUS MOTOR 1000RPM, 17KW, 162NM, 43A, 307V 1150RPM,19,5KW,162NM, 43A, 350V 1350RPM, 22KW, 156NM, 42A, 404V FORCED VENTILATION; DIRECTION OF AIR FLOW NDE --> DE; DEGREE OF PROTECTION IP55 INCREMENTAL ENCODER 22 BIT WITH COMMUTATING POSITION (ENCODER IC22DQ) WITH DRIVE-CLIQ INTERFACE DESIGN IM B5 (IMV 1,IM V3) PLAIN SHAFT WITHOUT FITTED KEY; BEARING: STANDARD WITH FIXED BEARING, VIBRATION SEVERITY GRADE: R/A, FLANGE ACCURACY: R TERMINAL BOX (ABOVE) CABLE ENTRY ON THE RIGHT SIGNAL CONNECTION D-END | 6448 | TEM | 1 | MC | 141 | 1
1PH81371DD120CA1 | SIMOTICS M COMPACT ASYNCHRONOUS MOTOR 1000RPM, 17KW, 162NM, 43A, 307V 1150RPM,19,5KW,162NM, 43A, 350V 1350RPM, 22KW, 156NM, 42A, 404V FORCED VENTILATION; DIRECTION OF AIR FLOW NDE --> DE; DEGREE OF PROTECTION IP55 INCREMENTAL ENCODER 22 BIT WITH COMMUTATING POSITION (ENCODER IC22DQ) WITH DRIVE-CLIQ INTERFACE DESIGN IM B5 (IMV 1,IM V3) PLAIN SHAFT WITHOUT FITTED KEY; BEARING: STANDARD WITH FIXED BEARING, VIBRATION SEVERITY GRADE: S/A, SHAFT AND FLANGE ACCURACY: R TERMINAL BOX (ABOVE) CABLE ENTRY ON THE RIGHT SIGNAL CONNECTION D-END | 6643 | TEM | 1 | MC | 141 | 1
1PH81371DD120DB1 | SIMOTICS M COMPACT ASYNCHRONOUS MOTOR 1000RPM, 17KW, 162NM, 43A, 307V 1150RPM,19,5KW,162NM, 43A, 350V 1350RPM, 22KW, 156NM, 42A, 404V FORCED VENTILATION; DIRECTION OF AIR FLOW NDE --> DE; DEGREE OF PROTECTION IP55 INCREMENTAL ENCODER 22 BIT WITH COMMUTATING POSITION (ENCODER IC22DQ) WITH DRIVE-CLIQ INTERFACE DESIGN IM B5 (IMV 1,IM V3) PLAIN SHAFT WITHOUT FITTED KEY; BEARING: STANDARD WITH FIXED BEARING, VIBRATION SEVERITY GRADE: SR/A, SHAFT AND FLANGE ACCURACY: R TERMINAL BOX (ABOVE) CABLE ENTRY ON THE LEFT SIGNAL CONNECTION D-END | 6713 | TEM | 1 | MC | 141 | 1
1PH81371DD120QA1 | SIMOTICS M COMPACT ASYNCHRONOUS MOTOR 1000RPM, 17KW, 162NM, 43A, 307V 1150RPM,19,5KW,162NM, 43A, 350V 1350RPM, 22KW, 156NM, 42A, 404V FORCED VENTILATION; DIRECTION OF AIR FLOW NDE --> DE; DEGREE OF PROTECTION IP55 INCREMENTAL ENCODER 22 BIT WITH COMMUTATING POSITION (ENCODER IC22DQ) WITH DRIVE-CLIQ INTERFACE DESIGN IM B5 (IMV 1,IM V3) PLAIN SHAFT WITHOUT FITTED KEY; BEARING: ADVANCED LIFETIME VIBRATION SEVERITY S/A SHAFT A. FLANGE ACCURACY GR. R TERMINAL BOX (ABOVE) CABLE ENTRY ON THE RIGHT SIGNAL CONNECTION D-END | 6878 | TEM | 1 | MC | 141 | 1
1PH81371DD122BA1 | SIMOTICS M COMPACT ASYNCHRONOUS MOTOR 1000RPM, 17KW, 162NM, 43A, 307V 1150RPM,19,5KW,162NM, 43A, 350V 1350RPM, 22KW, 156NM, 42A, 404V FORCED VENTILATION; DIRECTION OF AIR FLOW NDE --> DE; DEGREE OF PROTECTION IP55 INCREMENTAL ENCODER 22 BIT WITH COMMUTATING POSITION (ENCODER IC22DQ) WITH DRIVE-CLIQ INTERFACE DESIGN IM B5 (IMV 1,IM V3) SHAFT WITH FITTED KEY HALF-KEY BALANCING BEARING: STANDARD WITH FIXED BEARING, VIBRATION SEVERITY GRADE: R/A, FLANGE ACCURACY: R TERMINAL BOX (ABOVE) CABLE ENTRY ON THE RIGHT SIGNAL CONNECTION D-END | 6448 | TEM | 1 | MC | 141 | 1
1PH81371DD122BB1 | SIMOTICS M COMPACT ASYNCHRONOUS MOTOR 1000RPM, 17KW, 162NM, 43A, 307V 1150RPM,19,5KW,162NM, 43A, 350V 1350RPM, 22KW, 156NM, 42A, 404V FORCED VENTILATION; DIRECTION OF AIR FLOW NDE --> DE; DEGREE OF PROTECTION IP55 INCREMENTAL ENCODER 22 BIT WITH COMMUTATING POSITION (ENCODER IC22DQ) WITH DRIVE-CLIQ INTERFACE DESIGN IM B5 (IMV 1,IM V3) SHAFT WITH FITTED KEY HALF-KEY BALANCING BEARING: STANDARD WITH FIXED BEARING, VIBRATION SEVERITY GRADE: R/A, FLANGE ACCURACY: R TERMINAL BOX (ABOVE) CABLE ENTRY ON THE LEFT SIGNAL CONNECTION D-END | 6448 | TEM | 1 | MC | 141 | 1
1PH81371DD122BE1 | SIMOTICS M COMPACT ASYNCHRONOUS MOTOR 1000RPM, 17KW, 162NM, 43A, 307V 1150RPM,19,5KW,162NM, 43A, 350V 1350RPM, 22KW, 156NM, 42A, 404V FORCED VENTILATION; DIRECTION OF AIR FLOW NDE --> DE; DEGREE OF PROTECTION IP55 INCREMENTAL ENCODER 22 BIT WITH COMMUTATING POSITION (ENCODER IC22DQ) WITH DRIVE-CLIQ INTERFACE DESIGN IM B5 (IMV 1,IM V3) SHAFT WITH FITTED KEY HALF-KEY BALANCING BEARING: STANDARD WITH FIXED BEARING, VIBRATION SEVERITY GRADE: R/A, FLANGE ACCURACY: R POWER CONNECTOR (ABOVE) CABLE ENTRY ON THE RIGHT SIGNAL CONNECTION D-END | 6448 | TEM | 1 | MC | 141 | 1
1PH81371DD122CA1 | SIMOTICS M COMPACT ASYNCHRONOUS MOTOR 1000RPM, 17KW, 162NM, 43A, 307V 1150RPM,19,5KW,162NM, 43A, 350V 1350RPM, 22KW, 156NM, 42A, 404V FORCED VENTILATION; DIRECTION OF AIR FLOW NDE --> DE; DEGREE OF PROTECTION IP55 INCREMENTAL ENCODER 22 BIT WITH COMMUTATING POSITION (ENCODER IC22DQ) WITH DRIVE-CLIQ INTERFACE DESIGN IM B5 (IMV 1,IM V3) SHAFT WITH FITTED KEY HALF-KEY BALANCING BEARING: STANDARD WITH FIXED BEARING, VIBRATION SEVERITY GRADE: S/A, SHAFT AND FLANGE ACCURACY: R TERMINAL BOX (ABOVE) CABLE ENTRY ON THE RIGHT SIGNAL CONNECTION D-END | 6643 | TEM | 1 | MC | 141 | 1
1PH81371DD122GH1 | SIMOTICS M COMPACT ASYNCHRONOUS MOTOR 1000RPM, 17KW, 162NM, 43A, 307V 1150RPM,19,5KW,162NM, 43A, 350V 1350RPM, 22KW, 156NM, 42A, 404V FORCED VENTILATION; DIRECTION OF AIR FLOW NDE --> DE; DEGREE OF PROTECTION IP55 INCREMENTAL ENCODER 22 BIT WITH COMMUTATING POSITION (ENCODER IC22DQ) WITH DRIVE-CLIQ INTERFACE DESIGN IM B5 (IMV 1,IM V3) SHAFT WITH FITTED KEY HALF-KEY BALANCING BEARING: STANDARD, VIBRATION SEVERITY GRADE: R/A, SHAFT AND FLANGE ACCURACY: R POWER CONNECTOR (ABOVE) CABLE ENTRY ON THE D-END SIGNAL CONNECTION LEFT | 6163 | TEM | 1 | MC | 141 | 1
1PH81371DD130CC1 | SIMOTICS M COMPACT ASYNCHRONOUS MOTOR 1000RPM, 17KW, 162NM, 43A, 307V 1150RPM,19,5KW,162NM, 43A, 350V 1350RPM, 22KW, 156NM, 42A, 404V FORCED VENTILATION; DIRECTION OF AIR FLOW NDE --> DE; DEGREE OF PROTECTION IP55 INCREMENTAL ENCODER 22 BIT WITH COMMUTATING POSITION (ENCODER IC22DQ) WITH DRIVE-CLIQ INTERFACE DESIGN IM B35 (IM V15, IM V35) PLAIN SHAFT WITHOUT FITTED KEY; BEARING: STANDARD WITH FIXED BEARING, VIBRATION SEVERITY GRADE: S/A, SHAFT AND FLANGE ACCURACY: R TERMINAL BOX (ABOVE) CABLE ENTRY ON THE ND-END SIGNAL CONNECTION LEFT | 6946 | TEM | 1 | MC | 141 | 1
1PH81371DD131BA1 | SIMOTICS M COMPACT ASYNCHRONOUS MOTOR 1000RPM, 17KW, 162NM, 43A, 307V 1150RPM,19,5KW,162NM, 43A, 350V 1350RPM, 22KW, 156NM, 42A, 404V FORCED VENTILATION; DIRECTION OF AIR FLOW NDE --> DE; DEGREE OF PROTECTION IP55 INCREMENTAL ENCODER 22 BIT WITH COMMUTATING POSITION (ENCODER IC22DQ) WITH DRIVE-CLIQ INTERFACE DESIGN IM B35 (IM V15, IM V35) SHAFT WITH FITTED KEY FULL-KEY BALANCING BEARING: STANDARD WITH FIXED BEARING, VIBRATION SEVERITY GRADE: R/A, FLANGE ACCURACY: R TERMINAL BOX (ABOVE) CABLE ENTRY ON THE RIGHT SIGNAL CONNECTION D-END | 6751 | TEM | 1 | MC | 141 | 1
1PH81371DD131BB1 | SIMOTICS M COMPACT ASYNCHRONOUS MOTOR 1000RPM, 17KW, 162NM, 43A, 307V 1150RPM,19,5KW,162NM, 43A, 350V 1350RPM, 22KW, 156NM, 42A, 404V FORCED VENTILATION; DIRECTION OF AIR FLOW NDE --> DE; DEGREE OF PROTECTION IP55 INCREMENTAL ENCODER 22 BIT WITH COMMUTATING POSITION (ENCODER IC22DQ) WITH DRIVE-CLIQ INTERFACE DESIGN IM B35 (IM V15, IM V35) SHAFT WITH FITTED KEY FULL-KEY BALANCING BEARING: STANDARD WITH FIXED BEARING, VIBRATION SEVERITY GRADE: R/A, FLANGE ACCURACY: R TERMINAL BOX (ABOVE) CABLE ENTRY ON THE LEFT SIGNAL CONNECTION D-END | 6751 | TEM | 1 | MC | 141 | 1
1PH81371DD132BA1 | SIMOTICS M COMPACT ASYNCHRONOUS MOTOR 1000RPM, 17KW, 162NM, 43A, 307V 1150RPM,19,5KW,162NM, 43A, 350V 1350RPM, 22KW, 156NM, 42A, 404V FORCED VENTILATION; DIRECTION OF AIR FLOW NDE --> DE; DEGREE OF PROTECTION IP55 INCREMENTAL ENCODER 22 BIT WITH COMMUTATING POSITION (ENCODER IC22DQ) WITH DRIVE-CLIQ INTERFACE DESIGN IM B35 (IM V15, IM V35) SHAFT WITH FITTED KEY HALF-KEY BALANCING BEARING: STANDARD WITH FIXED BEARING, VIBRATION SEVERITY GRADE: R/A, FLANGE ACCURACY: R TERMINAL BOX (ABOVE) CABLE ENTRY ON THE RIGHT SIGNAL CONNECTION D-END | 6751 | TEM | 1 | MC | 141 | 1
1PH81371DF000BA1 | SIMOTICS M COMPACT ASYNCHRONOUS MOTOR 1500RPM, 22KW, 140NM, 56A, 308V 1750RPM, 25KW, 136NM, 56A, 352V 2000RPM, 28KW, 134NM, 55A, 401V FORCED VENTILATION; DIRECTION OF AIR FLOW DE --> NDE; DEGREE OF PROTECTION IP55 INCREMENTAL ENCODER 22 BIT WITH COMMUTATING POSITION (ENCODER IC22DQ) WITH DRIVE-CLIQ INTERFACE DESIGN IM B3 (IM V5, IM V6) PLAIN SHAFT WITHOUT FITTED KEY; BEARING: STANDARD WITH FIXED BEARING, VIBRATION SEVERITY GRADE: R/A, FLANGE ACCURACY: R TERMINAL BOX (ABOVE) CABLE ENTRY ON THE RIGHT SIGNAL CONNECTION D-END | 6209 | TEM | 1 | MC | 141 | 1
1PH81371DF000BB1 | SIMOTICS M COMPACT ASYNCHRONOUS MOTOR 1500RPM, 22KW, 140NM, 56A, 308V 1750RPM, 25KW, 136NM, 56A, 352V 2000RPM, 28KW, 134NM, 55A, 401V FORCED VENTILATION; DIRECTION OF AIR FLOW DE --> NDE; DEGREE OF PROTECTION IP55 INCREMENTAL ENCODER 22 BIT WITH COMMUTATING POSITION (ENCODER IC22DQ) WITH DRIVE-CLIQ INTERFACE DESIGN IM B3 (IM V5, IM V6) PLAIN SHAFT WITHOUT FITTED KEY; BEARING: STANDARD WITH FIXED BEARING, VIBRATION SEVERITY GRADE: R/A, FLANGE ACCURACY: R TERMINAL BOX (ABOVE) CABLE ENTRY ON THE LEFT SIGNAL CONNECTION D-END | 6209 | TEM | 1 | MC | 141 | 1
1PH81371DF000BF1 | SIMOTICS M COMPACT ASYNCHRONOUS MOTOR 1500RPM, 22KW, 140NM, 56A, 308V 1750RPM, 25KW, 136NM, 56A, 352V 2000RPM, 28KW, 134NM, 55A, 401V FORCED VENTILATION; DIRECTION OF AIR FLOW DE --> NDE; DEGREE OF PROTECTION IP55 INCREMENTAL ENCODER 22 BIT WITH COMMUTATING POSITION (ENCODER IC22DQ) WITH DRIVE-CLIQ INTERFACE DESIGN IM B3 (IM V5, IM V6) PLAIN SHAFT WITHOUT FITTED KEY; BEARING: STANDARD WITH FIXED BEARING, VIBRATION SEVERITY GRADE: R/A, FLANGE ACCURACY: R POWER CONNECTOR(ABOVE) CABLE ENTRY ON THE LEFT SIGNAL CONNECTION D-END | 6209 | TEM | 1 | MC | 141 | 1
1PH81371DF000CA1 | SIMOTICS M COMPACT ASYNCHRONOUS MOTOR 1500RPM, 22KW, 140NM, 56A, 308V 1750RPM, 25KW, 136NM, 56A, 352V 2000RPM, 28KW, 134NM, 55A, 401V FORCED VENTILATION; DIRECTION OF AIR FLOW DE --> NDE; DEGREE OF PROTECTION IP55 INCREMENTAL ENCODER 22 BIT WITH COMMUTATING POSITION (ENCODER IC22DQ) WITH DRIVE-CLIQ INTERFACE DESIGN IM B3 (IM V5, IM V6) PLAIN SHAFT WITHOUT FITTED KEY; BEARING: STANDARD WITH FIXED BEARING, VIBRATION SEVERITY GRADE: S/A, SHAFT AND FLANGE ACCURACY: R TERMINAL BOX (ABOVE) CABLE ENTRY ON THE RIGHT SIGNAL CONNECTION D-END | 6404 | TEM | 1 | MC | 141 | 1
1PH81371DF000DA1 | SIMOTICS M COMPACT ASYNCHRONOUS MOTOR 1500RPM, 22KW, 140NM, 56A, 308V 1750RPM, 25KW, 136NM, 56A, 352V 2000RPM, 28KW, 134NM, 55A, 401V FORCED VENTILATION; DIRECTION OF AIR FLOW DE --> NDE; DEGREE OF PROTECTION IP55 INCREMENTAL ENCODER 22 BIT WITH COMMUTATING POSITION (ENCODER IC22DQ) WITH DRIVE-CLIQ INTERFACE DESIGN IM B3 (IM V5, IM V6) PLAIN SHAFT WITHOUT FITTED KEY; BEARING: STANDARD WITH FIXED BEARING, VIBRATION SEVERITY GRADE: SR/A, SHAFT AND FLANGE ACCURACY: R TERMINAL BOX (ABOVE) CABLE ENTRY ON THE RIGHT SIGNAL CONNECTION D-END | 6475 | TEM | 1 | MC | 141 | 1
1PH81371DF000DC1 | SIMOTICS M COMPACT ASYNCHRONOUS MOTOR 1500RPM, 22KW, 140NM, 56A, 308V 1750RPM, 25KW, 136NM, 56A, 352V 2000RPM, 28KW, 134NM, 55A, 401V FORCED VENTILATION; DIRECTION OF AIR FLOW DE --> NDE; DEGREE OF PROTECTION IP55 INCREMENTAL ENCODER 22 BIT WITH COMMUTATING POSITION (ENCODER IC22DQ) WITH DRIVE-CLIQ INTERFACE DESIGN IM B3 (IM V5, IM V6) PLAIN SHAFT WITHOUT FITTED KEY; BEARING: STANDARD WITH FIXED BEARING, VIBRATION SEVERITY GRADE: SR/A, SHAFT AND FLANGE ACCURACY: R TERMINAL BOX (ABOVE) CABLE ENTRY ON THE ND-END SIGNAL CONNECTION LEFT | 6475 | TEM | 1 | MC | 141 | 1
1PH81371DF000LC1 | SIMOTICS M COMPACT ASYNCHRONOUS MOTOR 1500RPM, 22KW, 140NM, 56A, 308V 1750RPM, 25KW, 136NM, 56A, 352V 2000RPM, 28KW, 134NM, 55A, 401V FORCED VENTILATION; DIRECTION OF AIR FLOW DE --> NDE; DEGREE OF PROTECTION IP55 INCREMENTAL ENCODER 22 BIT WITH COMMUTATING POSITION (ENCODER IC22DQ) WITH DRIVE-CLIQ INTERFACE DESIGN IM B3 (IM V5, IM V6) PLAIN SHAFT WITHOUT FITTED KEY; BEARING: PERFORMANCE, VIBRATION SEVERITY GRADE: SPECIAL/B, SHAFT AND FLANGE ACCURACY: SPECIAL TERMINAL BOX (ABOVE) CABLE ENTRY ON THE ND-END SIGNAL CONNECTION LEFT | 6756 | TEM | 1 | MC | 141 | 1
1PH81371DF001BA1 | SIMOTICS M COMPACT ASYNCHRONOUS MOTOR 1500RPM, 22KW, 140NM, 56A, 308V 1750RPM, 25KW, 136NM, 56A, 352V 2000RPM, 28KW, 134NM, 55A, 401V FORCED VENTILATION; DIRECTION OF AIR FLOW DE --> NDE; DEGREE OF PROTECTION IP55 INCREMENTAL ENCODER 22 BIT WITH COMMUTATING POSITION (ENCODER IC22DQ) WITH DRIVE-CLIQ INTERFACE DESIGN IM B3 (IM V5, IM V6) SHAFT WITH FITTED KEY FULL-KEY BALANCING BEARING: STANDARD WITH FIXED BEARING, VIBRATION SEVERITY GRADE: R/A, FLANGE ACCURACY: R TERMINAL BOX (ABOVE) CABLE ENTRY ON THE RIGHT SIGNAL CONNECTION D-END | 6209 | TEM | 1 | MC | 141 | 1
1PH81371DF001BB1 | SIMOTICS M COMPACT ASYNCHRONOUS MOTOR 1500RPM, 22KW, 140NM, 56A, 308V 1750RPM, 25KW, 136NM, 56A, 352V 2000RPM, 28KW, 134NM, 55A, 401V FORCED VENTILATION; DIRECTION OF AIR FLOW DE --> NDE; DEGREE OF PROTECTION IP55 INCREMENTAL ENCODER 22 BIT WITH COMMUTATING POSITION (ENCODER IC22DQ) WITH DRIVE-CLIQ INTERFACE DESIGN IM B3 (IM V5, IM V6) SHAFT WITH FITTED KEY FULL-KEY BALANCING BEARING: STANDARD WITH FIXED BEARING, VIBRATION SEVERITY GRADE: R/A, FLANGE ACCURACY: R TERMINAL BOX (ABOVE) CABLE ENTRY ON THE LEFT SIGNAL CONNECTION D-END | 6209 | TEM | 1 | MC | 141 | 1
1PH81371DF001BG1 | SIMOTICS M COMPACT ASYNCHRONOUS MOTOR 1500RPM, 22KW, 140NM, 56A, 308V 1750RPM, 25KW, 136NM, 56A, 352V 2000RPM, 28KW, 134NM, 55A, 401V FORCED VENTILATION; DIRECTION OF AIR FLOW DE --> NDE; DEGREE OF PROTECTION IP55 INCREMENTAL ENCODER 22 BIT WITH COMMUTATING POSITION (ENCODER IC22DQ) WITH DRIVE-CLIQ INTERFACE DESIGN IM B3 (IM V5, IM V6) SHAFT WITH FITTED KEY FULL-KEY BALANCING BEARING: STANDARD WITH FIXED BEARING, VIBRATION SEVERITY GRADE: R/A, FLANGE ACCURACY: R POWER CONNECTOR (ABOVE) CABLE ENTRY ON THE ND-END SIGNAL CONNECTION LEFT | 6209 | TEM | 1 | MC | 141 | 1
1PH81371DF001CA1 | SIMOTICS M COMPACT ASYNCHRONOUS MOTOR 1500RPM, 22KW, 140NM, 56A, 308V 1750RPM, 25KW, 136NM, 56A, 352V 2000RPM, 28KW, 134NM, 55A, 401V FORCED VENTILATION; DIRECTION OF AIR FLOW DE --> NDE; DEGREE OF PROTECTION IP55 INCREMENTAL ENCODER 22 BIT WITH COMMUTATING POSITION (ENCODER IC22DQ) WITH DRIVE-CLIQ INTERFACE DESIGN IM B3 (IM V5, IM V6) SHAFT WITH FITTED KEY FULL-KEY BALANCING BEARING: STANDARD WITH FIXED BEARING, VIBRATION SEVERITY GRADE: S/A, SHAFT AND FLANGE ACCURACY: R TERMINAL BOX (ABOVE) CABLE ENTRY ON THE RIGHT SIGNAL CONNECTION D-END | 6404 | TEM | 1 | MC | 141 | 1
1PH81371DF001CG1 | SIMOTICS M COMPACT ASYNCHRONOUS MOTOR 1500RPM, 22KW, 140NM, 56A, 308V 1750RPM, 25KW, 136NM, 56A, 352V 2000RPM, 28KW, 134NM, 55A, 401V FORCED VENTILATION; DIRECTION OF AIR FLOW DE --> NDE; DEGREE OF PROTECTION IP55 INCREMENTAL ENCODER 22 BIT WITH COMMUTATING POSITION (ENCODER IC22DQ) WITH DRIVE-CLIQ INTERFACE DESIGN IM B3 (IM V5, IM V6) SHAFT WITH FITTED KEY FULL-KEY BALANCING BEARING: STANDARD WITH FIXED BEARING, VIBRATION SEVERITY GRADE: S/A, SHAFT AND FLANGE ACCURACY: R POWER CONNECTOR (ABOVE) CABLE ENTRY ON THE ND-END SIGNAL CONNECTION LEFT | 6404 | TEM | 1 | MC | 141 | 1
1PH81371DF001GC1 | SIMOTICS M COMPACT ASYNCHRONOUS MOTOR 1500RPM, 22KW, 140NM, 56A, 308V 1750RPM, 25KW, 136NM, 56A, 352V 2000RPM, 28KW, 134NM, 55A, 401V FORCED VENTILATION; DIRECTION OF AIR FLOW DE --> NDE; DEGREE OF PROTECTION IP55 INCREMENTAL ENCODER 22 BIT WITH COMMUTATING POSITION (ENCODER IC22DQ) WITH DRIVE-CLIQ INTERFACE DESIGN IM B3 (IM V5, IM V6) SHAFT WITH FITTED KEY FULL-KEY BALANCING BEARING: STANDARD, VIBRATION SEVERITY GRADE: R/A, SHAFT AND FLANGE ACCURACY: R TERMINAL BOX (ABOVE) CABLE ENTRY ON THE ND-END SIGNAL CONNECTION LEFT | 5925 | TEM | 1 | MC | 141 | 1
1PH81371DF002BA1 | SIMOTICS M COMPACT ASYNCHRONOUS MOTOR 1500RPM, 22KW, 140NM, 56A, 308V 1750RPM, 25KW, 136NM, 56A, 352V 2000RPM, 28KW, 134NM, 55A, 401V FORCED VENTILATION; DIRECTION OF AIR FLOW DE --> NDE; DEGREE OF PROTECTION IP55 INCREMENTAL ENCODER 22 BIT WITH COMMUTATING POSITION (ENCODER IC22DQ) WITH DRIVE-CLIQ INTERFACE DESIGN IM B3 (IM V5, IM V6) SHAFT WITH FITTED KEY HALF-KEY BALANCING BEARING: STANDARD WITH FIXED BEARING, VIBRATION SEVERITY GRADE: R/A, FLANGE ACCURACY: R TERMINAL BOX (ABOVE) CABLE ENTRY ON THE RIGHT SIGNAL CONNECTION D-END | 6209 | TEM | 1 | MC | 141 | 1
1PH81371DF002BB1 | SIMOTICS M COMPACT ASYNCHRONOUS MOTOR 1500RPM, 22KW, 140NM, 56A, 308V 1750RPM, 25KW, 136NM, 56A, 352V 2000RPM, 28KW, 134NM, 55A, 401V FORCED VENTILATION; DIRECTION OF AIR FLOW DE --> NDE; DEGREE OF PROTECTION IP55 INCREMENTAL ENCODER 22 BIT WITH COMMUTATING POSITION (ENCODER IC22DQ) WITH DRIVE-CLIQ INTERFACE DESIGN IM B3 (IM V5, IM V6) SHAFT WITH FITTED KEY HALF-KEY BALANCING BEARING: STANDARD WITH FIXED BEARING, VIBRATION SEVERITY GRADE: R/A, FLANGE ACCURACY: R TERMINAL BOX (ABOVE) CABLE ENTRY ON THE LEFT SIGNAL CONNECTION D-END | 6209 | TEM | 1 | MC | 141 | 1
1PH81371DF002BE1 | SIMOTICS M COMPACT ASYNCHRONOUS MOTOR 1500RPM, 22KW, 140NM, 56A, 308V 1750RPM, 25KW, 136NM, 56A, 352V 2000RPM, 28KW, 134NM, 55A, 401V FORCED VENTILATION; DIRECTION OF AIR FLOW DE --> NDE; DEGREE OF PROTECTION IP55 INCREMENTAL ENCODER 22 BIT WITH COMMUTATING POSITION (ENCODER IC22DQ) WITH DRIVE-CLIQ INTERFACE DESIGN IM B3 (IM V5, IM V6) SHAFT WITH FITTED KEY HALF-KEY BALANCING BEARING: STANDARD WITH FIXED BEARING, VIBRATION SEVERITY GRADE: R/A, FLANGE ACCURACY: R POWER CONNECTOR (ABOVE) CABLE ENTRY ON THE RIGHT SIGNAL CONNECTION D-END | 6209 | TEM | 1 | MC | 141 | 1
1PH81371DF002CA1 | SIMOTICS M COMPACT ASYNCHRONOUS MOTOR 1500RPM, 22KW, 140NM, 56A, 308V 1750RPM, 25KW, 136NM, 56A, 352V 2000RPM, 28KW, 134NM, 55A, 401V FORCED VENTILATION; DIRECTION OF AIR FLOW DE --> NDE; DEGREE OF PROTECTION IP55 INCREMENTAL ENCODER 22 BIT WITH COMMUTATING POSITION (ENCODER IC22DQ) WITH DRIVE-CLIQ INTERFACE DESIGN IM B3 (IM V5, IM V6) SHAFT WITH FITTED KEY HALF-KEY BALANCING BEARING: STANDARD WITH FIXED BEARING, VIBRATION SEVERITY GRADE: S/A, SHAFT AND FLANGE ACCURACY: R TERMINAL BOX (ABOVE) CABLE ENTRY ON THE RIGHT SIGNAL CONNECTION D-END | 6404 | TEM | 1 | MC | 141 | 1
1PH81371DF002DA1 | SIMOTICS M COMPACT ASYNCHRONOUS MOTOR 1500RPM, 22KW, 140NM, 56A, 308V 1750RPM, 25KW, 136NM, 56A, 352V 2000RPM, 28KW, 134NM, 55A, 401V FORCED VENTILATION; DIRECTION OF AIR FLOW DE --> NDE; DEGREE OF PROTECTION IP55 INCREMENTAL ENCODER 22 BIT WITH COMMUTATING POSITION (ENCODER IC22DQ) WITH DRIVE-CLIQ INTERFACE DESIGN IM B3 (IM V5, IM V6) SHAFT WITH FITTED KEY HALF-KEY BALANCING BEARING: STANDARD WITH FIXED BEARING, VIBRATION SEVERITY GRADE: SR/A, SHAFT AND FLANGE ACCURACY: R TERMINAL BOX (ABOVE) CABLE ENTRY ON THE RIGHT SIGNAL CONNECTION D-END | 6475 | TEM | 1 | MC | 141 | 1
1PH81371DF002LA1 | SIMOTICS M COMPACT ASYNCHRONOUS MOTOR 1500RPM, 22KW, 140NM, 56A, 308V 1750RPM, 25KW, 136NM, 56A, 352V 2000RPM, 28KW, 134NM, 55A, 401V FORCED VENTILATION; DIRECTION OF AIR FLOW DE --> NDE; DEGREE OF PROTECTION IP55 INCREMENTAL ENCODER 22 BIT WITH COMMUTATING POSITION (ENCODER IC22DQ) WITH DRIVE-CLIQ INTERFACE DESIGN IM B3 (IM V5, IM V6) SHAFT WITH FITTED KEY HALF-KEY BALANCING BEARING: PERFORMANCE, VIBRATION SEVERITY GRADE: SPECIAL/B, SHAFT AND FLANGE ACCURACY: SPECIAL TERMINAL BOX (ABOVE) CABLE ENTRY ON THE RIGHT SIGNAL CONNECTION D-END | 6756 | TEM | 1 | MC | 141 | 1
1PH81371DF020BA1 | SIMOTICS M COMPACT ASYNCHRONOUS MOTOR 1500RPM, 22KW, 140NM, 56A, 308V 1750RPM, 25KW, 136NM, 56A, 352V 2000RPM, 28KW, 134NM, 55A, 401V FORCED VENTILATION; DIRECTION OF AIR FLOW DE --> NDE; DEGREE OF PROTECTION IP55 INCREMENTAL ENCODER 22 BIT WITH COMMUTATING POSITION (ENCODER IC22DQ) WITH DRIVE-CLIQ INTERFACE DESIGN IM B5 (IMV 1,IM V3) PLAIN SHAFT WITHOUT FITTED KEY; BEARING: STANDARD WITH FIXED BEARING, VIBRATION SEVERITY GRADE: R/A, FLANGE ACCURACY: R TERMINAL BOX (ABOVE) CABLE ENTRY ON THE RIGHT SIGNAL CONNECTION D-END | 6448 | TEM | 1 | MC | 141 | 1
1PH81371DF020BC1 | SIMOTICS M COMPACT ASYNCHRONOUS MOTOR 1500RPM, 22KW, 140NM, 56A, 308V 1750RPM, 25KW, 136NM, 56A, 352V 2000RPM, 28KW, 134NM, 55A, 401V FORCED VENTILATION; DIRECTION OF AIR FLOW DE --> NDE; DEGREE OF PROTECTION IP55 INCREMENTAL ENCODER 22 BIT WITH COMMUTATING POSITION (ENCODER IC22DQ) WITH DRIVE-CLIQ INTERFACE DESIGN IM B5 (IMV 1,IM V3) PLAIN SHAFT WITHOUT FITTED KEY; BEARING: STANDARD WITH FIXED BEARING, VIBRATION SEVERITY GRADE: R/A, FLANGE ACCURACY: R TERMINAL BOX (ABOVE) CABLE ENTRY ON THE ND-END SIGNAL CONNECTION LEFT | 6448 | TEM | 1 | MC | 141 | 1
1PH81371DF020BE1 | SIMOTICS M COMPACT ASYNCHRONOUS MOTOR 1500RPM, 22KW, 140NM, 56A, 308V 1750RPM, 25KW, 136NM, 56A, 352V 2000RPM, 28KW, 134NM, 55A, 401V FORCED VENTILATION; DIRECTION OF AIR FLOW DE --> NDE; DEGREE OF PROTECTION IP55 INCREMENTAL ENCODER 22 BIT WITH COMMUTATING POSITION (ENCODER IC22DQ) WITH DRIVE-CLIQ INTERFACE DESIGN IM B5 (IMV 1,IM V3) PLAIN SHAFT WITHOUT FITTED KEY; BEARING: STANDARD WITH FIXED BEARING, VIBRATION SEVERITY GRADE: R/A, FLANGE ACCURACY: R POWER CONNECTOR (ABOVE) CABLE ENTRY ON THE RIGHT SIGNAL CONNECTION D-END | 6448 | TEM | 1 | MC | 141 | 1
1PH81371DF020BG1 | SIMOTICS M COMPACT ASYNCHRONOUS MOTOR 1500RPM, 22KW, 140NM, 56A, 308V 1750RPM, 25KW, 136NM, 56A, 352V 2000RPM, 28KW, 134NM, 55A, 401V FORCED VENTILATION; DIRECTION OF AIR FLOW DE --> NDE; DEGREE OF PROTECTION IP55 INCREMENTAL ENCODER 22 BIT WITH COMMUTATING POSITION (ENCODER IC22DQ) WITH DRIVE-CLIQ INTERFACE DESIGN IM B5 (IMV 1,IM V3) PLAIN SHAFT WITHOUT FITTED KEY; BEARING: STANDARD WITH FIXED BEARING, VIBRATION SEVERITY GRADE: R/A, FLANGE ACCURACY: R POWER CONNECTOR (ABOVE) CABLE ENTRY ON THE ND-END SIGNAL CONNECTION LEFT | 6448 | TEM | 1 | MC | 141 | 1
1PH81371DF020CA1 | SIMOTICS M COMPACT ASYNCHRONOUS MOTOR 1500RPM, 22KW, 140NM, 56A, 308V 1750RPM, 25KW, 136NM, 56A, 352V 2000RPM, 28KW, 134NM, 55A, 401V FORCED VENTILATION; DIRECTION OF AIR FLOW DE --> NDE; DEGREE OF PROTECTION IP55 INCREMENTAL ENCODER 22 BIT WITH COMMUTATING POSITION (ENCODER IC22DQ) WITH DRIVE-CLIQ INTERFACE DESIGN IM B5 (IMV 1,IM V3) PLAIN SHAFT WITHOUT FITTED KEY; BEARING: STANDARD WITH FIXED BEARING, VIBRATION SEVERITY GRADE: S/A, SHAFT AND FLANGE ACCURACY: R TERMINAL BOX (ABOVE) CABLE ENTRY ON THE RIGHT SIGNAL CONNECTION D-END | 6643 | TEM | 1 | MC | 141 | 1
1PH81371DF020CB1 | SIMOTICS M COMPACT ASYNCHRONOUS MOTOR 1500RPM, 22KW, 140NM, 56A, 308V 1750RPM, 25KW, 136NM, 56A, 352V 2000RPM, 28KW, 134NM, 55A, 401V FORCED VENTILATION; DIRECTION OF AIR FLOW DE --> NDE; DEGREE OF PROTECTION IP55 INCREMENTAL ENCODER 22 BIT WITH COMMUTATING POSITION (ENCODER IC22DQ) WITH DRIVE-CLIQ INTERFACE DESIGN IM B5 (IMV 1,IM V3) PLAIN SHAFT WITHOUT FITTED KEY; BEARING: STANDARD WITH FIXED BEARING, VIBRATION SEVERITY GRADE: S/A, SHAFT AND FLANGE ACCURACY: R TERMINAL BOX (ABOVE) CABLE ENTRY ON THE LEFT SIGNAL CONNECTION D-END | 6643 | TEM | 1 | MC | 141 | 1
1PH81371DF020CE1 | SIMOTICS M COMPACT ASYNCHRONOUS MOTOR 1500RPM, 22KW, 140NM, 56A, 308V 1750RPM, 25KW, 136NM, 56A, 352V 2000RPM, 28KW, 134NM, 55A, 401V FORCED VENTILATION; DIRECTION OF AIR FLOW DE --> NDE; DEGREE OF PROTECTION IP55 INCREMENTAL ENCODER 22 BIT WITH COMMUTATING POSITION (ENCODER IC22DQ) WITH DRIVE-CLIQ INTERFACE DESIGN IM B5 (IMV 1,IM V3) PLAIN SHAFT WITHOUT FITTED KEY; BEARING: STANDARD WITH FIXED BEARING, VIBRATION SEVERITY GRADE: S/A, SHAFT AND FLANGE ACCURACY: R POWER CONNECTOR (ABOVE) CABLE ENTRY ON THE RIGHT SIGNAL CONNECTION D-END | 6643 | TEM | 1 | MC | 141 | 1
1PH81371DF020CH1 | SIMOTICS M COMPACT ASYNCHRONOUS MOTOR 1500RPM, 22KW, 140NM, 56A, 308V 1750RPM, 25KW, 136NM, 56A, 352V 2000RPM, 28KW, 134NM, 55A, 401V FORCED VENTILATION; DIRECTION OF AIR FLOW DE --> NDE; DEGREE OF PROTECTION IP55 INCREMENTAL ENCODER 22 BIT WITH COMMUTATING POSITION (ENCODER IC22DQ) WITH DRIVE-CLIQ INTERFACE DESIGN IM B5 (IMV 1,IM V3) PLAIN SHAFT WITHOUT FITTED KEY; BEARING: STANDARD WITH FIXED BEARING, VIBRATION SEVERITY GRADE: S/A, SHAFT AND FLANGE ACCURACY: R POWER CONNECTOR (ABOVE) CABLE ENTRY ON THE D-END SIGNAL CONNECTION LEFT | 6643 | TEM | 1 | MC | 141 | 1
1PH81371DF020DA1 | SIMOTICS M COMPACT ASYNCHRONOUS MOTOR 1500RPM, 22KW, 140NM, 56A, 308V 1750RPM, 25KW, 136NM, 56A, 352V 2000RPM, 28KW, 134NM, 55A, 401V FORCED VENTILATION; DIRECTION OF AIR FLOW DE --> NDE; DEGREE OF PROTECTION IP55 INCREMENTAL ENCODER 22 BIT WITH COMMUTATING POSITION (ENCODER IC22DQ) WITH DRIVE-CLIQ INTERFACE DESIGN IM B5 (IMV 1,IM V3) PLAIN SHAFT WITHOUT FITTED KEY; BEARING: STANDARD WITH FIXED BEARING, VIBRATION SEVERITY GRADE: SR/A, SHAFT AND FLANGE ACCURACY: R TERMINAL BOX (ABOVE) CABLE ENTRY ON THE RIGHT SIGNAL CONNECTION D-END | 6713 | TEM | 1 | MC | 141 | 1
1PH81371DF020DE1 | SIMOTICS M COMPACT ASYNCHRONOUS MOTOR 1500RPM, 22KW, 140NM, 56A, 308V 1750RPM, 25KW, 136NM, 56A, 352V 2000RPM, 28KW, 134NM, 55A, 401V FORCED VENTILATION; DIRECTION OF AIR FLOW DE --> NDE; DEGREE OF PROTECTION IP55 INCREMENTAL ENCODER 22 BIT WITH COMMUTATING POSITION (ENCODER IC22DQ) WITH DRIVE-CLIQ INTERFACE DESIGN IM B5 (IMV 1,IM V3) PLAIN SHAFT WITHOUT FITTED KEY; BEARING: STANDARD WITH FIXED BEARING, VIBRATION SEVERITY GRADE: SR/A, SHAFT AND FLANGE ACCURACY: R POWER CONNECTOR (ABOVE) CABLE ENTRY ON THE RIGHT SIGNAL CONNECTION D-END | 6713 | TEM | 1 | MC | 141 | 1
1PH81371DF020DH1 | SIMOTICS M COMPACT ASYNCHRONOUS MOTOR 1500RPM, 22KW, 140NM, 56A, 308V 1750RPM, 25KW, 136NM, 56A, 352V 2000RPM, 28KW, 134NM, 55A, 401V FORCED VENTILATION; DIRECTION OF AIR FLOW DE --> NDE; DEGREE OF PROTECTION IP55 INCREMENTAL ENCODER 22 BIT WITH COMMUTATING POSITION (ENCODER IC22DQ) WITH DRIVE-CLIQ INTERFACE DESIGN IM B5 (IMV 1,IM V3) PLAIN SHAFT WITHOUT FITTED KEY; BEARING: STANDARD WITH FIXED BEARING, VIBRATION SEVERITY GRADE: SR/A, SHAFT AND FLANGE ACCURACY: R POWER CONNECTOR (ABOVE) CABLE ENTRY ON THE D-END SIGNAL CONNECTION LEFT | 6713 | TEM | 1 | MC | 141 | 1
1PH81371DF020GA1 | SIMOTICS M COMPACT ASYNCHRONOUS MOTOR 1500RPM, 22KW, 140NM, 56A, 308V 1750RPM, 25KW, 136NM, 56A, 352V 2000RPM, 28KW, 134NM, 55A, 401V FORCED VENTILATION; DIRECTION OF AIR FLOW DE --> NDE; DEGREE OF PROTECTION IP55 INCREMENTAL ENCODER 22 BIT WITH COMMUTATING POSITION (ENCODER IC22DQ) WITH DRIVE-CLIQ INTERFACE DESIGN IM B5 (IMV 1,IM V3) PLAIN SHAFT WITHOUT FITTED KEY; BEARING: STANDARD, VIBRATION SEVERITY GRADE: R/A, SHAFT AND FLANGE ACCURACY: R TERMINAL BOX (ABOVE) CABLE ENTRY ON THE RIGHT SIGNAL CONNECTION D-END | 6163 | TEM | 1 | MC | 141 | 1
1PH81371DF020LA1 | SIMOTICS M COMPACT ASYNCHRONOUS MOTOR 1500RPM, 22KW, 140NM, 56A, 308V 1750RPM, 25KW, 136NM, 56A, 352V 2000RPM, 28KW, 134NM, 55A, 401V FORCED VENTILATION; DIRECTION OF AIR FLOW DE --> NDE; DEGREE OF PROTECTION IP55 INCREMENTAL ENCODER 22 BIT WITH COMMUTATING POSITION (ENCODER IC22DQ) WITH DRIVE-CLIQ INTERFACE DESIGN IM B5 (IMV 1,IM V3) PLAIN SHAFT WITHOUT FITTED KEY; BEARING: PERFORMANCE, VIBRATION SEVERITY GRADE: SPECIAL/B, SHAFT AND FLANGE ACCURACY: SPECIAL TERMINAL BOX (ABOVE) CABLE ENTRY ON THE RIGHT SIGNAL CONNECTION D-END | 6995 | TEM | 1 | MC | 141 | 1
1PH81371DF020LC1 | SIMOTICS M COMPACT ASYNCHRONOUS MOTOR 1500RPM, 22KW, 140NM, 56A, 308V 1750RPM, 25KW, 136NM, 56A, 352V 2000RPM, 28KW, 134NM, 55A, 401V FORCED VENTILATION; DIRECTION OF AIR FLOW DE --> NDE; DEGREE OF PROTECTION IP55 INCREMENTAL ENCODER 22 BIT WITH COMMUTATING POSITION (ENCODER IC22DQ) WITH DRIVE-CLIQ INTERFACE DESIGN IM B5 (IMV 1,IM V3) PLAIN SHAFT WITHOUT FITTED KEY; BEARING: PERFORMANCE, VIBRATION SEVERITY GRADE: SPECIAL/B, SHAFT AND FLANGE ACCURACY: SPECIAL TERMINAL BOX (ABOVE) CABLE ENTRY ON THE ND-END SIGNAL CONNECTION LEFT | 6995 | TEM | 1 | MC | 141 | 1
1PH81371DF020MA1 | SIMOTICS M COMPACT ASYNCHRONOUS MOTOR 1500RPM, 22KW, 140NM, 56A, 308V 1750RPM, 25KW, 136NM, 56A, 352V 2000RPM, 28KW, 134NM, 55A, 401V FORCED VENTILATION; DIRECTION OF AIR FLOW DE --> NDE; DEGREE OF PROTECTION IP55 INCREMENTAL ENCODER 22 BIT WITH COMMUTATING POSITION (ENCODER IC22DQ) WITH DRIVE-CLIQ INTERFACE DESIGN IM B5 (IMV 1,IM V3) PLAIN SHAFT WITHOUT FITTED KEY; BEARING: HIGH PERFORMANCE VIBRATION SEVERITY GRADE SPECIAL/B SHAFT AND FLANGE ACCURACY GR. SPECIAL TERMINAL BOX (ABOVE) CABLE ENTRY ON THE RIGHT SIGNAL CONNECTION D-END | 7667 | TEM | 1 | MC | 141 | 1
1PH81371DF021BA1 | SIMOTICS M COMPACT ASYNCHRONOUS MOTOR 1500RPM, 22KW, 140NM, 56A, 308V 1750RPM, 25KW, 136NM, 56A, 352V 2000RPM, 28KW, 134NM, 55A, 401V FORCED VENTILATION; DIRECTION OF AIR FLOW DE --> NDE; DEGREE OF PROTECTION IP55 INCREMENTAL ENCODER 22 BIT WITH COMMUTATING POSITION (ENCODER IC22DQ) WITH DRIVE-CLIQ INTERFACE DESIGN IM B5 (IMV 1,IM V3) SHAFT WITH FITTED KEY FULL-KEY BALANCING BEARING: STANDARD WITH FIXED BEARING, VIBRATION SEVERITY GRADE: R/A, FLANGE ACCURACY: R TERMINAL BOX (ABOVE) CABLE ENTRY ON THE RIGHT SIGNAL CONNECTION D-END | 6448 | TEM | 1 | MC | 141 | 1
1PH81371DF021CA1 | SIMOTICS M COMPACT ASYNCHRONOUS MOTOR 1500RPM, 22KW, 140NM, 56A, 308V 1750RPM, 25KW, 136NM, 56A, 352V 2000RPM, 28KW, 134NM, 55A, 401V FORCED VENTILATION; DIRECTION OF AIR FLOW DE --> NDE; DEGREE OF PROTECTION IP55 INCREMENTAL ENCODER 22 BIT WITH COMMUTATING POSITION (ENCODER IC22DQ) WITH DRIVE-CLIQ INTERFACE DESIGN IM B5 (IMV 1,IM V3) SHAFT WITH FITTED KEY FULL-KEY BALANCING BEARING: STANDARD WITH FIXED BEARING, VIBRATION SEVERITY GRADE: S/A, SHAFT AND FLANGE ACCURACY: R TERMINAL BOX (ABOVE) CABLE ENTRY ON THE RIGHT SIGNAL CONNECTION D-END | 6643 | TEM | 1 | MC | 141 | 1
1PH81371DF021CC1 | SIMOTICS M COMPACT ASYNCHRONOUS MOTOR 1500RPM, 22KW, 140NM, 56A, 308V 1750RPM, 25KW, 136NM, 56A, 352V 2000RPM, 28KW, 134NM, 55A, 401V FORCED VENTILATION; DIRECTION OF AIR FLOW DE --> NDE; DEGREE OF PROTECTION IP55 INCREMENTAL ENCODER 22 BIT WITH COMMUTATING POSITION (ENCODER IC22DQ) WITH DRIVE-CLIQ INTERFACE DESIGN IM B5 (IMV 1,IM V3) SHAFT WITH FITTED KEY FULL-KEY BALANCING BEARING: STANDARD WITH FIXED BEARING, VIBRATION SEVERITY GRADE: S/A, SHAFT AND FLANGE ACCURACY: R TERMINAL BOX (ABOVE) CABLE ENTRY ON THE ND-END SIGNAL CONNECTION LEFT | 6643 | TEM | 1 | MC | 141 | 1
1PH81371DF021DA1 | SIMOTICS M COMPACT ASYNCHRONOUS MOTOR 1500RPM, 22KW, 140NM, 56A, 308V 1750RPM, 25KW, 136NM, 56A, 352V 2000RPM, 28KW, 134NM, 55A, 401V FORCED VENTILATION; DIRECTION OF AIR FLOW DE --> NDE; DEGREE OF PROTECTION IP55 INCREMENTAL ENCODER 22 BIT WITH COMMUTATING POSITION (ENCODER IC22DQ) WITH DRIVE-CLIQ INTERFACE DESIGN IM B5 (IMV 1,IM V3) SHAFT WITH FITTED KEY FULL-KEY BALANCING BEARING: STANDARD WITH FIXED BEARING, VIBRATION SEVERITY GRADE: SR/A, SHAFT AND FLANGE ACCURACY: R TERMINAL BOX (ABOVE) CABLE ENTRY ON THE RIGHT SIGNAL CONNECTION D-END | 6713 | TEM | 1 | MC | 141 | 1
1PH81371DF021DC1 | SIMOTICS M COMPACT ASYNCHRONOUS MOTOR 1500RPM, 22KW, 140NM, 56A, 308V 1750RPM, 25KW, 136NM, 56A, 352V 2000RPM, 28KW, 134NM, 55A, 401V FORCED VENTILATION; DIRECTION OF AIR FLOW DE --> NDE; DEGREE OF PROTECTION IP55 INCREMENTAL ENCODER 22 BIT WITH COMMUTATING POSITION (ENCODER IC22DQ) WITH DRIVE-CLIQ INTERFACE DESIGN IM B5 (IMV 1,IM V3) SHAFT WITH FITTED KEY FULL-KEY BALANCING BEARING: STANDARD WITH FIXED BEARING, VIBRATION SEVERITY GRADE: SR/A, SHAFT AND FLANGE ACCURACY: R TERMINAL BOX (ABOVE) CABLE ENTRY ON THE ND-END SIGNAL CONNECTION LEFT | 6713 | TEM | 1 | MC | 141 | 1
1PH81371DF021LA1 | SIMOTICS M COMPACT ASYNCHRONOUS MOTOR 1500RPM, 22KW, 140NM, 56A, 308V 1750RPM, 25KW, 136NM, 56A, 352V 2000RPM, 28KW, 134NM, 55A, 401V FORCED VENTILATION; DIRECTION OF AIR FLOW DE --> NDE; DEGREE OF PROTECTION IP55 INCREMENTAL ENCODER 22 BIT WITH COMMUTATING POSITION (ENCODER IC22DQ) WITH DRIVE-CLIQ INTERFACE DESIGN IM B5 (IMV 1,IM V3) SHAFT WITH FITTED KEY FULL-KEY BALANCING BEARING: PERFORMANCE, VIBRATION SEVERITY GRADE: SPECIAL/B, SHAFT AND FLANGE ACCURACY: SPECIAL TERMINAL BOX (ABOVE) CABLE ENTRY ON THE RIGHT SIGNAL CONNECTION D-END | 6995 | TEM | 1 | MC | 141 | 1
1PH81371DF021MA1 | SIMOTICS M COMPACT ASYNCHRONOUS MOTOR 1500RPM, 22KW, 140NM, 56A, 308V 1750RPM, 25KW, 136NM, 56A, 352V 2000RPM, 28KW, 134NM, 55A, 401V FORCED VENTILATION; DIRECTION OF AIR FLOW DE --> NDE; DEGREE OF PROTECTION IP55 INCREMENTAL ENCODER 22 BIT WITH COMMUTATING POSITION (ENCODER IC22DQ) WITH DRIVE-CLIQ INTERFACE DESIGN IM B5 (IMV 1,IM V3) SHAFT WITH FITTED KEY FULL-KEY BALANCING BEARING: HIGH PERFORMANCE VIBRATION SEVERITY GRADE SPECIAL/B SHAFT AND FLANGE ACCURACY GR. SPECIAL TERMINAL BOX (ABOVE) CABLE ENTRY ON THE RIGHT SIGNAL CONNECTION D-END | 7667 | TEM | 1 | MC | 141 | 1
1PH81371DF022BA1 | SIMOTICS M COMPACT ASYNCHRONOUS MOTOR 1500RPM, 22KW, 140NM, 56A, 308V 1750RPM, 25KW, 136NM, 56A, 352V 2000RPM, 28KW, 134NM, 55A, 401V FORCED VENTILATION; DIRECTION OF AIR FLOW DE --> NDE; DEGREE OF PROTECTION IP55 INCREMENTAL ENCODER 22 BIT WITH COMMUTATING POSITION (ENCODER IC22DQ) WITH DRIVE-CLIQ INTERFACE DESIGN IM B5 (IMV 1,IM V3) SHAFT WITH FITTED KEY HALF-KEY BALANCING BEARING: STANDARD WITH FIXED BEARING, VIBRATION SEVERITY GRADE: R/A, FLANGE ACCURACY: R TERMINAL BOX (ABOVE) CABLE ENTRY ON THE RIGHT SIGNAL CONNECTION D-END | 6448 | TEM | 1 | MC | 141 | 1
1PH81371DF022BB1 | SIMOTICS M COMPACT ASYNCHRONOUS MOTOR 1500RPM, 22KW, 140NM, 56A, 308V 1750RPM, 25KW, 136NM, 56A, 352V 2000RPM, 28KW, 134NM, 55A, 401V FORCED VENTILATION; DIRECTION OF AIR FLOW DE --> NDE; DEGREE OF PROTECTION IP55 INCREMENTAL ENCODER 22 BIT WITH COMMUTATING POSITION (ENCODER IC22DQ) WITH DRIVE-CLIQ INTERFACE DESIGN IM B5 (IMV 1,IM V3) SHAFT WITH FITTED KEY HALF-KEY BALANCING BEARING: STANDARD WITH FIXED BEARING, VIBRATION SEVERITY GRADE: R/A, FLANGE ACCURACY: R TERMINAL BOX (ABOVE) CABLE ENTRY ON THE LEFT SIGNAL CONNECTION D-END | 6448 | TEM | 1 | MC | 141 | 1
1PH81371DF022BC1 | SIMOTICS M COMPACT ASYNCHRONOUS MOTOR 1500RPM, 22KW, 140NM, 56A, 308V 1750RPM, 25KW, 136NM, 56A, 352V 2000RPM, 28KW, 134NM, 55A, 401V FORCED VENTILATION; DIRECTION OF AIR FLOW DE --> NDE; DEGREE OF PROTECTION IP55 INCREMENTAL ENCODER 22 BIT WITH COMMUTATING POSITION (ENCODER IC22DQ) WITH DRIVE-CLIQ INTERFACE DESIGN IM B5 (IMV 1,IM V3) SHAFT WITH FITTED KEY HALF-KEY BALANCING BEARING: STANDARD WITH FIXED BEARING, VIBRATION SEVERITY GRADE: R/A, FLANGE ACCURACY: R TERMINAL BOX (ABOVE) CABLE ENTRY ON THE ND-END SIGNAL CONNECTION LEFT | 6448 | TEM | 1 | MC | 141 | 1
1PH81371DF022CA1 | SIMOTICS M COMPACT ASYNCHRONOUS MOTOR 1500RPM, 22KW, 140NM, 56A, 308V 1750RPM, 25KW, 136NM, 56A, 352V 2000RPM, 28KW, 134NM, 55A, 401V FORCED VENTILATION; DIRECTION OF AIR FLOW DE --> NDE; DEGREE OF PROTECTION IP55 INCREMENTAL ENCODER 22 BIT WITH COMMUTATING POSITION (ENCODER IC22DQ) WITH DRIVE-CLIQ INTERFACE DESIGN IM B5 (IMV 1,IM V3) SHAFT WITH FITTED KEY HALF-KEY BALANCING BEARING: STANDARD WITH FIXED BEARING, VIBRATION SEVERITY GRADE: S/A, SHAFT AND FLANGE ACCURACY: R TERMINAL BOX (ABOVE) CABLE ENTRY ON THE RIGHT SIGNAL CONNECTION D-END | 6643 | TEM | 1 | MC | 141 | 1
1PH81371DF022GA1 | SIMOTICS M COMPACT ASYNCHRONOUS MOTOR 1500RPM, 22KW, 140NM, 56A, 308V 1750RPM, 25KW, 136NM, 56A, 352V 2000RPM, 28KW, 134NM, 55A, 401V FORCED VENTILATION; DIRECTION OF AIR FLOW DE --> NDE; DEGREE OF PROTECTION IP55 INCREMENTAL ENCODER 22 BIT WITH COMMUTATING POSITION (ENCODER IC22DQ) WITH DRIVE-CLIQ INTERFACE DESIGN IM B5 (IMV 1,IM V3) SHAFT WITH FITTED KEY HALF-KEY BALANCING BEARING: STANDARD, VIBRATION SEVERITY GRADE: R/A, SHAFT AND FLANGE ACCURACY: R TERMINAL BOX (ABOVE) CABLE ENTRY ON THE RIGHT SIGNAL CONNECTION D-END | 6163 | TEM | 1 | MC | 141 | 1
1PH81371DF022QA1 | SIMOTICS M COMPACT ASYNCHRONOUS MOTOR 1500RPM, 22KW, 140NM, 56A, 308V 1750RPM, 25KW, 136NM, 56A, 352V 2000RPM, 28KW, 134NM, 55A, 401V FORCED VENTILATION; DIRECTION OF AIR FLOW DE --> NDE; DEGREE OF PROTECTION IP55 INCREMENTAL ENCODER 22 BIT WITH COMMUTATING POSITION (ENCODER IC22DQ) WITH DRIVE-CLIQ INTERFACE DESIGN IM B5 (IMV 1,IM V3) SHAFT WITH FITTED KEY HALF-KEY BALANCING BEARING: ADVANCED LIFETIME VIBRATION SEVERITY S/A SHAFT A. FLANGE ACCURACY GR. R TERMINAL BOX (ABOVE) CABLE ENTRY ON THE RIGHT SIGNAL CONNECTION D-END | 6878 | TEM | 1 | MC | 141 | 1
1PH81371DF030BA1 | SIMOTICS M COMPACT ASYNCHRONOUS MOTOR 1500RPM, 22KW, 140NM, 56A, 308V 1750RPM, 25KW, 136NM, 56A, 352V 2000RPM, 28KW, 134NM, 55A, 401V FORCED VENTILATION; DIRECTION OF AIR FLOW DE --> NDE; DEGREE OF PROTECTION IP55 INCREMENTAL ENCODER 22 BIT WITH COMMUTATING POSITION (ENCODER IC22DQ) WITH DRIVE-CLIQ INTERFACE DESIGN IM B35 (IM V15, IM V35) PLAIN SHAFT WITHOUT FITTED KEY; BEARING: STANDARD WITH FIXED BEARING, VIBRATION SEVERITY GRADE: R/A, FLANGE ACCURACY: R TERMINAL BOX (ABOVE) CABLE ENTRY ON THE RIGHT SIGNAL CONNECTION D-END | 6751 | TEM | 1 | MC | 141 | 1
1PH81371DF030CA1 | SIMOTICS M COMPACT ASYNCHRONOUS MOTOR 1500RPM, 22KW, 140NM, 56A, 308V 1750RPM, 25KW, 136NM, 56A, 352V 2000RPM, 28KW, 134NM, 55A, 401V FORCED VENTILATION; DIRECTION OF AIR FLOW DE --> NDE; DEGREE OF PROTECTION IP55 INCREMENTAL ENCODER 22 BIT WITH COMMUTATING POSITION (ENCODER IC22DQ) WITH DRIVE-CLIQ INTERFACE DESIGN IM B35 (IM V15, IM V35) PLAIN SHAFT WITHOUT FITTED KEY; BEARING: STANDARD WITH FIXED BEARING, VIBRATION SEVERITY GRADE: S/A, SHAFT AND FLANGE ACCURACY: R TERMINAL BOX (ABOVE) CABLE ENTRY ON THE RIGHT SIGNAL CONNECTION D-END | 6946 | TEM | 1 | MC | 141 | 1
1PH81371DF030CE1 | SIMOTICS M COMPACT ASYNCHRONOUS MOTOR 1500RPM, 22KW, 140NM, 56A, 308V 1750RPM, 25KW, 136NM, 56A, 352V 2000RPM, 28KW, 134NM, 55A, 401V FORCED VENTILATION; DIRECTION OF AIR FLOW DE --> NDE; DEGREE OF PROTECTION IP55 INCREMENTAL ENCODER 22 BIT WITH COMMUTATING POSITION (ENCODER IC22DQ) WITH DRIVE-CLIQ INTERFACE DESIGN IM B35 (IM V15, IM V35) PLAIN SHAFT WITHOUT FITTED KEY; BEARING: STANDARD WITH FIXED BEARING, VIBRATION SEVERITY GRADE: S/A, SHAFT AND FLANGE ACCURACY: R POWER CONNECTOR (ABOVE) CABLE ENTRY ON THE RIGHT SIGNAL CONNECTION D-END | 6946 | TEM | 1 | MC | 141 | 1
1PH81371DF030DC1 | SIMOTICS M COMPACT ASYNCHRONOUS MOTOR 1500RPM, 22KW, 140NM, 56A, 308V 1750RPM, 25KW, 136NM, 56A, 352V 2000RPM, 28KW, 134NM, 55A, 401V FORCED VENTILATION; DIRECTION OF AIR FLOW DE --> NDE; DEGREE OF PROTECTION IP55 INCREMENTAL ENCODER 22 BIT WITH COMMUTATING POSITION (ENCODER IC22DQ) WITH DRIVE-CLIQ INTERFACE DESIGN IM B35 (IM V15, IM V35) PLAIN SHAFT WITHOUT FITTED KEY; BEARING: STANDARD WITH FIXED BEARING, VIBRATION SEVERITY GRADE: SR/A, SHAFT AND FLANGE ACCURACY: R TERMINAL BOX (ABOVE) CABLE ENTRY ON THE ND-END SIGNAL CONNECTION LEFT | 7016 | TEM | 1 | MC | 141 | 1
1PH81371DF030LA1 | SIMOTICS M COMPACT ASYNCHRONOUS MOTOR 1500RPM, 22KW, 140NM, 56A, 308V 1750RPM, 25KW, 136NM, 56A, 352V 2000RPM, 28KW, 134NM, 55A, 401V FORCED VENTILATION; DIRECTION OF AIR FLOW DE --> NDE; DEGREE OF PROTECTION IP55 INCREMENTAL ENCODER 22 BIT WITH COMMUTATING POSITION (ENCODER IC22DQ) WITH DRIVE-CLIQ INTERFACE DESIGN IM B35 (IM V15, IM V35) PLAIN SHAFT WITHOUT FITTED KEY; BEARING: PERFORMANCE, VIBRATION SEVERITY GRADE: SPECIAL/B, SHAFT AND FLANGE ACCURACY: SPECIAL TERMINAL BOX (ABOVE) CABLE ENTRY ON THE RIGHT SIGNAL CONNECTION D-END | 7298 | TEM | 1 | MC | 141 | 1
1PH81371DF030LB1 | SIMOTICS M COMPACT ASYNCHRONOUS MOTOR 1500RPM, 22KW, 140NM, 56A, 308V 1750RPM, 25KW, 136NM, 56A, 352V 2000RPM, 28KW, 134NM, 55A, 401V FORCED VENTILATION; DIRECTION OF AIR FLOW DE --> NDE; DEGREE OF PROTECTION IP55 INCREMENTAL ENCODER 22 BIT WITH COMMUTATING POSITION (ENCODER IC22DQ) WITH DRIVE-CLIQ INTERFACE DESIGN IM B35 (IM V15, IM V35) PLAIN SHAFT WITHOUT FITTED KEY; BEARING: PERFORMANCE, VIBRATION SEVERITY GRADE: SPECIAL/B, SHAFT AND FLANGE ACCURACY: SPECIAL TERMINAL BOX (ABOVE) CABLE ENTRY ON THE LEFT SIGNAL CONNECTION D-END | 7298 | TEM | 1 | MC | 141 | 1
1PH81371DF030MA1 | SIMOTICS M COMPACT ASYNCHRONOUS MOTOR 1500RPM, 22KW, 140NM, 56A, 308V 1750RPM, 25KW, 136NM, 56A, 352V 2000RPM, 28KW, 134NM, 55A, 401V FORCED VENTILATION; DIRECTION OF AIR FLOW DE --> NDE; DEGREE OF PROTECTION IP55 INCREMENTAL ENCODER 22 BIT WITH COMMUTATING POSITION (ENCODER IC22DQ) WITH DRIVE-CLIQ INTERFACE DESIGN IM B35 (IM V15, IM V35) PLAIN SHAFT WITHOUT FITTED KEY; BEARING: HIGH PERFORMANCE VIBRATION SEVERITY GRADE SPECIAL/B SHAFT AND FLANGE ACCURACY GR. SPECIAL TERMINAL BOX (ABOVE) CABLE ENTRY ON THE RIGHT SIGNAL CONNECTION D-END | 7971 | TEM | 1 | MC | 141 | 1
1PH81371DF031BA1 | SIMOTICS M COMPACT ASYNCHRONOUS MOTOR 1500RPM, 22KW, 140NM, 56A, 308V 1750RPM, 25KW, 136NM, 56A, 352V 2000RPM, 28KW, 134NM, 55A, 401V FORCED VENTILATION; DIRECTION OF AIR FLOW DE --> NDE; DEGREE OF PROTECTION IP55 INCREMENTAL ENCODER 22 BIT WITH COMMUTATING POSITION (ENCODER IC22DQ) WITH DRIVE-CLIQ INTERFACE DESIGN IM B35 (IM V15, IM V35) SHAFT WITH FITTED KEY FULL-KEY BALANCING BEARING: STANDARD WITH FIXED BEARING, VIBRATION SEVERITY GRADE: R/A, FLANGE ACCURACY: R TERMINAL BOX (ABOVE) CABLE ENTRY ON THE RIGHT SIGNAL CONNECTION D-END | 6751 | TEM | 1 | MC | 141 | 1
1PH81371DF031BB1 | SIMOTICS M COMPACT ASYNCHRONOUS MOTOR 1500RPM, 22KW, 140NM, 56A, 308V 1750RPM, 25KW, 136NM, 56A, 352V 2000RPM, 28KW, 134NM, 55A, 401V FORCED VENTILATION; DIRECTION OF AIR FLOW DE --> NDE; DEGREE OF PROTECTION IP55 INCREMENTAL ENCODER 22 BIT WITH COMMUTATING POSITION (ENCODER IC22DQ) WITH DRIVE-CLIQ INTERFACE DESIGN IM B35 (IM V15, IM V35) SHAFT WITH FITTED KEY FULL-KEY BALANCING BEARING: STANDARD WITH FIXED BEARING, VIBRATION SEVERITY GRADE: R/A, FLANGE ACCURACY: R TERMINAL BOX (ABOVE) CABLE ENTRY ON THE LEFT SIGNAL CONNECTION D-END | 6751 | TEM | 1 | MC | 141 | 1
1PH81371DF031BC1 | SIMOTICS M COMPACT ASYNCHRONOUS MOTOR 1500RPM, 22KW, 140NM, 56A, 308V 1750RPM, 25KW, 136NM, 56A, 352V 2000RPM, 28KW, 134NM, 55A, 401V FORCED VENTILATION; DIRECTION OF AIR FLOW DE --> NDE; DEGREE OF PROTECTION IP55 INCREMENTAL ENCODER 22 BIT WITH COMMUTATING POSITION (ENCODER IC22DQ) WITH DRIVE-CLIQ INTERFACE DESIGN IM B35 (IM V15, IM V35) SHAFT WITH FITTED KEY FULL-KEY BALANCING BEARING: STANDARD WITH FIXED BEARING, VIBRATION SEVERITY GRADE: R/A, FLANGE ACCURACY: R TERMINAL BOX (ABOVE) CABLE ENTRY ON THE ND-END SIGNAL CONNECTION LEFT | 6751 | TEM | 1 | MC | 141 | 1
1PH81371DF031CA1 | SIMOTICS M COMPACT ASYNCHRONOUS MOTOR 1500RPM, 22KW, 140NM, 56A, 308V 1750RPM, 25KW, 136NM, 56A, 352V 2000RPM, 28KW, 134NM, 55A, 401V FORCED VENTILATION; DIRECTION OF AIR FLOW DE --> NDE; DEGREE OF PROTECTION IP55 INCREMENTAL ENCODER 22 BIT WITH COMMUTATING POSITION (ENCODER IC22DQ) WITH DRIVE-CLIQ INTERFACE DESIGN IM B35 (IM V15, IM V35) SHAFT WITH FITTED KEY FULL-KEY BALANCING BEARING: STANDARD WITH FIXED BEARING, VIBRATION SEVERITY GRADE: S/A, SHAFT AND FLANGE ACCURACY: R TERMINAL BOX (ABOVE) CABLE ENTRY ON THE RIGHT SIGNAL CONNECTION D-END | 6946 | TEM | 1 | MC | 141 | 1
1PH81371DF031CC1 | SIMOTICS M COMPACT ASYNCHRONOUS MOTOR 1500RPM, 22KW, 140NM, 56A, 308V 1750RPM, 25KW, 136NM, 56A, 352V 2000RPM, 28KW, 134NM, 55A, 401V FORCED VENTILATION; DIRECTION OF AIR FLOW DE --> NDE; DEGREE OF PROTECTION IP55 INCREMENTAL ENCODER 22 BIT WITH COMMUTATING POSITION (ENCODER IC22DQ) WITH DRIVE-CLIQ INTERFACE DESIGN IM B35 (IM V15, IM V35) SHAFT WITH FITTED KEY FULL-KEY BALANCING BEARING: STANDARD WITH FIXED BEARING, VIBRATION SEVERITY GRADE: S/A, SHAFT AND FLANGE ACCURACY: R TERMINAL BOX (ABOVE) CABLE ENTRY ON THE ND-END SIGNAL CONNECTION LEFT | 6946 | TEM | 1 | MC | 141 | 1
1PH81371DF031CG1 | SIMOTICS M COMPACT ASYNCHRONOUS MOTOR 1500RPM, 22KW, 140NM, 56A, 308V 1750RPM, 25KW, 136NM, 56A, 352V 2000RPM, 28KW, 134NM, 55A, 401V FORCED VENTILATION; DIRECTION OF AIR FLOW DE --> NDE; DEGREE OF PROTECTION IP55 INCREMENTAL ENCODER 22 BIT WITH COMMUTATING POSITION (ENCODER IC22DQ) WITH DRIVE-CLIQ INTERFACE DESIGN IM B35 (IM V15, IM V35) SHAFT WITH FITTED KEY FULL-KEY BALANCING BEARING: STANDARD WITH FIXED BEARING, VIBRATION SEVERITY GRADE: S/A, SHAFT AND FLANGE ACCURACY: R POWER CONNECTOR (ABOVE) CABLE ENTRY ON THE ND-END SIGNAL CONNECTION LEFT | 6946 | TEM | 1 | MC | 141 | 1
1PH81371DF031DC1 | SIMOTICS M COMPACT ASYNCHRONOUS MOTOR 1500RPM, 22KW, 140NM, 56A, 308V 1750RPM, 25KW, 136NM, 56A, 352V 2000RPM, 28KW, 134NM, 55A, 401V FORCED VENTILATION; DIRECTION OF AIR FLOW DE --> NDE; DEGREE OF PROTECTION IP55 INCREMENTAL ENCODER 22 BIT WITH COMMUTATING POSITION (ENCODER IC22DQ) WITH DRIVE-CLIQ INTERFACE DESIGN IM B35 (IM V15, IM V35) SHAFT WITH FITTED KEY FULL-KEY BALANCING BEARING: STANDARD WITH FIXED BEARING, VIBRATION SEVERITY GRADE: SR/A, SHAFT AND FLANGE ACCURACY: R TERMINAL BOX (ABOVE) CABLE ENTRY ON THE ND-END SIGNAL CONNECTION LEFT | 7016 | TEM | 1 | MC | 141 | 1
1PH81371DF031LA1 | SIMOTICS M COMPACT ASYNCHRONOUS MOTOR 1500RPM, 22KW, 140NM, 56A, 308V 1750RPM, 25KW, 136NM, 56A, 352V 2000RPM, 28KW, 134NM, 55A, 401V FORCED VENTILATION; DIRECTION OF AIR FLOW DE --> NDE; DEGREE OF PROTECTION IP55 INCREMENTAL ENCODER 22 BIT WITH COMMUTATING POSITION (ENCODER IC22DQ) WITH DRIVE-CLIQ INTERFACE DESIGN IM B35 (IM V15, IM V35) SHAFT WITH FITTED KEY FULL-KEY BALANCING BEARING: PERFORMANCE, VIBRATION SEVERITY GRADE: SPECIAL/B, SHAFT AND FLANGE ACCURACY: SPECIAL TERMINAL BOX (ABOVE) CABLE ENTRY ON THE RIGHT SIGNAL CONNECTION D-END | 7298 | TEM | 1 | MC | 141 | 1
1PH81371DF032BA1 | SIMOTICS M COMPACT ASYNCHRONOUS MOTOR 1500RPM, 22KW, 140NM, 56A, 308V 1750RPM, 25KW, 136NM, 56A, 352V 2000RPM, 28KW, 134NM, 55A, 401V FORCED VENTILATION; DIRECTION OF AIR FLOW DE --> NDE; DEGREE OF PROTECTION IP55 INCREMENTAL ENCODER 22 BIT WITH COMMUTATING POSITION (ENCODER IC22DQ) WITH DRIVE-CLIQ INTERFACE DESIGN IM B35 (IM V15, IM V35) SHAFT WITH FITTED KEY HALF-KEY BALANCING BEARING: STANDARD WITH FIXED BEARING, VIBRATION SEVERITY GRADE: R/A, FLANGE ACCURACY: R TERMINAL BOX (ABOVE) CABLE ENTRY ON THE RIGHT SIGNAL CONNECTION D-END | 6751 | TEM | 1 | MC | 141 | 1
1PH81371DF032CA1 | SIMOTICS M COMPACT ASYNCHRONOUS MOTOR 1500RPM, 22KW, 140NM, 56A, 308V 1750RPM, 25KW, 136NM, 56A, 352V 2000RPM, 28KW, 134NM, 55A, 401V FORCED VENTILATION; DIRECTION OF AIR FLOW DE --> NDE; DEGREE OF PROTECTION IP55 INCREMENTAL ENCODER 22 BIT WITH COMMUTATING POSITION (ENCODER IC22DQ) WITH DRIVE-CLIQ INTERFACE DESIGN IM B35 (IM V15, IM V35) SHAFT WITH FITTED KEY HALF-KEY BALANCING BEARING: STANDARD WITH FIXED BEARING, VIBRATION SEVERITY GRADE: S/A, SHAFT AND FLANGE ACCURACY: R TERMINAL BOX (ABOVE) CABLE ENTRY ON THE RIGHT SIGNAL CONNECTION D-END | 6946 | TEM | 1 | MC | 141 | 1
1PH81371DF032CB1 | SIMOTICS M COMPACT ASYNCHRONOUS MOTOR 1500RPM, 22KW, 140NM, 56A, 308V 1750RPM, 25KW, 136NM, 56A, 352V 2000RPM, 28KW, 134NM, 55A, 401V FORCED VENTILATION; DIRECTION OF AIR FLOW DE --> NDE; DEGREE OF PROTECTION IP55 INCREMENTAL ENCODER 22 BIT WITH COMMUTATING POSITION (ENCODER IC22DQ) WITH DRIVE-CLIQ INTERFACE DESIGN IM B35 (IM V15, IM V35) SHAFT WITH FITTED KEY HALF-KEY BALANCING BEARING: STANDARD WITH FIXED BEARING, VIBRATION SEVERITY GRADE: S/A, SHAFT AND FLANGE ACCURACY: R TERMINAL BOX (ABOVE) CABLE ENTRY ON THE LEFT SIGNAL CONNECTION D-END | 6946 | TEM | 1 | MC | 141 | 1
1PH81371DF032CC1 | SIMOTICS M COMPACT ASYNCHRONOUS MOTOR 1500RPM, 22KW, 140NM, 56A, 308V 1750RPM, 25KW, 136NM, 56A, 352V 2000RPM, 28KW, 134NM, 55A, 401V FORCED VENTILATION; DIRECTION OF AIR FLOW DE --> NDE; DEGREE OF PROTECTION IP55 INCREMENTAL ENCODER 22 BIT WITH COMMUTATING POSITION (ENCODER IC22DQ) WITH DRIVE-CLIQ INTERFACE DESIGN IM B35 (IM V15, IM V35) SHAFT WITH FITTED KEY HALF-KEY BALANCING BEARING: STANDARD WITH FIXED BEARING, VIBRATION SEVERITY GRADE: S/A, SHAFT AND FLANGE ACCURACY: R TERMINAL BOX (ABOVE) CABLE ENTRY ON THE ND-END SIGNAL CONNECTION LEFT | 6946 | TEM | 1 | MC | 141 | 1
1PH81371DF100BB1 | SIMOTICS M COMPACT ASYNCHRONOUS MOTOR 1500RPM, 22KW, 140NM, 56A, 308V 1750RPM, 25KW, 136NM, 56A, 353V 2000RPM, 28KW, 134NM, 55A, 401V FORCED VENTILATION; DIRECTION OF AIR FLOW NDE --> DE; DEGREE OF PROTECTION IP55 INCREMENTAL ENCODER 22 BIT WITH COMMUTATING POSITION (ENCODER IC22DQ) WITH DRIVE-CLIQ INTERFACE DESIGN IM B3 (IM V5, IM V6) PLAIN SHAFT WITHOUT FITTED KEY; BEARING: STANDARD WITH FIXED BEARING, VIBRATION SEVERITY GRADE: R/A, FLANGE ACCURACY: R TERMINAL BOX (ABOVE) CABLE ENTRY ON THE LEFT SIGNAL CONNECTION D-END | 6209 | TEM | 1 | MC | 141 | 1
1PH81371DF100BC1 | SIMOTICS M COMPACT ASYNCHRONOUS MOTOR 1500RPM, 22KW, 140NM, 56A, 308V 1750RPM, 25KW, 136NM, 56A, 353V 2000RPM, 28KW, 134NM, 55A, 401V FORCED VENTILATION; DIRECTION OF AIR FLOW NDE --> DE; DEGREE OF PROTECTION IP55 INCREMENTAL ENCODER 22 BIT WITH COMMUTATING POSITION (ENCODER IC22DQ) WITH DRIVE-CLIQ INTERFACE DESIGN IM B3 (IM V5, IM V6) PLAIN SHAFT WITHOUT FITTED KEY; BEARING: STANDARD WITH FIXED BEARING, VIBRATION SEVERITY GRADE: R/A, FLANGE ACCURACY: R TERMINAL BOX (ABOVE) CABLE ENTRY ON THE ND-END SIGNAL CONNECTION LEFT | 6209 | TEM | 1 | MC | 141 | 1
1PH81371DF100CA1 | SIMOTICS M COMPACT ASYNCHRONOUS MOTOR 1500RPM, 22KW, 140NM, 56A, 308V 1750RPM, 25KW, 136NM, 56A, 353V 2000RPM, 28KW, 134NM, 55A, 401V FORCED VENTILATION; DIRECTION OF AIR FLOW NDE --> DE; DEGREE OF PROTECTION IP55 INCREMENTAL ENCODER 22 BIT WITH COMMUTATING POSITION (ENCODER IC22DQ) WITH DRIVE-CLIQ INTERFACE DESIGN IM B3 (IM V5, IM V6) PLAIN SHAFT WITHOUT FITTED KEY; BEARING: STANDARD WITH FIXED BEARING, VIBRATION SEVERITY GRADE: S/A, SHAFT AND FLANGE ACCURACY: R TERMINAL BOX (ABOVE) CABLE ENTRY ON THE RIGHT SIGNAL CONNECTION D-END | 6404 | TEM | 1 | MC | 141 | 1
1PH81371DF101BA1 | SIMOTICS M COMPACT ASYNCHRONOUS MOTOR 1500RPM, 22KW, 140NM, 56A, 308V 1750RPM, 25KW, 136NM, 56A, 353V 2000RPM, 28KW, 134NM, 55A, 401V FORCED VENTILATION; DIRECTION OF AIR FLOW NDE --> DE; DEGREE OF PROTECTION IP55 INCREMENTAL ENCODER 22 BIT WITH COMMUTATING POSITION (ENCODER IC22DQ) WITH DRIVE-CLIQ INTERFACE DESIGN IM B3 (IM V5, IM V6) SHAFT WITH FITTED KEY FULL-KEY BALANCING BEARING: STANDARD WITH FIXED BEARING, VIBRATION SEVERITY GRADE: R/A, FLANGE ACCURACY: R TERMINAL BOX (ABOVE) CABLE ENTRY ON THE RIGHT SIGNAL CONNECTION D-END | 6209 | TEM | 1 | MC | 141 | 1
1PH81371DF101BC1 | SIMOTICS M COMPACT ASYNCHRONOUS MOTOR 1500RPM, 22KW, 140NM, 56A, 308V 1750RPM, 25KW, 136NM, 56A, 353V 2000RPM, 28KW, 134NM, 55A, 401V FORCED VENTILATION; DIRECTION OF AIR FLOW NDE --> DE; DEGREE OF PROTECTION IP55 INCREMENTAL ENCODER 22 BIT WITH COMMUTATING POSITION (ENCODER IC22DQ) WITH DRIVE-CLIQ INTERFACE DESIGN IM B3 (IM V5, IM V6) SHAFT WITH FITTED KEY FULL-KEY BALANCING BEARING: STANDARD WITH FIXED BEARING, VIBRATION SEVERITY GRADE: R/A, FLANGE ACCURACY: R TERMINAL BOX (ABOVE) CABLE ENTRY ON THE ND-END SIGNAL CONNECTION LEFT | 6209 | TEM | 1 | MC | 141 | 1
1PH81371DF101HA1 | SIMOTICS M COMPACT ASYNCHRONOUS MOTOR 1500RPM, 22KW, 140NM, 56A, 308V 1750RPM, 25KW, 136NM, 56A, 353V 2000RPM, 28KW, 134NM, 55A, 401V FORCED VENTILATION; DIRECTION OF AIR FLOW NDE --> DE; DEGREE OF PROTECTION IP55 INCREMENTAL ENCODER 22 BIT WITH COMMUTATING POSITION (ENCODER IC22DQ) WITH DRIVE-CLIQ INTERFACE DESIGN IM B3 (IM V5, IM V6) SHAFT WITH FITTED KEY FULL-KEY BALANCING BEARING: STANDARD, VIBRATION SEVERITY GRADE: S/A, SHAFT AND FLANGE ACCURACY: R TERMINAL BOX (ABOVE) CABLE ENTRY ON THE RIGHT SIGNAL CONNECTION D-END | 6120 | TEM | 1 | MC | 141 | 1
1PH81371DF102BA1 | SIMOTICS M COMPACT ASYNCHRONOUS MOTOR 1500RPM, 22KW, 140NM, 56A, 308V 1750RPM, 25KW, 136NM, 56A, 353V 2000RPM, 28KW, 134NM, 55A, 401V FORCED VENTILATION; DIRECTION OF AIR FLOW NDE --> DE; DEGREE OF PROTECTION IP55 INCREMENTAL ENCODER 22 BIT WITH COMMUTATING POSITION (ENCODER IC22DQ) WITH DRIVE-CLIQ INTERFACE DESIGN IM B3 (IM V5, IM V6) SHAFT WITH FITTED KEY HALF-KEY BALANCING BEARING: STANDARD WITH FIXED BEARING, VIBRATION SEVERITY GRADE: R/A, FLANGE ACCURACY: R TERMINAL BOX (ABOVE) CABLE ENTRY ON THE RIGHT SIGNAL CONNECTION D-END | 6209 | TEM | 1 | MC | 141 | 1
1PH81371DF102BB1 | SIMOTICS M COMPACT ASYNCHRONOUS MOTOR 1500RPM, 22KW, 140NM, 56A, 308V 1750RPM, 25KW, 136NM, 56A, 353V 2000RPM, 28KW, 134NM, 55A, 401V FORCED VENTILATION; DIRECTION OF AIR FLOW NDE --> DE; DEGREE OF PROTECTION IP55 INCREMENTAL ENCODER 22 BIT WITH COMMUTATING POSITION (ENCODER IC22DQ) WITH DRIVE-CLIQ INTERFACE DESIGN IM B3 (IM V5, IM V6) SHAFT WITH FITTED KEY HALF-KEY BALANCING BEARING: STANDARD WITH FIXED BEARING, VIBRATION SEVERITY GRADE: R/A, FLANGE ACCURACY: R TERMINAL BOX (ABOVE) CABLE ENTRY ON THE LEFT SIGNAL CONNECTION D-END | 6209 | TEM | 1 | MC | 141 | 1
1PH81371DF102DA1 | SIMOTICS M COMPACT ASYNCHRONOUS MOTOR 1500RPM, 22KW, 140NM, 56A, 308V 1750RPM, 25KW, 136NM, 56A, 353V 2000RPM, 28KW, 134NM, 55A, 401V FORCED VENTILATION; DIRECTION OF AIR FLOW NDE --> DE; DEGREE OF PROTECTION IP55 INCREMENTAL ENCODER 22 BIT WITH COMMUTATING POSITION (ENCODER IC22DQ) WITH DRIVE-CLIQ INTERFACE DESIGN IM B3 (IM V5, IM V6) SHAFT WITH FITTED KEY HALF-KEY BALANCING BEARING: STANDARD WITH FIXED BEARING, VIBRATION SEVERITY GRADE: SR/A, SHAFT AND FLANGE ACCURACY: R TERMINAL BOX (ABOVE) CABLE ENTRY ON THE RIGHT SIGNAL CONNECTION D-END | 6475 | TEM | 1 | MC | 141 | 1
1PH81371DF120BA1 | SIMOTICS M COMPACT ASYNCHRONOUS MOTOR 1500RPM, 22KW, 140NM, 56A, 308V 1750RPM, 25KW, 136NM, 56A, 353V 2000RPM, 28KW, 134NM, 55A, 401V FORCED VENTILATION; DIRECTION OF AIR FLOW NDE --> DE; DEGREE OF PROTECTION IP55 INCREMENTAL ENCODER 22 BIT WITH COMMUTATING POSITION (ENCODER IC22DQ) WITH DRIVE-CLIQ INTERFACE DESIGN IM B5 (IMV 1,IM V3) PLAIN SHAFT WITHOUT FITTED KEY; BEARING: STANDARD WITH FIXED BEARING, VIBRATION SEVERITY GRADE: R/A, FLANGE ACCURACY: R TERMINAL BOX (ABOVE) CABLE ENTRY ON THE RIGHT SIGNAL CONNECTION D-END | 6448 | TEM | 1 | MC | 141 | 1
1PH81371DF120CE1 | SIMOTICS M COMPACT ASYNCHRONOUS MOTOR 1500RPM, 22KW, 140NM, 56A, 308V 1750RPM, 25KW, 136NM, 56A, 353V 2000RPM, 28KW, 134NM, 55A, 401V FORCED VENTILATION; DIRECTION OF AIR FLOW NDE --> DE; DEGREE OF PROTECTION IP55 INCREMENTAL ENCODER 22 BIT WITH COMMUTATING POSITION (ENCODER IC22DQ) WITH DRIVE-CLIQ INTERFACE DESIGN IM B5 (IMV 1,IM V3) PLAIN SHAFT WITHOUT FITTED KEY; BEARING: STANDARD WITH FIXED BEARING, VIBRATION SEVERITY GRADE: S/A, SHAFT AND FLANGE ACCURACY: R POWER CONNECTOR (ABOVE) CABLE ENTRY ON THE RIGHT SIGNAL CONNECTION D-END | 6643 | TEM | 1 | MC | 141 | 1
1PH81371DF120CH1 | SIMOTICS M COMPACT ASYNCHRONOUS MOTOR 1500RPM, 22KW, 140NM, 56A, 308V 1750RPM, 25KW, 136NM, 56A, 353V 2000RPM, 28KW, 134NM, 55A, 401V FORCED VENTILATION; DIRECTION OF AIR FLOW NDE --> DE; DEGREE OF PROTECTION IP55 INCREMENTAL ENCODER 22 BIT WITH COMMUTATING POSITION (ENCODER IC22DQ) WITH DRIVE-CLIQ INTERFACE DESIGN IM B5 (IMV 1,IM V3) PLAIN SHAFT WITHOUT FITTED KEY; BEARING: STANDARD WITH FIXED BEARING, VIBRATION SEVERITY GRADE: S/A, SHAFT AND FLANGE ACCURACY: R POWER CONNECTOR (ABOVE) CABLE ENTRY ON THE D-END SIGNAL CONNECTION LEFT | 6643 | TEM | 1 | MC | 141 | 1
1PH81371DF121BA1 | SIMOTICS M COMPACT ASYNCHRONOUS MOTOR 1500RPM, 22KW, 140NM, 56A, 308V 1750RPM, 25KW, 136NM, 56A, 353V 2000RPM, 28KW, 134NM, 55A, 401V FORCED VENTILATION; DIRECTION OF AIR FLOW NDE --> DE; DEGREE OF PROTECTION IP55 INCREMENTAL ENCODER 22 BIT WITH COMMUTATING POSITION (ENCODER IC22DQ) WITH DRIVE-CLIQ INTERFACE DESIGN IM B5 (IMV 1,IM V3) SHAFT WITH FITTED KEY FULL-KEY BALANCING BEARING: STANDARD WITH FIXED BEARING, VIBRATION SEVERITY GRADE: R/A, FLANGE ACCURACY: R TERMINAL BOX (ABOVE) CABLE ENTRY ON THE RIGHT SIGNAL CONNECTION D-END | 6448 | TEM | 1 | MC | 141 | 1
1PH81371DF121DC1 | SIMOTICS M COMPACT ASYNCHRONOUS MOTOR 1500RPM, 22KW, 140NM, 56A, 308V 1750RPM, 25KW, 136NM, 56A, 353V 2000RPM, 28KW, 134NM, 55A, 401V FORCED VENTILATION; DIRECTION OF AIR FLOW NDE --> DE; DEGREE OF PROTECTION IP55 INCREMENTAL ENCODER 22 BIT WITH COMMUTATING POSITION (ENCODER IC22DQ) WITH DRIVE-CLIQ INTERFACE DESIGN IM B5 (IMV 1,IM V3) SHAFT WITH FITTED KEY FULL-KEY BALANCING BEARING: STANDARD WITH FIXED BEARING, VIBRATION SEVERITY GRADE: SR/A, SHAFT AND FLANGE ACCURACY: R TERMINAL BOX (ABOVE) CABLE ENTRY ON THE ND-END SIGNAL CONNECTION LEFT | 6713 | TEM | 1 | MC | 141 | 1
1PH81371DF122BA1 | SIMOTICS M COMPACT ASYNCHRONOUS MOTOR 1500RPM, 22KW, 140NM, 56A, 308V 1750RPM, 25KW, 136NM, 56A, 353V 2000RPM, 28KW, 134NM, 55A, 401V FORCED VENTILATION; DIRECTION OF AIR FLOW NDE --> DE; DEGREE OF PROTECTION IP55 INCREMENTAL ENCODER 22 BIT WITH COMMUTATING POSITION (ENCODER IC22DQ) WITH DRIVE-CLIQ INTERFACE DESIGN IM B5 (IMV 1,IM V3) SHAFT WITH FITTED KEY HALF-KEY BALANCING BEARING: STANDARD WITH FIXED BEARING, VIBRATION SEVERITY GRADE: R/A, FLANGE ACCURACY: R TERMINAL BOX (ABOVE) CABLE ENTRY ON THE RIGHT SIGNAL CONNECTION D-END | 6448 | TEM | 1 | MC | 141 | 1
1PH81371DF122BE1 | SIMOTICS M COMPACT ASYNCHRONOUS MOTOR 1500RPM, 22KW, 140NM, 56A, 308V 1750RPM, 25KW, 136NM, 56A, 353V 2000RPM, 28KW, 134NM, 55A, 401V FORCED VENTILATION; DIRECTION OF AIR FLOW NDE --> DE; DEGREE OF PROTECTION IP55 INCREMENTAL ENCODER 22 BIT WITH COMMUTATING POSITION (ENCODER IC22DQ) WITH DRIVE-CLIQ INTERFACE DESIGN IM B5 (IMV 1,IM V3) SHAFT WITH FITTED KEY HALF-KEY BALANCING BEARING: STANDARD WITH FIXED BEARING, VIBRATION SEVERITY GRADE: R/A, FLANGE ACCURACY: R POWER CONNECTOR (ABOVE) CABLE ENTRY ON THE RIGHT SIGNAL CONNECTION D-END | 6448 | TEM | 1 | MC | 141 | 1
1PH81371DF122DA1 | SIMOTICS M COMPACT ASYNCHRONOUS MOTOR 1500RPM, 22KW, 140NM, 56A, 308V 1750RPM, 25KW, 136NM, 56A, 353V 2000RPM, 28KW, 134NM, 55A, 401V FORCED VENTILATION; DIRECTION OF AIR FLOW NDE --> DE; DEGREE OF PROTECTION IP55 INCREMENTAL ENCODER 22 BIT WITH COMMUTATING POSITION (ENCODER IC22DQ) WITH DRIVE-CLIQ INTERFACE DESIGN IM B5 (IMV 1,IM V3) SHAFT WITH FITTED KEY HALF-KEY BALANCING BEARING: STANDARD WITH FIXED BEARING, VIBRATION SEVERITY GRADE: SR/A, SHAFT AND FLANGE ACCURACY: R TERMINAL BOX (ABOVE) CABLE ENTRY ON THE RIGHT SIGNAL CONNECTION D-END | 6713 | TEM | 1 | MC | 141 | 1
1PH81371DF130CA1 | SIMOTICS M COMPACT ASYNCHRONOUS MOTOR 1500RPM, 22KW, 140NM, 56A, 308V 1750RPM, 25KW, 136NM, 56A, 353V 2000RPM, 28KW, 134NM, 55A, 401V FORCED VENTILATION; DIRECTION OF AIR FLOW NDE --> DE; DEGREE OF PROTECTION IP55 INCREMENTAL ENCODER 22 BIT WITH COMMUTATING POSITION (ENCODER IC22DQ) WITH DRIVE-CLIQ INTERFACE DESIGN IM B35 (IM V15, IM V35) PLAIN SHAFT WITHOUT FITTED KEY; BEARING: STANDARD WITH FIXED BEARING, VIBRATION SEVERITY GRADE: S/A, SHAFT AND FLANGE ACCURACY: R TERMINAL BOX (ABOVE) CABLE ENTRY ON THE RIGHT SIGNAL CONNECTION D-END | 6946 | TEM | 1 | MC | 141 | 1
1PH81371DF131BA1 | SIMOTICS M COMPACT ASYNCHRONOUS MOTOR 1500RPM, 22KW, 140NM, 56A, 308V 1750RPM, 25KW, 136NM, 56A, 353V 2000RPM, 28KW, 134NM, 55A, 401V FORCED VENTILATION; DIRECTION OF AIR FLOW NDE --> DE; DEGREE OF PROTECTION IP55 INCREMENTAL ENCODER 22 BIT WITH COMMUTATING POSITION (ENCODER IC22DQ) WITH DRIVE-CLIQ INTERFACE DESIGN IM B35 (IM V15, IM V35) SHAFT WITH FITTED KEY FULL-KEY BALANCING BEARING: STANDARD WITH FIXED BEARING, VIBRATION SEVERITY GRADE: R/A, FLANGE ACCURACY: R TERMINAL BOX (ABOVE) CABLE ENTRY ON THE RIGHT SIGNAL CONNECTION D-END | 6751 | TEM | 1 | MC | 141 | 1
1PH81371DF131BB1 | SIMOTICS M COMPACT ASYNCHRONOUS MOTOR 1500RPM, 22KW, 140NM, 56A, 308V 1750RPM, 25KW, 136NM, 56A, 353V 2000RPM, 28KW, 134NM, 55A, 401V FORCED VENTILATION; DIRECTION OF AIR FLOW NDE --> DE; DEGREE OF PROTECTION IP55 INCREMENTAL ENCODER 22 BIT WITH COMMUTATING POSITION (ENCODER IC22DQ) WITH DRIVE-CLIQ INTERFACE DESIGN IM B35 (IM V15, IM V35) SHAFT WITH FITTED KEY FULL-KEY BALANCING BEARING: STANDARD WITH FIXED BEARING, VIBRATION SEVERITY GRADE: R/A, FLANGE ACCURACY: R TERMINAL BOX (ABOVE) CABLE ENTRY ON THE LEFT SIGNAL CONNECTION D-END | 6751 | TEM | 1 | MC | 141 | 1
1PH81371DF131CA1 | SIMOTICS M COMPACT ASYNCHRONOUS MOTOR 1500RPM, 22KW, 140NM, 56A, 308V 1750RPM, 25KW, 136NM, 56A, 353V 2000RPM, 28KW, 134NM, 55A, 401V FORCED VENTILATION; DIRECTION OF AIR FLOW NDE --> DE; DEGREE OF PROTECTION IP55 INCREMENTAL ENCODER 22 BIT WITH COMMUTATING POSITION (ENCODER IC22DQ) WITH DRIVE-CLIQ INTERFACE DESIGN IM B35 (IM V15, IM V35) SHAFT WITH FITTED KEY FULL-KEY BALANCING BEARING: STANDARD WITH FIXED BEARING, VIBRATION SEVERITY GRADE: S/A, SHAFT AND FLANGE ACCURACY: R TERMINAL BOX (ABOVE) CABLE ENTRY ON THE RIGHT SIGNAL CONNECTION D-END | 6946 | TEM | 1 | MC | 141 | 1
1PH81371DF132BA1 | SIMOTICS M COMPACT ASYNCHRONOUS MOTOR 1500RPM, 22KW, 140NM, 56A, 308V 1750RPM, 25KW, 136NM, 56A, 353V 2000RPM, 28KW, 134NM, 55A, 401V FORCED VENTILATION; DIRECTION OF AIR FLOW NDE --> DE; DEGREE OF PROTECTION IP55 INCREMENTAL ENCODER 22 BIT WITH COMMUTATING POSITION (ENCODER IC22DQ) WITH DRIVE-CLIQ INTERFACE DESIGN IM B35 (IM V15, IM V35) SHAFT WITH FITTED KEY HALF-KEY BALANCING BEARING: STANDARD WITH FIXED BEARING, VIBRATION SEVERITY GRADE: R/A, FLANGE ACCURACY: R TERMINAL BOX (ABOVE) CABLE ENTRY ON THE RIGHT SIGNAL CONNECTION D-END | 6751 | TEM | 1 | MC | 141 | 1
1PH81371DF132CA1 | SIMOTICS M COMPACT ASYNCHRONOUS MOTOR 1500RPM, 22KW, 140NM, 56A, 308V 1750RPM, 25KW, 136NM, 56A, 353V 2000RPM, 28KW, 134NM, 55A, 401V FORCED VENTILATION; DIRECTION OF AIR FLOW NDE --> DE; DEGREE OF PROTECTION IP55 INCREMENTAL ENCODER 22 BIT WITH COMMUTATING POSITION (ENCODER IC22DQ) WITH DRIVE-CLIQ INTERFACE DESIGN IM B35 (IM V15, IM V35) SHAFT WITH FITTED KEY HALF-KEY BALANCING BEARING: STANDARD WITH FIXED BEARING, VIBRATION SEVERITY GRADE: S/A, SHAFT AND FLANGE ACCURACY: R TERMINAL BOX (ABOVE) CABLE ENTRY ON THE RIGHT SIGNAL CONNECTION D-END | 6946 | TEM | 1 | MC | 141 | 1
1PH81371DF132LA1 | SIMOTICS M COMPACT ASYNCHRONOUS MOTOR 1500RPM, 22KW, 140NM, 56A, 308V 1750RPM, 25KW, 136NM, 56A, 353V 2000RPM, 28KW, 134NM, 55A, 401V FORCED VENTILATION; DIRECTION OF AIR FLOW NDE --> DE; DEGREE OF PROTECTION IP55 INCREMENTAL ENCODER 22 BIT WITH COMMUTATING POSITION (ENCODER IC22DQ) WITH DRIVE-CLIQ INTERFACE DESIGN IM B35 (IM V15, IM V35) SHAFT WITH FITTED KEY HALF-KEY BALANCING BEARING: PERFORMANCE, VIBRATION SEVERITY GRADE: SPECIAL/B, SHAFT AND FLANGE ACCURACY: SPECIAL TERMINAL BOX (ABOVE) CABLE ENTRY ON THE RIGHT SIGNAL CONNECTION D-END | 7298 | TEM | 1 | MC | 141 | 1
1PH81371DF132LB1 | SIMOTICS M COMPACT ASYNCHRONOUS MOTOR 1500RPM, 22KW, 140NM, 56A, 308V 1750RPM, 25KW, 136NM, 56A, 353V 2000RPM, 28KW, 134NM, 55A, 401V FORCED VENTILATION; DIRECTION OF AIR FLOW NDE --> DE; DEGREE OF PROTECTION IP55 INCREMENTAL ENCODER 22 BIT WITH COMMUTATING POSITION (ENCODER IC22DQ) WITH DRIVE-CLIQ INTERFACE DESIGN IM B35 (IM V15, IM V35) SHAFT WITH FITTED KEY HALF-KEY BALANCING BEARING: PERFORMANCE, VIBRATION SEVERITY GRADE: SPECIAL/B, SHAFT AND FLANGE ACCURACY: SPECIAL TERMINAL BOX (ABOVE) CABLE ENTRY ON THE LEFT SIGNAL CONNECTION D-END | 7298 | TEM | 1 | MC | 141 | 1
1PH81371DF201BA1 | SIMOTICS M COMPACT ASYNCHRONOUS MOTOR 1500RPM, 27KW, 172NM, 67A, 315V 1750RPM,31,5KW,172NM, 67A, 365V 2000RPM, 36KW, 172NM, 67A, 415V WATER COOLING DEGREE OF PROTECTION IP65 INCREMENTAL ENCODER 22 BIT WITH COMMUTATING POSITION (ENCODER IC22DQ) WITH DRIVE-CLIQ INTERFACE DESIGN IM B3 (IM V5, IM V6) SHAFT WITH FITTED KEY FULL-KEY BALANCING BEARING: STANDARD WITH FIXED BEARING, VIBRATION SEVERITY GRADE: R/A, FLANGE ACCURACY: R TERMINAL BOX (ABOVE) CABLE ENTRY ON THE RIGHT SIGNAL CONNECTION D-END | 7416 | TEM | 1 | MC | 157 | 1
1PH81371DF220BA1 | SIMOTICS M COMPACT ASYNCHRONOUS MOTOR 1500RPM, 27KW, 172NM, 67A, 315V 1750RPM,31,5KW,172NM, 67A, 365V 2000RPM, 36KW, 172NM, 67A, 415V WATER COOLING DEGREE OF PROTECTION IP65 INCREMENTAL ENCODER 22 BIT WITH COMMUTATING POSITION (ENCODER IC22DQ) WITH DRIVE-CLIQ INTERFACE DESIGN IM B5 (IMV 1,IM V3) PLAIN SHAFT WITHOUT FITTED KEY; BEARING: STANDARD WITH FIXED BEARING, VIBRATION SEVERITY GRADE: R/A, FLANGE ACCURACY: R TERMINAL BOX (ABOVE) CABLE ENTRY ON THE RIGHT SIGNAL CONNECTION D-END | 7655 | TEM | 1 | MC | 157 | 1
1PH81371DF220BC1 | SIMOTICS M COMPACT ASYNCHRONOUS MOTOR 1500RPM, 27KW, 172NM, 67A, 315V 1750RPM,31,5KW,172NM, 67A, 365V 2000RPM, 36KW, 172NM, 67A, 415V WATER COOLING DEGREE OF PROTECTION IP65 INCREMENTAL ENCODER 22 BIT WITH COMMUTATING POSITION (ENCODER IC22DQ) WITH DRIVE-CLIQ INTERFACE DESIGN IM B5 (IMV 1,IM V3) PLAIN SHAFT WITHOUT FITTED KEY; BEARING: STANDARD WITH FIXED BEARING, VIBRATION SEVERITY GRADE: R/A, FLANGE ACCURACY: R TERMINAL BOX (ABOVE) CABLE ENTRY ON THE ND-END SIGNAL CONNECTION LEFT | 7655 | TEM | 1 | MC | 157 | 1
1PH81371DF220CA1 | SIMOTICS M COMPACT ASYNCHRONOUS MOTOR 1500RPM, 27KW, 172NM, 67A, 315V 1750RPM,31,5KW,172NM, 67A, 365V 2000RPM, 36KW, 172NM, 67A, 415V WATER COOLING DEGREE OF PROTECTION IP65 INCREMENTAL ENCODER 22 BIT WITH COMMUTATING POSITION (ENCODER IC22DQ) WITH DRIVE-CLIQ INTERFACE DESIGN IM B5 (IMV 1,IM V3) PLAIN SHAFT WITHOUT FITTED KEY; BEARING: STANDARD WITH FIXED BEARING, VIBRATION SEVERITY GRADE: S/A, SHAFT AND FLANGE ACCURACY: R TERMINAL BOX (ABOVE) CABLE ENTRY ON THE RIGHT SIGNAL CONNECTION D-END | 7850 | TEM | 1 | MC | 157 | 1
1PH81371DF220DA1 | SIMOTICS M COMPACT ASYNCHRONOUS MOTOR 1500RPM, 27KW, 172NM, 67A, 315V 1750RPM,31,5KW,172NM, 67A, 365V 2000RPM, 36KW, 172NM, 67A, 415V WATER COOLING DEGREE OF PROTECTION IP65 INCREMENTAL ENCODER 22 BIT WITH COMMUTATING POSITION (ENCODER IC22DQ) WITH DRIVE-CLIQ INTERFACE DESIGN IM B5 (IMV 1,IM V3) PLAIN SHAFT WITHOUT FITTED KEY; BEARING: STANDARD WITH FIXED BEARING, VIBRATION SEVERITY GRADE: SR/A, SHAFT AND FLANGE ACCURACY: R TERMINAL BOX (ABOVE) CABLE ENTRY ON THE RIGHT SIGNAL CONNECTION D-END | 7920 | TEM | 1 | MC | 157 | 1
1PH81371DF220DB1 | SIMOTICS M COMPACT ASYNCHRONOUS MOTOR 1500RPM, 27KW, 172NM, 67A, 315V 1750RPM,31,5KW,172NM, 67A, 365V 2000RPM, 36KW, 172NM, 67A, 415V WATER COOLING DEGREE OF PROTECTION IP65 INCREMENTAL ENCODER 22 BIT WITH COMMUTATING POSITION (ENCODER IC22DQ) WITH DRIVE-CLIQ INTERFACE DESIGN IM B5 (IMV 1,IM V3) PLAIN SHAFT WITHOUT FITTED KEY; BEARING: STANDARD WITH FIXED BEARING, VIBRATION SEVERITY GRADE: SR/A, SHAFT AND FLANGE ACCURACY: R TERMINAL BOX (ABOVE) CABLE ENTRY ON THE LEFT SIGNAL CONNECTION D-END | 7920 | TEM | 1 | MC | 157 | 1
1PH81371DF220LH1 | SIMOTICS M COMPACT ASYNCHRONOUS MOTOR 1500RPM, 27KW, 172NM, 67A, 315V 1750RPM,31,5KW,172NM, 67A, 365V 2000RPM, 36KW, 172NM, 67A, 415V WATER COOLING DEGREE OF PROTECTION IP65 INCREMENTAL ENCODER 22 BIT WITH COMMUTATING POSITION (ENCODER IC22DQ) WITH DRIVE-CLIQ INTERFACE DESIGN IM B5 (IMV 1,IM V3) PLAIN SHAFT WITHOUT FITTED KEY; BEARING: PERFORMANCE, VIBRATION SEVERITY GRADE: SPECIAL/B, SHAFT AND FLANGE ACCURACY: SPECIAL POWER CONNECTOR (ABOVE) CABLE ENTRY ON THE D-END SIGNAL CONNECTION LEFT | 8201 | TEM | 1 | MC | 157 | 1
1PH81371DF221BA1 | SIMOTICS M COMPACT ASYNCHRONOUS MOTOR 1500RPM, 27KW, 172NM, 67A, 315V 1750RPM,31,5KW,172NM, 67A, 365V 2000RPM, 36KW, 172NM, 67A, 415V WATER COOLING DEGREE OF PROTECTION IP65 INCREMENTAL ENCODER 22 BIT WITH COMMUTATING POSITION (ENCODER IC22DQ) WITH DRIVE-CLIQ INTERFACE DESIGN IM B5 (IMV 1,IM V3) SHAFT WITH FITTED KEY FULL-KEY BALANCING BEARING: STANDARD WITH FIXED BEARING, VIBRATION SEVERITY GRADE: R/A, FLANGE ACCURACY: R TERMINAL BOX (ABOVE) CABLE ENTRY ON THE RIGHT SIGNAL CONNECTION D-END | 7655 | TEM | 1 | MC | 157 | 1
1PH81371DF222BA1 | SIMOTICS M COMPACT ASYNCHRONOUS MOTOR 1500RPM, 27KW, 172NM, 67A, 315V 1750RPM,31,5KW,172NM, 67A, 365V 2000RPM, 36KW, 172NM, 67A, 415V WATER COOLING DEGREE OF PROTECTION IP65 INCREMENTAL ENCODER 22 BIT WITH COMMUTATING POSITION (ENCODER IC22DQ) WITH DRIVE-CLIQ INTERFACE DESIGN IM B5 (IMV 1,IM V3) SHAFT WITH FITTED KEY HALF-KEY BALANCING BEARING: STANDARD WITH FIXED BEARING, VIBRATION SEVERITY GRADE: R/A, FLANGE ACCURACY: R TERMINAL BOX (ABOVE) CABLE ENTRY ON THE RIGHT SIGNAL CONNECTION D-END | 7655 | TEM | 1 | MC | 157 | 1
1PH81371DF222LE1 | SIMOTICS M COMPACT ASYNCHRONOUS MOTOR 1500RPM, 27KW, 172NM, 67A, 315V 1750RPM,31,5KW,172NM, 67A, 365V 2000RPM, 36KW, 172NM, 67A, 415V WATER COOLING DEGREE OF PROTECTION IP65 INCREMENTAL ENCODER 22 BIT WITH COMMUTATING POSITION (ENCODER IC22DQ) WITH DRIVE-CLIQ INTERFACE DESIGN IM B5 (IMV 1,IM V3) SHAFT WITH FITTED KEY HALF-KEY BALANCING BEARING: PERFORMANCE, VIBRATION SEVERITY GRADE: SPECIAL/B, SHAFT AND FLANGE ACCURACY: SPECIAL POWER CONNECTOR (ABOVE) CABLE ENTRY ON THE RIGHT SIGNAL CONNECTION D-END | 8201 | TEM | 1 | MC | 157 | 1
1PH81371DF230BA1 | SIMOTICS M COMPACT ASYNCHRONOUS MOTOR 1500RPM, 27KW, 172NM, 67A, 315V 1750RPM,31,5KW,172NM, 67A, 365V 2000RPM, 36KW, 172NM, 67A, 415V WATER COOLING DEGREE OF PROTECTION IP65 INCREMENTAL ENCODER 22 BIT WITH COMMUTATING POSITION (ENCODER IC22DQ) WITH DRIVE-CLIQ INTERFACE DESIGN IM B35 (IM V15, IM V35) PLAIN SHAFT WITHOUT FITTED KEY; BEARING: STANDARD WITH FIXED BEARING, VIBRATION SEVERITY GRADE: R/A, FLANGE ACCURACY: R TERMINAL BOX (ABOVE) CABLE ENTRY ON THE RIGHT SIGNAL CONNECTION D-END | 7958 | TEM | 1 | MC | 157 | 1
1PH81371DF230LA1 | SIMOTICS M COMPACT ASYNCHRONOUS MOTOR 1500RPM, 27KW, 172NM, 67A, 315V 1750RPM,31,5KW,172NM, 67A, 365V 2000RPM, 36KW, 172NM, 67A, 415V WATER COOLING DEGREE OF PROTECTION IP65 INCREMENTAL ENCODER 22 BIT WITH COMMUTATING POSITION (ENCODER IC22DQ) WITH DRIVE-CLIQ INTERFACE DESIGN IM B35 (IM V15, IM V35) PLAIN SHAFT WITHOUT FITTED KEY; BEARING: PERFORMANCE, VIBRATION SEVERITY GRADE: SPECIAL/B, SHAFT AND FLANGE ACCURACY: SPECIAL TERMINAL BOX (ABOVE) CABLE ENTRY ON THE RIGHT SIGNAL CONNECTION D-END | 8505 | TEM | 1 | MC | 157 | 1
1PH81371DF231BA1 | SIMOTICS M COMPACT ASYNCHRONOUS MOTOR 1500RPM, 27KW, 172NM, 67A, 315V 1750RPM,31,5KW,172NM, 67A, 365V 2000RPM, 36KW, 172NM, 67A, 415V WATER COOLING DEGREE OF PROTECTION IP65 INCREMENTAL ENCODER 22 BIT WITH COMMUTATING POSITION (ENCODER IC22DQ) WITH DRIVE-CLIQ INTERFACE DESIGN IM B35 (IM V15, IM V35) SHAFT WITH FITTED KEY FULL-KEY BALANCING BEARING: STANDARD WITH FIXED BEARING, VIBRATION SEVERITY GRADE: R/A, FLANGE ACCURACY: R TERMINAL BOX (ABOVE) CABLE ENTRY ON THE RIGHT SIGNAL CONNECTION D-END | 7958 | TEM | 1 | MC | 157 | 1
1PH81371DF231CE1 | SIMOTICS M COMPACT ASYNCHRONOUS MOTOR 1500RPM, 27KW, 172NM, 67A, 315V 1750RPM,31,5KW,172NM, 67A, 365V 2000RPM, 36KW, 172NM, 67A, 415V WATER COOLING DEGREE OF PROTECTION IP65 INCREMENTAL ENCODER 22 BIT WITH COMMUTATING POSITION (ENCODER IC22DQ) WITH DRIVE-CLIQ INTERFACE DESIGN IM B35 (IM V15, IM V35) SHAFT WITH FITTED KEY FULL-KEY BALANCING BEARING: STANDARD WITH FIXED BEARING, VIBRATION SEVERITY GRADE: S/A, SHAFT AND FLANGE ACCURACY: R POWER CONNECTOR (ABOVE) CABLE ENTRY ON THE RIGHT SIGNAL CONNECTION D-END | 8153 | TEM | 1 | MC | 157 | 1
1PH81371DG000BA1 | SIMOTICS M COMPACT ASYNCHRONOUS MOTOR 2000RPM, 28KW, 134NM, 60A, 350V 2300RPM, 29KW,120NM, 56A, 400V 2650RPM, 30KW, 108NM, 52A, 460V FORCED VENTILATION; DIRECTION OF AIR FLOW DE --> NDE; DEGREE OF PROTECTION IP55 INCREMENTAL ENCODER 22 BIT WITH COMMUTATING POSITION (ENCODER IC22DQ) WITH DRIVE-CLIQ INTERFACE DESIGN IM B3 (IM V5, IM V6) PLAIN SHAFT WITHOUT FITTED KEY; BEARING: STANDARD WITH FIXED BEARING, VIBRATION SEVERITY GRADE: R/A, FLANGE ACCURACY: R TERMINAL BOX (ABOVE) CABLE ENTRY ON THE RIGHT SIGNAL CONNECTION D-END | 6209 | TEM | 1 | MC | 141 | 1
1PH81371DG000BC1 | SIMOTICS M COMPACT ASYNCHRONOUS MOTOR 2000RPM, 28KW, 134NM, 60A, 350V 2300RPM, 29KW,120NM, 56A, 400V 2650RPM, 30KW, 108NM, 52A, 460V FORCED VENTILATION; DIRECTION OF AIR FLOW DE --> NDE; DEGREE OF PROTECTION IP55 INCREMENTAL ENCODER 22 BIT WITH COMMUTATING POSITION (ENCODER IC22DQ) WITH DRIVE-CLIQ INTERFACE DESIGN IM B3 (IM V5, IM V6) PLAIN SHAFT WITHOUT FITTED KEY; BEARING: STANDARD WITH FIXED BEARING, VIBRATION SEVERITY GRADE: R/A, FLANGE ACCURACY: R TERMINAL BOX (ABOVE) CABLE ENTRY ON THE ND-END SIGNAL CONNECTION LEFT | 6209 | TEM | 1 | MC | 141 | 1
1PH81371DG000CA1 | SIMOTICS M COMPACT ASYNCHRONOUS MOTOR 2000RPM, 28KW, 134NM, 60A, 350V 2300RPM, 29KW,120NM, 56A, 400V 2650RPM, 30KW, 108NM, 52A, 460V FORCED VENTILATION; DIRECTION OF AIR FLOW DE --> NDE; DEGREE OF PROTECTION IP55 INCREMENTAL ENCODER 22 BIT WITH COMMUTATING POSITION (ENCODER IC22DQ) WITH DRIVE-CLIQ INTERFACE DESIGN IM B3 (IM V5, IM V6) PLAIN SHAFT WITHOUT FITTED KEY; BEARING: STANDARD WITH FIXED BEARING, VIBRATION SEVERITY GRADE: S/A, SHAFT AND FLANGE ACCURACY: R TERMINAL BOX (ABOVE) CABLE ENTRY ON THE RIGHT SIGNAL CONNECTION D-END | 6404 | TEM | 1 | MC | 141 | 1
1PH81371DG000DA1 | SIMOTICS M COMPACT ASYNCHRONOUS MOTOR 2000RPM, 28KW, 134NM, 60A, 350V 2300RPM, 29KW,120NM, 56A, 400V 2650RPM, 30KW, 108NM, 52A, 460V FORCED VENTILATION; DIRECTION OF AIR FLOW DE --> NDE; DEGREE OF PROTECTION IP55 INCREMENTAL ENCODER 22 BIT WITH COMMUTATING POSITION (ENCODER IC22DQ) WITH DRIVE-CLIQ INTERFACE DESIGN IM B3 (IM V5, IM V6) PLAIN SHAFT WITHOUT FITTED KEY; BEARING: STANDARD WITH FIXED BEARING, VIBRATION SEVERITY GRADE: SR/A, SHAFT AND FLANGE ACCURACY: R TERMINAL BOX (ABOVE) CABLE ENTRY ON THE RIGHT SIGNAL CONNECTION D-END | 6475 | TEM | 1 | MC | 141 | 1
1PH81371DG000MA1 | SIMOTICS M COMPACT ASYNCHRONOUS MOTOR 2000RPM, 28KW, 134NM, 60A, 350V 2300RPM, 29KW,120NM, 56A, 400V 2650RPM, 30KW, 108NM, 52A, 460V FORCED VENTILATION; DIRECTION OF AIR FLOW DE --> NDE; DEGREE OF PROTECTION IP55 INCREMENTAL ENCODER 22 BIT WITH COMMUTATING POSITION (ENCODER IC22DQ) WITH DRIVE-CLIQ INTERFACE DESIGN IM B3 (IM V5, IM V6) PLAIN SHAFT WITHOUT FITTED KEY; BEARING: HIGH PERFORMANCE VIBRATION SEVERITY GRADE SPECIAL/B SHAFT AND FLANGE ACCURACY GR. SPECIAL TERMINAL BOX (ABOVE) CABLE ENTRY ON THE RIGHT SIGNAL CONNECTION D-END | 7429 | TEM | 1 | MC | 141 | 1
1PH81371DG000MC1 | SIMOTICS M COMPACT ASYNCHRONOUS MOTOR 2000RPM, 28KW, 134NM, 60A, 350V 2300RPM, 29KW,120NM, 56A, 400V 2650RPM, 30KW, 108NM, 52A, 460V FORCED VENTILATION; DIRECTION OF AIR FLOW DE --> NDE; DEGREE OF PROTECTION IP55 INCREMENTAL ENCODER 22 BIT WITH COMMUTATING POSITION (ENCODER IC22DQ) WITH DRIVE-CLIQ INTERFACE DESIGN IM B3 (IM V5, IM V6) PLAIN SHAFT WITHOUT FITTED KEY; BEARING: HIGH PERFORMANCE VIBRATION SEVERITY GRADE SPECIAL/B SHAFT AND FLANGE ACCURACY GR. SPECIAL TERMINAL BOX (ABOVE) CABLE ENTRY ON THE ND-END SIGNAL CONNECTION LEFT | 7429 | TEM | 1 | MC | 141 | 1
1PH81371DG001BA1 | SIMOTICS M COMPACT ASYNCHRONOUS MOTOR 2000RPM, 28KW, 134NM, 60A, 350V 2300RPM, 29KW,120NM, 56A, 400V 2650RPM, 30KW, 108NM, 52A, 460V FORCED VENTILATION; DIRECTION OF AIR FLOW DE --> NDE; DEGREE OF PROTECTION IP55 INCREMENTAL ENCODER 22 BIT WITH COMMUTATING POSITION (ENCODER IC22DQ) WITH DRIVE-CLIQ INTERFACE DESIGN IM B3 (IM V5, IM V6) SHAFT WITH FITTED KEY FULL-KEY BALANCING BEARING: STANDARD WITH FIXED BEARING, VIBRATION SEVERITY GRADE: R/A, FLANGE ACCURACY: R TERMINAL BOX (ABOVE) CABLE ENTRY ON THE RIGHT SIGNAL CONNECTION D-END | 6209 | TEM | 1 | MC | 141 | 1
1PH81371DG001CA1 | SIMOTICS M COMPACT ASYNCHRONOUS MOTOR 2000RPM, 28KW, 134NM, 60A, 350V 2300RPM, 29KW,120NM, 56A, 400V 2650RPM, 30KW, 108NM, 52A, 460V FORCED VENTILATION; DIRECTION OF AIR FLOW DE --> NDE; DEGREE OF PROTECTION IP55 INCREMENTAL ENCODER 22 BIT WITH COMMUTATING POSITION (ENCODER IC22DQ) WITH DRIVE-CLIQ INTERFACE DESIGN IM B3 (IM V5, IM V6) SHAFT WITH FITTED KEY FULL-KEY BALANCING BEARING: STANDARD WITH FIXED BEARING, VIBRATION SEVERITY GRADE: S/A, SHAFT AND FLANGE ACCURACY: R TERMINAL BOX (ABOVE) CABLE ENTRY ON THE RIGHT SIGNAL CONNECTION D-END | 6404 | TEM | 1 | MC | 141 | 1
1PH81371DG001DA1 | SIMOTICS M COMPACT ASYNCHRONOUS MOTOR 2000RPM, 28KW, 134NM, 60A, 350V 2300RPM, 29KW,120NM, 56A, 400V 2650RPM, 30KW, 108NM, 52A, 460V FORCED VENTILATION; DIRECTION OF AIR FLOW DE --> NDE; DEGREE OF PROTECTION IP55 INCREMENTAL ENCODER 22 BIT WITH COMMUTATING POSITION (ENCODER IC22DQ) WITH DRIVE-CLIQ INTERFACE DESIGN IM B3 (IM V5, IM V6) SHAFT WITH FITTED KEY FULL-KEY BALANCING BEARING: STANDARD WITH FIXED BEARING, VIBRATION SEVERITY GRADE: SR/A, SHAFT AND FLANGE ACCURACY: R TERMINAL BOX (ABOVE) CABLE ENTRY ON THE RIGHT SIGNAL CONNECTION D-END | 6475 | TEM | 1 | MC | 141 | 1
1PH81371DG002BA1 | SIMOTICS M COMPACT ASYNCHRONOUS MOTOR 2000RPM, 28KW, 134NM, 60A, 350V 2300RPM, 29KW,120NM, 56A, 400V 2650RPM, 30KW, 108NM, 52A, 460V FORCED VENTILATION; DIRECTION OF AIR FLOW DE --> NDE; DEGREE OF PROTECTION IP55 INCREMENTAL ENCODER 22 BIT WITH COMMUTATING POSITION (ENCODER IC22DQ) WITH DRIVE-CLIQ INTERFACE DESIGN IM B3 (IM V5, IM V6) SHAFT WITH FITTED KEY HALF-KEY BALANCING BEARING: STANDARD WITH FIXED BEARING, VIBRATION SEVERITY GRADE: R/A, FLANGE ACCURACY: R TERMINAL BOX (ABOVE) CABLE ENTRY ON THE RIGHT SIGNAL CONNECTION D-END | 6209 | TEM | 1 | MC | 141 | 1
1PH81371DG002BB1 | SIMOTICS M COMPACT ASYNCHRONOUS MOTOR 2000RPM, 28KW, 134NM, 60A, 350V 2300RPM, 29KW,120NM, 56A, 400V 2650RPM, 30KW, 108NM, 52A, 460V FORCED VENTILATION; DIRECTION OF AIR FLOW DE --> NDE; DEGREE OF PROTECTION IP55 INCREMENTAL ENCODER 22 BIT WITH COMMUTATING POSITION (ENCODER IC22DQ) WITH DRIVE-CLIQ INTERFACE DESIGN IM B3 (IM V5, IM V6) SHAFT WITH FITTED KEY HALF-KEY BALANCING BEARING: STANDARD WITH FIXED BEARING, VIBRATION SEVERITY GRADE: R/A, FLANGE ACCURACY: R TERMINAL BOX (ABOVE) CABLE ENTRY ON THE LEFT SIGNAL CONNECTION D-END | 6209 | TEM | 1 | MC | 141 | 1
1PH81371DG002BC1 | SIMOTICS M COMPACT ASYNCHRONOUS MOTOR 2000RPM, 28KW, 134NM, 60A, 350V 2300RPM, 29KW,120NM, 56A, 400V 2650RPM, 30KW, 108NM, 52A, 460V FORCED VENTILATION; DIRECTION OF AIR FLOW DE --> NDE; DEGREE OF PROTECTION IP55 INCREMENTAL ENCODER 22 BIT WITH COMMUTATING POSITION (ENCODER IC22DQ) WITH DRIVE-CLIQ INTERFACE DESIGN IM B3 (IM V5, IM V6) SHAFT WITH FITTED KEY HALF-KEY BALANCING BEARING: STANDARD WITH FIXED BEARING, VIBRATION SEVERITY GRADE: R/A, FLANGE ACCURACY: R TERMINAL BOX (ABOVE) CABLE ENTRY ON THE ND-END SIGNAL CONNECTION LEFT | 6209 | TEM | 1 | MC | 141 | 1
1PH81371DG002CA1 | SIMOTICS M COMPACT ASYNCHRONOUS MOTOR 2000RPM, 28KW, 134NM, 60A, 350V 2300RPM, 29KW,120NM, 56A, 400V 2650RPM, 30KW, 108NM, 52A, 460V FORCED VENTILATION; DIRECTION OF AIR FLOW DE --> NDE; DEGREE OF PROTECTION IP55 INCREMENTAL ENCODER 22 BIT WITH COMMUTATING POSITION (ENCODER IC22DQ) WITH DRIVE-CLIQ INTERFACE DESIGN IM B3 (IM V5, IM V6) SHAFT WITH FITTED KEY HALF-KEY BALANCING BEARING: STANDARD WITH FIXED BEARING, VIBRATION SEVERITY GRADE: S/A, SHAFT AND FLANGE ACCURACY: R TERMINAL BOX (ABOVE) CABLE ENTRY ON THE RIGHT SIGNAL CONNECTION D-END | 6404 | TEM | 1 | MC | 141 | 1
1PH81371DG002DA1 | SIMOTICS M COMPACT ASYNCHRONOUS MOTOR 2000RPM, 28KW, 134NM, 60A, 350V 2300RPM, 29KW,120NM, 56A, 400V 2650RPM, 30KW, 108NM, 52A, 460V FORCED VENTILATION; DIRECTION OF AIR FLOW DE --> NDE; DEGREE OF PROTECTION IP55 INCREMENTAL ENCODER 22 BIT WITH COMMUTATING POSITION (ENCODER IC22DQ) WITH DRIVE-CLIQ INTERFACE DESIGN IM B3 (IM V5, IM V6) SHAFT WITH FITTED KEY HALF-KEY BALANCING BEARING: STANDARD WITH FIXED BEARING, VIBRATION SEVERITY GRADE: SR/A, SHAFT AND FLANGE ACCURACY: R TERMINAL BOX (ABOVE) CABLE ENTRY ON THE RIGHT SIGNAL CONNECTION D-END | 6475 | TEM | 1 | MC | 141 | 1
1PH81371DG002DB1 | SIMOTICS M COMPACT ASYNCHRONOUS MOTOR 2000RPM, 28KW, 134NM, 60A, 350V 2300RPM, 29KW,120NM, 56A, 400V 2650RPM, 30KW, 108NM, 52A, 460V FORCED VENTILATION; DIRECTION OF AIR FLOW DE --> NDE; DEGREE OF PROTECTION IP55 INCREMENTAL ENCODER 22 BIT WITH COMMUTATING POSITION (ENCODER IC22DQ) WITH DRIVE-CLIQ INTERFACE DESIGN IM B3 (IM V5, IM V6) SHAFT WITH FITTED KEY HALF-KEY BALANCING BEARING: STANDARD WITH FIXED BEARING, VIBRATION SEVERITY GRADE: SR/A, SHAFT AND FLANGE ACCURACY: R TERMINAL BOX (ABOVE) CABLE ENTRY ON THE LEFT SIGNAL CONNECTION D-END | 6475 | TEM | 1 | MC | 141 | 1
1PH81371DG002LA1 | SIMOTICS M COMPACT ASYNCHRONOUS MOTOR 2000RPM, 28KW, 134NM, 60A, 350V 2300RPM, 29KW,120NM, 56A, 400V 2650RPM, 30KW, 108NM, 52A, 460V FORCED VENTILATION; DIRECTION OF AIR FLOW DE --> NDE; DEGREE OF PROTECTION IP55 INCREMENTAL ENCODER 22 BIT WITH COMMUTATING POSITION (ENCODER IC22DQ) WITH DRIVE-CLIQ INTERFACE DESIGN IM B3 (IM V5, IM V6) SHAFT WITH FITTED KEY HALF-KEY BALANCING BEARING: PERFORMANCE, VIBRATION SEVERITY GRADE: SPECIAL/B, SHAFT AND FLANGE ACCURACY: SPECIAL TERMINAL BOX (ABOVE) CABLE ENTRY ON THE RIGHT SIGNAL CONNECTION D-END | 6756 | TEM | 1 | MC | 141 | 1
1PH81371DG020BA1 | SIMOTICS M COMPACT ASYNCHRONOUS MOTOR 2000RPM, 28KW, 134NM, 60A, 350V 2300RPM, 29KW,120NM, 56A, 400V 2650RPM, 30KW, 108NM, 52A, 460V FORCED VENTILATION; DIRECTION OF AIR FLOW DE --> NDE; DEGREE OF PROTECTION IP55 INCREMENTAL ENCODER 22 BIT WITH COMMUTATING POSITION (ENCODER IC22DQ) WITH DRIVE-CLIQ INTERFACE DESIGN IM B5 (IMV 1,IM V3) PLAIN SHAFT WITHOUT FITTED KEY; BEARING: STANDARD WITH FIXED BEARING, VIBRATION SEVERITY GRADE: R/A, FLANGE ACCURACY: R TERMINAL BOX (ABOVE) CABLE ENTRY ON THE RIGHT SIGNAL CONNECTION D-END | 6448 | TEM | 1 | MC | 141 | 1
1PH81371DG020CA1 | SIMOTICS M COMPACT ASYNCHRONOUS MOTOR 2000RPM, 28KW, 134NM, 60A, 350V 2300RPM, 29KW,120NM, 56A, 400V 2650RPM, 30KW, 108NM, 52A, 460V FORCED VENTILATION; DIRECTION OF AIR FLOW DE --> NDE; DEGREE OF PROTECTION IP55 INCREMENTAL ENCODER 22 BIT WITH COMMUTATING POSITION (ENCODER IC22DQ) WITH DRIVE-CLIQ INTERFACE DESIGN IM B5 (IMV 1,IM V3) PLAIN SHAFT WITHOUT FITTED KEY; BEARING: STANDARD WITH FIXED BEARING, VIBRATION SEVERITY GRADE: S/A, SHAFT AND FLANGE ACCURACY: R TERMINAL BOX (ABOVE) CABLE ENTRY ON THE RIGHT SIGNAL CONNECTION D-END | 6643 | TEM | 1 | MC | 141 | 1
1PH81371DG020CE1 | SIMOTICS M COMPACT ASYNCHRONOUS MOTOR 2000RPM, 28KW, 134NM, 60A, 350V 2300RPM, 29KW,120NM, 56A, 400V 2650RPM, 30KW, 108NM, 52A, 460V FORCED VENTILATION; DIRECTION OF AIR FLOW DE --> NDE; DEGREE OF PROTECTION IP55 INCREMENTAL ENCODER 22 BIT WITH COMMUTATING POSITION (ENCODER IC22DQ) WITH DRIVE-CLIQ INTERFACE DESIGN IM B5 (IMV 1,IM V3) PLAIN SHAFT WITHOUT FITTED KEY; BEARING: STANDARD WITH FIXED BEARING, VIBRATION SEVERITY GRADE: S/A, SHAFT AND FLANGE ACCURACY: R POWER CONNECTOR (ABOVE) CABLE ENTRY ON THE RIGHT SIGNAL CONNECTION D-END | 6643 | TEM | 1 | MC | 141 | 1
1PH81371DG020DB1 | SIMOTICS M COMPACT ASYNCHRONOUS MOTOR 2000RPM, 28KW, 134NM, 60A, 350V 2300RPM, 29KW,120NM, 56A, 400V 2650RPM, 30KW, 108NM, 52A, 460V FORCED VENTILATION; DIRECTION OF AIR FLOW DE --> NDE; DEGREE OF PROTECTION IP55 INCREMENTAL ENCODER 22 BIT WITH COMMUTATING POSITION (ENCODER IC22DQ) WITH DRIVE-CLIQ INTERFACE DESIGN IM B5 (IMV 1,IM V3) PLAIN SHAFT WITHOUT FITTED KEY; BEARING: STANDARD WITH FIXED BEARING, VIBRATION SEVERITY GRADE: SR/A, SHAFT AND FLANGE ACCURACY: R TERMINAL BOX (ABOVE) CABLE ENTRY ON THE LEFT SIGNAL CONNECTION D-END | 6713 | TEM | 1 | MC | 141 | 1
1PH81371DG020HF1 | SIMOTICS M COMPACT ASYNCHRONOUS MOTOR 2000RPM, 28KW, 134NM, 60A, 350V 2300RPM, 29KW,120NM, 56A, 400V 2650RPM, 30KW, 108NM, 52A, 460V FORCED VENTILATION; DIRECTION OF AIR FLOW DE --> NDE; DEGREE OF PROTECTION IP55 INCREMENTAL ENCODER 22 BIT WITH COMMUTATING POSITION (ENCODER IC22DQ) WITH DRIVE-CLIQ INTERFACE DESIGN IM B5 (IMV 1,IM V3) PLAIN SHAFT WITHOUT FITTED KEY; BEARING: STANDARD, VIBRATION SEVERITY GRADE: S/A, SHAFT AND FLANGE ACCURACY: R POWER CONNECTOR(ABOVE) CABLE ENTRY ON THE LEFT SIGNAL CONNECTION D-END | 6358 | TEM | 1 | MC | 141 | 1
1PH81371DG020QC1 | SIMOTICS M COMPACT ASYNCHRONOUS MOTOR 2000RPM, 28KW, 134NM, 60A, 350V 2300RPM, 29KW,120NM, 56A, 400V 2650RPM, 30KW, 108NM, 52A, 460V FORCED VENTILATION; DIRECTION OF AIR FLOW DE --> NDE; DEGREE OF PROTECTION IP55 INCREMENTAL ENCODER 22 BIT WITH COMMUTATING POSITION (ENCODER IC22DQ) WITH DRIVE-CLIQ INTERFACE DESIGN IM B5 (IMV 1,IM V3) PLAIN SHAFT WITHOUT FITTED KEY; BEARING: ADVANCED LIFETIME VIBRATION SEVERITY S/A SHAFT A. FLANGE ACCURACY GR. R TERMINAL BOX (ABOVE) CABLE ENTRY ON THE ND-END SIGNAL CONNECTION LEFT | 6878 | TEM | 1 | MC | 141 | 1
1PH81371DG021BA1 | SIMOTICS M COMPACT ASYNCHRONOUS MOTOR 2000RPM, 28KW, 134NM, 60A, 350V 2300RPM, 29KW,120NM, 56A, 400V 2650RPM, 30KW, 108NM, 52A, 460V FORCED VENTILATION; DIRECTION OF AIR FLOW DE --> NDE; DEGREE OF PROTECTION IP55 INCREMENTAL ENCODER 22 BIT WITH COMMUTATING POSITION (ENCODER IC22DQ) WITH DRIVE-CLIQ INTERFACE DESIGN IM B5 (IMV 1,IM V3) SHAFT WITH FITTED KEY FULL-KEY BALANCING BEARING: STANDARD WITH FIXED BEARING, VIBRATION SEVERITY GRADE: R/A, FLANGE ACCURACY: R TERMINAL BOX (ABOVE) CABLE ENTRY ON THE RIGHT SIGNAL CONNECTION D-END | 6448 | TEM | 1 | MC | 141 | 1
1PH81371DG021CA1 | SIMOTICS M COMPACT ASYNCHRONOUS MOTOR 2000RPM, 28KW, 134NM, 60A, 350V 2300RPM, 29KW,120NM, 56A, 400V 2650RPM, 30KW, 108NM, 52A, 460V FORCED VENTILATION; DIRECTION OF AIR FLOW DE --> NDE; DEGREE OF PROTECTION IP55 INCREMENTAL ENCODER 22 BIT WITH COMMUTATING POSITION (ENCODER IC22DQ) WITH DRIVE-CLIQ INTERFACE DESIGN IM B5 (IMV 1,IM V3) SHAFT WITH FITTED KEY FULL-KEY BALANCING BEARING: STANDARD WITH FIXED BEARING, VIBRATION SEVERITY GRADE: S/A, SHAFT AND FLANGE ACCURACY: R TERMINAL BOX (ABOVE) CABLE ENTRY ON THE RIGHT SIGNAL CONNECTION D-END | 6643 | TEM | 1 | MC | 141 | 1
1PH81371DG021GA1 | SIMOTICS M COMPACT ASYNCHRONOUS MOTOR 2000RPM, 28KW, 134NM, 60A, 350V 2300RPM, 29KW,120NM, 56A, 400V 2650RPM, 30KW, 108NM, 52A, 460V FORCED VENTILATION; DIRECTION OF AIR FLOW DE --> NDE; DEGREE OF PROTECTION IP55 INCREMENTAL ENCODER 22 BIT WITH COMMUTATING POSITION (ENCODER IC22DQ) WITH DRIVE-CLIQ INTERFACE DESIGN IM B5 (IMV 1,IM V3) SHAFT WITH FITTED KEY FULL-KEY BALANCING BEARING: STANDARD, VIBRATION SEVERITY GRADE: R/A, SHAFT AND FLANGE ACCURACY: R TERMINAL BOX (ABOVE) CABLE ENTRY ON THE RIGHT SIGNAL CONNECTION D-END | 6163 | TEM | 1 | MC | 141 | 1
1PH81371DG021LA1 | SIMOTICS M COMPACT ASYNCHRONOUS MOTOR 2000RPM, 28KW, 134NM, 60A, 350V 2300RPM, 29KW,120NM, 56A, 400V 2650RPM, 30KW, 108NM, 52A, 460V FORCED VENTILATION; DIRECTION OF AIR FLOW DE --> NDE; DEGREE OF PROTECTION IP55 INCREMENTAL ENCODER 22 BIT WITH COMMUTATING POSITION (ENCODER IC22DQ) WITH DRIVE-CLIQ INTERFACE DESIGN IM B5 (IMV 1,IM V3) SHAFT WITH FITTED KEY FULL-KEY BALANCING BEARING: PERFORMANCE, VIBRATION SEVERITY GRADE: SPECIAL/B, SHAFT AND FLANGE ACCURACY: SPECIAL TERMINAL BOX (ABOVE) CABLE ENTRY ON THE RIGHT SIGNAL CONNECTION D-END | 6995 | TEM | 1 | MC | 141 | 1
1PH81371DG022BA1 | SIMOTICS M COMPACT ASYNCHRONOUS MOTOR 2000RPM, 28KW, 134NM, 60A, 350V 2300RPM, 29KW,120NM, 56A, 400V 2650RPM, 30KW, 108NM, 52A, 460V FORCED VENTILATION; DIRECTION OF AIR FLOW DE --> NDE; DEGREE OF PROTECTION IP55 INCREMENTAL ENCODER 22 BIT WITH COMMUTATING POSITION (ENCODER IC22DQ) WITH DRIVE-CLIQ INTERFACE DESIGN IM B5 (IMV 1,IM V3) SHAFT WITH FITTED KEY HALF-KEY BALANCING BEARING: STANDARD WITH FIXED BEARING, VIBRATION SEVERITY GRADE: R/A, FLANGE ACCURACY: R TERMINAL BOX (ABOVE) CABLE ENTRY ON THE RIGHT SIGNAL CONNECTION D-END | 6448 | TEM | 1 | MC | 141 | 1
1PH81371DG022BC1 | SIMOTICS M COMPACT ASYNCHRONOUS MOTOR 2000RPM, 28KW, 134NM, 60A, 350V 2300RPM, 29KW,120NM, 56A, 400V 2650RPM, 30KW, 108NM, 52A, 460V FORCED VENTILATION; DIRECTION OF AIR FLOW DE --> NDE; DEGREE OF PROTECTION IP55 INCREMENTAL ENCODER 22 BIT WITH COMMUTATING POSITION (ENCODER IC22DQ) WITH DRIVE-CLIQ INTERFACE DESIGN IM B5 (IMV 1,IM V3) SHAFT WITH FITTED KEY HALF-KEY BALANCING BEARING: STANDARD WITH FIXED BEARING, VIBRATION SEVERITY GRADE: R/A, FLANGE ACCURACY: R TERMINAL BOX (ABOVE) CABLE ENTRY ON THE ND-END SIGNAL CONNECTION LEFT | 6448 | TEM | 1 | MC | 141 | 1
1PH81371DG022CA1 | SIMOTICS M COMPACT ASYNCHRONOUS MOTOR 2000RPM, 28KW, 134NM, 60A, 350V 2300RPM, 29KW,120NM, 56A, 400V 2650RPM, 30KW, 108NM, 52A, 460V FORCED VENTILATION; DIRECTION OF AIR FLOW DE --> NDE; DEGREE OF PROTECTION IP55 INCREMENTAL ENCODER 22 BIT WITH COMMUTATING POSITION (ENCODER IC22DQ) WITH DRIVE-CLIQ INTERFACE DESIGN IM B5 (IMV 1,IM V3) SHAFT WITH FITTED KEY HALF-KEY BALANCING BEARING: STANDARD WITH FIXED BEARING, VIBRATION SEVERITY GRADE: S/A, SHAFT AND FLANGE ACCURACY: R TERMINAL BOX (ABOVE) CABLE ENTRY ON THE RIGHT SIGNAL CONNECTION D-END | 6643 | TEM | 1 | MC | 141 | 1
1PH81371DG022CB1 | SIMOTICS M COMPACT ASYNCHRONOUS MOTOR 2000RPM, 28KW, 134NM, 60A, 350V 2300RPM, 29KW,120NM, 56A, 400V 2650RPM, 30KW, 108NM, 52A, 460V FORCED VENTILATION; DIRECTION OF AIR FLOW DE --> NDE; DEGREE OF PROTECTION IP55 INCREMENTAL ENCODER 22 BIT WITH COMMUTATING POSITION (ENCODER IC22DQ) WITH DRIVE-CLIQ INTERFACE DESIGN IM B5 (IMV 1,IM V3) SHAFT WITH FITTED KEY HALF-KEY BALANCING BEARING: STANDARD WITH FIXED BEARING, VIBRATION SEVERITY GRADE: S/A, SHAFT AND FLANGE ACCURACY: R TERMINAL BOX (ABOVE) CABLE ENTRY ON THE LEFT SIGNAL CONNECTION D-END | 6643 | TEM | 1 | MC | 141 | 1
1PH81371DG022CC1 | SIMOTICS M COMPACT ASYNCHRONOUS MOTOR 2000RPM, 28KW, 134NM, 60A, 350V 2300RPM, 29KW,120NM, 56A, 400V 2650RPM, 30KW, 108NM, 52A, 460V FORCED VENTILATION; DIRECTION OF AIR FLOW DE --> NDE; DEGREE OF PROTECTION IP55 INCREMENTAL ENCODER 22 BIT WITH COMMUTATING POSITION (ENCODER IC22DQ) WITH DRIVE-CLIQ INTERFACE DESIGN IM B5 (IMV 1,IM V3) SHAFT WITH FITTED KEY HALF-KEY BALANCING BEARING: STANDARD WITH FIXED BEARING, VIBRATION SEVERITY GRADE: S/A, SHAFT AND FLANGE ACCURACY: R TERMINAL BOX (ABOVE) CABLE ENTRY ON THE ND-END SIGNAL CONNECTION LEFT | 6643 | TEM | 1 | MC | 141 | 1
1PH81371DG022GA1 | SIMOTICS M COMPACT ASYNCHRONOUS MOTOR 2000RPM, 28KW, 134NM, 60A, 350V 2300RPM, 29KW,120NM, 56A, 400V 2650RPM, 30KW, 108NM, 52A, 460V FORCED VENTILATION; DIRECTION OF AIR FLOW DE --> NDE; DEGREE OF PROTECTION IP55 INCREMENTAL ENCODER 22 BIT WITH COMMUTATING POSITION (ENCODER IC22DQ) WITH DRIVE-CLIQ INTERFACE DESIGN IM B5 (IMV 1,IM V3) SHAFT WITH FITTED KEY HALF-KEY BALANCING BEARING: STANDARD, VIBRATION SEVERITY GRADE: R/A, SHAFT AND FLANGE ACCURACY: R TERMINAL BOX (ABOVE) CABLE ENTRY ON THE RIGHT SIGNAL CONNECTION D-END | 6163 | TEM | 1 | MC | 141 | 1
1PH81371DG030BA1 | SIMOTICS M COMPACT ASYNCHRONOUS MOTOR 2000RPM, 28KW, 134NM, 60A, 350V 2300RPM, 29KW,120NM, 56A, 400V 2650RPM, 30KW, 108NM, 52A, 460V FORCED VENTILATION; DIRECTION OF AIR FLOW DE --> NDE; DEGREE OF PROTECTION IP55 INCREMENTAL ENCODER 22 BIT WITH COMMUTATING POSITION (ENCODER IC22DQ) WITH DRIVE-CLIQ INTERFACE DESIGN IM B35 (IM V15, IM V35) PLAIN SHAFT WITHOUT FITTED KEY; BEARING: STANDARD WITH FIXED BEARING, VIBRATION SEVERITY GRADE: R/A, FLANGE ACCURACY: R TERMINAL BOX (ABOVE) CABLE ENTRY ON THE RIGHT SIGNAL CONNECTION D-END | 6751 | TEM | 1 | MC | 141 | 1
1PH81371DG030BC1 | SIMOTICS M COMPACT ASYNCHRONOUS MOTOR 2000RPM, 28KW, 134NM, 60A, 350V 2300RPM, 29KW,120NM, 56A, 400V 2650RPM, 30KW, 108NM, 52A, 460V FORCED VENTILATION; DIRECTION OF AIR FLOW DE --> NDE; DEGREE OF PROTECTION IP55 INCREMENTAL ENCODER 22 BIT WITH COMMUTATING POSITION (ENCODER IC22DQ) WITH DRIVE-CLIQ INTERFACE DESIGN IM B35 (IM V15, IM V35) PLAIN SHAFT WITHOUT FITTED KEY; BEARING: STANDARD WITH FIXED BEARING, VIBRATION SEVERITY GRADE: R/A, FLANGE ACCURACY: R TERMINAL BOX (ABOVE) CABLE ENTRY ON THE ND-END SIGNAL CONNECTION LEFT | 6751 | TEM | 1 | MC | 141 | 1
1PH81371DG030DA1 | SIMOTICS M COMPACT ASYNCHRONOUS MOTOR 2000RPM, 28KW, 134NM, 60A, 350V 2300RPM, 29KW,120NM, 56A, 400V 2650RPM, 30KW, 108NM, 52A, 460V FORCED VENTILATION; DIRECTION OF AIR FLOW DE --> NDE; DEGREE OF PROTECTION IP55 INCREMENTAL ENCODER 22 BIT WITH COMMUTATING POSITION (ENCODER IC22DQ) WITH DRIVE-CLIQ INTERFACE DESIGN IM B35 (IM V15, IM V35) PLAIN SHAFT WITHOUT FITTED KEY; BEARING: STANDARD WITH FIXED BEARING, VIBRATION SEVERITY GRADE: SR/A, SHAFT AND FLANGE ACCURACY: R TERMINAL BOX (ABOVE) CABLE ENTRY ON THE RIGHT SIGNAL CONNECTION D-END | 7016 | TEM | 1 | MC | 141 | 1
1PH81371DG030LA1 | SIMOTICS M COMPACT ASYNCHRONOUS MOTOR 2000RPM, 28KW, 134NM, 60A, 350V 2300RPM, 29KW,120NM, 56A, 400V 2650RPM, 30KW, 108NM, 52A, 460V FORCED VENTILATION; DIRECTION OF AIR FLOW DE --> NDE; DEGREE OF PROTECTION IP55 INCREMENTAL ENCODER 22 BIT WITH COMMUTATING POSITION (ENCODER IC22DQ) WITH DRIVE-CLIQ INTERFACE DESIGN IM B35 (IM V15, IM V35) PLAIN SHAFT WITHOUT FITTED KEY; BEARING: PERFORMANCE, VIBRATION SEVERITY GRADE: SPECIAL/B, SHAFT AND FLANGE ACCURACY: SPECIAL TERMINAL BOX (ABOVE) CABLE ENTRY ON THE RIGHT SIGNAL CONNECTION D-END | 7298 | TEM | 1 | MC | 141 | 1
1PH81371DG031BA1 | SIMOTICS M COMPACT ASYNCHRONOUS MOTOR 2000RPM, 28KW, 134NM, 60A, 350V 2300RPM, 29KW,120NM, 56A, 400V 2650RPM, 30KW, 108NM, 52A, 460V FORCED VENTILATION; DIRECTION OF AIR FLOW DE --> NDE; DEGREE OF PROTECTION IP55 INCREMENTAL ENCODER 22 BIT WITH COMMUTATING POSITION (ENCODER IC22DQ) WITH DRIVE-CLIQ INTERFACE DESIGN IM B35 (IM V15, IM V35) SHAFT WITH FITTED KEY FULL-KEY BALANCING BEARING: STANDARD WITH FIXED BEARING, VIBRATION SEVERITY GRADE: R/A, FLANGE ACCURACY: R TERMINAL BOX (ABOVE) CABLE ENTRY ON THE RIGHT SIGNAL CONNECTION D-END | 6751 | TEM | 1 | MC | 141 | 1
1PH81371DG031BE1 | SIMOTICS M COMPACT ASYNCHRONOUS MOTOR 2000RPM, 28KW, 134NM, 60A, 350V 2300RPM, 29KW,120NM, 56A, 400V 2650RPM, 30KW, 108NM, 52A, 460V FORCED VENTILATION; DIRECTION OF AIR FLOW DE --> NDE; DEGREE OF PROTECTION IP55 INCREMENTAL ENCODER 22 BIT WITH COMMUTATING POSITION (ENCODER IC22DQ) WITH DRIVE-CLIQ INTERFACE DESIGN IM B35 (IM V15, IM V35) SHAFT WITH FITTED KEY FULL-KEY BALANCING BEARING: STANDARD WITH FIXED BEARING, VIBRATION SEVERITY GRADE: R/A, FLANGE ACCURACY: R POWER CONNECTOR (ABOVE) CABLE ENTRY ON THE RIGHT SIGNAL CONNECTION D-END | 6751 | TEM | 1 | MC | 141 | 1
1PH81371DG031BH1 | SIMOTICS M COMPACT ASYNCHRONOUS MOTOR 2000RPM, 28KW, 134NM, 60A, 350V 2300RPM, 29KW,120NM, 56A, 400V 2650RPM, 30KW, 108NM, 52A, 460V FORCED VENTILATION; DIRECTION OF AIR FLOW DE --> NDE; DEGREE OF PROTECTION IP55 INCREMENTAL ENCODER 22 BIT WITH COMMUTATING POSITION (ENCODER IC22DQ) WITH DRIVE-CLIQ INTERFACE DESIGN IM B35 (IM V15, IM V35) SHAFT WITH FITTED KEY FULL-KEY BALANCING BEARING: STANDARD WITH FIXED BEARING, VIBRATION SEVERITY GRADE: R/A, FLANGE ACCURACY: R POWER CONNECTOR (ABOVE) CABLE ENTRY ON THE D-END SIGNAL CONNECTION LEFT | 6751 | TEM | 1 | MC | 141 | 1
1PH81371DG031CA1 | SIMOTICS M COMPACT ASYNCHRONOUS MOTOR 2000RPM, 28KW, 134NM, 60A, 350V 2300RPM, 29KW,120NM, 56A, 400V 2650RPM, 30KW, 108NM, 52A, 460V FORCED VENTILATION; DIRECTION OF AIR FLOW DE --> NDE; DEGREE OF PROTECTION IP55 INCREMENTAL ENCODER 22 BIT WITH COMMUTATING POSITION (ENCODER IC22DQ) WITH DRIVE-CLIQ INTERFACE DESIGN IM B35 (IM V15, IM V35) SHAFT WITH FITTED KEY FULL-KEY BALANCING BEARING: STANDARD WITH FIXED BEARING, VIBRATION SEVERITY GRADE: S/A, SHAFT AND FLANGE ACCURACY: R TERMINAL BOX (ABOVE) CABLE ENTRY ON THE RIGHT SIGNAL CONNECTION D-END | 6946 | TEM | 1 | MC | 141 | 1
1PH81371DG031CB1 | SIMOTICS M COMPACT ASYNCHRONOUS MOTOR 2000RPM, 28KW, 134NM, 60A, 350V 2300RPM, 29KW,120NM, 56A, 400V 2650RPM, 30KW, 108NM, 52A, 460V FORCED VENTILATION; DIRECTION OF AIR FLOW DE --> NDE; DEGREE OF PROTECTION IP55 INCREMENTAL ENCODER 22 BIT WITH COMMUTATING POSITION (ENCODER IC22DQ) WITH DRIVE-CLIQ INTERFACE DESIGN IM B35 (IM V15, IM V35) SHAFT WITH FITTED KEY FULL-KEY BALANCING BEARING: STANDARD WITH FIXED BEARING, VIBRATION SEVERITY GRADE: S/A, SHAFT AND FLANGE ACCURACY: R TERMINAL BOX (ABOVE) CABLE ENTRY ON THE LEFT SIGNAL CONNECTION D-END | 6946 | TEM | 1 | MC | 141 | 1
1PH81371DG031CC1 | SIMOTICS M COMPACT ASYNCHRONOUS MOTOR 2000RPM, 28KW, 134NM, 60A, 350V 2300RPM, 29KW,120NM, 56A, 400V 2650RPM, 30KW, 108NM, 52A, 460V FORCED VENTILATION; DIRECTION OF AIR FLOW DE --> NDE; DEGREE OF PROTECTION IP55 INCREMENTAL ENCODER 22 BIT WITH COMMUTATING POSITION (ENCODER IC22DQ) WITH DRIVE-CLIQ INTERFACE DESIGN IM B35 (IM V15, IM V35) SHAFT WITH FITTED KEY FULL-KEY BALANCING BEARING: STANDARD WITH FIXED BEARING, VIBRATION SEVERITY GRADE: S/A, SHAFT AND FLANGE ACCURACY: R TERMINAL BOX (ABOVE) CABLE ENTRY ON THE ND-END SIGNAL CONNECTION LEFT | 6946 | TEM | 1 | MC | 141 | 1
1PH81371DG031FA1 | SIMOTICS M COMPACT ASYNCHRONOUS MOTOR 2000RPM, 28KW, 134NM, 60A, 350V 2300RPM, 29KW,120NM, 56A, 400V 2650RPM, 30KW, 108NM, 52A, 460V FORCED VENTILATION; DIRECTION OF AIR FLOW DE --> NDE; DEGREE OF PROTECTION IP55 INCREMENTAL ENCODER 22 BIT WITH COMMUTATING POSITION (ENCODER IC22DQ) WITH DRIVE-CLIQ INTERFACE DESIGN IM B35 (IM V15, IM V35) SHAFT WITH FITTED KEY FULL-KEY BALANCING BEARING: INCREASED RADIAL FORCES, VIBRATION SEVERITY GRADE: R/A, SHAFT AND FLANGE ACCURACY: R TERMINAL BOX (ABOVE) CABLE ENTRY ON THE RIGHT SIGNAL CONNECTION D-END | 6883 | TEM | 1 | MC | 141 | 1
1PH81371DG032BA1 | SIMOTICS M COMPACT ASYNCHRONOUS MOTOR 2000RPM, 28KW, 134NM, 60A, 350V 2300RPM, 29KW,120NM, 56A, 400V 2650RPM, 30KW, 108NM, 52A, 460V FORCED VENTILATION; DIRECTION OF AIR FLOW DE --> NDE; DEGREE OF PROTECTION IP55 INCREMENTAL ENCODER 22 BIT WITH COMMUTATING POSITION (ENCODER IC22DQ) WITH DRIVE-CLIQ INTERFACE DESIGN IM B35 (IM V15, IM V35) SHAFT WITH FITTED KEY HALF-KEY BALANCING BEARING: STANDARD WITH FIXED BEARING, VIBRATION SEVERITY GRADE: R/A, FLANGE ACCURACY: R TERMINAL BOX (ABOVE) CABLE ENTRY ON THE RIGHT SIGNAL CONNECTION D-END | 6751 | TEM | 1 | MC | 141 | 1
1PH81371DG032CA1 | SIMOTICS M COMPACT ASYNCHRONOUS MOTOR 2000RPM, 28KW, 134NM, 60A, 350V 2300RPM, 29KW,120NM, 56A, 400V 2650RPM, 30KW, 108NM, 52A, 460V FORCED VENTILATION; DIRECTION OF AIR FLOW DE --> NDE; DEGREE OF PROTECTION IP55 INCREMENTAL ENCODER 22 BIT WITH COMMUTATING POSITION (ENCODER IC22DQ) WITH DRIVE-CLIQ INTERFACE DESIGN IM B35 (IM V15, IM V35) SHAFT WITH FITTED KEY HALF-KEY BALANCING BEARING: STANDARD WITH FIXED BEARING, VIBRATION SEVERITY GRADE: S/A, SHAFT AND FLANGE ACCURACY: R TERMINAL BOX (ABOVE) CABLE ENTRY ON THE RIGHT SIGNAL CONNECTION D-END | 6946 | TEM | 1 | MC | 141 | 1
1PH81371DG100BA1 | SIMOTICS M COMPACT ASYNCHRONOUS MOTOR 2000RPM, 28KW, 134NM, 60A, 350V 2300RPM, 29KW, 120NM, 56A, 400V 2650RPM, 30KW, 108NM, 52A, 460V FORCED VENTILATION; DIRECTION OF AIR FLOW NDE --> DE; DEGREE OF PROTECTION IP55 INCREMENTAL ENCODER 22 BIT WITH COMMUTATING POSITION (ENCODER IC22DQ) WITH DRIVE-CLIQ INTERFACE DESIGN IM B3 (IM V5, IM V6) PLAIN SHAFT WITHOUT FITTED KEY; BEARING: STANDARD WITH FIXED BEARING, VIBRATION SEVERITY GRADE: R/A, FLANGE ACCURACY: R TERMINAL BOX (ABOVE) CABLE ENTRY ON THE RIGHT SIGNAL CONNECTION D-END | 6209 | TEM | 1 | MC | 141 | 1
1PH81371DG100BB1 | SIMOTICS M COMPACT ASYNCHRONOUS MOTOR 2000RPM, 28KW, 134NM, 60A, 350V 2300RPM, 29KW, 120NM, 56A, 400V 2650RPM, 30KW, 108NM, 52A, 460V FORCED VENTILATION; DIRECTION OF AIR FLOW NDE --> DE; DEGREE OF PROTECTION IP55 INCREMENTAL ENCODER 22 BIT WITH COMMUTATING POSITION (ENCODER IC22DQ) WITH DRIVE-CLIQ INTERFACE DESIGN IM B3 (IM V5, IM V6) PLAIN SHAFT WITHOUT FITTED KEY; BEARING: STANDARD WITH FIXED BEARING, VIBRATION SEVERITY GRADE: R/A, FLANGE ACCURACY: R TERMINAL BOX (ABOVE) CABLE ENTRY ON THE LEFT SIGNAL CONNECTION D-END | 6209 | TEM | 1 | MC | 141 | 1
1PH81371DG100BG1 | SIMOTICS M COMPACT ASYNCHRONOUS MOTOR 2000RPM, 28KW, 134NM, 60A, 350V 2300RPM, 29KW, 120NM, 56A, 400V 2650RPM, 30KW, 108NM, 52A, 460V FORCED VENTILATION; DIRECTION OF AIR FLOW NDE --> DE; DEGREE OF PROTECTION IP55 INCREMENTAL ENCODER 22 BIT WITH COMMUTATING POSITION (ENCODER IC22DQ) WITH DRIVE-CLIQ INTERFACE DESIGN IM B3 (IM V5, IM V6) PLAIN SHAFT WITHOUT FITTED KEY; BEARING: STANDARD WITH FIXED BEARING, VIBRATION SEVERITY GRADE: R/A, FLANGE ACCURACY: R POWER CONNECTOR (ABOVE) CABLE ENTRY ON THE ND-END SIGNAL CONNECTION LEFT | 6209 | TEM | 1 | MC | 141 | 1
1PH81371DG101BA1 | SIMOTICS M COMPACT ASYNCHRONOUS MOTOR 2000RPM, 28KW, 134NM, 60A, 350V 2300RPM, 29KW, 120NM, 56A, 400V 2650RPM, 30KW, 108NM, 52A, 460V FORCED VENTILATION; DIRECTION OF AIR FLOW NDE --> DE; DEGREE OF PROTECTION IP55 INCREMENTAL ENCODER 22 BIT WITH COMMUTATING POSITION (ENCODER IC22DQ) WITH DRIVE-CLIQ INTERFACE DESIGN IM B3 (IM V5, IM V6) SHAFT WITH FITTED KEY FULL-KEY BALANCING BEARING: STANDARD WITH FIXED BEARING, VIBRATION SEVERITY GRADE: R/A, FLANGE ACCURACY: R TERMINAL BOX (ABOVE) CABLE ENTRY ON THE RIGHT SIGNAL CONNECTION D-END | 6209 | TEM | 1 | MC | 141 | 1
1PH81371DG101GA1 | SIMOTICS M COMPACT ASYNCHRONOUS MOTOR 2000RPM, 28KW, 134NM, 60A, 350V 2300RPM, 29KW, 120NM, 56A, 400V 2650RPM, 30KW, 108NM, 52A, 460V FORCED VENTILATION; DIRECTION OF AIR FLOW NDE --> DE; DEGREE OF PROTECTION IP55 INCREMENTAL ENCODER 22 BIT WITH COMMUTATING POSITION (ENCODER IC22DQ) WITH DRIVE-CLIQ INTERFACE DESIGN IM B3 (IM V5, IM V6) SHAFT WITH FITTED KEY FULL-KEY BALANCING BEARING: STANDARD, VIBRATION SEVERITY GRADE: R/A, SHAFT AND FLANGE ACCURACY: R TERMINAL BOX (ABOVE) CABLE ENTRY ON THE RIGHT SIGNAL CONNECTION D-END | 5925 | TEM | 1 | MC | 141 | 1
1PH81371DG102BA1 | SIMOTICS M COMPACT ASYNCHRONOUS MOTOR 2000RPM, 28KW, 134NM, 60A, 350V 2300RPM, 29KW, 120NM, 56A, 400V 2650RPM, 30KW, 108NM, 52A, 460V FORCED VENTILATION; DIRECTION OF AIR FLOW NDE --> DE; DEGREE OF PROTECTION IP55 INCREMENTAL ENCODER 22 BIT WITH COMMUTATING POSITION (ENCODER IC22DQ) WITH DRIVE-CLIQ INTERFACE DESIGN IM B3 (IM V5, IM V6) SHAFT WITH FITTED KEY HALF-KEY BALANCING BEARING: STANDARD WITH FIXED BEARING, VIBRATION SEVERITY GRADE: R/A, FLANGE ACCURACY: R TERMINAL BOX (ABOVE) CABLE ENTRY ON THE RIGHT SIGNAL CONNECTION D-END | 6209 | TEM | 1 | MC | 141 | 1
1PH81371DG102BB1 | SIMOTICS M COMPACT ASYNCHRONOUS MOTOR 2000RPM, 28KW, 134NM, 60A, 350V 2300RPM, 29KW, 120NM, 56A, 400V 2650RPM, 30KW, 108NM, 52A, 460V FORCED VENTILATION; DIRECTION OF AIR FLOW NDE --> DE; DEGREE OF PROTECTION IP55 INCREMENTAL ENCODER 22 BIT WITH COMMUTATING POSITION (ENCODER IC22DQ) WITH DRIVE-CLIQ INTERFACE DESIGN IM B3 (IM V5, IM V6) SHAFT WITH FITTED KEY HALF-KEY BALANCING BEARING: STANDARD WITH FIXED BEARING, VIBRATION SEVERITY GRADE: R/A, FLANGE ACCURACY: R TERMINAL BOX (ABOVE) CABLE ENTRY ON THE LEFT SIGNAL CONNECTION D-END | 6209 | TEM | 1 | MC | 141 | 1
1PH81371DG102BC1 | SIMOTICS M COMPACT ASYNCHRONOUS MOTOR 2000RPM, 28KW, 134NM, 60A, 350V 2300RPM, 29KW, 120NM, 56A, 400V 2650RPM, 30KW, 108NM, 52A, 460V FORCED VENTILATION; DIRECTION OF AIR FLOW NDE --> DE; DEGREE OF PROTECTION IP55 INCREMENTAL ENCODER 22 BIT WITH COMMUTATING POSITION (ENCODER IC22DQ) WITH DRIVE-CLIQ INTERFACE DESIGN IM B3 (IM V5, IM V6) SHAFT WITH FITTED KEY HALF-KEY BALANCING BEARING: STANDARD WITH FIXED BEARING, VIBRATION SEVERITY GRADE: R/A, FLANGE ACCURACY: R TERMINAL BOX (ABOVE) CABLE ENTRY ON THE ND-END SIGNAL CONNECTION LEFT | 6209 | TEM | 1 | MC | 141 | 1
1PH81371DG102BG1 | SIMOTICS M COMPACT ASYNCHRONOUS MOTOR 2000RPM, 28KW, 134NM, 60A, 350V 2300RPM, 29KW, 120NM, 56A, 400V 2650RPM, 30KW, 108NM, 52A, 460V FORCED VENTILATION; DIRECTION OF AIR FLOW NDE --> DE; DEGREE OF PROTECTION IP55 INCREMENTAL ENCODER 22 BIT WITH COMMUTATING POSITION (ENCODER IC22DQ) WITH DRIVE-CLIQ INTERFACE DESIGN IM B3 (IM V5, IM V6) SHAFT WITH FITTED KEY HALF-KEY BALANCING BEARING: STANDARD WITH FIXED BEARING, VIBRATION SEVERITY GRADE: R/A, FLANGE ACCURACY: R POWER CONNECTOR (ABOVE) CABLE ENTRY ON THE ND-END SIGNAL CONNECTION LEFT | 6209 | TEM | 1 | MC | 141 | 1
1PH81371DG102GA1 | SIMOTICS M COMPACT ASYNCHRONOUS MOTOR 2000RPM, 28KW, 134NM, 60A, 350V 2300RPM, 29KW, 120NM, 56A, 400V 2650RPM, 30KW, 108NM, 52A, 460V FORCED VENTILATION; DIRECTION OF AIR FLOW NDE --> DE; DEGREE OF PROTECTION IP55 INCREMENTAL ENCODER 22 BIT WITH COMMUTATING POSITION (ENCODER IC22DQ) WITH DRIVE-CLIQ INTERFACE DESIGN IM B3 (IM V5, IM V6) SHAFT WITH FITTED KEY HALF-KEY BALANCING BEARING: STANDARD, VIBRATION SEVERITY GRADE: R/A, SHAFT AND FLANGE ACCURACY: R TERMINAL BOX (ABOVE) CABLE ENTRY ON THE RIGHT SIGNAL CONNECTION D-END | 5925 | TEM | 1 | MC | 141 | 1
1PH81371DG102LA1 | SIMOTICS M COMPACT ASYNCHRONOUS MOTOR 2000RPM, 28KW, 134NM, 60A, 350V 2300RPM, 29KW, 120NM, 56A, 400V 2650RPM, 30KW, 108NM, 52A, 460V FORCED VENTILATION; DIRECTION OF AIR FLOW NDE --> DE; DEGREE OF PROTECTION IP55 INCREMENTAL ENCODER 22 BIT WITH COMMUTATING POSITION (ENCODER IC22DQ) WITH DRIVE-CLIQ INTERFACE DESIGN IM B3 (IM V5, IM V6) SHAFT WITH FITTED KEY HALF-KEY BALANCING BEARING: PERFORMANCE, VIBRATION SEVERITY GRADE: SPECIAL/B, SHAFT AND FLANGE ACCURACY: SPECIAL TERMINAL BOX (ABOVE) CABLE ENTRY ON THE RIGHT SIGNAL CONNECTION D-END | 6756 | TEM | 1 | MC | 141 | 1
1PH81371DG120BA1 | SIMOTICS M COMPACT ASYNCHRONOUS MOTOR 2000RPM, 28KW, 134NM, 60A, 350V 2300RPM, 29KW, 120NM, 56A, 400V 2650RPM, 30KW, 108NM, 52A, 460V FORCED VENTILATION; DIRECTION OF AIR FLOW NDE --> DE; DEGREE OF PROTECTION IP55 INCREMENTAL ENCODER 22 BIT WITH COMMUTATING POSITION (ENCODER IC22DQ) WITH DRIVE-CLIQ INTERFACE DESIGN IM B5 (IMV 1,IM V3) PLAIN SHAFT WITHOUT FITTED KEY; BEARING: STANDARD WITH FIXED BEARING, VIBRATION SEVERITY GRADE: R/A, FLANGE ACCURACY: R TERMINAL BOX (ABOVE) CABLE ENTRY ON THE RIGHT SIGNAL CONNECTION D-END | 6448 | TEM | 1 | MC | 141 | 1
1PH81371DG120BC1 | SIMOTICS M COMPACT ASYNCHRONOUS MOTOR 2000RPM, 28KW, 134NM, 60A, 350V 2300RPM, 29KW, 120NM, 56A, 400V 2650RPM, 30KW, 108NM, 52A, 460V FORCED VENTILATION; DIRECTION OF AIR FLOW NDE --> DE; DEGREE OF PROTECTION IP55 INCREMENTAL ENCODER 22 BIT WITH COMMUTATING POSITION (ENCODER IC22DQ) WITH DRIVE-CLIQ INTERFACE DESIGN IM B5 (IMV 1,IM V3) PLAIN SHAFT WITHOUT FITTED KEY; BEARING: STANDARD WITH FIXED BEARING, VIBRATION SEVERITY GRADE: R/A, FLANGE ACCURACY: R TERMINAL BOX (ABOVE) CABLE ENTRY ON THE ND-END SIGNAL CONNECTION LEFT | 6448 | TEM | 1 | MC | 141 | 1
1PH81371DG120CG1 | SIMOTICS M COMPACT ASYNCHRONOUS MOTOR 2000RPM, 28KW, 134NM, 60A, 350V 2300RPM, 29KW, 120NM, 56A, 400V 2650RPM, 30KW, 108NM, 52A, 460V FORCED VENTILATION; DIRECTION OF AIR FLOW NDE --> DE; DEGREE OF PROTECTION IP55 INCREMENTAL ENCODER 22 BIT WITH COMMUTATING POSITION (ENCODER IC22DQ) WITH DRIVE-CLIQ INTERFACE DESIGN IM B5 (IMV 1,IM V3) PLAIN SHAFT WITHOUT FITTED KEY; BEARING: STANDARD WITH FIXED BEARING, VIBRATION SEVERITY GRADE: S/A, SHAFT AND FLANGE ACCURACY: R POWER CONNECTOR (ABOVE) CABLE ENTRY ON THE ND-END SIGNAL CONNECTION LEFT | 6643 | TEM | 1 | MC | 141 | 1
1PH81371DG120CH1 | SIMOTICS M COMPACT ASYNCHRONOUS MOTOR 2000RPM, 28KW, 134NM, 60A, 350V 2300RPM, 29KW, 120NM, 56A, 400V 2650RPM, 30KW, 108NM, 52A, 460V FORCED VENTILATION; DIRECTION OF AIR FLOW NDE --> DE; DEGREE OF PROTECTION IP55 INCREMENTAL ENCODER 22 BIT WITH COMMUTATING POSITION (ENCODER IC22DQ) WITH DRIVE-CLIQ INTERFACE DESIGN IM B5 (IMV 1,IM V3) PLAIN SHAFT WITHOUT FITTED KEY; BEARING: STANDARD WITH FIXED BEARING, VIBRATION SEVERITY GRADE: S/A, SHAFT AND FLANGE ACCURACY: R POWER CONNECTOR (ABOVE) CABLE ENTRY ON THE D-END SIGNAL CONNECTION LEFT | 6643 | TEM | 1 | MC | 141 | 1
1PH81371DG121BB1 | SIMOTICS M COMPACT ASYNCHRONOUS MOTOR 2000RPM, 28KW, 134NM, 60A, 350V 2300RPM, 29KW, 120NM, 56A, 400V 2650RPM, 30KW, 108NM, 52A, 460V FORCED VENTILATION; DIRECTION OF AIR FLOW NDE --> DE; DEGREE OF PROTECTION IP55 INCREMENTAL ENCODER 22 BIT WITH COMMUTATING POSITION (ENCODER IC22DQ) WITH DRIVE-CLIQ INTERFACE DESIGN IM B5 (IMV 1,IM V3) SHAFT WITH FITTED KEY FULL-KEY BALANCING BEARING: STANDARD WITH FIXED BEARING, VIBRATION SEVERITY GRADE: R/A, FLANGE ACCURACY: R TERMINAL BOX (ABOVE) CABLE ENTRY ON THE LEFT SIGNAL CONNECTION D-END | 6448 | TEM | 1 | MC | 141 | 1
1PH81371DG122BA1 | SIMOTICS M COMPACT ASYNCHRONOUS MOTOR 2000RPM, 28KW, 134NM, 60A, 350V 2300RPM, 29KW, 120NM, 56A, 400V 2650RPM, 30KW, 108NM, 52A, 460V FORCED VENTILATION; DIRECTION OF AIR FLOW NDE --> DE; DEGREE OF PROTECTION IP55 INCREMENTAL ENCODER 22 BIT WITH COMMUTATING POSITION (ENCODER IC22DQ) WITH DRIVE-CLIQ INTERFACE DESIGN IM B5 (IMV 1,IM V3) SHAFT WITH FITTED KEY HALF-KEY BALANCING BEARING: STANDARD WITH FIXED BEARING, VIBRATION SEVERITY GRADE: R/A, FLANGE ACCURACY: R TERMINAL BOX (ABOVE) CABLE ENTRY ON THE RIGHT SIGNAL CONNECTION D-END | 6448 | TEM | 1 | MC | 141 | 1
1PH81371DG122GA1 | SIMOTICS M COMPACT ASYNCHRONOUS MOTOR 2000RPM, 28KW, 134NM, 60A, 350V 2300RPM, 29KW, 120NM, 56A, 400V 2650RPM, 30KW, 108NM, 52A, 460V FORCED VENTILATION; DIRECTION OF AIR FLOW NDE --> DE; DEGREE OF PROTECTION IP55 INCREMENTAL ENCODER 22 BIT WITH COMMUTATING POSITION (ENCODER IC22DQ) WITH DRIVE-CLIQ INTERFACE DESIGN IM B5 (IMV 1,IM V3) SHAFT WITH FITTED KEY HALF-KEY BALANCING BEARING: STANDARD, VIBRATION SEVERITY GRADE: R/A, SHAFT AND FLANGE ACCURACY: R TERMINAL BOX (ABOVE) CABLE ENTRY ON THE RIGHT SIGNAL CONNECTION D-END | 6163 | TEM | 1 | MC | 141 | 1
1PH81371DG131DC1 | SIMOTICS M COMPACT ASYNCHRONOUS MOTOR 2000RPM, 28KW, 134NM, 60A, 350V 2300RPM, 29KW, 120NM, 56A, 400V 2650RPM, 30KW, 108NM, 52A, 460V FORCED VENTILATION; DIRECTION OF AIR FLOW NDE --> DE; DEGREE OF PROTECTION IP55 INCREMENTAL ENCODER 22 BIT WITH COMMUTATING POSITION (ENCODER IC22DQ) WITH DRIVE-CLIQ INTERFACE DESIGN IM B35 (IM V15, IM V35) SHAFT WITH FITTED KEY FULL-KEY BALANCING BEARING: STANDARD WITH FIXED BEARING, VIBRATION SEVERITY GRADE: SR/A, SHAFT AND FLANGE ACCURACY: R TERMINAL BOX (ABOVE) CABLE ENTRY ON THE ND-END SIGNAL CONNECTION LEFT | 7016 | TEM | 1 | MC | 141 | 1
1PH81371DG132BA1 | SIMOTICS M COMPACT ASYNCHRONOUS MOTOR 2000RPM, 28KW, 134NM, 60A, 350V 2300RPM, 29KW, 120NM, 56A, 400V 2650RPM, 30KW, 108NM, 52A, 460V FORCED VENTILATION; DIRECTION OF AIR FLOW NDE --> DE; DEGREE OF PROTECTION IP55 INCREMENTAL ENCODER 22 BIT WITH COMMUTATING POSITION (ENCODER IC22DQ) WITH DRIVE-CLIQ INTERFACE DESIGN IM B35 (IM V15, IM V35) SHAFT WITH FITTED KEY HALF-KEY BALANCING BEARING: STANDARD WITH FIXED BEARING, VIBRATION SEVERITY GRADE: R/A, FLANGE ACCURACY: R TERMINAL BOX (ABOVE) CABLE ENTRY ON THE RIGHT SIGNAL CONNECTION D-END | 6751 | TEM | 1 | MC | 141 | 1
1PH81371DG132BB1 | SIMOTICS M COMPACT ASYNCHRONOUS MOTOR 2000RPM, 28KW, 134NM, 60A, 350V 2300RPM, 29KW, 120NM, 56A, 400V 2650RPM, 30KW, 108NM, 52A, 460V FORCED VENTILATION; DIRECTION OF AIR FLOW NDE --> DE; DEGREE OF PROTECTION IP55 INCREMENTAL ENCODER 22 BIT WITH COMMUTATING POSITION (ENCODER IC22DQ) WITH DRIVE-CLIQ INTERFACE DESIGN IM B35 (IM V15, IM V35) SHAFT WITH FITTED KEY HALF-KEY BALANCING BEARING: STANDARD WITH FIXED BEARING, VIBRATION SEVERITY GRADE: R/A, FLANGE ACCURACY: R TERMINAL BOX (ABOVE) CABLE ENTRY ON THE LEFT SIGNAL CONNECTION D-END | 6751 | TEM | 1 | MC | 141 | 1
1PH81371DS000BA1 | SIMOTICS M COMPACT ASYNCHRONOUS MOTOR 2000RPM, 29KW,138NM, 56A, 398V 5000RPM,27,5KW, 53NM, 56A, 425V 1500RPM, 22KW, 140NM, 56A, 308V FORCED VENTILATION; DIRECTION OF AIR FLOW DE --> NDE; DEGREE OF PROTECTION IP55 INCREMENTAL ENCODER 22 BIT WITH COMMUTATING POSITION (ENCODER IC22DQ) WITH DRIVE-CLIQ INTERFACE DESIGN IM B3 (IM V5, IM V6) PLAIN SHAFT WITHOUT FITTED KEY; BEARING: STANDARD WITH FIXED BEARING, VIBRATION SEVERITY GRADE: R/A, FLANGE ACCURACY: R TERMINAL BOX (ABOVE) CABLE ENTRY ON THE RIGHT SIGNAL CONNECTION D-END | 6209 | TEM | 1 | MC | 141 | 1
1PH81371DS000LA1 | SIMOTICS M COMPACT ASYNCHRONOUS MOTOR 2000RPM, 29KW,138NM, 56A, 398V 5000RPM,27,5KW, 53NM, 56A, 425V 1500RPM, 22KW, 140NM, 56A, 308V FORCED VENTILATION; DIRECTION OF AIR FLOW DE --> NDE; DEGREE OF PROTECTION IP55 INCREMENTAL ENCODER 22 BIT WITH COMMUTATING POSITION (ENCODER IC22DQ) WITH DRIVE-CLIQ INTERFACE DESIGN IM B3 (IM V5, IM V6) PLAIN SHAFT WITHOUT FITTED KEY; BEARING: PERFORMANCE, VIBRATION SEVERITY GRADE: SPECIAL/B, SHAFT AND FLANGE ACCURACY: SPECIAL TERMINAL BOX (ABOVE) CABLE ENTRY ON THE RIGHT SIGNAL CONNECTION D-END | 6756 | TEM | 1 | MC | 141 | 1
1PH81371DS001BA1 | SIMOTICS M COMPACT ASYNCHRONOUS MOTOR 2000RPM, 29KW,138NM, 56A, 398V 5000RPM,27,5KW, 53NM, 56A, 425V 1500RPM, 22KW, 140NM, 56A, 308V FORCED VENTILATION; DIRECTION OF AIR FLOW DE --> NDE; DEGREE OF PROTECTION IP55 INCREMENTAL ENCODER 22 BIT WITH COMMUTATING POSITION (ENCODER IC22DQ) WITH DRIVE-CLIQ INTERFACE DESIGN IM B3 (IM V5, IM V6) SHAFT WITH FITTED KEY FULL-KEY BALANCING BEARING: STANDARD WITH FIXED BEARING, VIBRATION SEVERITY GRADE: R/A, FLANGE ACCURACY: R TERMINAL BOX (ABOVE) CABLE ENTRY ON THE RIGHT SIGNAL CONNECTION D-END | 6209 | TEM | 1 | MC | 141 | 1
1PH81371DS020BA1 | SIMOTICS M COMPACT ASYNCHRONOUS MOTOR 2000RPM, 29KW,138NM, 56A, 398V 5000RPM,27,5KW, 53NM, 56A, 425V 1500RPM, 22KW, 140NM, 56A, 308V FORCED VENTILATION; DIRECTION OF AIR FLOW DE --> NDE; DEGREE OF PROTECTION IP55 INCREMENTAL ENCODER 22 BIT WITH COMMUTATING POSITION (ENCODER IC22DQ) WITH DRIVE-CLIQ INTERFACE DESIGN IM B5 (IMV 1,IM V3) PLAIN SHAFT WITHOUT FITTED KEY; BEARING: STANDARD WITH FIXED BEARING, VIBRATION SEVERITY GRADE: R/A, FLANGE ACCURACY: R TERMINAL BOX (ABOVE) CABLE ENTRY ON THE RIGHT SIGNAL CONNECTION D-END | 6448 | TEM | 1 | MC | 141 | 1
1PH81371DS021BA1 | SIMOTICS M COMPACT ASYNCHRONOUS MOTOR 2000RPM, 29KW,138NM, 56A, 398V 5000RPM,27,5KW, 53NM, 56A, 425V 1500RPM, 22KW, 140NM, 56A, 308V FORCED VENTILATION; DIRECTION OF AIR FLOW DE --> NDE; DEGREE OF PROTECTION IP55 INCREMENTAL ENCODER 22 BIT WITH COMMUTATING POSITION (ENCODER IC22DQ) WITH DRIVE-CLIQ INTERFACE DESIGN IM B5 (IMV 1,IM V3) SHAFT WITH FITTED KEY FULL-KEY BALANCING BEARING: STANDARD WITH FIXED BEARING, VIBRATION SEVERITY GRADE: R/A, FLANGE ACCURACY: R TERMINAL BOX (ABOVE) CABLE ENTRY ON THE RIGHT SIGNAL CONNECTION D-END | 6448 | TEM | 1 | MC | 141 | 1
1PH81371DS030LB1 | SIMOTICS M COMPACT ASYNCHRONOUS MOTOR 2000RPM, 29KW,138NM, 56A, 398V 5000RPM,27,5KW, 53NM, 56A, 425V 1500RPM, 22KW, 140NM, 56A, 308V FORCED VENTILATION; DIRECTION OF AIR FLOW DE --> NDE; DEGREE OF PROTECTION IP55 INCREMENTAL ENCODER 22 BIT WITH COMMUTATING POSITION (ENCODER IC22DQ) WITH DRIVE-CLIQ INTERFACE DESIGN IM B35 (IM V15, IM V35) PLAIN SHAFT WITHOUT FITTED KEY; BEARING: PERFORMANCE, VIBRATION SEVERITY GRADE: SPECIAL/B, SHAFT AND FLANGE ACCURACY: SPECIAL TERMINAL BOX (ABOVE) CABLE ENTRY ON THE LEFT SIGNAL CONNECTION D-END | 7298 | TEM | 1 | MC | 141 | 1
1PH81371DS101BA1 | SIMOTICS M COMPACT ASYNCHRONOUS MOTOR 2000RPM, 29KW,138NM, 56A, 398V 5000RPM,27,5KW, 53NM, 56A, 425V 1500RPM, 22KW, 140NM, 56A, 308V FORCED VENTILATION; DIRECTION OF AIR FLOW NDE --> DE; DEGREE OF PROTECTION IP55 INCREMENTAL ENCODER 22 BIT WITH COMMUTATING POSITION (ENCODER IC22DQ) WITH DRIVE-CLIQ INTERFACE DESIGN IM B3 (IM V5, IM V6) SHAFT WITH FITTED KEY FULL-KEY BALANCING BEARING: STANDARD WITH FIXED BEARING, VIBRATION SEVERITY GRADE: R/A, FLANGE ACCURACY: R TERMINAL BOX (ABOVE) CABLE ENTRY ON THE RIGHT SIGNAL CONNECTION D-END | 6209 | TEM | 1 | MC | 141 | 1
1PH81371ED002BA1 | SIMOTICS M COMPACT ASYNCHRONOUS MOTOR 1000RPM, 17KW, 162NM, 43A, 307V 1150RPM,19,5KW,162NM, 43A, 350V 1350RPM, 22KW, 156NM, 42A, 404V FORCED VENTILATION; DIRECTION OF AIR FLOW DE --> NDE; DEGREE OF PROTECTION IP55 ABSOLUTE ENCODER ENDAT 2048 S/R (ENCODER AM2048S/R) with TEMPERAT. SENSOR KTY84-130 DESIGN IM B3 (IM V5, IM V6) SHAFT WITH FITTED KEY HALF-KEY BALANCING BEARING: STANDARD WITH FIXED BEARING, VIBRATION SEVERITY GRADE: R/A, FLANGE ACCURACY: R TERMINAL BOX (ABOVE) CABLE ENTRY ON THE RIGHT SIGNAL CONNECTION D-END | 6426 | TEM | 1 | MC | 141 | 1
1PH81371ED022BA1 | SIMOTICS M COMPACT ASYNCHRONOUS MOTOR 1000RPM, 17KW, 162NM, 43A, 307V 1150RPM,19,5KW,162NM, 43A, 350V 1350RPM, 22KW, 156NM, 42A, 404V FORCED VENTILATION; DIRECTION OF AIR FLOW DE --> NDE; DEGREE OF PROTECTION IP55 ABSOLUTE ENCODER ENDAT 2048 S/R (ENCODER AM2048S/R) with TEMPERAT. SENSOR KTY84-130 DESIGN IM B5 (IMV 1,IM V3) SHAFT WITH FITTED KEY HALF-KEY BALANCING BEARING: STANDARD WITH FIXED BEARING, VIBRATION SEVERITY GRADE: R/A, FLANGE ACCURACY: R TERMINAL BOX (ABOVE) CABLE ENTRY ON THE RIGHT SIGNAL CONNECTION D-END | 6665 | TEM | 1 | MC | 141 | 1
1PH81371ED121BA1 | SIMOTICS M COMPACT ASYNCHRONOUS MOTOR 1000RPM, 17KW, 162NM, 43A, 307V 1150RPM,19,5KW,162NM, 43A, 350V 1350RPM, 22KW, 156NM, 42A, 404V FORCED VENTILATION; DIRECTION OF AIR FLOW NDE --> DE; DEGREE OF PROTECTION IP55 ABSOLUTE ENCODER ENDAT 2048 S/R (ENCODER AM2048S/R) with TEMPERAT. SENSOR KTY84-130 DESIGN IM B5 (IMV 1,IM V3) SHAFT WITH FITTED KEY FULL-KEY BALANCING BEARING: STANDARD WITH FIXED BEARING, VIBRATION SEVERITY GRADE: R/A, FLANGE ACCURACY: R TERMINAL BOX (ABOVE) CABLE ENTRY ON THE RIGHT SIGNAL CONNECTION D-END | 6665 | TEM | 1 | MC | 141 | 1
1PH81371ED121BC1 | SIMOTICS M COMPACT ASYNCHRONOUS MOTOR 1000RPM, 17KW, 162NM, 43A, 307V 1150RPM,19,5KW,162NM, 43A, 350V 1350RPM, 22KW, 156NM, 42A, 404V FORCED VENTILATION; DIRECTION OF AIR FLOW NDE --> DE; DEGREE OF PROTECTION IP55 ABSOLUTE ENCODER ENDAT 2048 S/R (ENCODER AM2048S/R) with TEMPERAT. SENSOR KTY84-130 DESIGN IM B5 (IMV 1,IM V3) SHAFT WITH FITTED KEY FULL-KEY BALANCING BEARING: STANDARD WITH FIXED BEARING, VIBRATION SEVERITY GRADE: R/A, FLANGE ACCURACY: R TERMINAL BOX (ABOVE) CABLE ENTRY ON THE ND-END SIGNAL CONNECTION LEFT | 6665 | TEM | 1 | MC | 141 | 1
1PH81371ED130BC1 | SIMOTICS M COMPACT ASYNCHRONOUS MOTOR 1000RPM, 17KW, 162NM, 43A, 307V 1150RPM,19,5KW,162NM, 43A, 350V 1350RPM, 22KW, 156NM, 42A, 404V FORCED VENTILATION; DIRECTION OF AIR FLOW NDE --> DE; DEGREE OF PROTECTION IP55 ABSOLUTE ENCODER ENDAT 2048 S/R (ENCODER AM2048S/R) with TEMPERAT. SENSOR KTY84-130 DESIGN IM B35 (IM V15, IM V35) PLAIN SHAFT WITHOUT FITTED KEY; BEARING: STANDARD WITH FIXED BEARING, VIBRATION SEVERITY GRADE: R/A, FLANGE ACCURACY: R TERMINAL BOX (ABOVE) CABLE ENTRY ON THE ND-END SIGNAL CONNECTION LEFT | 6968 | TEM | 1 | MC | 141 | 1
1PH81371EF130BC1 | SIMOTICS M COMPACT ASYNCHRONOUS MOTOR 1500RPM, 22KW, 140NM, 56A, 308V 1750RPM, 25KW, 136NM, 56A, 353V 2000RPM, 28KW, 134NM, 55A, 401V FORCED VENTILATION; DIRECTION OF AIR FLOW NDE --> DE; DEGREE OF PROTECTION IP55 ABSOLUTE ENCODER ENDAT 2048 S/R (ENCODER AM2048S/R) with TEMPERAT. SENSOR KTY84-130 DESIGN IM B35 (IM V15, IM V35) PLAIN SHAFT WITHOUT FITTED KEY; BEARING: STANDARD WITH FIXED BEARING, VIBRATION SEVERITY GRADE: R/A, FLANGE ACCURACY: R TERMINAL BOX (ABOVE) CABLE ENTRY ON THE ND-END SIGNAL CONNECTION LEFT | 6968 | TEM | 1 | MC | 141 | 1
1PH81371EG000BA1 | SIMOTICS M COMPACT ASYNCHRONOUS MOTOR 2000RPM, 28KW, 134NM, 60A, 350V 2300RPM, 29KW,120NM, 56A, 400V 2650RPM, 30KW, 108NM, 52A, 460V FORCED VENTILATION; DIRECTION OF AIR FLOW DE --> NDE; DEGREE OF PROTECTION IP55 ABSOLUTE ENCODER ENDAT 2048 S/R (ENCODER AM2048S/R) with TEMPERAT. SENSOR KTY84-130 DESIGN IM B3 (IM V5, IM V6) PLAIN SHAFT WITHOUT FITTED KEY; BEARING: STANDARD WITH FIXED BEARING, VIBRATION SEVERITY GRADE: R/A, FLANGE ACCURACY: R TERMINAL BOX (ABOVE) CABLE ENTRY ON THE RIGHT SIGNAL CONNECTION D-END | 6426 | TEM | 1 | MC | 141 | 1
1PH81371EG100CB1 | SIMOTICS M COMPACT ASYNCHRONOUS MOTOR 2000RPM, 28KW, 134NM, 60A, 350V 2300RPM, 29KW, 120NM, 56A, 400V 2650RPM, 30KW, 108NM, 52A, 460V FORCED VENTILATION; DIRECTION OF AIR FLOW NDE --> DE; DEGREE OF PROTECTION IP55 ABSOLUTE ENCODER ENDAT 2048 S/R (ENCODER AM2048S/R) with TEMPERAT. SENSOR KTY84-130 DESIGN IM B3 (IM V5, IM V6) PLAIN SHAFT WITHOUT FITTED KEY; BEARING: STANDARD WITH FIXED BEARING, VIBRATION SEVERITY GRADE: S/A, SHAFT AND FLANGE ACCURACY: R TERMINAL BOX (ABOVE) CABLE ENTRY ON THE LEFT SIGNAL CONNECTION D-END | 6621 | TEM | 1 | MC | 141 | 1
1PH81371ES020BC1 | SIMOTICS M COMPACT ASYNCHRONOUS MOTOR 2000RPM, 29KW,138NM, 56A, 398V 5000RPM,27,5KW, 53NM, 56A, 425V 1500RPM, 22KW, 140NM, 56A, 308V FORCED VENTILATION; DIRECTION OF AIR FLOW DE --> NDE; DEGREE OF PROTECTION IP55 ABSOLUTE ENCODER ENDAT 2048 S/R (ENCODER AM2048S/R) with TEMPERAT. SENSOR KTY84-130 DESIGN IM B5 (IMV 1,IM V3) PLAIN SHAFT WITHOUT FITTED KEY; BEARING: STANDARD WITH FIXED BEARING, VIBRATION SEVERITY GRADE: R/A, FLANGE ACCURACY: R TERMINAL BOX (ABOVE) CABLE ENTRY ON THE ND-END SIGNAL CONNECTION LEFT | 6665 | TEM | 1 | MC | 141 | 1
1PH81371FB022BG1 | SIMOTICS M COMPACT ASYNCHRONOUS MOTOR 400RPM 6,9KW 165NM 18A 323V 500RPM 8,6KW 165NM 18A 391V 600RPM 10,3KW 165NM 18A 458V FORCED VENTILATION; DIRECTION OF AIR FLOW DE --> NDE; DEGREE OF PROTECTION IP55 ABSOLUTE ENCODER 22 BIT SINGLETURN AND 12 BIT MULTITURN (ENCODER AM22DQ) WITH DRIVE-CLIQ INTERFACE DESIGN IM B5 (IMV 1,IM V3) SHAFT WITH FITTED KEY HALF-KEY BALANCING BEARING: STANDARD WITH FIXED BEARING, VIBRATION SEVERITY GRADE: R/A, FLANGE ACCURACY: R POWER CONNECTOR (ABOVE) CABLE ENTRY ON THE ND-END SIGNAL CONNECTION LEFT | 7358 | TEM | 1 | MC | 141 | 1
1PH81371FD002DA1 | SIMOTICS M COMPACT ASYNCHRONOUS MOTOR 1000RPM, 17KW, 162NM, 43A, 307V 1150RPM,19,5KW,162NM, 43A, 350V 1350RPM, 22KW, 156NM, 42A, 404V FORCED VENTILATION; DIRECTION OF AIR FLOW DE --> NDE; DEGREE OF PROTECTION IP55 ABSOLUTE ENCODER 22 BIT SINGLETURN AND 12 BIT MULTITURN (ENCODER AM22DQ) WITH DRIVE-CLIQ INTERFACE DESIGN IM B3 (IM V5, IM V6) SHAFT WITH FITTED KEY HALF-KEY BALANCING BEARING: STANDARD WITH FIXED BEARING, VIBRATION SEVERITY GRADE: SR/A, SHAFT AND FLANGE ACCURACY: R TERMINAL BOX (ABOVE) CABLE ENTRY ON THE RIGHT SIGNAL CONNECTION D-END | 7385 | TEM | 1 | MC | 141 | 1
1PH81371FD020BA1 | SIMOTICS M COMPACT ASYNCHRONOUS MOTOR 1000RPM, 17KW, 162NM, 43A, 307V 1150RPM,19,5KW,162NM, 43A, 350V 1350RPM, 22KW, 156NM, 42A, 404V FORCED VENTILATION; DIRECTION OF AIR FLOW DE --> NDE; DEGREE OF PROTECTION IP55 ABSOLUTE ENCODER 22 BIT SINGLETURN AND 12 BIT MULTITURN (ENCODER AM22DQ) WITH DRIVE-CLIQ INTERFACE DESIGN IM B5 (IMV 1,IM V3) PLAIN SHAFT WITHOUT FITTED KEY; BEARING: STANDARD WITH FIXED BEARING, VIBRATION SEVERITY GRADE: R/A, FLANGE ACCURACY: R TERMINAL BOX (ABOVE) CABLE ENTRY ON THE RIGHT SIGNAL CONNECTION D-END | 7358 | TEM | 1 | MC | 141 | 1
1PH81371FD020CE1 | SIMOTICS M COMPACT ASYNCHRONOUS MOTOR 1000RPM, 17KW, 162NM, 43A, 307V 1150RPM,19,5KW,162NM, 43A, 350V 1350RPM, 22KW, 156NM, 42A, 404V FORCED VENTILATION; DIRECTION OF AIR FLOW DE --> NDE; DEGREE OF PROTECTION IP55 ABSOLUTE ENCODER 22 BIT SINGLETURN AND 12 BIT MULTITURN (ENCODER AM22DQ) WITH DRIVE-CLIQ INTERFACE DESIGN IM B5 (IMV 1,IM V3) PLAIN SHAFT WITHOUT FITTED KEY; BEARING: STANDARD WITH FIXED BEARING, VIBRATION SEVERITY GRADE: S/A, SHAFT AND FLANGE ACCURACY: R POWER CONNECTOR (ABOVE) CABLE ENTRY ON THE RIGHT SIGNAL CONNECTION D-END | 7553 | TEM | 1 | MC | 141 | 1
1PH81371FD020LG1 | SIMOTICS M COMPACT ASYNCHRONOUS MOTOR 1000RPM, 17KW, 162NM, 43A, 307V 1150RPM,19,5KW,162NM, 43A, 350V 1350RPM, 22KW, 156NM, 42A, 404V FORCED VENTILATION; DIRECTION OF AIR FLOW DE --> NDE; DEGREE OF PROTECTION IP55 ABSOLUTE ENCODER 22 BIT SINGLETURN AND 12 BIT MULTITURN (ENCODER AM22DQ) WITH DRIVE-CLIQ INTERFACE DESIGN IM B5 (IMV 1,IM V3) PLAIN SHAFT WITHOUT FITTED KEY; BEARING: PERFORMANCE, VIBRATION SEVERITY GRADE: SPECIAL/B, SHAFT AND FLANGE ACCURACY: SPECIAL POWER CONNECTOR (ABOVE) CABLE ENTRY ON THE ND-END SIGNAL CONNECTION LEFT | 7905 | TEM | 1 | MC | 141 | 1
1PH81371FD021BA1 | SIMOTICS M COMPACT ASYNCHRONOUS MOTOR 1000RPM, 17KW, 162NM, 43A, 307V 1150RPM,19,5KW,162NM, 43A, 350V 1350RPM, 22KW, 156NM, 42A, 404V FORCED VENTILATION; DIRECTION OF AIR FLOW DE --> NDE; DEGREE OF PROTECTION IP55 ABSOLUTE ENCODER 22 BIT SINGLETURN AND 12 BIT MULTITURN (ENCODER AM22DQ) WITH DRIVE-CLIQ INTERFACE DESIGN IM B5 (IMV 1,IM V3) SHAFT WITH FITTED KEY FULL-KEY BALANCING BEARING: STANDARD WITH FIXED BEARING, VIBRATION SEVERITY GRADE: R/A, FLANGE ACCURACY: R TERMINAL BOX (ABOVE) CABLE ENTRY ON THE RIGHT SIGNAL CONNECTION D-END | 7358 | TEM | 1 | MC | 141 | 1
1PH81371FD030BA1 | SIMOTICS M COMPACT ASYNCHRONOUS MOTOR 1000RPM, 17KW, 162NM, 43A, 307V 1150RPM,19,5KW,162NM, 43A, 350V 1350RPM, 22KW, 156NM, 42A, 404V FORCED VENTILATION; DIRECTION OF AIR FLOW DE --> NDE; DEGREE OF PROTECTION IP55 ABSOLUTE ENCODER 22 BIT SINGLETURN AND 12 BIT MULTITURN (ENCODER AM22DQ) WITH DRIVE-CLIQ INTERFACE DESIGN IM B35 (IM V15, IM V35) PLAIN SHAFT WITHOUT FITTED KEY; BEARING: STANDARD WITH FIXED BEARING, VIBRATION SEVERITY GRADE: R/A, FLANGE ACCURACY: R TERMINAL BOX (ABOVE) CABLE ENTRY ON THE RIGHT SIGNAL CONNECTION D-END | 7662 | TEM | 1 | MC | 141 | 1
1PH81371FD030CA1 | SIMOTICS M COMPACT ASYNCHRONOUS MOTOR 1000RPM, 17KW, 162NM, 43A, 307V 1150RPM,19,5KW,162NM, 43A, 350V 1350RPM, 22KW, 156NM, 42A, 404V FORCED VENTILATION; DIRECTION OF AIR FLOW DE --> NDE; DEGREE OF PROTECTION IP55 ABSOLUTE ENCODER 22 BIT SINGLETURN AND 12 BIT MULTITURN (ENCODER AM22DQ) WITH DRIVE-CLIQ INTERFACE DESIGN IM B35 (IM V15, IM V35) PLAIN SHAFT WITHOUT FITTED KEY; BEARING: STANDARD WITH FIXED BEARING, VIBRATION SEVERITY GRADE: S/A, SHAFT AND FLANGE ACCURACY: R TERMINAL BOX (ABOVE) CABLE ENTRY ON THE RIGHT SIGNAL CONNECTION D-END | 7857 | TEM | 1 | MC | 141 | 1
1PH81371FD032BA1 | SIMOTICS M COMPACT ASYNCHRONOUS MOTOR 1000RPM, 17KW, 162NM, 43A, 307V 1150RPM,19,5KW,162NM, 43A, 350V 1350RPM, 22KW, 156NM, 42A, 404V FORCED VENTILATION; DIRECTION OF AIR FLOW DE --> NDE; DEGREE OF PROTECTION IP55 ABSOLUTE ENCODER 22 BIT SINGLETURN AND 12 BIT MULTITURN (ENCODER AM22DQ) WITH DRIVE-CLIQ INTERFACE DESIGN IM B35 (IM V15, IM V35) SHAFT WITH FITTED KEY HALF-KEY BALANCING BEARING: STANDARD WITH FIXED BEARING, VIBRATION SEVERITY GRADE: R/A, FLANGE ACCURACY: R TERMINAL BOX (ABOVE) CABLE ENTRY ON THE RIGHT SIGNAL CONNECTION D-END | 7662 | TEM | 1 | MC | 141 | 1
1PH81371FD102CH1 | SIMOTICS M COMPACT ASYNCHRONOUS MOTOR 1000RPM, 17KW, 162NM, 43A, 307V 1150RPM,19,5KW,162NM, 43A, 350V 1350RPM, 22KW, 156NM, 42A, 404V FORCED VENTILATION; DIRECTION OF AIR FLOW NDE --> DE; DEGREE OF PROTECTION IP55 ABSOLUTE ENCODER 22 BIT SINGLETURN AND 12 BIT MULTITURN (ENCODER AM22DQ) WITH DRIVE-CLIQ INTERFACE DESIGN IM B3 (IM V5, IM V6) SHAFT WITH FITTED KEY HALF-KEY BALANCING BEARING: STANDARD WITH FIXED BEARING, VIBRATION SEVERITY GRADE: S/A, SHAFT AND FLANGE ACCURACY: R POWER CONNECTOR (ABOVE) CABLE ENTRY ON THE D-END SIGNAL CONNECTION LEFT | 7315 | TEM | 1 | MC | 141 | 1
1PH81371FD121BA1 | SIMOTICS M COMPACT ASYNCHRONOUS MOTOR 1000RPM, 17KW, 162NM, 43A, 307V 1150RPM,19,5KW,162NM, 43A, 350V 1350RPM, 22KW, 156NM, 42A, 404V FORCED VENTILATION; DIRECTION OF AIR FLOW NDE --> DE; DEGREE OF PROTECTION IP55 ABSOLUTE ENCODER 22 BIT SINGLETURN AND 12 BIT MULTITURN (ENCODER AM22DQ) WITH DRIVE-CLIQ INTERFACE DESIGN IM B5 (IMV 1,IM V3) SHAFT WITH FITTED KEY FULL-KEY BALANCING BEARING: STANDARD WITH FIXED BEARING, VIBRATION SEVERITY GRADE: R/A, FLANGE ACCURACY: R TERMINAL BOX (ABOVE) CABLE ENTRY ON THE RIGHT SIGNAL CONNECTION D-END | 7358 | TEM | 1 | MC | 141 | 1
1PH81371FD121BB1 | SIMOTICS M COMPACT ASYNCHRONOUS MOTOR 1000RPM, 17KW, 162NM, 43A, 307V 1150RPM,19,5KW,162NM, 43A, 350V 1350RPM, 22KW, 156NM, 42A, 404V FORCED VENTILATION; DIRECTION OF AIR FLOW NDE --> DE; DEGREE OF PROTECTION IP55 ABSOLUTE ENCODER 22 BIT SINGLETURN AND 12 BIT MULTITURN (ENCODER AM22DQ) WITH DRIVE-CLIQ INTERFACE DESIGN IM B5 (IMV 1,IM V3) SHAFT WITH FITTED KEY FULL-KEY BALANCING BEARING: STANDARD WITH FIXED BEARING, VIBRATION SEVERITY GRADE: R/A, FLANGE ACCURACY: R TERMINAL BOX (ABOVE) CABLE ENTRY ON THE LEFT SIGNAL CONNECTION D-END | 7358 | TEM | 1 | MC | 141 | 1
1PH81371FD130CH1 | SIMOTICS M COMPACT ASYNCHRONOUS MOTOR 1000RPM, 17KW, 162NM, 43A, 307V 1150RPM,19,5KW,162NM, 43A, 350V 1350RPM, 22KW, 156NM, 42A, 404V FORCED VENTILATION; DIRECTION OF AIR FLOW NDE --> DE; DEGREE OF PROTECTION IP55 ABSOLUTE ENCODER 22 BIT SINGLETURN AND 12 BIT MULTITURN (ENCODER AM22DQ) WITH DRIVE-CLIQ INTERFACE DESIGN IM B35 (IM V15, IM V35) PLAIN SHAFT WITHOUT FITTED KEY; BEARING: STANDARD WITH FIXED BEARING, VIBRATION SEVERITY GRADE: S/A, SHAFT AND FLANGE ACCURACY: R POWER CONNECTOR (ABOVE) CABLE ENTRY ON THE D-END SIGNAL CONNECTION LEFT | 7857 | TEM | 1 | MC | 141 | 1
1PH81371FD131BA1 | SIMOTICS M COMPACT ASYNCHRONOUS MOTOR 1000RPM, 17KW, 162NM, 43A, 307V 1150RPM,19,5KW,162NM, 43A, 350V 1350RPM, 22KW, 156NM, 42A, 404V FORCED VENTILATION; DIRECTION OF AIR FLOW NDE --> DE; DEGREE OF PROTECTION IP55 ABSOLUTE ENCODER 22 BIT SINGLETURN AND 12 BIT MULTITURN (ENCODER AM22DQ) WITH DRIVE-CLIQ INTERFACE DESIGN IM B35 (IM V15, IM V35) SHAFT WITH FITTED KEY FULL-KEY BALANCING BEARING: STANDARD WITH FIXED BEARING, VIBRATION SEVERITY GRADE: R/A, FLANGE ACCURACY: R TERMINAL BOX (ABOVE) CABLE ENTRY ON THE RIGHT SIGNAL CONNECTION D-END | 7662 | TEM | 1 | MC | 141 | 1
1PH81371FF001BA1 | SIMOTICS M COMPACT ASYNCHRONOUS MOTOR 1500RPM, 22KW, 140NM, 56A, 308V 1750RPM, 25KW, 136NM, 56A, 352V 2000RPM, 28KW, 134NM, 55A, 401V FORCED VENTILATION; DIRECTION OF AIR FLOW DE --> NDE; DEGREE OF PROTECTION IP55 ABSOLUTE ENCODER 22 BIT SINGLETURN AND 12 BIT MULTITURN (ENCODER AM22DQ) WITH DRIVE-CLIQ INTERFACE DESIGN IM B3 (IM V5, IM V6) SHAFT WITH FITTED KEY FULL-KEY BALANCING BEARING: STANDARD WITH FIXED BEARING, VIBRATION SEVERITY GRADE: R/A, FLANGE ACCURACY: R TERMINAL BOX (ABOVE) CABLE ENTRY ON THE RIGHT SIGNAL CONNECTION D-END | 7120 | TEM | 1 | MC | 141 | 1
1PH81371FF002BA1 | SIMOTICS M COMPACT ASYNCHRONOUS MOTOR 1500RPM, 22KW, 140NM, 56A, 308V 1750RPM, 25KW, 136NM, 56A, 352V 2000RPM, 28KW, 134NM, 55A, 401V FORCED VENTILATION; DIRECTION OF AIR FLOW DE --> NDE; DEGREE OF PROTECTION IP55 ABSOLUTE ENCODER 22 BIT SINGLETURN AND 12 BIT MULTITURN (ENCODER AM22DQ) WITH DRIVE-CLIQ INTERFACE DESIGN IM B3 (IM V5, IM V6) SHAFT WITH FITTED KEY HALF-KEY BALANCING BEARING: STANDARD WITH FIXED BEARING, VIBRATION SEVERITY GRADE: R/A, FLANGE ACCURACY: R TERMINAL BOX (ABOVE) CABLE ENTRY ON THE RIGHT SIGNAL CONNECTION D-END | 7120 | TEM | 1 | MC | 141 | 1
1PH81371FF020BA1 | SIMOTICS M COMPACT ASYNCHRONOUS MOTOR 1500RPM, 22KW, 140NM, 56A, 308V 1750RPM, 25KW, 136NM, 56A, 352V 2000RPM, 28KW, 134NM, 55A, 401V FORCED VENTILATION; DIRECTION OF AIR FLOW DE --> NDE; DEGREE OF PROTECTION IP55 ABSOLUTE ENCODER 22 BIT SINGLETURN AND 12 BIT MULTITURN (ENCODER AM22DQ) WITH DRIVE-CLIQ INTERFACE DESIGN IM B5 (IMV 1,IM V3) PLAIN SHAFT WITHOUT FITTED KEY; BEARING: STANDARD WITH FIXED BEARING, VIBRATION SEVERITY GRADE: R/A, FLANGE ACCURACY: R TERMINAL BOX (ABOVE) CABLE ENTRY ON THE RIGHT SIGNAL CONNECTION D-END | 7358 | TEM | 1 | MC | 141 | 1
1PH81371FF020BE1 | SIMOTICS M COMPACT ASYNCHRONOUS MOTOR 1500RPM, 22KW, 140NM, 56A, 308V 1750RPM, 25KW, 136NM, 56A, 352V 2000RPM, 28KW, 134NM, 55A, 401V FORCED VENTILATION; DIRECTION OF AIR FLOW DE --> NDE; DEGREE OF PROTECTION IP55 ABSOLUTE ENCODER 22 BIT SINGLETURN AND 12 BIT MULTITURN (ENCODER AM22DQ) WITH DRIVE-CLIQ INTERFACE DESIGN IM B5 (IMV 1,IM V3) PLAIN SHAFT WITHOUT FITTED KEY; BEARING: STANDARD WITH FIXED BEARING, VIBRATION SEVERITY GRADE: R/A, FLANGE ACCURACY: R POWER CONNECTOR (ABOVE) CABLE ENTRY ON THE RIGHT SIGNAL CONNECTION D-END | 7358 | TEM | 1 | MC | 141 | 1
1PH81371FF021BA1 | SIMOTICS M COMPACT ASYNCHRONOUS MOTOR 1500RPM, 22KW, 140NM, 56A, 308V 1750RPM, 25KW, 136NM, 56A, 352V 2000RPM, 28KW, 134NM, 55A, 401V FORCED VENTILATION; DIRECTION OF AIR FLOW DE --> NDE; DEGREE OF PROTECTION IP55 ABSOLUTE ENCODER 22 BIT SINGLETURN AND 12 BIT MULTITURN (ENCODER AM22DQ) WITH DRIVE-CLIQ INTERFACE DESIGN IM B5 (IMV 1,IM V3) SHAFT WITH FITTED KEY FULL-KEY BALANCING BEARING: STANDARD WITH FIXED BEARING, VIBRATION SEVERITY GRADE: R/A, FLANGE ACCURACY: R TERMINAL BOX (ABOVE) CABLE ENTRY ON THE RIGHT SIGNAL CONNECTION D-END | 7358 | TEM | 1 | MC | 141 | 1
1PH81371FF022BA1 | SIMOTICS M COMPACT ASYNCHRONOUS MOTOR 1500RPM, 22KW, 140NM, 56A, 308V 1750RPM, 25KW, 136NM, 56A, 352V 2000RPM, 28KW, 134NM, 55A, 401V FORCED VENTILATION; DIRECTION OF AIR FLOW DE --> NDE; DEGREE OF PROTECTION IP55 ABSOLUTE ENCODER 22 BIT SINGLETURN AND 12 BIT MULTITURN (ENCODER AM22DQ) WITH DRIVE-CLIQ INTERFACE DESIGN IM B5 (IMV 1,IM V3) SHAFT WITH FITTED KEY HALF-KEY BALANCING BEARING: STANDARD WITH FIXED BEARING, VIBRATION SEVERITY GRADE: R/A, FLANGE ACCURACY: R TERMINAL BOX (ABOVE) CABLE ENTRY ON THE RIGHT SIGNAL CONNECTION D-END | 7358 | TEM | 1 | MC | 141 | 1
1PH81371FF031CC1 | SIMOTICS M COMPACT ASYNCHRONOUS MOTOR 1500RPM, 22KW, 140NM, 56A, 308V 1750RPM, 25KW, 136NM, 56A, 352V 2000RPM, 28KW, 134NM, 55A, 401V FORCED VENTILATION; DIRECTION OF AIR FLOW DE --> NDE; DEGREE OF PROTECTION IP55 ABSOLUTE ENCODER 22 BIT SINGLETURN AND 12 BIT MULTITURN (ENCODER AM22DQ) WITH DRIVE-CLIQ INTERFACE DESIGN IM B35 (IM V15, IM V35) SHAFT WITH FITTED KEY FULL-KEY BALANCING BEARING: STANDARD WITH FIXED BEARING, VIBRATION SEVERITY GRADE: S/A, SHAFT AND FLANGE ACCURACY: R TERMINAL BOX (ABOVE) CABLE ENTRY ON THE ND-END SIGNAL CONNECTION LEFT | 7857 | TEM | 1 | MC | 141 | 1
1PH81371FF032BA1 | SIMOTICS M COMPACT ASYNCHRONOUS MOTOR 1500RPM, 22KW, 140NM, 56A, 308V 1750RPM, 25KW, 136NM, 56A, 352V 2000RPM, 28KW, 134NM, 55A, 401V FORCED VENTILATION; DIRECTION OF AIR FLOW DE --> NDE; DEGREE OF PROTECTION IP55 ABSOLUTE ENCODER 22 BIT SINGLETURN AND 12 BIT MULTITURN (ENCODER AM22DQ) WITH DRIVE-CLIQ INTERFACE DESIGN IM B35 (IM V15, IM V35) SHAFT WITH FITTED KEY HALF-KEY BALANCING BEARING: STANDARD WITH FIXED BEARING, VIBRATION SEVERITY GRADE: R/A, FLANGE ACCURACY: R TERMINAL BOX (ABOVE) CABLE ENTRY ON THE RIGHT SIGNAL CONNECTION D-END | 7662 | TEM | 1 | MC | 141 | 1
1PH81371FF102BA1 | SIMOTICS M COMPACT ASYNCHRONOUS MOTOR 1500RPM, 22KW, 140NM, 56A, 308V 1750RPM, 25KW, 136NM, 56A, 353V 2000RPM, 28KW, 134NM, 55A, 401V FORCED VENTILATION; DIRECTION OF AIR FLOW NDE --> DE; DEGREE OF PROTECTION IP55 ABSOLUTE ENCODER 22 BIT SINGLETURN AND 12 BIT MULTITURN (ENCODER AM22DQ) WITH DRIVE-CLIQ INTERFACE DESIGN IM B3 (IM V5, IM V6) SHAFT WITH FITTED KEY HALF-KEY BALANCING BEARING: STANDARD WITH FIXED BEARING, VIBRATION SEVERITY GRADE: R/A, FLANGE ACCURACY: R TERMINAL BOX (ABOVE) CABLE ENTRY ON THE RIGHT SIGNAL CONNECTION D-END | 7120 | TEM | 1 | MC | 141 | 1
1PH81371FF121CA1 | SIMOTICS M COMPACT ASYNCHRONOUS MOTOR 1500RPM, 22KW, 140NM, 56A, 308V 1750RPM, 25KW, 136NM, 56A, 353V 2000RPM, 28KW, 134NM, 55A, 401V FORCED VENTILATION; DIRECTION OF AIR FLOW NDE --> DE; DEGREE OF PROTECTION IP55 ABSOLUTE ENCODER 22 BIT SINGLETURN AND 12 BIT MULTITURN (ENCODER AM22DQ) WITH DRIVE-CLIQ INTERFACE DESIGN IM B5 (IMV 1,IM V3) SHAFT WITH FITTED KEY FULL-KEY BALANCING BEARING: STANDARD WITH FIXED BEARING, VIBRATION SEVERITY GRADE: S/A, SHAFT AND FLANGE ACCURACY: R TERMINAL BOX (ABOVE) CABLE ENTRY ON THE RIGHT SIGNAL CONNECTION D-END | 7553 | TEM | 1 | MC | 141 | 1
1PH81371FF220CG1 | SIMOTICS M COMPACT ASYNCHRONOUS MOTOR 1500RPM, 27KW, 172NM, 67A, 315V 1750RPM,31,5KW,172NM, 67A, 365V 2000RPM, 36KW, 172NM, 67A, 415V WATER COOLING DEGREE OF PROTECTION IP65 ABSOLUTE ENCODER 22 BIT SINGLETURN AND 12 BIT MULTITURN (ENCODER AM22DQ) WITH DRIVE-CLIQ INTERFACE DESIGN IM B5 (IMV 1,IM V3) PLAIN SHAFT WITHOUT FITTED KEY; BEARING: STANDARD WITH FIXED BEARING, VIBRATION SEVERITY GRADE: S/A, SHAFT AND FLANGE ACCURACY: R POWER CONNECTOR (ABOVE) CABLE ENTRY ON THE ND-END SIGNAL CONNECTION LEFT | 8760 | TEM | 1 | MC | 157 | 1
1PH81371FF230BA1 | SIMOTICS M COMPACT ASYNCHRONOUS MOTOR 1500RPM, 27KW, 172NM, 67A, 315V 1750RPM,31,5KW,172NM, 67A, 365V 2000RPM, 36KW, 172NM, 67A, 415V WATER COOLING DEGREE OF PROTECTION IP65 ABSOLUTE ENCODER 22 BIT SINGLETURN AND 12 BIT MULTITURN (ENCODER AM22DQ) WITH DRIVE-CLIQ INTERFACE DESIGN IM B35 (IM V15, IM V35) PLAIN SHAFT WITHOUT FITTED KEY; BEARING: STANDARD WITH FIXED BEARING, VIBRATION SEVERITY GRADE: R/A, FLANGE ACCURACY: R TERMINAL BOX (ABOVE) CABLE ENTRY ON THE RIGHT SIGNAL CONNECTION D-END | 8869 | TEM | 1 | MC | 157 | 1
1PH81371FG000LA1 | SIMOTICS M COMPACT ASYNCHRONOUS MOTOR 2000RPM, 28KW, 134NM, 60A, 350V 2300RPM, 29KW,120NM, 56A, 400V 2650RPM, 30KW, 108NM, 52A, 460V FORCED VENTILATION; DIRECTION OF AIR FLOW DE --> NDE; DEGREE OF PROTECTION IP55 ABSOLUTE ENCODER 22 BIT SINGLETURN AND 12 BIT MULTITURN (ENCODER AM22DQ) WITH DRIVE-CLIQ INTERFACE DESIGN IM B3 (IM V5, IM V6) PLAIN SHAFT WITHOUT FITTED KEY; BEARING: PERFORMANCE, VIBRATION SEVERITY GRADE: SPECIAL/B, SHAFT AND FLANGE ACCURACY: SPECIAL TERMINAL BOX (ABOVE) CABLE ENTRY ON THE RIGHT SIGNAL CONNECTION D-END | 7666 | TEM | 1 | MC | 141 | 1
1PH81371FG001CA1 | SIMOTICS M COMPACT ASYNCHRONOUS MOTOR 2000RPM, 28KW, 134NM, 60A, 350V 2300RPM, 29KW,120NM, 56A, 400V 2650RPM, 30KW, 108NM, 52A, 460V FORCED VENTILATION; DIRECTION OF AIR FLOW DE --> NDE; DEGREE OF PROTECTION IP55 ABSOLUTE ENCODER 22 BIT SINGLETURN AND 12 BIT MULTITURN (ENCODER AM22DQ) WITH DRIVE-CLIQ INTERFACE DESIGN IM B3 (IM V5, IM V6) SHAFT WITH FITTED KEY FULL-KEY BALANCING BEARING: STANDARD WITH FIXED BEARING, VIBRATION SEVERITY GRADE: S/A, SHAFT AND FLANGE ACCURACY: R TERMINAL BOX (ABOVE) CABLE ENTRY ON THE RIGHT SIGNAL CONNECTION D-END | 7315 | TEM | 1 | MC | 141 | 1
1PH81371FG020BA1 | SIMOTICS M COMPACT ASYNCHRONOUS MOTOR 2000RPM, 28KW, 134NM, 60A, 350V 2300RPM, 29KW,120NM, 56A, 400V 2650RPM, 30KW, 108NM, 52A, 460V FORCED VENTILATION; DIRECTION OF AIR FLOW DE --> NDE; DEGREE OF PROTECTION IP55 ABSOLUTE ENCODER 22 BIT SINGLETURN AND 12 BIT MULTITURN (ENCODER AM22DQ) WITH DRIVE-CLIQ INTERFACE DESIGN IM B5 (IMV 1,IM V3) PLAIN SHAFT WITHOUT FITTED KEY; BEARING: STANDARD WITH FIXED BEARING, VIBRATION SEVERITY GRADE: R/A, FLANGE ACCURACY: R TERMINAL BOX (ABOVE) CABLE ENTRY ON THE RIGHT SIGNAL CONNECTION D-END | 7358 | TEM | 1 | MC | 141 | 1
1PH81371FG020BB1 | SIMOTICS M COMPACT ASYNCHRONOUS MOTOR 2000RPM, 28KW, 134NM, 60A, 350V 2300RPM, 29KW,120NM, 56A, 400V 2650RPM, 30KW, 108NM, 52A, 460V FORCED VENTILATION; DIRECTION OF AIR FLOW DE --> NDE; DEGREE OF PROTECTION IP55 ABSOLUTE ENCODER 22 BIT SINGLETURN AND 12 BIT MULTITURN (ENCODER AM22DQ) WITH DRIVE-CLIQ INTERFACE DESIGN IM B5 (IMV 1,IM V3) PLAIN SHAFT WITHOUT FITTED KEY; BEARING: STANDARD WITH FIXED BEARING, VIBRATION SEVERITY GRADE: R/A, FLANGE ACCURACY: R TERMINAL BOX (ABOVE) CABLE ENTRY ON THE LEFT SIGNAL CONNECTION D-END | 7358 | TEM | 1 | MC | 141 | 1
1PH81371FG020CA1 | SIMOTICS M COMPACT ASYNCHRONOUS MOTOR 2000RPM, 28KW, 134NM, 60A, 350V 2300RPM, 29KW,120NM, 56A, 400V 2650RPM, 30KW, 108NM, 52A, 460V FORCED VENTILATION; DIRECTION OF AIR FLOW DE --> NDE; DEGREE OF PROTECTION IP55 ABSOLUTE ENCODER 22 BIT SINGLETURN AND 12 BIT MULTITURN (ENCODER AM22DQ) WITH DRIVE-CLIQ INTERFACE DESIGN IM B5 (IMV 1,IM V3) PLAIN SHAFT WITHOUT FITTED KEY; BEARING: STANDARD WITH FIXED BEARING, VIBRATION SEVERITY GRADE: S/A, SHAFT AND FLANGE ACCURACY: R TERMINAL BOX (ABOVE) CABLE ENTRY ON THE RIGHT SIGNAL CONNECTION D-END | 7553 | TEM | 1 | MC | 141 | 1
1PH81371FG020CE1 | SIMOTICS M COMPACT ASYNCHRONOUS MOTOR 2000RPM, 28KW, 134NM, 60A, 350V 2300RPM, 29KW,120NM, 56A, 400V 2650RPM, 30KW, 108NM, 52A, 460V FORCED VENTILATION; DIRECTION OF AIR FLOW DE --> NDE; DEGREE OF PROTECTION IP55 ABSOLUTE ENCODER 22 BIT SINGLETURN AND 12 BIT MULTITURN (ENCODER AM22DQ) WITH DRIVE-CLIQ INTERFACE DESIGN IM B5 (IMV 1,IM V3) PLAIN SHAFT WITHOUT FITTED KEY; BEARING: STANDARD WITH FIXED BEARING, VIBRATION SEVERITY GRADE: S/A, SHAFT AND FLANGE ACCURACY: R POWER CONNECTOR (ABOVE) CABLE ENTRY ON THE RIGHT SIGNAL CONNECTION D-END | 7553 | TEM | 1 | MC | 141 | 1
1PH81371FG020GB1 | SIMOTICS M COMPACT ASYNCHRONOUS MOTOR 2000RPM, 28KW, 134NM, 60A, 350V 2300RPM, 29KW,120NM, 56A, 400V 2650RPM, 30KW, 108NM, 52A, 460V FORCED VENTILATION; DIRECTION OF AIR FLOW DE --> NDE; DEGREE OF PROTECTION IP55 ABSOLUTE ENCODER 22 BIT SINGLETURN AND 12 BIT MULTITURN (ENCODER AM22DQ) WITH DRIVE-CLIQ INTERFACE DESIGN IM B5 (IMV 1,IM V3) PLAIN SHAFT WITHOUT FITTED KEY; BEARING: STANDARD, VIBRATION SEVERITY GRADE: R/A, SHAFT AND FLANGE ACCURACY: R TERMINAL BOX (ABOVE) CABLE ENTRY ON THE LEFT SIGNAL CONNECTION D-END | 7073 | TEM | 1 | MC | 141 | 1
1PH81371FG032BA1 | SIMOTICS M COMPACT ASYNCHRONOUS MOTOR 2000RPM, 28KW, 134NM, 60A, 350V 2300RPM, 29KW,120NM, 56A, 400V 2650RPM, 30KW, 108NM, 52A, 460V FORCED VENTILATION; DIRECTION OF AIR FLOW DE --> NDE; DEGREE OF PROTECTION IP55 ABSOLUTE ENCODER 22 BIT SINGLETURN AND 12 BIT MULTITURN (ENCODER AM22DQ) WITH DRIVE-CLIQ INTERFACE DESIGN IM B35 (IM V15, IM V35) SHAFT WITH FITTED KEY HALF-KEY BALANCING BEARING: STANDARD WITH FIXED BEARING, VIBRATION SEVERITY GRADE: R/A, FLANGE ACCURACY: R TERMINAL BOX (ABOVE) CABLE ENTRY ON THE RIGHT SIGNAL CONNECTION D-END | 7662 | TEM | 1 | MC | 141 | 1
1PH81371FG120BA1 | SIMOTICS M COMPACT ASYNCHRONOUS MOTOR 2000RPM, 28KW, 134NM, 60A, 350V 2300RPM, 29KW, 120NM, 56A, 400V 2650RPM, 30KW, 108NM, 52A, 460V FORCED VENTILATION; DIRECTION OF AIR FLOW NDE --> DE; DEGREE OF PROTECTION IP55 ABSOLUTE ENCODER 22 BIT SINGLETURN AND 12 BIT MULTITURN (ENCODER AM22DQ) WITH DRIVE-CLIQ INTERFACE DESIGN IM B5 (IMV 1,IM V3) PLAIN SHAFT WITHOUT FITTED KEY; BEARING: STANDARD WITH FIXED BEARING, VIBRATION SEVERITY GRADE: R/A, FLANGE ACCURACY: R TERMINAL BOX (ABOVE) CABLE ENTRY ON THE RIGHT SIGNAL CONNECTION D-END | 7358 | TEM | 1 | MC | 141 | 1
1PH81371FG120BG1 | SIMOTICS M COMPACT ASYNCHRONOUS MOTOR 2000RPM, 28KW, 134NM, 60A, 350V 2300RPM, 29KW, 120NM, 56A, 400V 2650RPM, 30KW, 108NM, 52A, 460V FORCED VENTILATION; DIRECTION OF AIR FLOW NDE --> DE; DEGREE OF PROTECTION IP55 ABSOLUTE ENCODER 22 BIT SINGLETURN AND 12 BIT MULTITURN (ENCODER AM22DQ) WITH DRIVE-CLIQ INTERFACE DESIGN IM B5 (IMV 1,IM V3) PLAIN SHAFT WITHOUT FITTED KEY; BEARING: STANDARD WITH FIXED BEARING, VIBRATION SEVERITY GRADE: R/A, FLANGE ACCURACY: R POWER CONNECTOR (ABOVE) CABLE ENTRY ON THE ND-END SIGNAL CONNECTION LEFT | 7358 | TEM | 1 | MC | 141 | 1
1PH81371FG130BA1 | SIMOTICS M COMPACT ASYNCHRONOUS MOTOR 2000RPM, 28KW, 134NM, 60A, 350V 2300RPM, 29KW, 120NM, 56A, 400V 2650RPM, 30KW, 108NM, 52A, 460V FORCED VENTILATION; DIRECTION OF AIR FLOW NDE --> DE; DEGREE OF PROTECTION IP55 ABSOLUTE ENCODER 22 BIT SINGLETURN AND 12 BIT MULTITURN (ENCODER AM22DQ) WITH DRIVE-CLIQ INTERFACE DESIGN IM B35 (IM V15, IM V35) PLAIN SHAFT WITHOUT FITTED KEY; BEARING: STANDARD WITH FIXED BEARING, VIBRATION SEVERITY GRADE: R/A, FLANGE ACCURACY: R TERMINAL BOX (ABOVE) CABLE ENTRY ON THE RIGHT SIGNAL CONNECTION D-END | 7662 | TEM | 1 | MC | 141 | 1
1PH81371FG130QA1 | SIMOTICS M COMPACT ASYNCHRONOUS MOTOR 2000RPM, 28KW, 134NM, 60A, 350V 2300RPM, 29KW, 120NM, 56A, 400V 2650RPM, 30KW, 108NM, 52A, 460V FORCED VENTILATION; DIRECTION OF AIR FLOW NDE --> DE; DEGREE OF PROTECTION IP55 ABSOLUTE ENCODER 22 BIT SINGLETURN AND 12 BIT MULTITURN (ENCODER AM22DQ) WITH DRIVE-CLIQ INTERFACE DESIGN IM B35 (IM V15, IM V35) PLAIN SHAFT WITHOUT FITTED KEY; BEARING: ADVANCED LIFETIME VIBRATION SEVERITY S/A SHAFT A. FLANGE ACCURACY GR. R TERMINAL BOX (ABOVE) CABLE ENTRY ON THE RIGHT SIGNAL CONNECTION D-END | 8092 | TEM | 1 | MC | 141 | 1
1PH81371FG132QA1 | SIMOTICS M COMPACT ASYNCHRONOUS MOTOR 2000RPM, 28KW, 134NM, 60A, 350V 2300RPM, 29KW, 120NM, 56A, 400V 2650RPM, 30KW, 108NM, 52A, 460V FORCED VENTILATION; DIRECTION OF AIR FLOW NDE --> DE; DEGREE OF PROTECTION IP55 ABSOLUTE ENCODER 22 BIT SINGLETURN AND 12 BIT MULTITURN (ENCODER AM22DQ) WITH DRIVE-CLIQ INTERFACE DESIGN IM B35 (IM V15, IM V35) SHAFT WITH FITTED KEY HALF-KEY BALANCING BEARING: ADVANCED LIFETIME VIBRATION SEVERITY S/A SHAFT A. FLANGE ACCURACY GR. R TERMINAL BOX (ABOVE) CABLE ENTRY ON THE RIGHT SIGNAL CONNECTION D-END | 8092 | TEM | 1 | MC | 141 | 1
1PH81371FS000LA1 | SIMOTICS M COMPACT ASYNCHRONOUS MOTOR 2000RPM, 29KW,138NM, 56A, 398V 5000RPM,27,5KW, 53NM, 56A, 425V 1500RPM, 22KW, 140NM, 56A, 308V FORCED VENTILATION; DIRECTION OF AIR FLOW DE --> NDE; DEGREE OF PROTECTION IP55 ABSOLUTE ENCODER 22 BIT SINGLETURN AND 12 BIT MULTITURN (ENCODER AM22DQ) WITH DRIVE-CLIQ INTERFACE DESIGN IM B3 (IM V5, IM V6) PLAIN SHAFT WITHOUT FITTED KEY; BEARING: PERFORMANCE, VIBRATION SEVERITY GRADE: SPECIAL/B, SHAFT AND FLANGE ACCURACY: SPECIAL TERMINAL BOX (ABOVE) CABLE ENTRY ON THE RIGHT SIGNAL CONNECTION D-END | 7666 | TEM | 1 | MC | 141 | 1
1PH81371FS020LB1 | SIMOTICS M COMPACT ASYNCHRONOUS MOTOR 2000RPM, 29KW,138NM, 56A, 398V 5000RPM,27,5KW, 53NM, 56A, 425V 1500RPM, 22KW, 140NM, 56A, 308V FORCED VENTILATION; DIRECTION OF AIR FLOW DE --> NDE; DEGREE OF PROTECTION IP55 ABSOLUTE ENCODER 22 BIT SINGLETURN AND 12 BIT MULTITURN (ENCODER AM22DQ) WITH DRIVE-CLIQ INTERFACE DESIGN IM B5 (IMV 1,IM V3) PLAIN SHAFT WITHOUT FITTED KEY; BEARING: PERFORMANCE, VIBRATION SEVERITY GRADE: SPECIAL/B, SHAFT AND FLANGE ACCURACY: SPECIAL TERMINAL BOX (ABOVE) CABLE ENTRY ON THE LEFT SIGNAL CONNECTION D-END | 7905 | TEM | 1 | MC | 141 | 1
1PH81371FS120BA1 | SIMOTICS M COMPACT ASYNCHRONOUS MOTOR 2000RPM, 29KW,138NM, 56A, 398V 5000RPM,27,5KW, 53NM, 56A, 425V 1500RPM, 22KW, 140NM, 56A, 308V FORCED VENTILATION; DIRECTION OF AIR FLOW NDE --> DE; DEGREE OF PROTECTION IP55 ABSOLUTE ENCODER 22 BIT SINGLETURN AND 12 BIT MULTITURN (ENCODER AM22DQ) WITH DRIVE-CLIQ INTERFACE DESIGN IM B5 (IMV 1,IM V3) PLAIN SHAFT WITHOUT FITTED KEY; BEARING: STANDARD WITH FIXED BEARING, VIBRATION SEVERITY GRADE: R/A, FLANGE ACCURACY: R TERMINAL BOX (ABOVE) CABLE ENTRY ON THE RIGHT SIGNAL CONNECTION D-END | 7358 | TEM | 1 | MC | 141 | 1
1PH81371HD001BA1 | SIMOTICS M COMPACT ASYNCHRONOUS MOTOR 1000RPM, 17KW, 162NM, 43A, 307V 1150RPM,19,5KW,162NM, 43A, 350V 1350RPM, 22KW, 156NM, 42A, 404V FORCED VENTILATION; DIRECTION OF AIR FLOW DE --> NDE; DEGREE OF PROTECTION IP55 INCREMENT. ENCODER HTL 1024 S/R (ENCODER HTL1024S/R) with TEMPERAT. SENSOR KTY84-130 DESIGN IM B3 (IM V5, IM V6) SHAFT WITH FITTED KEY FULL-KEY BALANCING BEARING: STANDARD WITH FIXED BEARING, VIBRATION SEVERITY GRADE: R/A, FLANGE ACCURACY: R TERMINAL BOX (ABOVE) CABLE ENTRY ON THE RIGHT SIGNAL CONNECTION D-END | 5191 | TEM | 1 | MC | 141 | 1
1PH81371HD001BC1 | SIMOTICS M COMPACT ASYNCHRONOUS MOTOR 1000RPM, 17KW, 162NM, 43A, 307V 1150RPM,19,5KW,162NM, 43A, 350V 1350RPM, 22KW, 156NM, 42A, 404V FORCED VENTILATION; DIRECTION OF AIR FLOW DE --> NDE; DEGREE OF PROTECTION IP55 INCREMENT. ENCODER HTL 1024 S/R (ENCODER HTL1024S/R) with TEMPERAT. SENSOR KTY84-130 DESIGN IM B3 (IM V5, IM V6) SHAFT WITH FITTED KEY FULL-KEY BALANCING BEARING: STANDARD WITH FIXED BEARING, VIBRATION SEVERITY GRADE: R/A, FLANGE ACCURACY: R TERMINAL BOX (ABOVE) CABLE ENTRY ON THE ND-END SIGNAL CONNECTION LEFT | 5191 | TEM | 1 | MC | 141 | 1
1PH81371HD002BA1 | SIMOTICS M COMPACT ASYNCHRONOUS MOTOR 1000RPM, 17KW, 162NM, 43A, 307V 1150RPM,19,5KW,162NM, 43A, 350V 1350RPM, 22KW, 156NM, 42A, 404V FORCED VENTILATION; DIRECTION OF AIR FLOW DE --> NDE; DEGREE OF PROTECTION IP55 INCREMENT. ENCODER HTL 1024 S/R (ENCODER HTL1024S/R) with TEMPERAT. SENSOR KTY84-130 DESIGN IM B3 (IM V5, IM V6) SHAFT WITH FITTED KEY HALF-KEY BALANCING BEARING: STANDARD WITH FIXED BEARING, VIBRATION SEVERITY GRADE: R/A, FLANGE ACCURACY: R TERMINAL BOX (ABOVE) CABLE ENTRY ON THE RIGHT SIGNAL CONNECTION D-END | 5191 | TEM | 1 | MC | 141 | 1
1PH81371HD002BB1 | SIMOTICS M COMPACT ASYNCHRONOUS MOTOR 1000RPM, 17KW, 162NM, 43A, 307V 1150RPM,19,5KW,162NM, 43A, 350V 1350RPM, 22KW, 156NM, 42A, 404V FORCED VENTILATION; DIRECTION OF AIR FLOW DE --> NDE; DEGREE OF PROTECTION IP55 INCREMENT. ENCODER HTL 1024 S/R (ENCODER HTL1024S/R) with TEMPERAT. SENSOR KTY84-130 DESIGN IM B3 (IM V5, IM V6) SHAFT WITH FITTED KEY HALF-KEY BALANCING BEARING: STANDARD WITH FIXED BEARING, VIBRATION SEVERITY GRADE: R/A, FLANGE ACCURACY: R TERMINAL BOX (ABOVE) CABLE ENTRY ON THE LEFT SIGNAL CONNECTION D-END | 5191 | TEM | 1 | MC | 141 | 1
1PH81371HD002BC1 | SIMOTICS M COMPACT ASYNCHRONOUS MOTOR 1000RPM, 17KW, 162NM, 43A, 307V 1150RPM,19,5KW,162NM, 43A, 350V 1350RPM, 22KW, 156NM, 42A, 404V FORCED VENTILATION; DIRECTION OF AIR FLOW DE --> NDE; DEGREE OF PROTECTION IP55 INCREMENT. ENCODER HTL 1024 S/R (ENCODER HTL1024S/R) with TEMPERAT. SENSOR KTY84-130 DESIGN IM B3 (IM V5, IM V6) SHAFT WITH FITTED KEY HALF-KEY BALANCING BEARING: STANDARD WITH FIXED BEARING, VIBRATION SEVERITY GRADE: R/A, FLANGE ACCURACY: R TERMINAL BOX (ABOVE) CABLE ENTRY ON THE ND-END SIGNAL CONNECTION LEFT | 5191 | TEM | 1 | MC | 141 | 1
1PH81371HD021BA1 | SIMOTICS M COMPACT ASYNCHRONOUS MOTOR 1000RPM, 17KW, 162NM, 43A, 307V 1150RPM,19,5KW,162NM, 43A, 350V 1350RPM, 22KW, 156NM, 42A, 404V FORCED VENTILATION; DIRECTION OF AIR FLOW DE --> NDE; DEGREE OF PROTECTION IP55 INCREMENT. ENCODER HTL 1024 S/R (ENCODER HTL1024S/R) with TEMPERAT. SENSOR KTY84-130 DESIGN IM B5 (IMV 1,IM V3) SHAFT WITH FITTED KEY FULL-KEY BALANCING BEARING: STANDARD WITH FIXED BEARING, VIBRATION SEVERITY GRADE: R/A, FLANGE ACCURACY: R TERMINAL BOX (ABOVE) CABLE ENTRY ON THE RIGHT SIGNAL CONNECTION D-END | 5429 | TEM | 1 | MC | 141 | 1
1PH81371HD022BA1 | SIMOTICS M COMPACT ASYNCHRONOUS MOTOR 1000RPM, 17KW, 162NM, 43A, 307V 1150RPM,19,5KW,162NM, 43A, 350V 1350RPM, 22KW, 156NM, 42A, 404V FORCED VENTILATION; DIRECTION OF AIR FLOW DE --> NDE; DEGREE OF PROTECTION IP55 INCREMENT. ENCODER HTL 1024 S/R (ENCODER HTL1024S/R) with TEMPERAT. SENSOR KTY84-130 DESIGN IM B5 (IMV 1,IM V3) SHAFT WITH FITTED KEY HALF-KEY BALANCING BEARING: STANDARD WITH FIXED BEARING, VIBRATION SEVERITY GRADE: R/A, FLANGE ACCURACY: R TERMINAL BOX (ABOVE) CABLE ENTRY ON THE RIGHT SIGNAL CONNECTION D-END | 5429 | TEM | 1 | MC | 141 | 1
1PH81371HD022BB1 | SIMOTICS M COMPACT ASYNCHRONOUS MOTOR 1000RPM, 17KW, 162NM, 43A, 307V 1150RPM,19,5KW,162NM, 43A, 350V 1350RPM, 22KW, 156NM, 42A, 404V FORCED VENTILATION; DIRECTION OF AIR FLOW DE --> NDE; DEGREE OF PROTECTION IP55 INCREMENT. ENCODER HTL 1024 S/R (ENCODER HTL1024S/R) with TEMPERAT. SENSOR KTY84-130 DESIGN IM B5 (IMV 1,IM V3) SHAFT WITH FITTED KEY HALF-KEY BALANCING BEARING: STANDARD WITH FIXED BEARING, VIBRATION SEVERITY GRADE: R/A, FLANGE ACCURACY: R TERMINAL BOX (ABOVE) CABLE ENTRY ON THE LEFT SIGNAL CONNECTION D-END | 5429 | TEM | 1 | MC | 141 | 1
1PH81371HD031BA1 | SIMOTICS M COMPACT ASYNCHRONOUS MOTOR 1000RPM, 17KW, 162NM, 43A, 307V 1150RPM,19,5KW,162NM, 43A, 350V 1350RPM, 22KW, 156NM, 42A, 404V FORCED VENTILATION; DIRECTION OF AIR FLOW DE --> NDE; DEGREE OF PROTECTION IP55 INCREMENT. ENCODER HTL 1024 S/R (ENCODER HTL1024S/R) with TEMPERAT. SENSOR KTY84-130 DESIGN IM B35 (IM V15, IM V35) SHAFT WITH FITTED KEY FULL-KEY BALANCING BEARING: STANDARD WITH FIXED BEARING, VIBRATION SEVERITY GRADE: R/A, FLANGE ACCURACY: R TERMINAL BOX (ABOVE) CABLE ENTRY ON THE RIGHT SIGNAL CONNECTION D-END | 5733 | TEM | 1 | MC | 141 | 1
1PH81371HD032BA1 | SIMOTICS M COMPACT ASYNCHRONOUS MOTOR 1000RPM, 17KW, 162NM, 43A, 307V 1150RPM,19,5KW,162NM, 43A, 350V 1350RPM, 22KW, 156NM, 42A, 404V FORCED VENTILATION; DIRECTION OF AIR FLOW DE --> NDE; DEGREE OF PROTECTION IP55 INCREMENT. ENCODER HTL 1024 S/R (ENCODER HTL1024S/R) with TEMPERAT. SENSOR KTY84-130 DESIGN IM B35 (IM V15, IM V35) SHAFT WITH FITTED KEY HALF-KEY BALANCING BEARING: STANDARD WITH FIXED BEARING, VIBRATION SEVERITY GRADE: R/A, FLANGE ACCURACY: R TERMINAL BOX (ABOVE) CABLE ENTRY ON THE RIGHT SIGNAL CONNECTION D-END | 5733 | TEM | 1 | MC | 141 | 1
1PH81371HD032BB1 | SIMOTICS M COMPACT ASYNCHRONOUS MOTOR 1000RPM, 17KW, 162NM, 43A, 307V 1150RPM,19,5KW,162NM, 43A, 350V 1350RPM, 22KW, 156NM, 42A, 404V FORCED VENTILATION; DIRECTION OF AIR FLOW DE --> NDE; DEGREE OF PROTECTION IP55 INCREMENT. ENCODER HTL 1024 S/R (ENCODER HTL1024S/R) with TEMPERAT. SENSOR KTY84-130 DESIGN IM B35 (IM V15, IM V35) SHAFT WITH FITTED KEY HALF-KEY BALANCING BEARING: STANDARD WITH FIXED BEARING, VIBRATION SEVERITY GRADE: R/A, FLANGE ACCURACY: R TERMINAL BOX (ABOVE) CABLE ENTRY ON THE LEFT SIGNAL CONNECTION D-END | 5733 | TEM | 1 | MC | 141 | 1
1PH81371HD032BC1 | SIMOTICS M COMPACT ASYNCHRONOUS MOTOR 1000RPM, 17KW, 162NM, 43A, 307V 1150RPM,19,5KW,162NM, 43A, 350V 1350RPM, 22KW, 156NM, 42A, 404V FORCED VENTILATION; DIRECTION OF AIR FLOW DE --> NDE; DEGREE OF PROTECTION IP55 INCREMENT. ENCODER HTL 1024 S/R (ENCODER HTL1024S/R) with TEMPERAT. SENSOR KTY84-130 DESIGN IM B35 (IM V15, IM V35) SHAFT WITH FITTED KEY HALF-KEY BALANCING BEARING: STANDARD WITH FIXED BEARING, VIBRATION SEVERITY GRADE: R/A, FLANGE ACCURACY: R TERMINAL BOX (ABOVE) CABLE ENTRY ON THE ND-END SIGNAL CONNECTION LEFT | 5733 | TEM | 1 | MC | 141 | 1
1PH81371HD032FA1 | SIMOTICS M COMPACT ASYNCHRONOUS MOTOR 1000RPM, 17KW, 162NM, 43A, 307V 1150RPM,19,5KW,162NM, 43A, 350V 1350RPM, 22KW, 156NM, 42A, 404V FORCED VENTILATION; DIRECTION OF AIR FLOW DE --> NDE; DEGREE OF PROTECTION IP55 INCREMENT. ENCODER HTL 1024 S/R (ENCODER HTL1024S/R) with TEMPERAT. SENSOR KTY84-130 DESIGN IM B35 (IM V15, IM V35) SHAFT WITH FITTED KEY HALF-KEY BALANCING BEARING: INCREASED RADIAL FORCES, VIBRATION SEVERITY GRADE: R/A, SHAFT AND FLANGE ACCURACY: R TERMINAL BOX (ABOVE) CABLE ENTRY ON THE RIGHT SIGNAL CONNECTION D-END | 5864 | TEM | 1 | MC | 141 | 1
1PH81371HD100BA1 | SIMOTICS M COMPACT ASYNCHRONOUS MOTOR 1000RPM, 17KW, 162NM, 43A, 307V 1150RPM,19,5KW,162NM, 43A, 350V 1350RPM, 22KW, 156NM, 42A, 404V FORCED VENTILATION; DIRECTION OF AIR FLOW NDE --> DE; DEGREE OF PROTECTION IP55 INCREMENT. ENCODER HTL 1024 S/R (ENCODER HTL1024S/R) with TEMPERAT. SENSOR KTY84-130 DESIGN IM B3 (IM V5, IM V6) PLAIN SHAFT WITHOUT FITTED KEY; BEARING: STANDARD WITH FIXED BEARING, VIBRATION SEVERITY GRADE: R/A, FLANGE ACCURACY: R TERMINAL BOX (ABOVE) CABLE ENTRY ON THE RIGHT SIGNAL CONNECTION D-END | 5191 | TEM | 1 | MC | 141 | 1
1PH81371HD100BB1 | SIMOTICS M COMPACT ASYNCHRONOUS MOTOR 1000RPM, 17KW, 162NM, 43A, 307V 1150RPM,19,5KW,162NM, 43A, 350V 1350RPM, 22KW, 156NM, 42A, 404V FORCED VENTILATION; DIRECTION OF AIR FLOW NDE --> DE; DEGREE OF PROTECTION IP55 INCREMENT. ENCODER HTL 1024 S/R (ENCODER HTL1024S/R) with TEMPERAT. SENSOR KTY84-130 DESIGN IM B3 (IM V5, IM V6) PLAIN SHAFT WITHOUT FITTED KEY; BEARING: STANDARD WITH FIXED BEARING, VIBRATION SEVERITY GRADE: R/A, FLANGE ACCURACY: R TERMINAL BOX (ABOVE) CABLE ENTRY ON THE LEFT SIGNAL CONNECTION D-END | 5191 | TEM | 1 | MC | 141 | 1
1PH81371HD100BC1 | SIMOTICS M COMPACT ASYNCHRONOUS MOTOR 1000RPM, 17KW, 162NM, 43A, 307V 1150RPM,19,5KW,162NM, 43A, 350V 1350RPM, 22KW, 156NM, 42A, 404V FORCED VENTILATION; DIRECTION OF AIR FLOW NDE --> DE; DEGREE OF PROTECTION IP55 INCREMENT. ENCODER HTL 1024 S/R (ENCODER HTL1024S/R) with TEMPERAT. SENSOR KTY84-130 DESIGN IM B3 (IM V5, IM V6) PLAIN SHAFT WITHOUT FITTED KEY; BEARING: STANDARD WITH FIXED BEARING, VIBRATION SEVERITY GRADE: R/A, FLANGE ACCURACY: R TERMINAL BOX (ABOVE) CABLE ENTRY ON THE ND-END SIGNAL CONNECTION LEFT | 5191 | TEM | 1 | MC | 141 | 1
1PH81371HD100CA1 | SIMOTICS M COMPACT ASYNCHRONOUS MOTOR 1000RPM, 17KW, 162NM, 43A, 307V 1150RPM,19,5KW,162NM, 43A, 350V 1350RPM, 22KW, 156NM, 42A, 404V FORCED VENTILATION; DIRECTION OF AIR FLOW NDE --> DE; DEGREE OF PROTECTION IP55 INCREMENT. ENCODER HTL 1024 S/R (ENCODER HTL1024S/R) with TEMPERAT. SENSOR KTY84-130 DESIGN IM B3 (IM V5, IM V6) PLAIN SHAFT WITHOUT FITTED KEY; BEARING: STANDARD WITH FIXED BEARING, VIBRATION SEVERITY GRADE: S/A, SHAFT AND FLANGE ACCURACY: R TERMINAL BOX (ABOVE) CABLE ENTRY ON THE RIGHT SIGNAL CONNECTION D-END | 5386 | TEM | 1 | MC | 141 | 1
1PH81371HD100CB1 | SIMOTICS M COMPACT ASYNCHRONOUS MOTOR 1000RPM, 17KW, 162NM, 43A, 307V 1150RPM,19,5KW,162NM, 43A, 350V 1350RPM, 22KW, 156NM, 42A, 404V FORCED VENTILATION; DIRECTION OF AIR FLOW NDE --> DE; DEGREE OF PROTECTION IP55 INCREMENT. ENCODER HTL 1024 S/R (ENCODER HTL1024S/R) with TEMPERAT. SENSOR KTY84-130 DESIGN IM B3 (IM V5, IM V6) PLAIN SHAFT WITHOUT FITTED KEY; BEARING: STANDARD WITH FIXED BEARING, VIBRATION SEVERITY GRADE: S/A, SHAFT AND FLANGE ACCURACY: R TERMINAL BOX (ABOVE) CABLE ENTRY ON THE LEFT SIGNAL CONNECTION D-END | 5386 | TEM | 1 | MC | 141 | 1
1PH81371HD100CC1 | SIMOTICS M COMPACT ASYNCHRONOUS MOTOR 1000RPM, 17KW, 162NM, 43A, 307V 1150RPM,19,5KW,162NM, 43A, 350V 1350RPM, 22KW, 156NM, 42A, 404V FORCED VENTILATION; DIRECTION OF AIR FLOW NDE --> DE; DEGREE OF PROTECTION IP55 INCREMENT. ENCODER HTL 1024 S/R (ENCODER HTL1024S/R) with TEMPERAT. SENSOR KTY84-130 DESIGN IM B3 (IM V5, IM V6) PLAIN SHAFT WITHOUT FITTED KEY; BEARING: STANDARD WITH FIXED BEARING, VIBRATION SEVERITY GRADE: S/A, SHAFT AND FLANGE ACCURACY: R TERMINAL BOX (ABOVE) CABLE ENTRY ON THE ND-END SIGNAL CONNECTION LEFT | 5386 | TEM | 1 | MC | 141 | 1
1PH81371HD101BA1 | SIMOTICS M COMPACT ASYNCHRONOUS MOTOR 1000RPM, 17KW, 162NM, 43A, 307V 1150RPM,19,5KW,162NM, 43A, 350V 1350RPM, 22KW, 156NM, 42A, 404V FORCED VENTILATION; DIRECTION OF AIR FLOW NDE --> DE; DEGREE OF PROTECTION IP55 INCREMENT. ENCODER HTL 1024 S/R (ENCODER HTL1024S/R) with TEMPERAT. SENSOR KTY84-130 DESIGN IM B3 (IM V5, IM V6) SHAFT WITH FITTED KEY FULL-KEY BALANCING BEARING: STANDARD WITH FIXED BEARING, VIBRATION SEVERITY GRADE: R/A, FLANGE ACCURACY: R TERMINAL BOX (ABOVE) CABLE ENTRY ON THE RIGHT SIGNAL CONNECTION D-END | 5191 | TEM | 1 | MC | 141 | 1
1PH81371HD102BA1 | SIMOTICS M COMPACT ASYNCHRONOUS MOTOR 1000RPM, 17KW, 162NM, 43A, 307V 1150RPM,19,5KW,162NM, 43A, 350V 1350RPM, 22KW, 156NM, 42A, 404V FORCED VENTILATION; DIRECTION OF AIR FLOW NDE --> DE; DEGREE OF PROTECTION IP55 INCREMENT. ENCODER HTL 1024 S/R (ENCODER HTL1024S/R) with TEMPERAT. SENSOR KTY84-130 DESIGN IM B3 (IM V5, IM V6) SHAFT WITH FITTED KEY HALF-KEY BALANCING BEARING: STANDARD WITH FIXED BEARING, VIBRATION SEVERITY GRADE: R/A, FLANGE ACCURACY: R TERMINAL BOX (ABOVE) CABLE ENTRY ON THE RIGHT SIGNAL CONNECTION D-END | 5191 | TEM | 1 | MC | 141 | 1
1PH81371HD102BB1 | SIMOTICS M COMPACT ASYNCHRONOUS MOTOR 1000RPM, 17KW, 162NM, 43A, 307V 1150RPM,19,5KW,162NM, 43A, 350V 1350RPM, 22KW, 156NM, 42A, 404V FORCED VENTILATION; DIRECTION OF AIR FLOW NDE --> DE; DEGREE OF PROTECTION IP55 INCREMENT. ENCODER HTL 1024 S/R (ENCODER HTL1024S/R) with TEMPERAT. SENSOR KTY84-130 DESIGN IM B3 (IM V5, IM V6) SHAFT WITH FITTED KEY HALF-KEY BALANCING BEARING: STANDARD WITH FIXED BEARING, VIBRATION SEVERITY GRADE: R/A, FLANGE ACCURACY: R TERMINAL BOX (ABOVE) CABLE ENTRY ON THE LEFT SIGNAL CONNECTION D-END | 5191 | TEM | 1 | MC | 141 | 1
1PH81371HD102BC1 | SIMOTICS M COMPACT ASYNCHRONOUS MOTOR 1000RPM, 17KW, 162NM, 43A, 307V 1150RPM,19,5KW,162NM, 43A, 350V 1350RPM, 22KW, 156NM, 42A, 404V FORCED VENTILATION; DIRECTION OF AIR FLOW NDE --> DE; DEGREE OF PROTECTION IP55 INCREMENT. ENCODER HTL 1024 S/R (ENCODER HTL1024S/R) with TEMPERAT. SENSOR KTY84-130 DESIGN IM B3 (IM V5, IM V6) SHAFT WITH FITTED KEY HALF-KEY BALANCING BEARING: STANDARD WITH FIXED BEARING, VIBRATION SEVERITY GRADE: R/A, FLANGE ACCURACY: R TERMINAL BOX (ABOVE) CABLE ENTRY ON THE ND-END SIGNAL CONNECTION LEFT | 5191 | TEM | 1 | MC | 141 | 1
1PH81371HD102CA1 | SIMOTICS M COMPACT ASYNCHRONOUS MOTOR 1000RPM, 17KW, 162NM, 43A, 307V 1150RPM,19,5KW,162NM, 43A, 350V 1350RPM, 22KW, 156NM, 42A, 404V FORCED VENTILATION; DIRECTION OF AIR FLOW NDE --> DE; DEGREE OF PROTECTION IP55 INCREMENT. ENCODER HTL 1024 S/R (ENCODER HTL1024S/R) with TEMPERAT. SENSOR KTY84-130 DESIGN IM B3 (IM V5, IM V6) SHAFT WITH FITTED KEY HALF-KEY BALANCING BEARING: STANDARD WITH FIXED BEARING, VIBRATION SEVERITY GRADE: S/A, SHAFT AND FLANGE ACCURACY: R TERMINAL BOX (ABOVE) CABLE ENTRY ON THE RIGHT SIGNAL CONNECTION D-END | 5386 | TEM | 1 | MC | 141 | 1
1PH81371HD102CB1 | SIMOTICS M COMPACT ASYNCHRONOUS MOTOR 1000RPM, 17KW, 162NM, 43A, 307V 1150RPM,19,5KW,162NM, 43A, 350V 1350RPM, 22KW, 156NM, 42A, 404V FORCED VENTILATION; DIRECTION OF AIR FLOW NDE --> DE; DEGREE OF PROTECTION IP55 INCREMENT. ENCODER HTL 1024 S/R (ENCODER HTL1024S/R) with TEMPERAT. SENSOR KTY84-130 DESIGN IM B3 (IM V5, IM V6) SHAFT WITH FITTED KEY HALF-KEY BALANCING BEARING: STANDARD WITH FIXED BEARING, VIBRATION SEVERITY GRADE: S/A, SHAFT AND FLANGE ACCURACY: R TERMINAL BOX (ABOVE) CABLE ENTRY ON THE LEFT SIGNAL CONNECTION D-END | 5386 | TEM | 1 | MC | 141 | 1
1PH81371HD102CC1 | SIMOTICS M COMPACT ASYNCHRONOUS MOTOR 1000RPM, 17KW, 162NM, 43A, 307V 1150RPM,19,5KW,162NM, 43A, 350V 1350RPM, 22KW, 156NM, 42A, 404V FORCED VENTILATION; DIRECTION OF AIR FLOW NDE --> DE; DEGREE OF PROTECTION IP55 INCREMENT. ENCODER HTL 1024 S/R (ENCODER HTL1024S/R) with TEMPERAT. SENSOR KTY84-130 DESIGN IM B3 (IM V5, IM V6) SHAFT WITH FITTED KEY HALF-KEY BALANCING BEARING: STANDARD WITH FIXED BEARING, VIBRATION SEVERITY GRADE: S/A, SHAFT AND FLANGE ACCURACY: R TERMINAL BOX (ABOVE) CABLE ENTRY ON THE ND-END SIGNAL CONNECTION LEFT | 5386 | TEM | 1 | MC | 141 | 1
1PH81371HD120BA1 | SIMOTICS M COMPACT ASYNCHRONOUS MOTOR 1000RPM, 17KW, 162NM, 43A, 307V 1150RPM,19,5KW,162NM, 43A, 350V 1350RPM, 22KW, 156NM, 42A, 404V FORCED VENTILATION; DIRECTION OF AIR FLOW NDE --> DE; DEGREE OF PROTECTION IP55 INCREMENT. ENCODER HTL 1024 S/R (ENCODER HTL1024S/R) with TEMPERAT. SENSOR KTY84-130 DESIGN IM B5 (IMV 1,IM V3) PLAIN SHAFT WITHOUT FITTED KEY; BEARING: STANDARD WITH FIXED BEARING, VIBRATION SEVERITY GRADE: R/A, FLANGE ACCURACY: R TERMINAL BOX (ABOVE) CABLE ENTRY ON THE RIGHT SIGNAL CONNECTION D-END | 5429 | TEM | 1 | MC | 141 | 1
1PH81371HD120BB1 | SIMOTICS M COMPACT ASYNCHRONOUS MOTOR 1000RPM, 17KW, 162NM, 43A, 307V 1150RPM,19,5KW,162NM, 43A, 350V 1350RPM, 22KW, 156NM, 42A, 404V FORCED VENTILATION; DIRECTION OF AIR FLOW NDE --> DE; DEGREE OF PROTECTION IP55 INCREMENT. ENCODER HTL 1024 S/R (ENCODER HTL1024S/R) with TEMPERAT. SENSOR KTY84-130 DESIGN IM B5 (IMV 1,IM V3) PLAIN SHAFT WITHOUT FITTED KEY; BEARING: STANDARD WITH FIXED BEARING, VIBRATION SEVERITY GRADE: R/A, FLANGE ACCURACY: R TERMINAL BOX (ABOVE) CABLE ENTRY ON THE LEFT SIGNAL CONNECTION D-END | 5429 | TEM | 1 | MC | 141 | 1
1PH81371HD120BC1 | SIMOTICS M COMPACT ASYNCHRONOUS MOTOR 1000RPM, 17KW, 162NM, 43A, 307V 1150RPM,19,5KW,162NM, 43A, 350V 1350RPM, 22KW, 156NM, 42A, 404V FORCED VENTILATION; DIRECTION OF AIR FLOW NDE --> DE; DEGREE OF PROTECTION IP55 INCREMENT. ENCODER HTL 1024 S/R (ENCODER HTL1024S/R) with TEMPERAT. SENSOR KTY84-130 DESIGN IM B5 (IMV 1,IM V3) PLAIN SHAFT WITHOUT FITTED KEY; BEARING: STANDARD WITH FIXED BEARING, VIBRATION SEVERITY GRADE: R/A, FLANGE ACCURACY: R TERMINAL BOX (ABOVE) CABLE ENTRY ON THE ND-END SIGNAL CONNECTION LEFT | 5429 | TEM | 1 | MC | 141 | 1
1PH81371HD120CA1 | SIMOTICS M COMPACT ASYNCHRONOUS MOTOR 1000RPM, 17KW, 162NM, 43A, 307V 1150RPM,19,5KW,162NM, 43A, 350V 1350RPM, 22KW, 156NM, 42A, 404V FORCED VENTILATION; DIRECTION OF AIR FLOW NDE --> DE; DEGREE OF PROTECTION IP55 INCREMENT. ENCODER HTL 1024 S/R (ENCODER HTL1024S/R) with TEMPERAT. SENSOR KTY84-130 DESIGN IM B5 (IMV 1,IM V3) PLAIN SHAFT WITHOUT FITTED KEY; BEARING: STANDARD WITH FIXED BEARING, VIBRATION SEVERITY GRADE: S/A, SHAFT AND FLANGE ACCURACY: R TERMINAL BOX (ABOVE) CABLE ENTRY ON THE RIGHT SIGNAL CONNECTION D-END | 5624 | TEM | 1 | MC | 141 | 1
1PH81371HD120CB1 | SIMOTICS M COMPACT ASYNCHRONOUS MOTOR 1000RPM, 17KW, 162NM, 43A, 307V 1150RPM,19,5KW,162NM, 43A, 350V 1350RPM, 22KW, 156NM, 42A, 404V FORCED VENTILATION; DIRECTION OF AIR FLOW NDE --> DE; DEGREE OF PROTECTION IP55 INCREMENT. ENCODER HTL 1024 S/R (ENCODER HTL1024S/R) with TEMPERAT. SENSOR KTY84-130 DESIGN IM B5 (IMV 1,IM V3) PLAIN SHAFT WITHOUT FITTED KEY; BEARING: STANDARD WITH FIXED BEARING, VIBRATION SEVERITY GRADE: S/A, SHAFT AND FLANGE ACCURACY: R TERMINAL BOX (ABOVE) CABLE ENTRY ON THE LEFT SIGNAL CONNECTION D-END | 5624 | TEM | 1 | MC | 141 | 1
1PH81371HD120CC1 | SIMOTICS M COMPACT ASYNCHRONOUS MOTOR 1000RPM, 17KW, 162NM, 43A, 307V 1150RPM,19,5KW,162NM, 43A, 350V 1350RPM, 22KW, 156NM, 42A, 404V FORCED VENTILATION; DIRECTION OF AIR FLOW NDE --> DE; DEGREE OF PROTECTION IP55 INCREMENT. ENCODER HTL 1024 S/R (ENCODER HTL1024S/R) with TEMPERAT. SENSOR KTY84-130 DESIGN IM B5 (IMV 1,IM V3) PLAIN SHAFT WITHOUT FITTED KEY; BEARING: STANDARD WITH FIXED BEARING, VIBRATION SEVERITY GRADE: S/A, SHAFT AND FLANGE ACCURACY: R TERMINAL BOX (ABOVE) CABLE ENTRY ON THE ND-END SIGNAL CONNECTION LEFT | 5624 | TEM | 1 | MC | 141 | 1
1PH81371HD121BA1 | SIMOTICS M COMPACT ASYNCHRONOUS MOTOR 1000RPM, 17KW, 162NM, 43A, 307V 1150RPM,19,5KW,162NM, 43A, 350V 1350RPM, 22KW, 156NM, 42A, 404V FORCED VENTILATION; DIRECTION OF AIR FLOW NDE --> DE; DEGREE OF PROTECTION IP55 INCREMENT. ENCODER HTL 1024 S/R (ENCODER HTL1024S/R) with TEMPERAT. SENSOR KTY84-130 DESIGN IM B5 (IMV 1,IM V3) SHAFT WITH FITTED KEY FULL-KEY BALANCING BEARING: STANDARD WITH FIXED BEARING, VIBRATION SEVERITY GRADE: R/A, FLANGE ACCURACY: R TERMINAL BOX (ABOVE) CABLE ENTRY ON THE RIGHT SIGNAL CONNECTION D-END | 5429 | TEM | 1 | MC | 141 | 1
1PH81371HD121BB1 | SIMOTICS M COMPACT ASYNCHRONOUS MOTOR 1000RPM, 17KW, 162NM, 43A, 307V 1150RPM,19,5KW,162NM, 43A, 350V 1350RPM, 22KW, 156NM, 42A, 404V FORCED VENTILATION; DIRECTION OF AIR FLOW NDE --> DE; DEGREE OF PROTECTION IP55 INCREMENT. ENCODER HTL 1024 S/R (ENCODER HTL1024S/R) with TEMPERAT. SENSOR KTY84-130 DESIGN IM B5 (IMV 1,IM V3) SHAFT WITH FITTED KEY FULL-KEY BALANCING BEARING: STANDARD WITH FIXED BEARING, VIBRATION SEVERITY GRADE: R/A, FLANGE ACCURACY: R TERMINAL BOX (ABOVE) CABLE ENTRY ON THE LEFT SIGNAL CONNECTION D-END | 5429 | TEM | 1 | MC | 141 | 1
1PH81371HD122BA1 | SIMOTICS M COMPACT ASYNCHRONOUS MOTOR 1000RPM, 17KW, 162NM, 43A, 307V 1150RPM,19,5KW,162NM, 43A, 350V 1350RPM, 22KW, 156NM, 42A, 404V FORCED VENTILATION; DIRECTION OF AIR FLOW NDE --> DE; DEGREE OF PROTECTION IP55 INCREMENT. ENCODER HTL 1024 S/R (ENCODER HTL1024S/R) with TEMPERAT. SENSOR KTY84-130 DESIGN IM B5 (IMV 1,IM V3) SHAFT WITH FITTED KEY HALF-KEY BALANCING BEARING: STANDARD WITH FIXED BEARING, VIBRATION SEVERITY GRADE: R/A, FLANGE ACCURACY: R TERMINAL BOX (ABOVE) CABLE ENTRY ON THE RIGHT SIGNAL CONNECTION D-END | 5429 | TEM | 1 | MC | 141 | 1
1PH81371HD122BB1 | SIMOTICS M COMPACT ASYNCHRONOUS MOTOR 1000RPM, 17KW, 162NM, 43A, 307V 1150RPM,19,5KW,162NM, 43A, 350V 1350RPM, 22KW, 156NM, 42A, 404V FORCED VENTILATION; DIRECTION OF AIR FLOW NDE --> DE; DEGREE OF PROTECTION IP55 INCREMENT. ENCODER HTL 1024 S/R (ENCODER HTL1024S/R) with TEMPERAT. SENSOR KTY84-130 DESIGN IM B5 (IMV 1,IM V3) SHAFT WITH FITTED KEY HALF-KEY BALANCING BEARING: STANDARD WITH FIXED BEARING, VIBRATION SEVERITY GRADE: R/A, FLANGE ACCURACY: R TERMINAL BOX (ABOVE) CABLE ENTRY ON THE LEFT SIGNAL CONNECTION D-END | 5429 | TEM | 1 | MC | 141 | 1
1PH81371HD122BC1 | SIMOTICS M COMPACT ASYNCHRONOUS MOTOR 1000RPM, 17KW, 162NM, 43A, 307V 1150RPM,19,5KW,162NM, 43A, 350V 1350RPM, 22KW, 156NM, 42A, 404V FORCED VENTILATION; DIRECTION OF AIR FLOW NDE --> DE; DEGREE OF PROTECTION IP55 INCREMENT. ENCODER HTL 1024 S/R (ENCODER HTL1024S/R) with TEMPERAT. SENSOR KTY84-130 DESIGN IM B5 (IMV 1,IM V3) SHAFT WITH FITTED KEY HALF-KEY BALANCING BEARING: STANDARD WITH FIXED BEARING, VIBRATION SEVERITY GRADE: R/A, FLANGE ACCURACY: R TERMINAL BOX (ABOVE) CABLE ENTRY ON THE ND-END SIGNAL CONNECTION LEFT | 5429 | TEM | 1 | MC | 141 | 1
1PH81371HD122CA1 | SIMOTICS M COMPACT ASYNCHRONOUS MOTOR 1000RPM, 17KW, 162NM, 43A, 307V 1150RPM,19,5KW,162NM, 43A, 350V 1350RPM, 22KW, 156NM, 42A, 404V FORCED VENTILATION; DIRECTION OF AIR FLOW NDE --> DE; DEGREE OF PROTECTION IP55 INCREMENT. ENCODER HTL 1024 S/R (ENCODER HTL1024S/R) with TEMPERAT. SENSOR KTY84-130 DESIGN IM B5 (IMV 1,IM V3) SHAFT WITH FITTED KEY HALF-KEY BALANCING BEARING: STANDARD WITH FIXED BEARING, VIBRATION SEVERITY GRADE: S/A, SHAFT AND FLANGE ACCURACY: R TERMINAL BOX (ABOVE) CABLE ENTRY ON THE RIGHT SIGNAL CONNECTION D-END | 5624 | TEM | 1 | MC | 141 | 1
1PH81371HD122CB1 | SIMOTICS M COMPACT ASYNCHRONOUS MOTOR 1000RPM, 17KW, 162NM, 43A, 307V 1150RPM,19,5KW,162NM, 43A, 350V 1350RPM, 22KW, 156NM, 42A, 404V FORCED VENTILATION; DIRECTION OF AIR FLOW NDE --> DE; DEGREE OF PROTECTION IP55 INCREMENT. ENCODER HTL 1024 S/R (ENCODER HTL1024S/R) with TEMPERAT. SENSOR KTY84-130 DESIGN IM B5 (IMV 1,IM V3) SHAFT WITH FITTED KEY HALF-KEY BALANCING BEARING: STANDARD WITH FIXED BEARING, VIBRATION SEVERITY GRADE: S/A, SHAFT AND FLANGE ACCURACY: R TERMINAL BOX (ABOVE) CABLE ENTRY ON THE LEFT SIGNAL CONNECTION D-END | 5624 | TEM | 1 | MC | 141 | 1
1PH81371HD122CC1 | SIMOTICS M COMPACT ASYNCHRONOUS MOTOR 1000RPM, 17KW, 162NM, 43A, 307V 1150RPM,19,5KW,162NM, 43A, 350V 1350RPM, 22KW, 156NM, 42A, 404V FORCED VENTILATION; DIRECTION OF AIR FLOW NDE --> DE; DEGREE OF PROTECTION IP55 INCREMENT. ENCODER HTL 1024 S/R (ENCODER HTL1024S/R) with TEMPERAT. SENSOR KTY84-130 DESIGN IM B5 (IMV 1,IM V3) SHAFT WITH FITTED KEY HALF-KEY BALANCING BEARING: STANDARD WITH FIXED BEARING, VIBRATION SEVERITY GRADE: S/A, SHAFT AND FLANGE ACCURACY: R TERMINAL BOX (ABOVE) CABLE ENTRY ON THE ND-END SIGNAL CONNECTION LEFT | 5624 | TEM | 1 | MC | 141 | 1
1PH81371HD130BA1 | SIMOTICS M COMPACT ASYNCHRONOUS MOTOR 1000RPM, 17KW, 162NM, 43A, 307V 1150RPM,19,5KW,162NM, 43A, 350V 1350RPM, 22KW, 156NM, 42A, 404V FORCED VENTILATION; DIRECTION OF AIR FLOW NDE --> DE; DEGREE OF PROTECTION IP55 INCREMENT. ENCODER HTL 1024 S/R (ENCODER HTL1024S/R) with TEMPERAT. SENSOR KTY84-130 DESIGN IM B35 (IM V15, IM V35) PLAIN SHAFT WITHOUT FITTED KEY; BEARING: STANDARD WITH FIXED BEARING, VIBRATION SEVERITY GRADE: R/A, FLANGE ACCURACY: R TERMINAL BOX (ABOVE) CABLE ENTRY ON THE RIGHT SIGNAL CONNECTION D-END | 5733 | TEM | 1 | MC | 141 | 1
1PH81371HD130BB1 | SIMOTICS M COMPACT ASYNCHRONOUS MOTOR 1000RPM, 17KW, 162NM, 43A, 307V 1150RPM,19,5KW,162NM, 43A, 350V 1350RPM, 22KW, 156NM, 42A, 404V FORCED VENTILATION; DIRECTION OF AIR FLOW NDE --> DE; DEGREE OF PROTECTION IP55 INCREMENT. ENCODER HTL 1024 S/R (ENCODER HTL1024S/R) with TEMPERAT. SENSOR KTY84-130 DESIGN IM B35 (IM V15, IM V35) PLAIN SHAFT WITHOUT FITTED KEY; BEARING: STANDARD WITH FIXED BEARING, VIBRATION SEVERITY GRADE: R/A, FLANGE ACCURACY: R TERMINAL BOX (ABOVE) CABLE ENTRY ON THE LEFT SIGNAL CONNECTION D-END | 5733 | TEM | 1 | MC | 141 | 1
1PH81371HD130BC1 | SIMOTICS M COMPACT ASYNCHRONOUS MOTOR 1000RPM, 17KW, 162NM, 43A, 307V 1150RPM,19,5KW,162NM, 43A, 350V 1350RPM, 22KW, 156NM, 42A, 404V FORCED VENTILATION; DIRECTION OF AIR FLOW NDE --> DE; DEGREE OF PROTECTION IP55 INCREMENT. ENCODER HTL 1024 S/R (ENCODER HTL1024S/R) with TEMPERAT. SENSOR KTY84-130 DESIGN IM B35 (IM V15, IM V35) PLAIN SHAFT WITHOUT FITTED KEY; BEARING: STANDARD WITH FIXED BEARING, VIBRATION SEVERITY GRADE: R/A, FLANGE ACCURACY: R TERMINAL BOX (ABOVE) CABLE ENTRY ON THE ND-END SIGNAL CONNECTION LEFT | 5733 | TEM | 1 | MC | 141 | 1
1PH81371HD130CA1 | SIMOTICS M COMPACT ASYNCHRONOUS MOTOR 1000RPM, 17KW, 162NM, 43A, 307V 1150RPM,19,5KW,162NM, 43A, 350V 1350RPM, 22KW, 156NM, 42A, 404V FORCED VENTILATION; DIRECTION OF AIR FLOW NDE --> DE; DEGREE OF PROTECTION IP55 INCREMENT. ENCODER HTL 1024 S/R (ENCODER HTL1024S/R) with TEMPERAT. SENSOR KTY84-130 DESIGN IM B35 (IM V15, IM V35) PLAIN SHAFT WITHOUT FITTED KEY; BEARING: STANDARD WITH FIXED BEARING, VIBRATION SEVERITY GRADE: S/A, SHAFT AND FLANGE ACCURACY: R TERMINAL BOX (ABOVE) CABLE ENTRY ON THE RIGHT SIGNAL CONNECTION D-END | 5928 | TEM | 1 | MC | 141 | 1
1PH81371HD130CB1 | SIMOTICS M COMPACT ASYNCHRONOUS MOTOR 1000RPM, 17KW, 162NM, 43A, 307V 1150RPM,19,5KW,162NM, 43A, 350V 1350RPM, 22KW, 156NM, 42A, 404V FORCED VENTILATION; DIRECTION OF AIR FLOW NDE --> DE; DEGREE OF PROTECTION IP55 INCREMENT. ENCODER HTL 1024 S/R (ENCODER HTL1024S/R) with TEMPERAT. SENSOR KTY84-130 DESIGN IM B35 (IM V15, IM V35) PLAIN SHAFT WITHOUT FITTED KEY; BEARING: STANDARD WITH FIXED BEARING, VIBRATION SEVERITY GRADE: S/A, SHAFT AND FLANGE ACCURACY: R TERMINAL BOX (ABOVE) CABLE ENTRY ON THE LEFT SIGNAL CONNECTION D-END | 5928 | TEM | 1 | MC | 141 | 1
1PH81371HD130CC1 | SIMOTICS M COMPACT ASYNCHRONOUS MOTOR 1000RPM, 17KW, 162NM, 43A, 307V 1150RPM,19,5KW,162NM, 43A, 350V 1350RPM, 22KW, 156NM, 42A, 404V FORCED VENTILATION; DIRECTION OF AIR FLOW NDE --> DE; DEGREE OF PROTECTION IP55 INCREMENT. ENCODER HTL 1024 S/R (ENCODER HTL1024S/R) with TEMPERAT. SENSOR KTY84-130 DESIGN IM B35 (IM V15, IM V35) PLAIN SHAFT WITHOUT FITTED KEY; BEARING: STANDARD WITH FIXED BEARING, VIBRATION SEVERITY GRADE: S/A, SHAFT AND FLANGE ACCURACY: R TERMINAL BOX (ABOVE) CABLE ENTRY ON THE ND-END SIGNAL CONNECTION LEFT | 5928 | TEM | 1 | MC | 141 | 1
1PH81371HD131BA1 | SIMOTICS M COMPACT ASYNCHRONOUS MOTOR 1000RPM, 17KW, 162NM, 43A, 307V 1150RPM,19,5KW,162NM, 43A, 350V 1350RPM, 22KW, 156NM, 42A, 404V FORCED VENTILATION; DIRECTION OF AIR FLOW NDE --> DE; DEGREE OF PROTECTION IP55 INCREMENT. ENCODER HTL 1024 S/R (ENCODER HTL1024S/R) with TEMPERAT. SENSOR KTY84-130 DESIGN IM B35 (IM V15, IM V35) SHAFT WITH FITTED KEY FULL-KEY BALANCING BEARING: STANDARD WITH FIXED BEARING, VIBRATION SEVERITY GRADE: R/A, FLANGE ACCURACY: R TERMINAL BOX (ABOVE) CABLE ENTRY ON THE RIGHT SIGNAL CONNECTION D-END | 5733 | TEM | 1 | MC | 141 | 1
1PH81371HD132BA1 | SIMOTICS M COMPACT ASYNCHRONOUS MOTOR 1000RPM, 17KW, 162NM, 43A, 307V 1150RPM,19,5KW,162NM, 43A, 350V 1350RPM, 22KW, 156NM, 42A, 404V FORCED VENTILATION; DIRECTION OF AIR FLOW NDE --> DE; DEGREE OF PROTECTION IP55 INCREMENT. ENCODER HTL 1024 S/R (ENCODER HTL1024S/R) with TEMPERAT. SENSOR KTY84-130 DESIGN IM B35 (IM V15, IM V35) SHAFT WITH FITTED KEY HALF-KEY BALANCING BEARING: STANDARD WITH FIXED BEARING, VIBRATION SEVERITY GRADE: R/A, FLANGE ACCURACY: R TERMINAL BOX (ABOVE) CABLE ENTRY ON THE RIGHT SIGNAL CONNECTION D-END | 5733 | TEM | 1 | MC | 141 | 1
1PH81371HD132BB1 | SIMOTICS M COMPACT ASYNCHRONOUS MOTOR 1000RPM, 17KW, 162NM, 43A, 307V 1150RPM,19,5KW,162NM, 43A, 350V 1350RPM, 22KW, 156NM, 42A, 404V FORCED VENTILATION; DIRECTION OF AIR FLOW NDE --> DE; DEGREE OF PROTECTION IP55 INCREMENT. ENCODER HTL 1024 S/R (ENCODER HTL1024S/R) with TEMPERAT. SENSOR KTY84-130 DESIGN IM B35 (IM V15, IM V35) SHAFT WITH FITTED KEY HALF-KEY BALANCING BEARING: STANDARD WITH FIXED BEARING, VIBRATION SEVERITY GRADE: R/A, FLANGE ACCURACY: R TERMINAL BOX (ABOVE) CABLE ENTRY ON THE LEFT SIGNAL CONNECTION D-END | 5733 | TEM | 1 | MC | 141 | 1
1PH81371HD132BC1 | SIMOTICS M COMPACT ASYNCHRONOUS MOTOR 1000RPM, 17KW, 162NM, 43A, 307V 1150RPM,19,5KW,162NM, 43A, 350V 1350RPM, 22KW, 156NM, 42A, 404V FORCED VENTILATION; DIRECTION OF AIR FLOW NDE --> DE; DEGREE OF PROTECTION IP55 INCREMENT. ENCODER HTL 1024 S/R (ENCODER HTL1024S/R) with TEMPERAT. SENSOR KTY84-130 DESIGN IM B35 (IM V15, IM V35) SHAFT WITH FITTED KEY HALF-KEY BALANCING BEARING: STANDARD WITH FIXED BEARING, VIBRATION SEVERITY GRADE: R/A, FLANGE ACCURACY: R TERMINAL BOX (ABOVE) CABLE ENTRY ON THE ND-END SIGNAL CONNECTION LEFT | 5733 | TEM | 1 | MC | 141 | 1
1PH81371HD132CA1 | SIMOTICS M COMPACT ASYNCHRONOUS MOTOR 1000RPM, 17KW, 162NM, 43A, 307V 1150RPM,19,5KW,162NM, 43A, 350V 1350RPM, 22KW, 156NM, 42A, 404V FORCED VENTILATION; DIRECTION OF AIR FLOW NDE --> DE; DEGREE OF PROTECTION IP55 INCREMENT. ENCODER HTL 1024 S/R (ENCODER HTL1024S/R) with TEMPERAT. SENSOR KTY84-130 DESIGN IM B35 (IM V15, IM V35) SHAFT WITH FITTED KEY HALF-KEY BALANCING BEARING: STANDARD WITH FIXED BEARING, VIBRATION SEVERITY GRADE: S/A, SHAFT AND FLANGE ACCURACY: R TERMINAL BOX (ABOVE) CABLE ENTRY ON THE RIGHT SIGNAL CONNECTION D-END | 5928 | TEM | 1 | MC | 141 | 1
1PH81371HD132CB1 | SIMOTICS M COMPACT ASYNCHRONOUS MOTOR 1000RPM, 17KW, 162NM, 43A, 307V 1150RPM,19,5KW,162NM, 43A, 350V 1350RPM, 22KW, 156NM, 42A, 404V FORCED VENTILATION; DIRECTION OF AIR FLOW NDE --> DE; DEGREE OF PROTECTION IP55 INCREMENT. ENCODER HTL 1024 S/R (ENCODER HTL1024S/R) with TEMPERAT. SENSOR KTY84-130 DESIGN IM B35 (IM V15, IM V35) SHAFT WITH FITTED KEY HALF-KEY BALANCING BEARING: STANDARD WITH FIXED BEARING, VIBRATION SEVERITY GRADE: S/A, SHAFT AND FLANGE ACCURACY: R TERMINAL BOX (ABOVE) CABLE ENTRY ON THE LEFT SIGNAL CONNECTION D-END | 5928 | TEM | 1 | MC | 141 | 1
1PH81371HD132CC1 | SIMOTICS M COMPACT ASYNCHRONOUS MOTOR 1000RPM, 17KW, 162NM, 43A, 307V 1150RPM,19,5KW,162NM, 43A, 350V 1350RPM, 22KW, 156NM, 42A, 404V FORCED VENTILATION; DIRECTION OF AIR FLOW NDE --> DE; DEGREE OF PROTECTION IP55 INCREMENT. ENCODER HTL 1024 S/R (ENCODER HTL1024S/R) with TEMPERAT. SENSOR KTY84-130 DESIGN IM B35 (IM V15, IM V35) SHAFT WITH FITTED KEY HALF-KEY BALANCING BEARING: STANDARD WITH FIXED BEARING, VIBRATION SEVERITY GRADE: S/A, SHAFT AND FLANGE ACCURACY: R TERMINAL BOX (ABOVE) CABLE ENTRY ON THE ND-END SIGNAL CONNECTION LEFT | 5928 | TEM | 1 | MC | 141 | 1
1PH81371HF000BA1 | SIMOTICS M COMPACT ASYNCHRONOUS MOTOR 1500RPM, 22KW, 140NM, 56A, 308V 1750RPM, 25KW, 136NM, 56A, 352V 2000RPM, 28KW, 134NM, 55A, 401V FORCED VENTILATION; DIRECTION OF AIR FLOW DE --> NDE; DEGREE OF PROTECTION IP55 INCREMENT. ENCODER HTL 1024 S/R (ENCODER HTL1024S/R) with TEMPERAT. SENSOR KTY84-130 DESIGN IM B3 (IM V5, IM V6) PLAIN SHAFT WITHOUT FITTED KEY; BEARING: STANDARD WITH FIXED BEARING, VIBRATION SEVERITY GRADE: R/A, FLANGE ACCURACY: R TERMINAL BOX (ABOVE) CABLE ENTRY ON THE RIGHT SIGNAL CONNECTION D-END | 5191 | TEM | 1 | MC | 141 | 1
1PH81371HF000DC1 | SIMOTICS M COMPACT ASYNCHRONOUS MOTOR 1500RPM, 22KW, 140NM, 56A, 308V 1750RPM, 25KW, 136NM, 56A, 352V 2000RPM, 28KW, 134NM, 55A, 401V FORCED VENTILATION; DIRECTION OF AIR FLOW DE --> NDE; DEGREE OF PROTECTION IP55 INCREMENT. ENCODER HTL 1024 S/R (ENCODER HTL1024S/R) with TEMPERAT. SENSOR KTY84-130 DESIGN IM B3 (IM V5, IM V6) PLAIN SHAFT WITHOUT FITTED KEY; BEARING: STANDARD WITH FIXED BEARING, VIBRATION SEVERITY GRADE: SR/A, SHAFT AND FLANGE ACCURACY: R TERMINAL BOX (ABOVE) CABLE ENTRY ON THE ND-END SIGNAL CONNECTION LEFT | 5456 | TEM | 1 | MC | 141 | 1
1PH81371HF001BA1 | SIMOTICS M COMPACT ASYNCHRONOUS MOTOR 1500RPM, 22KW, 140NM, 56A, 308V 1750RPM, 25KW, 136NM, 56A, 352V 2000RPM, 28KW, 134NM, 55A, 401V FORCED VENTILATION; DIRECTION OF AIR FLOW DE --> NDE; DEGREE OF PROTECTION IP55 INCREMENT. ENCODER HTL 1024 S/R (ENCODER HTL1024S/R) with TEMPERAT. SENSOR KTY84-130 DESIGN IM B3 (IM V5, IM V6) SHAFT WITH FITTED KEY FULL-KEY BALANCING BEARING: STANDARD WITH FIXED BEARING, VIBRATION SEVERITY GRADE: R/A, FLANGE ACCURACY: R TERMINAL BOX (ABOVE) CABLE ENTRY ON THE RIGHT SIGNAL CONNECTION D-END | 5191 | TEM | 1 | MC | 141 | 1
1PH81371HF001BB1 | SIMOTICS M COMPACT ASYNCHRONOUS MOTOR 1500RPM, 22KW, 140NM, 56A, 308V 1750RPM, 25KW, 136NM, 56A, 352V 2000RPM, 28KW, 134NM, 55A, 401V FORCED VENTILATION; DIRECTION OF AIR FLOW DE --> NDE; DEGREE OF PROTECTION IP55 INCREMENT. ENCODER HTL 1024 S/R (ENCODER HTL1024S/R) with TEMPERAT. SENSOR KTY84-130 DESIGN IM B3 (IM V5, IM V6) SHAFT WITH FITTED KEY FULL-KEY BALANCING BEARING: STANDARD WITH FIXED BEARING, VIBRATION SEVERITY GRADE: R/A, FLANGE ACCURACY: R TERMINAL BOX (ABOVE) CABLE ENTRY ON THE LEFT SIGNAL CONNECTION D-END | 5191 | TEM | 1 | MC | 141 | 1
1PH81371HF002BA1 | SIMOTICS M COMPACT ASYNCHRONOUS MOTOR 1500RPM, 22KW, 140NM, 56A, 308V 1750RPM, 25KW, 136NM, 56A, 352V 2000RPM, 28KW, 134NM, 55A, 401V FORCED VENTILATION; DIRECTION OF AIR FLOW DE --> NDE; DEGREE OF PROTECTION IP55 INCREMENT. ENCODER HTL 1024 S/R (ENCODER HTL1024S/R) with TEMPERAT. SENSOR KTY84-130 DESIGN IM B3 (IM V5, IM V6) SHAFT WITH FITTED KEY HALF-KEY BALANCING BEARING: STANDARD WITH FIXED BEARING, VIBRATION SEVERITY GRADE: R/A, FLANGE ACCURACY: R TERMINAL BOX (ABOVE) CABLE ENTRY ON THE RIGHT SIGNAL CONNECTION D-END | 5191 | TEM | 1 | MC | 141 | 1
1PH81371HF002BC1 | SIMOTICS M COMPACT ASYNCHRONOUS MOTOR 1500RPM, 22KW, 140NM, 56A, 308V 1750RPM, 25KW, 136NM, 56A, 352V 2000RPM, 28KW, 134NM, 55A, 401V FORCED VENTILATION; DIRECTION OF AIR FLOW DE --> NDE; DEGREE OF PROTECTION IP55 INCREMENT. ENCODER HTL 1024 S/R (ENCODER HTL1024S/R) with TEMPERAT. SENSOR KTY84-130 DESIGN IM B3 (IM V5, IM V6) SHAFT WITH FITTED KEY HALF-KEY BALANCING BEARING: STANDARD WITH FIXED BEARING, VIBRATION SEVERITY GRADE: R/A, FLANGE ACCURACY: R TERMINAL BOX (ABOVE) CABLE ENTRY ON THE ND-END SIGNAL CONNECTION LEFT | 5191 | TEM | 1 | MC | 141 | 1
1PH81371HF020BC1 | SIMOTICS M COMPACT ASYNCHRONOUS MOTOR 1500RPM, 22KW, 140NM, 56A, 308V 1750RPM, 25KW, 136NM, 56A, 352V 2000RPM, 28KW, 134NM, 55A, 401V FORCED VENTILATION; DIRECTION OF AIR FLOW DE --> NDE; DEGREE OF PROTECTION IP55 INCREMENT. ENCODER HTL 1024 S/R (ENCODER HTL1024S/R) with TEMPERAT. SENSOR KTY84-130 DESIGN IM B5 (IMV 1,IM V3) PLAIN SHAFT WITHOUT FITTED KEY; BEARING: STANDARD WITH FIXED BEARING, VIBRATION SEVERITY GRADE: R/A, FLANGE ACCURACY: R TERMINAL BOX (ABOVE) CABLE ENTRY ON THE ND-END SIGNAL CONNECTION LEFT | 5429 | TEM | 1 | MC | 141 | 1
1PH81371HF020DC1 | SIMOTICS M COMPACT ASYNCHRONOUS MOTOR 1500RPM, 22KW, 140NM, 56A, 308V 1750RPM, 25KW, 136NM, 56A, 352V 2000RPM, 28KW, 134NM, 55A, 401V FORCED VENTILATION; DIRECTION OF AIR FLOW DE --> NDE; DEGREE OF PROTECTION IP55 INCREMENT. ENCODER HTL 1024 S/R (ENCODER HTL1024S/R) with TEMPERAT. SENSOR KTY84-130 DESIGN IM B5 (IMV 1,IM V3) PLAIN SHAFT WITHOUT FITTED KEY; BEARING: STANDARD WITH FIXED BEARING, VIBRATION SEVERITY GRADE: SR/A, SHAFT AND FLANGE ACCURACY: R TERMINAL BOX (ABOVE) CABLE ENTRY ON THE ND-END SIGNAL CONNECTION LEFT | 5694 | TEM | 1 | MC | 141 | 1
1PH81371HF021BA1 | SIMOTICS M COMPACT ASYNCHRONOUS MOTOR 1500RPM, 22KW, 140NM, 56A, 308V 1750RPM, 25KW, 136NM, 56A, 352V 2000RPM, 28KW, 134NM, 55A, 401V FORCED VENTILATION; DIRECTION OF AIR FLOW DE --> NDE; DEGREE OF PROTECTION IP55 INCREMENT. ENCODER HTL 1024 S/R (ENCODER HTL1024S/R) with TEMPERAT. SENSOR KTY84-130 DESIGN IM B5 (IMV 1,IM V3) SHAFT WITH FITTED KEY FULL-KEY BALANCING BEARING: STANDARD WITH FIXED BEARING, VIBRATION SEVERITY GRADE: R/A, FLANGE ACCURACY: R TERMINAL BOX (ABOVE) CABLE ENTRY ON THE RIGHT SIGNAL CONNECTION D-END | 5429 | TEM | 1 | MC | 141 | 1
1PH81371HF021BC1 | SIMOTICS M COMPACT ASYNCHRONOUS MOTOR 1500RPM, 22KW, 140NM, 56A, 308V 1750RPM, 25KW, 136NM, 56A, 352V 2000RPM, 28KW, 134NM, 55A, 401V FORCED VENTILATION; DIRECTION OF AIR FLOW DE --> NDE; DEGREE OF PROTECTION IP55 INCREMENT. ENCODER HTL 1024 S/R (ENCODER HTL1024S/R) with TEMPERAT. SENSOR KTY84-130 DESIGN IM B5 (IMV 1,IM V3) SHAFT WITH FITTED KEY FULL-KEY BALANCING BEARING: STANDARD WITH FIXED BEARING, VIBRATION SEVERITY GRADE: R/A, FLANGE ACCURACY: R TERMINAL BOX (ABOVE) CABLE ENTRY ON THE ND-END SIGNAL CONNECTION LEFT | 5429 | TEM | 1 | MC | 141 | 1
1PH81371HF022BA1 | SIMOTICS M COMPACT ASYNCHRONOUS MOTOR 1500RPM, 22KW, 140NM, 56A, 308V 1750RPM, 25KW, 136NM, 56A, 352V 2000RPM, 28KW, 134NM, 55A, 401V FORCED VENTILATION; DIRECTION OF AIR FLOW DE --> NDE; DEGREE OF PROTECTION IP55 INCREMENT. ENCODER HTL 1024 S/R (ENCODER HTL1024S/R) with TEMPERAT. SENSOR KTY84-130 DESIGN IM B5 (IMV 1,IM V3) SHAFT WITH FITTED KEY HALF-KEY BALANCING BEARING: STANDARD WITH FIXED BEARING, VIBRATION SEVERITY GRADE: R/A, FLANGE ACCURACY: R TERMINAL BOX (ABOVE) CABLE ENTRY ON THE RIGHT SIGNAL CONNECTION D-END | 5429 | TEM | 1 | MC | 141 | 1
1PH81371HF022BB1 | SIMOTICS M COMPACT ASYNCHRONOUS MOTOR 1500RPM, 22KW, 140NM, 56A, 308V 1750RPM, 25KW, 136NM, 56A, 352V 2000RPM, 28KW, 134NM, 55A, 401V FORCED VENTILATION; DIRECTION OF AIR FLOW DE --> NDE; DEGREE OF PROTECTION IP55 INCREMENT. ENCODER HTL 1024 S/R (ENCODER HTL1024S/R) with TEMPERAT. SENSOR KTY84-130 DESIGN IM B5 (IMV 1,IM V3) SHAFT WITH FITTED KEY HALF-KEY BALANCING BEARING: STANDARD WITH FIXED BEARING, VIBRATION SEVERITY GRADE: R/A, FLANGE ACCURACY: R TERMINAL BOX (ABOVE) CABLE ENTRY ON THE LEFT SIGNAL CONNECTION D-END | 5429 | TEM | 1 | MC | 141 | 1
1PH81371HF030BA1 | SIMOTICS M COMPACT ASYNCHRONOUS MOTOR 1500RPM, 22KW, 140NM, 56A, 308V 1750RPM, 25KW, 136NM, 56A, 352V 2000RPM, 28KW, 134NM, 55A, 401V FORCED VENTILATION; DIRECTION OF AIR FLOW DE --> NDE; DEGREE OF PROTECTION IP55 INCREMENT. ENCODER HTL 1024 S/R (ENCODER HTL1024S/R) with TEMPERAT. SENSOR KTY84-130 DESIGN IM B35 (IM V15, IM V35) PLAIN SHAFT WITHOUT FITTED KEY; BEARING: STANDARD WITH FIXED BEARING, VIBRATION SEVERITY GRADE: R/A, FLANGE ACCURACY: R TERMINAL BOX (ABOVE) CABLE ENTRY ON THE RIGHT SIGNAL CONNECTION D-END | 5733 | TEM | 1 | MC | 141 | 1
1PH81371HF031BA1 | SIMOTICS M COMPACT ASYNCHRONOUS MOTOR 1500RPM, 22KW, 140NM, 56A, 308V 1750RPM, 25KW, 136NM, 56A, 352V 2000RPM, 28KW, 134NM, 55A, 401V FORCED VENTILATION; DIRECTION OF AIR FLOW DE --> NDE; DEGREE OF PROTECTION IP55 INCREMENT. ENCODER HTL 1024 S/R (ENCODER HTL1024S/R) with TEMPERAT. SENSOR KTY84-130 DESIGN IM B35 (IM V15, IM V35) SHAFT WITH FITTED KEY FULL-KEY BALANCING BEARING: STANDARD WITH FIXED BEARING, VIBRATION SEVERITY GRADE: R/A, FLANGE ACCURACY: R TERMINAL BOX (ABOVE) CABLE ENTRY ON THE RIGHT SIGNAL CONNECTION D-END | 5733 | TEM | 1 | MC | 141 | 1
1PH81371HF031CA1 | SIMOTICS M COMPACT ASYNCHRONOUS MOTOR 1500RPM, 22KW, 140NM, 56A, 308V 1750RPM, 25KW, 136NM, 56A, 352V 2000RPM, 28KW, 134NM, 55A, 401V FORCED VENTILATION; DIRECTION OF AIR FLOW DE --> NDE; DEGREE OF PROTECTION IP55 INCREMENT. ENCODER HTL 1024 S/R (ENCODER HTL1024S/R) with TEMPERAT. SENSOR KTY84-130 DESIGN IM B35 (IM V15, IM V35) SHAFT WITH FITTED KEY FULL-KEY BALANCING BEARING: STANDARD WITH FIXED BEARING, VIBRATION SEVERITY GRADE: S/A, SHAFT AND FLANGE ACCURACY: R TERMINAL BOX (ABOVE) CABLE ENTRY ON THE RIGHT SIGNAL CONNECTION D-END | 5928 | TEM | 1 | MC | 141 | 1
1PH81371HF032BA1 | SIMOTICS M COMPACT ASYNCHRONOUS MOTOR 1500RPM, 22KW, 140NM, 56A, 308V 1750RPM, 25KW, 136NM, 56A, 352V 2000RPM, 28KW, 134NM, 55A, 401V FORCED VENTILATION; DIRECTION OF AIR FLOW DE --> NDE; DEGREE OF PROTECTION IP55 INCREMENT. ENCODER HTL 1024 S/R (ENCODER HTL1024S/R) with TEMPERAT. SENSOR KTY84-130 DESIGN IM B35 (IM V15, IM V35) SHAFT WITH FITTED KEY HALF-KEY BALANCING BEARING: STANDARD WITH FIXED BEARING, VIBRATION SEVERITY GRADE: R/A, FLANGE ACCURACY: R TERMINAL BOX (ABOVE) CABLE ENTRY ON THE RIGHT SIGNAL CONNECTION D-END | 5733 | TEM | 1 | MC | 141 | 1
1PH81371HF100BA1 | SIMOTICS M COMPACT ASYNCHRONOUS MOTOR 1500RPM, 22KW, 140NM, 56A, 308V 1750RPM, 25KW, 136NM, 56A, 353V 2000RPM, 28KW, 134NM, 55A, 401V FORCED VENTILATION; DIRECTION OF AIR FLOW NDE --> DE; DEGREE OF PROTECTION IP55 INCREMENT. ENCODER HTL 1024 S/R (ENCODER HTL1024S/R) with TEMPERAT. SENSOR KTY84-130 DESIGN IM B3 (IM V5, IM V6) PLAIN SHAFT WITHOUT FITTED KEY; BEARING: STANDARD WITH FIXED BEARING, VIBRATION SEVERITY GRADE: R/A, FLANGE ACCURACY: R TERMINAL BOX (ABOVE) CABLE ENTRY ON THE RIGHT SIGNAL CONNECTION D-END | 5191 | TEM | 1 | MC | 141 | 1
1PH81371HF100BB1 | SIMOTICS M COMPACT ASYNCHRONOUS MOTOR 1500RPM, 22KW, 140NM, 56A, 308V 1750RPM, 25KW, 136NM, 56A, 353V 2000RPM, 28KW, 134NM, 55A, 401V FORCED VENTILATION; DIRECTION OF AIR FLOW NDE --> DE; DEGREE OF PROTECTION IP55 INCREMENT. ENCODER HTL 1024 S/R (ENCODER HTL1024S/R) with TEMPERAT. SENSOR KTY84-130 DESIGN IM B3 (IM V5, IM V6) PLAIN SHAFT WITHOUT FITTED KEY; BEARING: STANDARD WITH FIXED BEARING, VIBRATION SEVERITY GRADE: R/A, FLANGE ACCURACY: R TERMINAL BOX (ABOVE) CABLE ENTRY ON THE LEFT SIGNAL CONNECTION D-END | 5191 | TEM | 1 | MC | 141 | 1
1PH81371HF100BC1 | SIMOTICS M COMPACT ASYNCHRONOUS MOTOR 1500RPM, 22KW, 140NM, 56A, 308V 1750RPM, 25KW, 136NM, 56A, 353V 2000RPM, 28KW, 134NM, 55A, 401V FORCED VENTILATION; DIRECTION OF AIR FLOW NDE --> DE; DEGREE OF PROTECTION IP55 INCREMENT. ENCODER HTL 1024 S/R (ENCODER HTL1024S/R) with TEMPERAT. SENSOR KTY84-130 DESIGN IM B3 (IM V5, IM V6) PLAIN SHAFT WITHOUT FITTED KEY; BEARING: STANDARD WITH FIXED BEARING, VIBRATION SEVERITY GRADE: R/A, FLANGE ACCURACY: R TERMINAL BOX (ABOVE) CABLE ENTRY ON THE ND-END SIGNAL CONNECTION LEFT | 5191 | TEM | 1 | MC | 141 | 1
1PH81371HF100CA1 | SIMOTICS M COMPACT ASYNCHRONOUS MOTOR 1500RPM, 22KW, 140NM, 56A, 308V 1750RPM, 25KW, 136NM, 56A, 353V 2000RPM, 28KW, 134NM, 55A, 401V FORCED VENTILATION; DIRECTION OF AIR FLOW NDE --> DE; DEGREE OF PROTECTION IP55 INCREMENT. ENCODER HTL 1024 S/R (ENCODER HTL1024S/R) with TEMPERAT. SENSOR KTY84-130 DESIGN IM B3 (IM V5, IM V6) PLAIN SHAFT WITHOUT FITTED KEY; BEARING: STANDARD WITH FIXED BEARING, VIBRATION SEVERITY GRADE: S/A, SHAFT AND FLANGE ACCURACY: R TERMINAL BOX (ABOVE) CABLE ENTRY ON THE RIGHT SIGNAL CONNECTION D-END | 5386 | TEM | 1 | MC | 141 | 1
1PH81371HF100CB1 | SIMOTICS M COMPACT ASYNCHRONOUS MOTOR 1500RPM, 22KW, 140NM, 56A, 308V 1750RPM, 25KW, 136NM, 56A, 353V 2000RPM, 28KW, 134NM, 55A, 401V FORCED VENTILATION; DIRECTION OF AIR FLOW NDE --> DE; DEGREE OF PROTECTION IP55 INCREMENT. ENCODER HTL 1024 S/R (ENCODER HTL1024S/R) with TEMPERAT. SENSOR KTY84-130 DESIGN IM B3 (IM V5, IM V6) PLAIN SHAFT WITHOUT FITTED KEY; BEARING: STANDARD WITH FIXED BEARING, VIBRATION SEVERITY GRADE: S/A, SHAFT AND FLANGE ACCURACY: R TERMINAL BOX (ABOVE) CABLE ENTRY ON THE LEFT SIGNAL CONNECTION D-END | 5386 | TEM | 1 | MC | 141 | 1
1PH81371HF100CC1 | SIMOTICS M COMPACT ASYNCHRONOUS MOTOR 1500RPM, 22KW, 140NM, 56A, 308V 1750RPM, 25KW, 136NM, 56A, 353V 2000RPM, 28KW, 134NM, 55A, 401V FORCED VENTILATION; DIRECTION OF AIR FLOW NDE --> DE; DEGREE OF PROTECTION IP55 INCREMENT. ENCODER HTL 1024 S/R (ENCODER HTL1024S/R) with TEMPERAT. SENSOR KTY84-130 DESIGN IM B3 (IM V5, IM V6) PLAIN SHAFT WITHOUT FITTED KEY; BEARING: STANDARD WITH FIXED BEARING, VIBRATION SEVERITY GRADE: S/A, SHAFT AND FLANGE ACCURACY: R TERMINAL BOX (ABOVE) CABLE ENTRY ON THE ND-END SIGNAL CONNECTION LEFT | 5386 | TEM | 1 | MC | 141 | 1
1PH81371HF101BA1 | SIMOTICS M COMPACT ASYNCHRONOUS MOTOR 1500RPM, 22KW, 140NM, 56A, 308V 1750RPM, 25KW, 136NM, 56A, 353V 2000RPM, 28KW, 134NM, 55A, 401V FORCED VENTILATION; DIRECTION OF AIR FLOW NDE --> DE; DEGREE OF PROTECTION IP55 INCREMENT. ENCODER HTL 1024 S/R (ENCODER HTL1024S/R) with TEMPERAT. SENSOR KTY84-130 DESIGN IM B3 (IM V5, IM V6) SHAFT WITH FITTED KEY FULL-KEY BALANCING BEARING: STANDARD WITH FIXED BEARING, VIBRATION SEVERITY GRADE: R/A, FLANGE ACCURACY: R TERMINAL BOX (ABOVE) CABLE ENTRY ON THE RIGHT SIGNAL CONNECTION D-END | 5191 | TEM | 1 | MC | 141 | 1
1PH81371HF101BB1 | SIMOTICS M COMPACT ASYNCHRONOUS MOTOR 1500RPM, 22KW, 140NM, 56A, 308V 1750RPM, 25KW, 136NM, 56A, 353V 2000RPM, 28KW, 134NM, 55A, 401V FORCED VENTILATION; DIRECTION OF AIR FLOW NDE --> DE; DEGREE OF PROTECTION IP55 INCREMENT. ENCODER HTL 1024 S/R (ENCODER HTL1024S/R) with TEMPERAT. SENSOR KTY84-130 DESIGN IM B3 (IM V5, IM V6) SHAFT WITH FITTED KEY FULL-KEY BALANCING BEARING: STANDARD WITH FIXED BEARING, VIBRATION SEVERITY GRADE: R/A, FLANGE ACCURACY: R TERMINAL BOX (ABOVE) CABLE ENTRY ON THE LEFT SIGNAL CONNECTION D-END | 5191 | TEM | 1 | MC | 141 | 1
1PH81371HF102BA1 | SIMOTICS M COMPACT ASYNCHRONOUS MOTOR 1500RPM, 22KW, 140NM, 56A, 308V 1750RPM, 25KW, 136NM, 56A, 353V 2000RPM, 28KW, 134NM, 55A, 401V FORCED VENTILATION; DIRECTION OF AIR FLOW NDE --> DE; DEGREE OF PROTECTION IP55 INCREMENT. ENCODER HTL 1024 S/R (ENCODER HTL1024S/R) with TEMPERAT. SENSOR KTY84-130 DESIGN IM B3 (IM V5, IM V6) SHAFT WITH FITTED KEY HALF-KEY BALANCING BEARING: STANDARD WITH FIXED BEARING, VIBRATION SEVERITY GRADE: R/A, FLANGE ACCURACY: R TERMINAL BOX (ABOVE) CABLE ENTRY ON THE RIGHT SIGNAL CONNECTION D-END | 5191 | TEM | 1 | MC | 141 | 1
1PH81371HF102BB1 | SIMOTICS M COMPACT ASYNCHRONOUS MOTOR 1500RPM, 22KW, 140NM, 56A, 308V 1750RPM, 25KW, 136NM, 56A, 353V 2000RPM, 28KW, 134NM, 55A, 401V FORCED VENTILATION; DIRECTION OF AIR FLOW NDE --> DE; DEGREE OF PROTECTION IP55 INCREMENT. ENCODER HTL 1024 S/R (ENCODER HTL1024S/R) with TEMPERAT. SENSOR KTY84-130 DESIGN IM B3 (IM V5, IM V6) SHAFT WITH FITTED KEY HALF-KEY BALANCING BEARING: STANDARD WITH FIXED BEARING, VIBRATION SEVERITY GRADE: R/A, FLANGE ACCURACY: R TERMINAL BOX (ABOVE) CABLE ENTRY ON THE LEFT SIGNAL CONNECTION D-END | 5191 | TEM | 1 | MC | 141 | 1
1PH81371HF102BC1 | SIMOTICS M COMPACT ASYNCHRONOUS MOTOR 1500RPM, 22KW, 140NM, 56A, 308V 1750RPM, 25KW, 136NM, 56A, 353V 2000RPM, 28KW, 134NM, 55A, 401V FORCED VENTILATION; DIRECTION OF AIR FLOW NDE --> DE; DEGREE OF PROTECTION IP55 INCREMENT. ENCODER HTL 1024 S/R (ENCODER HTL1024S/R) with TEMPERAT. SENSOR KTY84-130 DESIGN IM B3 (IM V5, IM V6) SHAFT WITH FITTED KEY HALF-KEY BALANCING BEARING: STANDARD WITH FIXED BEARING, VIBRATION SEVERITY GRADE: R/A, FLANGE ACCURACY: R TERMINAL BOX (ABOVE) CABLE ENTRY ON THE ND-END SIGNAL CONNECTION LEFT | 5191 | TEM | 1 | MC | 141 | 1
1PH81371HF102CA1 | SIMOTICS M COMPACT ASYNCHRONOUS MOTOR 1500RPM, 22KW, 140NM, 56A, 308V 1750RPM, 25KW, 136NM, 56A, 353V 2000RPM, 28KW, 134NM, 55A, 401V FORCED VENTILATION; DIRECTION OF AIR FLOW NDE --> DE; DEGREE OF PROTECTION IP55 INCREMENT. ENCODER HTL 1024 S/R (ENCODER HTL1024S/R) with TEMPERAT. SENSOR KTY84-130 DESIGN IM B3 (IM V5, IM V6) SHAFT WITH FITTED KEY HALF-KEY BALANCING BEARING: STANDARD WITH FIXED BEARING, VIBRATION SEVERITY GRADE: S/A, SHAFT AND FLANGE ACCURACY: R TERMINAL BOX (ABOVE) CABLE ENTRY ON THE RIGHT SIGNAL CONNECTION D-END | 5386 | TEM | 1 | MC | 141 | 1
1PH81371HF102CB1 | SIMOTICS M COMPACT ASYNCHRONOUS MOTOR 1500RPM, 22KW, 140NM, 56A, 308V 1750RPM, 25KW, 136NM, 56A, 353V 2000RPM, 28KW, 134NM, 55A, 401V FORCED VENTILATION; DIRECTION OF AIR FLOW NDE --> DE; DEGREE OF PROTECTION IP55 INCREMENT. ENCODER HTL 1024 S/R (ENCODER HTL1024S/R) with TEMPERAT. SENSOR KTY84-130 DESIGN IM B3 (IM V5, IM V6) SHAFT WITH FITTED KEY HALF-KEY BALANCING BEARING: STANDARD WITH FIXED BEARING, VIBRATION SEVERITY GRADE: S/A, SHAFT AND FLANGE ACCURACY: R TERMINAL BOX (ABOVE) CABLE ENTRY ON THE LEFT SIGNAL CONNECTION D-END | 5386 | TEM | 1 | MC | 141 | 1
1PH81371HF102CC1 | SIMOTICS M COMPACT ASYNCHRONOUS MOTOR 1500RPM, 22KW, 140NM, 56A, 308V 1750RPM, 25KW, 136NM, 56A, 353V 2000RPM, 28KW, 134NM, 55A, 401V FORCED VENTILATION; DIRECTION OF AIR FLOW NDE --> DE; DEGREE OF PROTECTION IP55 INCREMENT. ENCODER HTL 1024 S/R (ENCODER HTL1024S/R) with TEMPERAT. SENSOR KTY84-130 DESIGN IM B3 (IM V5, IM V6) SHAFT WITH FITTED KEY HALF-KEY BALANCING BEARING: STANDARD WITH FIXED BEARING, VIBRATION SEVERITY GRADE: S/A, SHAFT AND FLANGE ACCURACY: R TERMINAL BOX (ABOVE) CABLE ENTRY ON THE ND-END SIGNAL CONNECTION LEFT | 5386 | TEM | 1 | MC | 141 | 1
1PH81371HF120BA1 | SIMOTICS M COMPACT ASYNCHRONOUS MOTOR 1500RPM, 22KW, 140NM, 56A, 308V 1750RPM, 25KW, 136NM, 56A, 353V 2000RPM, 28KW, 134NM, 55A, 401V FORCED VENTILATION; DIRECTION OF AIR FLOW NDE --> DE; DEGREE OF PROTECTION IP55 INCREMENT. ENCODER HTL 1024 S/R (ENCODER HTL1024S/R) with TEMPERAT. SENSOR KTY84-130 DESIGN IM B5 (IMV 1,IM V3) PLAIN SHAFT WITHOUT FITTED KEY; BEARING: STANDARD WITH FIXED BEARING, VIBRATION SEVERITY GRADE: R/A, FLANGE ACCURACY: R TERMINAL BOX (ABOVE) CABLE ENTRY ON THE RIGHT SIGNAL CONNECTION D-END | 5429 | TEM | 1 | MC | 141 | 1
1PH81371HF120BB1 | SIMOTICS M COMPACT ASYNCHRONOUS MOTOR 1500RPM, 22KW, 140NM, 56A, 308V 1750RPM, 25KW, 136NM, 56A, 353V 2000RPM, 28KW, 134NM, 55A, 401V FORCED VENTILATION; DIRECTION OF AIR FLOW NDE --> DE; DEGREE OF PROTECTION IP55 INCREMENT. ENCODER HTL 1024 S/R (ENCODER HTL1024S/R) with TEMPERAT. SENSOR KTY84-130 DESIGN IM B5 (IMV 1,IM V3) PLAIN SHAFT WITHOUT FITTED KEY; BEARING: STANDARD WITH FIXED BEARING, VIBRATION SEVERITY GRADE: R/A, FLANGE ACCURACY: R TERMINAL BOX (ABOVE) CABLE ENTRY ON THE LEFT SIGNAL CONNECTION D-END | 5429 | TEM | 1 | MC | 141 | 1
1PH81371HF120BC1 | SIMOTICS M COMPACT ASYNCHRONOUS MOTOR 1500RPM, 22KW, 140NM, 56A, 308V 1750RPM, 25KW, 136NM, 56A, 353V 2000RPM, 28KW, 134NM, 55A, 401V FORCED VENTILATION; DIRECTION OF AIR FLOW NDE --> DE; DEGREE OF PROTECTION IP55 INCREMENT. ENCODER HTL 1024 S/R (ENCODER HTL1024S/R) with TEMPERAT. SENSOR KTY84-130 DESIGN IM B5 (IMV 1,IM V3) PLAIN SHAFT WITHOUT FITTED KEY; BEARING: STANDARD WITH FIXED BEARING, VIBRATION SEVERITY GRADE: R/A, FLANGE ACCURACY: R TERMINAL BOX (ABOVE) CABLE ENTRY ON THE ND-END SIGNAL CONNECTION LEFT | 5429 | TEM | 1 | MC | 141 | 1
1PH81371HF120CA1 | SIMOTICS M COMPACT ASYNCHRONOUS MOTOR 1500RPM, 22KW, 140NM, 56A, 308V 1750RPM, 25KW, 136NM, 56A, 353V 2000RPM, 28KW, 134NM, 55A, 401V FORCED VENTILATION; DIRECTION OF AIR FLOW NDE --> DE; DEGREE OF PROTECTION IP55 INCREMENT. ENCODER HTL 1024 S/R (ENCODER HTL1024S/R) with TEMPERAT. SENSOR KTY84-130 DESIGN IM B5 (IMV 1,IM V3) PLAIN SHAFT WITHOUT FITTED KEY; BEARING: STANDARD WITH FIXED BEARING, VIBRATION SEVERITY GRADE: S/A, SHAFT AND FLANGE ACCURACY: R TERMINAL BOX (ABOVE) CABLE ENTRY ON THE RIGHT SIGNAL CONNECTION D-END | 5624 | TEM | 1 | MC | 141 | 1
1PH81371HF120CB1 | SIMOTICS M COMPACT ASYNCHRONOUS MOTOR 1500RPM, 22KW, 140NM, 56A, 308V 1750RPM, 25KW, 136NM, 56A, 353V 2000RPM, 28KW, 134NM, 55A, 401V FORCED VENTILATION; DIRECTION OF AIR FLOW NDE --> DE; DEGREE OF PROTECTION IP55 INCREMENT. ENCODER HTL 1024 S/R (ENCODER HTL1024S/R) with TEMPERAT. SENSOR KTY84-130 DESIGN IM B5 (IMV 1,IM V3) PLAIN SHAFT WITHOUT FITTED KEY; BEARING: STANDARD WITH FIXED BEARING, VIBRATION SEVERITY GRADE: S/A, SHAFT AND FLANGE ACCURACY: R TERMINAL BOX (ABOVE) CABLE ENTRY ON THE LEFT SIGNAL CONNECTION D-END | 5624 | TEM | 1 | MC | 141 | 1
1PH81371HF120CC1 | SIMOTICS M COMPACT ASYNCHRONOUS MOTOR 1500RPM, 22KW, 140NM, 56A, 308V 1750RPM, 25KW, 136NM, 56A, 353V 2000RPM, 28KW, 134NM, 55A, 401V FORCED VENTILATION; DIRECTION OF AIR FLOW NDE --> DE; DEGREE OF PROTECTION IP55 INCREMENT. ENCODER HTL 1024 S/R (ENCODER HTL1024S/R) with TEMPERAT. SENSOR KTY84-130 DESIGN IM B5 (IMV 1,IM V3) PLAIN SHAFT WITHOUT FITTED KEY; BEARING: STANDARD WITH FIXED BEARING, VIBRATION SEVERITY GRADE: S/A, SHAFT AND FLANGE ACCURACY: R TERMINAL BOX (ABOVE) CABLE ENTRY ON THE ND-END SIGNAL CONNECTION LEFT | 5624 | TEM | 1 | MC | 141 | 1
1PH81371HF122BA1 | SIMOTICS M COMPACT ASYNCHRONOUS MOTOR 1500RPM, 22KW, 140NM, 56A, 308V 1750RPM, 25KW, 136NM, 56A, 353V 2000RPM, 28KW, 134NM, 55A, 401V FORCED VENTILATION; DIRECTION OF AIR FLOW NDE --> DE; DEGREE OF PROTECTION IP55 INCREMENT. ENCODER HTL 1024 S/R (ENCODER HTL1024S/R) with TEMPERAT. SENSOR KTY84-130 DESIGN IM B5 (IMV 1,IM V3) SHAFT WITH FITTED KEY HALF-KEY BALANCING BEARING: STANDARD WITH FIXED BEARING, VIBRATION SEVERITY GRADE: R/A, FLANGE ACCURACY: R TERMINAL BOX (ABOVE) CABLE ENTRY ON THE RIGHT SIGNAL CONNECTION D-END | 5429 | TEM | 1 | MC | 141 | 1
1PH81371HF122BB1 | SIMOTICS M COMPACT ASYNCHRONOUS MOTOR 1500RPM, 22KW, 140NM, 56A, 308V 1750RPM, 25KW, 136NM, 56A, 353V 2000RPM, 28KW, 134NM, 55A, 401V FORCED VENTILATION; DIRECTION OF AIR FLOW NDE --> DE; DEGREE OF PROTECTION IP55 INCREMENT. ENCODER HTL 1024 S/R (ENCODER HTL1024S/R) with TEMPERAT. SENSOR KTY84-130 DESIGN IM B5 (IMV 1,IM V3) SHAFT WITH FITTED KEY HALF-KEY BALANCING BEARING: STANDARD WITH FIXED BEARING, VIBRATION SEVERITY GRADE: R/A, FLANGE ACCURACY: R TERMINAL BOX (ABOVE) CABLE ENTRY ON THE LEFT SIGNAL CONNECTION D-END | 5429 | TEM | 1 | MC | 141 | 1
1PH81371HF122BC1 | SIMOTICS M COMPACT ASYNCHRONOUS MOTOR 1500RPM, 22KW, 140NM, 56A, 308V 1750RPM, 25KW, 136NM, 56A, 353V 2000RPM, 28KW, 134NM, 55A, 401V FORCED VENTILATION; DIRECTION OF AIR FLOW NDE --> DE; DEGREE OF PROTECTION IP55 INCREMENT. ENCODER HTL 1024 S/R (ENCODER HTL1024S/R) with TEMPERAT. SENSOR KTY84-130 DESIGN IM B5 (IMV 1,IM V3) SHAFT WITH FITTED KEY HALF-KEY BALANCING BEARING: STANDARD WITH FIXED BEARING, VIBRATION SEVERITY GRADE: R/A, FLANGE ACCURACY: R TERMINAL BOX (ABOVE) CABLE ENTRY ON THE ND-END SIGNAL CONNECTION LEFT | 5429 | TEM | 1 | MC | 141 | 1
1PH81371HF122CA1 | SIMOTICS M COMPACT ASYNCHRONOUS MOTOR 1500RPM, 22KW, 140NM, 56A, 308V 1750RPM, 25KW, 136NM, 56A, 353V 2000RPM, 28KW, 134NM, 55A, 401V FORCED VENTILATION; DIRECTION OF AIR FLOW NDE --> DE; DEGREE OF PROTECTION IP55 INCREMENT. ENCODER HTL 1024 S/R (ENCODER HTL1024S/R) with TEMPERAT. SENSOR KTY84-130 DESIGN IM B5 (IMV 1,IM V3) SHAFT WITH FITTED KEY HALF-KEY BALANCING BEARING: STANDARD WITH FIXED BEARING, VIBRATION SEVERITY GRADE: S/A, SHAFT AND FLANGE ACCURACY: R TERMINAL BOX (ABOVE) CABLE ENTRY ON THE RIGHT SIGNAL CONNECTION D-END | 5624 | TEM | 1 | MC | 141 | 1
1PH81371HF122CB1 | SIMOTICS M COMPACT ASYNCHRONOUS MOTOR 1500RPM, 22KW, 140NM, 56A, 308V 1750RPM, 25KW, 136NM, 56A, 353V 2000RPM, 28KW, 134NM, 55A, 401V FORCED VENTILATION; DIRECTION OF AIR FLOW NDE --> DE; DEGREE OF PROTECTION IP55 INCREMENT. ENCODER HTL 1024 S/R (ENCODER HTL1024S/R) with TEMPERAT. SENSOR KTY84-130 DESIGN IM B5 (IMV 1,IM V3) SHAFT WITH FITTED KEY HALF-KEY BALANCING BEARING: STANDARD WITH FIXED BEARING, VIBRATION SEVERITY GRADE: S/A, SHAFT AND FLANGE ACCURACY: R TERMINAL BOX (ABOVE) CABLE ENTRY ON THE LEFT SIGNAL CONNECTION D-END | 5624 | TEM | 1 | MC | 141 | 1
1PH81371HF122CC1 | SIMOTICS M COMPACT ASYNCHRONOUS MOTOR 1500RPM, 22KW, 140NM, 56A, 308V 1750RPM, 25KW, 136NM, 56A, 353V 2000RPM, 28KW, 134NM, 55A, 401V FORCED VENTILATION; DIRECTION OF AIR FLOW NDE --> DE; DEGREE OF PROTECTION IP55 INCREMENT. ENCODER HTL 1024 S/R (ENCODER HTL1024S/R) with TEMPERAT. SENSOR KTY84-130 DESIGN IM B5 (IMV 1,IM V3) SHAFT WITH FITTED KEY HALF-KEY BALANCING BEARING: STANDARD WITH FIXED BEARING, VIBRATION SEVERITY GRADE: S/A, SHAFT AND FLANGE ACCURACY: R TERMINAL BOX (ABOVE) CABLE ENTRY ON THE ND-END SIGNAL CONNECTION LEFT | 5624 | TEM | 1 | MC | 141 | 1
1PH81371HF122GA1 | SIMOTICS M COMPACT ASYNCHRONOUS MOTOR 1500RPM, 22KW, 140NM, 56A, 308V 1750RPM, 25KW, 136NM, 56A, 353V 2000RPM, 28KW, 134NM, 55A, 401V FORCED VENTILATION; DIRECTION OF AIR FLOW NDE --> DE; DEGREE OF PROTECTION IP55 INCREMENT. ENCODER HTL 1024 S/R (ENCODER HTL1024S/R) with TEMPERAT. SENSOR KTY84-130 DESIGN IM B5 (IMV 1,IM V3) SHAFT WITH FITTED KEY HALF-KEY BALANCING BEARING: STANDARD, VIBRATION SEVERITY GRADE: R/A, SHAFT AND FLANGE ACCURACY: R TERMINAL BOX (ABOVE) CABLE ENTRY ON THE RIGHT SIGNAL CONNECTION D-END | 5144 | TEM | 1 | MC | 141 | 1
1PH81371HF130BA1 | SIMOTICS M COMPACT ASYNCHRONOUS MOTOR 1500RPM, 22KW, 140NM, 56A, 308V 1750RPM, 25KW, 136NM, 56A, 353V 2000RPM, 28KW, 134NM, 55A, 401V FORCED VENTILATION; DIRECTION OF AIR FLOW NDE --> DE; DEGREE OF PROTECTION IP55 INCREMENT. ENCODER HTL 1024 S/R (ENCODER HTL1024S/R) with TEMPERAT. SENSOR KTY84-130 DESIGN IM B35 (IM V15, IM V35) PLAIN SHAFT WITHOUT FITTED KEY; BEARING: STANDARD WITH FIXED BEARING, VIBRATION SEVERITY GRADE: R/A, FLANGE ACCURACY: R TERMINAL BOX (ABOVE) CABLE ENTRY ON THE RIGHT SIGNAL CONNECTION D-END | 5733 | TEM | 1 | MC | 141 | 1
1PH81371HF130BB1 | SIMOTICS M COMPACT ASYNCHRONOUS MOTOR 1500RPM, 22KW, 140NM, 56A, 308V 1750RPM, 25KW, 136NM, 56A, 353V 2000RPM, 28KW, 134NM, 55A, 401V FORCED VENTILATION; DIRECTION OF AIR FLOW NDE --> DE; DEGREE OF PROTECTION IP55 INCREMENT. ENCODER HTL 1024 S/R (ENCODER HTL1024S/R) with TEMPERAT. SENSOR KTY84-130 DESIGN IM B35 (IM V15, IM V35) PLAIN SHAFT WITHOUT FITTED KEY; BEARING: STANDARD WITH FIXED BEARING, VIBRATION SEVERITY GRADE: R/A, FLANGE ACCURACY: R TERMINAL BOX (ABOVE) CABLE ENTRY ON THE LEFT SIGNAL CONNECTION D-END | 5733 | TEM | 1 | MC | 141 | 1
1PH81371HF130BC1 | SIMOTICS M COMPACT ASYNCHRONOUS MOTOR 1500RPM, 22KW, 140NM, 56A, 308V 1750RPM, 25KW, 136NM, 56A, 353V 2000RPM, 28KW, 134NM, 55A, 401V FORCED VENTILATION; DIRECTION OF AIR FLOW NDE --> DE; DEGREE OF PROTECTION IP55 INCREMENT. ENCODER HTL 1024 S/R (ENCODER HTL1024S/R) with TEMPERAT. SENSOR KTY84-130 DESIGN IM B35 (IM V15, IM V35) PLAIN SHAFT WITHOUT FITTED KEY; BEARING: STANDARD WITH FIXED BEARING, VIBRATION SEVERITY GRADE: R/A, FLANGE ACCURACY: R TERMINAL BOX (ABOVE) CABLE ENTRY ON THE ND-END SIGNAL CONNECTION LEFT | 5733 | TEM | 1 | MC | 141 | 1
1PH81371HF130CA1 | SIMOTICS M COMPACT ASYNCHRONOUS MOTOR 1500RPM, 22KW, 140NM, 56A, 308V 1750RPM, 25KW, 136NM, 56A, 353V 2000RPM, 28KW, 134NM, 55A, 401V FORCED VENTILATION; DIRECTION OF AIR FLOW NDE --> DE; DEGREE OF PROTECTION IP55 INCREMENT. ENCODER HTL 1024 S/R (ENCODER HTL1024S/R) with TEMPERAT. SENSOR KTY84-130 DESIGN IM B35 (IM V15, IM V35) PLAIN SHAFT WITHOUT FITTED KEY; BEARING: STANDARD WITH FIXED BEARING, VIBRATION SEVERITY GRADE: S/A, SHAFT AND FLANGE ACCURACY: R TERMINAL BOX (ABOVE) CABLE ENTRY ON THE RIGHT SIGNAL CONNECTION D-END | 5928 | TEM | 1 | MC | 141 | 1
1PH81371HF130CB1 | SIMOTICS M COMPACT ASYNCHRONOUS MOTOR 1500RPM, 22KW, 140NM, 56A, 308V 1750RPM, 25KW, 136NM, 56A, 353V 2000RPM, 28KW, 134NM, 55A, 401V FORCED VENTILATION; DIRECTION OF AIR FLOW NDE --> DE; DEGREE OF PROTECTION IP55 INCREMENT. ENCODER HTL 1024 S/R (ENCODER HTL1024S/R) with TEMPERAT. SENSOR KTY84-130 DESIGN IM B35 (IM V15, IM V35) PLAIN SHAFT WITHOUT FITTED KEY; BEARING: STANDARD WITH FIXED BEARING, VIBRATION SEVERITY GRADE: S/A, SHAFT AND FLANGE ACCURACY: R TERMINAL BOX (ABOVE) CABLE ENTRY ON THE LEFT SIGNAL CONNECTION D-END | 5928 | TEM | 1 | MC | 141 | 1
1PH81371HF130CC1 | SIMOTICS M COMPACT ASYNCHRONOUS MOTOR 1500RPM, 22KW, 140NM, 56A, 308V 1750RPM, 25KW, 136NM, 56A, 353V 2000RPM, 28KW, 134NM, 55A, 401V FORCED VENTILATION; DIRECTION OF AIR FLOW NDE --> DE; DEGREE OF PROTECTION IP55 INCREMENT. ENCODER HTL 1024 S/R (ENCODER HTL1024S/R) with TEMPERAT. SENSOR KTY84-130 DESIGN IM B35 (IM V15, IM V35) PLAIN SHAFT WITHOUT FITTED KEY; BEARING: STANDARD WITH FIXED BEARING, VIBRATION SEVERITY GRADE: S/A, SHAFT AND FLANGE ACCURACY: R TERMINAL BOX (ABOVE) CABLE ENTRY ON THE ND-END SIGNAL CONNECTION LEFT | 5928 | TEM | 1 | MC | 141 | 1
1PH81371HF131BC1 | SIMOTICS M COMPACT ASYNCHRONOUS MOTOR 1500RPM, 22KW, 140NM, 56A, 308V 1750RPM, 25KW, 136NM, 56A, 353V 2000RPM, 28KW, 134NM, 55A, 401V FORCED VENTILATION; DIRECTION OF AIR FLOW NDE --> DE; DEGREE OF PROTECTION IP55 INCREMENT. ENCODER HTL 1024 S/R (ENCODER HTL1024S/R) with TEMPERAT. SENSOR KTY84-130 DESIGN IM B35 (IM V15, IM V35) SHAFT WITH FITTED KEY FULL-KEY BALANCING BEARING: STANDARD WITH FIXED BEARING, VIBRATION SEVERITY GRADE: R/A, FLANGE ACCURACY: R TERMINAL BOX (ABOVE) CABLE ENTRY ON THE ND-END SIGNAL CONNECTION LEFT | 5733 | TEM | 1 | MC | 141 | 1
1PH81371HF131DA1 | SIMOTICS M COMPACT ASYNCHRONOUS MOTOR 1500RPM, 22KW, 140NM, 56A, 308V 1750RPM, 25KW, 136NM, 56A, 353V 2000RPM, 28KW, 134NM, 55A, 401V FORCED VENTILATION; DIRECTION OF AIR FLOW NDE --> DE; DEGREE OF PROTECTION IP55 INCREMENT. ENCODER HTL 1024 S/R (ENCODER HTL1024S/R) with TEMPERAT. SENSOR KTY84-130 DESIGN IM B35 (IM V15, IM V35) SHAFT WITH FITTED KEY FULL-KEY BALANCING BEARING: STANDARD WITH FIXED BEARING, VIBRATION SEVERITY GRADE: SR/A, SHAFT AND FLANGE ACCURACY: R TERMINAL BOX (ABOVE) CABLE ENTRY ON THE RIGHT SIGNAL CONNECTION D-END | 5998 | TEM | 1 | MC | 141 | 1
1PH81371HF132BA1 | SIMOTICS M COMPACT ASYNCHRONOUS MOTOR 1500RPM, 22KW, 140NM, 56A, 308V 1750RPM, 25KW, 136NM, 56A, 353V 2000RPM, 28KW, 134NM, 55A, 401V FORCED VENTILATION; DIRECTION OF AIR FLOW NDE --> DE; DEGREE OF PROTECTION IP55 INCREMENT. ENCODER HTL 1024 S/R (ENCODER HTL1024S/R) with TEMPERAT. SENSOR KTY84-130 DESIGN IM B35 (IM V15, IM V35) SHAFT WITH FITTED KEY HALF-KEY BALANCING BEARING: STANDARD WITH FIXED BEARING, VIBRATION SEVERITY GRADE: R/A, FLANGE ACCURACY: R TERMINAL BOX (ABOVE) CABLE ENTRY ON THE RIGHT SIGNAL CONNECTION D-END | 5733 | TEM | 1 | MC | 141 | 1
1PH81371HF132BB1 | SIMOTICS M COMPACT ASYNCHRONOUS MOTOR 1500RPM, 22KW, 140NM, 56A, 308V 1750RPM, 25KW, 136NM, 56A, 353V 2000RPM, 28KW, 134NM, 55A, 401V FORCED VENTILATION; DIRECTION OF AIR FLOW NDE --> DE; DEGREE OF PROTECTION IP55 INCREMENT. ENCODER HTL 1024 S/R (ENCODER HTL1024S/R) with TEMPERAT. SENSOR KTY84-130 DESIGN IM B35 (IM V15, IM V35) SHAFT WITH FITTED KEY HALF-KEY BALANCING BEARING: STANDARD WITH FIXED BEARING, VIBRATION SEVERITY GRADE: R/A, FLANGE ACCURACY: R TERMINAL BOX (ABOVE) CABLE ENTRY ON THE LEFT SIGNAL CONNECTION D-END | 5733 | TEM | 1 | MC | 141 | 1
1PH81371HF132BC1 | SIMOTICS M COMPACT ASYNCHRONOUS MOTOR 1500RPM, 22KW, 140NM, 56A, 308V 1750RPM, 25KW, 136NM, 56A, 353V 2000RPM, 28KW, 134NM, 55A, 401V FORCED VENTILATION; DIRECTION OF AIR FLOW NDE --> DE; DEGREE OF PROTECTION IP55 INCREMENT. ENCODER HTL 1024 S/R (ENCODER HTL1024S/R) with TEMPERAT. SENSOR KTY84-130 DESIGN IM B35 (IM V15, IM V35) SHAFT WITH FITTED KEY HALF-KEY BALANCING BEARING: STANDARD WITH FIXED BEARING, VIBRATION SEVERITY GRADE: R/A, FLANGE ACCURACY: R TERMINAL BOX (ABOVE) CABLE ENTRY ON THE ND-END SIGNAL CONNECTION LEFT | 5733 | TEM | 1 | MC | 141 | 1
1PH81371HF132CA1 | SIMOTICS M COMPACT ASYNCHRONOUS MOTOR 1500RPM, 22KW, 140NM, 56A, 308V 1750RPM, 25KW, 136NM, 56A, 353V 2000RPM, 28KW, 134NM, 55A, 401V FORCED VENTILATION; DIRECTION OF AIR FLOW NDE --> DE; DEGREE OF PROTECTION IP55 INCREMENT. ENCODER HTL 1024 S/R (ENCODER HTL1024S/R) with TEMPERAT. SENSOR KTY84-130 DESIGN IM B35 (IM V15, IM V35) SHAFT WITH FITTED KEY HALF-KEY BALANCING BEARING: STANDARD WITH FIXED BEARING, VIBRATION SEVERITY GRADE: S/A, SHAFT AND FLANGE ACCURACY: R TERMINAL BOX (ABOVE) CABLE ENTRY ON THE RIGHT SIGNAL CONNECTION D-END | 5928 | TEM | 1 | MC | 141 | 1
1PH81371HF132CB1 | SIMOTICS M COMPACT ASYNCHRONOUS MOTOR 1500RPM, 22KW, 140NM, 56A, 308V 1750RPM, 25KW, 136NM, 56A, 353V 2000RPM, 28KW, 134NM, 55A, 401V FORCED VENTILATION; DIRECTION OF AIR FLOW NDE --> DE; DEGREE OF PROTECTION IP55 INCREMENT. ENCODER HTL 1024 S/R (ENCODER HTL1024S/R) with TEMPERAT. SENSOR KTY84-130 DESIGN IM B35 (IM V15, IM V35) SHAFT WITH FITTED KEY HALF-KEY BALANCING BEARING: STANDARD WITH FIXED BEARING, VIBRATION SEVERITY GRADE: S/A, SHAFT AND FLANGE ACCURACY: R TERMINAL BOX (ABOVE) CABLE ENTRY ON THE LEFT SIGNAL CONNECTION D-END | 5928 | TEM | 1 | MC | 141 | 1
1PH81371HF132CC1 | SIMOTICS M COMPACT ASYNCHRONOUS MOTOR 1500RPM, 22KW, 140NM, 56A, 308V 1750RPM, 25KW, 136NM, 56A, 353V 2000RPM, 28KW, 134NM, 55A, 401V FORCED VENTILATION; DIRECTION OF AIR FLOW NDE --> DE; DEGREE OF PROTECTION IP55 INCREMENT. ENCODER HTL 1024 S/R (ENCODER HTL1024S/R) with TEMPERAT. SENSOR KTY84-130 DESIGN IM B35 (IM V15, IM V35) SHAFT WITH FITTED KEY HALF-KEY BALANCING BEARING: STANDARD WITH FIXED BEARING, VIBRATION SEVERITY GRADE: S/A, SHAFT AND FLANGE ACCURACY: R TERMINAL BOX (ABOVE) CABLE ENTRY ON THE ND-END SIGNAL CONNECTION LEFT | 5928 | TEM | 1 | MC | 141 | 1
1PH81371HF200BA1 | SIMOTICS M COMPACT ASYNCHRONOUS MOTOR 1500RPM, 27KW, 172NM, 67A, 315V 1750RPM,31,5KW,172NM, 67A, 365V 2000RPM, 36KW, 172NM, 67A, 415V WATER COOLING DEGREE OF PROTECTION IP65 INCREMENT. ENCODER HTL 1024 S/R (ENCODER HTL1024S/R) with TEMPERAT. SENSOR KTY84-130 DESIGN IM B3 (IM V5, IM V6) PLAIN SHAFT WITHOUT FITTED KEY; BEARING: STANDARD WITH FIXED BEARING, VIBRATION SEVERITY GRADE: R/A, FLANGE ACCURACY: R TERMINAL BOX (ABOVE) CABLE ENTRY ON THE RIGHT SIGNAL CONNECTION D-END | 6398 | TEM | 1 | MC | 157 | 1
1PH81371HF200BB1 | SIMOTICS M COMPACT ASYNCHRONOUS MOTOR 1500RPM, 27KW, 172NM, 67A, 315V 1750RPM,31,5KW,172NM, 67A, 365V 2000RPM, 36KW, 172NM, 67A, 415V WATER COOLING DEGREE OF PROTECTION IP65 INCREMENT. ENCODER HTL 1024 S/R (ENCODER HTL1024S/R) with TEMPERAT. SENSOR KTY84-130 DESIGN IM B3 (IM V5, IM V6) PLAIN SHAFT WITHOUT FITTED KEY; BEARING: STANDARD WITH FIXED BEARING, VIBRATION SEVERITY GRADE: R/A, FLANGE ACCURACY: R TERMINAL BOX (ABOVE) CABLE ENTRY ON THE LEFT SIGNAL CONNECTION D-END | 6398 | TEM | 1 | MC | 157 | 1
1PH81371HF200BC1 | SIMOTICS M COMPACT ASYNCHRONOUS MOTOR 1500RPM, 27KW, 172NM, 67A, 315V 1750RPM,31,5KW,172NM, 67A, 365V 2000RPM, 36KW, 172NM, 67A, 415V WATER COOLING DEGREE OF PROTECTION IP65 INCREMENT. ENCODER HTL 1024 S/R (ENCODER HTL1024S/R) with TEMPERAT. SENSOR KTY84-130 DESIGN IM B3 (IM V5, IM V6) PLAIN SHAFT WITHOUT FITTED KEY; BEARING: STANDARD WITH FIXED BEARING, VIBRATION SEVERITY GRADE: R/A, FLANGE ACCURACY: R TERMINAL BOX (ABOVE) CABLE ENTRY ON THE ND-END SIGNAL CONNECTION LEFT | 6398 | TEM | 1 | MC | 157 | 1
1PH81371HF200CA1 | SIMOTICS M COMPACT ASYNCHRONOUS MOTOR 1500RPM, 27KW, 172NM, 67A, 315V 1750RPM,31,5KW,172NM, 67A, 365V 2000RPM, 36KW, 172NM, 67A, 415V WATER COOLING DEGREE OF PROTECTION IP65 INCREMENT. ENCODER HTL 1024 S/R (ENCODER HTL1024S/R) with TEMPERAT. SENSOR KTY84-130 DESIGN IM B3 (IM V5, IM V6) PLAIN SHAFT WITHOUT FITTED KEY; BEARING: STANDARD WITH FIXED BEARING, VIBRATION SEVERITY GRADE: S/A, SHAFT AND FLANGE ACCURACY: R TERMINAL BOX (ABOVE) CABLE ENTRY ON THE RIGHT SIGNAL CONNECTION D-END | 6593 | TEM | 1 | MC | 157 | 1
1PH81371HF200CB1 | SIMOTICS M COMPACT ASYNCHRONOUS MOTOR 1500RPM, 27KW, 172NM, 67A, 315V 1750RPM,31,5KW,172NM, 67A, 365V 2000RPM, 36KW, 172NM, 67A, 415V WATER COOLING DEGREE OF PROTECTION IP65 INCREMENT. ENCODER HTL 1024 S/R (ENCODER HTL1024S/R) with TEMPERAT. SENSOR KTY84-130 DESIGN IM B3 (IM V5, IM V6) PLAIN SHAFT WITHOUT FITTED KEY; BEARING: STANDARD WITH FIXED BEARING, VIBRATION SEVERITY GRADE: S/A, SHAFT AND FLANGE ACCURACY: R TERMINAL BOX (ABOVE) CABLE ENTRY ON THE LEFT SIGNAL CONNECTION D-END | 6593 | TEM | 1 | MC | 157 | 1
1PH81371HF200CC1 | SIMOTICS M COMPACT ASYNCHRONOUS MOTOR 1500RPM, 27KW, 172NM, 67A, 315V 1750RPM,31,5KW,172NM, 67A, 365V 2000RPM, 36KW, 172NM, 67A, 415V WATER COOLING DEGREE OF PROTECTION IP65 INCREMENT. ENCODER HTL 1024 S/R (ENCODER HTL1024S/R) with TEMPERAT. SENSOR KTY84-130 DESIGN IM B3 (IM V5, IM V6) PLAIN SHAFT WITHOUT FITTED KEY; BEARING: STANDARD WITH FIXED BEARING, VIBRATION SEVERITY GRADE: S/A, SHAFT AND FLANGE ACCURACY: R TERMINAL BOX (ABOVE) CABLE ENTRY ON THE ND-END SIGNAL CONNECTION LEFT | 6593 | TEM | 1 | MC | 157 | 1
1PH81371HF202BA1 | SIMOTICS M COMPACT ASYNCHRONOUS MOTOR 1500RPM, 27KW, 172NM, 67A, 315V 1750RPM,31,5KW,172NM, 67A, 365V 2000RPM, 36KW, 172NM, 67A, 415V WATER COOLING DEGREE OF PROTECTION IP65 INCREMENT. ENCODER HTL 1024 S/R (ENCODER HTL1024S/R) with TEMPERAT. SENSOR KTY84-130 DESIGN IM B3 (IM V5, IM V6) SHAFT WITH FITTED KEY HALF-KEY BALANCING BEARING: STANDARD WITH FIXED BEARING, VIBRATION SEVERITY GRADE: R/A, FLANGE ACCURACY: R TERMINAL BOX (ABOVE) CABLE ENTRY ON THE RIGHT SIGNAL CONNECTION D-END | 6398 | TEM | 1 | MC | 157 | 1
1PH81371HF202BB1 | SIMOTICS M COMPACT ASYNCHRONOUS MOTOR 1500RPM, 27KW, 172NM, 67A, 315V 1750RPM,31,5KW,172NM, 67A, 365V 2000RPM, 36KW, 172NM, 67A, 415V WATER COOLING DEGREE OF PROTECTION IP65 INCREMENT. ENCODER HTL 1024 S/R (ENCODER HTL1024S/R) with TEMPERAT. SENSOR KTY84-130 DESIGN IM B3 (IM V5, IM V6) SHAFT WITH FITTED KEY HALF-KEY BALANCING BEARING: STANDARD WITH FIXED BEARING, VIBRATION SEVERITY GRADE: R/A, FLANGE ACCURACY: R TERMINAL BOX (ABOVE) CABLE ENTRY ON THE LEFT SIGNAL CONNECTION D-END | 6398 | TEM | 1 | MC | 157 | 1
1PH81371HF202BC1 | SIMOTICS M COMPACT ASYNCHRONOUS MOTOR 1500RPM, 27KW, 172NM, 67A, 315V 1750RPM,31,5KW,172NM, 67A, 365V 2000RPM, 36KW, 172NM, 67A, 415V WATER COOLING DEGREE OF PROTECTION IP65 INCREMENT. ENCODER HTL 1024 S/R (ENCODER HTL1024S/R) with TEMPERAT. SENSOR KTY84-130 DESIGN IM B3 (IM V5, IM V6) SHAFT WITH FITTED KEY HALF-KEY BALANCING BEARING: STANDARD WITH FIXED BEARING, VIBRATION SEVERITY GRADE: R/A, FLANGE ACCURACY: R TERMINAL BOX (ABOVE) CABLE ENTRY ON THE ND-END SIGNAL CONNECTION LEFT | 6398 | TEM | 1 | MC | 157 | 1
1PH81371HF202CA1 | SIMOTICS M COMPACT ASYNCHRONOUS MOTOR 1500RPM, 27KW, 172NM, 67A, 315V 1750RPM,31,5KW,172NM, 67A, 365V 2000RPM, 36KW, 172NM, 67A, 415V WATER COOLING DEGREE OF PROTECTION IP65 INCREMENT. ENCODER HTL 1024 S/R (ENCODER HTL1024S/R) with TEMPERAT. SENSOR KTY84-130 DESIGN IM B3 (IM V5, IM V6) SHAFT WITH FITTED KEY HALF-KEY BALANCING BEARING: STANDARD WITH FIXED BEARING, VIBRATION SEVERITY GRADE: S/A, SHAFT AND FLANGE ACCURACY: R TERMINAL BOX (ABOVE) CABLE ENTRY ON THE RIGHT SIGNAL CONNECTION D-END | 6593 | TEM | 1 | MC | 157 | 1
1PH81371HF202CB1 | SIMOTICS M COMPACT ASYNCHRONOUS MOTOR 1500RPM, 27KW, 172NM, 67A, 315V 1750RPM,31,5KW,172NM, 67A, 365V 2000RPM, 36KW, 172NM, 67A, 415V WATER COOLING DEGREE OF PROTECTION IP65 INCREMENT. ENCODER HTL 1024 S/R (ENCODER HTL1024S/R) with TEMPERAT. SENSOR KTY84-130 DESIGN IM B3 (IM V5, IM V6) SHAFT WITH FITTED KEY HALF-KEY BALANCING BEARING: STANDARD WITH FIXED BEARING, VIBRATION SEVERITY GRADE: S/A, SHAFT AND FLANGE ACCURACY: R TERMINAL BOX (ABOVE) CABLE ENTRY ON THE LEFT SIGNAL CONNECTION D-END | 6593 | TEM | 1 | MC | 157 | 1
1PH81371HF202CC1 | SIMOTICS M COMPACT ASYNCHRONOUS MOTOR 1500RPM, 27KW, 172NM, 67A, 315V 1750RPM,31,5KW,172NM, 67A, 365V 2000RPM, 36KW, 172NM, 67A, 415V WATER COOLING DEGREE OF PROTECTION IP65 INCREMENT. ENCODER HTL 1024 S/R (ENCODER HTL1024S/R) with TEMPERAT. SENSOR KTY84-130 DESIGN IM B3 (IM V5, IM V6) SHAFT WITH FITTED KEY HALF-KEY BALANCING BEARING: STANDARD WITH FIXED BEARING, VIBRATION SEVERITY GRADE: S/A, SHAFT AND FLANGE ACCURACY: R TERMINAL BOX (ABOVE) CABLE ENTRY ON THE ND-END SIGNAL CONNECTION LEFT | 6593 | TEM | 1 | MC | 157 | 1
1PH81371HF220BA1 | SIMOTICS M COMPACT ASYNCHRONOUS MOTOR 1500RPM, 27KW, 172NM, 67A, 315V 1750RPM,31,5KW,172NM, 67A, 365V 2000RPM, 36KW, 172NM, 67A, 415V WATER COOLING DEGREE OF PROTECTION IP65 INCREMENT. ENCODER HTL 1024 S/R (ENCODER HTL1024S/R) with TEMPERAT. SENSOR KTY84-130 DESIGN IM B5 (IMV 1,IM V3) PLAIN SHAFT WITHOUT FITTED KEY; BEARING: STANDARD WITH FIXED BEARING, VIBRATION SEVERITY GRADE: R/A, FLANGE ACCURACY: R TERMINAL BOX (ABOVE) CABLE ENTRY ON THE RIGHT SIGNAL CONNECTION D-END | 6636 | TEM | 1 | MC | 157 | 1
1PH81371HF220BB1 | SIMOTICS M COMPACT ASYNCHRONOUS MOTOR 1500RPM, 27KW, 172NM, 67A, 315V 1750RPM,31,5KW,172NM, 67A, 365V 2000RPM, 36KW, 172NM, 67A, 415V WATER COOLING DEGREE OF PROTECTION IP65 INCREMENT. ENCODER HTL 1024 S/R (ENCODER HTL1024S/R) with TEMPERAT. SENSOR KTY84-130 DESIGN IM B5 (IMV 1,IM V3) PLAIN SHAFT WITHOUT FITTED KEY; BEARING: STANDARD WITH FIXED BEARING, VIBRATION SEVERITY GRADE: R/A, FLANGE ACCURACY: R TERMINAL BOX (ABOVE) CABLE ENTRY ON THE LEFT SIGNAL CONNECTION D-END | 6636 | TEM | 1 | MC | 157 | 1
1PH81371HF220BC1 | SIMOTICS M COMPACT ASYNCHRONOUS MOTOR 1500RPM, 27KW, 172NM, 67A, 315V 1750RPM,31,5KW,172NM, 67A, 365V 2000RPM, 36KW, 172NM, 67A, 415V WATER COOLING DEGREE OF PROTECTION IP65 INCREMENT. ENCODER HTL 1024 S/R (ENCODER HTL1024S/R) with TEMPERAT. SENSOR KTY84-130 DESIGN IM B5 (IMV 1,IM V3) PLAIN SHAFT WITHOUT FITTED KEY; BEARING: STANDARD WITH FIXED BEARING, VIBRATION SEVERITY GRADE: R/A, FLANGE ACCURACY: R TERMINAL BOX (ABOVE) CABLE ENTRY ON THE ND-END SIGNAL CONNECTION LEFT | 6636 | TEM | 1 | MC | 157 | 1
1PH81371HF220CA1 | SIMOTICS M COMPACT ASYNCHRONOUS MOTOR 1500RPM, 27KW, 172NM, 67A, 315V 1750RPM,31,5KW,172NM, 67A, 365V 2000RPM, 36KW, 172NM, 67A, 415V WATER COOLING DEGREE OF PROTECTION IP65 INCREMENT. ENCODER HTL 1024 S/R (ENCODER HTL1024S/R) with TEMPERAT. SENSOR KTY84-130 DESIGN IM B5 (IMV 1,IM V3) PLAIN SHAFT WITHOUT FITTED KEY; BEARING: STANDARD WITH FIXED BEARING, VIBRATION SEVERITY GRADE: S/A, SHAFT AND FLANGE ACCURACY: R TERMINAL BOX (ABOVE) CABLE ENTRY ON THE RIGHT SIGNAL CONNECTION D-END | 6831 | TEM | 1 | MC | 157 | 1
1PH81371HF220CB1 | SIMOTICS M COMPACT ASYNCHRONOUS MOTOR 1500RPM, 27KW, 172NM, 67A, 315V 1750RPM,31,5KW,172NM, 67A, 365V 2000RPM, 36KW, 172NM, 67A, 415V WATER COOLING DEGREE OF PROTECTION IP65 INCREMENT. ENCODER HTL 1024 S/R (ENCODER HTL1024S/R) with TEMPERAT. SENSOR KTY84-130 DESIGN IM B5 (IMV 1,IM V3) PLAIN SHAFT WITHOUT FITTED KEY; BEARING: STANDARD WITH FIXED BEARING, VIBRATION SEVERITY GRADE: S/A, SHAFT AND FLANGE ACCURACY: R TERMINAL BOX (ABOVE) CABLE ENTRY ON THE LEFT SIGNAL CONNECTION D-END | 6831 | TEM | 1 | MC | 157 | 1
1PH81371HF220CC1 | SIMOTICS M COMPACT ASYNCHRONOUS MOTOR 1500RPM, 27KW, 172NM, 67A, 315V 1750RPM,31,5KW,172NM, 67A, 365V 2000RPM, 36KW, 172NM, 67A, 415V WATER COOLING DEGREE OF PROTECTION IP65 INCREMENT. ENCODER HTL 1024 S/R (ENCODER HTL1024S/R) with TEMPERAT. SENSOR KTY84-130 DESIGN IM B5 (IMV 1,IM V3) PLAIN SHAFT WITHOUT FITTED KEY; BEARING: STANDARD WITH FIXED BEARING, VIBRATION SEVERITY GRADE: S/A, SHAFT AND FLANGE ACCURACY: R TERMINAL BOX (ABOVE) CABLE ENTRY ON THE ND-END SIGNAL CONNECTION LEFT | 6831 | TEM | 1 | MC | 157 | 1
1PH81371HF222BA1 | SIMOTICS M COMPACT ASYNCHRONOUS MOTOR 1500RPM, 27KW, 172NM, 67A, 315V 1750RPM,31,5KW,172NM, 67A, 365V 2000RPM, 36KW, 172NM, 67A, 415V WATER COOLING DEGREE OF PROTECTION IP65 INCREMENT. ENCODER HTL 1024 S/R (ENCODER HTL1024S/R) with TEMPERAT. SENSOR KTY84-130 DESIGN IM B5 (IMV 1,IM V3) SHAFT WITH FITTED KEY HALF-KEY BALANCING BEARING: STANDARD WITH FIXED BEARING, VIBRATION SEVERITY GRADE: R/A, FLANGE ACCURACY: R TERMINAL BOX (ABOVE) CABLE ENTRY ON THE RIGHT SIGNAL CONNECTION D-END | 6636 | TEM | 1 | MC | 157 | 1
1PH81371HF222BB1 | SIMOTICS M COMPACT ASYNCHRONOUS MOTOR 1500RPM, 27KW, 172NM, 67A, 315V 1750RPM,31,5KW,172NM, 67A, 365V 2000RPM, 36KW, 172NM, 67A, 415V WATER COOLING DEGREE OF PROTECTION IP65 INCREMENT. ENCODER HTL 1024 S/R (ENCODER HTL1024S/R) with TEMPERAT. SENSOR KTY84-130 DESIGN IM B5 (IMV 1,IM V3) SHAFT WITH FITTED KEY HALF-KEY BALANCING BEARING: STANDARD WITH FIXED BEARING, VIBRATION SEVERITY GRADE: R/A, FLANGE ACCURACY: R TERMINAL BOX (ABOVE) CABLE ENTRY ON THE LEFT SIGNAL CONNECTION D-END | 6636 | TEM | 1 | MC | 157 | 1
1PH81371HF222BC1 | SIMOTICS M COMPACT ASYNCHRONOUS MOTOR 1500RPM, 27KW, 172NM, 67A, 315V 1750RPM,31,5KW,172NM, 67A, 365V 2000RPM, 36KW, 172NM, 67A, 415V WATER COOLING DEGREE OF PROTECTION IP65 INCREMENT. ENCODER HTL 1024 S/R (ENCODER HTL1024S/R) with TEMPERAT. SENSOR KTY84-130 DESIGN IM B5 (IMV 1,IM V3) SHAFT WITH FITTED KEY HALF-KEY BALANCING BEARING: STANDARD WITH FIXED BEARING, VIBRATION SEVERITY GRADE: R/A, FLANGE ACCURACY: R TERMINAL BOX (ABOVE) CABLE ENTRY ON THE ND-END SIGNAL CONNECTION LEFT | 6636 | TEM | 1 | MC | 157 | 1
1PH81371HF222CA1 | SIMOTICS M COMPACT ASYNCHRONOUS MOTOR 1500RPM, 27KW, 172NM, 67A, 315V 1750RPM,31,5KW,172NM, 67A, 365V 2000RPM, 36KW, 172NM, 67A, 415V WATER COOLING DEGREE OF PROTECTION IP65 INCREMENT. ENCODER HTL 1024 S/R (ENCODER HTL1024S/R) with TEMPERAT. SENSOR KTY84-130 DESIGN IM B5 (IMV 1,IM V3) SHAFT WITH FITTED KEY HALF-KEY BALANCING BEARING: STANDARD WITH FIXED BEARING, VIBRATION SEVERITY GRADE: S/A, SHAFT AND FLANGE ACCURACY: R TERMINAL BOX (ABOVE) CABLE ENTRY ON THE RIGHT SIGNAL CONNECTION D-END | 6831 | TEM | 1 | MC | 157 | 1
1PH81371HF222CB1 | SIMOTICS M COMPACT ASYNCHRONOUS MOTOR 1500RPM, 27KW, 172NM, 67A, 315V 1750RPM,31,5KW,172NM, 67A, 365V 2000RPM, 36KW, 172NM, 67A, 415V WATER COOLING DEGREE OF PROTECTION IP65 INCREMENT. ENCODER HTL 1024 S/R (ENCODER HTL1024S/R) with TEMPERAT. SENSOR KTY84-130 DESIGN IM B5 (IMV 1,IM V3) SHAFT WITH FITTED KEY HALF-KEY BALANCING BEARING: STANDARD WITH FIXED BEARING, VIBRATION SEVERITY GRADE: S/A, SHAFT AND FLANGE ACCURACY: R TERMINAL BOX (ABOVE) CABLE ENTRY ON THE LEFT SIGNAL CONNECTION D-END | 6831 | TEM | 1 | MC | 157 | 1
1PH81371HF222CC1 | SIMOTICS M COMPACT ASYNCHRONOUS MOTOR 1500RPM, 27KW, 172NM, 67A, 315V 1750RPM,31,5KW,172NM, 67A, 365V 2000RPM, 36KW, 172NM, 67A, 415V WATER COOLING DEGREE OF PROTECTION IP65 INCREMENT. ENCODER HTL 1024 S/R (ENCODER HTL1024S/R) with TEMPERAT. SENSOR KTY84-130 DESIGN IM B5 (IMV 1,IM V3) SHAFT WITH FITTED KEY HALF-KEY BALANCING BEARING: STANDARD WITH FIXED BEARING, VIBRATION SEVERITY GRADE: S/A, SHAFT AND FLANGE ACCURACY: R TERMINAL BOX (ABOVE) CABLE ENTRY ON THE ND-END SIGNAL CONNECTION LEFT | 6831 | TEM | 1 | MC | 157 | 1
1PH81371HF230BA1 | SIMOTICS M COMPACT ASYNCHRONOUS MOTOR 1500RPM, 27KW, 172NM, 67A, 315V 1750RPM,31,5KW,172NM, 67A, 365V 2000RPM, 36KW, 172NM, 67A, 415V WATER COOLING DEGREE OF PROTECTION IP65 INCREMENT. ENCODER HTL 1024 S/R (ENCODER HTL1024S/R) with TEMPERAT. SENSOR KTY84-130 DESIGN IM B35 (IM V15, IM V35) PLAIN SHAFT WITHOUT FITTED KEY; BEARING: STANDARD WITH FIXED BEARING, VIBRATION SEVERITY GRADE: R/A, FLANGE ACCURACY: R TERMINAL BOX (ABOVE) CABLE ENTRY ON THE RIGHT SIGNAL CONNECTION D-END | 6940 | TEM | 1 | MC | 157 | 1
1PH81371HF230BB1 | SIMOTICS M COMPACT ASYNCHRONOUS MOTOR 1500RPM, 27KW, 172NM, 67A, 315V 1750RPM,31,5KW,172NM, 67A, 365V 2000RPM, 36KW, 172NM, 67A, 415V WATER COOLING DEGREE OF PROTECTION IP65 INCREMENT. ENCODER HTL 1024 S/R (ENCODER HTL1024S/R) with TEMPERAT. SENSOR KTY84-130 DESIGN IM B35 (IM V15, IM V35) PLAIN SHAFT WITHOUT FITTED KEY; BEARING: STANDARD WITH FIXED BEARING, VIBRATION SEVERITY GRADE: R/A, FLANGE ACCURACY: R TERMINAL BOX (ABOVE) CABLE ENTRY ON THE LEFT SIGNAL CONNECTION D-END | 6940 | TEM | 1 | MC | 157 | 1
1PH81371HF230BC1 | SIMOTICS M COMPACT ASYNCHRONOUS MOTOR 1500RPM, 27KW, 172NM, 67A, 315V 1750RPM,31,5KW,172NM, 67A, 365V 2000RPM, 36KW, 172NM, 67A, 415V WATER COOLING DEGREE OF PROTECTION IP65 INCREMENT. ENCODER HTL 1024 S/R (ENCODER HTL1024S/R) with TEMPERAT. SENSOR KTY84-130 DESIGN IM B35 (IM V15, IM V35) PLAIN SHAFT WITHOUT FITTED KEY; BEARING: STANDARD WITH FIXED BEARING, VIBRATION SEVERITY GRADE: R/A, FLANGE ACCURACY: R TERMINAL BOX (ABOVE) CABLE ENTRY ON THE ND-END SIGNAL CONNECTION LEFT | 6940 | TEM | 1 | MC | 157 | 1
1PH81371HF230CA1 | SIMOTICS M COMPACT ASYNCHRONOUS MOTOR 1500RPM, 27KW, 172NM, 67A, 315V 1750RPM,31,5KW,172NM, 67A, 365V 2000RPM, 36KW, 172NM, 67A, 415V WATER COOLING DEGREE OF PROTECTION IP65 INCREMENT. ENCODER HTL 1024 S/R (ENCODER HTL1024S/R) with TEMPERAT. SENSOR KTY84-130 DESIGN IM B35 (IM V15, IM V35) PLAIN SHAFT WITHOUT FITTED KEY; BEARING: STANDARD WITH FIXED BEARING, VIBRATION SEVERITY GRADE: S/A, SHAFT AND FLANGE ACCURACY: R TERMINAL BOX (ABOVE) CABLE ENTRY ON THE RIGHT SIGNAL CONNECTION D-END | 7135 | TEM | 1 | MC | 157 | 1
1PH81371HF230CB1 | SIMOTICS M COMPACT ASYNCHRONOUS MOTOR 1500RPM, 27KW, 172NM, 67A, 315V 1750RPM,31,5KW,172NM, 67A, 365V 2000RPM, 36KW, 172NM, 67A, 415V WATER COOLING DEGREE OF PROTECTION IP65 INCREMENT. ENCODER HTL 1024 S/R (ENCODER HTL1024S/R) with TEMPERAT. SENSOR KTY84-130 DESIGN IM B35 (IM V15, IM V35) PLAIN SHAFT WITHOUT FITTED KEY; BEARING: STANDARD WITH FIXED BEARING, VIBRATION SEVERITY GRADE: S/A, SHAFT AND FLANGE ACCURACY: R TERMINAL BOX (ABOVE) CABLE ENTRY ON THE LEFT SIGNAL CONNECTION D-END | 7135 | TEM | 1 | MC | 157 | 1
1PH81371HF230CC1 | SIMOTICS M COMPACT ASYNCHRONOUS MOTOR 1500RPM, 27KW, 172NM, 67A, 315V 1750RPM,31,5KW,172NM, 67A, 365V 2000RPM, 36KW, 172NM, 67A, 415V WATER COOLING DEGREE OF PROTECTION IP65 INCREMENT. ENCODER HTL 1024 S/R (ENCODER HTL1024S/R) with TEMPERAT. SENSOR KTY84-130 DESIGN IM B35 (IM V15, IM V35) PLAIN SHAFT WITHOUT FITTED KEY; BEARING: STANDARD WITH FIXED BEARING, VIBRATION SEVERITY GRADE: S/A, SHAFT AND FLANGE ACCURACY: R TERMINAL BOX (ABOVE) CABLE ENTRY ON THE ND-END SIGNAL CONNECTION LEFT | 7135 | TEM | 1 | MC | 157 | 1
1PH81371HF232BA1 | SIMOTICS M COMPACT ASYNCHRONOUS MOTOR 1500RPM, 27KW, 172NM, 67A, 315V 1750RPM,31,5KW,172NM, 67A, 365V 2000RPM, 36KW, 172NM, 67A, 415V WATER COOLING DEGREE OF PROTECTION IP65 INCREMENT. ENCODER HTL 1024 S/R (ENCODER HTL1024S/R) with TEMPERAT. SENSOR KTY84-130 DESIGN IM B35 (IM V15, IM V35) SHAFT WITH FITTED KEY HALF-KEY BALANCING BEARING: STANDARD WITH FIXED BEARING, VIBRATION SEVERITY GRADE: R/A, FLANGE ACCURACY: R TERMINAL BOX (ABOVE) CABLE ENTRY ON THE RIGHT SIGNAL CONNECTION D-END | 6940 | TEM | 1 | MC | 157 | 1
1PH81371HF232BB1 | SIMOTICS M COMPACT ASYNCHRONOUS MOTOR 1500RPM, 27KW, 172NM, 67A, 315V 1750RPM,31,5KW,172NM, 67A, 365V 2000RPM, 36KW, 172NM, 67A, 415V WATER COOLING DEGREE OF PROTECTION IP65 INCREMENT. ENCODER HTL 1024 S/R (ENCODER HTL1024S/R) with TEMPERAT. SENSOR KTY84-130 DESIGN IM B35 (IM V15, IM V35) SHAFT WITH FITTED KEY HALF-KEY BALANCING BEARING: STANDARD WITH FIXED BEARING, VIBRATION SEVERITY GRADE: R/A, FLANGE ACCURACY: R TERMINAL BOX (ABOVE) CABLE ENTRY ON THE LEFT SIGNAL CONNECTION D-END | 6940 | TEM | 1 | MC | 157 | 1
1PH81371HF232BC1 | SIMOTICS M COMPACT ASYNCHRONOUS MOTOR 1500RPM, 27KW, 172NM, 67A, 315V 1750RPM,31,5KW,172NM, 67A, 365V 2000RPM, 36KW, 172NM, 67A, 415V WATER COOLING DEGREE OF PROTECTION IP65 INCREMENT. ENCODER HTL 1024 S/R (ENCODER HTL1024S/R) with TEMPERAT. SENSOR KTY84-130 DESIGN IM B35 (IM V15, IM V35) SHAFT WITH FITTED KEY HALF-KEY BALANCING BEARING: STANDARD WITH FIXED BEARING, VIBRATION SEVERITY GRADE: R/A, FLANGE ACCURACY: R TERMINAL BOX (ABOVE) CABLE ENTRY ON THE ND-END SIGNAL CONNECTION LEFT | 6940 | TEM | 1 | MC | 157 | 1
1PH81371HF232CA1 | SIMOTICS M COMPACT ASYNCHRONOUS MOTOR 1500RPM, 27KW, 172NM, 67A, 315V 1750RPM,31,5KW,172NM, 67A, 365V 2000RPM, 36KW, 172NM, 67A, 415V WATER COOLING DEGREE OF PROTECTION IP65 INCREMENT. ENCODER HTL 1024 S/R (ENCODER HTL1024S/R) with TEMPERAT. SENSOR KTY84-130 DESIGN IM B35 (IM V15, IM V35) SHAFT WITH FITTED KEY HALF-KEY BALANCING BEARING: STANDARD WITH FIXED BEARING, VIBRATION SEVERITY GRADE: S/A, SHAFT AND FLANGE ACCURACY: R TERMINAL BOX (ABOVE) CABLE ENTRY ON THE RIGHT SIGNAL CONNECTION D-END | 7135 | TEM | 1 | MC | 157 | 1
1PH81371HF232CB1 | SIMOTICS M COMPACT ASYNCHRONOUS MOTOR 1500RPM, 27KW, 172NM, 67A, 315V 1750RPM,31,5KW,172NM, 67A, 365V 2000RPM, 36KW, 172NM, 67A, 415V WATER COOLING DEGREE OF PROTECTION IP65 INCREMENT. ENCODER HTL 1024 S/R (ENCODER HTL1024S/R) with TEMPERAT. SENSOR KTY84-130 DESIGN IM B35 (IM V15, IM V35) SHAFT WITH FITTED KEY HALF-KEY BALANCING BEARING: STANDARD WITH FIXED BEARING, VIBRATION SEVERITY GRADE: S/A, SHAFT AND FLANGE ACCURACY: R TERMINAL BOX (ABOVE) CABLE ENTRY ON THE LEFT SIGNAL CONNECTION D-END | 7135 | TEM | 1 | MC | 157 | 1
1PH81371HF232CC1 | SIMOTICS M COMPACT ASYNCHRONOUS MOTOR 1500RPM, 27KW, 172NM, 67A, 315V 1750RPM,31,5KW,172NM, 67A, 365V 2000RPM, 36KW, 172NM, 67A, 415V WATER COOLING DEGREE OF PROTECTION IP65 INCREMENT. ENCODER HTL 1024 S/R (ENCODER HTL1024S/R) with TEMPERAT. SENSOR KTY84-130 DESIGN IM B35 (IM V15, IM V35) SHAFT WITH FITTED KEY HALF-KEY BALANCING BEARING: STANDARD WITH FIXED BEARING, VIBRATION SEVERITY GRADE: S/A, SHAFT AND FLANGE ACCURACY: R TERMINAL BOX (ABOVE) CABLE ENTRY ON THE ND-END SIGNAL CONNECTION LEFT | 7135 | TEM | 1 | MC | 157 | 1
1PH81371HG000BA1 | SIMOTICS M COMPACT ASYNCHRONOUS MOTOR 2000RPM, 28KW, 134NM, 60A, 350V 2300RPM, 29KW,120NM, 56A, 400V 2650RPM, 30KW, 108NM, 52A, 460V FORCED VENTILATION; DIRECTION OF AIR FLOW DE --> NDE; DEGREE OF PROTECTION IP55 INCREMENT. ENCODER HTL 1024 S/R (ENCODER HTL1024S/R) with TEMPERAT. SENSOR KTY84-130 DESIGN IM B3 (IM V5, IM V6) PLAIN SHAFT WITHOUT FITTED KEY; BEARING: STANDARD WITH FIXED BEARING, VIBRATION SEVERITY GRADE: R/A, FLANGE ACCURACY: R TERMINAL BOX (ABOVE) CABLE ENTRY ON THE RIGHT SIGNAL CONNECTION D-END | 5191 | TEM | 1 | MC | 141 | 1
1PH81371HG001BA1 | SIMOTICS M COMPACT ASYNCHRONOUS MOTOR 2000RPM, 28KW, 134NM, 60A, 350V 2300RPM, 29KW,120NM, 56A, 400V 2650RPM, 30KW, 108NM, 52A, 460V FORCED VENTILATION; DIRECTION OF AIR FLOW DE --> NDE; DEGREE OF PROTECTION IP55 INCREMENT. ENCODER HTL 1024 S/R (ENCODER HTL1024S/R) with TEMPERAT. SENSOR KTY84-130 DESIGN IM B3 (IM V5, IM V6) SHAFT WITH FITTED KEY FULL-KEY BALANCING BEARING: STANDARD WITH FIXED BEARING, VIBRATION SEVERITY GRADE: R/A, FLANGE ACCURACY: R TERMINAL BOX (ABOVE) CABLE ENTRY ON THE RIGHT SIGNAL CONNECTION D-END | 5191 | TEM | 1 | MC | 141 | 1
1PH81371HG001CA1 | SIMOTICS M COMPACT ASYNCHRONOUS MOTOR 2000RPM, 28KW, 134NM, 60A, 350V 2300RPM, 29KW,120NM, 56A, 400V 2650RPM, 30KW, 108NM, 52A, 460V FORCED VENTILATION; DIRECTION OF AIR FLOW DE --> NDE; DEGREE OF PROTECTION IP55 INCREMENT. ENCODER HTL 1024 S/R (ENCODER HTL1024S/R) with TEMPERAT. SENSOR KTY84-130 DESIGN IM B3 (IM V5, IM V6) SHAFT WITH FITTED KEY FULL-KEY BALANCING BEARING: STANDARD WITH FIXED BEARING, VIBRATION SEVERITY GRADE: S/A, SHAFT AND FLANGE ACCURACY: R TERMINAL BOX (ABOVE) CABLE ENTRY ON THE RIGHT SIGNAL CONNECTION D-END | 5386 | TEM | 1 | MC | 141 | 1
1PH81371HG002BA1 | SIMOTICS M COMPACT ASYNCHRONOUS MOTOR 2000RPM, 28KW, 134NM, 60A, 350V 2300RPM, 29KW,120NM, 56A, 400V 2650RPM, 30KW, 108NM, 52A, 460V FORCED VENTILATION; DIRECTION OF AIR FLOW DE --> NDE; DEGREE OF PROTECTION IP55 INCREMENT. ENCODER HTL 1024 S/R (ENCODER HTL1024S/R) with TEMPERAT. SENSOR KTY84-130 DESIGN IM B3 (IM V5, IM V6) SHAFT WITH FITTED KEY HALF-KEY BALANCING BEARING: STANDARD WITH FIXED BEARING, VIBRATION SEVERITY GRADE: R/A, FLANGE ACCURACY: R TERMINAL BOX (ABOVE) CABLE ENTRY ON THE RIGHT SIGNAL CONNECTION D-END | 5191 | TEM | 1 | MC | 141 | 1
1PH81371HG002DA1 | SIMOTICS M COMPACT ASYNCHRONOUS MOTOR 2000RPM, 28KW, 134NM, 60A, 350V 2300RPM, 29KW,120NM, 56A, 400V 2650RPM, 30KW, 108NM, 52A, 460V FORCED VENTILATION; DIRECTION OF AIR FLOW DE --> NDE; DEGREE OF PROTECTION IP55 INCREMENT. ENCODER HTL 1024 S/R (ENCODER HTL1024S/R) with TEMPERAT. SENSOR KTY84-130 DESIGN IM B3 (IM V5, IM V6) SHAFT WITH FITTED KEY HALF-KEY BALANCING BEARING: STANDARD WITH FIXED BEARING, VIBRATION SEVERITY GRADE: SR/A, SHAFT AND FLANGE ACCURACY: R TERMINAL BOX (ABOVE) CABLE ENTRY ON THE RIGHT SIGNAL CONNECTION D-END | 5456 | TEM | 1 | MC | 141 | 1
1PH81371HG020BA1 | SIMOTICS M COMPACT ASYNCHRONOUS MOTOR 2000RPM, 28KW, 134NM, 60A, 350V 2300RPM, 29KW,120NM, 56A, 400V 2650RPM, 30KW, 108NM, 52A, 460V FORCED VENTILATION; DIRECTION OF AIR FLOW DE --> NDE; DEGREE OF PROTECTION IP55 INCREMENT. ENCODER HTL 1024 S/R (ENCODER HTL1024S/R) with TEMPERAT. SENSOR KTY84-130 DESIGN IM B5 (IMV 1,IM V3) PLAIN SHAFT WITHOUT FITTED KEY; BEARING: STANDARD WITH FIXED BEARING, VIBRATION SEVERITY GRADE: R/A, FLANGE ACCURACY: R TERMINAL BOX (ABOVE) CABLE ENTRY ON THE RIGHT SIGNAL CONNECTION D-END | 5429 | TEM | 1 | MC | 141 | 1
1PH81371HG020QA1 | SIMOTICS M COMPACT ASYNCHRONOUS MOTOR 2000RPM, 28KW, 134NM, 60A, 350V 2300RPM, 29KW,120NM, 56A, 400V 2650RPM, 30KW, 108NM, 52A, 460V FORCED VENTILATION; DIRECTION OF AIR FLOW DE --> NDE; DEGREE OF PROTECTION IP55 INCREMENT. ENCODER HTL 1024 S/R (ENCODER HTL1024S/R) with TEMPERAT. SENSOR KTY84-130 DESIGN IM B5 (IMV 1,IM V3) PLAIN SHAFT WITHOUT FITTED KEY; BEARING: ADVANCED LIFETIME VIBRATION SEVERITY S/A SHAFT A. FLANGE ACCURACY GR. R TERMINAL BOX (ABOVE) CABLE ENTRY ON THE RIGHT SIGNAL CONNECTION D-END | 5859 | TEM | 1 | MC | 141 | 1
1PH81371HG021BA1 | SIMOTICS M COMPACT ASYNCHRONOUS MOTOR 2000RPM, 28KW, 134NM, 60A, 350V 2300RPM, 29KW,120NM, 56A, 400V 2650RPM, 30KW, 108NM, 52A, 460V FORCED VENTILATION; DIRECTION OF AIR FLOW DE --> NDE; DEGREE OF PROTECTION IP55 INCREMENT. ENCODER HTL 1024 S/R (ENCODER HTL1024S/R) with TEMPERAT. SENSOR KTY84-130 DESIGN IM B5 (IMV 1,IM V3) SHAFT WITH FITTED KEY FULL-KEY BALANCING BEARING: STANDARD WITH FIXED BEARING, VIBRATION SEVERITY GRADE: R/A, FLANGE ACCURACY: R TERMINAL BOX (ABOVE) CABLE ENTRY ON THE RIGHT SIGNAL CONNECTION D-END | 5429 | TEM | 1 | MC | 141 | 1
1PH81371HG021BG1 | SIMOTICS M COMPACT ASYNCHRONOUS MOTOR 2000RPM, 28KW, 134NM, 60A, 350V 2300RPM, 29KW,120NM, 56A, 400V 2650RPM, 30KW, 108NM, 52A, 460V FORCED VENTILATION; DIRECTION OF AIR FLOW DE --> NDE; DEGREE OF PROTECTION IP55 INCREMENT. ENCODER HTL 1024 S/R (ENCODER HTL1024S/R) with TEMPERAT. SENSOR KTY84-130 DESIGN IM B5 (IMV 1,IM V3) SHAFT WITH FITTED KEY FULL-KEY BALANCING BEARING: STANDARD WITH FIXED BEARING, VIBRATION SEVERITY GRADE: R/A, FLANGE ACCURACY: R POWER CONNECTOR (ABOVE) CABLE ENTRY ON THE ND-END SIGNAL CONNECTION LEFT | 5429 | TEM | 1 | MC | 141 | 1
1PH81371HG022BA1 | SIMOTICS M COMPACT ASYNCHRONOUS MOTOR 2000RPM, 28KW, 134NM, 60A, 350V 2300RPM, 29KW,120NM, 56A, 400V 2650RPM, 30KW, 108NM, 52A, 460V FORCED VENTILATION; DIRECTION OF AIR FLOW DE --> NDE; DEGREE OF PROTECTION IP55 INCREMENT. ENCODER HTL 1024 S/R (ENCODER HTL1024S/R) with TEMPERAT. SENSOR KTY84-130 DESIGN IM B5 (IMV 1,IM V3) SHAFT WITH FITTED KEY HALF-KEY BALANCING BEARING: STANDARD WITH FIXED BEARING, VIBRATION SEVERITY GRADE: R/A, FLANGE ACCURACY: R TERMINAL BOX (ABOVE) CABLE ENTRY ON THE RIGHT SIGNAL CONNECTION D-END | 5429 | TEM | 1 | MC | 141 | 1
1PH81371HG031BA1 | SIMOTICS M COMPACT ASYNCHRONOUS MOTOR 2000RPM, 28KW, 134NM, 60A, 350V 2300RPM, 29KW,120NM, 56A, 400V 2650RPM, 30KW, 108NM, 52A, 460V FORCED VENTILATION; DIRECTION OF AIR FLOW DE --> NDE; DEGREE OF PROTECTION IP55 INCREMENT. ENCODER HTL 1024 S/R (ENCODER HTL1024S/R) with TEMPERAT. SENSOR KTY84-130 DESIGN IM B35 (IM V15, IM V35) SHAFT WITH FITTED KEY FULL-KEY BALANCING BEARING: STANDARD WITH FIXED BEARING, VIBRATION SEVERITY GRADE: R/A, FLANGE ACCURACY: R TERMINAL BOX (ABOVE) CABLE ENTRY ON THE RIGHT SIGNAL CONNECTION D-END | 5733 | TEM | 1 | MC | 141 | 1
1PH81371HG032BA1 | SIMOTICS M COMPACT ASYNCHRONOUS MOTOR 2000RPM, 28KW, 134NM, 60A, 350V 2300RPM, 29KW,120NM, 56A, 400V 2650RPM, 30KW, 108NM, 52A, 460V FORCED VENTILATION; DIRECTION OF AIR FLOW DE --> NDE; DEGREE OF PROTECTION IP55 INCREMENT. ENCODER HTL 1024 S/R (ENCODER HTL1024S/R) with TEMPERAT. SENSOR KTY84-130 DESIGN IM B35 (IM V15, IM V35) SHAFT WITH FITTED KEY HALF-KEY BALANCING BEARING: STANDARD WITH FIXED BEARING, VIBRATION SEVERITY GRADE: R/A, FLANGE ACCURACY: R TERMINAL BOX (ABOVE) CABLE ENTRY ON THE RIGHT SIGNAL CONNECTION D-END | 5733 | TEM | 1 | MC | 141 | 1
1PH81371HG032BB1 | SIMOTICS M COMPACT ASYNCHRONOUS MOTOR 2000RPM, 28KW, 134NM, 60A, 350V 2300RPM, 29KW,120NM, 56A, 400V 2650RPM, 30KW, 108NM, 52A, 460V FORCED VENTILATION; DIRECTION OF AIR FLOW DE --> NDE; DEGREE OF PROTECTION IP55 INCREMENT. ENCODER HTL 1024 S/R (ENCODER HTL1024S/R) with TEMPERAT. SENSOR KTY84-130 DESIGN IM B35 (IM V15, IM V35) SHAFT WITH FITTED KEY HALF-KEY BALANCING BEARING: STANDARD WITH FIXED BEARING, VIBRATION SEVERITY GRADE: R/A, FLANGE ACCURACY: R TERMINAL BOX (ABOVE) CABLE ENTRY ON THE LEFT SIGNAL CONNECTION D-END | 5733 | TEM | 1 | MC | 141 | 1
1PH81371HG100BA1 | SIMOTICS M COMPACT ASYNCHRONOUS MOTOR 2000RPM, 28KW, 134NM, 60A, 350V 2300RPM, 29KW, 120NM, 56A, 400V 2650RPM, 30KW, 108NM, 52A, 460V FORCED VENTILATION; DIRECTION OF AIR FLOW NDE --> DE; DEGREE OF PROTECTION IP55 INCREMENT. ENCODER HTL 1024 S/R (ENCODER HTL1024S/R) with TEMPERAT. SENSOR KTY84-130 DESIGN IM B3 (IM V5, IM V6) PLAIN SHAFT WITHOUT FITTED KEY; BEARING: STANDARD WITH FIXED BEARING, VIBRATION SEVERITY GRADE: R/A, FLANGE ACCURACY: R TERMINAL BOX (ABOVE) CABLE ENTRY ON THE RIGHT SIGNAL CONNECTION D-END | 5191 | TEM | 1 | MC | 141 | 1
1PH81371HG100DA1 | SIMOTICS M COMPACT ASYNCHRONOUS MOTOR 2000RPM, 28KW, 134NM, 60A, 350V 2300RPM, 29KW, 120NM, 56A, 400V 2650RPM, 30KW, 108NM, 52A, 460V FORCED VENTILATION; DIRECTION OF AIR FLOW NDE --> DE; DEGREE OF PROTECTION IP55 INCREMENT. ENCODER HTL 1024 S/R (ENCODER HTL1024S/R) with TEMPERAT. SENSOR KTY84-130 DESIGN IM B3 (IM V5, IM V6) PLAIN SHAFT WITHOUT FITTED KEY; BEARING: STANDARD WITH FIXED BEARING, VIBRATION SEVERITY GRADE: SR/A, SHAFT AND FLANGE ACCURACY: R TERMINAL BOX (ABOVE) CABLE ENTRY ON THE RIGHT SIGNAL CONNECTION D-END | 5456 | TEM | 1 | MC | 141 | 1
1PH81371HG100DB1 | SIMOTICS M COMPACT ASYNCHRONOUS MOTOR 2000RPM, 28KW, 134NM, 60A, 350V 2300RPM, 29KW, 120NM, 56A, 400V 2650RPM, 30KW, 108NM, 52A, 460V FORCED VENTILATION; DIRECTION OF AIR FLOW NDE --> DE; DEGREE OF PROTECTION IP55 INCREMENT. ENCODER HTL 1024 S/R (ENCODER HTL1024S/R) with TEMPERAT. SENSOR KTY84-130 DESIGN IM B3 (IM V5, IM V6) PLAIN SHAFT WITHOUT FITTED KEY; BEARING: STANDARD WITH FIXED BEARING, VIBRATION SEVERITY GRADE: SR/A, SHAFT AND FLANGE ACCURACY: R TERMINAL BOX (ABOVE) CABLE ENTRY ON THE LEFT SIGNAL CONNECTION D-END | 5456 | TEM | 1 | MC | 141 | 1
1PH81371HG102BA1 | SIMOTICS M COMPACT ASYNCHRONOUS MOTOR 2000RPM, 28KW, 134NM, 60A, 350V 2300RPM, 29KW, 120NM, 56A, 400V 2650RPM, 30KW, 108NM, 52A, 460V FORCED VENTILATION; DIRECTION OF AIR FLOW NDE --> DE; DEGREE OF PROTECTION IP55 INCREMENT. ENCODER HTL 1024 S/R (ENCODER HTL1024S/R) with TEMPERAT. SENSOR KTY84-130 DESIGN IM B3 (IM V5, IM V6) SHAFT WITH FITTED KEY HALF-KEY BALANCING BEARING: STANDARD WITH FIXED BEARING, VIBRATION SEVERITY GRADE: R/A, FLANGE ACCURACY: R TERMINAL BOX (ABOVE) CABLE ENTRY ON THE RIGHT SIGNAL CONNECTION D-END | 5191 | TEM | 1 | MC | 141 | 1
1PH81371HG121BA1 | SIMOTICS M COMPACT ASYNCHRONOUS MOTOR 2000RPM, 28KW, 134NM, 60A, 350V 2300RPM, 29KW, 120NM, 56A, 400V 2650RPM, 30KW, 108NM, 52A, 460V FORCED VENTILATION; DIRECTION OF AIR FLOW NDE --> DE; DEGREE OF PROTECTION IP55 INCREMENT. ENCODER HTL 1024 S/R (ENCODER HTL1024S/R) with TEMPERAT. SENSOR KTY84-130 DESIGN IM B5 (IMV 1,IM V3) SHAFT WITH FITTED KEY FULL-KEY BALANCING BEARING: STANDARD WITH FIXED BEARING, VIBRATION SEVERITY GRADE: R/A, FLANGE ACCURACY: R TERMINAL BOX (ABOVE) CABLE ENTRY ON THE RIGHT SIGNAL CONNECTION D-END | 5429 | TEM | 1 | MC | 141 | 1
1PH81371HG132GA1 | SIMOTICS M COMPACT ASYNCHRONOUS MOTOR 2000RPM, 28KW, 134NM, 60A, 350V 2300RPM, 29KW, 120NM, 56A, 400V 2650RPM, 30KW, 108NM, 52A, 460V FORCED VENTILATION; DIRECTION OF AIR FLOW NDE --> DE; DEGREE OF PROTECTION IP55 INCREMENT. ENCODER HTL 1024 S/R (ENCODER HTL1024S/R) with TEMPERAT. SENSOR KTY84-130 DESIGN IM B35 (IM V15, IM V35) SHAFT WITH FITTED KEY HALF-KEY BALANCING BEARING: STANDARD, VIBRATION SEVERITY GRADE: R/A, SHAFT AND FLANGE ACCURACY: R TERMINAL BOX (ABOVE) CABLE ENTRY ON THE RIGHT SIGNAL CONNECTION D-END | 5448 | TEM | 1 | MC | 141 | 1
1PH81371HG132QC1 | SIMOTICS M COMPACT ASYNCHRONOUS MOTOR 2000RPM, 28KW, 134NM, 60A, 350V 2300RPM, 29KW, 120NM, 56A, 400V 2650RPM, 30KW, 108NM, 52A, 460V FORCED VENTILATION; DIRECTION OF AIR FLOW NDE --> DE; DEGREE OF PROTECTION IP55 INCREMENT. ENCODER HTL 1024 S/R (ENCODER HTL1024S/R) with TEMPERAT. SENSOR KTY84-130 DESIGN IM B35 (IM V15, IM V35) SHAFT WITH FITTED KEY HALF-KEY BALANCING BEARING: ADVANCED LIFETIME VIBRATION SEVERITY S/A SHAFT A. FLANGE ACCURACY GR. R TERMINAL BOX (ABOVE) CABLE ENTRY ON THE ND-END SIGNAL CONNECTION LEFT | 6163 | TEM | 1 | MC | 141 | 1
1PH81371HG132QG1 | SIMOTICS M COMPACT ASYNCHRONOUS MOTOR 2000RPM, 28KW, 134NM, 60A, 350V 2300RPM, 29KW, 120NM, 56A, 400V 2650RPM, 30KW, 108NM, 52A, 460V FORCED VENTILATION; DIRECTION OF AIR FLOW NDE --> DE; DEGREE OF PROTECTION IP55 INCREMENT. ENCODER HTL 1024 S/R (ENCODER HTL1024S/R) with TEMPERAT. SENSOR KTY84-130 DESIGN IM B35 (IM V15, IM V35) SHAFT WITH FITTED KEY HALF-KEY BALANCING BEARING: ADVANCED LIFETIME VIBRATION SEVERITY S/A SHAFT A. FLANGE ACCURACY GR. R POWER CONNECTOR (ABOVE) CABLE ENTRY ON THE ND-END SIGNAL CONNECTION LEFT | 6163 | TEM | 1 | MC | 141 | 1
1PH81371HS002DA1 | SIMOTICS M COMPACT ASYNCHRONOUS MOTOR 2000RPM, 29KW,138NM, 56A, 398V 5000RPM,27,5KW, 53NM, 56A, 425V 1500RPM, 22KW, 140NM, 56A, 308V FORCED VENTILATION; DIRECTION OF AIR FLOW DE --> NDE; DEGREE OF PROTECTION IP55 INCREMENT. ENCODER HTL 1024 S/R (ENCODER HTL1024S/R) with TEMPERAT. SENSOR KTY84-130 DESIGN IM B3 (IM V5, IM V6) SHAFT WITH FITTED KEY HALF-KEY BALANCING BEARING: STANDARD WITH FIXED BEARING, VIBRATION SEVERITY GRADE: SR/A, SHAFT AND FLANGE ACCURACY: R TERMINAL BOX (ABOVE) CABLE ENTRY ON THE RIGHT SIGNAL CONNECTION D-END | 5456 | TEM | 1 | MC | 141 | 1
1PH81371HS021BA1 | SIMOTICS M COMPACT ASYNCHRONOUS MOTOR 2000RPM, 29KW,138NM, 56A, 398V 5000RPM,27,5KW, 53NM, 56A, 425V 1500RPM, 22KW, 140NM, 56A, 308V FORCED VENTILATION; DIRECTION OF AIR FLOW DE --> NDE; DEGREE OF PROTECTION IP55 INCREMENT. ENCODER HTL 1024 S/R (ENCODER HTL1024S/R) with TEMPERAT. SENSOR KTY84-130 DESIGN IM B5 (IMV 1,IM V3) SHAFT WITH FITTED KEY FULL-KEY BALANCING BEARING: STANDARD WITH FIXED BEARING, VIBRATION SEVERITY GRADE: R/A, FLANGE ACCURACY: R TERMINAL BOX (ABOVE) CABLE ENTRY ON THE RIGHT SIGNAL CONNECTION D-END | 5429 | TEM | 1 | MC | 141 | 1
1PH81371HS031BA1 | SIMOTICS M COMPACT ASYNCHRONOUS MOTOR 2000RPM, 29KW,138NM, 56A, 398V 5000RPM,27,5KW, 53NM, 56A, 425V 1500RPM, 22KW, 140NM, 56A, 308V FORCED VENTILATION; DIRECTION OF AIR FLOW DE --> NDE; DEGREE OF PROTECTION IP55 INCREMENT. ENCODER HTL 1024 S/R (ENCODER HTL1024S/R) with TEMPERAT. SENSOR KTY84-130 DESIGN IM B35 (IM V15, IM V35) SHAFT WITH FITTED KEY FULL-KEY BALANCING BEARING: STANDARD WITH FIXED BEARING, VIBRATION SEVERITY GRADE: R/A, FLANGE ACCURACY: R TERMINAL BOX (ABOVE) CABLE ENTRY ON THE RIGHT SIGNAL CONNECTION D-END | 5733 | TEM | 1 | MC | 141 | 1
1PH81371HS102BA1 | SIMOTICS M COMPACT ASYNCHRONOUS MOTOR 2000RPM, 29KW,138NM, 56A, 398V 5000RPM,27,5KW, 53NM, 56A, 425V 1500RPM, 22KW, 140NM, 56A, 308V FORCED VENTILATION; DIRECTION OF AIR FLOW NDE --> DE; DEGREE OF PROTECTION IP55 INCREMENT. ENCODER HTL 1024 S/R (ENCODER HTL1024S/R) with TEMPERAT. SENSOR KTY84-130 DESIGN IM B3 (IM V5, IM V6) SHAFT WITH FITTED KEY HALF-KEY BALANCING BEARING: STANDARD WITH FIXED BEARING, VIBRATION SEVERITY GRADE: R/A, FLANGE ACCURACY: R TERMINAL BOX (ABOVE) CABLE ENTRY ON THE RIGHT SIGNAL CONNECTION D-END | 5191 | TEM | 1 | MC | 141 | 1
1PH81371HS131BA1 | SIMOTICS M COMPACT ASYNCHRONOUS MOTOR 2000RPM, 29KW,138NM, 56A, 398V 5000RPM,27,5KW, 53NM, 56A, 425V 1500RPM, 22KW, 140NM, 56A, 308V FORCED VENTILATION; DIRECTION OF AIR FLOW NDE --> DE; DEGREE OF PROTECTION IP55 INCREMENT. ENCODER HTL 1024 S/R (ENCODER HTL1024S/R) with TEMPERAT. SENSOR KTY84-130 DESIGN IM B35 (IM V15, IM V35) SHAFT WITH FITTED KEY FULL-KEY BALANCING BEARING: STANDARD WITH FIXED BEARING, VIBRATION SEVERITY GRADE: R/A, FLANGE ACCURACY: R TERMINAL BOX (ABOVE) CABLE ENTRY ON THE RIGHT SIGNAL CONNECTION D-END | 5733 | TEM | 1 | MC | 141 | 1
1PH81371JD020CA1 | SIMOTICS M COMPACT ASYNCHRONOUS MOTOR 1000RPM, 17KW, 162NM, 43A, 307V 1150RPM,19,5KW,162NM, 43A, 350V 1350RPM, 22KW, 156NM, 42A, 404V FORCED VENTILATION; DIRECTION OF AIR FLOW DE --> NDE; DEGREE OF PROTECTION IP55 INCREMENT. ENCODER HTL 2048 S/R (ENCODER HTL2048S/R) with TEMPERAT. SENSOR KTY84-130 DESIGN IM B5 (IMV 1,IM V3) PLAIN SHAFT WITHOUT FITTED KEY; BEARING: STANDARD WITH FIXED BEARING, VIBRATION SEVERITY GRADE: S/A, SHAFT AND FLANGE ACCURACY: R TERMINAL BOX (ABOVE) CABLE ENTRY ON THE RIGHT SIGNAL CONNECTION D-END | 6036 | TEM | 1 | MC | 141 | 1
1PH81371JD021BA1 | SIMOTICS M COMPACT ASYNCHRONOUS MOTOR 1000RPM, 17KW, 162NM, 43A, 307V 1150RPM,19,5KW,162NM, 43A, 350V 1350RPM, 22KW, 156NM, 42A, 404V FORCED VENTILATION; DIRECTION OF AIR FLOW DE --> NDE; DEGREE OF PROTECTION IP55 INCREMENT. ENCODER HTL 2048 S/R (ENCODER HTL2048S/R) with TEMPERAT. SENSOR KTY84-130 DESIGN IM B5 (IMV 1,IM V3) SHAFT WITH FITTED KEY FULL-KEY BALANCING BEARING: STANDARD WITH FIXED BEARING, VIBRATION SEVERITY GRADE: R/A, FLANGE ACCURACY: R TERMINAL BOX (ABOVE) CABLE ENTRY ON THE RIGHT SIGNAL CONNECTION D-END | 5841 | TEM | 1 | MC | 141 | 1
1PH81371JD022BA1 | SIMOTICS M COMPACT ASYNCHRONOUS MOTOR 1000RPM, 17KW, 162NM, 43A, 307V 1150RPM,19,5KW,162NM, 43A, 350V 1350RPM, 22KW, 156NM, 42A, 404V FORCED VENTILATION; DIRECTION OF AIR FLOW DE --> NDE; DEGREE OF PROTECTION IP55 INCREMENT. ENCODER HTL 2048 S/R (ENCODER HTL2048S/R) with TEMPERAT. SENSOR KTY84-130 DESIGN IM B5 (IMV 1,IM V3) SHAFT WITH FITTED KEY HALF-KEY BALANCING BEARING: STANDARD WITH FIXED BEARING, VIBRATION SEVERITY GRADE: R/A, FLANGE ACCURACY: R TERMINAL BOX (ABOVE) CABLE ENTRY ON THE RIGHT SIGNAL CONNECTION D-END | 5841 | TEM | 1 | MC | 141 | 1
1PH81371JD032BA1 | SIMOTICS M COMPACT ASYNCHRONOUS MOTOR 1000RPM, 17KW, 162NM, 43A, 307V 1150RPM,19,5KW,162NM, 43A, 350V 1350RPM, 22KW, 156NM, 42A, 404V FORCED VENTILATION; DIRECTION OF AIR FLOW DE --> NDE; DEGREE OF PROTECTION IP55 INCREMENT. ENCODER HTL 2048 S/R (ENCODER HTL2048S/R) with TEMPERAT. SENSOR KTY84-130 DESIGN IM B35 (IM V15, IM V35) SHAFT WITH FITTED KEY HALF-KEY BALANCING BEARING: STANDARD WITH FIXED BEARING, VIBRATION SEVERITY GRADE: R/A, FLANGE ACCURACY: R TERMINAL BOX (ABOVE) CABLE ENTRY ON THE RIGHT SIGNAL CONNECTION D-END | 6144 | TEM | 1 | MC | 141 | 1
1PH81371JD100BA1 | SIMOTICS M COMPACT ASYNCHRONOUS MOTOR 1000RPM, 17KW, 162NM, 43A, 307V 1150RPM,19,5KW,162NM, 43A, 350V 1350RPM, 22KW, 156NM, 42A, 404V FORCED VENTILATION; DIRECTION OF AIR FLOW NDE --> DE; DEGREE OF PROTECTION IP55 INCREMENT. ENCODER HTL 2048 S/R (ENCODER HTL2048S/R) with TEMPERAT. SENSOR KTY84-130 DESIGN IM B3 (IM V5, IM V6) PLAIN SHAFT WITHOUT FITTED KEY; BEARING: STANDARD WITH FIXED BEARING, VIBRATION SEVERITY GRADE: R/A, FLANGE ACCURACY: R TERMINAL BOX (ABOVE) CABLE ENTRY ON THE RIGHT SIGNAL CONNECTION D-END | 5603 | TEM | 1 | MC | 141 | 1
1PH81371JD100BB1 | SIMOTICS M COMPACT ASYNCHRONOUS MOTOR 1000RPM, 17KW, 162NM, 43A, 307V 1150RPM,19,5KW,162NM, 43A, 350V 1350RPM, 22KW, 156NM, 42A, 404V FORCED VENTILATION; DIRECTION OF AIR FLOW NDE --> DE; DEGREE OF PROTECTION IP55 INCREMENT. ENCODER HTL 2048 S/R (ENCODER HTL2048S/R) with TEMPERAT. SENSOR KTY84-130 DESIGN IM B3 (IM V5, IM V6) PLAIN SHAFT WITHOUT FITTED KEY; BEARING: STANDARD WITH FIXED BEARING, VIBRATION SEVERITY GRADE: R/A, FLANGE ACCURACY: R TERMINAL BOX (ABOVE) CABLE ENTRY ON THE LEFT SIGNAL CONNECTION D-END | 5603 | TEM | 1 | MC | 141 | 1
1PH81371JD100BC1 | SIMOTICS M COMPACT ASYNCHRONOUS MOTOR 1000RPM, 17KW, 162NM, 43A, 307V 1150RPM,19,5KW,162NM, 43A, 350V 1350RPM, 22KW, 156NM, 42A, 404V FORCED VENTILATION; DIRECTION OF AIR FLOW NDE --> DE; DEGREE OF PROTECTION IP55 INCREMENT. ENCODER HTL 2048 S/R (ENCODER HTL2048S/R) with TEMPERAT. SENSOR KTY84-130 DESIGN IM B3 (IM V5, IM V6) PLAIN SHAFT WITHOUT FITTED KEY; BEARING: STANDARD WITH FIXED BEARING, VIBRATION SEVERITY GRADE: R/A, FLANGE ACCURACY: R TERMINAL BOX (ABOVE) CABLE ENTRY ON THE ND-END SIGNAL CONNECTION LEFT | 5603 | TEM | 1 | MC | 141 | 1
1PH81371JD100CA1 | SIMOTICS M COMPACT ASYNCHRONOUS MOTOR 1000RPM, 17KW, 162NM, 43A, 307V 1150RPM,19,5KW,162NM, 43A, 350V 1350RPM, 22KW, 156NM, 42A, 404V FORCED VENTILATION; DIRECTION OF AIR FLOW NDE --> DE; DEGREE OF PROTECTION IP55 INCREMENT. ENCODER HTL 2048 S/R (ENCODER HTL2048S/R) with TEMPERAT. SENSOR KTY84-130 DESIGN IM B3 (IM V5, IM V6) PLAIN SHAFT WITHOUT FITTED KEY; BEARING: STANDARD WITH FIXED BEARING, VIBRATION SEVERITY GRADE: S/A, SHAFT AND FLANGE ACCURACY: R TERMINAL BOX (ABOVE) CABLE ENTRY ON THE RIGHT SIGNAL CONNECTION D-END | 5798 | TEM | 1 | MC | 141 | 1
1PH81371JD100CB1 | SIMOTICS M COMPACT ASYNCHRONOUS MOTOR 1000RPM, 17KW, 162NM, 43A, 307V 1150RPM,19,5KW,162NM, 43A, 350V 1350RPM, 22KW, 156NM, 42A, 404V FORCED VENTILATION; DIRECTION OF AIR FLOW NDE --> DE; DEGREE OF PROTECTION IP55 INCREMENT. ENCODER HTL 2048 S/R (ENCODER HTL2048S/R) with TEMPERAT. SENSOR KTY84-130 DESIGN IM B3 (IM V5, IM V6) PLAIN SHAFT WITHOUT FITTED KEY; BEARING: STANDARD WITH FIXED BEARING, VIBRATION SEVERITY GRADE: S/A, SHAFT AND FLANGE ACCURACY: R TERMINAL BOX (ABOVE) CABLE ENTRY ON THE LEFT SIGNAL CONNECTION D-END | 5798 | TEM | 1 | MC | 141 | 1
1PH81371JD100CC1 | SIMOTICS M COMPACT ASYNCHRONOUS MOTOR 1000RPM, 17KW, 162NM, 43A, 307V 1150RPM,19,5KW,162NM, 43A, 350V 1350RPM, 22KW, 156NM, 42A, 404V FORCED VENTILATION; DIRECTION OF AIR FLOW NDE --> DE; DEGREE OF PROTECTION IP55 INCREMENT. ENCODER HTL 2048 S/R (ENCODER HTL2048S/R) with TEMPERAT. SENSOR KTY84-130 DESIGN IM B3 (IM V5, IM V6) PLAIN SHAFT WITHOUT FITTED KEY; BEARING: STANDARD WITH FIXED BEARING, VIBRATION SEVERITY GRADE: S/A, SHAFT AND FLANGE ACCURACY: R TERMINAL BOX (ABOVE) CABLE ENTRY ON THE ND-END SIGNAL CONNECTION LEFT | 5798 | TEM | 1 | MC | 141 | 1
1PH81371JD101BA1 | SIMOTICS M COMPACT ASYNCHRONOUS MOTOR 1000RPM, 17KW, 162NM, 43A, 307V 1150RPM,19,5KW,162NM, 43A, 350V 1350RPM, 22KW, 156NM, 42A, 404V FORCED VENTILATION; DIRECTION OF AIR FLOW NDE --> DE; DEGREE OF PROTECTION IP55 INCREMENT. ENCODER HTL 2048 S/R (ENCODER HTL2048S/R) with TEMPERAT. SENSOR KTY84-130 DESIGN IM B3 (IM V5, IM V6) SHAFT WITH FITTED KEY FULL-KEY BALANCING BEARING: STANDARD WITH FIXED BEARING, VIBRATION SEVERITY GRADE: R/A, FLANGE ACCURACY: R TERMINAL BOX (ABOVE) CABLE ENTRY ON THE RIGHT SIGNAL CONNECTION D-END | 5603 | TEM | 1 | MC | 141 | 1
1PH81371JD102BA1 | SIMOTICS M COMPACT ASYNCHRONOUS MOTOR 1000RPM, 17KW, 162NM, 43A, 307V 1150RPM,19,5KW,162NM, 43A, 350V 1350RPM, 22KW, 156NM, 42A, 404V FORCED VENTILATION; DIRECTION OF AIR FLOW NDE --> DE; DEGREE OF PROTECTION IP55 INCREMENT. ENCODER HTL 2048 S/R (ENCODER HTL2048S/R) with TEMPERAT. SENSOR KTY84-130 DESIGN IM B3 (IM V5, IM V6) SHAFT WITH FITTED KEY HALF-KEY BALANCING BEARING: STANDARD WITH FIXED BEARING, VIBRATION SEVERITY GRADE: R/A, FLANGE ACCURACY: R TERMINAL BOX (ABOVE) CABLE ENTRY ON THE RIGHT SIGNAL CONNECTION D-END | 5603 | TEM | 1 | MC | 141 | 1
1PH81371JD102BB1 | SIMOTICS M COMPACT ASYNCHRONOUS MOTOR 1000RPM, 17KW, 162NM, 43A, 307V 1150RPM,19,5KW,162NM, 43A, 350V 1350RPM, 22KW, 156NM, 42A, 404V FORCED VENTILATION; DIRECTION OF AIR FLOW NDE --> DE; DEGREE OF PROTECTION IP55 INCREMENT. ENCODER HTL 2048 S/R (ENCODER HTL2048S/R) with TEMPERAT. SENSOR KTY84-130 DESIGN IM B3 (IM V5, IM V6) SHAFT WITH FITTED KEY HALF-KEY BALANCING BEARING: STANDARD WITH FIXED BEARING, VIBRATION SEVERITY GRADE: R/A, FLANGE ACCURACY: R TERMINAL BOX (ABOVE) CABLE ENTRY ON THE LEFT SIGNAL CONNECTION D-END | 5603 | TEM | 1 | MC | 141 | 1
1PH81371JD102BC1 | SIMOTICS M COMPACT ASYNCHRONOUS MOTOR 1000RPM, 17KW, 162NM, 43A, 307V 1150RPM,19,5KW,162NM, 43A, 350V 1350RPM, 22KW, 156NM, 42A, 404V FORCED VENTILATION; DIRECTION OF AIR FLOW NDE --> DE; DEGREE OF PROTECTION IP55 INCREMENT. ENCODER HTL 2048 S/R (ENCODER HTL2048S/R) with TEMPERAT. SENSOR KTY84-130 DESIGN IM B3 (IM V5, IM V6) SHAFT WITH FITTED KEY HALF-KEY BALANCING BEARING: STANDARD WITH FIXED BEARING, VIBRATION SEVERITY GRADE: R/A, FLANGE ACCURACY: R TERMINAL BOX (ABOVE) CABLE ENTRY ON THE ND-END SIGNAL CONNECTION LEFT | 5603 | TEM | 1 | MC | 141 | 1
1PH81371JD102CA1 | SIMOTICS M COMPACT ASYNCHRONOUS MOTOR 1000RPM, 17KW, 162NM, 43A, 307V 1150RPM,19,5KW,162NM, 43A, 350V 1350RPM, 22KW, 156NM, 42A, 404V FORCED VENTILATION; DIRECTION OF AIR FLOW NDE --> DE; DEGREE OF PROTECTION IP55 INCREMENT. ENCODER HTL 2048 S/R (ENCODER HTL2048S/R) with TEMPERAT. SENSOR KTY84-130 DESIGN IM B3 (IM V5, IM V6) SHAFT WITH FITTED KEY HALF-KEY BALANCING BEARING: STANDARD WITH FIXED BEARING, VIBRATION SEVERITY GRADE: S/A, SHAFT AND FLANGE ACCURACY: R TERMINAL BOX (ABOVE) CABLE ENTRY ON THE RIGHT SIGNAL CONNECTION D-END | 5798 | TEM | 1 | MC | 141 | 1
1PH81371JD102CB1 | SIMOTICS M COMPACT ASYNCHRONOUS MOTOR 1000RPM, 17KW, 162NM, 43A, 307V 1150RPM,19,5KW,162NM, 43A, 350V 1350RPM, 22KW, 156NM, 42A, 404V FORCED VENTILATION; DIRECTION OF AIR FLOW NDE --> DE; DEGREE OF PROTECTION IP55 INCREMENT. ENCODER HTL 2048 S/R (ENCODER HTL2048S/R) with TEMPERAT. SENSOR KTY84-130 DESIGN IM B3 (IM V5, IM V6) SHAFT WITH FITTED KEY HALF-KEY BALANCING BEARING: STANDARD WITH FIXED BEARING, VIBRATION SEVERITY GRADE: S/A, SHAFT AND FLANGE ACCURACY: R TERMINAL BOX (ABOVE) CABLE ENTRY ON THE LEFT SIGNAL CONNECTION D-END | 5798 | TEM | 1 | MC | 141 | 1
1PH81371JD102CC1 | SIMOTICS M COMPACT ASYNCHRONOUS MOTOR 1000RPM, 17KW, 162NM, 43A, 307V 1150RPM,19,5KW,162NM, 43A, 350V 1350RPM, 22KW, 156NM, 42A, 404V FORCED VENTILATION; DIRECTION OF AIR FLOW NDE --> DE; DEGREE OF PROTECTION IP55 INCREMENT. ENCODER HTL 2048 S/R (ENCODER HTL2048S/R) with TEMPERAT. SENSOR KTY84-130 DESIGN IM B3 (IM V5, IM V6) SHAFT WITH FITTED KEY HALF-KEY BALANCING BEARING: STANDARD WITH FIXED BEARING, VIBRATION SEVERITY GRADE: S/A, SHAFT AND FLANGE ACCURACY: R TERMINAL BOX (ABOVE) CABLE ENTRY ON THE ND-END SIGNAL CONNECTION LEFT | 5798 | TEM | 1 | MC | 141 | 1
1PH81371JD120BA1 | SIMOTICS M COMPACT ASYNCHRONOUS MOTOR 1000RPM, 17KW, 162NM, 43A, 307V 1150RPM,19,5KW,162NM, 43A, 350V 1350RPM, 22KW, 156NM, 42A, 404V FORCED VENTILATION; DIRECTION OF AIR FLOW NDE --> DE; DEGREE OF PROTECTION IP55 INCREMENT. ENCODER HTL 2048 S/R (ENCODER HTL2048S/R) with TEMPERAT. SENSOR KTY84-130 DESIGN IM B5 (IMV 1,IM V3) PLAIN SHAFT WITHOUT FITTED KEY; BEARING: STANDARD WITH FIXED BEARING, VIBRATION SEVERITY GRADE: R/A, FLANGE ACCURACY: R TERMINAL BOX (ABOVE) CABLE ENTRY ON THE RIGHT SIGNAL CONNECTION D-END | 5841 | TEM | 1 | MC | 141 | 1
1PH81371JD120BB1 | SIMOTICS M COMPACT ASYNCHRONOUS MOTOR 1000RPM, 17KW, 162NM, 43A, 307V 1150RPM,19,5KW,162NM, 43A, 350V 1350RPM, 22KW, 156NM, 42A, 404V FORCED VENTILATION; DIRECTION OF AIR FLOW NDE --> DE; DEGREE OF PROTECTION IP55 INCREMENT. ENCODER HTL 2048 S/R (ENCODER HTL2048S/R) with TEMPERAT. SENSOR KTY84-130 DESIGN IM B5 (IMV 1,IM V3) PLAIN SHAFT WITHOUT FITTED KEY; BEARING: STANDARD WITH FIXED BEARING, VIBRATION SEVERITY GRADE: R/A, FLANGE ACCURACY: R TERMINAL BOX (ABOVE) CABLE ENTRY ON THE LEFT SIGNAL CONNECTION D-END | 5841 | TEM | 1 | MC | 141 | 1
1PH81371JD120BC1 | SIMOTICS M COMPACT ASYNCHRONOUS MOTOR 1000RPM, 17KW, 162NM, 43A, 307V 1150RPM,19,5KW,162NM, 43A, 350V 1350RPM, 22KW, 156NM, 42A, 404V FORCED VENTILATION; DIRECTION OF AIR FLOW NDE --> DE; DEGREE OF PROTECTION IP55 INCREMENT. ENCODER HTL 2048 S/R (ENCODER HTL2048S/R) with TEMPERAT. SENSOR KTY84-130 DESIGN IM B5 (IMV 1,IM V3) PLAIN SHAFT WITHOUT FITTED KEY; BEARING: STANDARD WITH FIXED BEARING, VIBRATION SEVERITY GRADE: R/A, FLANGE ACCURACY: R TERMINAL BOX (ABOVE) CABLE ENTRY ON THE ND-END SIGNAL CONNECTION LEFT | 5841 | TEM | 1 | MC | 141 | 1
1PH81371JD120CA1 | SIMOTICS M COMPACT ASYNCHRONOUS MOTOR 1000RPM, 17KW, 162NM, 43A, 307V 1150RPM,19,5KW,162NM, 43A, 350V 1350RPM, 22KW, 156NM, 42A, 404V FORCED VENTILATION; DIRECTION OF AIR FLOW NDE --> DE; DEGREE OF PROTECTION IP55 INCREMENT. ENCODER HTL 2048 S/R (ENCODER HTL2048S/R) with TEMPERAT. SENSOR KTY84-130 DESIGN IM B5 (IMV 1,IM V3) PLAIN SHAFT WITHOUT FITTED KEY; BEARING: STANDARD WITH FIXED BEARING, VIBRATION SEVERITY GRADE: S/A, SHAFT AND FLANGE ACCURACY: R TERMINAL BOX (ABOVE) CABLE ENTRY ON THE RIGHT SIGNAL CONNECTION D-END | 6036 | TEM | 1 | MC | 141 | 1
1PH81371JD120CB1 | SIMOTICS M COMPACT ASYNCHRONOUS MOTOR 1000RPM, 17KW, 162NM, 43A, 307V 1150RPM,19,5KW,162NM, 43A, 350V 1350RPM, 22KW, 156NM, 42A, 404V FORCED VENTILATION; DIRECTION OF AIR FLOW NDE --> DE; DEGREE OF PROTECTION IP55 INCREMENT. ENCODER HTL 2048 S/R (ENCODER HTL2048S/R) with TEMPERAT. SENSOR KTY84-130 DESIGN IM B5 (IMV 1,IM V3) PLAIN SHAFT WITHOUT FITTED KEY; BEARING: STANDARD WITH FIXED BEARING, VIBRATION SEVERITY GRADE: S/A, SHAFT AND FLANGE ACCURACY: R TERMINAL BOX (ABOVE) CABLE ENTRY ON THE LEFT SIGNAL CONNECTION D-END | 6036 | TEM | 1 | MC | 141 | 1
1PH81371JD120CC1 | SIMOTICS M COMPACT ASYNCHRONOUS MOTOR 1000RPM, 17KW, 162NM, 43A, 307V 1150RPM,19,5KW,162NM, 43A, 350V 1350RPM, 22KW, 156NM, 42A, 404V FORCED VENTILATION; DIRECTION OF AIR FLOW NDE --> DE; DEGREE OF PROTECTION IP55 INCREMENT. ENCODER HTL 2048 S/R (ENCODER HTL2048S/R) with TEMPERAT. SENSOR KTY84-130 DESIGN IM B5 (IMV 1,IM V3) PLAIN SHAFT WITHOUT FITTED KEY; BEARING: STANDARD WITH FIXED BEARING, VIBRATION SEVERITY GRADE: S/A, SHAFT AND FLANGE ACCURACY: R TERMINAL BOX (ABOVE) CABLE ENTRY ON THE ND-END SIGNAL CONNECTION LEFT | 6036 | TEM | 1 | MC | 141 | 1
1PH81371JD122BA1 | SIMOTICS M COMPACT ASYNCHRONOUS MOTOR 1000RPM, 17KW, 162NM, 43A, 307V 1150RPM,19,5KW,162NM, 43A, 350V 1350RPM, 22KW, 156NM, 42A, 404V FORCED VENTILATION; DIRECTION OF AIR FLOW NDE --> DE; DEGREE OF PROTECTION IP55 INCREMENT. ENCODER HTL 2048 S/R (ENCODER HTL2048S/R) with TEMPERAT. SENSOR KTY84-130 DESIGN IM B5 (IMV 1,IM V3) SHAFT WITH FITTED KEY HALF-KEY BALANCING BEARING: STANDARD WITH FIXED BEARING, VIBRATION SEVERITY GRADE: R/A, FLANGE ACCURACY: R TERMINAL BOX (ABOVE) CABLE ENTRY ON THE RIGHT SIGNAL CONNECTION D-END | 5841 | TEM | 1 | MC | 141 | 1
1PH81371JD122BB1 | SIMOTICS M COMPACT ASYNCHRONOUS MOTOR 1000RPM, 17KW, 162NM, 43A, 307V 1150RPM,19,5KW,162NM, 43A, 350V 1350RPM, 22KW, 156NM, 42A, 404V FORCED VENTILATION; DIRECTION OF AIR FLOW NDE --> DE; DEGREE OF PROTECTION IP55 INCREMENT. ENCODER HTL 2048 S/R (ENCODER HTL2048S/R) with TEMPERAT. SENSOR KTY84-130 DESIGN IM B5 (IMV 1,IM V3) SHAFT WITH FITTED KEY HALF-KEY BALANCING BEARING: STANDARD WITH FIXED BEARING, VIBRATION SEVERITY GRADE: R/A, FLANGE ACCURACY: R TERMINAL BOX (ABOVE) CABLE ENTRY ON THE LEFT SIGNAL CONNECTION D-END | 5841 | TEM | 1 | MC | 141 | 1
1PH81371JD122BC1 | SIMOTICS M COMPACT ASYNCHRONOUS MOTOR 1000RPM, 17KW, 162NM, 43A, 307V 1150RPM,19,5KW,162NM, 43A, 350V 1350RPM, 22KW, 156NM, 42A, 404V FORCED VENTILATION; DIRECTION OF AIR FLOW NDE --> DE; DEGREE OF PROTECTION IP55 INCREMENT. ENCODER HTL 2048 S/R (ENCODER HTL2048S/R) with TEMPERAT. SENSOR KTY84-130 DESIGN IM B5 (IMV 1,IM V3) SHAFT WITH FITTED KEY HALF-KEY BALANCING BEARING: STANDARD WITH FIXED BEARING, VIBRATION SEVERITY GRADE: R/A, FLANGE ACCURACY: R TERMINAL BOX (ABOVE) CABLE ENTRY ON THE ND-END SIGNAL CONNECTION LEFT | 5841 | TEM | 1 | MC | 141 | 1
1PH81371JD122CA1 | SIMOTICS M COMPACT ASYNCHRONOUS MOTOR 1000RPM, 17KW, 162NM, 43A, 307V 1150RPM,19,5KW,162NM, 43A, 350V 1350RPM, 22KW, 156NM, 42A, 404V FORCED VENTILATION; DIRECTION OF AIR FLOW NDE --> DE; DEGREE OF PROTECTION IP55 INCREMENT. ENCODER HTL 2048 S/R (ENCODER HTL2048S/R) with TEMPERAT. SENSOR KTY84-130 DESIGN IM B5 (IMV 1,IM V3) SHAFT WITH FITTED KEY HALF-KEY BALANCING BEARING: STANDARD WITH FIXED BEARING, VIBRATION SEVERITY GRADE: S/A, SHAFT AND FLANGE ACCURACY: R TERMINAL BOX (ABOVE) CABLE ENTRY ON THE RIGHT SIGNAL CONNECTION D-END | 6036 | TEM | 1 | MC | 141 | 1
1PH81371JD122CB1 | SIMOTICS M COMPACT ASYNCHRONOUS MOTOR 1000RPM, 17KW, 162NM, 43A, 307V 1150RPM,19,5KW,162NM, 43A, 350V 1350RPM, 22KW, 156NM, 42A, 404V FORCED VENTILATION; DIRECTION OF AIR FLOW NDE --> DE; DEGREE OF PROTECTION IP55 INCREMENT. ENCODER HTL 2048 S/R (ENCODER HTL2048S/R) with TEMPERAT. SENSOR KTY84-130 DESIGN IM B5 (IMV 1,IM V3) SHAFT WITH FITTED KEY HALF-KEY BALANCING BEARING: STANDARD WITH FIXED BEARING, VIBRATION SEVERITY GRADE: S/A, SHAFT AND FLANGE ACCURACY: R TERMINAL BOX (ABOVE) CABLE ENTRY ON THE LEFT SIGNAL CONNECTION D-END | 6036 | TEM | 1 | MC | 141 | 1
1PH81371JD122CC1 | SIMOTICS M COMPACT ASYNCHRONOUS MOTOR 1000RPM, 17KW, 162NM, 43A, 307V 1150RPM,19,5KW,162NM, 43A, 350V 1350RPM, 22KW, 156NM, 42A, 404V FORCED VENTILATION; DIRECTION OF AIR FLOW NDE --> DE; DEGREE OF PROTECTION IP55 INCREMENT. ENCODER HTL 2048 S/R (ENCODER HTL2048S/R) with TEMPERAT. SENSOR KTY84-130 DESIGN IM B5 (IMV 1,IM V3) SHAFT WITH FITTED KEY HALF-KEY BALANCING BEARING: STANDARD WITH FIXED BEARING, VIBRATION SEVERITY GRADE: S/A, SHAFT AND FLANGE ACCURACY: R TERMINAL BOX (ABOVE) CABLE ENTRY ON THE ND-END SIGNAL CONNECTION LEFT | 6036 | TEM | 1 | MC | 141 | 1
1PH81371JD130BA1 | SIMOTICS M COMPACT ASYNCHRONOUS MOTOR 1000RPM, 17KW, 162NM, 43A, 307V 1150RPM,19,5KW,162NM, 43A, 350V 1350RPM, 22KW, 156NM, 42A, 404V FORCED VENTILATION; DIRECTION OF AIR FLOW NDE --> DE; DEGREE OF PROTECTION IP55 INCREMENT. ENCODER HTL 2048 S/R (ENCODER HTL2048S/R) with TEMPERAT. SENSOR KTY84-130 DESIGN IM B35 (IM V15, IM V35) PLAIN SHAFT WITHOUT FITTED KEY; BEARING: STANDARD WITH FIXED BEARING, VIBRATION SEVERITY GRADE: R/A, FLANGE ACCURACY: R TERMINAL BOX (ABOVE) CABLE ENTRY ON THE RIGHT SIGNAL CONNECTION D-END | 6144 | TEM | 1 | MC | 141 | 1
1PH81371JD130BB1 | SIMOTICS M COMPACT ASYNCHRONOUS MOTOR 1000RPM, 17KW, 162NM, 43A, 307V 1150RPM,19,5KW,162NM, 43A, 350V 1350RPM, 22KW, 156NM, 42A, 404V FORCED VENTILATION; DIRECTION OF AIR FLOW NDE --> DE; DEGREE OF PROTECTION IP55 INCREMENT. ENCODER HTL 2048 S/R (ENCODER HTL2048S/R) with TEMPERAT. SENSOR KTY84-130 DESIGN IM B35 (IM V15, IM V35) PLAIN SHAFT WITHOUT FITTED KEY; BEARING: STANDARD WITH FIXED BEARING, VIBRATION SEVERITY GRADE: R/A, FLANGE ACCURACY: R TERMINAL BOX (ABOVE) CABLE ENTRY ON THE LEFT SIGNAL CONNECTION D-END | 6144 | TEM | 1 | MC | 141 | 1
1PH81371JD130BC1 | SIMOTICS M COMPACT ASYNCHRONOUS MOTOR 1000RPM, 17KW, 162NM, 43A, 307V 1150RPM,19,5KW,162NM, 43A, 350V 1350RPM, 22KW, 156NM, 42A, 404V FORCED VENTILATION; DIRECTION OF AIR FLOW NDE --> DE; DEGREE OF PROTECTION IP55 INCREMENT. ENCODER HTL 2048 S/R (ENCODER HTL2048S/R) with TEMPERAT. SENSOR KTY84-130 DESIGN IM B35 (IM V15, IM V35) PLAIN SHAFT WITHOUT FITTED KEY; BEARING: STANDARD WITH FIXED BEARING, VIBRATION SEVERITY GRADE: R/A, FLANGE ACCURACY: R TERMINAL BOX (ABOVE) CABLE ENTRY ON THE ND-END SIGNAL CONNECTION LEFT | 6144 | TEM | 1 | MC | 141 | 1
1PH81371JD130CA1 | SIMOTICS M COMPACT ASYNCHRONOUS MOTOR 1000RPM, 17KW, 162NM, 43A, 307V 1150RPM,19,5KW,162NM, 43A, 350V 1350RPM, 22KW, 156NM, 42A, 404V FORCED VENTILATION; DIRECTION OF AIR FLOW NDE --> DE; DEGREE OF PROTECTION IP55 INCREMENT. ENCODER HTL 2048 S/R (ENCODER HTL2048S/R) with TEMPERAT. SENSOR KTY84-130 DESIGN IM B35 (IM V15, IM V35) PLAIN SHAFT WITHOUT FITTED KEY; BEARING: STANDARD WITH FIXED BEARING, VIBRATION SEVERITY GRADE: S/A, SHAFT AND FLANGE ACCURACY: R TERMINAL BOX (ABOVE) CABLE ENTRY ON THE RIGHT SIGNAL CONNECTION D-END | 6339 | TEM | 1 | MC | 141 | 1
1PH81371JD130CB1 | SIMOTICS M COMPACT ASYNCHRONOUS MOTOR 1000RPM, 17KW, 162NM, 43A, 307V 1150RPM,19,5KW,162NM, 43A, 350V 1350RPM, 22KW, 156NM, 42A, 404V FORCED VENTILATION; DIRECTION OF AIR FLOW NDE --> DE; DEGREE OF PROTECTION IP55 INCREMENT. ENCODER HTL 2048 S/R (ENCODER HTL2048S/R) with TEMPERAT. SENSOR KTY84-130 DESIGN IM B35 (IM V15, IM V35) PLAIN SHAFT WITHOUT FITTED KEY; BEARING: STANDARD WITH FIXED BEARING, VIBRATION SEVERITY GRADE: S/A, SHAFT AND FLANGE ACCURACY: R TERMINAL BOX (ABOVE) CABLE ENTRY ON THE LEFT SIGNAL CONNECTION D-END | 6339 | TEM | 1 | MC | 141 | 1
1PH81371JD130CC1 | SIMOTICS M COMPACT ASYNCHRONOUS MOTOR 1000RPM, 17KW, 162NM, 43A, 307V 1150RPM,19,5KW,162NM, 43A, 350V 1350RPM, 22KW, 156NM, 42A, 404V FORCED VENTILATION; DIRECTION OF AIR FLOW NDE --> DE; DEGREE OF PROTECTION IP55 INCREMENT. ENCODER HTL 2048 S/R (ENCODER HTL2048S/R) with TEMPERAT. SENSOR KTY84-130 DESIGN IM B35 (IM V15, IM V35) PLAIN SHAFT WITHOUT FITTED KEY; BEARING: STANDARD WITH FIXED BEARING, VIBRATION SEVERITY GRADE: S/A, SHAFT AND FLANGE ACCURACY: R TERMINAL BOX (ABOVE) CABLE ENTRY ON THE ND-END SIGNAL CONNECTION LEFT | 6339 | TEM | 1 | MC | 141 | 1
1PH81371JD131BB1 | SIMOTICS M COMPACT ASYNCHRONOUS MOTOR 1000RPM, 17KW, 162NM, 43A, 307V 1150RPM,19,5KW,162NM, 43A, 350V 1350RPM, 22KW, 156NM, 42A, 404V FORCED VENTILATION; DIRECTION OF AIR FLOW NDE --> DE; DEGREE OF PROTECTION IP55 INCREMENT. ENCODER HTL 2048 S/R (ENCODER HTL2048S/R) with TEMPERAT. SENSOR KTY84-130 DESIGN IM B35 (IM V15, IM V35) SHAFT WITH FITTED KEY FULL-KEY BALANCING BEARING: STANDARD WITH FIXED BEARING, VIBRATION SEVERITY GRADE: R/A, FLANGE ACCURACY: R TERMINAL BOX (ABOVE) CABLE ENTRY ON THE LEFT SIGNAL CONNECTION D-END | 6144 | TEM | 1 | MC | 141 | 1
1PH81371JD132BA1 | SIMOTICS M COMPACT ASYNCHRONOUS MOTOR 1000RPM, 17KW, 162NM, 43A, 307V 1150RPM,19,5KW,162NM, 43A, 350V 1350RPM, 22KW, 156NM, 42A, 404V FORCED VENTILATION; DIRECTION OF AIR FLOW NDE --> DE; DEGREE OF PROTECTION IP55 INCREMENT. ENCODER HTL 2048 S/R (ENCODER HTL2048S/R) with TEMPERAT. SENSOR KTY84-130 DESIGN IM B35 (IM V15, IM V35) SHAFT WITH FITTED KEY HALF-KEY BALANCING BEARING: STANDARD WITH FIXED BEARING, VIBRATION SEVERITY GRADE: R/A, FLANGE ACCURACY: R TERMINAL BOX (ABOVE) CABLE ENTRY ON THE RIGHT SIGNAL CONNECTION D-END | 6144 | TEM | 1 | MC | 141 | 1
1PH81371JD132BB1 | SIMOTICS M COMPACT ASYNCHRONOUS MOTOR 1000RPM, 17KW, 162NM, 43A, 307V 1150RPM,19,5KW,162NM, 43A, 350V 1350RPM, 22KW, 156NM, 42A, 404V FORCED VENTILATION; DIRECTION OF AIR FLOW NDE --> DE; DEGREE OF PROTECTION IP55 INCREMENT. ENCODER HTL 2048 S/R (ENCODER HTL2048S/R) with TEMPERAT. SENSOR KTY84-130 DESIGN IM B35 (IM V15, IM V35) SHAFT WITH FITTED KEY HALF-KEY BALANCING BEARING: STANDARD WITH FIXED BEARING, VIBRATION SEVERITY GRADE: R/A, FLANGE ACCURACY: R TERMINAL BOX (ABOVE) CABLE ENTRY ON THE LEFT SIGNAL CONNECTION D-END | 6144 | TEM | 1 | MC | 141 | 1
1PH81371JD132BC1 | SIMOTICS M COMPACT ASYNCHRONOUS MOTOR 1000RPM, 17KW, 162NM, 43A, 307V 1150RPM,19,5KW,162NM, 43A, 350V 1350RPM, 22KW, 156NM, 42A, 404V FORCED VENTILATION; DIRECTION OF AIR FLOW NDE --> DE; DEGREE OF PROTECTION IP55 INCREMENT. ENCODER HTL 2048 S/R (ENCODER HTL2048S/R) with TEMPERAT. SENSOR KTY84-130 DESIGN IM B35 (IM V15, IM V35) SHAFT WITH FITTED KEY HALF-KEY BALANCING BEARING: STANDARD WITH FIXED BEARING, VIBRATION SEVERITY GRADE: R/A, FLANGE ACCURACY: R TERMINAL BOX (ABOVE) CABLE ENTRY ON THE ND-END SIGNAL CONNECTION LEFT | 6144 | TEM | 1 | MC | 141 | 1
1PH81371JD132CA1 | SIMOTICS M COMPACT ASYNCHRONOUS MOTOR 1000RPM, 17KW, 162NM, 43A, 307V 1150RPM,19,5KW,162NM, 43A, 350V 1350RPM, 22KW, 156NM, 42A, 404V FORCED VENTILATION; DIRECTION OF AIR FLOW NDE --> DE; DEGREE OF PROTECTION IP55 INCREMENT. ENCODER HTL 2048 S/R (ENCODER HTL2048S/R) with TEMPERAT. SENSOR KTY84-130 DESIGN IM B35 (IM V15, IM V35) SHAFT WITH FITTED KEY HALF-KEY BALANCING BEARING: STANDARD WITH FIXED BEARING, VIBRATION SEVERITY GRADE: S/A, SHAFT AND FLANGE ACCURACY: R TERMINAL BOX (ABOVE) CABLE ENTRY ON THE RIGHT SIGNAL CONNECTION D-END | 6339 | TEM | 1 | MC | 141 | 1
1PH81371JD132CB1 | SIMOTICS M COMPACT ASYNCHRONOUS MOTOR 1000RPM, 17KW, 162NM, 43A, 307V 1150RPM,19,5KW,162NM, 43A, 350V 1350RPM, 22KW, 156NM, 42A, 404V FORCED VENTILATION; DIRECTION OF AIR FLOW NDE --> DE; DEGREE OF PROTECTION IP55 INCREMENT. ENCODER HTL 2048 S/R (ENCODER HTL2048S/R) with TEMPERAT. SENSOR KTY84-130 DESIGN IM B35 (IM V15, IM V35) SHAFT WITH FITTED KEY HALF-KEY BALANCING BEARING: STANDARD WITH FIXED BEARING, VIBRATION SEVERITY GRADE: S/A, SHAFT AND FLANGE ACCURACY: R TERMINAL BOX (ABOVE) CABLE ENTRY ON THE LEFT SIGNAL CONNECTION D-END | 6339 | TEM | 1 | MC | 141 | 1
1PH81371JD132CC1 | SIMOTICS M COMPACT ASYNCHRONOUS MOTOR 1000RPM, 17KW, 162NM, 43A, 307V 1150RPM,19,5KW,162NM, 43A, 350V 1350RPM, 22KW, 156NM, 42A, 404V FORCED VENTILATION; DIRECTION OF AIR FLOW NDE --> DE; DEGREE OF PROTECTION IP55 INCREMENT. ENCODER HTL 2048 S/R (ENCODER HTL2048S/R) with TEMPERAT. SENSOR KTY84-130 DESIGN IM B35 (IM V15, IM V35) SHAFT WITH FITTED KEY HALF-KEY BALANCING BEARING: STANDARD WITH FIXED BEARING, VIBRATION SEVERITY GRADE: S/A, SHAFT AND FLANGE ACCURACY: R TERMINAL BOX (ABOVE) CABLE ENTRY ON THE ND-END SIGNAL CONNECTION LEFT | 6339 | TEM | 1 | MC | 141 | 1
1PH81371JF000BA1 | SIMOTICS M COMPACT ASYNCHRONOUS MOTOR 1500RPM, 22KW, 140NM, 56A, 308V 1750RPM, 25KW, 136NM, 56A, 352V 2000RPM, 28KW, 134NM, 55A, 401V FORCED VENTILATION; DIRECTION OF AIR FLOW DE --> NDE; DEGREE OF PROTECTION IP55 INCREMENT. ENCODER HTL 2048 S/R (ENCODER HTL2048S/R) with TEMPERAT. SENSOR KTY84-130 DESIGN IM B3 (IM V5, IM V6) PLAIN SHAFT WITHOUT FITTED KEY; BEARING: STANDARD WITH FIXED BEARING, VIBRATION SEVERITY GRADE: R/A, FLANGE ACCURACY: R TERMINAL BOX (ABOVE) CABLE ENTRY ON THE RIGHT SIGNAL CONNECTION D-END | 5603 | TEM | 1 | MC | 141 | 1
1PH81371JF001BA1 | SIMOTICS M COMPACT ASYNCHRONOUS MOTOR 1500RPM, 22KW, 140NM, 56A, 308V 1750RPM, 25KW, 136NM, 56A, 352V 2000RPM, 28KW, 134NM, 55A, 401V FORCED VENTILATION; DIRECTION OF AIR FLOW DE --> NDE; DEGREE OF PROTECTION IP55 INCREMENT. ENCODER HTL 2048 S/R (ENCODER HTL2048S/R) with TEMPERAT. SENSOR KTY84-130 DESIGN IM B3 (IM V5, IM V6) SHAFT WITH FITTED KEY FULL-KEY BALANCING BEARING: STANDARD WITH FIXED BEARING, VIBRATION SEVERITY GRADE: R/A, FLANGE ACCURACY: R TERMINAL BOX (ABOVE) CABLE ENTRY ON THE RIGHT SIGNAL CONNECTION D-END | 5603 | TEM | 1 | MC | 141 | 1
1PH81371JF001BB1 | SIMOTICS M COMPACT ASYNCHRONOUS MOTOR 1500RPM, 22KW, 140NM, 56A, 308V 1750RPM, 25KW, 136NM, 56A, 352V 2000RPM, 28KW, 134NM, 55A, 401V FORCED VENTILATION; DIRECTION OF AIR FLOW DE --> NDE; DEGREE OF PROTECTION IP55 INCREMENT. ENCODER HTL 2048 S/R (ENCODER HTL2048S/R) with TEMPERAT. SENSOR KTY84-130 DESIGN IM B3 (IM V5, IM V6) SHAFT WITH FITTED KEY FULL-KEY BALANCING BEARING: STANDARD WITH FIXED BEARING, VIBRATION SEVERITY GRADE: R/A, FLANGE ACCURACY: R TERMINAL BOX (ABOVE) CABLE ENTRY ON THE LEFT SIGNAL CONNECTION D-END | 5603 | TEM | 1 | MC | 141 | 1
1PH81371JF001QA1 | SIMOTICS M COMPACT ASYNCHRONOUS MOTOR 1500RPM, 22KW, 140NM, 56A, 308V 1750RPM, 25KW, 136NM, 56A, 352V 2000RPM, 28KW, 134NM, 55A, 401V FORCED VENTILATION; DIRECTION OF AIR FLOW DE --> NDE; DEGREE OF PROTECTION IP55 INCREMENT. ENCODER HTL 2048 S/R (ENCODER HTL2048S/R) with TEMPERAT. SENSOR KTY84-130 DESIGN IM B3 (IM V5, IM V6) SHAFT WITH FITTED KEY FULL-KEY BALANCING INCREMENTAL ENCODER HTL 2048 S/R (ENCODER HTL2048S/R) TERMINAL BOX (ABOVE) CABLE ENTRY ON THE RIGHT SIGNAL CONNECTION D-END | 5917 | TEM | 1 | MC | 141 | 1
1PH81371JF001QB1 | SIMOTICS M COMPACT ASYNCHRONOUS MOTOR 1500RPM, 22KW, 140NM, 56A, 308V 1750RPM, 25KW, 136NM, 56A, 352V 2000RPM, 28KW, 134NM, 55A, 401V FORCED VENTILATION; DIRECTION OF AIR FLOW DE --> NDE; DEGREE OF PROTECTION IP55 INCREMENT. ENCODER HTL 2048 S/R (ENCODER HTL2048S/R) with TEMPERAT. SENSOR KTY84-130 DESIGN IM B3 (IM V5, IM V6) SHAFT WITH FITTED KEY FULL-KEY BALANCING INCREMENTAL ENCODER HTL 2048 S/R (ENCODER HTL2048S/R) TERMINAL BOX (ABOVE) CABLE ENTRY ON THE LEFT SIGNAL CONNECTION D-END | 5917 | TEM | 1 | MC | 141 | 1
1PH81371JF002BA1 | SIMOTICS M COMPACT ASYNCHRONOUS MOTOR 1500RPM, 22KW, 140NM, 56A, 308V 1750RPM, 25KW, 136NM, 56A, 352V 2000RPM, 28KW, 134NM, 55A, 401V FORCED VENTILATION; DIRECTION OF AIR FLOW DE --> NDE; DEGREE OF PROTECTION IP55 INCREMENT. ENCODER HTL 2048 S/R (ENCODER HTL2048S/R) with TEMPERAT. SENSOR KTY84-130 DESIGN IM B3 (IM V5, IM V6) SHAFT WITH FITTED KEY HALF-KEY BALANCING BEARING: STANDARD WITH FIXED BEARING, VIBRATION SEVERITY GRADE: R/A, FLANGE ACCURACY: R TERMINAL BOX (ABOVE) CABLE ENTRY ON THE RIGHT SIGNAL CONNECTION D-END | 5603 | TEM | 1 | MC | 141 | 1
1PH81371JF021BC1 | SIMOTICS M COMPACT ASYNCHRONOUS MOTOR 1500RPM, 22KW, 140NM, 56A, 308V 1750RPM, 25KW, 136NM, 56A, 352V 2000RPM, 28KW, 134NM, 55A, 401V FORCED VENTILATION; DIRECTION OF AIR FLOW DE --> NDE; DEGREE OF PROTECTION IP55 INCREMENT. ENCODER HTL 2048 S/R (ENCODER HTL2048S/R) with TEMPERAT. SENSOR KTY84-130 DESIGN IM B5 (IMV 1,IM V3) SHAFT WITH FITTED KEY FULL-KEY BALANCING BEARING: STANDARD WITH FIXED BEARING, VIBRATION SEVERITY GRADE: R/A, FLANGE ACCURACY: R TERMINAL BOX (ABOVE) CABLE ENTRY ON THE ND-END SIGNAL CONNECTION LEFT | 5841 | TEM | 1 | MC | 141 | 1
1PH81371JF022BA1 | SIMOTICS M COMPACT ASYNCHRONOUS MOTOR 1500RPM, 22KW, 140NM, 56A, 308V 1750RPM, 25KW, 136NM, 56A, 352V 2000RPM, 28KW, 134NM, 55A, 401V FORCED VENTILATION; DIRECTION OF AIR FLOW DE --> NDE; DEGREE OF PROTECTION IP55 INCREMENT. ENCODER HTL 2048 S/R (ENCODER HTL2048S/R) with TEMPERAT. SENSOR KTY84-130 DESIGN IM B5 (IMV 1,IM V3) SHAFT WITH FITTED KEY HALF-KEY BALANCING BEARING: STANDARD WITH FIXED BEARING, VIBRATION SEVERITY GRADE: R/A, FLANGE ACCURACY: R TERMINAL BOX (ABOVE) CABLE ENTRY ON THE RIGHT SIGNAL CONNECTION D-END | 5841 | TEM | 1 | MC | 141 | 1
1PH81371JF022BB1 | SIMOTICS M COMPACT ASYNCHRONOUS MOTOR 1500RPM, 22KW, 140NM, 56A, 308V 1750RPM, 25KW, 136NM, 56A, 352V 2000RPM, 28KW, 134NM, 55A, 401V FORCED VENTILATION; DIRECTION OF AIR FLOW DE --> NDE; DEGREE OF PROTECTION IP55 INCREMENT. ENCODER HTL 2048 S/R (ENCODER HTL2048S/R) with TEMPERAT. SENSOR KTY84-130 DESIGN IM B5 (IMV 1,IM V3) SHAFT WITH FITTED KEY HALF-KEY BALANCING BEARING: STANDARD WITH FIXED BEARING, VIBRATION SEVERITY GRADE: R/A, FLANGE ACCURACY: R TERMINAL BOX (ABOVE) CABLE ENTRY ON THE LEFT SIGNAL CONNECTION D-END | 5841 | TEM | 1 | MC | 141 | 1
1PH81371JF032BA1 | SIMOTICS M COMPACT ASYNCHRONOUS MOTOR 1500RPM, 22KW, 140NM, 56A, 308V 1750RPM, 25KW, 136NM, 56A, 352V 2000RPM, 28KW, 134NM, 55A, 401V FORCED VENTILATION; DIRECTION OF AIR FLOW DE --> NDE; DEGREE OF PROTECTION IP55 INCREMENT. ENCODER HTL 2048 S/R (ENCODER HTL2048S/R) with TEMPERAT. SENSOR KTY84-130 DESIGN IM B35 (IM V15, IM V35) SHAFT WITH FITTED KEY HALF-KEY BALANCING BEARING: STANDARD WITH FIXED BEARING, VIBRATION SEVERITY GRADE: R/A, FLANGE ACCURACY: R TERMINAL BOX (ABOVE) CABLE ENTRY ON THE RIGHT SIGNAL CONNECTION D-END | 6144 | TEM | 1 | MC | 141 | 1
1PH81371JF100BA1 | SIMOTICS M COMPACT ASYNCHRONOUS MOTOR 1500RPM, 22KW, 140NM, 56A, 308V 1750RPM, 25KW, 136NM, 56A, 353V 2000RPM, 28KW, 134NM, 55A, 401V FORCED VENTILATION; DIRECTION OF AIR FLOW NDE --> DE; DEGREE OF PROTECTION IP55 INCREMENT. ENCODER HTL 2048 S/R (ENCODER HTL2048S/R) with TEMPERAT. SENSOR KTY84-130 DESIGN IM B3 (IM V5, IM V6) PLAIN SHAFT WITHOUT FITTED KEY; BEARING: STANDARD WITH FIXED BEARING, VIBRATION SEVERITY GRADE: R/A, FLANGE ACCURACY: R TERMINAL BOX (ABOVE) CABLE ENTRY ON THE RIGHT SIGNAL CONNECTION D-END | 5603 | TEM | 1 | MC | 141 | 1
1PH81371JF100BB1 | SIMOTICS M COMPACT ASYNCHRONOUS MOTOR 1500RPM, 22KW, 140NM, 56A, 308V 1750RPM, 25KW, 136NM, 56A, 353V 2000RPM, 28KW, 134NM, 55A, 401V FORCED VENTILATION; DIRECTION OF AIR FLOW NDE --> DE; DEGREE OF PROTECTION IP55 INCREMENT. ENCODER HTL 2048 S/R (ENCODER HTL2048S/R) with TEMPERAT. SENSOR KTY84-130 DESIGN IM B3 (IM V5, IM V6) PLAIN SHAFT WITHOUT FITTED KEY; BEARING: STANDARD WITH FIXED BEARING, VIBRATION SEVERITY GRADE: R/A, FLANGE ACCURACY: R TERMINAL BOX (ABOVE) CABLE ENTRY ON THE LEFT SIGNAL CONNECTION D-END | 5603 | TEM | 1 | MC | 141 | 1
1PH81371JF100BC1 | SIMOTICS M COMPACT ASYNCHRONOUS MOTOR 1500RPM, 22KW, 140NM, 56A, 308V 1750RPM, 25KW, 136NM, 56A, 353V 2000RPM, 28KW, 134NM, 55A, 401V FORCED VENTILATION; DIRECTION OF AIR FLOW NDE --> DE; DEGREE OF PROTECTION IP55 INCREMENT. ENCODER HTL 2048 S/R (ENCODER HTL2048S/R) with TEMPERAT. SENSOR KTY84-130 DESIGN IM B3 (IM V5, IM V6) PLAIN SHAFT WITHOUT FITTED KEY; BEARING: STANDARD WITH FIXED BEARING, VIBRATION SEVERITY GRADE: R/A, FLANGE ACCURACY: R TERMINAL BOX (ABOVE) CABLE ENTRY ON THE ND-END SIGNAL CONNECTION LEFT | 5603 | TEM | 1 | MC | 141 | 1
1PH81371JF100CA1 | SIMOTICS M COMPACT ASYNCHRONOUS MOTOR 1500RPM, 22KW, 140NM, 56A, 308V 1750RPM, 25KW, 136NM, 56A, 353V 2000RPM, 28KW, 134NM, 55A, 401V FORCED VENTILATION; DIRECTION OF AIR FLOW NDE --> DE; DEGREE OF PROTECTION IP55 INCREMENT. ENCODER HTL 2048 S/R (ENCODER HTL2048S/R) with TEMPERAT. SENSOR KTY84-130 DESIGN IM B3 (IM V5, IM V6) PLAIN SHAFT WITHOUT FITTED KEY; BEARING: STANDARD WITH FIXED BEARING, VIBRATION SEVERITY GRADE: S/A, SHAFT AND FLANGE ACCURACY: R TERMINAL BOX (ABOVE) CABLE ENTRY ON THE RIGHT SIGNAL CONNECTION D-END | 5798 | TEM | 1 | MC | 141 | 1
1PH81371JF100CB1 | SIMOTICS M COMPACT ASYNCHRONOUS MOTOR 1500RPM, 22KW, 140NM, 56A, 308V 1750RPM, 25KW, 136NM, 56A, 353V 2000RPM, 28KW, 134NM, 55A, 401V FORCED VENTILATION; DIRECTION OF AIR FLOW NDE --> DE; DEGREE OF PROTECTION IP55 INCREMENT. ENCODER HTL 2048 S/R (ENCODER HTL2048S/R) with TEMPERAT. SENSOR KTY84-130 DESIGN IM B3 (IM V5, IM V6) PLAIN SHAFT WITHOUT FITTED KEY; BEARING: STANDARD WITH FIXED BEARING, VIBRATION SEVERITY GRADE: S/A, SHAFT AND FLANGE ACCURACY: R TERMINAL BOX (ABOVE) CABLE ENTRY ON THE LEFT SIGNAL CONNECTION D-END | 5798 | TEM | 1 | MC | 141 | 1
1PH81371JF100CC1 | SIMOTICS M COMPACT ASYNCHRONOUS MOTOR 1500RPM, 22KW, 140NM, 56A, 308V 1750RPM, 25KW, 136NM, 56A, 353V 2000RPM, 28KW, 134NM, 55A, 401V FORCED VENTILATION; DIRECTION OF AIR FLOW NDE --> DE; DEGREE OF PROTECTION IP55 INCREMENT. ENCODER HTL 2048 S/R (ENCODER HTL2048S/R) with TEMPERAT. SENSOR KTY84-130 DESIGN IM B3 (IM V5, IM V6) PLAIN SHAFT WITHOUT FITTED KEY; BEARING: STANDARD WITH FIXED BEARING, VIBRATION SEVERITY GRADE: S/A, SHAFT AND FLANGE ACCURACY: R TERMINAL BOX (ABOVE) CABLE ENTRY ON THE ND-END SIGNAL CONNECTION LEFT | 5798 | TEM | 1 | MC | 141 | 1
1PH81371JF101QA1 | SIMOTICS M COMPACT ASYNCHRONOUS MOTOR 1500RPM, 22KW, 140NM, 56A, 308V 1750RPM, 25KW, 136NM, 56A, 353V 2000RPM, 28KW, 134NM, 55A, 401V FORCED VENTILATION; DIRECTION OF AIR FLOW NDE --> DE; DEGREE OF PROTECTION IP55 INCREMENT. ENCODER HTL 2048 S/R (ENCODER HTL2048S/R) with TEMPERAT. SENSOR KTY84-130 DESIGN IM B3 (IM V5, IM V6) SHAFT WITH FITTED KEY FULL-KEY BALANCING INCREMENTAL ENCODER HTL 2048 S/R (ENCODER HTL2048S/R) TERMINAL BOX (ABOVE) CABLE ENTRY ON THE RIGHT SIGNAL CONNECTION D-END | 5917 | TEM | 1 | MC | 141 | 1
1PH81371JF102BA1 | SIMOTICS M COMPACT ASYNCHRONOUS MOTOR 1500RPM, 22KW, 140NM, 56A, 308V 1750RPM, 25KW, 136NM, 56A, 353V 2000RPM, 28KW, 134NM, 55A, 401V FORCED VENTILATION; DIRECTION OF AIR FLOW NDE --> DE; DEGREE OF PROTECTION IP55 INCREMENT. ENCODER HTL 2048 S/R (ENCODER HTL2048S/R) with TEMPERAT. SENSOR KTY84-130 DESIGN IM B3 (IM V5, IM V6) SHAFT WITH FITTED KEY HALF-KEY BALANCING BEARING: STANDARD WITH FIXED BEARING, VIBRATION SEVERITY GRADE: R/A, FLANGE ACCURACY: R TERMINAL BOX (ABOVE) CABLE ENTRY ON THE RIGHT SIGNAL CONNECTION D-END | 5603 | TEM | 1 | MC | 141 | 1
1PH81371JF102BB1 | SIMOTICS M COMPACT ASYNCHRONOUS MOTOR 1500RPM, 22KW, 140NM, 56A, 308V 1750RPM, 25KW, 136NM, 56A, 353V 2000RPM, 28KW, 134NM, 55A, 401V FORCED VENTILATION; DIRECTION OF AIR FLOW NDE --> DE; DEGREE OF PROTECTION IP55 INCREMENT. ENCODER HTL 2048 S/R (ENCODER HTL2048S/R) with TEMPERAT. SENSOR KTY84-130 DESIGN IM B3 (IM V5, IM V6) SHAFT WITH FITTED KEY HALF-KEY BALANCING BEARING: STANDARD WITH FIXED BEARING, VIBRATION SEVERITY GRADE: R/A, FLANGE ACCURACY: R TERMINAL BOX (ABOVE) CABLE ENTRY ON THE LEFT SIGNAL CONNECTION D-END | 5603 | TEM | 1 | MC | 141 | 1
1PH81371JF102BC1 | SIMOTICS M COMPACT ASYNCHRONOUS MOTOR 1500RPM, 22KW, 140NM, 56A, 308V 1750RPM, 25KW, 136NM, 56A, 353V 2000RPM, 28KW, 134NM, 55A, 401V FORCED VENTILATION; DIRECTION OF AIR FLOW NDE --> DE; DEGREE OF PROTECTION IP55 INCREMENT. ENCODER HTL 2048 S/R (ENCODER HTL2048S/R) with TEMPERAT. SENSOR KTY84-130 DESIGN IM B3 (IM V5, IM V6) SHAFT WITH FITTED KEY HALF-KEY BALANCING BEARING: STANDARD WITH FIXED BEARING, VIBRATION SEVERITY GRADE: R/A, FLANGE ACCURACY: R TERMINAL BOX (ABOVE) CABLE ENTRY ON THE ND-END SIGNAL CONNECTION LEFT | 5603 | TEM | 1 | MC | 141 | 1
1PH81371JF102CA1 | SIMOTICS M COMPACT ASYNCHRONOUS MOTOR 1500RPM, 22KW, 140NM, 56A, 308V 1750RPM, 25KW, 136NM, 56A, 353V 2000RPM, 28KW, 134NM, 55A, 401V FORCED VENTILATION; DIRECTION OF AIR FLOW NDE --> DE; DEGREE OF PROTECTION IP55 INCREMENT. ENCODER HTL 2048 S/R (ENCODER HTL2048S/R) with TEMPERAT. SENSOR KTY84-130 DESIGN IM B3 (IM V5, IM V6) SHAFT WITH FITTED KEY HALF-KEY BALANCING BEARING: STANDARD WITH FIXED BEARING, VIBRATION SEVERITY GRADE: S/A, SHAFT AND FLANGE ACCURACY: R TERMINAL BOX (ABOVE) CABLE ENTRY ON THE RIGHT SIGNAL CONNECTION D-END | 5798 | TEM | 1 | MC | 141 | 1
1PH81371JF102CB1 | SIMOTICS M COMPACT ASYNCHRONOUS MOTOR 1500RPM, 22KW, 140NM, 56A, 308V 1750RPM, 25KW, 136NM, 56A, 353V 2000RPM, 28KW, 134NM, 55A, 401V FORCED VENTILATION; DIRECTION OF AIR FLOW NDE --> DE; DEGREE OF PROTECTION IP55 INCREMENT. ENCODER HTL 2048 S/R (ENCODER HTL2048S/R) with TEMPERAT. SENSOR KTY84-130 DESIGN IM B3 (IM V5, IM V6) SHAFT WITH FITTED KEY HALF-KEY BALANCING BEARING: STANDARD WITH FIXED BEARING, VIBRATION SEVERITY GRADE: S/A, SHAFT AND FLANGE ACCURACY: R TERMINAL BOX (ABOVE) CABLE ENTRY ON THE LEFT SIGNAL CONNECTION D-END | 5798 | TEM | 1 | MC | 141 | 1
1PH81371JF102CC1 | SIMOTICS M COMPACT ASYNCHRONOUS MOTOR 1500RPM, 22KW, 140NM, 56A, 308V 1750RPM, 25KW, 136NM, 56A, 353V 2000RPM, 28KW, 134NM, 55A, 401V FORCED VENTILATION; DIRECTION OF AIR FLOW NDE --> DE; DEGREE OF PROTECTION IP55 INCREMENT. ENCODER HTL 2048 S/R (ENCODER HTL2048S/R) with TEMPERAT. SENSOR KTY84-130 DESIGN IM B3 (IM V5, IM V6) SHAFT WITH FITTED KEY HALF-KEY BALANCING BEARING: STANDARD WITH FIXED BEARING, VIBRATION SEVERITY GRADE: S/A, SHAFT AND FLANGE ACCURACY: R TERMINAL BOX (ABOVE) CABLE ENTRY ON THE ND-END SIGNAL CONNECTION LEFT | 5798 | TEM | 1 | MC | 141 | 1
1PH81371JF120BA1 | SIMOTICS M COMPACT ASYNCHRONOUS MOTOR 1500RPM, 22KW, 140NM, 56A, 308V 1750RPM, 25KW, 136NM, 56A, 353V 2000RPM, 28KW, 134NM, 55A, 401V FORCED VENTILATION; DIRECTION OF AIR FLOW NDE --> DE; DEGREE OF PROTECTION IP55 INCREMENT. ENCODER HTL 2048 S/R (ENCODER HTL2048S/R) with TEMPERAT. SENSOR KTY84-130 DESIGN IM B5 (IMV 1,IM V3) PLAIN SHAFT WITHOUT FITTED KEY; BEARING: STANDARD WITH FIXED BEARING, VIBRATION SEVERITY GRADE: R/A, FLANGE ACCURACY: R TERMINAL BOX (ABOVE) CABLE ENTRY ON THE RIGHT SIGNAL CONNECTION D-END | 5841 | TEM | 1 | MC | 141 | 1
1PH81371JF120BB1 | SIMOTICS M COMPACT ASYNCHRONOUS MOTOR 1500RPM, 22KW, 140NM, 56A, 308V 1750RPM, 25KW, 136NM, 56A, 353V 2000RPM, 28KW, 134NM, 55A, 401V FORCED VENTILATION; DIRECTION OF AIR FLOW NDE --> DE; DEGREE OF PROTECTION IP55 INCREMENT. ENCODER HTL 2048 S/R (ENCODER HTL2048S/R) with TEMPERAT. SENSOR KTY84-130 DESIGN IM B5 (IMV 1,IM V3) PLAIN SHAFT WITHOUT FITTED KEY; BEARING: STANDARD WITH FIXED BEARING, VIBRATION SEVERITY GRADE: R/A, FLANGE ACCURACY: R TERMINAL BOX (ABOVE) CABLE ENTRY ON THE LEFT SIGNAL CONNECTION D-END | 5841 | TEM | 1 | MC | 141 | 1
1PH81371JF120BC1 | SIMOTICS M COMPACT ASYNCHRONOUS MOTOR 1500RPM, 22KW, 140NM, 56A, 308V 1750RPM, 25KW, 136NM, 56A, 353V 2000RPM, 28KW, 134NM, 55A, 401V FORCED VENTILATION; DIRECTION OF AIR FLOW NDE --> DE; DEGREE OF PROTECTION IP55 INCREMENT. ENCODER HTL 2048 S/R (ENCODER HTL2048S/R) with TEMPERAT. SENSOR KTY84-130 DESIGN IM B5 (IMV 1,IM V3) PLAIN SHAFT WITHOUT FITTED KEY; BEARING: STANDARD WITH FIXED BEARING, VIBRATION SEVERITY GRADE: R/A, FLANGE ACCURACY: R TERMINAL BOX (ABOVE) CABLE ENTRY ON THE ND-END SIGNAL CONNECTION LEFT | 5841 | TEM | 1 | MC | 141 | 1
1PH81371JF120CA1 | SIMOTICS M COMPACT ASYNCHRONOUS MOTOR 1500RPM, 22KW, 140NM, 56A, 308V 1750RPM, 25KW, 136NM, 56A, 353V 2000RPM, 28KW, 134NM, 55A, 401V FORCED VENTILATION; DIRECTION OF AIR FLOW NDE --> DE; DEGREE OF PROTECTION IP55 INCREMENT. ENCODER HTL 2048 S/R (ENCODER HTL2048S/R) with TEMPERAT. SENSOR KTY84-130 DESIGN IM B5 (IMV 1,IM V3) PLAIN SHAFT WITHOUT FITTED KEY; BEARING: STANDARD WITH FIXED BEARING, VIBRATION SEVERITY GRADE: S/A, SHAFT AND FLANGE ACCURACY: R TERMINAL BOX (ABOVE) CABLE ENTRY ON THE RIGHT SIGNAL CONNECTION D-END | 6036 | TEM | 1 | MC | 141 | 1
1PH81371JF120CB1 | SIMOTICS M COMPACT ASYNCHRONOUS MOTOR 1500RPM, 22KW, 140NM, 56A, 308V 1750RPM, 25KW, 136NM, 56A, 353V 2000RPM, 28KW, 134NM, 55A, 401V FORCED VENTILATION; DIRECTION OF AIR FLOW NDE --> DE; DEGREE OF PROTECTION IP55 INCREMENT. ENCODER HTL 2048 S/R (ENCODER HTL2048S/R) with TEMPERAT. SENSOR KTY84-130 DESIGN IM B5 (IMV 1,IM V3) PLAIN SHAFT WITHOUT FITTED KEY; BEARING: STANDARD WITH FIXED BEARING, VIBRATION SEVERITY GRADE: S/A, SHAFT AND FLANGE ACCURACY: R TERMINAL BOX (ABOVE) CABLE ENTRY ON THE LEFT SIGNAL CONNECTION D-END | 6036 | TEM | 1 | MC | 141 | 1
1PH81371JF120CC1 | SIMOTICS M COMPACT ASYNCHRONOUS MOTOR 1500RPM, 22KW, 140NM, 56A, 308V 1750RPM, 25KW, 136NM, 56A, 353V 2000RPM, 28KW, 134NM, 55A, 401V FORCED VENTILATION; DIRECTION OF AIR FLOW NDE --> DE; DEGREE OF PROTECTION IP55 INCREMENT. ENCODER HTL 2048 S/R (ENCODER HTL2048S/R) with TEMPERAT. SENSOR KTY84-130 DESIGN IM B5 (IMV 1,IM V3) PLAIN SHAFT WITHOUT FITTED KEY; BEARING: STANDARD WITH FIXED BEARING, VIBRATION SEVERITY GRADE: S/A, SHAFT AND FLANGE ACCURACY: R TERMINAL BOX (ABOVE) CABLE ENTRY ON THE ND-END SIGNAL CONNECTION LEFT | 6036 | TEM | 1 | MC | 141 | 1
1PH81371JF122BA1 | SIMOTICS M COMPACT ASYNCHRONOUS MOTOR 1500RPM, 22KW, 140NM, 56A, 308V 1750RPM, 25KW, 136NM, 56A, 353V 2000RPM, 28KW, 134NM, 55A, 401V FORCED VENTILATION; DIRECTION OF AIR FLOW NDE --> DE; DEGREE OF PROTECTION IP55 INCREMENT. ENCODER HTL 2048 S/R (ENCODER HTL2048S/R) with TEMPERAT. SENSOR KTY84-130 DESIGN IM B5 (IMV 1,IM V3) SHAFT WITH FITTED KEY HALF-KEY BALANCING BEARING: STANDARD WITH FIXED BEARING, VIBRATION SEVERITY GRADE: R/A, FLANGE ACCURACY: R TERMINAL BOX (ABOVE) CABLE ENTRY ON THE RIGHT SIGNAL CONNECTION D-END | 5841 | TEM | 1 | MC | 141 | 1
1PH81371JF122BB1 | SIMOTICS M COMPACT ASYNCHRONOUS MOTOR 1500RPM, 22KW, 140NM, 56A, 308V 1750RPM, 25KW, 136NM, 56A, 353V 2000RPM, 28KW, 134NM, 55A, 401V FORCED VENTILATION; DIRECTION OF AIR FLOW NDE --> DE; DEGREE OF PROTECTION IP55 INCREMENT. ENCODER HTL 2048 S/R (ENCODER HTL2048S/R) with TEMPERAT. SENSOR KTY84-130 DESIGN IM B5 (IMV 1,IM V3) SHAFT WITH FITTED KEY HALF-KEY BALANCING BEARING: STANDARD WITH FIXED BEARING, VIBRATION SEVERITY GRADE: R/A, FLANGE ACCURACY: R TERMINAL BOX (ABOVE) CABLE ENTRY ON THE LEFT SIGNAL CONNECTION D-END | 5841 | TEM | 1 | MC | 141 | 1
1PH81371JF122BC1 | SIMOTICS M COMPACT ASYNCHRONOUS MOTOR 1500RPM, 22KW, 140NM, 56A, 308V 1750RPM, 25KW, 136NM, 56A, 353V 2000RPM, 28KW, 134NM, 55A, 401V FORCED VENTILATION; DIRECTION OF AIR FLOW NDE --> DE; DEGREE OF PROTECTION IP55 INCREMENT. ENCODER HTL 2048 S/R (ENCODER HTL2048S/R) with TEMPERAT. SENSOR KTY84-130 DESIGN IM B5 (IMV 1,IM V3) SHAFT WITH FITTED KEY HALF-KEY BALANCING BEARING: STANDARD WITH FIXED BEARING, VIBRATION SEVERITY GRADE: R/A, FLANGE ACCURACY: R TERMINAL BOX (ABOVE) CABLE ENTRY ON THE ND-END SIGNAL CONNECTION LEFT | 5841 | TEM | 1 | MC | 141 | 1
1PH81371JF122CA1 | SIMOTICS M COMPACT ASYNCHRONOUS MOTOR 1500RPM, 22KW, 140NM, 56A, 308V 1750RPM, 25KW, 136NM, 56A, 353V 2000RPM, 28KW, 134NM, 55A, 401V FORCED VENTILATION; DIRECTION OF AIR FLOW NDE --> DE; DEGREE OF PROTECTION IP55 INCREMENT. ENCODER HTL 2048 S/R (ENCODER HTL2048S/R) with TEMPERAT. SENSOR KTY84-130 DESIGN IM B5 (IMV 1,IM V3) SHAFT WITH FITTED KEY HALF-KEY BALANCING BEARING: STANDARD WITH FIXED BEARING, VIBRATION SEVERITY GRADE: S/A, SHAFT AND FLANGE ACCURACY: R TERMINAL BOX (ABOVE) CABLE ENTRY ON THE RIGHT SIGNAL CONNECTION D-END | 6036 | TEM | 1 | MC | 141 | 1
1PH81371JF122CB1 | SIMOTICS M COMPACT ASYNCHRONOUS MOTOR 1500RPM, 22KW, 140NM, 56A, 308V 1750RPM, 25KW, 136NM, 56A, 353V 2000RPM, 28KW, 134NM, 55A, 401V FORCED VENTILATION; DIRECTION OF AIR FLOW NDE --> DE; DEGREE OF PROTECTION IP55 INCREMENT. ENCODER HTL 2048 S/R (ENCODER HTL2048S/R) with TEMPERAT. SENSOR KTY84-130 DESIGN IM B5 (IMV 1,IM V3) SHAFT WITH FITTED KEY HALF-KEY BALANCING BEARING: STANDARD WITH FIXED BEARING, VIBRATION SEVERITY GRADE: S/A, SHAFT AND FLANGE ACCURACY: R TERMINAL BOX (ABOVE) CABLE ENTRY ON THE LEFT SIGNAL CONNECTION D-END | 6036 | TEM | 1 | MC | 141 | 1
1PH81371JF122CC1 | SIMOTICS M COMPACT ASYNCHRONOUS MOTOR 1500RPM, 22KW, 140NM, 56A, 308V 1750RPM, 25KW, 136NM, 56A, 353V 2000RPM, 28KW, 134NM, 55A, 401V FORCED VENTILATION; DIRECTION OF AIR FLOW NDE --> DE; DEGREE OF PROTECTION IP55 INCREMENT. ENCODER HTL 2048 S/R (ENCODER HTL2048S/R) with TEMPERAT. SENSOR KTY84-130 DESIGN IM B5 (IMV 1,IM V3) SHAFT WITH FITTED KEY HALF-KEY BALANCING BEARING: STANDARD WITH FIXED BEARING, VIBRATION SEVERITY GRADE: S/A, SHAFT AND FLANGE ACCURACY: R TERMINAL BOX (ABOVE) CABLE ENTRY ON THE ND-END SIGNAL CONNECTION LEFT | 6036 | TEM | 1 | MC | 141 | 1
1PH81371JF130BA1 | SIMOTICS M COMPACT ASYNCHRONOUS MOTOR 1500RPM, 22KW, 140NM, 56A, 308V 1750RPM, 25KW, 136NM, 56A, 353V 2000RPM, 28KW, 134NM, 55A, 401V FORCED VENTILATION; DIRECTION OF AIR FLOW NDE --> DE; DEGREE OF PROTECTION IP55 INCREMENT. ENCODER HTL 2048 S/R (ENCODER HTL2048S/R) with TEMPERAT. SENSOR KTY84-130 DESIGN IM B35 (IM V15, IM V35) PLAIN SHAFT WITHOUT FITTED KEY; BEARING: STANDARD WITH FIXED BEARING, VIBRATION SEVERITY GRADE: R/A, FLANGE ACCURACY: R TERMINAL BOX (ABOVE) CABLE ENTRY ON THE RIGHT SIGNAL CONNECTION D-END | 6144 | TEM | 1 | MC | 141 | 1
1PH81371JF130BB1 | SIMOTICS M COMPACT ASYNCHRONOUS MOTOR 1500RPM, 22KW, 140NM, 56A, 308V 1750RPM, 25KW, 136NM, 56A, 353V 2000RPM, 28KW, 134NM, 55A, 401V FORCED VENTILATION; DIRECTION OF AIR FLOW NDE --> DE; DEGREE OF PROTECTION IP55 INCREMENT. ENCODER HTL 2048 S/R (ENCODER HTL2048S/R) with TEMPERAT. SENSOR KTY84-130 DESIGN IM B35 (IM V15, IM V35) PLAIN SHAFT WITHOUT FITTED KEY; BEARING: STANDARD WITH FIXED BEARING, VIBRATION SEVERITY GRADE: R/A, FLANGE ACCURACY: R TERMINAL BOX (ABOVE) CABLE ENTRY ON THE LEFT SIGNAL CONNECTION D-END | 6144 | TEM | 1 | MC | 141 | 1
1PH81371JF130BC1 | SIMOTICS M COMPACT ASYNCHRONOUS MOTOR 1500RPM, 22KW, 140NM, 56A, 308V 1750RPM, 25KW, 136NM, 56A, 353V 2000RPM, 28KW, 134NM, 55A, 401V FORCED VENTILATION; DIRECTION OF AIR FLOW NDE --> DE; DEGREE OF PROTECTION IP55 INCREMENT. ENCODER HTL 2048 S/R (ENCODER HTL2048S/R) with TEMPERAT. SENSOR KTY84-130 DESIGN IM B35 (IM V15, IM V35) PLAIN SHAFT WITHOUT FITTED KEY; BEARING: STANDARD WITH FIXED BEARING, VIBRATION SEVERITY GRADE: R/A, FLANGE ACCURACY: R TERMINAL BOX (ABOVE) CABLE ENTRY ON THE ND-END SIGNAL CONNECTION LEFT | 6144 | TEM | 1 | MC | 141 | 1
1PH81371JF130CA1 | SIMOTICS M COMPACT ASYNCHRONOUS MOTOR 1500RPM, 22KW, 140NM, 56A, 308V 1750RPM, 25KW, 136NM, 56A, 353V 2000RPM, 28KW, 134NM, 55A, 401V FORCED VENTILATION; DIRECTION OF AIR FLOW NDE --> DE; DEGREE OF PROTECTION IP55 INCREMENT. ENCODER HTL 2048 S/R (ENCODER HTL2048S/R) with TEMPERAT. SENSOR KTY84-130 DESIGN IM B35 (IM V15, IM V35) PLAIN SHAFT WITHOUT FITTED KEY; BEARING: STANDARD WITH FIXED BEARING, VIBRATION SEVERITY GRADE: S/A, SHAFT AND FLANGE ACCURACY: R TERMINAL BOX (ABOVE) CABLE ENTRY ON THE RIGHT SIGNAL CONNECTION D-END | 6339 | TEM | 1 | MC | 141 | 1
1PH81371JF130CB1 | SIMOTICS M COMPACT ASYNCHRONOUS MOTOR 1500RPM, 22KW, 140NM, 56A, 308V 1750RPM, 25KW, 136NM, 56A, 353V 2000RPM, 28KW, 134NM, 55A, 401V FORCED VENTILATION; DIRECTION OF AIR FLOW NDE --> DE; DEGREE OF PROTECTION IP55 INCREMENT. ENCODER HTL 2048 S/R (ENCODER HTL2048S/R) with TEMPERAT. SENSOR KTY84-130 DESIGN IM B35 (IM V15, IM V35) PLAIN SHAFT WITHOUT FITTED KEY; BEARING: STANDARD WITH FIXED BEARING, VIBRATION SEVERITY GRADE: S/A, SHAFT AND FLANGE ACCURACY: R TERMINAL BOX (ABOVE) CABLE ENTRY ON THE LEFT SIGNAL CONNECTION D-END | 6339 | TEM | 1 | MC | 141 | 1
1PH81371JF130CC1 | SIMOTICS M COMPACT ASYNCHRONOUS MOTOR 1500RPM, 22KW, 140NM, 56A, 308V 1750RPM, 25KW, 136NM, 56A, 353V 2000RPM, 28KW, 134NM, 55A, 401V FORCED VENTILATION; DIRECTION OF AIR FLOW NDE --> DE; DEGREE OF PROTECTION IP55 INCREMENT. ENCODER HTL 2048 S/R (ENCODER HTL2048S/R) with TEMPERAT. SENSOR KTY84-130 DESIGN IM B35 (IM V15, IM V35) PLAIN SHAFT WITHOUT FITTED KEY; BEARING: STANDARD WITH FIXED BEARING, VIBRATION SEVERITY GRADE: S/A, SHAFT AND FLANGE ACCURACY: R TERMINAL BOX (ABOVE) CABLE ENTRY ON THE ND-END SIGNAL CONNECTION LEFT | 6339 | TEM | 1 | MC | 141 | 1
1PH81371JF131BA1 | SIMOTICS M COMPACT ASYNCHRONOUS MOTOR 1500RPM, 22KW, 140NM, 56A, 308V 1750RPM, 25KW, 136NM, 56A, 353V 2000RPM, 28KW, 134NM, 55A, 401V FORCED VENTILATION; DIRECTION OF AIR FLOW NDE --> DE; DEGREE OF PROTECTION IP55 INCREMENT. ENCODER HTL 2048 S/R (ENCODER HTL2048S/R) with TEMPERAT. SENSOR KTY84-130 DESIGN IM B35 (IM V15, IM V35) SHAFT WITH FITTED KEY FULL-KEY BALANCING BEARING: STANDARD WITH FIXED BEARING, VIBRATION SEVERITY GRADE: R/A, FLANGE ACCURACY: R TERMINAL BOX (ABOVE) CABLE ENTRY ON THE RIGHT SIGNAL CONNECTION D-END | 6144 | TEM | 1 | MC | 141 | 1
1PH81371JF131BB1 | SIMOTICS M COMPACT ASYNCHRONOUS MOTOR 1500RPM, 22KW, 140NM, 56A, 308V 1750RPM, 25KW, 136NM, 56A, 353V 2000RPM, 28KW, 134NM, 55A, 401V FORCED VENTILATION; DIRECTION OF AIR FLOW NDE --> DE; DEGREE OF PROTECTION IP55 INCREMENT. ENCODER HTL 2048 S/R (ENCODER HTL2048S/R) with TEMPERAT. SENSOR KTY84-130 DESIGN IM B35 (IM V15, IM V35) SHAFT WITH FITTED KEY FULL-KEY BALANCING BEARING: STANDARD WITH FIXED BEARING, VIBRATION SEVERITY GRADE: R/A, FLANGE ACCURACY: R TERMINAL BOX (ABOVE) CABLE ENTRY ON THE LEFT SIGNAL CONNECTION D-END | 6144 | TEM | 1 | MC | 141 | 1
1PH81371JF132BA1 | SIMOTICS M COMPACT ASYNCHRONOUS MOTOR 1500RPM, 22KW, 140NM, 56A, 308V 1750RPM, 25KW, 136NM, 56A, 353V 2000RPM, 28KW, 134NM, 55A, 401V FORCED VENTILATION; DIRECTION OF AIR FLOW NDE --> DE; DEGREE OF PROTECTION IP55 INCREMENT. ENCODER HTL 2048 S/R (ENCODER HTL2048S/R) with TEMPERAT. SENSOR KTY84-130 DESIGN IM B35 (IM V15, IM V35) SHAFT WITH FITTED KEY HALF-KEY BALANCING BEARING: STANDARD WITH FIXED BEARING, VIBRATION SEVERITY GRADE: R/A, FLANGE ACCURACY: R TERMINAL BOX (ABOVE) CABLE ENTRY ON THE RIGHT SIGNAL CONNECTION D-END | 6144 | TEM | 1 | MC | 141 | 1
1PH81371JF132BB1 | SIMOTICS M COMPACT ASYNCHRONOUS MOTOR 1500RPM, 22KW, 140NM, 56A, 308V 1750RPM, 25KW, 136NM, 56A, 353V 2000RPM, 28KW, 134NM, 55A, 401V FORCED VENTILATION; DIRECTION OF AIR FLOW NDE --> DE; DEGREE OF PROTECTION IP55 INCREMENT. ENCODER HTL 2048 S/R (ENCODER HTL2048S/R) with TEMPERAT. SENSOR KTY84-130 DESIGN IM B35 (IM V15, IM V35) SHAFT WITH FITTED KEY HALF-KEY BALANCING BEARING: STANDARD WITH FIXED BEARING, VIBRATION SEVERITY GRADE: R/A, FLANGE ACCURACY: R TERMINAL BOX (ABOVE) CABLE ENTRY ON THE LEFT SIGNAL CONNECTION D-END | 6144 | TEM | 1 | MC | 141 | 1
1PH81371JF132BC1 | SIMOTICS M COMPACT ASYNCHRONOUS MOTOR 1500RPM, 22KW, 140NM, 56A, 308V 1750RPM, 25KW, 136NM, 56A, 353V 2000RPM, 28KW, 134NM, 55A, 401V FORCED VENTILATION; DIRECTION OF AIR FLOW NDE --> DE; DEGREE OF PROTECTION IP55 INCREMENT. ENCODER HTL 2048 S/R (ENCODER HTL2048S/R) with TEMPERAT. SENSOR KTY84-130 DESIGN IM B35 (IM V15, IM V35) SHAFT WITH FITTED KEY HALF-KEY BALANCING BEARING: STANDARD WITH FIXED BEARING, VIBRATION SEVERITY GRADE: R/A, FLANGE ACCURACY: R TERMINAL BOX (ABOVE) CABLE ENTRY ON THE ND-END SIGNAL CONNECTION LEFT | 6144 | TEM | 1 | MC | 141 | 1
1PH81371JF132CA1 | SIMOTICS M COMPACT ASYNCHRONOUS MOTOR 1500RPM, 22KW, 140NM, 56A, 308V 1750RPM, 25KW, 136NM, 56A, 353V 2000RPM, 28KW, 134NM, 55A, 401V FORCED VENTILATION; DIRECTION OF AIR FLOW NDE --> DE; DEGREE OF PROTECTION IP55 INCREMENT. ENCODER HTL 2048 S/R (ENCODER HTL2048S/R) with TEMPERAT. SENSOR KTY84-130 DESIGN IM B35 (IM V15, IM V35) SHAFT WITH FITTED KEY HALF-KEY BALANCING BEARING: STANDARD WITH FIXED BEARING, VIBRATION SEVERITY GRADE: S/A, SHAFT AND FLANGE ACCURACY: R TERMINAL BOX (ABOVE) CABLE ENTRY ON THE RIGHT SIGNAL CONNECTION D-END | 6339 | TEM | 1 | MC | 141 | 1
1PH81371JF132CB1 | SIMOTICS M COMPACT ASYNCHRONOUS MOTOR 1500RPM, 22KW, 140NM, 56A, 308V 1750RPM, 25KW, 136NM, 56A, 353V 2000RPM, 28KW, 134NM, 55A, 401V FORCED VENTILATION; DIRECTION OF AIR FLOW NDE --> DE; DEGREE OF PROTECTION IP55 INCREMENT. ENCODER HTL 2048 S/R (ENCODER HTL2048S/R) with TEMPERAT. SENSOR KTY84-130 DESIGN IM B35 (IM V15, IM V35) SHAFT WITH FITTED KEY HALF-KEY BALANCING BEARING: STANDARD WITH FIXED BEARING, VIBRATION SEVERITY GRADE: S/A, SHAFT AND FLANGE ACCURACY: R TERMINAL BOX (ABOVE) CABLE ENTRY ON THE LEFT SIGNAL CONNECTION D-END | 6339 | TEM | 1 | MC | 141 | 1
1PH81371JF132CC1 | SIMOTICS M COMPACT ASYNCHRONOUS MOTOR 1500RPM, 22KW, 140NM, 56A, 308V 1750RPM, 25KW, 136NM, 56A, 353V 2000RPM, 28KW, 134NM, 55A, 401V FORCED VENTILATION; DIRECTION OF AIR FLOW NDE --> DE; DEGREE OF PROTECTION IP55 INCREMENT. ENCODER HTL 2048 S/R (ENCODER HTL2048S/R) with TEMPERAT. SENSOR KTY84-130 DESIGN IM B35 (IM V15, IM V35) SHAFT WITH FITTED KEY HALF-KEY BALANCING BEARING: STANDARD WITH FIXED BEARING, VIBRATION SEVERITY GRADE: S/A, SHAFT AND FLANGE ACCURACY: R TERMINAL BOX (ABOVE) CABLE ENTRY ON THE ND-END SIGNAL CONNECTION LEFT | 6339 | TEM | 1 | MC | 141 | 1
1PH81371JF200BA1 | SIMOTICS M COMPACT ASYNCHRONOUS MOTOR 1500RPM, 27KW, 172NM, 67A, 315V 1750RPM,31,5KW,172NM, 67A, 365V 2000RPM, 36KW, 172NM, 67A, 415V WATER COOLING DEGREE OF PROTECTION IP65 INCREMENT. ENCODER HTL 2048 S/R (ENCODER HTL2048S/R) with TEMPERAT. SENSOR KTY84-130 DESIGN IM B3 (IM V5, IM V6) PLAIN SHAFT WITHOUT FITTED KEY; BEARING: STANDARD WITH FIXED BEARING, VIBRATION SEVERITY GRADE: R/A, FLANGE ACCURACY: R TERMINAL BOX (ABOVE) CABLE ENTRY ON THE RIGHT SIGNAL CONNECTION D-END | 6809 | TEM | 1 | MC | 157 | 1
1PH81371JF200BB1 | SIMOTICS M COMPACT ASYNCHRONOUS MOTOR 1500RPM, 27KW, 172NM, 67A, 315V 1750RPM,31,5KW,172NM, 67A, 365V 2000RPM, 36KW, 172NM, 67A, 415V WATER COOLING DEGREE OF PROTECTION IP65 INCREMENT. ENCODER HTL 2048 S/R (ENCODER HTL2048S/R) with TEMPERAT. SENSOR KTY84-130 DESIGN IM B3 (IM V5, IM V6) PLAIN SHAFT WITHOUT FITTED KEY; BEARING: STANDARD WITH FIXED BEARING, VIBRATION SEVERITY GRADE: R/A, FLANGE ACCURACY: R TERMINAL BOX (ABOVE) CABLE ENTRY ON THE LEFT SIGNAL CONNECTION D-END | 6809 | TEM | 1 | MC | 157 | 1
1PH81371JF200BC1 | SIMOTICS M COMPACT ASYNCHRONOUS MOTOR 1500RPM, 27KW, 172NM, 67A, 315V 1750RPM,31,5KW,172NM, 67A, 365V 2000RPM, 36KW, 172NM, 67A, 415V WATER COOLING DEGREE OF PROTECTION IP65 INCREMENT. ENCODER HTL 2048 S/R (ENCODER HTL2048S/R) with TEMPERAT. SENSOR KTY84-130 DESIGN IM B3 (IM V5, IM V6) PLAIN SHAFT WITHOUT FITTED KEY; BEARING: STANDARD WITH FIXED BEARING, VIBRATION SEVERITY GRADE: R/A, FLANGE ACCURACY: R TERMINAL BOX (ABOVE) CABLE ENTRY ON THE ND-END SIGNAL CONNECTION LEFT | 6809 | TEM | 1 | MC | 157 | 1
1PH81371JF200CA1 | SIMOTICS M COMPACT ASYNCHRONOUS MOTOR 1500RPM, 27KW, 172NM, 67A, 315V 1750RPM,31,5KW,172NM, 67A, 365V 2000RPM, 36KW, 172NM, 67A, 415V WATER COOLING DEGREE OF PROTECTION IP65 INCREMENT. ENCODER HTL 2048 S/R (ENCODER HTL2048S/R) with TEMPERAT. SENSOR KTY84-130 DESIGN IM B3 (IM V5, IM V6) PLAIN SHAFT WITHOUT FITTED KEY; BEARING: STANDARD WITH FIXED BEARING, VIBRATION SEVERITY GRADE: S/A, SHAFT AND FLANGE ACCURACY: R TERMINAL BOX (ABOVE) CABLE ENTRY ON THE RIGHT SIGNAL CONNECTION D-END | 7005 | TEM | 1 | MC | 157 | 1
1PH81371JF200CB1 | SIMOTICS M COMPACT ASYNCHRONOUS MOTOR 1500RPM, 27KW, 172NM, 67A, 315V 1750RPM,31,5KW,172NM, 67A, 365V 2000RPM, 36KW, 172NM, 67A, 415V WATER COOLING DEGREE OF PROTECTION IP65 INCREMENT. ENCODER HTL 2048 S/R (ENCODER HTL2048S/R) with TEMPERAT. SENSOR KTY84-130 DESIGN IM B3 (IM V5, IM V6) PLAIN SHAFT WITHOUT FITTED KEY; BEARING: STANDARD WITH FIXED BEARING, VIBRATION SEVERITY GRADE: S/A, SHAFT AND FLANGE ACCURACY: R TERMINAL BOX (ABOVE) CABLE ENTRY ON THE LEFT SIGNAL CONNECTION D-END | 7005 | TEM | 1 | MC | 157 | 1
1PH81371JF200CC1 | SIMOTICS M COMPACT ASYNCHRONOUS MOTOR 1500RPM, 27KW, 172NM, 67A, 315V 1750RPM,31,5KW,172NM, 67A, 365V 2000RPM, 36KW, 172NM, 67A, 415V WATER COOLING DEGREE OF PROTECTION IP65 INCREMENT. ENCODER HTL 2048 S/R (ENCODER HTL2048S/R) with TEMPERAT. SENSOR KTY84-130 DESIGN IM B3 (IM V5, IM V6) PLAIN SHAFT WITHOUT FITTED KEY; BEARING: STANDARD WITH FIXED BEARING, VIBRATION SEVERITY GRADE: S/A, SHAFT AND FLANGE ACCURACY: R TERMINAL BOX (ABOVE) CABLE ENTRY ON THE ND-END SIGNAL CONNECTION LEFT | 7005 | TEM | 1 | MC | 157 | 1
1PH81371JF202BA1 | SIMOTICS M COMPACT ASYNCHRONOUS MOTOR 1500RPM, 27KW, 172NM, 67A, 315V 1750RPM,31,5KW,172NM, 67A, 365V 2000RPM, 36KW, 172NM, 67A, 415V WATER COOLING DEGREE OF PROTECTION IP65 INCREMENT. ENCODER HTL 2048 S/R (ENCODER HTL2048S/R) with TEMPERAT. SENSOR KTY84-130 DESIGN IM B3 (IM V5, IM V6) SHAFT WITH FITTED KEY HALF-KEY BALANCING BEARING: STANDARD WITH FIXED BEARING, VIBRATION SEVERITY GRADE: R/A, FLANGE ACCURACY: R TERMINAL BOX (ABOVE) CABLE ENTRY ON THE RIGHT SIGNAL CONNECTION D-END | 6809 | TEM | 1 | MC | 157 | 1
1PH81371JF202BB1 | SIMOTICS M COMPACT ASYNCHRONOUS MOTOR 1500RPM, 27KW, 172NM, 67A, 315V 1750RPM,31,5KW,172NM, 67A, 365V 2000RPM, 36KW, 172NM, 67A, 415V WATER COOLING DEGREE OF PROTECTION IP65 INCREMENT. ENCODER HTL 2048 S/R (ENCODER HTL2048S/R) with TEMPERAT. SENSOR KTY84-130 DESIGN IM B3 (IM V5, IM V6) SHAFT WITH FITTED KEY HALF-KEY BALANCING BEARING: STANDARD WITH FIXED BEARING, VIBRATION SEVERITY GRADE: R/A, FLANGE ACCURACY: R TERMINAL BOX (ABOVE) CABLE ENTRY ON THE LEFT SIGNAL CONNECTION D-END | 6809 | TEM | 1 | MC | 157 | 1
1PH81371JF202BC1 | SIMOTICS M COMPACT ASYNCHRONOUS MOTOR 1500RPM, 27KW, 172NM, 67A, 315V 1750RPM,31,5KW,172NM, 67A, 365V 2000RPM, 36KW, 172NM, 67A, 415V WATER COOLING DEGREE OF PROTECTION IP65 INCREMENT. ENCODER HTL 2048 S/R (ENCODER HTL2048S/R) with TEMPERAT. SENSOR KTY84-130 DESIGN IM B3 (IM V5, IM V6) SHAFT WITH FITTED KEY HALF-KEY BALANCING BEARING: STANDARD WITH FIXED BEARING, VIBRATION SEVERITY GRADE: R/A, FLANGE ACCURACY: R TERMINAL BOX (ABOVE) CABLE ENTRY ON THE ND-END SIGNAL CONNECTION LEFT | 6809 | TEM | 1 | MC | 157 | 1
1PH81371JF202CA1 | SIMOTICS M COMPACT ASYNCHRONOUS MOTOR 1500RPM, 27KW, 172NM, 67A, 315V 1750RPM,31,5KW,172NM, 67A, 365V 2000RPM, 36KW, 172NM, 67A, 415V WATER COOLING DEGREE OF PROTECTION IP65 INCREMENT. ENCODER HTL 2048 S/R (ENCODER HTL2048S/R) with TEMPERAT. SENSOR KTY84-130 DESIGN IM B3 (IM V5, IM V6) SHAFT WITH FITTED KEY HALF-KEY BALANCING BEARING: STANDARD WITH FIXED BEARING, VIBRATION SEVERITY GRADE: S/A, SHAFT AND FLANGE ACCURACY: R TERMINAL BOX (ABOVE) CABLE ENTRY ON THE RIGHT SIGNAL CONNECTION D-END | 7005 | TEM | 1 | MC | 157 | 1
1PH81371JF202CB1 | SIMOTICS M COMPACT ASYNCHRONOUS MOTOR 1500RPM, 27KW, 172NM, 67A, 315V 1750RPM,31,5KW,172NM, 67A, 365V 2000RPM, 36KW, 172NM, 67A, 415V WATER COOLING DEGREE OF PROTECTION IP65 INCREMENT. ENCODER HTL 2048 S/R (ENCODER HTL2048S/R) with TEMPERAT. SENSOR KTY84-130 DESIGN IM B3 (IM V5, IM V6) SHAFT WITH FITTED KEY HALF-KEY BALANCING BEARING: STANDARD WITH FIXED BEARING, VIBRATION SEVERITY GRADE: S/A, SHAFT AND FLANGE ACCURACY: R TERMINAL BOX (ABOVE) CABLE ENTRY ON THE LEFT SIGNAL CONNECTION D-END | 7005 | TEM | 1 | MC | 157 | 1
1PH81371JF202CC1 | SIMOTICS M COMPACT ASYNCHRONOUS MOTOR 1500RPM, 27KW, 172NM, 67A, 315V 1750RPM,31,5KW,172NM, 67A, 365V 2000RPM, 36KW, 172NM, 67A, 415V WATER COOLING DEGREE OF PROTECTION IP65 INCREMENT. ENCODER HTL 2048 S/R (ENCODER HTL2048S/R) with TEMPERAT. SENSOR KTY84-130 DESIGN IM B3 (IM V5, IM V6) SHAFT WITH FITTED KEY HALF-KEY BALANCING BEARING: STANDARD WITH FIXED BEARING, VIBRATION SEVERITY GRADE: S/A, SHAFT AND FLANGE ACCURACY: R TERMINAL BOX (ABOVE) CABLE ENTRY ON THE ND-END SIGNAL CONNECTION LEFT | 7005 | TEM | 1 | MC | 157 | 1
1PH81371JF220BA1 | SIMOTICS M COMPACT ASYNCHRONOUS MOTOR 1500RPM, 27KW, 172NM, 67A, 315V 1750RPM,31,5KW,172NM, 67A, 365V 2000RPM, 36KW, 172NM, 67A, 415V WATER COOLING DEGREE OF PROTECTION IP65 INCREMENT. ENCODER HTL 2048 S/R (ENCODER HTL2048S/R) with TEMPERAT. SENSOR KTY84-130 DESIGN IM B5 (IMV 1,IM V3) PLAIN SHAFT WITHOUT FITTED KEY; BEARING: STANDARD WITH FIXED BEARING, VIBRATION SEVERITY GRADE: R/A, FLANGE ACCURACY: R TERMINAL BOX (ABOVE) CABLE ENTRY ON THE RIGHT SIGNAL CONNECTION D-END | 7048 | TEM | 1 | MC | 157 | 1
1PH81371JF220BB1 | SIMOTICS M COMPACT ASYNCHRONOUS MOTOR 1500RPM, 27KW, 172NM, 67A, 315V 1750RPM,31,5KW,172NM, 67A, 365V 2000RPM, 36KW, 172NM, 67A, 415V WATER COOLING DEGREE OF PROTECTION IP65 INCREMENT. ENCODER HTL 2048 S/R (ENCODER HTL2048S/R) with TEMPERAT. SENSOR KTY84-130 DESIGN IM B5 (IMV 1,IM V3) PLAIN SHAFT WITHOUT FITTED KEY; BEARING: STANDARD WITH FIXED BEARING, VIBRATION SEVERITY GRADE: R/A, FLANGE ACCURACY: R TERMINAL BOX (ABOVE) CABLE ENTRY ON THE LEFT SIGNAL CONNECTION D-END | 7048 | TEM | 1 | MC | 157 | 1
1PH81371JF220BC1 | SIMOTICS M COMPACT ASYNCHRONOUS MOTOR 1500RPM, 27KW, 172NM, 67A, 315V 1750RPM,31,5KW,172NM, 67A, 365V 2000RPM, 36KW, 172NM, 67A, 415V WATER COOLING DEGREE OF PROTECTION IP65 INCREMENT. ENCODER HTL 2048 S/R (ENCODER HTL2048S/R) with TEMPERAT. SENSOR KTY84-130 DESIGN IM B5 (IMV 1,IM V3) PLAIN SHAFT WITHOUT FITTED KEY; BEARING: STANDARD WITH FIXED BEARING, VIBRATION SEVERITY GRADE: R/A, FLANGE ACCURACY: R TERMINAL BOX (ABOVE) CABLE ENTRY ON THE ND-END SIGNAL CONNECTION LEFT | 7048 | TEM | 1 | MC | 157 | 1
1PH81371JF220CA1 | SIMOTICS M COMPACT ASYNCHRONOUS MOTOR 1500RPM, 27KW, 172NM, 67A, 315V 1750RPM,31,5KW,172NM, 67A, 365V 2000RPM, 36KW, 172NM, 67A, 415V WATER COOLING DEGREE OF PROTECTION IP65 INCREMENT. ENCODER HTL 2048 S/R (ENCODER HTL2048S/R) with TEMPERAT. SENSOR KTY84-130 DESIGN IM B5 (IMV 1,IM V3) PLAIN SHAFT WITHOUT FITTED KEY; BEARING: STANDARD WITH FIXED BEARING, VIBRATION SEVERITY GRADE: S/A, SHAFT AND FLANGE ACCURACY: R TERMINAL BOX (ABOVE) CABLE ENTRY ON THE RIGHT SIGNAL CONNECTION D-END | 7243 | TEM | 1 | MC | 157 | 1
1PH81371JF220CB1 | SIMOTICS M COMPACT ASYNCHRONOUS MOTOR 1500RPM, 27KW, 172NM, 67A, 315V 1750RPM,31,5KW,172NM, 67A, 365V 2000RPM, 36KW, 172NM, 67A, 415V WATER COOLING DEGREE OF PROTECTION IP65 INCREMENT. ENCODER HTL 2048 S/R (ENCODER HTL2048S/R) with TEMPERAT. SENSOR KTY84-130 DESIGN IM B5 (IMV 1,IM V3) PLAIN SHAFT WITHOUT FITTED KEY; BEARING: STANDARD WITH FIXED BEARING, VIBRATION SEVERITY GRADE: S/A, SHAFT AND FLANGE ACCURACY: R TERMINAL BOX (ABOVE) CABLE ENTRY ON THE LEFT SIGNAL CONNECTION D-END | 7243 | TEM | 1 | MC | 157 | 1
1PH81371JF220CC1 | SIMOTICS M COMPACT ASYNCHRONOUS MOTOR 1500RPM, 27KW, 172NM, 67A, 315V 1750RPM,31,5KW,172NM, 67A, 365V 2000RPM, 36KW, 172NM, 67A, 415V WATER COOLING DEGREE OF PROTECTION IP65 INCREMENT. ENCODER HTL 2048 S/R (ENCODER HTL2048S/R) with TEMPERAT. SENSOR KTY84-130 DESIGN IM B5 (IMV 1,IM V3) PLAIN SHAFT WITHOUT FITTED KEY; BEARING: STANDARD WITH FIXED BEARING, VIBRATION SEVERITY GRADE: S/A, SHAFT AND FLANGE ACCURACY: R TERMINAL BOX (ABOVE) CABLE ENTRY ON THE ND-END SIGNAL CONNECTION LEFT | 7243 | TEM | 1 | MC | 157 | 1
1PH81371JF222BA1 | SIMOTICS M COMPACT ASYNCHRONOUS MOTOR 1500RPM, 27KW, 172NM, 67A, 315V 1750RPM,31,5KW,172NM, 67A, 365V 2000RPM, 36KW, 172NM, 67A, 415V WATER COOLING DEGREE OF PROTECTION IP65 INCREMENT. ENCODER HTL 2048 S/R (ENCODER HTL2048S/R) with TEMPERAT. SENSOR KTY84-130 DESIGN IM B5 (IMV 1,IM V3) SHAFT WITH FITTED KEY HALF-KEY BALANCING BEARING: STANDARD WITH FIXED BEARING, VIBRATION SEVERITY GRADE: R/A, FLANGE ACCURACY: R TERMINAL BOX (ABOVE) CABLE ENTRY ON THE RIGHT SIGNAL CONNECTION D-END | 7048 | TEM | 1 | MC | 157 | 1
1PH81371JF222BB1 | SIMOTICS M COMPACT ASYNCHRONOUS MOTOR 1500RPM, 27KW, 172NM, 67A, 315V 1750RPM,31,5KW,172NM, 67A, 365V 2000RPM, 36KW, 172NM, 67A, 415V WATER COOLING DEGREE OF PROTECTION IP65 INCREMENT. ENCODER HTL 2048 S/R (ENCODER HTL2048S/R) with TEMPERAT. SENSOR KTY84-130 DESIGN IM B5 (IMV 1,IM V3) SHAFT WITH FITTED KEY HALF-KEY BALANCING BEARING: STANDARD WITH FIXED BEARING, VIBRATION SEVERITY GRADE: R/A, FLANGE ACCURACY: R TERMINAL BOX (ABOVE) CABLE ENTRY ON THE LEFT SIGNAL CONNECTION D-END | 7048 | TEM | 1 | MC | 157 | 1
1PH81371JF222BC1 | SIMOTICS M COMPACT ASYNCHRONOUS MOTOR 1500RPM, 27KW, 172NM, 67A, 315V 1750RPM,31,5KW,172NM, 67A, 365V 2000RPM, 36KW, 172NM, 67A, 415V WATER COOLING DEGREE OF PROTECTION IP65 INCREMENT. ENCODER HTL 2048 S/R (ENCODER HTL2048S/R) with TEMPERAT. SENSOR KTY84-130 DESIGN IM B5 (IMV 1,IM V3) SHAFT WITH FITTED KEY HALF-KEY BALANCING BEARING: STANDARD WITH FIXED BEARING, VIBRATION SEVERITY GRADE: R/A, FLANGE ACCURACY: R TERMINAL BOX (ABOVE) CABLE ENTRY ON THE ND-END SIGNAL CONNECTION LEFT | 7048 | TEM | 1 | MC | 157 | 1
1PH81371JF222CA1 | SIMOTICS M COMPACT ASYNCHRONOUS MOTOR 1500RPM, 27KW, 172NM, 67A, 315V 1750RPM,31,5KW,172NM, 67A, 365V 2000RPM, 36KW, 172NM, 67A, 415V WATER COOLING DEGREE OF PROTECTION IP65 INCREMENT. ENCODER HTL 2048 S/R (ENCODER HTL2048S/R) with TEMPERAT. SENSOR KTY84-130 DESIGN IM B5 (IMV 1,IM V3) SHAFT WITH FITTED KEY HALF-KEY BALANCING BEARING: STANDARD WITH FIXED BEARING, VIBRATION SEVERITY GRADE: S/A, SHAFT AND FLANGE ACCURACY: R TERMINAL BOX (ABOVE) CABLE ENTRY ON THE RIGHT SIGNAL CONNECTION D-END | 7243 | TEM | 1 | MC | 157 | 1
1PH81371JF222CB1 | SIMOTICS M COMPACT ASYNCHRONOUS MOTOR 1500RPM, 27KW, 172NM, 67A, 315V 1750RPM,31,5KW,172NM, 67A, 365V 2000RPM, 36KW, 172NM, 67A, 415V WATER COOLING DEGREE OF PROTECTION IP65 INCREMENT. ENCODER HTL 2048 S/R (ENCODER HTL2048S/R) with TEMPERAT. SENSOR KTY84-130 DESIGN IM B5 (IMV 1,IM V3) SHAFT WITH FITTED KEY HALF-KEY BALANCING BEARING: STANDARD WITH FIXED BEARING, VIBRATION SEVERITY GRADE: S/A, SHAFT AND FLANGE ACCURACY: R TERMINAL BOX (ABOVE) CABLE ENTRY ON THE LEFT SIGNAL CONNECTION D-END | 7243 | TEM | 1 | MC | 157 | 1
1PH81371JF222CC1 | SIMOTICS M COMPACT ASYNCHRONOUS MOTOR 1500RPM, 27KW, 172NM, 67A, 315V 1750RPM,31,5KW,172NM, 67A, 365V 2000RPM, 36KW, 172NM, 67A, 415V WATER COOLING DEGREE OF PROTECTION IP65 INCREMENT. ENCODER HTL 2048 S/R (ENCODER HTL2048S/R) with TEMPERAT. SENSOR KTY84-130 DESIGN IM B5 (IMV 1,IM V3) SHAFT WITH FITTED KEY HALF-KEY BALANCING BEARING: STANDARD WITH FIXED BEARING, VIBRATION SEVERITY GRADE: S/A, SHAFT AND FLANGE ACCURACY: R TERMINAL BOX (ABOVE) CABLE ENTRY ON THE ND-END SIGNAL CONNECTION LEFT | 7243 | TEM | 1 | MC | 157 | 1
1PH81371JF230BA1 | SIMOTICS M COMPACT ASYNCHRONOUS MOTOR 1500RPM, 27KW, 172NM, 67A, 315V 1750RPM,31,5KW,172NM, 67A, 365V 2000RPM, 36KW, 172NM, 67A, 415V WATER COOLING DEGREE OF PROTECTION IP65 INCREMENT. ENCODER HTL 2048 S/R (ENCODER HTL2048S/R) with TEMPERAT. SENSOR KTY84-130 DESIGN IM B35 (IM V15, IM V35) PLAIN SHAFT WITHOUT FITTED KEY; BEARING: STANDARD WITH FIXED BEARING, VIBRATION SEVERITY GRADE: R/A, FLANGE ACCURACY: R TERMINAL BOX (ABOVE) CABLE ENTRY ON THE RIGHT SIGNAL CONNECTION D-END | 7351 | TEM | 1 | MC | 157 | 1
1PH81371JF230BB1 | SIMOTICS M COMPACT ASYNCHRONOUS MOTOR 1500RPM, 27KW, 172NM, 67A, 315V 1750RPM,31,5KW,172NM, 67A, 365V 2000RPM, 36KW, 172NM, 67A, 415V WATER COOLING DEGREE OF PROTECTION IP65 INCREMENT. ENCODER HTL 2048 S/R (ENCODER HTL2048S/R) with TEMPERAT. SENSOR KTY84-130 DESIGN IM B35 (IM V15, IM V35) PLAIN SHAFT WITHOUT FITTED KEY; BEARING: STANDARD WITH FIXED BEARING, VIBRATION SEVERITY GRADE: R/A, FLANGE ACCURACY: R TERMINAL BOX (ABOVE) CABLE ENTRY ON THE LEFT SIGNAL CONNECTION D-END | 7351 | TEM | 1 | MC | 157 | 1
1PH81371JF230BC1 | SIMOTICS M COMPACT ASYNCHRONOUS MOTOR 1500RPM, 27KW, 172NM, 67A, 315V 1750RPM,31,5KW,172NM, 67A, 365V 2000RPM, 36KW, 172NM, 67A, 415V WATER COOLING DEGREE OF PROTECTION IP65 INCREMENT. ENCODER HTL 2048 S/R (ENCODER HTL2048S/R) with TEMPERAT. SENSOR KTY84-130 DESIGN IM B35 (IM V15, IM V35) PLAIN SHAFT WITHOUT FITTED KEY; BEARING: STANDARD WITH FIXED BEARING, VIBRATION SEVERITY GRADE: R/A, FLANGE ACCURACY: R TERMINAL BOX (ABOVE) CABLE ENTRY ON THE ND-END SIGNAL CONNECTION LEFT | 7351 | TEM | 1 | MC | 157 | 1
1PH81371JF230CA1 | SIMOTICS M COMPACT ASYNCHRONOUS MOTOR 1500RPM, 27KW, 172NM, 67A, 315V 1750RPM,31,5KW,172NM, 67A, 365V 2000RPM, 36KW, 172NM, 67A, 415V WATER COOLING DEGREE OF PROTECTION IP65 INCREMENT. ENCODER HTL 2048 S/R (ENCODER HTL2048S/R) with TEMPERAT. SENSOR KTY84-130 DESIGN IM B35 (IM V15, IM V35) PLAIN SHAFT WITHOUT FITTED KEY; BEARING: STANDARD WITH FIXED BEARING, VIBRATION SEVERITY GRADE: S/A, SHAFT AND FLANGE ACCURACY: R TERMINAL BOX (ABOVE) CABLE ENTRY ON THE RIGHT SIGNAL CONNECTION D-END | 7546 | TEM | 1 | MC | 157 | 1
1PH81371JF230CB1 | SIMOTICS M COMPACT ASYNCHRONOUS MOTOR 1500RPM, 27KW, 172NM, 67A, 315V 1750RPM,31,5KW,172NM, 67A, 365V 2000RPM, 36KW, 172NM, 67A, 415V WATER COOLING DEGREE OF PROTECTION IP65 INCREMENT. ENCODER HTL 2048 S/R (ENCODER HTL2048S/R) with TEMPERAT. SENSOR KTY84-130 DESIGN IM B35 (IM V15, IM V35) PLAIN SHAFT WITHOUT FITTED KEY; BEARING: STANDARD WITH FIXED BEARING, VIBRATION SEVERITY GRADE: S/A, SHAFT AND FLANGE ACCURACY: R TERMINAL BOX (ABOVE) CABLE ENTRY ON THE LEFT SIGNAL CONNECTION D-END | 7546 | TEM | 1 | MC | 157 | 1
1PH81371JF230CC1 | SIMOTICS M COMPACT ASYNCHRONOUS MOTOR 1500RPM, 27KW, 172NM, 67A, 315V 1750RPM,31,5KW,172NM, 67A, 365V 2000RPM, 36KW, 172NM, 67A, 415V WATER COOLING DEGREE OF PROTECTION IP65 INCREMENT. ENCODER HTL 2048 S/R (ENCODER HTL2048S/R) with TEMPERAT. SENSOR KTY84-130 DESIGN IM B35 (IM V15, IM V35) PLAIN SHAFT WITHOUT FITTED KEY; BEARING: STANDARD WITH FIXED BEARING, VIBRATION SEVERITY GRADE: S/A, SHAFT AND FLANGE ACCURACY: R TERMINAL BOX (ABOVE) CABLE ENTRY ON THE ND-END SIGNAL CONNECTION LEFT | 7546 | TEM | 1 | MC | 157 | 1
1PH81371JF232BA1 | SIMOTICS M COMPACT ASYNCHRONOUS MOTOR 1500RPM, 27KW, 172NM, 67A, 315V 1750RPM,31,5KW,172NM, 67A, 365V 2000RPM, 36KW, 172NM, 67A, 415V WATER COOLING DEGREE OF PROTECTION IP65 INCREMENT. ENCODER HTL 2048 S/R (ENCODER HTL2048S/R) with TEMPERAT. SENSOR KTY84-130 DESIGN IM B35 (IM V15, IM V35) SHAFT WITH FITTED KEY HALF-KEY BALANCING BEARING: STANDARD WITH FIXED BEARING, VIBRATION SEVERITY GRADE: R/A, FLANGE ACCURACY: R TERMINAL BOX (ABOVE) CABLE ENTRY ON THE RIGHT SIGNAL CONNECTION D-END | 7351 | TEM | 1 | MC | 157 | 1
1PH81371JF232BB1 | SIMOTICS M COMPACT ASYNCHRONOUS MOTOR 1500RPM, 27KW, 172NM, 67A, 315V 1750RPM,31,5KW,172NM, 67A, 365V 2000RPM, 36KW, 172NM, 67A, 415V WATER COOLING DEGREE OF PROTECTION IP65 INCREMENT. ENCODER HTL 2048 S/R (ENCODER HTL2048S/R) with TEMPERAT. SENSOR KTY84-130 DESIGN IM B35 (IM V15, IM V35) SHAFT WITH FITTED KEY HALF-KEY BALANCING BEARING: STANDARD WITH FIXED BEARING, VIBRATION SEVERITY GRADE: R/A, FLANGE ACCURACY: R TERMINAL BOX (ABOVE) CABLE ENTRY ON THE LEFT SIGNAL CONNECTION D-END | 7351 | TEM | 1 | MC | 157 | 1
1PH81371JF232BC1 | SIMOTICS M COMPACT ASYNCHRONOUS MOTOR 1500RPM, 27KW, 172NM, 67A, 315V 1750RPM,31,5KW,172NM, 67A, 365V 2000RPM, 36KW, 172NM, 67A, 415V WATER COOLING DEGREE OF PROTECTION IP65 INCREMENT. ENCODER HTL 2048 S/R (ENCODER HTL2048S/R) with TEMPERAT. SENSOR KTY84-130 DESIGN IM B35 (IM V15, IM V35) SHAFT WITH FITTED KEY HALF-KEY BALANCING BEARING: STANDARD WITH FIXED BEARING, VIBRATION SEVERITY GRADE: R/A, FLANGE ACCURACY: R TERMINAL BOX (ABOVE) CABLE ENTRY ON THE ND-END SIGNAL CONNECTION LEFT | 7351 | TEM | 1 | MC | 157 | 1
1PH81371JF232CA1 | SIMOTICS M COMPACT ASYNCHRONOUS MOTOR 1500RPM, 27KW, 172NM, 67A, 315V 1750RPM,31,5KW,172NM, 67A, 365V 2000RPM, 36KW, 172NM, 67A, 415V WATER COOLING DEGREE OF PROTECTION IP65 INCREMENT. ENCODER HTL 2048 S/R (ENCODER HTL2048S/R) with TEMPERAT. SENSOR KTY84-130 DESIGN IM B35 (IM V15, IM V35) SHAFT WITH FITTED KEY HALF-KEY BALANCING BEARING: STANDARD WITH FIXED BEARING, VIBRATION SEVERITY GRADE: S/A, SHAFT AND FLANGE ACCURACY: R TERMINAL BOX (ABOVE) CABLE ENTRY ON THE RIGHT SIGNAL CONNECTION D-END | 7546 | TEM | 1 | MC | 157 | 1
1PH81371JF232CB1 | SIMOTICS M COMPACT ASYNCHRONOUS MOTOR 1500RPM, 27KW, 172NM, 67A, 315V 1750RPM,31,5KW,172NM, 67A, 365V 2000RPM, 36KW, 172NM, 67A, 415V WATER COOLING DEGREE OF PROTECTION IP65 INCREMENT. ENCODER HTL 2048 S/R (ENCODER HTL2048S/R) with TEMPERAT. SENSOR KTY84-130 DESIGN IM B35 (IM V15, IM V35) SHAFT WITH FITTED KEY HALF-KEY BALANCING BEARING: STANDARD WITH FIXED BEARING, VIBRATION SEVERITY GRADE: S/A, SHAFT AND FLANGE ACCURACY: R TERMINAL BOX (ABOVE) CABLE ENTRY ON THE LEFT SIGNAL CONNECTION D-END | 7546 | TEM | 1 | MC | 157 | 1
1PH81371JF232CC1 | SIMOTICS M COMPACT ASYNCHRONOUS MOTOR 1500RPM, 27KW, 172NM, 67A, 315V 1750RPM,31,5KW,172NM, 67A, 365V 2000RPM, 36KW, 172NM, 67A, 415V WATER COOLING DEGREE OF PROTECTION IP65 INCREMENT. ENCODER HTL 2048 S/R (ENCODER HTL2048S/R) with TEMPERAT. SENSOR KTY84-130 DESIGN IM B35 (IM V15, IM V35) SHAFT WITH FITTED KEY HALF-KEY BALANCING BEARING: STANDARD WITH FIXED BEARING, VIBRATION SEVERITY GRADE: S/A, SHAFT AND FLANGE ACCURACY: R TERMINAL BOX (ABOVE) CABLE ENTRY ON THE ND-END SIGNAL CONNECTION LEFT | 7546 | TEM | 1 | MC | 157 | 1
1PH81371JG002BB1 | SIMOTICS M COMPACT ASYNCHRONOUS MOTOR 2000RPM, 28KW, 134NM, 60A, 350V 2300RPM, 29KW,120NM, 56A, 400V 2650RPM, 30KW, 108NM, 52A, 460V FORCED VENTILATION; DIRECTION OF AIR FLOW DE --> NDE; DEGREE OF PROTECTION IP55 INCREMENT. ENCODER HTL 2048 S/R (ENCODER HTL2048S/R) with TEMPERAT. SENSOR KTY84-130 DESIGN IM B3 (IM V5, IM V6) SHAFT WITH FITTED KEY HALF-KEY BALANCING BEARING: STANDARD WITH FIXED BEARING, VIBRATION SEVERITY GRADE: R/A, FLANGE ACCURACY: R TERMINAL BOX (ABOVE) CABLE ENTRY ON THE LEFT SIGNAL CONNECTION D-END | 5603 | TEM | 1 | MC | 141 | 1
1PH81371JG021BA1 | SIMOTICS M COMPACT ASYNCHRONOUS MOTOR 2000RPM, 28KW, 134NM, 60A, 350V 2300RPM, 29KW,120NM, 56A, 400V 2650RPM, 30KW, 108NM, 52A, 460V FORCED VENTILATION; DIRECTION OF AIR FLOW DE --> NDE; DEGREE OF PROTECTION IP55 INCREMENT. ENCODER HTL 2048 S/R (ENCODER HTL2048S/R) with TEMPERAT. SENSOR KTY84-130 DESIGN IM B5 (IMV 1,IM V3) SHAFT WITH FITTED KEY FULL-KEY BALANCING BEARING: STANDARD WITH FIXED BEARING, VIBRATION SEVERITY GRADE: R/A, FLANGE ACCURACY: R TERMINAL BOX (ABOVE) CABLE ENTRY ON THE RIGHT SIGNAL CONNECTION D-END | 5841 | TEM | 1 | MC | 141 | 1
1PH81371JG022BA1 | SIMOTICS M COMPACT ASYNCHRONOUS MOTOR 2000RPM, 28KW, 134NM, 60A, 350V 2300RPM, 29KW,120NM, 56A, 400V 2650RPM, 30KW, 108NM, 52A, 460V FORCED VENTILATION; DIRECTION OF AIR FLOW DE --> NDE; DEGREE OF PROTECTION IP55 INCREMENT. ENCODER HTL 2048 S/R (ENCODER HTL2048S/R) with TEMPERAT. SENSOR KTY84-130 DESIGN IM B5 (IMV 1,IM V3) SHAFT WITH FITTED KEY HALF-KEY BALANCING BEARING: STANDARD WITH FIXED BEARING, VIBRATION SEVERITY GRADE: R/A, FLANGE ACCURACY: R TERMINAL BOX (ABOVE) CABLE ENTRY ON THE RIGHT SIGNAL CONNECTION D-END | 5841 | TEM | 1 | MC | 141 | 1
1PH81371JG031BB1 | SIMOTICS M COMPACT ASYNCHRONOUS MOTOR 2000RPM, 28KW, 134NM, 60A, 350V 2300RPM, 29KW,120NM, 56A, 400V 2650RPM, 30KW, 108NM, 52A, 460V FORCED VENTILATION; DIRECTION OF AIR FLOW DE --> NDE; DEGREE OF PROTECTION IP55 INCREMENT. ENCODER HTL 2048 S/R (ENCODER HTL2048S/R) with TEMPERAT. SENSOR KTY84-130 DESIGN IM B35 (IM V15, IM V35) SHAFT WITH FITTED KEY FULL-KEY BALANCING BEARING: STANDARD WITH FIXED BEARING, VIBRATION SEVERITY GRADE: R/A, FLANGE ACCURACY: R TERMINAL BOX (ABOVE) CABLE ENTRY ON THE LEFT SIGNAL CONNECTION D-END | 6144 | TEM | 1 | MC | 141 | 1
1PH81371JG032BA1 | SIMOTICS M COMPACT ASYNCHRONOUS MOTOR 2000RPM, 28KW, 134NM, 60A, 350V 2300RPM, 29KW,120NM, 56A, 400V 2650RPM, 30KW, 108NM, 52A, 460V FORCED VENTILATION; DIRECTION OF AIR FLOW DE --> NDE; DEGREE OF PROTECTION IP55 INCREMENT. ENCODER HTL 2048 S/R (ENCODER HTL2048S/R) with TEMPERAT. SENSOR KTY84-130 DESIGN IM B35 (IM V15, IM V35) SHAFT WITH FITTED KEY HALF-KEY BALANCING BEARING: STANDARD WITH FIXED BEARING, VIBRATION SEVERITY GRADE: R/A, FLANGE ACCURACY: R TERMINAL BOX (ABOVE) CABLE ENTRY ON THE RIGHT SIGNAL CONNECTION D-END | 6144 | TEM | 1 | MC | 141 | 1
1PH81371JG102BA1 | SIMOTICS M COMPACT ASYNCHRONOUS MOTOR 2000RPM, 28KW, 134NM, 60A, 350V 2300RPM, 29KW, 120NM, 56A, 400V 2650RPM, 30KW, 108NM, 52A, 460V FORCED VENTILATION; DIRECTION OF AIR FLOW NDE --> DE; DEGREE OF PROTECTION IP55 INCREMENT. ENCODER HTL 2048 S/R (ENCODER HTL2048S/R) with TEMPERAT. SENSOR KTY84-130 DESIGN IM B3 (IM V5, IM V6) SHAFT WITH FITTED KEY HALF-KEY BALANCING BEARING: STANDARD WITH FIXED BEARING, VIBRATION SEVERITY GRADE: R/A, FLANGE ACCURACY: R TERMINAL BOX (ABOVE) CABLE ENTRY ON THE RIGHT SIGNAL CONNECTION D-END | 5603 | TEM | 1 | MC | 141 | 1
1PH81371JG122BE1 | SIMOTICS M COMPACT ASYNCHRONOUS MOTOR 2000RPM, 28KW, 134NM, 60A, 350V 2300RPM, 29KW, 120NM, 56A, 400V 2650RPM, 30KW, 108NM, 52A, 460V FORCED VENTILATION; DIRECTION OF AIR FLOW NDE --> DE; DEGREE OF PROTECTION IP55 INCREMENT. ENCODER HTL 2048 S/R (ENCODER HTL2048S/R) with TEMPERAT. SENSOR KTY84-130 DESIGN IM B5 (IMV 1,IM V3) SHAFT WITH FITTED KEY HALF-KEY BALANCING BEARING: STANDARD WITH FIXED BEARING, VIBRATION SEVERITY GRADE: R/A, FLANGE ACCURACY: R POWER CONNECTOR (ABOVE) CABLE ENTRY ON THE RIGHT SIGNAL CONNECTION D-END | 5841 | TEM | 1 | MC | 141 | 1
1PH81371JS002DA1 | SIMOTICS M COMPACT ASYNCHRONOUS MOTOR 2000RPM, 29KW,138NM, 56A, 398V 5000RPM,27,5KW, 53NM, 56A, 425V 1500RPM, 22KW, 140NM, 56A, 308V FORCED VENTILATION; DIRECTION OF AIR FLOW DE --> NDE; DEGREE OF PROTECTION IP55 INCREMENT. ENCODER HTL 2048 S/R (ENCODER HTL2048S/R) with TEMPERAT. SENSOR KTY84-130 DESIGN IM B3 (IM V5, IM V6) SHAFT WITH FITTED KEY HALF-KEY BALANCING BEARING: STANDARD WITH FIXED BEARING, VIBRATION SEVERITY GRADE: SR/A, SHAFT AND FLANGE ACCURACY: R TERMINAL BOX (ABOVE) CABLE ENTRY ON THE RIGHT SIGNAL CONNECTION D-END | 5868 | TEM | 1 | MC | 141 | 1
1PH81371MB101BA1 | SIMOTICS M COMPACT ASYNCHRONOUS MOTOR 400RPM, 6,9KW, 165NM, 18A, 323V 500RPM, 8,6KW, 165NM, 18A, 391V 600RPM, 10,3KW, 165NM, 18A,458V FORCED VENTILATION; DIRECTION OF AIR FLOW NDE --> DE; DEGREE OF PROTECTION IP55 INCREMENTAL ENCODER SIN/COS 1VPP 2048 S/R WITH ND-END AT TERMINAL BOX (ENCODER IC2048S/R) with TEMPERAT. SENSOR KTY84-130 DESIGN IM B3 (IM V5, IM V6) SHAFT WITH FITTED KEY FULL-KEY BALANCING BEARING: STANDARD WITH FIXED BEARING, VIBRATION SEVERITY GRADE: R/A, FLANGE ACCURACY: R TERMINAL BOX (ABOVE) CABLE ENTRY ON THE RIGHT SIGNAL CONNECTION D-END | 5516 | TEM | 1 | MC | 141 | 1
1PH81371MB102GA1 | SIMOTICS M COMPACT ASYNCHRONOUS MOTOR 400RPM, 6,9KW, 165NM, 18A, 323V 500RPM, 8,6KW, 165NM, 18A, 391V 600RPM, 10,3KW, 165NM, 18A,458V FORCED VENTILATION; DIRECTION OF AIR FLOW NDE --> DE; DEGREE OF PROTECTION IP55 INCREMENTAL ENCODER SIN/COS 1VPP 2048 S/R WITH ND-END AT TERMINAL BOX (ENCODER IC2048S/R) with TEMPERAT. SENSOR KTY84-130 DESIGN IM B3 (IM V5, IM V6) SHAFT WITH FITTED KEY HALF-KEY BALANCING BEARING: STANDARD, VIBRATION SEVERITY GRADE: R/A, SHAFT AND FLANGE ACCURACY: R TERMINAL BOX (ABOVE) CABLE ENTRY ON THE RIGHT SIGNAL CONNECTION D-END | 5231 | TEM | 1 | MC | 141 | 1
1PH81371MD000CA1 | SIMOTICS M COMPACT ASYNCHRONOUS MOTOR 1000RPM, 17KW, 162NM, 43A, 307V 1150RPM,19,5KW,162NM, 43A, 350V 1350RPM, 22KW, 156NM, 42A, 404V FORCED VENTILATION; DIRECTION OF AIR FLOW DE --> NDE; DEGREE OF PROTECTION IP55 INCREMENTAL ENCODER SIN/COS 1VPP 2048 S/R WITH ND-END AT TERMINAL BOX (ENCODER IC2048S/R) with TEMPERAT. SENSOR KTY84-130 DESIGN IM B3 (IM V5, IM V6) PLAIN SHAFT WITHOUT FITTED KEY; BEARING: STANDARD WITH FIXED BEARING, VIBRATION SEVERITY GRADE: S/A, SHAFT AND FLANGE ACCURACY: R TERMINAL BOX (ABOVE) CABLE ENTRY ON THE RIGHT SIGNAL CONNECTION D-END | 5711 | TEM | 1 | MC | 141 | 1
1PH81371MD002BA1 | SIMOTICS M COMPACT ASYNCHRONOUS MOTOR 1000RPM, 17KW, 162NM, 43A, 307V 1150RPM,19,5KW,162NM, 43A, 350V 1350RPM, 22KW, 156NM, 42A, 404V FORCED VENTILATION; DIRECTION OF AIR FLOW DE --> NDE; DEGREE OF PROTECTION IP55 INCREMENTAL ENCODER SIN/COS 1VPP 2048 S/R WITH ND-END AT TERMINAL BOX (ENCODER IC2048S/R) with TEMPERAT. SENSOR KTY84-130 DESIGN IM B3 (IM V5, IM V6) SHAFT WITH FITTED KEY HALF-KEY BALANCING BEARING: STANDARD WITH FIXED BEARING, VIBRATION SEVERITY GRADE: R/A, FLANGE ACCURACY: R TERMINAL BOX (ABOVE) CABLE ENTRY ON THE RIGHT SIGNAL CONNECTION D-END | 5516 | TEM | 1 | MC | 141 | 1
1PH81371MD002BB1 | SIMOTICS M COMPACT ASYNCHRONOUS MOTOR 1000RPM, 17KW, 162NM, 43A, 307V 1150RPM,19,5KW,162NM, 43A, 350V 1350RPM, 22KW, 156NM, 42A, 404V FORCED VENTILATION; DIRECTION OF AIR FLOW DE --> NDE; DEGREE OF PROTECTION IP55 INCREMENTAL ENCODER SIN/COS 1VPP 2048 S/R WITH ND-END AT TERMINAL BOX (ENCODER IC2048S/R) with TEMPERAT. SENSOR KTY84-130 DESIGN IM B3 (IM V5, IM V6) SHAFT WITH FITTED KEY HALF-KEY BALANCING BEARING: STANDARD WITH FIXED BEARING, VIBRATION SEVERITY GRADE: R/A, FLANGE ACCURACY: R TERMINAL BOX (ABOVE) CABLE ENTRY ON THE LEFT SIGNAL CONNECTION D-END | 5516 | TEM | 1 | MC | 141 | 1
1PH81371MD020CA1 | SIMOTICS M COMPACT ASYNCHRONOUS MOTOR 1000RPM, 17KW, 162NM, 43A, 307V 1150RPM,19,5KW,162NM, 43A, 350V 1350RPM, 22KW, 156NM, 42A, 404V FORCED VENTILATION; DIRECTION OF AIR FLOW DE --> NDE; DEGREE OF PROTECTION IP55 INCREMENTAL ENCODER SIN/COS 1VPP 2048 S/R WITH ND-END AT TERMINAL BOX (ENCODER IC2048S/R) with TEMPERAT. SENSOR KTY84-130 DESIGN IM B5 (IMV 1,IM V3) PLAIN SHAFT WITHOUT FITTED KEY; BEARING: STANDARD WITH FIXED BEARING, VIBRATION SEVERITY GRADE: S/A, SHAFT AND FLANGE ACCURACY: R TERMINAL BOX (ABOVE) CABLE ENTRY ON THE RIGHT SIGNAL CONNECTION D-END | 5949 | TEM | 1 | MC | 141 | 1
1PH81371MD020LA1 | SIMOTICS M COMPACT ASYNCHRONOUS MOTOR 1000RPM, 17KW, 162NM, 43A, 307V 1150RPM,19,5KW,162NM, 43A, 350V 1350RPM, 22KW, 156NM, 42A, 404V FORCED VENTILATION; DIRECTION OF AIR FLOW DE --> NDE; DEGREE OF PROTECTION IP55 INCREMENTAL ENCODER SIN/COS 1VPP 2048 S/R WITH ND-END AT TERMINAL BOX (ENCODER IC2048S/R) with TEMPERAT. SENSOR KTY84-130 DESIGN IM B5 (IMV 1,IM V3) PLAIN SHAFT WITHOUT FITTED KEY; BEARING: PERFORMANCE, VIBRATION SEVERITY GRADE: SPECIAL/B, SHAFT AND FLANGE ACCURACY: SPECIAL TERMINAL BOX (ABOVE) CABLE ENTRY ON THE RIGHT SIGNAL CONNECTION D-END | 6301 | TEM | 1 | MC | 141 | 1
1PH81371MD021CA1 | SIMOTICS M COMPACT ASYNCHRONOUS MOTOR 1000RPM, 17KW, 162NM, 43A, 307V 1150RPM,19,5KW,162NM, 43A, 350V 1350RPM, 22KW, 156NM, 42A, 404V FORCED VENTILATION; DIRECTION OF AIR FLOW DE --> NDE; DEGREE OF PROTECTION IP55 INCREMENTAL ENCODER SIN/COS 1VPP 2048 S/R WITH ND-END AT TERMINAL BOX (ENCODER IC2048S/R) with TEMPERAT. SENSOR KTY84-130 DESIGN IM B5 (IMV 1,IM V3) SHAFT WITH FITTED KEY FULL-KEY BALANCING BEARING: STANDARD WITH FIXED BEARING, VIBRATION SEVERITY GRADE: S/A, SHAFT AND FLANGE ACCURACY: R TERMINAL BOX (ABOVE) CABLE ENTRY ON THE RIGHT SIGNAL CONNECTION D-END | 5949 | TEM | 1 | MC | 141 | 1
1PH81371MD021LA1 | SIMOTICS M COMPACT ASYNCHRONOUS MOTOR 1000RPM, 17KW, 162NM, 43A, 307V 1150RPM,19,5KW,162NM, 43A, 350V 1350RPM, 22KW, 156NM, 42A, 404V FORCED VENTILATION; DIRECTION OF AIR FLOW DE --> NDE; DEGREE OF PROTECTION IP55 INCREMENTAL ENCODER SIN/COS 1VPP 2048 S/R WITH ND-END AT TERMINAL BOX (ENCODER IC2048S/R) with TEMPERAT. SENSOR KTY84-130 DESIGN IM B5 (IMV 1,IM V3) SHAFT WITH FITTED KEY FULL-KEY BALANCING BEARING: PERFORMANCE, VIBRATION SEVERITY GRADE: SPECIAL/B, SHAFT AND FLANGE ACCURACY: SPECIAL TERMINAL BOX (ABOVE) CABLE ENTRY ON THE RIGHT SIGNAL CONNECTION D-END | 6301 | TEM | 1 | MC | 141 | 1
1PH81371MD022BA1 | SIMOTICS M COMPACT ASYNCHRONOUS MOTOR 1000RPM, 17KW, 162NM, 43A, 307V 1150RPM,19,5KW,162NM, 43A, 350V 1350RPM, 22KW, 156NM, 42A, 404V FORCED VENTILATION; DIRECTION OF AIR FLOW DE --> NDE; DEGREE OF PROTECTION IP55 INCREMENTAL ENCODER SIN/COS 1VPP 2048 S/R WITH ND-END AT TERMINAL BOX (ENCODER IC2048S/R) with TEMPERAT. SENSOR KTY84-130 DESIGN IM B5 (IMV 1,IM V3) SHAFT WITH FITTED KEY HALF-KEY BALANCING BEARING: STANDARD WITH FIXED BEARING, VIBRATION SEVERITY GRADE: R/A, FLANGE ACCURACY: R TERMINAL BOX (ABOVE) CABLE ENTRY ON THE RIGHT SIGNAL CONNECTION D-END | 5754 | TEM | 1 | MC | 141 | 1
1PH81371MD022CA1 | SIMOTICS M COMPACT ASYNCHRONOUS MOTOR 1000RPM, 17KW, 162NM, 43A, 307V 1150RPM,19,5KW,162NM, 43A, 350V 1350RPM, 22KW, 156NM, 42A, 404V FORCED VENTILATION; DIRECTION OF AIR FLOW DE --> NDE; DEGREE OF PROTECTION IP55 INCREMENTAL ENCODER SIN/COS 1VPP 2048 S/R WITH ND-END AT TERMINAL BOX (ENCODER IC2048S/R) with TEMPERAT. SENSOR KTY84-130 DESIGN IM B5 (IMV 1,IM V3) SHAFT WITH FITTED KEY HALF-KEY BALANCING BEARING: STANDARD WITH FIXED BEARING, VIBRATION SEVERITY GRADE: S/A, SHAFT AND FLANGE ACCURACY: R TERMINAL BOX (ABOVE) CABLE ENTRY ON THE RIGHT SIGNAL CONNECTION D-END | 5949 | TEM | 1 | MC | 141 | 1
1PH81371MD031BC1 | SIMOTICS M COMPACT ASYNCHRONOUS MOTOR 1000RPM, 17KW, 162NM, 43A, 307V 1150RPM,19,5KW,162NM, 43A, 350V 1350RPM, 22KW, 156NM, 42A, 404V FORCED VENTILATION; DIRECTION OF AIR FLOW DE --> NDE; DEGREE OF PROTECTION IP55 INCREMENTAL ENCODER SIN/COS 1VPP 2048 S/R WITH ND-END AT TERMINAL BOX (ENCODER IC2048S/R) with TEMPERAT. SENSOR KTY84-130 DESIGN IM B35 (IM V15, IM V35) SHAFT WITH FITTED KEY FULL-KEY BALANCING BEARING: STANDARD WITH FIXED BEARING, VIBRATION SEVERITY GRADE: R/A, FLANGE ACCURACY: R TERMINAL BOX (ABOVE) CABLE ENTRY ON THE ND-END SIGNAL CONNECTION LEFT | 6058 | TEM | 1 | MC | 141 | 1
1PH81371MD031CC1 | SIMOTICS M COMPACT ASYNCHRONOUS MOTOR 1000RPM, 17KW, 162NM, 43A, 307V 1150RPM,19,5KW,162NM, 43A, 350V 1350RPM, 22KW, 156NM, 42A, 404V FORCED VENTILATION; DIRECTION OF AIR FLOW DE --> NDE; DEGREE OF PROTECTION IP55 INCREMENTAL ENCODER SIN/COS 1VPP 2048 S/R WITH ND-END AT TERMINAL BOX (ENCODER IC2048S/R) with TEMPERAT. SENSOR KTY84-130 DESIGN IM B35 (IM V15, IM V35) SHAFT WITH FITTED KEY FULL-KEY BALANCING BEARING: STANDARD WITH FIXED BEARING, VIBRATION SEVERITY GRADE: S/A, SHAFT AND FLANGE ACCURACY: R TERMINAL BOX (ABOVE) CABLE ENTRY ON THE ND-END SIGNAL CONNECTION LEFT | 6253 | TEM | 1 | MC | 141 | 1
1PH81371MD032BA1 | SIMOTICS M COMPACT ASYNCHRONOUS MOTOR 1000RPM, 17KW, 162NM, 43A, 307V 1150RPM,19,5KW,162NM, 43A, 350V 1350RPM, 22KW, 156NM, 42A, 404V FORCED VENTILATION; DIRECTION OF AIR FLOW DE --> NDE; DEGREE OF PROTECTION IP55 INCREMENTAL ENCODER SIN/COS 1VPP 2048 S/R WITH ND-END AT TERMINAL BOX (ENCODER IC2048S/R) with TEMPERAT. SENSOR KTY84-130 DESIGN IM B35 (IM V15, IM V35) SHAFT WITH FITTED KEY HALF-KEY BALANCING BEARING: STANDARD WITH FIXED BEARING, VIBRATION SEVERITY GRADE: R/A, FLANGE ACCURACY: R TERMINAL BOX (ABOVE) CABLE ENTRY ON THE RIGHT SIGNAL CONNECTION D-END | 6058 | TEM | 1 | MC | 141 | 1
1PH81371MD100CA1 | SIMOTICS M COMPACT ASYNCHRONOUS MOTOR 1000RPM, 17KW, 162NM, 43A, 307V 1150RPM,19,5KW,162NM, 43A, 350V 1350RPM, 22KW, 156NM, 42A, 404V FORCED VENTILATION; DIRECTION OF AIR FLOW NDE --> DE; DEGREE OF PROTECTION IP55 INCREMENTAL ENCODER SIN/COS 1VPP 2048 S/R WITH ND-END AT TERMINAL BOX (ENCODER IC2048S/R) with TEMPERAT. SENSOR KTY84-130 DESIGN IM B3 (IM V5, IM V6) PLAIN SHAFT WITHOUT FITTED KEY; BEARING: STANDARD WITH FIXED BEARING, VIBRATION SEVERITY GRADE: S/A, SHAFT AND FLANGE ACCURACY: R TERMINAL BOX (ABOVE) CABLE ENTRY ON THE RIGHT SIGNAL CONNECTION D-END | 5711 | TEM | 1 | MC | 141 | 1
1PH81371MD100DB1 | SIMOTICS M COMPACT ASYNCHRONOUS MOTOR 1000RPM, 17KW, 162NM, 43A, 307V 1150RPM,19,5KW,162NM, 43A, 350V 1350RPM, 22KW, 156NM, 42A, 404V FORCED VENTILATION; DIRECTION OF AIR FLOW NDE --> DE; DEGREE OF PROTECTION IP55 INCREMENTAL ENCODER SIN/COS 1VPP 2048 S/R WITH ND-END AT TERMINAL BOX (ENCODER IC2048S/R) with TEMPERAT. SENSOR KTY84-130 DESIGN IM B3 (IM V5, IM V6) PLAIN SHAFT WITHOUT FITTED KEY; BEARING: STANDARD WITH FIXED BEARING, VIBRATION SEVERITY GRADE: SR/A, SHAFT AND FLANGE ACCURACY: R TERMINAL BOX (ABOVE) CABLE ENTRY ON THE LEFT SIGNAL CONNECTION D-END | 5781 | TEM | 1 | MC | 141 | 1
1PH81371MD102BB1 | SIMOTICS M COMPACT ASYNCHRONOUS MOTOR 1000RPM, 17KW, 162NM, 43A, 307V 1150RPM,19,5KW,162NM, 43A, 350V 1350RPM, 22KW, 156NM, 42A, 404V FORCED VENTILATION; DIRECTION OF AIR FLOW NDE --> DE; DEGREE OF PROTECTION IP55 INCREMENTAL ENCODER SIN/COS 1VPP 2048 S/R WITH ND-END AT TERMINAL BOX (ENCODER IC2048S/R) with TEMPERAT. SENSOR KTY84-130 DESIGN IM B3 (IM V5, IM V6) SHAFT WITH FITTED KEY HALF-KEY BALANCING BEARING: STANDARD WITH FIXED BEARING, VIBRATION SEVERITY GRADE: R/A, FLANGE ACCURACY: R TERMINAL BOX (ABOVE) CABLE ENTRY ON THE LEFT SIGNAL CONNECTION D-END | 5516 | TEM | 1 | MC | 141 | 1
1PH81371MD102DE1 | SIMOTICS M COMPACT ASYNCHRONOUS MOTOR 1000RPM, 17KW, 162NM, 43A, 307V 1150RPM,19,5KW,162NM, 43A, 350V 1350RPM, 22KW, 156NM, 42A, 404V FORCED VENTILATION; DIRECTION OF AIR FLOW NDE --> DE; DEGREE OF PROTECTION IP55 INCREMENTAL ENCODER SIN/COS 1VPP 2048 S/R WITH ND-END AT TERMINAL BOX (ENCODER IC2048S/R) with TEMPERAT. SENSOR KTY84-130 DESIGN IM B3 (IM V5, IM V6) SHAFT WITH FITTED KEY HALF-KEY BALANCING BEARING: STANDARD WITH FIXED BEARING, VIBRATION SEVERITY GRADE: SR/A, SHAFT AND FLANGE ACCURACY: R POWER CONNECTOR (ABOVE) CABLE ENTRY ON THE RIGHT SIGNAL CONNECTION D-END | 5781 | TEM | 1 | MC | 141 | 1
1PH81371MD120BB1 | SIMOTICS M COMPACT ASYNCHRONOUS MOTOR 1000RPM, 17KW, 162NM, 43A, 307V 1150RPM,19,5KW,162NM, 43A, 350V 1350RPM, 22KW, 156NM, 42A, 404V FORCED VENTILATION; DIRECTION OF AIR FLOW NDE --> DE; DEGREE OF PROTECTION IP55 INCREMENTAL ENCODER SIN/COS 1VPP 2048 S/R WITH ND-END AT TERMINAL BOX (ENCODER IC2048S/R) with TEMPERAT. SENSOR KTY84-130 DESIGN IM B5 (IMV 1,IM V3) PLAIN SHAFT WITHOUT FITTED KEY; BEARING: STANDARD WITH FIXED BEARING, VIBRATION SEVERITY GRADE: R/A, FLANGE ACCURACY: R TERMINAL BOX (ABOVE) CABLE ENTRY ON THE LEFT SIGNAL CONNECTION D-END | 5754 | TEM | 1 | MC | 141 | 1
1PH81371MD121BA1 | SIMOTICS M COMPACT ASYNCHRONOUS MOTOR 1000RPM, 17KW, 162NM, 43A, 307V 1150RPM,19,5KW,162NM, 43A, 350V 1350RPM, 22KW, 156NM, 42A, 404V FORCED VENTILATION; DIRECTION OF AIR FLOW NDE --> DE; DEGREE OF PROTECTION IP55 INCREMENTAL ENCODER SIN/COS 1VPP 2048 S/R WITH ND-END AT TERMINAL BOX (ENCODER IC2048S/R) with TEMPERAT. SENSOR KTY84-130 DESIGN IM B5 (IMV 1,IM V3) SHAFT WITH FITTED KEY FULL-KEY BALANCING BEARING: STANDARD WITH FIXED BEARING, VIBRATION SEVERITY GRADE: R/A, FLANGE ACCURACY: R TERMINAL BOX (ABOVE) CABLE ENTRY ON THE RIGHT SIGNAL CONNECTION D-END | 5754 | TEM | 1 | MC | 141 | 1
1PH81371MD122BB1 | SIMOTICS M COMPACT ASYNCHRONOUS MOTOR 1000RPM, 17KW, 162NM, 43A, 307V 1150RPM,19,5KW,162NM, 43A, 350V 1350RPM, 22KW, 156NM, 42A, 404V FORCED VENTILATION; DIRECTION OF AIR FLOW NDE --> DE; DEGREE OF PROTECTION IP55 INCREMENTAL ENCODER SIN/COS 1VPP 2048 S/R WITH ND-END AT TERMINAL BOX (ENCODER IC2048S/R) with TEMPERAT. SENSOR KTY84-130 DESIGN IM B5 (IMV 1,IM V3) SHAFT WITH FITTED KEY HALF-KEY BALANCING BEARING: STANDARD WITH FIXED BEARING, VIBRATION SEVERITY GRADE: R/A, FLANGE ACCURACY: R TERMINAL BOX (ABOVE) CABLE ENTRY ON THE LEFT SIGNAL CONNECTION D-END | 5754 | TEM | 1 | MC | 141 | 1
1PH81371MF000BA1 | SIMOTICS M COMPACT ASYNCHRONOUS MOTOR 1500RPM, 22KW, 140NM, 56A, 308V 1750RPM, 25KW, 136NM, 56A, 352V 2000RPM, 28KW, 134NM, 55A, 401V FORCED VENTILATION; DIRECTION OF AIR FLOW DE --> NDE; DEGREE OF PROTECTION IP55 INCREMENTAL ENCODER SIN/COS 1VPP 2048 S/R WITH ND-END AT TERMINAL BOX (ENCODER IC2048S/R) with TEMPERAT. SENSOR KTY84-130 DESIGN IM B3 (IM V5, IM V6) PLAIN SHAFT WITHOUT FITTED KEY; BEARING: STANDARD WITH FIXED BEARING, VIBRATION SEVERITY GRADE: R/A, FLANGE ACCURACY: R TERMINAL BOX (ABOVE) CABLE ENTRY ON THE RIGHT SIGNAL CONNECTION D-END | 5516 | TEM | 1 | MC | 141 | 1
1PH81371MF000BC1 | SIMOTICS M COMPACT ASYNCHRONOUS MOTOR 1500RPM, 22KW, 140NM, 56A, 308V 1750RPM, 25KW, 136NM, 56A, 352V 2000RPM, 28KW, 134NM, 55A, 401V FORCED VENTILATION; DIRECTION OF AIR FLOW DE --> NDE; DEGREE OF PROTECTION IP55 INCREMENTAL ENCODER SIN/COS 1VPP 2048 S/R WITH ND-END AT TERMINAL BOX (ENCODER IC2048S/R) with TEMPERAT. SENSOR KTY84-130 DESIGN IM B3 (IM V5, IM V6) PLAIN SHAFT WITHOUT FITTED KEY; BEARING: STANDARD WITH FIXED BEARING, VIBRATION SEVERITY GRADE: R/A, FLANGE ACCURACY: R TERMINAL BOX (ABOVE) CABLE ENTRY ON THE ND-END SIGNAL CONNECTION LEFT | 5516 | TEM | 1 | MC | 141 | 1
1PH81371MF001BA1 | SIMOTICS M COMPACT ASYNCHRONOUS MOTOR 1500RPM, 22KW, 140NM, 56A, 308V 1750RPM, 25KW, 136NM, 56A, 352V 2000RPM, 28KW, 134NM, 55A, 401V FORCED VENTILATION; DIRECTION OF AIR FLOW DE --> NDE; DEGREE OF PROTECTION IP55 INCREMENTAL ENCODER SIN/COS 1VPP 2048 S/R WITH ND-END AT TERMINAL BOX (ENCODER IC2048S/R) with TEMPERAT. SENSOR KTY84-130 DESIGN IM B3 (IM V5, IM V6) SHAFT WITH FITTED KEY FULL-KEY BALANCING BEARING: STANDARD WITH FIXED BEARING, VIBRATION SEVERITY GRADE: R/A, FLANGE ACCURACY: R TERMINAL BOX (ABOVE) CABLE ENTRY ON THE RIGHT SIGNAL CONNECTION D-END | 5516 | TEM | 1 | MC | 141 | 1
1PH81371MF001CA1 | SIMOTICS M COMPACT ASYNCHRONOUS MOTOR 1500RPM, 22KW, 140NM, 56A, 308V 1750RPM, 25KW, 136NM, 56A, 352V 2000RPM, 28KW, 134NM, 55A, 401V FORCED VENTILATION; DIRECTION OF AIR FLOW DE --> NDE; DEGREE OF PROTECTION IP55 INCREMENTAL ENCODER SIN/COS 1VPP 2048 S/R WITH ND-END AT TERMINAL BOX (ENCODER IC2048S/R) with TEMPERAT. SENSOR KTY84-130 DESIGN IM B3 (IM V5, IM V6) SHAFT WITH FITTED KEY FULL-KEY BALANCING BEARING: STANDARD WITH FIXED BEARING, VIBRATION SEVERITY GRADE: S/A, SHAFT AND FLANGE ACCURACY: R TERMINAL BOX (ABOVE) CABLE ENTRY ON THE RIGHT SIGNAL CONNECTION D-END | 5711 | TEM | 1 | MC | 141 | 1
1PH81371MF001LA1 | SIMOTICS M COMPACT ASYNCHRONOUS MOTOR 1500RPM, 22KW, 140NM, 56A, 308V 1750RPM, 25KW, 136NM, 56A, 352V 2000RPM, 28KW, 134NM, 55A, 401V FORCED VENTILATION; DIRECTION OF AIR FLOW DE --> NDE; DEGREE OF PROTECTION IP55 INCREMENTAL ENCODER SIN/COS 1VPP 2048 S/R WITH ND-END AT TERMINAL BOX (ENCODER IC2048S/R) with TEMPERAT. SENSOR KTY84-130 DESIGN IM B3 (IM V5, IM V6) SHAFT WITH FITTED KEY FULL-KEY BALANCING BEARING: PERFORMANCE, VIBRATION SEVERITY GRADE: SPECIAL/B, SHAFT AND FLANGE ACCURACY: SPECIAL TERMINAL BOX (ABOVE) CABLE ENTRY ON THE RIGHT SIGNAL CONNECTION D-END | 6063 | TEM | 1 | MC | 141 | 1
1PH81371MF002BA1 | SIMOTICS M COMPACT ASYNCHRONOUS MOTOR 1500RPM, 22KW, 140NM, 56A, 308V 1750RPM, 25KW, 136NM, 56A, 352V 2000RPM, 28KW, 134NM, 55A, 401V FORCED VENTILATION; DIRECTION OF AIR FLOW DE --> NDE; DEGREE OF PROTECTION IP55 INCREMENTAL ENCODER SIN/COS 1VPP 2048 S/R WITH ND-END AT TERMINAL BOX (ENCODER IC2048S/R) with TEMPERAT. SENSOR KTY84-130 DESIGN IM B3 (IM V5, IM V6) SHAFT WITH FITTED KEY HALF-KEY BALANCING BEARING: STANDARD WITH FIXED BEARING, VIBRATION SEVERITY GRADE: R/A, FLANGE ACCURACY: R TERMINAL BOX (ABOVE) CABLE ENTRY ON THE RIGHT SIGNAL CONNECTION D-END | 5516 | TEM | 1 | MC | 141 | 1
1PH81371MF002BB1 | SIMOTICS M COMPACT ASYNCHRONOUS MOTOR 1500RPM, 22KW, 140NM, 56A, 308V 1750RPM, 25KW, 136NM, 56A, 352V 2000RPM, 28KW, 134NM, 55A, 401V FORCED VENTILATION; DIRECTION OF AIR FLOW DE --> NDE; DEGREE OF PROTECTION IP55 INCREMENTAL ENCODER SIN/COS 1VPP 2048 S/R WITH ND-END AT TERMINAL BOX (ENCODER IC2048S/R) with TEMPERAT. SENSOR KTY84-130 DESIGN IM B3 (IM V5, IM V6) SHAFT WITH FITTED KEY HALF-KEY BALANCING BEARING: STANDARD WITH FIXED BEARING, VIBRATION SEVERITY GRADE: R/A, FLANGE ACCURACY: R TERMINAL BOX (ABOVE) CABLE ENTRY ON THE LEFT SIGNAL CONNECTION D-END | 5516 | TEM | 1 | MC | 141 | 1
1PH81371MF002DB1 | SIMOTICS M COMPACT ASYNCHRONOUS MOTOR 1500RPM, 22KW, 140NM, 56A, 308V 1750RPM, 25KW, 136NM, 56A, 352V 2000RPM, 28KW, 134NM, 55A, 401V FORCED VENTILATION; DIRECTION OF AIR FLOW DE --> NDE; DEGREE OF PROTECTION IP55 INCREMENTAL ENCODER SIN/COS 1VPP 2048 S/R WITH ND-END AT TERMINAL BOX (ENCODER IC2048S/R) with TEMPERAT. SENSOR KTY84-130 DESIGN IM B3 (IM V5, IM V6) SHAFT WITH FITTED KEY HALF-KEY BALANCING BEARING: STANDARD WITH FIXED BEARING, VIBRATION SEVERITY GRADE: SR/A, SHAFT AND FLANGE ACCURACY: R TERMINAL BOX (ABOVE) CABLE ENTRY ON THE LEFT SIGNAL CONNECTION D-END | 5781 | TEM | 1 | MC | 141 | 1
1PH81371MF020CA1 | SIMOTICS M COMPACT ASYNCHRONOUS MOTOR 1500RPM, 22KW, 140NM, 56A, 308V 1750RPM, 25KW, 136NM, 56A, 352V 2000RPM, 28KW, 134NM, 55A, 401V FORCED VENTILATION; DIRECTION OF AIR FLOW DE --> NDE; DEGREE OF PROTECTION IP55 INCREMENTAL ENCODER SIN/COS 1VPP 2048 S/R WITH ND-END AT TERMINAL BOX (ENCODER IC2048S/R) with TEMPERAT. SENSOR KTY84-130 DESIGN IM B5 (IMV 1,IM V3) PLAIN SHAFT WITHOUT FITTED KEY; BEARING: STANDARD WITH FIXED BEARING, VIBRATION SEVERITY GRADE: S/A, SHAFT AND FLANGE ACCURACY: R TERMINAL BOX (ABOVE) CABLE ENTRY ON THE RIGHT SIGNAL CONNECTION D-END | 5949 | TEM | 1 | MC | 141 | 1
1PH81371MF020CC1 | SIMOTICS M COMPACT ASYNCHRONOUS MOTOR 1500RPM, 22KW, 140NM, 56A, 308V 1750RPM, 25KW, 136NM, 56A, 352V 2000RPM, 28KW, 134NM, 55A, 401V FORCED VENTILATION; DIRECTION OF AIR FLOW DE --> NDE; DEGREE OF PROTECTION IP55 INCREMENTAL ENCODER SIN/COS 1VPP 2048 S/R WITH ND-END AT TERMINAL BOX (ENCODER IC2048S/R) with TEMPERAT. SENSOR KTY84-130 DESIGN IM B5 (IMV 1,IM V3) PLAIN SHAFT WITHOUT FITTED KEY; BEARING: STANDARD WITH FIXED BEARING, VIBRATION SEVERITY GRADE: S/A, SHAFT AND FLANGE ACCURACY: R TERMINAL BOX (ABOVE) CABLE ENTRY ON THE ND-END SIGNAL CONNECTION LEFT | 5949 | TEM | 1 | MC | 141 | 1
1PH81371MF020DH1 | SIMOTICS M COMPACT ASYNCHRONOUS MOTOR 1500RPM, 22KW, 140NM, 56A, 308V 1750RPM, 25KW, 136NM, 56A, 352V 2000RPM, 28KW, 134NM, 55A, 401V FORCED VENTILATION; DIRECTION OF AIR FLOW DE --> NDE; DEGREE OF PROTECTION IP55 INCREMENTAL ENCODER SIN/COS 1VPP 2048 S/R WITH ND-END AT TERMINAL BOX (ENCODER IC2048S/R) with TEMPERAT. SENSOR KTY84-130 DESIGN IM B5 (IMV 1,IM V3) PLAIN SHAFT WITHOUT FITTED KEY; BEARING: STANDARD WITH FIXED BEARING, VIBRATION SEVERITY GRADE: SR/A, SHAFT AND FLANGE ACCURACY: R POWER CONNECTOR (ABOVE) CABLE ENTRY ON THE D-END SIGNAL CONNECTION LEFT | 6019 | TEM | 1 | MC | 141 | 1
1PH81371MF020LA1 | SIMOTICS M COMPACT ASYNCHRONOUS MOTOR 1500RPM, 22KW, 140NM, 56A, 308V 1750RPM, 25KW, 136NM, 56A, 352V 2000RPM, 28KW, 134NM, 55A, 401V FORCED VENTILATION; DIRECTION OF AIR FLOW DE --> NDE; DEGREE OF PROTECTION IP55 INCREMENTAL ENCODER SIN/COS 1VPP 2048 S/R WITH ND-END AT TERMINAL BOX (ENCODER IC2048S/R) with TEMPERAT. SENSOR KTY84-130 DESIGN IM B5 (IMV 1,IM V3) PLAIN SHAFT WITHOUT FITTED KEY; BEARING: PERFORMANCE, VIBRATION SEVERITY GRADE: SPECIAL/B, SHAFT AND FLANGE ACCURACY: SPECIAL TERMINAL BOX (ABOVE) CABLE ENTRY ON THE RIGHT SIGNAL CONNECTION D-END | 6301 | TEM | 1 | MC | 141 | 1
1PH81371MF020MH1 | SIMOTICS M COMPACT ASYNCHRONOUS MOTOR 1500RPM, 22KW, 140NM, 56A, 308V 1750RPM, 25KW, 136NM, 56A, 352V 2000RPM, 28KW, 134NM, 55A, 401V FORCED VENTILATION; DIRECTION OF AIR FLOW DE --> NDE; DEGREE OF PROTECTION IP55 INCREMENTAL ENCODER SIN/COS 1VPP 2048 S/R WITH ND-END AT TERMINAL BOX (ENCODER IC2048S/R) with TEMPERAT. SENSOR KTY84-130 DESIGN IM B5 (IMV 1,IM V3) PLAIN SHAFT WITHOUT FITTED KEY; BEARING: HIGH PERFORMANCE VIBRATION SEVERITY GRADE SPECIAL/B SHAFT AND FLANGE ACCURACY GR. SPECIAL POWER CONNECTOR (ABOVE) CABLE ENTRY ON THE D-END SIGNAL CONNECTION LEFT | 6974 | TEM | 1 | MC | 141 | 1
1PH81371MF021BA1 | SIMOTICS M COMPACT ASYNCHRONOUS MOTOR 1500RPM, 22KW, 140NM, 56A, 308V 1750RPM, 25KW, 136NM, 56A, 352V 2000RPM, 28KW, 134NM, 55A, 401V FORCED VENTILATION; DIRECTION OF AIR FLOW DE --> NDE; DEGREE OF PROTECTION IP55 INCREMENTAL ENCODER SIN/COS 1VPP 2048 S/R WITH ND-END AT TERMINAL BOX (ENCODER IC2048S/R) with TEMPERAT. SENSOR KTY84-130 DESIGN IM B5 (IMV 1,IM V3) SHAFT WITH FITTED KEY FULL-KEY BALANCING BEARING: STANDARD WITH FIXED BEARING, VIBRATION SEVERITY GRADE: R/A, FLANGE ACCURACY: R TERMINAL BOX (ABOVE) CABLE ENTRY ON THE RIGHT SIGNAL CONNECTION D-END | 5754 | TEM | 1 | MC | 141 | 1
1PH81371MF021CA1 | SIMOTICS M COMPACT ASYNCHRONOUS MOTOR 1500RPM, 22KW, 140NM, 56A, 308V 1750RPM, 25KW, 136NM, 56A, 352V 2000RPM, 28KW, 134NM, 55A, 401V FORCED VENTILATION; DIRECTION OF AIR FLOW DE --> NDE; DEGREE OF PROTECTION IP55 INCREMENTAL ENCODER SIN/COS 1VPP 2048 S/R WITH ND-END AT TERMINAL BOX (ENCODER IC2048S/R) with TEMPERAT. SENSOR KTY84-130 DESIGN IM B5 (IMV 1,IM V3) SHAFT WITH FITTED KEY FULL-KEY BALANCING BEARING: STANDARD WITH FIXED BEARING, VIBRATION SEVERITY GRADE: S/A, SHAFT AND FLANGE ACCURACY: R TERMINAL BOX (ABOVE) CABLE ENTRY ON THE RIGHT SIGNAL CONNECTION D-END | 5949 | TEM | 1 | MC | 141 | 1
1PH81371MF021CC1 | SIMOTICS M COMPACT ASYNCHRONOUS MOTOR 1500RPM, 22KW, 140NM, 56A, 308V 1750RPM, 25KW, 136NM, 56A, 352V 2000RPM, 28KW, 134NM, 55A, 401V FORCED VENTILATION; DIRECTION OF AIR FLOW DE --> NDE; DEGREE OF PROTECTION IP55 INCREMENTAL ENCODER SIN/COS 1VPP 2048 S/R WITH ND-END AT TERMINAL BOX (ENCODER IC2048S/R) with TEMPERAT. SENSOR KTY84-130 DESIGN IM B5 (IMV 1,IM V3) SHAFT WITH FITTED KEY FULL-KEY BALANCING BEARING: STANDARD WITH FIXED BEARING, VIBRATION SEVERITY GRADE: S/A, SHAFT AND FLANGE ACCURACY: R TERMINAL BOX (ABOVE) CABLE ENTRY ON THE ND-END SIGNAL CONNECTION LEFT | 5949 | TEM | 1 | MC | 141 | 1
1PH81371MF022CA1 | SIMOTICS M COMPACT ASYNCHRONOUS MOTOR 1500RPM, 22KW, 140NM, 56A, 308V 1750RPM, 25KW, 136NM, 56A, 352V 2000RPM, 28KW, 134NM, 55A, 401V FORCED VENTILATION; DIRECTION OF AIR FLOW DE --> NDE; DEGREE OF PROTECTION IP55 INCREMENTAL ENCODER SIN/COS 1VPP 2048 S/R WITH ND-END AT TERMINAL BOX (ENCODER IC2048S/R) with TEMPERAT. SENSOR KTY84-130 DESIGN IM B5 (IMV 1,IM V3) SHAFT WITH FITTED KEY HALF-KEY BALANCING BEARING: STANDARD WITH FIXED BEARING, VIBRATION SEVERITY GRADE: S/A, SHAFT AND FLANGE ACCURACY: R TERMINAL BOX (ABOVE) CABLE ENTRY ON THE RIGHT SIGNAL CONNECTION D-END | 5949 | TEM | 1 | MC | 141 | 1
1PH81371MF022GA1 | SIMOTICS M COMPACT ASYNCHRONOUS MOTOR 1500RPM, 22KW, 140NM, 56A, 308V 1750RPM, 25KW, 136NM, 56A, 352V 2000RPM, 28KW, 134NM, 55A, 401V FORCED VENTILATION; DIRECTION OF AIR FLOW DE --> NDE; DEGREE OF PROTECTION IP55 INCREMENTAL ENCODER SIN/COS 1VPP 2048 S/R WITH ND-END AT TERMINAL BOX (ENCODER IC2048S/R) with TEMPERAT. SENSOR KTY84-130 DESIGN IM B5 (IMV 1,IM V3) SHAFT WITH FITTED KEY HALF-KEY BALANCING BEARING: STANDARD, VIBRATION SEVERITY GRADE: R/A, SHAFT AND FLANGE ACCURACY: R TERMINAL BOX (ABOVE) CABLE ENTRY ON THE RIGHT SIGNAL CONNECTION D-END | 5469 | TEM | 1 | MC | 141 | 1
1PH81371MF031BA1 | SIMOTICS M COMPACT ASYNCHRONOUS MOTOR 1500RPM, 22KW, 140NM, 56A, 308V 1750RPM, 25KW, 136NM, 56A, 352V 2000RPM, 28KW, 134NM, 55A, 401V FORCED VENTILATION; DIRECTION OF AIR FLOW DE --> NDE; DEGREE OF PROTECTION IP55 INCREMENTAL ENCODER SIN/COS 1VPP 2048 S/R WITH ND-END AT TERMINAL BOX (ENCODER IC2048S/R) with TEMPERAT. SENSOR KTY84-130 DESIGN IM B35 (IM V15, IM V35) SHAFT WITH FITTED KEY FULL-KEY BALANCING BEARING: STANDARD WITH FIXED BEARING, VIBRATION SEVERITY GRADE: R/A, FLANGE ACCURACY: R TERMINAL BOX (ABOVE) CABLE ENTRY ON THE RIGHT SIGNAL CONNECTION D-END | 6058 | TEM | 1 | MC | 141 | 1
1PH81371MF031BC1 | SIMOTICS M COMPACT ASYNCHRONOUS MOTOR 1500RPM, 22KW, 140NM, 56A, 308V 1750RPM, 25KW, 136NM, 56A, 352V 2000RPM, 28KW, 134NM, 55A, 401V FORCED VENTILATION; DIRECTION OF AIR FLOW DE --> NDE; DEGREE OF PROTECTION IP55 INCREMENTAL ENCODER SIN/COS 1VPP 2048 S/R WITH ND-END AT TERMINAL BOX (ENCODER IC2048S/R) with TEMPERAT. SENSOR KTY84-130 DESIGN IM B35 (IM V15, IM V35) SHAFT WITH FITTED KEY FULL-KEY BALANCING BEARING: STANDARD WITH FIXED BEARING, VIBRATION SEVERITY GRADE: R/A, FLANGE ACCURACY: R TERMINAL BOX (ABOVE) CABLE ENTRY ON THE ND-END SIGNAL CONNECTION LEFT | 6058 | TEM | 1 | MC | 141 | 1
1PH81371MF031CA1 | SIMOTICS M COMPACT ASYNCHRONOUS MOTOR 1500RPM, 22KW, 140NM, 56A, 308V 1750RPM, 25KW, 136NM, 56A, 352V 2000RPM, 28KW, 134NM, 55A, 401V FORCED VENTILATION; DIRECTION OF AIR FLOW DE --> NDE; DEGREE OF PROTECTION IP55 INCREMENTAL ENCODER SIN/COS 1VPP 2048 S/R WITH ND-END AT TERMINAL BOX (ENCODER IC2048S/R) with TEMPERAT. SENSOR KTY84-130 DESIGN IM B35 (IM V15, IM V35) SHAFT WITH FITTED KEY FULL-KEY BALANCING BEARING: STANDARD WITH FIXED BEARING, VIBRATION SEVERITY GRADE: S/A, SHAFT AND FLANGE ACCURACY: R TERMINAL BOX (ABOVE) CABLE ENTRY ON THE RIGHT SIGNAL CONNECTION D-END | 6253 | TEM | 1 | MC | 141 | 1
1PH81371MF031DC1 | SIMOTICS M COMPACT ASYNCHRONOUS MOTOR 1500RPM, 22KW, 140NM, 56A, 308V 1750RPM, 25KW, 136NM, 56A, 352V 2000RPM, 28KW, 134NM, 55A, 401V FORCED VENTILATION; DIRECTION OF AIR FLOW DE --> NDE; DEGREE OF PROTECTION IP55 INCREMENTAL ENCODER SIN/COS 1VPP 2048 S/R WITH ND-END AT TERMINAL BOX (ENCODER IC2048S/R) with TEMPERAT. SENSOR KTY84-130 DESIGN IM B35 (IM V15, IM V35) SHAFT WITH FITTED KEY FULL-KEY BALANCING BEARING: STANDARD WITH FIXED BEARING, VIBRATION SEVERITY GRADE: SR/A, SHAFT AND FLANGE ACCURACY: R TERMINAL BOX (ABOVE) CABLE ENTRY ON THE ND-END SIGNAL CONNECTION LEFT | 6323 | TEM | 1 | MC | 141 | 1
1PH81371MF032BA1 | SIMOTICS M COMPACT ASYNCHRONOUS MOTOR 1500RPM, 22KW, 140NM, 56A, 308V 1750RPM, 25KW, 136NM, 56A, 352V 2000RPM, 28KW, 134NM, 55A, 401V FORCED VENTILATION; DIRECTION OF AIR FLOW DE --> NDE; DEGREE OF PROTECTION IP55 INCREMENTAL ENCODER SIN/COS 1VPP 2048 S/R WITH ND-END AT TERMINAL BOX (ENCODER IC2048S/R) with TEMPERAT. SENSOR KTY84-130 DESIGN IM B35 (IM V15, IM V35) SHAFT WITH FITTED KEY HALF-KEY BALANCING BEARING: STANDARD WITH FIXED BEARING, VIBRATION SEVERITY GRADE: R/A, FLANGE ACCURACY: R TERMINAL BOX (ABOVE) CABLE ENTRY ON THE RIGHT SIGNAL CONNECTION D-END | 6058 | TEM | 1 | MC | 141 | 1
1PH81371MF102BA1 | SIMOTICS M COMPACT ASYNCHRONOUS MOTOR 1500RPM, 22KW, 140NM, 56A, 308V 1750RPM, 25KW, 136NM, 56A, 353V 2000RPM, 28KW, 134NM, 55A, 401V FORCED VENTILATION; DIRECTION OF AIR FLOW NDE --> DE; DEGREE OF PROTECTION IP55 INCREMENTAL ENCODER SIN/COS 1VPP 2048 S/R WITH ND-END AT TERMINAL BOX (ENCODER IC2048S/R) with TEMPERAT. SENSOR KTY84-130 DESIGN IM B3 (IM V5, IM V6) SHAFT WITH FITTED KEY HALF-KEY BALANCING BEARING: STANDARD WITH FIXED BEARING, VIBRATION SEVERITY GRADE: R/A, FLANGE ACCURACY: R TERMINAL BOX (ABOVE) CABLE ENTRY ON THE RIGHT SIGNAL CONNECTION D-END | 5516 | TEM | 1 | MC | 141 | 1
1PH81371MF121BA1 | SIMOTICS M COMPACT ASYNCHRONOUS MOTOR 1500RPM, 22KW, 140NM, 56A, 308V 1750RPM, 25KW, 136NM, 56A, 353V 2000RPM, 28KW, 134NM, 55A, 401V FORCED VENTILATION; DIRECTION OF AIR FLOW NDE --> DE; DEGREE OF PROTECTION IP55 INCREMENTAL ENCODER SIN/COS 1VPP 2048 S/R WITH ND-END AT TERMINAL BOX (ENCODER IC2048S/R) with TEMPERAT. SENSOR KTY84-130 DESIGN IM B5 (IMV 1,IM V3) SHAFT WITH FITTED KEY FULL-KEY BALANCING BEARING: STANDARD WITH FIXED BEARING, VIBRATION SEVERITY GRADE: R/A, FLANGE ACCURACY: R TERMINAL BOX (ABOVE) CABLE ENTRY ON THE RIGHT SIGNAL CONNECTION D-END | 5754 | TEM | 1 | MC | 141 | 1
1PH81371MF220BA1 | SIMOTICS M COMPACT ASYNCHRONOUS MOTOR 1500RPM, 27KW, 172NM, 67A, 315V 1750RPM,31,5KW,172NM, 67A, 365V 2000RPM, 36KW, 172NM, 67A, 415V WATER COOLING DEGREE OF PROTECTION IP65 INCREMENTAL ENCODER SIN/COS 1VPP 2048 S/R WITH ND-END AT TERMINAL BOX (ENCODER IC2048S/R) with TEMPERAT. SENSOR KTY84-130 DESIGN IM B5 (IMV 1,IM V3) PLAIN SHAFT WITHOUT FITTED KEY; BEARING: STANDARD WITH FIXED BEARING, VIBRATION SEVERITY GRADE: R/A, FLANGE ACCURACY: R TERMINAL BOX (ABOVE) CABLE ENTRY ON THE RIGHT SIGNAL CONNECTION D-END | 6961 | TEM | 1 | MC | 157 | 1
1PH81371MF230BA1 | SIMOTICS M COMPACT ASYNCHRONOUS MOTOR 1500RPM, 27KW, 172NM, 67A, 315V 1750RPM,31,5KW,172NM, 67A, 365V 2000RPM, 36KW, 172NM, 67A, 415V WATER COOLING DEGREE OF PROTECTION IP65 INCREMENTAL ENCODER SIN/COS 1VPP 2048 S/R WITH ND-END AT TERMINAL BOX (ENCODER IC2048S/R) with TEMPERAT. SENSOR KTY84-130 DESIGN IM B35 (IM V15, IM V35) PLAIN SHAFT WITHOUT FITTED KEY; BEARING: STANDARD WITH FIXED BEARING, VIBRATION SEVERITY GRADE: R/A, FLANGE ACCURACY: R TERMINAL BOX (ABOVE) CABLE ENTRY ON THE RIGHT SIGNAL CONNECTION D-END | 7265 | TEM | 1 | MC | 157 | 1
1PH81371MF230BC1 | SIMOTICS M COMPACT ASYNCHRONOUS MOTOR 1500RPM, 27KW, 172NM, 67A, 315V 1750RPM,31,5KW,172NM, 67A, 365V 2000RPM, 36KW, 172NM, 67A, 415V WATER COOLING DEGREE OF PROTECTION IP65 INCREMENTAL ENCODER SIN/COS 1VPP 2048 S/R WITH ND-END AT TERMINAL BOX (ENCODER IC2048S/R) with TEMPERAT. SENSOR KTY84-130 DESIGN IM B35 (IM V15, IM V35) PLAIN SHAFT WITHOUT FITTED KEY; BEARING: STANDARD WITH FIXED BEARING, VIBRATION SEVERITY GRADE: R/A, FLANGE ACCURACY: R TERMINAL BOX (ABOVE) CABLE ENTRY ON THE ND-END SIGNAL CONNECTION LEFT | 7265 | TEM | 1 | MC | 157 | 1
1PH81371MF230DH1 | SIMOTICS M COMPACT ASYNCHRONOUS MOTOR 1500RPM, 27KW, 172NM, 67A, 315V 1750RPM,31,5KW,172NM, 67A, 365V 2000RPM, 36KW, 172NM, 67A, 415V WATER COOLING DEGREE OF PROTECTION IP65 INCREMENTAL ENCODER SIN/COS 1VPP 2048 S/R WITH ND-END AT TERMINAL BOX (ENCODER IC2048S/R) with TEMPERAT. SENSOR KTY84-130 DESIGN IM B35 (IM V15, IM V35) PLAIN SHAFT WITHOUT FITTED KEY; BEARING: STANDARD WITH FIXED BEARING, VIBRATION SEVERITY GRADE: SR/A, SHAFT AND FLANGE ACCURACY: R POWER CONNECTOR (ABOVE) CABLE ENTRY ON THE D-END SIGNAL CONNECTION LEFT | 7530 | TEM | 1 | MC | 157 | 1
1PH81371MF232DA1 | SIMOTICS M COMPACT ASYNCHRONOUS MOTOR 1500RPM, 27KW, 172NM, 67A, 315V 1750RPM,31,5KW,172NM, 67A, 365V 2000RPM, 36KW, 172NM, 67A, 415V WATER COOLING DEGREE OF PROTECTION IP65 INCREMENTAL ENCODER SIN/COS 1VPP 2048 S/R WITH ND-END AT TERMINAL BOX (ENCODER IC2048S/R) with TEMPERAT. SENSOR KTY84-130 DESIGN IM B35 (IM V15, IM V35) SHAFT WITH FITTED KEY HALF-KEY BALANCING BEARING: STANDARD WITH FIXED BEARING, VIBRATION SEVERITY GRADE: SR/A, SHAFT AND FLANGE ACCURACY: R TERMINAL BOX (ABOVE) CABLE ENTRY ON THE RIGHT SIGNAL CONNECTION D-END | 7530 | TEM | 1 | MC | 157 | 1
1PH81371MG000BA1 | SIMOTICS M COMPACT ASYNCHRONOUS MOTOR 2000RPM, 28KW, 134NM, 60A, 350V 2300RPM, 29KW,120NM, 56A, 400V 2650RPM, 30KW, 108NM, 52A, 460V FORCED VENTILATION; DIRECTION OF AIR FLOW DE --> NDE; DEGREE OF PROTECTION IP55 INCREMENTAL ENCODER SIN/COS 1VPP 2048 S/R WITH ND-END AT TERMINAL BOX (ENCODER IC2048S/R) with TEMPERAT. SENSOR KTY84-130 DESIGN IM B3 (IM V5, IM V6) PLAIN SHAFT WITHOUT FITTED KEY; BEARING: STANDARD WITH FIXED BEARING, VIBRATION SEVERITY GRADE: R/A, FLANGE ACCURACY: R TERMINAL BOX (ABOVE) CABLE ENTRY ON THE RIGHT SIGNAL CONNECTION D-END | 5516 | TEM | 1 | MC | 141 | 1
1PH81371MG001BC1 | SIMOTICS M COMPACT ASYNCHRONOUS MOTOR 2000RPM, 28KW, 134NM, 60A, 350V 2300RPM, 29KW,120NM, 56A, 400V 2650RPM, 30KW, 108NM, 52A, 460V FORCED VENTILATION; DIRECTION OF AIR FLOW DE --> NDE; DEGREE OF PROTECTION IP55 INCREMENTAL ENCODER SIN/COS 1VPP 2048 S/R WITH ND-END AT TERMINAL BOX (ENCODER IC2048S/R) with TEMPERAT. SENSOR KTY84-130 DESIGN IM B3 (IM V5, IM V6) SHAFT WITH FITTED KEY FULL-KEY BALANCING BEARING: STANDARD WITH FIXED BEARING, VIBRATION SEVERITY GRADE: R/A, FLANGE ACCURACY: R TERMINAL BOX (ABOVE) CABLE ENTRY ON THE ND-END SIGNAL CONNECTION LEFT | 5516 | TEM | 1 | MC | 141 | 1
1PH81371MG001BH1 | SIMOTICS M COMPACT ASYNCHRONOUS MOTOR 2000RPM, 28KW, 134NM, 60A, 350V 2300RPM, 29KW,120NM, 56A, 400V 2650RPM, 30KW, 108NM, 52A, 460V FORCED VENTILATION; DIRECTION OF AIR FLOW DE --> NDE; DEGREE OF PROTECTION IP55 INCREMENTAL ENCODER SIN/COS 1VPP 2048 S/R WITH ND-END AT TERMINAL BOX (ENCODER IC2048S/R) with TEMPERAT. SENSOR KTY84-130 DESIGN IM B3 (IM V5, IM V6) SHAFT WITH FITTED KEY FULL-KEY BALANCING BEARING: STANDARD WITH FIXED BEARING, VIBRATION SEVERITY GRADE: R/A, FLANGE ACCURACY: R POWER CONNECTOR (ABOVE) CABLE ENTRY ON THE D-END SIGNAL CONNECTION LEFT | 5516 | TEM | 1 | MC | 141 | 1
1PH81371MG002CA1 | SIMOTICS M COMPACT ASYNCHRONOUS MOTOR 2000RPM, 28KW, 134NM, 60A, 350V 2300RPM, 29KW,120NM, 56A, 400V 2650RPM, 30KW, 108NM, 52A, 460V FORCED VENTILATION; DIRECTION OF AIR FLOW DE --> NDE; DEGREE OF PROTECTION IP55 INCREMENTAL ENCODER SIN/COS 1VPP 2048 S/R WITH ND-END AT TERMINAL BOX (ENCODER IC2048S/R) with TEMPERAT. SENSOR KTY84-130 DESIGN IM B3 (IM V5, IM V6) SHAFT WITH FITTED KEY HALF-KEY BALANCING BEARING: STANDARD WITH FIXED BEARING, VIBRATION SEVERITY GRADE: S/A, SHAFT AND FLANGE ACCURACY: R TERMINAL BOX (ABOVE) CABLE ENTRY ON THE RIGHT SIGNAL CONNECTION D-END | 5711 | TEM | 1 | MC | 141 | 1
1PH81371MG021BB1 | SIMOTICS M COMPACT ASYNCHRONOUS MOTOR 2000RPM, 28KW, 134NM, 60A, 350V 2300RPM, 29KW,120NM, 56A, 400V 2650RPM, 30KW, 108NM, 52A, 460V FORCED VENTILATION; DIRECTION OF AIR FLOW DE --> NDE; DEGREE OF PROTECTION IP55 INCREMENTAL ENCODER SIN/COS 1VPP 2048 S/R WITH ND-END AT TERMINAL BOX (ENCODER IC2048S/R) with TEMPERAT. SENSOR KTY84-130 DESIGN IM B5 (IMV 1,IM V3) SHAFT WITH FITTED KEY FULL-KEY BALANCING BEARING: STANDARD WITH FIXED BEARING, VIBRATION SEVERITY GRADE: R/A, FLANGE ACCURACY: R TERMINAL BOX (ABOVE) CABLE ENTRY ON THE LEFT SIGNAL CONNECTION D-END | 5754 | TEM | 1 | MC | 141 | 1
1PH81371MG022CA1 | SIMOTICS M COMPACT ASYNCHRONOUS MOTOR 2000RPM, 28KW, 134NM, 60A, 350V 2300RPM, 29KW,120NM, 56A, 400V 2650RPM, 30KW, 108NM, 52A, 460V FORCED VENTILATION; DIRECTION OF AIR FLOW DE --> NDE; DEGREE OF PROTECTION IP55 INCREMENTAL ENCODER SIN/COS 1VPP 2048 S/R WITH ND-END AT TERMINAL BOX (ENCODER IC2048S/R) with TEMPERAT. SENSOR KTY84-130 DESIGN IM B5 (IMV 1,IM V3) SHAFT WITH FITTED KEY HALF-KEY BALANCING BEARING: STANDARD WITH FIXED BEARING, VIBRATION SEVERITY GRADE: S/A, SHAFT AND FLANGE ACCURACY: R TERMINAL BOX (ABOVE) CABLE ENTRY ON THE RIGHT SIGNAL CONNECTION D-END | 5949 | TEM | 1 | MC | 141 | 1
1PH81371MG030BA1 | SIMOTICS M COMPACT ASYNCHRONOUS MOTOR 2000RPM, 28KW, 134NM, 60A, 350V 2300RPM, 29KW,120NM, 56A, 400V 2650RPM, 30KW, 108NM, 52A, 460V FORCED VENTILATION; DIRECTION OF AIR FLOW DE --> NDE; DEGREE OF PROTECTION IP55 INCREMENTAL ENCODER SIN/COS 1VPP 2048 S/R WITH ND-END AT TERMINAL BOX (ENCODER IC2048S/R) with TEMPERAT. SENSOR KTY84-130 DESIGN IM B35 (IM V15, IM V35) PLAIN SHAFT WITHOUT FITTED KEY; BEARING: STANDARD WITH FIXED BEARING, VIBRATION SEVERITY GRADE: R/A, FLANGE ACCURACY: R TERMINAL BOX (ABOVE) CABLE ENTRY ON THE RIGHT SIGNAL CONNECTION D-END | 6058 | TEM | 1 | MC | 141 | 1
1PH81371MG030DA1 | SIMOTICS M COMPACT ASYNCHRONOUS MOTOR 2000RPM, 28KW, 134NM, 60A, 350V 2300RPM, 29KW,120NM, 56A, 400V 2650RPM, 30KW, 108NM, 52A, 460V FORCED VENTILATION; DIRECTION OF AIR FLOW DE --> NDE; DEGREE OF PROTECTION IP55 INCREMENTAL ENCODER SIN/COS 1VPP 2048 S/R WITH ND-END AT TERMINAL BOX (ENCODER IC2048S/R) with TEMPERAT. SENSOR KTY84-130 DESIGN IM B35 (IM V15, IM V35) PLAIN SHAFT WITHOUT FITTED KEY; BEARING: STANDARD WITH FIXED BEARING, VIBRATION SEVERITY GRADE: SR/A, SHAFT AND FLANGE ACCURACY: R TERMINAL BOX (ABOVE) CABLE ENTRY ON THE RIGHT SIGNAL CONNECTION D-END | 6323 | TEM | 1 | MC | 141 | 1
1PH81371MG031CC1 | SIMOTICS M COMPACT ASYNCHRONOUS MOTOR 2000RPM, 28KW, 134NM, 60A, 350V 2300RPM, 29KW,120NM, 56A, 400V 2650RPM, 30KW, 108NM, 52A, 460V FORCED VENTILATION; DIRECTION OF AIR FLOW DE --> NDE; DEGREE OF PROTECTION IP55 INCREMENTAL ENCODER SIN/COS 1VPP 2048 S/R WITH ND-END AT TERMINAL BOX (ENCODER IC2048S/R) with TEMPERAT. SENSOR KTY84-130 DESIGN IM B35 (IM V15, IM V35) SHAFT WITH FITTED KEY FULL-KEY BALANCING BEARING: STANDARD WITH FIXED BEARING, VIBRATION SEVERITY GRADE: S/A, SHAFT AND FLANGE ACCURACY: R TERMINAL BOX (ABOVE) CABLE ENTRY ON THE ND-END SIGNAL CONNECTION LEFT | 6253 | TEM | 1 | MC | 141 | 1
1PH81371MG100LA1 | SIMOTICS M COMPACT ASYNCHRONOUS MOTOR 2000RPM, 28KW, 134NM, 60A, 350V 2300RPM, 29KW, 120NM, 56A, 400V 2650RPM, 30KW, 108NM, 52A, 460V FORCED VENTILATION; DIRECTION OF AIR FLOW NDE --> DE; DEGREE OF PROTECTION IP55 INCREMENTAL ENCODER SIN/COS 1VPP 2048 S/R WITH ND-END AT TERMINAL BOX (ENCODER IC2048S/R) with TEMPERAT. SENSOR KTY84-130 DESIGN IM B3 (IM V5, IM V6) PLAIN SHAFT WITHOUT FITTED KEY; BEARING: PERFORMANCE, VIBRATION SEVERITY GRADE: SPECIAL/B, SHAFT AND FLANGE ACCURACY: SPECIAL TERMINAL BOX (ABOVE) CABLE ENTRY ON THE RIGHT SIGNAL CONNECTION D-END | 6063 | TEM | 1 | MC | 141 | 1
1PH81371MG101CA1 | SIMOTICS M COMPACT ASYNCHRONOUS MOTOR 2000RPM, 28KW, 134NM, 60A, 350V 2300RPM, 29KW, 120NM, 56A, 400V 2650RPM, 30KW, 108NM, 52A, 460V FORCED VENTILATION; DIRECTION OF AIR FLOW NDE --> DE; DEGREE OF PROTECTION IP55 INCREMENTAL ENCODER SIN/COS 1VPP 2048 S/R WITH ND-END AT TERMINAL BOX (ENCODER IC2048S/R) with TEMPERAT. SENSOR KTY84-130 DESIGN IM B3 (IM V5, IM V6) SHAFT WITH FITTED KEY FULL-KEY BALANCING BEARING: STANDARD WITH FIXED BEARING, VIBRATION SEVERITY GRADE: S/A, SHAFT AND FLANGE ACCURACY: R TERMINAL BOX (ABOVE) CABLE ENTRY ON THE RIGHT SIGNAL CONNECTION D-END | 5711 | TEM | 1 | MC | 141 | 1
1PH81371MS000BA1 | SIMOTICS M COMPACT ASYNCHRONOUS MOTOR 2000RPM, 29KW,138NM, 56A, 398V 5000RPM,27,5KW, 53NM, 56A, 425V 1500RPM, 22KW, 140NM, 56A, 308V FORCED VENTILATION; DIRECTION OF AIR FLOW DE --> NDE; DEGREE OF PROTECTION IP55 INCREMENTAL ENCODER SIN/COS 1VPP 2048 S/R WITH ND-END AT TERMINAL BOX (ENCODER IC2048S/R) with TEMPERAT. SENSOR KTY84-130 DESIGN IM B3 (IM V5, IM V6) PLAIN SHAFT WITHOUT FITTED KEY; BEARING: STANDARD WITH FIXED BEARING, VIBRATION SEVERITY GRADE: R/A, FLANGE ACCURACY: R TERMINAL BOX (ABOVE) CABLE ENTRY ON THE RIGHT SIGNAL CONNECTION D-END | 5516 | TEM | 1 | MC | 141 | 1
1PH81371MS000MA1 | SIMOTICS M COMPACT ASYNCHRONOUS MOTOR 2000RPM, 29KW,138NM, 56A, 398V 5000RPM,27,5KW, 53NM, 56A, 425V 1500RPM, 22KW, 140NM, 56A, 308V FORCED VENTILATION; DIRECTION OF AIR FLOW DE --> NDE; DEGREE OF PROTECTION IP55 INCREMENTAL ENCODER SIN/COS 1VPP 2048 S/R WITH ND-END AT TERMINAL BOX (ENCODER IC2048S/R) with TEMPERAT. SENSOR KTY84-130 DESIGN IM B3 (IM V5, IM V6) PLAIN SHAFT WITHOUT FITTED KEY; BEARING: HIGH PERFORMANCE VIBRATION SEVERITY GRADE SPECIAL/B SHAFT AND FLANGE ACCURACY GR. SPECIAL TERMINAL BOX (ABOVE) CABLE ENTRY ON THE RIGHT SIGNAL CONNECTION D-END | 6735 | TEM | 1 | MC | 141 | 1
1PH81371MS001BA1 | SIMOTICS M COMPACT ASYNCHRONOUS MOTOR 2000RPM, 29KW,138NM, 56A, 398V 5000RPM,27,5KW, 53NM, 56A, 425V 1500RPM, 22KW, 140NM, 56A, 308V FORCED VENTILATION; DIRECTION OF AIR FLOW DE --> NDE; DEGREE OF PROTECTION IP55 INCREMENTAL ENCODER SIN/COS 1VPP 2048 S/R WITH ND-END AT TERMINAL BOX (ENCODER IC2048S/R) with TEMPERAT. SENSOR KTY84-130 DESIGN IM B3 (IM V5, IM V6) SHAFT WITH FITTED KEY FULL-KEY BALANCING BEARING: STANDARD WITH FIXED BEARING, VIBRATION SEVERITY GRADE: R/A, FLANGE ACCURACY: R TERMINAL BOX (ABOVE) CABLE ENTRY ON THE RIGHT SIGNAL CONNECTION D-END | 5516 | TEM | 1 | MC | 141 | 1
1PH81371MS020BA1 | SIMOTICS M COMPACT ASYNCHRONOUS MOTOR 2000RPM, 29KW,138NM, 56A, 398V 5000RPM,27,5KW, 53NM, 56A, 425V 1500RPM, 22KW, 140NM, 56A, 308V FORCED VENTILATION; DIRECTION OF AIR FLOW DE --> NDE; DEGREE OF PROTECTION IP55 INCREMENTAL ENCODER SIN/COS 1VPP 2048 S/R WITH ND-END AT TERMINAL BOX (ENCODER IC2048S/R) with TEMPERAT. SENSOR KTY84-130 DESIGN IM B5 (IMV 1,IM V3) PLAIN SHAFT WITHOUT FITTED KEY; BEARING: STANDARD WITH FIXED BEARING, VIBRATION SEVERITY GRADE: R/A, FLANGE ACCURACY: R TERMINAL BOX (ABOVE) CABLE ENTRY ON THE RIGHT SIGNAL CONNECTION D-END | 5754 | TEM | 1 | MC | 141 | 1
1PH81371MS020LB1 | SIMOTICS M COMPACT ASYNCHRONOUS MOTOR 2000RPM, 29KW,138NM, 56A, 398V 5000RPM,27,5KW, 53NM, 56A, 425V 1500RPM, 22KW, 140NM, 56A, 308V FORCED VENTILATION; DIRECTION OF AIR FLOW DE --> NDE; DEGREE OF PROTECTION IP55 INCREMENTAL ENCODER SIN/COS 1VPP 2048 S/R WITH ND-END AT TERMINAL BOX (ENCODER IC2048S/R) with TEMPERAT. SENSOR KTY84-130 DESIGN IM B5 (IMV 1,IM V3) PLAIN SHAFT WITHOUT FITTED KEY; BEARING: PERFORMANCE, VIBRATION SEVERITY GRADE: SPECIAL/B, SHAFT AND FLANGE ACCURACY: SPECIAL TERMINAL BOX (ABOVE) CABLE ENTRY ON THE LEFT SIGNAL CONNECTION D-END | 6301 | TEM | 1 | MC | 141 | 1
1PH81371MS020LC1 | SIMOTICS M COMPACT ASYNCHRONOUS MOTOR 2000RPM, 29KW,138NM, 56A, 398V 5000RPM,27,5KW, 53NM, 56A, 425V 1500RPM, 22KW, 140NM, 56A, 308V FORCED VENTILATION; DIRECTION OF AIR FLOW DE --> NDE; DEGREE OF PROTECTION IP55 INCREMENTAL ENCODER SIN/COS 1VPP 2048 S/R WITH ND-END AT TERMINAL BOX (ENCODER IC2048S/R) with TEMPERAT. SENSOR KTY84-130 DESIGN IM B5 (IMV 1,IM V3) PLAIN SHAFT WITHOUT FITTED KEY; BEARING: PERFORMANCE, VIBRATION SEVERITY GRADE: SPECIAL/B, SHAFT AND FLANGE ACCURACY: SPECIAL TERMINAL BOX (ABOVE) CABLE ENTRY ON THE ND-END SIGNAL CONNECTION LEFT | 6301 | TEM | 1 | MC | 141 | 1
1PH81371MS020MA1 | SIMOTICS M COMPACT ASYNCHRONOUS MOTOR 2000RPM, 29KW,138NM, 56A, 398V 5000RPM,27,5KW, 53NM, 56A, 425V 1500RPM, 22KW, 140NM, 56A, 308V FORCED VENTILATION; DIRECTION OF AIR FLOW DE --> NDE; DEGREE OF PROTECTION IP55 INCREMENTAL ENCODER SIN/COS 1VPP 2048 S/R WITH ND-END AT TERMINAL BOX (ENCODER IC2048S/R) with TEMPERAT. SENSOR KTY84-130 DESIGN IM B5 (IMV 1,IM V3) PLAIN SHAFT WITHOUT FITTED KEY; BEARING: HIGH PERFORMANCE VIBRATION SEVERITY GRADE SPECIAL/B SHAFT AND FLANGE ACCURACY GR. SPECIAL TERMINAL BOX (ABOVE) CABLE ENTRY ON THE RIGHT SIGNAL CONNECTION D-END | 6974 | TEM | 1 | MC | 141 | 1
1PH81371MS030BA1 | SIMOTICS M COMPACT ASYNCHRONOUS MOTOR 2000RPM, 29KW,138NM, 56A, 398V 5000RPM,27,5KW, 53NM, 56A, 425V 1500RPM, 22KW, 140NM, 56A, 308V FORCED VENTILATION; DIRECTION OF AIR FLOW DE --> NDE; DEGREE OF PROTECTION IP55 INCREMENTAL ENCODER SIN/COS 1VPP 2048 S/R WITH ND-END AT TERMINAL BOX (ENCODER IC2048S/R) with TEMPERAT. SENSOR KTY84-130 DESIGN IM B35 (IM V15, IM V35) PLAIN SHAFT WITHOUT FITTED KEY; BEARING: STANDARD WITH FIXED BEARING, VIBRATION SEVERITY GRADE: R/A, FLANGE ACCURACY: R TERMINAL BOX (ABOVE) CABLE ENTRY ON THE RIGHT SIGNAL CONNECTION D-END | 6058 | TEM | 1 | MC | 141 | 1
1PH81371MS030DA1 | SIMOTICS M COMPACT ASYNCHRONOUS MOTOR 2000RPM, 29KW,138NM, 56A, 398V 5000RPM,27,5KW, 53NM, 56A, 425V 1500RPM, 22KW, 140NM, 56A, 308V FORCED VENTILATION; DIRECTION OF AIR FLOW DE --> NDE; DEGREE OF PROTECTION IP55 INCREMENTAL ENCODER SIN/COS 1VPP 2048 S/R WITH ND-END AT TERMINAL BOX (ENCODER IC2048S/R) with TEMPERAT. SENSOR KTY84-130 DESIGN IM B35 (IM V15, IM V35) PLAIN SHAFT WITHOUT FITTED KEY; BEARING: STANDARD WITH FIXED BEARING, VIBRATION SEVERITY GRADE: SR/A, SHAFT AND FLANGE ACCURACY: R TERMINAL BOX (ABOVE) CABLE ENTRY ON THE RIGHT SIGNAL CONNECTION D-END | 6323 | TEM | 1 | MC | 141 | 1
1PH81371MS030LC1 | SIMOTICS M COMPACT ASYNCHRONOUS MOTOR 2000RPM, 29KW,138NM, 56A, 398V 5000RPM,27,5KW, 53NM, 56A, 425V 1500RPM, 22KW, 140NM, 56A, 308V FORCED VENTILATION; DIRECTION OF AIR FLOW DE --> NDE; DEGREE OF PROTECTION IP55 INCREMENTAL ENCODER SIN/COS 1VPP 2048 S/R WITH ND-END AT TERMINAL BOX (ENCODER IC2048S/R) with TEMPERAT. SENSOR KTY84-130 DESIGN IM B35 (IM V15, IM V35) PLAIN SHAFT WITHOUT FITTED KEY; BEARING: PERFORMANCE, VIBRATION SEVERITY GRADE: SPECIAL/B, SHAFT AND FLANGE ACCURACY: SPECIAL TERMINAL BOX (ABOVE) CABLE ENTRY ON THE ND-END SIGNAL CONNECTION LEFT | 6604 | TEM | 1 | MC | 141 | 1
1PH81371SD023LA1 | SIMOTICS M COMPACT ASYNCHRONOUS MOTOR 1000RPM, 17KW, 162NM, 43A, 307V 1150RPM,19,5KW,162NM, 43A, 350V 1350RPM, 22KW, 156NM, 42A, 404V FORCED VENTILATION; DIRECTION OF AIR FLOW DE --> NDE; DEGREE OF PROTECTION IP55 INCREMENTAL ENCODER 19 BIT WITHOUT COMMUTATION POSITION (ENCODER IN19DQ) WITH DRIVE-CLIQ INTERFACE DESIGN IM B5 (IMV 1,IM V3) PLAIN HOLLOW-SHAFT BEARING: PERFORMANCE, VIBRATION SEVERITY GRADE: SPECIAL/B, SHAFT AND FLANGE ACCURACY: SPECIAL TERMINAL BOX (ABOVE) CABLE ENTRY ON THE RIGHT SIGNAL CONNECTION D-END | 9932 | TEM | 1 | MC | 143.5 | 1
1PH81371SD023MA1 | SIMOTICS M COMPACT ASYNCHRONOUS MOTOR 1000RPM, 17KW, 162NM, 43A, 307V 1150RPM,19,5KW,162NM, 43A, 350V 1350RPM, 22KW, 156NM, 42A, 404V FORCED VENTILATION; DIRECTION OF AIR FLOW DE --> NDE; DEGREE OF PROTECTION IP55 INCREMENTAL ENCODER 19 BIT WITHOUT COMMUTATION POSITION (ENCODER IN19DQ) WITH DRIVE-CLIQ INTERFACE DESIGN IM B5 (IMV 1,IM V3) PLAIN HOLLOW-SHAFT BEARING: HIGH PERFORMANCE VIBRATION SEVERITY GRADE SPECIAL/B SHAFT AND FLANGE ACCURACY GR. SPECIAL TERMINAL BOX (ABOVE) CABLE ENTRY ON THE RIGHT SIGNAL CONNECTION D-END | 10605 | TEM | 1 | MC | 143.5 | 1
1PH81371SF000LA1 | SIMOTICS M COMPACT ASYNCHRONOUS MOTOR 1500RPM, 22KW, 140NM, 56A, 308V 1750RPM, 25KW, 136NM, 56A, 352V 2000RPM, 28KW, 134NM, 55A, 401V FORCED VENTILATION; DIRECTION OF AIR FLOW DE --> NDE; DEGREE OF PROTECTION IP55 INCREMENTAL ENCODER 19 BIT WITHOUT COMMUTATION POSITION (ENCODER IN19DQ) WITH DRIVE-CLIQ INTERFACE DESIGN IM B3 (IM V5, IM V6) PLAIN SHAFT WITHOUT FITTED KEY; BEARING: PERFORMANCE, VIBRATION SEVERITY GRADE: SPECIAL/B, SHAFT AND FLANGE ACCURACY: SPECIAL TERMINAL BOX (ABOVE) CABLE ENTRY ON THE RIGHT SIGNAL CONNECTION D-END | 8100 | TEM | 1 | MC | 141 | 1
1PH81371SF020LA1 | SIMOTICS M COMPACT ASYNCHRONOUS MOTOR 1500RPM, 22KW, 140NM, 56A, 308V 1750RPM, 25KW, 136NM, 56A, 352V 2000RPM, 28KW, 134NM, 55A, 401V FORCED VENTILATION; DIRECTION OF AIR FLOW DE --> NDE; DEGREE OF PROTECTION IP55 INCREMENTAL ENCODER 19 BIT WITHOUT COMMUTATION POSITION (ENCODER IN19DQ) WITH DRIVE-CLIQ INTERFACE DESIGN IM B5 (IMV 1,IM V3) PLAIN SHAFT WITHOUT FITTED KEY; BEARING: PERFORMANCE, VIBRATION SEVERITY GRADE: SPECIAL/B, SHAFT AND FLANGE ACCURACY: SPECIAL TERMINAL BOX (ABOVE) CABLE ENTRY ON THE RIGHT SIGNAL CONNECTION D-END | 8338 | TEM | 1 | MC | 141 | 1
1PH81371SF020LC1 | SIMOTICS M COMPACT ASYNCHRONOUS MOTOR 1500RPM, 22KW, 140NM, 56A, 308V 1750RPM, 25KW, 136NM, 56A, 352V 2000RPM, 28KW, 134NM, 55A, 401V FORCED VENTILATION; DIRECTION OF AIR FLOW DE --> NDE; DEGREE OF PROTECTION IP55 INCREMENTAL ENCODER 19 BIT WITHOUT COMMUTATION POSITION (ENCODER IN19DQ) WITH DRIVE-CLIQ INTERFACE DESIGN IM B5 (IMV 1,IM V3) PLAIN SHAFT WITHOUT FITTED KEY; BEARING: PERFORMANCE, VIBRATION SEVERITY GRADE: SPECIAL/B, SHAFT AND FLANGE ACCURACY: SPECIAL TERMINAL BOX (ABOVE) CABLE ENTRY ON THE ND-END SIGNAL CONNECTION LEFT | 8338 | TEM | 1 | MC | 141 | 1
1PH81371SF020MA1 | SIMOTICS M COMPACT ASYNCHRONOUS MOTOR 1500RPM, 22KW, 140NM, 56A, 308V 1750RPM, 25KW, 136NM, 56A, 352V 2000RPM, 28KW, 134NM, 55A, 401V FORCED VENTILATION; DIRECTION OF AIR FLOW DE --> NDE; DEGREE OF PROTECTION IP55 INCREMENTAL ENCODER 19 BIT WITHOUT COMMUTATION POSITION (ENCODER IN19DQ) WITH DRIVE-CLIQ INTERFACE DESIGN IM B5 (IMV 1,IM V3) PLAIN SHAFT WITHOUT FITTED KEY; BEARING: HIGH PERFORMANCE VIBRATION SEVERITY GRADE SPECIAL/B SHAFT AND FLANGE ACCURACY GR. SPECIAL TERMINAL BOX (ABOVE) CABLE ENTRY ON THE RIGHT SIGNAL CONNECTION D-END | 9011 | TEM | 1 | MC | 141 | 1
1PH81371SF023LA1 | SIMOTICS M COMPACT ASYNCHRONOUS MOTOR 1500RPM, 22KW, 140NM, 56A, 308V 1750RPM, 25KW, 136NM, 56A, 352V 2000RPM, 28KW, 134NM, 55A, 401V FORCED VENTILATION; DIRECTION OF AIR FLOW DE --> NDE; DEGREE OF PROTECTION IP55 INCREMENTAL ENCODER 19 BIT WITHOUT COMMUTATION POSITION (ENCODER IN19DQ) WITH DRIVE-CLIQ INTERFACE DESIGN IM B5 (IMV 1,IM V3) PLAIN HOLLOW-SHAFT BEARING: PERFORMANCE, VIBRATION SEVERITY GRADE: SPECIAL/B, SHAFT AND FLANGE ACCURACY: SPECIAL TERMINAL BOX (ABOVE) CABLE ENTRY ON THE RIGHT SIGNAL CONNECTION D-END | 9932 | TEM | 1 | MC | 143.5 | 1
1PH81371SF023LC1 | SIMOTICS M COMPACT ASYNCHRONOUS MOTOR 1500RPM, 22KW, 140NM, 56A, 308V 1750RPM, 25KW, 136NM, 56A, 352V 2000RPM, 28KW, 134NM, 55A, 401V FORCED VENTILATION; DIRECTION OF AIR FLOW DE --> NDE; DEGREE OF PROTECTION IP55 INCREMENTAL ENCODER 19 BIT WITHOUT COMMUTATION POSITION (ENCODER IN19DQ) WITH DRIVE-CLIQ INTERFACE DESIGN IM B5 (IMV 1,IM V3) PLAIN HOLLOW-SHAFT BEARING: PERFORMANCE, VIBRATION SEVERITY GRADE: SPECIAL/B, SHAFT AND FLANGE ACCURACY: SPECIAL TERMINAL BOX (ABOVE) CABLE ENTRY ON THE ND-END SIGNAL CONNECTION LEFT | 9932 | TEM | 1 | MC | 143.5 | 1
1PH81371SF023MA1 | SIMOTICS M COMPACT ASYNCHRONOUS MOTOR 1500RPM, 22KW, 140NM, 56A, 308V 1750RPM, 25KW, 136NM, 56A, 352V 2000RPM, 28KW, 134NM, 55A, 401V FORCED VENTILATION; DIRECTION OF AIR FLOW DE --> NDE; DEGREE OF PROTECTION IP55 INCREMENTAL ENCODER 19 BIT WITHOUT COMMUTATION POSITION (ENCODER IN19DQ) WITH DRIVE-CLIQ INTERFACE DESIGN IM B5 (IMV 1,IM V3) PLAIN HOLLOW-SHAFT BEARING: HIGH PERFORMANCE VIBRATION SEVERITY GRADE SPECIAL/B SHAFT AND FLANGE ACCURACY GR. SPECIAL TERMINAL BOX (ABOVE) CABLE ENTRY ON THE RIGHT SIGNAL CONNECTION D-END | 10605 | TEM | 1 | MC | 143.5 | 1
1PH81371SF032LA1 | SIMOTICS M COMPACT ASYNCHRONOUS MOTOR 1500RPM, 22KW, 140NM, 56A, 308V 1750RPM, 25KW, 136NM, 56A, 352V 2000RPM, 28KW, 134NM, 55A, 401V FORCED VENTILATION; DIRECTION OF AIR FLOW DE --> NDE; DEGREE OF PROTECTION IP55 INCREMENTAL ENCODER 19 BIT WITHOUT COMMUTATION POSITION (ENCODER IN19DQ) WITH DRIVE-CLIQ INTERFACE DESIGN IM B35 (IM V15, IM V35) SHAFT WITH FITTED KEY HALF-KEY BALANCING BEARING: PERFORMANCE, VIBRATION SEVERITY GRADE: SPECIAL/B, SHAFT AND FLANGE ACCURACY: SPECIAL TERMINAL BOX (ABOVE) CABLE ENTRY ON THE RIGHT SIGNAL CONNECTION D-END | 8642 | TEM | 1 | MC | 141 | 1
1PH81371SF223LA1 | SIMOTICS M COMPACT ASYNCHRONOUS MOTOR 1500RPM, 27KW, 172NM, 67A, 315V 1750RPM,31,5KW,172NM, 67A, 365V 2000RPM, 36KW, 172NM, 67A, 415V WATER COOLING DEGREE OF PROTECTION IP65 INCREMENTAL ENCODER 19 BIT WITHOUT COMMUTATION POSITION (ENCODER IN19DQ) WITH DRIVE-CLIQ INTERFACE DESIGN IM B5 (IMV 1,IM V3) PLAIN HOLLOW-SHAFT BEARING: PERFORMANCE, VIBRATION SEVERITY GRADE: SPECIAL/B, SHAFT AND FLANGE ACCURACY: SPECIAL TERMINAL BOX (ABOVE) CABLE ENTRY ON THE RIGHT SIGNAL CONNECTION D-END | 11139 | TEM | 1 | MC | 159.5 | 1
1PH81371SG031LA1 | SIMOTICS M COMPACT ASYNCHRONOUS MOTOR 2000RPM, 28KW, 134NM, 60A, 350V 2300RPM, 29KW,120NM, 56A, 400V 2650RPM, 30KW, 108NM, 52A, 460V FORCED VENTILATION; DIRECTION OF AIR FLOW DE --> NDE; DEGREE OF PROTECTION IP55 INCREMENTAL ENCODER 19 BIT WITHOUT COMMUTATION POSITION (ENCODER IN19DQ) WITH DRIVE-CLIQ INTERFACE DESIGN IM B35 (IM V15, IM V35) SHAFT WITH FITTED KEY FULL-KEY BALANCING BEARING: PERFORMANCE, VIBRATION SEVERITY GRADE: SPECIAL/B, SHAFT AND FLANGE ACCURACY: SPECIAL TERMINAL BOX (ABOVE) CABLE ENTRY ON THE RIGHT SIGNAL CONNECTION D-END | 8642 | TEM | 1 | MC | 141 | 1
1PH81371SS020MC1 | SIMOTICS M COMPACT ASYNCHRONOUS MOTOR 2000RPM, 29KW,138NM, 56A, 398V 5000RPM,27,5KW, 53NM, 56A, 425V 1500RPM, 22KW, 140NM, 56A, 308V FORCED VENTILATION; DIRECTION OF AIR FLOW DE --> NDE; DEGREE OF PROTECTION IP55 INCREMENTAL ENCODER 19 BIT WITHOUT COMMUTATION POSITION (ENCODER IN19DQ) WITH DRIVE-CLIQ INTERFACE DESIGN IM B5 (IMV 1,IM V3) PLAIN SHAFT WITHOUT FITTED KEY; BEARING: HIGH PERFORMANCE VIBRATION SEVERITY GRADE SPECIAL/B SHAFT AND FLANGE ACCURACY GR. SPECIAL TERMINAL BOX (ABOVE) CABLE ENTRY ON THE ND-END SIGNAL CONNECTION LEFT | 9011 | TEM | 1 | MC | 141 | 1
1PH81371TD020LA1 | SIMOTICS M COMPACT ASYNCHRONOUS MOTOR 1000RPM, 17KW, 162NM, 43A, 307V 1150RPM,19,5KW,162NM, 43A, 350V 1350RPM, 22KW, 156NM, 42A, 404V FORCED VENTILATION; DIRECTION OF AIR FLOW DE --> NDE; DEGREE OF PROTECTION IP55 INCREMENTAL ENCODER SIN/COS 1VPP 512 S/R WITHOUT C AND D TRACK (ENCODER IC2048S/R) TEMPERATURE SENSOR KTY84-130; DESIGN IM B5 (IMV 1,IM V3) PLAIN SHAFT WITHOUT FITTED KEY; BEARING: PERFORMANCE, VIBRATION SEVERITY GRADE: SPECIAL/B, SHAFT AND FLANGE ACCURACY: SPECIAL TERMINAL BOX (ABOVE) CABLE ENTRY ON THE RIGHT SIGNAL CONNECTION D-END | 6517 | TEM | 1 | MC | 141 | 1
1PH81371TF001LA1 | SIMOTICS M COMPACT ASYNCHRONOUS MOTOR 1500RPM, 22KW, 140NM, 56A, 308V 1750RPM, 25KW, 136NM, 56A, 352V 2000RPM, 28KW, 134NM, 55A, 401V FORCED VENTILATION; DIRECTION OF AIR FLOW DE --> NDE; DEGREE OF PROTECTION IP55 INCREMENTAL ENCODER SIN/COS 1VPP 512 S/R WITHOUT C AND D TRACK (ENCODER IC2048S/R) TEMPERATURE SENSOR KTY84-130; DESIGN IM B3 (IM V5, IM V6) SHAFT WITH FITTED KEY FULL-KEY BALANCING BEARING: PERFORMANCE, VIBRATION SEVERITY GRADE: SPECIAL/B, SHAFT AND FLANGE ACCURACY: SPECIAL TERMINAL BOX (ABOVE) CABLE ENTRY ON THE RIGHT SIGNAL CONNECTION D-END | 6279 | TEM | 1 | MC | 141 | 1
1PH81371TF032LC1 | SIMOTICS M COMPACT ASYNCHRONOUS MOTOR 1500RPM, 22KW, 140NM, 56A, 308V 1750RPM, 25KW, 136NM, 56A, 352V 2000RPM, 28KW, 134NM, 55A, 401V FORCED VENTILATION; DIRECTION OF AIR FLOW DE --> NDE; DEGREE OF PROTECTION IP55 INCREMENTAL ENCODER SIN/COS 1VPP 512 S/R WITHOUT C AND D TRACK (ENCODER IC2048S/R) TEMPERATURE SENSOR KTY84-130; DESIGN IM B35 (IM V15, IM V35) SHAFT WITH FITTED KEY HALF-KEY BALANCING BEARING: PERFORMANCE, VIBRATION SEVERITY GRADE: SPECIAL/B, SHAFT AND FLANGE ACCURACY: SPECIAL TERMINAL BOX (ABOVE) CABLE ENTRY ON THE ND-END SIGNAL CONNECTION LEFT | 6821 | TEM | 1 | MC | 141 | 1
1PH81371TF100LA1 | SIMOTICS M COMPACT ASYNCHRONOUS MOTOR 1500RPM, 22KW, 140NM, 56A, 308V 1750RPM, 25KW, 136NM, 56A, 353V 2000RPM, 28KW, 134NM, 55A, 401V FORCED VENTILATION; DIRECTION OF AIR FLOW NDE --> DE; DEGREE OF PROTECTION IP55 INCREMENTAL ENCODER SIN/COS 1VPP 512 S/R WITHOUT C AND D TRACK (ENCODER IC2048S/R) TEMPERATURE SENSOR KTY84-130; DESIGN IM B3 (IM V5, IM V6) PLAIN SHAFT WITHOUT FITTED KEY; BEARING: PERFORMANCE, VIBRATION SEVERITY GRADE: SPECIAL/B, SHAFT AND FLANGE ACCURACY: SPECIAL TERMINAL BOX (ABOVE) CABLE ENTRY ON THE RIGHT SIGNAL CONNECTION D-END | 6279 | TEM | 1 | MC | 141 | 1
1PH81371TG002LA1 | SIMOTICS M COMPACT ASYNCHRONOUS MOTOR 2000RPM, 28KW, 134NM, 60A, 350V 2300RPM, 29KW,120NM, 56A, 400V 2650RPM, 30KW, 108NM, 52A, 460V FORCED VENTILATION; DIRECTION OF AIR FLOW DE --> NDE; DEGREE OF PROTECTION IP55 INCREMENTAL ENCODER SIN/COS 1VPP 512 S/R WITHOUT C AND D TRACK (ENCODER IC2048S/R) TEMPERATURE SENSOR KTY84-130; DESIGN IM B3 (IM V5, IM V6) SHAFT WITH FITTED KEY HALF-KEY BALANCING BEARING: PERFORMANCE, VIBRATION SEVERITY GRADE: SPECIAL/B, SHAFT AND FLANGE ACCURACY: SPECIAL TERMINAL BOX (ABOVE) CABLE ENTRY ON THE RIGHT SIGNAL CONNECTION D-END | 6279 | TEM | 1 | MC | 141 | 1
1PH81371TS030MA1 | SIMOTICS M COMPACT ASYNCHRONOUS MOTOR 2000RPM, 29KW,138NM, 56A, 398V 5000RPM,27,5KW, 53NM, 56A, 425V 1500RPM, 22KW, 140NM, 56A, 308V FORCED VENTILATION; DIRECTION OF AIR FLOW DE --> NDE; DEGREE OF PROTECTION IP55 INCREMENTAL ENCODER SIN/COS 1VPP 512 S/R WITHOUT C AND D TRACK (ENCODER IC2048S/R) TEMPERATURE SENSOR KTY84-130; DESIGN IM B35 (IM V15, IM V35) PLAIN SHAFT WITHOUT FITTED KEY; BEARING: HIGH PERFORMANCE VIBRATION SEVERITY GRADE SPECIAL/B SHAFT AND FLANGE ACCURACY GR. R TERMINAL BOX (ABOVE) CABLE ENTRY ON THE RIGHT SIGNAL CONNECTION D-END | 7264 | TEM | 1 | MC | 141 | 1
1PH81371TS100LA1 | SIMOTICS M COMPACT ASYNCHRONOUS MOTOR 2000RPM, 29KW,138NM, 56A, 398V 5000RPM,27,5KW, 53NM, 56A, 425V 1500RPM, 22KW, 140NM, 56A, 308V FORCED VENTILATION; DIRECTION OF AIR FLOW NDE --> DE; DEGREE OF PROTECTION IP55 INCREMENTAL ENCODER SIN/COS 1VPP 512 S/R WITHOUT C AND D TRACK (ENCODER IC2048S/R) TEMPERATURE SENSOR KTY84-130; DESIGN IM B3 (IM V5, IM V6) PLAIN SHAFT WITHOUT FITTED KEY; BEARING: PERFORMANCE, VIBRATION SEVERITY GRADE: SPECIAL/B, SHAFT AND FLANGE ACCURACY: SPECIAL TERMINAL BOX (ABOVE) CABLE ENTRY ON THE RIGHT SIGNAL CONNECTION D-END | 6279 | TEM | 1 | MC | 141 | 1
1PH81371UD000LA1 | SIMOTICS M COMPACT ASYNCHRONOUS MOTOR 1000RPM, 17KW, 162NM, 43A, 307V 1150RPM,19,5KW,162NM, 43A, 350V 1350RPM, 22KW, 156NM, 42A, 404V FORCED VENTILATION; DIRECTION OF AIR FLOW DE --> NDE; DEGREE OF PROTECTION IP55 INCREMENTAL ENCODER 20 BIT WITHOUT COMMUTATION POSITION (ENCODER IN20DQ) WITH DRIVE-CLIQ INTERFACE DESIGN IM B3 (IM V5, IM V6) PLAIN SHAFT WITHOUT FITTED KEY; BEARING: PERFORMANCE, VIBRATION SEVERITY GRADE: SPECIAL/B, SHAFT AND FLANGE ACCURACY: SPECIAL TERMINAL BOX (ABOVE) CABLE ENTRY ON THE RIGHT SIGNAL CONNECTION D-END | 6963 | TEM | 1 | MC | 141 | 1
1PH81371UD000LE1 | SIMOTICS M COMPACT ASYNCHRONOUS MOTOR 1000RPM, 17KW, 162NM, 43A, 307V 1150RPM,19,5KW,162NM, 43A, 350V 1350RPM, 22KW, 156NM, 42A, 404V FORCED VENTILATION; DIRECTION OF AIR FLOW DE --> NDE; DEGREE OF PROTECTION IP55 INCREMENTAL ENCODER 20 BIT WITHOUT COMMUTATION POSITION (ENCODER IN20DQ) WITH DRIVE-CLIQ INTERFACE DESIGN IM B3 (IM V5, IM V6) PLAIN SHAFT WITHOUT FITTED KEY; BEARING: PERFORMANCE, VIBRATION SEVERITY GRADE: SPECIAL/B, SHAFT AND FLANGE ACCURACY: SPECIAL POWER CONNECTOR (ABOVE) CABLE ENTRY ON THE RIGHT SIGNAL CONNECTION D-END | 6963 | TEM | 1 | MC | 141 | 1
1PH81371UD001LA1 | SIMOTICS M COMPACT ASYNCHRONOUS MOTOR 1000RPM, 17KW, 162NM, 43A, 307V 1150RPM,19,5KW,162NM, 43A, 350V 1350RPM, 22KW, 156NM, 42A, 404V FORCED VENTILATION; DIRECTION OF AIR FLOW DE --> NDE; DEGREE OF PROTECTION IP55 INCREMENTAL ENCODER 20 BIT WITHOUT COMMUTATION POSITION (ENCODER IN20DQ) WITH DRIVE-CLIQ INTERFACE DESIGN IM B3 (IM V5, IM V6) SHAFT WITH FITTED KEY FULL-KEY BALANCING BEARING: PERFORMANCE, VIBRATION SEVERITY GRADE: SPECIAL/B, SHAFT AND FLANGE ACCURACY: SPECIAL TERMINAL BOX (ABOVE) CABLE ENTRY ON THE RIGHT SIGNAL CONNECTION D-END | 6963 | TEM | 1 | MC | 141 | 1
1PH81371UD020LA1 | SIMOTICS M COMPACT ASYNCHRONOUS MOTOR 1000RPM, 17KW, 162NM, 43A, 307V 1150RPM,19,5KW,162NM, 43A, 350V 1350RPM, 22KW, 156NM, 42A, 404V FORCED VENTILATION; DIRECTION OF AIR FLOW DE --> NDE; DEGREE OF PROTECTION IP55 INCREMENTAL ENCODER 20 BIT WITHOUT COMMUTATION POSITION (ENCODER IN20DQ) WITH DRIVE-CLIQ INTERFACE DESIGN IM B5 (IMV 1,IM V3) PLAIN SHAFT WITHOUT FITTED KEY; BEARING: PERFORMANCE, VIBRATION SEVERITY GRADE: SPECIAL/B, SHAFT AND FLANGE ACCURACY: SPECIAL TERMINAL BOX (ABOVE) CABLE ENTRY ON THE RIGHT SIGNAL CONNECTION D-END | 7201 | TEM | 1 | MC | 141 | 1
1PH81371UD031LE1 | SIMOTICS M COMPACT ASYNCHRONOUS MOTOR 1000RPM, 17KW, 162NM, 43A, 307V 1150RPM,19,5KW,162NM, 43A, 350V 1350RPM, 22KW, 156NM, 42A, 404V FORCED VENTILATION; DIRECTION OF AIR FLOW DE --> NDE; DEGREE OF PROTECTION IP55 INCREMENTAL ENCODER 20 BIT WITHOUT COMMUTATION POSITION (ENCODER IN20DQ) WITH DRIVE-CLIQ INTERFACE DESIGN IM B35 (IM V15, IM V35) SHAFT WITH FITTED KEY FULL-KEY BALANCING BEARING: PERFORMANCE, VIBRATION SEVERITY GRADE: SPECIAL/B, SHAFT AND FLANGE ACCURACY: SPECIAL POWER CONNECTOR (ABOVE) CABLE ENTRY ON THE RIGHT SIGNAL CONNECTION D-END | 7504 | TEM | 1 | MC | 141 | 1
1PH81371UD032LA1 | SIMOTICS M COMPACT ASYNCHRONOUS MOTOR 1000RPM, 17KW, 162NM, 43A, 307V 1150RPM,19,5KW,162NM, 43A, 350V 1350RPM, 22KW, 156NM, 42A, 404V FORCED VENTILATION; DIRECTION OF AIR FLOW DE --> NDE; DEGREE OF PROTECTION IP55 INCREMENTAL ENCODER 20 BIT WITHOUT COMMUTATION POSITION (ENCODER IN20DQ) WITH DRIVE-CLIQ INTERFACE DESIGN IM B35 (IM V15, IM V35) SHAFT WITH FITTED KEY HALF-KEY BALANCING BEARING: PERFORMANCE, VIBRATION SEVERITY GRADE: SPECIAL/B, SHAFT AND FLANGE ACCURACY: SPECIAL TERMINAL BOX (ABOVE) CABLE ENTRY ON THE RIGHT SIGNAL CONNECTION D-END | 7504 | TEM | 1 | MC | 141 | 1
1PH81371UD132LC1 | SIMOTICS M COMPACT ASYNCHRONOUS MOTOR 1000RPM, 17KW, 162NM, 43A, 307V 1150RPM,19,5KW,162NM, 43A, 350V 1350RPM, 22KW, 156NM, 42A, 404V FORCED VENTILATION; DIRECTION OF AIR FLOW NDE --> DE; DEGREE OF PROTECTION IP55 INCREMENTAL ENCODER 20 BIT WITHOUT COMMUTATION POSITION (ENCODER IN20DQ) WITH DRIVE-CLIQ INTERFACE DESIGN IM B35 (IM V15, IM V35) SHAFT WITH FITTED KEY HALF-KEY BALANCING BEARING: PERFORMANCE, VIBRATION SEVERITY GRADE: SPECIAL/B, SHAFT AND FLANGE ACCURACY: SPECIAL TERMINAL BOX (ABOVE) CABLE ENTRY ON THE ND-END SIGNAL CONNECTION LEFT | 7504 | TEM | 1 | MC | 141 | 1
1PH81371UF001LA1 | SIMOTICS M COMPACT ASYNCHRONOUS MOTOR 1500RPM, 22KW, 140NM, 56A, 308V 1750RPM, 25KW, 136NM, 56A, 352V 2000RPM, 28KW, 134NM, 55A, 401V FORCED VENTILATION; DIRECTION OF AIR FLOW DE --> NDE; DEGREE OF PROTECTION IP55 INCREMENTAL ENCODER 20 BIT WITHOUT COMMUTATION POSITION (ENCODER IN20DQ) WITH DRIVE-CLIQ INTERFACE DESIGN IM B3 (IM V5, IM V6) SHAFT WITH FITTED KEY FULL-KEY BALANCING BEARING: PERFORMANCE, VIBRATION SEVERITY GRADE: SPECIAL/B, SHAFT AND FLANGE ACCURACY: SPECIAL TERMINAL BOX (ABOVE) CABLE ENTRY ON THE RIGHT SIGNAL CONNECTION D-END | 6963 | TEM | 1 | MC | 141 | 1
1PH81371UF002LA1 | SIMOTICS M COMPACT ASYNCHRONOUS MOTOR 1500RPM, 22KW, 140NM, 56A, 308V 1750RPM, 25KW, 136NM, 56A, 352V 2000RPM, 28KW, 134NM, 55A, 401V FORCED VENTILATION; DIRECTION OF AIR FLOW DE --> NDE; DEGREE OF PROTECTION IP55 INCREMENTAL ENCODER 20 BIT WITHOUT COMMUTATION POSITION (ENCODER IN20DQ) WITH DRIVE-CLIQ INTERFACE DESIGN IM B3 (IM V5, IM V6) SHAFT WITH FITTED KEY HALF-KEY BALANCING BEARING: PERFORMANCE, VIBRATION SEVERITY GRADE: SPECIAL/B, SHAFT AND FLANGE ACCURACY: SPECIAL TERMINAL BOX (ABOVE) CABLE ENTRY ON THE RIGHT SIGNAL CONNECTION D-END | 6963 | TEM | 1 | MC | 141 | 1
1PH81371UF020LA1 | SIMOTICS M COMPACT ASYNCHRONOUS MOTOR 1500RPM, 22KW, 140NM, 56A, 308V 1750RPM, 25KW, 136NM, 56A, 352V 2000RPM, 28KW, 134NM, 55A, 401V FORCED VENTILATION; DIRECTION OF AIR FLOW DE --> NDE; DEGREE OF PROTECTION IP55 INCREMENTAL ENCODER 20 BIT WITHOUT COMMUTATION POSITION (ENCODER IN20DQ) WITH DRIVE-CLIQ INTERFACE DESIGN IM B5 (IMV 1,IM V3) PLAIN SHAFT WITHOUT FITTED KEY; BEARING: PERFORMANCE, VIBRATION SEVERITY GRADE: SPECIAL/B, SHAFT AND FLANGE ACCURACY: SPECIAL TERMINAL BOX (ABOVE) CABLE ENTRY ON THE RIGHT SIGNAL CONNECTION D-END | 7201 | TEM | 1 | MC | 141 | 1
1PH81371UF020LH1 | SIMOTICS M COMPACT ASYNCHRONOUS MOTOR 1500RPM, 22KW, 140NM, 56A, 308V 1750RPM, 25KW, 136NM, 56A, 352V 2000RPM, 28KW, 134NM, 55A, 401V FORCED VENTILATION; DIRECTION OF AIR FLOW DE --> NDE; DEGREE OF PROTECTION IP55 INCREMENTAL ENCODER 20 BIT WITHOUT COMMUTATION POSITION (ENCODER IN20DQ) WITH DRIVE-CLIQ INTERFACE DESIGN IM B5 (IMV 1,IM V3) PLAIN SHAFT WITHOUT FITTED KEY; BEARING: PERFORMANCE, VIBRATION SEVERITY GRADE: SPECIAL/B, SHAFT AND FLANGE ACCURACY: SPECIAL POWER CONNECTOR (ABOVE) CABLE ENTRY ON THE D-END SIGNAL CONNECTION LEFT | 7201 | TEM | 1 | MC | 141 | 1
1PH81371UF020MA1 | SIMOTICS M COMPACT ASYNCHRONOUS MOTOR 1500RPM, 22KW, 140NM, 56A, 308V 1750RPM, 25KW, 136NM, 56A, 352V 2000RPM, 28KW, 134NM, 55A, 401V FORCED VENTILATION; DIRECTION OF AIR FLOW DE --> NDE; DEGREE OF PROTECTION IP55 INCREMENTAL ENCODER 20 BIT WITHOUT COMMUTATION POSITION (ENCODER IN20DQ) WITH DRIVE-CLIQ INTERFACE DESIGN IM B5 (IMV 1,IM V3) PLAIN SHAFT WITHOUT FITTED KEY; BEARING: HIGH PERFORMANCE VIBRATION SEVERITY GRADE SPECIAL/B SHAFT AND FLANGE ACCURACY GR. R TERMINAL BOX (ABOVE) CABLE ENTRY ON THE RIGHT SIGNAL CONNECTION D-END | 7644 | TEM | 1 | MC | 141 | 1
1PH81371UF020MH1 | SIMOTICS M COMPACT ASYNCHRONOUS MOTOR 1500RPM, 22KW, 140NM, 56A, 308V 1750RPM, 25KW, 136NM, 56A, 352V 2000RPM, 28KW, 134NM, 55A, 401V FORCED VENTILATION; DIRECTION OF AIR FLOW DE --> NDE; DEGREE OF PROTECTION IP55 INCREMENTAL ENCODER 20 BIT WITHOUT COMMUTATION POSITION (ENCODER IN20DQ) WITH DRIVE-CLIQ INTERFACE DESIGN IM B5 (IMV 1,IM V3) PLAIN SHAFT WITHOUT FITTED KEY; BEARING: HIGH PERFORMANCE VIBRATION SEVERITY GRADE SPECIAL/B SHAFT AND FLANGE ACCURACY GR. R POWER CONNECTOR (ABOVE) CABLE ENTRY ON THE D-END SIGNAL CONNECTION LEFT | 7644 | TEM | 1 | MC | 141 | 1
1PH81371UF022LA1 | SIMOTICS M COMPACT ASYNCHRONOUS MOTOR 1500RPM, 22KW, 140NM, 56A, 308V 1750RPM, 25KW, 136NM, 56A, 352V 2000RPM, 28KW, 134NM, 55A, 401V FORCED VENTILATION; DIRECTION OF AIR FLOW DE --> NDE; DEGREE OF PROTECTION IP55 INCREMENTAL ENCODER 20 BIT WITHOUT COMMUTATION POSITION (ENCODER IN20DQ) WITH DRIVE-CLIQ INTERFACE DESIGN IM B5 (IMV 1,IM V3) SHAFT WITH FITTED KEY HALF-KEY BALANCING BEARING: PERFORMANCE, VIBRATION SEVERITY GRADE: SPECIAL/B, SHAFT AND FLANGE ACCURACY: SPECIAL TERMINAL BOX (ABOVE) CABLE ENTRY ON THE RIGHT SIGNAL CONNECTION D-END | 7201 | TEM | 1 | MC | 141 | 1
1PH81371UF022LC1 | SIMOTICS M COMPACT ASYNCHRONOUS MOTOR 1500RPM, 22KW, 140NM, 56A, 308V 1750RPM, 25KW, 136NM, 56A, 352V 2000RPM, 28KW, 134NM, 55A, 401V FORCED VENTILATION; DIRECTION OF AIR FLOW DE --> NDE; DEGREE OF PROTECTION IP55 INCREMENTAL ENCODER 20 BIT WITHOUT COMMUTATION POSITION (ENCODER IN20DQ) WITH DRIVE-CLIQ INTERFACE DESIGN IM B5 (IMV 1,IM V3) SHAFT WITH FITTED KEY HALF-KEY BALANCING BEARING: PERFORMANCE, VIBRATION SEVERITY GRADE: SPECIAL/B, SHAFT AND FLANGE ACCURACY: SPECIAL TERMINAL BOX (ABOVE) CABLE ENTRY ON THE ND-END SIGNAL CONNECTION LEFT | 7201 | TEM | 1 | MC | 141 | 1
1PH81371UF031LA1 | SIMOTICS M COMPACT ASYNCHRONOUS MOTOR 1500RPM, 22KW, 140NM, 56A, 308V 1750RPM, 25KW, 136NM, 56A, 352V 2000RPM, 28KW, 134NM, 55A, 401V FORCED VENTILATION; DIRECTION OF AIR FLOW DE --> NDE; DEGREE OF PROTECTION IP55 INCREMENTAL ENCODER 20 BIT WITHOUT COMMUTATION POSITION (ENCODER IN20DQ) WITH DRIVE-CLIQ INTERFACE DESIGN IM B35 (IM V15, IM V35) SHAFT WITH FITTED KEY FULL-KEY BALANCING BEARING: PERFORMANCE, VIBRATION SEVERITY GRADE: SPECIAL/B, SHAFT AND FLANGE ACCURACY: SPECIAL TERMINAL BOX (ABOVE) CABLE ENTRY ON THE RIGHT SIGNAL CONNECTION D-END | 7504 | TEM | 1 | MC | 141 | 1
1PH81371UF031LC1 | SIMOTICS M COMPACT ASYNCHRONOUS MOTOR 1500RPM, 22KW, 140NM, 56A, 308V 1750RPM, 25KW, 136NM, 56A, 352V 2000RPM, 28KW, 134NM, 55A, 401V FORCED VENTILATION; DIRECTION OF AIR FLOW DE --> NDE; DEGREE OF PROTECTION IP55 INCREMENTAL ENCODER 20 BIT WITHOUT COMMUTATION POSITION (ENCODER IN20DQ) WITH DRIVE-CLIQ INTERFACE DESIGN IM B35 (IM V15, IM V35) SHAFT WITH FITTED KEY FULL-KEY BALANCING BEARING: PERFORMANCE, VIBRATION SEVERITY GRADE: SPECIAL/B, SHAFT AND FLANGE ACCURACY: SPECIAL TERMINAL BOX (ABOVE) CABLE ENTRY ON THE ND-END SIGNAL CONNECTION LEFT | 7504 | TEM | 1 | MC | 141 | 1
1PH81371UG000LA1 | SIMOTICS M COMPACT ASYNCHRONOUS MOTOR 2000RPM, 28KW, 134NM, 60A, 350V 2300RPM, 29KW,120NM, 56A, 400V 2650RPM, 30KW, 108NM, 52A, 460V FORCED VENTILATION; DIRECTION OF AIR FLOW DE --> NDE; DEGREE OF PROTECTION IP55 INCREMENTAL ENCODER 20 BIT WITHOUT COMMUTATION POSITION (ENCODER IN20DQ) WITH DRIVE-CLIQ INTERFACE DESIGN IM B3 (IM V5, IM V6) PLAIN SHAFT WITHOUT FITTED KEY; BEARING: PERFORMANCE, VIBRATION SEVERITY GRADE: SPECIAL/B, SHAFT AND FLANGE ACCURACY: SPECIAL TERMINAL BOX (ABOVE) CABLE ENTRY ON THE RIGHT SIGNAL CONNECTION D-END | 6963 | TEM | 1 | MC | 141 | 1
1PH81371UG000MA1 | SIMOTICS M COMPACT ASYNCHRONOUS MOTOR 2000RPM, 28KW, 134NM, 60A, 350V 2300RPM, 29KW,120NM, 56A, 400V 2650RPM, 30KW, 108NM, 52A, 460V FORCED VENTILATION; DIRECTION OF AIR FLOW DE --> NDE; DEGREE OF PROTECTION IP55 INCREMENTAL ENCODER 20 BIT WITHOUT COMMUTATION POSITION (ENCODER IN20DQ) WITH DRIVE-CLIQ INTERFACE DESIGN IM B3 (IM V5, IM V6) PLAIN SHAFT WITHOUT FITTED KEY; BEARING: HIGH PERFORMANCE VIBRATION SEVERITY GRADE SPECIAL/B SHAFT AND FLANGE ACCURACY GR. R TERMINAL BOX (ABOVE) CABLE ENTRY ON THE RIGHT SIGNAL CONNECTION D-END | 7406 | TEM | 1 | MC | 141 | 1
1PH81371UG002LA1 | SIMOTICS M COMPACT ASYNCHRONOUS MOTOR 2000RPM, 28KW, 134NM, 60A, 350V 2300RPM, 29KW,120NM, 56A, 400V 2650RPM, 30KW, 108NM, 52A, 460V FORCED VENTILATION; DIRECTION OF AIR FLOW DE --> NDE; DEGREE OF PROTECTION IP55 INCREMENTAL ENCODER 20 BIT WITHOUT COMMUTATION POSITION (ENCODER IN20DQ) WITH DRIVE-CLIQ INTERFACE DESIGN IM B3 (IM V5, IM V6) SHAFT WITH FITTED KEY HALF-KEY BALANCING BEARING: PERFORMANCE, VIBRATION SEVERITY GRADE: SPECIAL/B, SHAFT AND FLANGE ACCURACY: SPECIAL TERMINAL BOX (ABOVE) CABLE ENTRY ON THE RIGHT SIGNAL CONNECTION D-END | 6963 | TEM | 1 | MC | 141 | 1
1PH81371UG022LC1 | SIMOTICS M COMPACT ASYNCHRONOUS MOTOR 2000RPM, 28KW, 134NM, 60A, 350V 2300RPM, 29KW,120NM, 56A, 400V 2650RPM, 30KW, 108NM, 52A, 460V FORCED VENTILATION; DIRECTION OF AIR FLOW DE --> NDE; DEGREE OF PROTECTION IP55 INCREMENTAL ENCODER 20 BIT WITHOUT COMMUTATION POSITION (ENCODER IN20DQ) WITH DRIVE-CLIQ INTERFACE DESIGN IM B5 (IMV 1,IM V3) SHAFT WITH FITTED KEY HALF-KEY BALANCING BEARING: PERFORMANCE, VIBRATION SEVERITY GRADE: SPECIAL/B, SHAFT AND FLANGE ACCURACY: SPECIAL TERMINAL BOX (ABOVE) CABLE ENTRY ON THE ND-END SIGNAL CONNECTION LEFT | 7201 | TEM | 1 | MC | 141 | 1
1PH81371UG030MG1 | SIMOTICS M COMPACT ASYNCHRONOUS MOTOR 2000RPM, 28KW, 134NM, 60A, 350V 2300RPM, 29KW,120NM, 56A, 400V 2650RPM, 30KW, 108NM, 52A, 460V FORCED VENTILATION; DIRECTION OF AIR FLOW DE --> NDE; DEGREE OF PROTECTION IP55 INCREMENTAL ENCODER 20 BIT WITHOUT COMMUTATION POSITION (ENCODER IN20DQ) WITH DRIVE-CLIQ INTERFACE DESIGN IM B35 (IM V15, IM V35) PLAIN SHAFT WITHOUT FITTED KEY; BEARING: HIGH PERFORMANCE VIBRATION SEVERITY GRADE SPECIAL/B SHAFT AND FLANGE ACCURACY GR. R POWER CONNECTOR (ABOVE) CABLE ENTRY ON THE ND-END SIGNAL CONNECTION LEFT | 7948 | TEM | 1 | MC | 141 | 1
1PH81371UG100LC1 | SIMOTICS M COMPACT ASYNCHRONOUS MOTOR 2000RPM, 28KW, 134NM, 60A, 350V 2300RPM, 29KW, 120NM, 56A, 400V 2650RPM, 30KW, 108NM, 52A, 460V FORCED VENTILATION; DIRECTION OF AIR FLOW NDE --> DE; DEGREE OF PROTECTION IP55 INCREMENTAL ENCODER 20 BIT WITHOUT COMMUTATION POSITION (ENCODER IN20DQ) WITH DRIVE-CLIQ INTERFACE DESIGN IM B3 (IM V5, IM V6) PLAIN SHAFT WITHOUT FITTED KEY; BEARING: PERFORMANCE, VIBRATION SEVERITY GRADE: SPECIAL/B, SHAFT AND FLANGE ACCURACY: SPECIAL TERMINAL BOX (ABOVE) CABLE ENTRY ON THE ND-END SIGNAL CONNECTION LEFT | 6963 | TEM | 1 | MC | 141 | 1
1PH81371UG100MA1 | SIMOTICS M COMPACT ASYNCHRONOUS MOTOR 2000RPM, 28KW, 134NM, 60A, 350V 2300RPM, 29KW, 120NM, 56A, 400V 2650RPM, 30KW, 108NM, 52A, 460V FORCED VENTILATION; DIRECTION OF AIR FLOW NDE --> DE; DEGREE OF PROTECTION IP55 INCREMENTAL ENCODER 20 BIT WITHOUT COMMUTATION POSITION (ENCODER IN20DQ) WITH DRIVE-CLIQ INTERFACE DESIGN IM B3 (IM V5, IM V6) PLAIN SHAFT WITHOUT FITTED KEY; BEARING: HIGH PERFORMANCE VIBRATION SEVERITY GRADE SPECIAL/B SHAFT AND FLANGE ACCURACY GR. R TERMINAL BOX (ABOVE) CABLE ENTRY ON THE RIGHT SIGNAL CONNECTION D-END | 7406 | TEM | 1 | MC | 141 | 1
1PH81372DF000BA1 | SIMOTICS M COMPACT SYNCHRONOUS MOTOR 1500RPM,30,6KW,195NM, 60A, 356V 1750RPM,35,6KW,194NM, 59A, 412V 2000RPM, 40KW, 191NM, 59A, 449V FORCED VENTILATION; DIRECTION OF AIR FLOW DE --> NDE; DEGREE OF PROTECTION IP55 INCREMENTAL ENCODER 22 BIT WITH COMMUTATING POSITION (ENCODER IC22DQ) WITH DRIVE-CLIQ INTERFACE DESIGN IM B3 (IM V5, IM V6) PLAIN SHAFT WITHOUT FITTED KEY; BEARING: STANDARD WITH FIXED BEARING, VIBRATION SEVERITY GRADE: R/A, FLANGE ACCURACY: R TERMINAL BOX (ABOVE) CABLE ENTRY ON THE RIGHT SIGNAL CONNECTION D-END | 12748 | TEM | 1 | MC | 136 | 1
1PH81372DF000CA1 | SIMOTICS M COMPACT SYNCHRONOUS MOTOR 1500RPM,30,6KW,195NM, 60A, 356V 1750RPM,35,6KW,194NM, 59A, 412V 2000RPM, 40KW, 191NM, 59A, 449V FORCED VENTILATION; DIRECTION OF AIR FLOW DE --> NDE; DEGREE OF PROTECTION IP55 INCREMENTAL ENCODER 22 BIT WITH COMMUTATING POSITION (ENCODER IC22DQ) WITH DRIVE-CLIQ INTERFACE DESIGN IM B3 (IM V5, IM V6) PLAIN SHAFT WITHOUT FITTED KEY; BEARING: STANDARD WITH FIXED BEARING, VIBRATION SEVERITY GRADE: S/A, SHAFT AND FLANGE ACCURACY: R TERMINAL BOX (ABOVE) CABLE ENTRY ON THE RIGHT SIGNAL CONNECTION D-END | 12944 | TEM | 1 | MC | 136 | 1
1PH81372DF001CA1 | SIMOTICS M COMPACT SYNCHRONOUS MOTOR 1500RPM,30,6KW,195NM, 60A, 356V 1750RPM,35,6KW,194NM, 59A, 412V 2000RPM, 40KW, 191NM, 59A, 449V FORCED VENTILATION; DIRECTION OF AIR FLOW DE --> NDE; DEGREE OF PROTECTION IP55 INCREMENTAL ENCODER 22 BIT WITH COMMUTATING POSITION (ENCODER IC22DQ) WITH DRIVE-CLIQ INTERFACE DESIGN IM B3 (IM V5, IM V6) SHAFT WITH FITTED KEY FULL-KEY BALANCING BEARING: STANDARD WITH FIXED BEARING, VIBRATION SEVERITY GRADE: S/A, SHAFT AND FLANGE ACCURACY: R TERMINAL BOX (ABOVE) CABLE ENTRY ON THE RIGHT SIGNAL CONNECTION D-END | 12944 | TEM | 1 | MC | 136 | 1
1PH81372DF002CA1 | SIMOTICS M COMPACT SYNCHRONOUS MOTOR 1500RPM,30,6KW,195NM, 60A, 356V 1750RPM,35,6KW,194NM, 59A, 412V 2000RPM, 40KW, 191NM, 59A, 449V FORCED VENTILATION; DIRECTION OF AIR FLOW DE --> NDE; DEGREE OF PROTECTION IP55 INCREMENTAL ENCODER 22 BIT WITH COMMUTATING POSITION (ENCODER IC22DQ) WITH DRIVE-CLIQ INTERFACE DESIGN IM B3 (IM V5, IM V6) SHAFT WITH FITTED KEY HALF-KEY BALANCING BEARING: STANDARD WITH FIXED BEARING, VIBRATION SEVERITY GRADE: S/A, SHAFT AND FLANGE ACCURACY: R TERMINAL BOX (ABOVE) CABLE ENTRY ON THE RIGHT SIGNAL CONNECTION D-END | 12944 | TEM | 1 | MC | 136 | 1
1PH81372DF020BA1 | SIMOTICS M COMPACT SYNCHRONOUS MOTOR 1500RPM,30,6KW,195NM, 60A, 356V 1750RPM,35,6KW,194NM, 59A, 412V 2000RPM, 40KW, 191NM, 59A, 449V FORCED VENTILATION; DIRECTION OF AIR FLOW DE --> NDE; DEGREE OF PROTECTION IP55 INCREMENTAL ENCODER 22 BIT WITH COMMUTATING POSITION (ENCODER IC22DQ) WITH DRIVE-CLIQ INTERFACE DESIGN IM B5 (IMV 1,IM V3) PLAIN SHAFT WITHOUT FITTED KEY; BEARING: STANDARD WITH FIXED BEARING, VIBRATION SEVERITY GRADE: R/A, FLANGE ACCURACY: R TERMINAL BOX (ABOVE) CABLE ENTRY ON THE RIGHT SIGNAL CONNECTION D-END | 12987 | TEM | 1 | MC | 136 | 1
1PH81372DF020CA1 | SIMOTICS M COMPACT SYNCHRONOUS MOTOR 1500RPM,30,6KW,195NM, 60A, 356V 1750RPM,35,6KW,194NM, 59A, 412V 2000RPM, 40KW, 191NM, 59A, 449V FORCED VENTILATION; DIRECTION OF AIR FLOW DE --> NDE; DEGREE OF PROTECTION IP55 INCREMENTAL ENCODER 22 BIT WITH COMMUTATING POSITION (ENCODER IC22DQ) WITH DRIVE-CLIQ INTERFACE DESIGN IM B5 (IMV 1,IM V3) PLAIN SHAFT WITHOUT FITTED KEY; BEARING: STANDARD WITH FIXED BEARING, VIBRATION SEVERITY GRADE: S/A, SHAFT AND FLANGE ACCURACY: R TERMINAL BOX (ABOVE) CABLE ENTRY ON THE RIGHT SIGNAL CONNECTION D-END | 13182 | TEM | 1 | MC | 136 | 1
1PH81372DF020CE1 | SIMOTICS M COMPACT SYNCHRONOUS MOTOR 1500RPM,30,6KW,195NM, 60A, 356V 1750RPM,35,6KW,194NM, 59A, 412V 2000RPM, 40KW, 191NM, 59A, 449V FORCED VENTILATION; DIRECTION OF AIR FLOW DE --> NDE; DEGREE OF PROTECTION IP55 INCREMENTAL ENCODER 22 BIT WITH COMMUTATING POSITION (ENCODER IC22DQ) WITH DRIVE-CLIQ INTERFACE DESIGN IM B5 (IMV 1,IM V3) PLAIN SHAFT WITHOUT FITTED KEY; BEARING: STANDARD WITH FIXED BEARING, VIBRATION SEVERITY GRADE: S/A, SHAFT AND FLANGE ACCURACY: R POWER CONNECTOR (ABOVE) CABLE ENTRY ON THE RIGHT SIGNAL CONNECTION D-END | 13182 | TEM | 1 | MC | 136 | 1
1PH81372DF021BA1 | SIMOTICS M COMPACT SYNCHRONOUS MOTOR 1500RPM,30,6KW,195NM, 60A, 356V 1750RPM,35,6KW,194NM, 59A, 412V 2000RPM, 40KW, 191NM, 59A, 449V FORCED VENTILATION; DIRECTION OF AIR FLOW DE --> NDE; DEGREE OF PROTECTION IP55 INCREMENTAL ENCODER 22 BIT WITH COMMUTATING POSITION (ENCODER IC22DQ) WITH DRIVE-CLIQ INTERFACE DESIGN IM B5 (IMV 1,IM V3) SHAFT WITH FITTED KEY FULL-KEY BALANCING BEARING: STANDARD WITH FIXED BEARING, VIBRATION SEVERITY GRADE: R/A, FLANGE ACCURACY: R TERMINAL BOX (ABOVE) CABLE ENTRY ON THE RIGHT SIGNAL CONNECTION D-END | 12987 | TEM | 1 | MC | 136 | 1
1PH81372DF021BB1 | SIMOTICS M COMPACT SYNCHRONOUS MOTOR 1500RPM,30,6KW,195NM, 60A, 356V 1750RPM,35,6KW,194NM, 59A, 412V 2000RPM, 40KW, 191NM, 59A, 449V FORCED VENTILATION; DIRECTION OF AIR FLOW DE --> NDE; DEGREE OF PROTECTION IP55 INCREMENTAL ENCODER 22 BIT WITH COMMUTATING POSITION (ENCODER IC22DQ) WITH DRIVE-CLIQ INTERFACE DESIGN IM B5 (IMV 1,IM V3) SHAFT WITH FITTED KEY FULL-KEY BALANCING BEARING: STANDARD WITH FIXED BEARING, VIBRATION SEVERITY GRADE: R/A, FLANGE ACCURACY: R TERMINAL BOX (ABOVE) CABLE ENTRY ON THE LEFT SIGNAL CONNECTION D-END | 12987 | TEM | 1 | MC | 136 | 1
1PH81372DF021BG1 | SIMOTICS M COMPACT SYNCHRONOUS MOTOR 1500RPM,30,6KW,195NM, 60A, 356V 1750RPM,35,6KW,194NM, 59A, 412V 2000RPM, 40KW, 191NM, 59A, 449V FORCED VENTILATION; DIRECTION OF AIR FLOW DE --> NDE; DEGREE OF PROTECTION IP55 INCREMENTAL ENCODER 22 BIT WITH COMMUTATING POSITION (ENCODER IC22DQ) WITH DRIVE-CLIQ INTERFACE DESIGN IM B5 (IMV 1,IM V3) SHAFT WITH FITTED KEY FULL-KEY BALANCING BEARING: STANDARD WITH FIXED BEARING, VIBRATION SEVERITY GRADE: R/A, FLANGE ACCURACY: R POWER CONNECTOR (ABOVE) CABLE ENTRY ON THE ND-END SIGNAL CONNECTION LEFT | 12987 | TEM | 1 | MC | 136 | 1
1PH81372DF021CA1 | SIMOTICS M COMPACT SYNCHRONOUS MOTOR 1500RPM,30,6KW,195NM, 60A, 356V 1750RPM,35,6KW,194NM, 59A, 412V 2000RPM, 40KW, 191NM, 59A, 449V FORCED VENTILATION; DIRECTION OF AIR FLOW DE --> NDE; DEGREE OF PROTECTION IP55 INCREMENTAL ENCODER 22 BIT WITH COMMUTATING POSITION (ENCODER IC22DQ) WITH DRIVE-CLIQ INTERFACE DESIGN IM B5 (IMV 1,IM V3) SHAFT WITH FITTED KEY FULL-KEY BALANCING BEARING: STANDARD WITH FIXED BEARING, VIBRATION SEVERITY GRADE: S/A, SHAFT AND FLANGE ACCURACY: R TERMINAL BOX (ABOVE) CABLE ENTRY ON THE RIGHT SIGNAL CONNECTION D-END | 13182 | TEM | 1 | MC | 136 | 1
1PH81372DF022BA1 | SIMOTICS M COMPACT SYNCHRONOUS MOTOR 1500RPM,30,6KW,195NM, 60A, 356V 1750RPM,35,6KW,194NM, 59A, 412V 2000RPM, 40KW, 191NM, 59A, 449V FORCED VENTILATION; DIRECTION OF AIR FLOW DE --> NDE; DEGREE OF PROTECTION IP55 INCREMENTAL ENCODER 22 BIT WITH COMMUTATING POSITION (ENCODER IC22DQ) WITH DRIVE-CLIQ INTERFACE DESIGN IM B5 (IMV 1,IM V3) SHAFT WITH FITTED KEY HALF-KEY BALANCING BEARING: STANDARD WITH FIXED BEARING, VIBRATION SEVERITY GRADE: R/A, FLANGE ACCURACY: R TERMINAL BOX (ABOVE) CABLE ENTRY ON THE RIGHT SIGNAL CONNECTION D-END | 12987 | TEM | 1 | MC | 136 | 1
1PH81372DF022CA1 | SIMOTICS M COMPACT SYNCHRONOUS MOTOR 1500RPM,30,6KW,195NM, 60A, 356V 1750RPM,35,6KW,194NM, 59A, 412V 2000RPM, 40KW, 191NM, 59A, 449V FORCED VENTILATION; DIRECTION OF AIR FLOW DE --> NDE; DEGREE OF PROTECTION IP55 INCREMENTAL ENCODER 22 BIT WITH COMMUTATING POSITION (ENCODER IC22DQ) WITH DRIVE-CLIQ INTERFACE DESIGN IM B5 (IMV 1,IM V3) SHAFT WITH FITTED KEY HALF-KEY BALANCING BEARING: STANDARD WITH FIXED BEARING, VIBRATION SEVERITY GRADE: S/A, SHAFT AND FLANGE ACCURACY: R TERMINAL BOX (ABOVE) CABLE ENTRY ON THE RIGHT SIGNAL CONNECTION D-END | 13182 | TEM | 1 | MC | 136 | 1
1PH81372DF030BA1 | SIMOTICS M COMPACT SYNCHRONOUS MOTOR 1500RPM,30,6KW,195NM, 60A, 356V 1750RPM,35,6KW,194NM, 59A, 412V 2000RPM, 40KW, 191NM, 59A, 449V FORCED VENTILATION; DIRECTION OF AIR FLOW DE --> NDE; DEGREE OF PROTECTION IP55 INCREMENTAL ENCODER 22 BIT WITH COMMUTATING POSITION (ENCODER IC22DQ) WITH DRIVE-CLIQ INTERFACE DESIGN IM B35 (IM V15, IM V35) PLAIN SHAFT WITHOUT FITTED KEY; BEARING: STANDARD WITH FIXED BEARING, VIBRATION SEVERITY GRADE: R/A, FLANGE ACCURACY: R TERMINAL BOX (ABOVE) CABLE ENTRY ON THE RIGHT SIGNAL CONNECTION D-END | 13290 | TEM | 1 | MC | 136 | 1
1PH81372DF031BA1 | SIMOTICS M COMPACT SYNCHRONOUS MOTOR 1500RPM,30,6KW,195NM, 60A, 356V 1750RPM,35,6KW,194NM, 59A, 412V 2000RPM, 40KW, 191NM, 59A, 449V FORCED VENTILATION; DIRECTION OF AIR FLOW DE --> NDE; DEGREE OF PROTECTION IP55 INCREMENTAL ENCODER 22 BIT WITH COMMUTATING POSITION (ENCODER IC22DQ) WITH DRIVE-CLIQ INTERFACE DESIGN IM B35 (IM V15, IM V35) SHAFT WITH FITTED KEY FULL-KEY BALANCING BEARING: STANDARD WITH FIXED BEARING, VIBRATION SEVERITY GRADE: R/A, FLANGE ACCURACY: R TERMINAL BOX (ABOVE) CABLE ENTRY ON THE RIGHT SIGNAL CONNECTION D-END | 13290 | TEM | 1 | MC | 136 | 1
1PH81372DF031CA1 | SIMOTICS M COMPACT SYNCHRONOUS MOTOR 1500RPM,30,6KW,195NM, 60A, 356V 1750RPM,35,6KW,194NM, 59A, 412V 2000RPM, 40KW, 191NM, 59A, 449V FORCED VENTILATION; DIRECTION OF AIR FLOW DE --> NDE; DEGREE OF PROTECTION IP55 INCREMENTAL ENCODER 22 BIT WITH COMMUTATING POSITION (ENCODER IC22DQ) WITH DRIVE-CLIQ INTERFACE DESIGN IM B35 (IM V15, IM V35) SHAFT WITH FITTED KEY FULL-KEY BALANCING BEARING: STANDARD WITH FIXED BEARING, VIBRATION SEVERITY GRADE: S/A, SHAFT AND FLANGE ACCURACY: R TERMINAL BOX (ABOVE) CABLE ENTRY ON THE RIGHT SIGNAL CONNECTION D-END | 13485 | TEM | 1 | MC | 136 | 1
1PH81372DF031QA1 | SIMOTICS M COMPACT SYNCHRONOUS MOTOR 1500RPM,30,6KW,195NM, 60A, 356V 1750RPM,35,6KW,194NM, 59A, 412V 2000RPM, 40KW, 191NM, 59A, 449V FORCED VENTILATION; DIRECTION OF AIR FLOW DE --> NDE; DEGREE OF PROTECTION IP55 INCREMENTAL ENCODER 22 BIT WITH COMMUTATING POSITION (ENCODER IC22DQ) WITH DRIVE-CLIQ INTERFACE DESIGN IM B35 (IM V15, IM V35) SHAFT WITH FITTED KEY FULL-KEY BALANCING BEARING: ADVANCED LIFETIME VIBRATION SEVERITY S/A SHAFT A. FLANGE ACCURACY GR. R TERMINAL BOX (ABOVE) CABLE ENTRY ON THE RIGHT SIGNAL CONNECTION D-END | 13721 | TEM | 1 | MC | 136 | 1
1PH81372DF031QC1 | SIMOTICS M COMPACT SYNCHRONOUS MOTOR 1500RPM,30,6KW,195NM, 60A, 356V 1750RPM,35,6KW,194NM, 59A, 412V 2000RPM, 40KW, 191NM, 59A, 449V FORCED VENTILATION; DIRECTION OF AIR FLOW DE --> NDE; DEGREE OF PROTECTION IP55 INCREMENTAL ENCODER 22 BIT WITH COMMUTATING POSITION (ENCODER IC22DQ) WITH DRIVE-CLIQ INTERFACE DESIGN IM B35 (IM V15, IM V35) SHAFT WITH FITTED KEY FULL-KEY BALANCING BEARING: ADVANCED LIFETIME VIBRATION SEVERITY S/A SHAFT A. FLANGE ACCURACY GR. R TERMINAL BOX (ABOVE) CABLE ENTRY ON THE ND-END SIGNAL CONNECTION LEFT | 13721 | TEM | 1 | MC | 136 | 1
1PH81372DF032CA1 | SIMOTICS M COMPACT SYNCHRONOUS MOTOR 1500RPM,30,6KW,195NM, 60A, 356V 1750RPM,35,6KW,194NM, 59A, 412V 2000RPM, 40KW, 191NM, 59A, 449V FORCED VENTILATION; DIRECTION OF AIR FLOW DE --> NDE; DEGREE OF PROTECTION IP55 INCREMENTAL ENCODER 22 BIT WITH COMMUTATING POSITION (ENCODER IC22DQ) WITH DRIVE-CLIQ INTERFACE DESIGN IM B35 (IM V15, IM V35) SHAFT WITH FITTED KEY HALF-KEY BALANCING BEARING: STANDARD WITH FIXED BEARING, VIBRATION SEVERITY GRADE: S/A, SHAFT AND FLANGE ACCURACY: R TERMINAL BOX (ABOVE) CABLE ENTRY ON THE RIGHT SIGNAL CONNECTION D-END | 13485 | TEM | 1 | MC | 136 | 1
1PH81372DF101BA1 | SIMOTICS M COMPACT SYNCHRONOUS MOTOR 1500RPM,30,6KW,195NM, 60A, 356V 1750RPM,35,6KW,194NM, 59A, 412V 2000RPM, 40KW, 191NM, 59A, 449V FORCED VENTILATION; DIRECTION OF AIR FLOW NDE --> DE; DEGREE OF PROTECTION IP55 INCREMENTAL ENCODER 22 BIT WITH COMMUTATING POSITION (ENCODER IC22DQ) WITH DRIVE-CLIQ INTERFACE DESIGN IM B3 (IM V5, IM V6) SHAFT WITH FITTED KEY FULL-KEY BALANCING BEARING: STANDARD WITH FIXED BEARING, VIBRATION SEVERITY GRADE: R/A, FLANGE ACCURACY: R TERMINAL BOX (ABOVE) CABLE ENTRY ON THE RIGHT SIGNAL CONNECTION D-END | 12748 | TEM | 1 | MC | 136 | 1
1PH81372DF120BA1 | SIMOTICS M COMPACT SYNCHRONOUS MOTOR 1500RPM,30,6KW,195NM, 60A, 356V 1750RPM,35,6KW,194NM, 59A, 412V 2000RPM, 40KW, 191NM, 59A, 449V FORCED VENTILATION; DIRECTION OF AIR FLOW NDE --> DE; DEGREE OF PROTECTION IP55 INCREMENTAL ENCODER 22 BIT WITH COMMUTATING POSITION (ENCODER IC22DQ) WITH DRIVE-CLIQ INTERFACE DESIGN IM B5 (IMV 1,IM V3) PLAIN SHAFT WITHOUT FITTED KEY; BEARING: STANDARD WITH FIXED BEARING, VIBRATION SEVERITY GRADE: R/A, FLANGE ACCURACY: R TERMINAL BOX (ABOVE) CABLE ENTRY ON THE RIGHT SIGNAL CONNECTION D-END | 12987 | TEM | 1 | MC | 136 | 1
1PH81372DF120BC1 | SIMOTICS M COMPACT SYNCHRONOUS MOTOR 1500RPM,30,6KW,195NM, 60A, 356V 1750RPM,35,6KW,194NM, 59A, 412V 2000RPM, 40KW, 191NM, 59A, 449V FORCED VENTILATION; DIRECTION OF AIR FLOW NDE --> DE; DEGREE OF PROTECTION IP55 INCREMENTAL ENCODER 22 BIT WITH COMMUTATING POSITION (ENCODER IC22DQ) WITH DRIVE-CLIQ INTERFACE DESIGN IM B5 (IMV 1,IM V3) PLAIN SHAFT WITHOUT FITTED KEY; BEARING: STANDARD WITH FIXED BEARING, VIBRATION SEVERITY GRADE: R/A, FLANGE ACCURACY: R TERMINAL BOX (ABOVE) CABLE ENTRY ON THE ND-END SIGNAL CONNECTION LEFT | 12987 | TEM | 1 | MC | 136 | 1
1PH81372DF120CA1 | SIMOTICS M COMPACT SYNCHRONOUS MOTOR 1500RPM,30,6KW,195NM, 60A, 356V 1750RPM,35,6KW,194NM, 59A, 412V 2000RPM, 40KW, 191NM, 59A, 449V FORCED VENTILATION; DIRECTION OF AIR FLOW NDE --> DE; DEGREE OF PROTECTION IP55 INCREMENTAL ENCODER 22 BIT WITH COMMUTATING POSITION (ENCODER IC22DQ) WITH DRIVE-CLIQ INTERFACE DESIGN IM B5 (IMV 1,IM V3) PLAIN SHAFT WITHOUT FITTED KEY; BEARING: STANDARD WITH FIXED BEARING, VIBRATION SEVERITY GRADE: S/A, SHAFT AND FLANGE ACCURACY: R TERMINAL BOX (ABOVE) CABLE ENTRY ON THE RIGHT SIGNAL CONNECTION D-END | 13182 | TEM | 1 | MC | 136 | 1
1PH81372DF131BB1 | SIMOTICS M COMPACT SYNCHRONOUS MOTOR 1500RPM,30,6KW,195NM, 60A, 356V 1750RPM,35,6KW,194NM, 59A, 412V 2000RPM, 40KW, 191NM, 59A, 449V FORCED VENTILATION; DIRECTION OF AIR FLOW NDE --> DE; DEGREE OF PROTECTION IP55 INCREMENTAL ENCODER 22 BIT WITH COMMUTATING POSITION (ENCODER IC22DQ) WITH DRIVE-CLIQ INTERFACE DESIGN IM B35 (IM V15, IM V35) SHAFT WITH FITTED KEY FULL-KEY BALANCING BEARING: STANDARD WITH FIXED BEARING, VIBRATION SEVERITY GRADE: R/A, FLANGE ACCURACY: R TERMINAL BOX (ABOVE) CABLE ENTRY ON THE LEFT SIGNAL CONNECTION D-END | 13290 | TEM | 1 | MC | 136 | 1
1PH81372DF131CC1 | SIMOTICS M COMPACT SYNCHRONOUS MOTOR 1500RPM,30,6KW,195NM, 60A, 356V 1750RPM,35,6KW,194NM, 59A, 412V 2000RPM, 40KW, 191NM, 59A, 449V FORCED VENTILATION; DIRECTION OF AIR FLOW NDE --> DE; DEGREE OF PROTECTION IP55 INCREMENTAL ENCODER 22 BIT WITH COMMUTATING POSITION (ENCODER IC22DQ) WITH DRIVE-CLIQ INTERFACE DESIGN IM B35 (IM V15, IM V35) SHAFT WITH FITTED KEY FULL-KEY BALANCING BEARING: STANDARD WITH FIXED BEARING, VIBRATION SEVERITY GRADE: S/A, SHAFT AND FLANGE ACCURACY: R TERMINAL BOX (ABOVE) CABLE ENTRY ON THE ND-END SIGNAL CONNECTION LEFT | 13485 | TEM | 1 | MC | 136 | 1
1PH81372DF132CA1 | SIMOTICS M COMPACT SYNCHRONOUS MOTOR 1500RPM,30,6KW,195NM, 60A, 356V 1750RPM,35,6KW,194NM, 59A, 412V 2000RPM, 40KW, 191NM, 59A, 449V FORCED VENTILATION; DIRECTION OF AIR FLOW NDE --> DE; DEGREE OF PROTECTION IP55 INCREMENTAL ENCODER 22 BIT WITH COMMUTATING POSITION (ENCODER IC22DQ) WITH DRIVE-CLIQ INTERFACE DESIGN IM B35 (IM V15, IM V35) SHAFT WITH FITTED KEY HALF-KEY BALANCING BEARING: STANDARD WITH FIXED BEARING, VIBRATION SEVERITY GRADE: S/A, SHAFT AND FLANGE ACCURACY: R TERMINAL BOX (ABOVE) CABLE ENTRY ON THE RIGHT SIGNAL CONNECTION D-END | 13485 | TEM | 1 | MC | 136 | 1
1PH81372DF132QA1 | SIMOTICS M COMPACT SYNCHRONOUS MOTOR 1500RPM,30,6KW,195NM, 60A, 356V 1750RPM,35,6KW,194NM, 59A, 412V 2000RPM, 40KW, 191NM, 59A, 449V FORCED VENTILATION; DIRECTION OF AIR FLOW NDE --> DE; DEGREE OF PROTECTION IP55 INCREMENTAL ENCODER 22 BIT WITH COMMUTATING POSITION (ENCODER IC22DQ) WITH DRIVE-CLIQ INTERFACE DESIGN IM B35 (IM V15, IM V35) SHAFT WITH FITTED KEY HALF-KEY BALANCING BEARING: ADVANCED LIFETIME VIBRATION SEVERITY S/A SHAFT A. FLANGE ACCURACY GR. R TERMINAL BOX (ABOVE) CABLE ENTRY ON THE RIGHT SIGNAL CONNECTION D-END | 13721 | TEM | 1 | MC | 136 | 1
1PH81372DF220BH1 | SIMOTICS M COMPACT SYNCHRONOUS MOTOR 1500RPM,32,7KW,208NM, 58A, 371V 1750RPM, 37KW, 202NM, 58A, 415V 2000RPM,40,6KW,194NM, 57A, 449V WATER COOLING DEGREE OF PROTECTION IP65 INCREMENTAL ENCODER 22 BIT WITH COMMUTATING POSITION (ENCODER IC22DQ) WITH DRIVE-CLIQ INTERFACE DESIGN IM B5 (IMV 1,IM V3) PLAIN SHAFT WITHOUT FITTED KEY; BEARING: STANDARD WITH FIXED BEARING, VIBRATION SEVERITY GRADE: R/A, FLANGE ACCURACY: R POWER CONNECTOR (ABOVE) CABLE ENTRY ON THE D-END SIGNAL CONNECTION LEFT | 12291 | TEM | 1 | MC | 153 | 1
1PH81372DF221BB1 | SIMOTICS M COMPACT SYNCHRONOUS MOTOR 1500RPM,32,7KW,208NM, 58A, 371V 1750RPM, 37KW, 202NM, 58A, 415V 2000RPM,40,6KW,194NM, 57A, 449V WATER COOLING DEGREE OF PROTECTION IP65 INCREMENTAL ENCODER 22 BIT WITH COMMUTATING POSITION (ENCODER IC22DQ) WITH DRIVE-CLIQ INTERFACE DESIGN IM B5 (IMV 1,IM V3) SHAFT WITH FITTED KEY FULL-KEY BALANCING BEARING: STANDARD WITH FIXED BEARING, VIBRATION SEVERITY GRADE: R/A, FLANGE ACCURACY: R TERMINAL BOX (ABOVE) CABLE ENTRY ON THE LEFT SIGNAL CONNECTION D-END | 12291 | TEM | 1 | MC | 153 | 1
1PH81372DF222BH1 | SIMOTICS M COMPACT SYNCHRONOUS MOTOR 1500RPM,32,7KW,208NM, 58A, 371V 1750RPM, 37KW, 202NM, 58A, 415V 2000RPM,40,6KW,194NM, 57A, 449V WATER COOLING DEGREE OF PROTECTION IP65 INCREMENTAL ENCODER 22 BIT WITH COMMUTATING POSITION (ENCODER IC22DQ) WITH DRIVE-CLIQ INTERFACE DESIGN IM B5 (IMV 1,IM V3) SHAFT WITH FITTED KEY HALF-KEY BALANCING BEARING: STANDARD WITH FIXED BEARING, VIBRATION SEVERITY GRADE: R/A, FLANGE ACCURACY: R POWER CONNECTOR (ABOVE) CABLE ENTRY ON THE D-END SIGNAL CONNECTION LEFT | 12291 | TEM | 1 | MC | 153 | 1
1PH81372DF230CE1 | SIMOTICS M COMPACT SYNCHRONOUS MOTOR 1500RPM,32,7KW,208NM, 58A, 371V 1750RPM, 37KW, 202NM, 58A, 415V 2000RPM,40,6KW,194NM, 57A, 449V WATER COOLING DEGREE OF PROTECTION IP65 INCREMENTAL ENCODER 22 BIT WITH COMMUTATING POSITION (ENCODER IC22DQ) WITH DRIVE-CLIQ INTERFACE DESIGN IM B35 (IM V15, IM V35) PLAIN SHAFT WITHOUT FITTED KEY; BEARING: STANDARD WITH FIXED BEARING, VIBRATION SEVERITY GRADE: S/A, SHAFT AND FLANGE ACCURACY: R POWER CONNECTOR (ABOVE) CABLE ENTRY ON THE RIGHT SIGNAL CONNECTION D-END | 12790 | TEM | 1 | MC | 153 | 1
1PH81372DF231BA1 | SIMOTICS M COMPACT SYNCHRONOUS MOTOR 1500RPM,32,7KW,208NM, 58A, 371V 1750RPM, 37KW, 202NM, 58A, 415V 2000RPM,40,6KW,194NM, 57A, 449V WATER COOLING DEGREE OF PROTECTION IP65 INCREMENTAL ENCODER 22 BIT WITH COMMUTATING POSITION (ENCODER IC22DQ) WITH DRIVE-CLIQ INTERFACE DESIGN IM B35 (IM V15, IM V35) SHAFT WITH FITTED KEY FULL-KEY BALANCING BEARING: STANDARD WITH FIXED BEARING, VIBRATION SEVERITY GRADE: R/A, FLANGE ACCURACY: R TERMINAL BOX (ABOVE) CABLE ENTRY ON THE RIGHT SIGNAL CONNECTION D-END | 12595 | TEM | 1 | MC | 153 | 1
1PH81372DG200CA1 | SIMOTICS M COMPACT SYNCHRONOUS MOTOR 2000RPM,44,4KW,212NM, 85A, 371V 2300RPM,50,5KW,210NM, 84A, 424V 2650RPM,56,8KW,205NM, 83A, 449V WATER COOLING DEGREE OF PROTECTION IP65 INCREMENTAL ENCODER 22 BIT WITH COMMUTATING POSITION (ENCODER IC22DQ) WITH DRIVE-CLIQ INTERFACE DESIGN IM B3 (IM V5, IM V6) PLAIN SHAFT WITHOUT FITTED KEY; BEARING: STANDARD WITH FIXED BEARING, VIBRATION SEVERITY GRADE: S/A, SHAFT AND FLANGE ACCURACY: R TERMINAL BOX (ABOVE) CABLE ENTRY ON THE RIGHT SIGNAL CONNECTION D-END | 12248 | TEM | 1 | MC | 153 | 1
1PH81372DG222QC1 | SIMOTICS M COMPACT SYNCHRONOUS MOTOR 2000RPM,44,4KW,212NM, 85A, 371V 2300RPM,50,5KW,210NM, 84A, 424V 2650RPM,56,8KW,205NM, 83A, 449V WATER COOLING DEGREE OF PROTECTION IP65 INCREMENTAL ENCODER 22 BIT WITH COMMUTATING POSITION (ENCODER IC22DQ) WITH DRIVE-CLIQ INTERFACE DESIGN IM B5 (IMV 1,IM V3) SHAFT WITH FITTED KEY HALF-KEY BALANCING BEARING: ADVANCED LIFETIME VIBRATION SEVERITY S/A SHAFT A. FLANGE ACCURACY GR. R TERMINAL BOX (ABOVE) CABLE ENTRY ON THE ND-END SIGNAL CONNECTION LEFT | 12722 | TEM | 1 | MC | 153 | 1
1PH81372DG232BA1 | SIMOTICS M COMPACT SYNCHRONOUS MOTOR 2000RPM,44,4KW,212NM, 85A, 371V 2300RPM,50,5KW,210NM, 84A, 424V 2650RPM,56,8KW,205NM, 83A, 449V WATER COOLING DEGREE OF PROTECTION IP65 INCREMENTAL ENCODER 22 BIT WITH COMMUTATING POSITION (ENCODER IC22DQ) WITH DRIVE-CLIQ INTERFACE DESIGN IM B35 (IM V15, IM V35) SHAFT WITH FITTED KEY HALF-KEY BALANCING BEARING: STANDARD WITH FIXED BEARING, VIBRATION SEVERITY GRADE: R/A, FLANGE ACCURACY: R TERMINAL BOX (ABOVE) CABLE ENTRY ON THE RIGHT SIGNAL CONNECTION D-END | 12595 | TEM | 1 | MC | 153 | 1
1PH81372DL000QA1 | SIMOTICS M COMPACT SYNCHRONOUS MOTOR 2500RPM,48,4KW,185NM, 83A, 371V 2800RPM,53,4KW,182NM, 82A, 415V 3000RPM,56,9KW,181NM, 81A, 449V FORCED VENTILATION; DIRECTION OF AIR FLOW DE --> NDE; DEGREE OF PROTECTION IP55 INCREMENTAL ENCODER 22 BIT WITH COMMUTATING POSITION (ENCODER IC22DQ) WITH DRIVE-CLIQ INTERFACE DESIGN IM B3 (IM V5, IM V6) PLAIN SHAFT WITHOUT FITTED KEY; BEARING: ADVANCED LIFETIME VIBRATION SEVERITY S/A SHAFT A. FLANGE ACCURACY GR. R TERMINAL BOX (ABOVE) CABLE ENTRY ON THE RIGHT SIGNAL CONNECTION D-END | 13179 | TEM | 1 | MC | 136 | 1
1PH81372DL002BB1 | SIMOTICS M COMPACT SYNCHRONOUS MOTOR 2500RPM,48,4KW,185NM, 83A, 371V 2800RPM,53,4KW,182NM, 82A, 415V 3000RPM,56,9KW,181NM, 81A, 449V FORCED VENTILATION; DIRECTION OF AIR FLOW DE --> NDE; DEGREE OF PROTECTION IP55 INCREMENTAL ENCODER 22 BIT WITH COMMUTATING POSITION (ENCODER IC22DQ) WITH DRIVE-CLIQ INTERFACE DESIGN IM B3 (IM V5, IM V6) SHAFT WITH FITTED KEY HALF-KEY BALANCING BEARING: STANDARD WITH FIXED BEARING, VIBRATION SEVERITY GRADE: R/A, FLANGE ACCURACY: R TERMINAL BOX (ABOVE) CABLE ENTRY ON THE LEFT SIGNAL CONNECTION D-END | 12748 | TEM | 1 | MC | 136 | 1
1PH81372DL020BA1 | SIMOTICS M COMPACT SYNCHRONOUS MOTOR 2500RPM,48,4KW,185NM, 83A, 371V 2800RPM,53,4KW,182NM, 82A, 415V 3000RPM,56,9KW,181NM, 81A, 449V FORCED VENTILATION; DIRECTION OF AIR FLOW DE --> NDE; DEGREE OF PROTECTION IP55 INCREMENTAL ENCODER 22 BIT WITH COMMUTATING POSITION (ENCODER IC22DQ) WITH DRIVE-CLIQ INTERFACE DESIGN IM B5 (IMV 1,IM V3) PLAIN SHAFT WITHOUT FITTED KEY; BEARING: STANDARD WITH FIXED BEARING, VIBRATION SEVERITY GRADE: R/A, FLANGE ACCURACY: R TERMINAL BOX (ABOVE) CABLE ENTRY ON THE RIGHT SIGNAL CONNECTION D-END | 12987 | TEM | 1 | MC | 136 | 1
1PH81372DL021BA1 | SIMOTICS M COMPACT SYNCHRONOUS MOTOR 2500RPM,48,4KW,185NM, 83A, 371V 2800RPM,53,4KW,182NM, 82A, 415V 3000RPM,56,9KW,181NM, 81A, 449V FORCED VENTILATION; DIRECTION OF AIR FLOW DE --> NDE; DEGREE OF PROTECTION IP55 INCREMENTAL ENCODER 22 BIT WITH COMMUTATING POSITION (ENCODER IC22DQ) WITH DRIVE-CLIQ INTERFACE DESIGN IM B5 (IMV 1,IM V3) SHAFT WITH FITTED KEY FULL-KEY BALANCING BEARING: STANDARD WITH FIXED BEARING, VIBRATION SEVERITY GRADE: R/A, FLANGE ACCURACY: R TERMINAL BOX (ABOVE) CABLE ENTRY ON THE RIGHT SIGNAL CONNECTION D-END | 12987 | TEM | 1 | MC | 136 | 1
1PH81372DL021BC1 | SIMOTICS M COMPACT SYNCHRONOUS MOTOR 2500RPM,48,4KW,185NM, 83A, 371V 2800RPM,53,4KW,182NM, 82A, 415V 3000RPM,56,9KW,181NM, 81A, 449V FORCED VENTILATION; DIRECTION OF AIR FLOW DE --> NDE; DEGREE OF PROTECTION IP55 INCREMENTAL ENCODER 22 BIT WITH COMMUTATING POSITION (ENCODER IC22DQ) WITH DRIVE-CLIQ INTERFACE DESIGN IM B5 (IMV 1,IM V3) SHAFT WITH FITTED KEY FULL-KEY BALANCING BEARING: STANDARD WITH FIXED BEARING, VIBRATION SEVERITY GRADE: R/A, FLANGE ACCURACY: R TERMINAL BOX (ABOVE) CABLE ENTRY ON THE ND-END SIGNAL CONNECTION LEFT | 12987 | TEM | 1 | MC | 136 | 1
1PH81372DL021CC1 | SIMOTICS M COMPACT SYNCHRONOUS MOTOR 2500RPM,48,4KW,185NM, 83A, 371V 2800RPM,53,4KW,182NM, 82A, 415V 3000RPM,56,9KW,181NM, 81A, 449V FORCED VENTILATION; DIRECTION OF AIR FLOW DE --> NDE; DEGREE OF PROTECTION IP55 INCREMENTAL ENCODER 22 BIT WITH COMMUTATING POSITION (ENCODER IC22DQ) WITH DRIVE-CLIQ INTERFACE DESIGN IM B5 (IMV 1,IM V3) SHAFT WITH FITTED KEY FULL-KEY BALANCING BEARING: STANDARD WITH FIXED BEARING, VIBRATION SEVERITY GRADE: S/A, SHAFT AND FLANGE ACCURACY: R TERMINAL BOX (ABOVE) CABLE ENTRY ON THE ND-END SIGNAL CONNECTION LEFT | 13182 | TEM | 1 | MC | 136 | 1
1PH81372DL030BA1 | SIMOTICS M COMPACT SYNCHRONOUS MOTOR 2500RPM,48,4KW,185NM, 83A, 371V 2800RPM,53,4KW,182NM, 82A, 415V 3000RPM,56,9KW,181NM, 81A, 449V FORCED VENTILATION; DIRECTION OF AIR FLOW DE --> NDE; DEGREE OF PROTECTION IP55 INCREMENTAL ENCODER 22 BIT WITH COMMUTATING POSITION (ENCODER IC22DQ) WITH DRIVE-CLIQ INTERFACE DESIGN IM B35 (IM V15, IM V35) PLAIN SHAFT WITHOUT FITTED KEY; BEARING: STANDARD WITH FIXED BEARING, VIBRATION SEVERITY GRADE: R/A, FLANGE ACCURACY: R TERMINAL BOX (ABOVE) CABLE ENTRY ON THE RIGHT SIGNAL CONNECTION D-END | 13290 | TEM | 1 | MC | 136 | 1
1PH81372DL030CA1 | SIMOTICS M COMPACT SYNCHRONOUS MOTOR 2500RPM,48,4KW,185NM, 83A, 371V 2800RPM,53,4KW,182NM, 82A, 415V 3000RPM,56,9KW,181NM, 81A, 449V FORCED VENTILATION; DIRECTION OF AIR FLOW DE --> NDE; DEGREE OF PROTECTION IP55 INCREMENTAL ENCODER 22 BIT WITH COMMUTATING POSITION (ENCODER IC22DQ) WITH DRIVE-CLIQ INTERFACE DESIGN IM B35 (IM V15, IM V35) PLAIN SHAFT WITHOUT FITTED KEY; BEARING: STANDARD WITH FIXED BEARING, VIBRATION SEVERITY GRADE: S/A, SHAFT AND FLANGE ACCURACY: R TERMINAL BOX (ABOVE) CABLE ENTRY ON THE RIGHT SIGNAL CONNECTION D-END | 13485 | TEM | 1 | MC | 136 | 1
1PH81372DL031BB1 | SIMOTICS M COMPACT SYNCHRONOUS MOTOR 2500RPM,48,4KW,185NM, 83A, 371V 2800RPM,53,4KW,182NM, 82A, 415V 3000RPM,56,9KW,181NM, 81A, 449V FORCED VENTILATION; DIRECTION OF AIR FLOW DE --> NDE; DEGREE OF PROTECTION IP55 INCREMENTAL ENCODER 22 BIT WITH COMMUTATING POSITION (ENCODER IC22DQ) WITH DRIVE-CLIQ INTERFACE DESIGN IM B35 (IM V15, IM V35) SHAFT WITH FITTED KEY FULL-KEY BALANCING BEARING: STANDARD WITH FIXED BEARING, VIBRATION SEVERITY GRADE: R/A, FLANGE ACCURACY: R TERMINAL BOX (ABOVE) CABLE ENTRY ON THE LEFT SIGNAL CONNECTION D-END | 13290 | TEM | 1 | MC | 136 | 1
1PH81372DL031CB1 | SIMOTICS M COMPACT SYNCHRONOUS MOTOR 2500RPM,48,4KW,185NM, 83A, 371V 2800RPM,53,4KW,182NM, 82A, 415V 3000RPM,56,9KW,181NM, 81A, 449V FORCED VENTILATION; DIRECTION OF AIR FLOW DE --> NDE; DEGREE OF PROTECTION IP55 INCREMENTAL ENCODER 22 BIT WITH COMMUTATING POSITION (ENCODER IC22DQ) WITH DRIVE-CLIQ INTERFACE DESIGN IM B35 (IM V15, IM V35) SHAFT WITH FITTED KEY FULL-KEY BALANCING BEARING: STANDARD WITH FIXED BEARING, VIBRATION SEVERITY GRADE: S/A, SHAFT AND FLANGE ACCURACY: R TERMINAL BOX (ABOVE) CABLE ENTRY ON THE LEFT SIGNAL CONNECTION D-END | 13485 | TEM | 1 | MC | 136 | 1
1PH81372DL032BA1 | SIMOTICS M COMPACT SYNCHRONOUS MOTOR 2500RPM,48,4KW,185NM, 83A, 371V 2800RPM,53,4KW,182NM, 82A, 415V 3000RPM,56,9KW,181NM, 81A, 449V FORCED VENTILATION; DIRECTION OF AIR FLOW DE --> NDE; DEGREE OF PROTECTION IP55 INCREMENTAL ENCODER 22 BIT WITH COMMUTATING POSITION (ENCODER IC22DQ) WITH DRIVE-CLIQ INTERFACE DESIGN IM B35 (IM V15, IM V35) SHAFT WITH FITTED KEY HALF-KEY BALANCING BEARING: STANDARD WITH FIXED BEARING, VIBRATION SEVERITY GRADE: R/A, FLANGE ACCURACY: R TERMINAL BOX (ABOVE) CABLE ENTRY ON THE RIGHT SIGNAL CONNECTION D-END | 13290 | TEM | 1 | MC | 136 | 1
1PH81372DL032CA1 | SIMOTICS M COMPACT SYNCHRONOUS MOTOR 2500RPM,48,4KW,185NM, 83A, 371V 2800RPM,53,4KW,182NM, 82A, 415V 3000RPM,56,9KW,181NM, 81A, 449V FORCED VENTILATION; DIRECTION OF AIR FLOW DE --> NDE; DEGREE OF PROTECTION IP55 INCREMENTAL ENCODER 22 BIT WITH COMMUTATING POSITION (ENCODER IC22DQ) WITH DRIVE-CLIQ INTERFACE DESIGN IM B35 (IM V15, IM V35) SHAFT WITH FITTED KEY HALF-KEY BALANCING BEARING: STANDARD WITH FIXED BEARING, VIBRATION SEVERITY GRADE: S/A, SHAFT AND FLANGE ACCURACY: R TERMINAL BOX (ABOVE) CABLE ENTRY ON THE RIGHT SIGNAL CONNECTION D-END | 13485 | TEM | 1 | MC | 136 | 1
1PH81372DL032CC1 | SIMOTICS M COMPACT SYNCHRONOUS MOTOR 2500RPM,48,4KW,185NM, 83A, 371V 2800RPM,53,4KW,182NM, 82A, 415V 3000RPM,56,9KW,181NM, 81A, 449V FORCED VENTILATION; DIRECTION OF AIR FLOW DE --> NDE; DEGREE OF PROTECTION IP55 INCREMENTAL ENCODER 22 BIT WITH COMMUTATING POSITION (ENCODER IC22DQ) WITH DRIVE-CLIQ INTERFACE DESIGN IM B35 (IM V15, IM V35) SHAFT WITH FITTED KEY HALF-KEY BALANCING BEARING: STANDARD WITH FIXED BEARING, VIBRATION SEVERITY GRADE: S/A, SHAFT AND FLANGE ACCURACY: R TERMINAL BOX (ABOVE) CABLE ENTRY ON THE ND-END SIGNAL CONNECTION LEFT | 13485 | TEM | 1 | MC | 136 | 1
1PH81372DL102BA1 | SIMOTICS M COMPACT SYNCHRONOUS MOTOR 2500RPM,48,4KW,185NM, 83A, 371V 2800RPM,53,4KW,182NM, 82A, 415V 3000RPM,56,9KW,181NM, 81A, 449V FORCED VENTILATION; DIRECTION OF AIR FLOW NDE --> DE; DEGREE OF PROTECTION IP55 INCREMENTAL ENCODER 22 BIT WITH COMMUTATING POSITION (ENCODER IC22DQ) WITH DRIVE-CLIQ INTERFACE DESIGN IM B3 (IM V5, IM V6) SHAFT WITH FITTED KEY HALF-KEY BALANCING BEARING: STANDARD WITH FIXED BEARING, VIBRATION SEVERITY GRADE: R/A, FLANGE ACCURACY: R TERMINAL BOX (ABOVE) CABLE ENTRY ON THE RIGHT SIGNAL CONNECTION D-END | 12748 | TEM | 1 | MC | 136 | 1
1PH81372DL120BA1 | SIMOTICS M COMPACT SYNCHRONOUS MOTOR 2500RPM,48,4KW,185NM, 83A, 371V 2800RPM,53,4KW,182NM, 82A, 415V 3000RPM,56,9KW,181NM, 81A, 449V FORCED VENTILATION; DIRECTION OF AIR FLOW NDE --> DE; DEGREE OF PROTECTION IP55 INCREMENTAL ENCODER 22 BIT WITH COMMUTATING POSITION (ENCODER IC22DQ) WITH DRIVE-CLIQ INTERFACE DESIGN IM B5 (IMV 1,IM V3) PLAIN SHAFT WITHOUT FITTED KEY; BEARING: STANDARD WITH FIXED BEARING, VIBRATION SEVERITY GRADE: R/A, FLANGE ACCURACY: R TERMINAL BOX (ABOVE) CABLE ENTRY ON THE RIGHT SIGNAL CONNECTION D-END | 12987 | TEM | 1 | MC | 136 | 1
1PH81372DL121BC1 | SIMOTICS M COMPACT SYNCHRONOUS MOTOR 2500RPM,48,4KW,185NM, 83A, 371V 2800RPM,53,4KW,182NM, 82A, 415V 3000RPM,56,9KW,181NM, 81A, 449V FORCED VENTILATION; DIRECTION OF AIR FLOW NDE --> DE; DEGREE OF PROTECTION IP55 INCREMENTAL ENCODER 22 BIT WITH COMMUTATING POSITION (ENCODER IC22DQ) WITH DRIVE-CLIQ INTERFACE DESIGN IM B5 (IMV 1,IM V3) SHAFT WITH FITTED KEY FULL-KEY BALANCING BEARING: STANDARD WITH FIXED BEARING, VIBRATION SEVERITY GRADE: R/A, FLANGE ACCURACY: R TERMINAL BOX (ABOVE) CABLE ENTRY ON THE ND-END SIGNAL CONNECTION LEFT | 12987 | TEM | 1 | MC | 136 | 1
1PH81372DL122QA1 | SIMOTICS M COMPACT SYNCHRONOUS MOTOR 2500RPM,48,4KW,185NM, 83A, 371V 2800RPM,53,4KW,182NM, 82A, 415V 3000RPM,56,9KW,181NM, 81A, 449V FORCED VENTILATION; DIRECTION OF AIR FLOW NDE --> DE; DEGREE OF PROTECTION IP55 INCREMENTAL ENCODER 22 BIT WITH COMMUTATING POSITION (ENCODER IC22DQ) WITH DRIVE-CLIQ INTERFACE DESIGN IM B5 (IMV 1,IM V3) SHAFT WITH FITTED KEY HALF-KEY BALANCING BEARING: ADVANCED LIFETIME VIBRATION SEVERITY S/A SHAFT A. FLANGE ACCURACY GR. R TERMINAL BOX (ABOVE) CABLE ENTRY ON THE RIGHT SIGNAL CONNECTION D-END | 13417 | TEM | 1 | MC | 136 | 1
1PH81372DL130BC1 | SIMOTICS M COMPACT SYNCHRONOUS MOTOR 2500RPM,48,4KW,185NM, 83A, 371V 2800RPM,53,4KW,182NM, 82A, 415V 3000RPM,56,9KW,181NM, 81A, 449V FORCED VENTILATION; DIRECTION OF AIR FLOW NDE --> DE; DEGREE OF PROTECTION IP55 INCREMENTAL ENCODER 22 BIT WITH COMMUTATING POSITION (ENCODER IC22DQ) WITH DRIVE-CLIQ INTERFACE DESIGN IM B35 (IM V15, IM V35) PLAIN SHAFT WITHOUT FITTED KEY; BEARING: STANDARD WITH FIXED BEARING, VIBRATION SEVERITY GRADE: R/A, FLANGE ACCURACY: R TERMINAL BOX (ABOVE) CABLE ENTRY ON THE ND-END SIGNAL CONNECTION LEFT | 13290 | TEM | 1 | MC | 136 | 1
1PH81372DL131BB1 | SIMOTICS M COMPACT SYNCHRONOUS MOTOR 2500RPM,48,4KW,185NM, 83A, 371V 2800RPM,53,4KW,182NM, 82A, 415V 3000RPM,56,9KW,181NM, 81A, 449V FORCED VENTILATION; DIRECTION OF AIR FLOW NDE --> DE; DEGREE OF PROTECTION IP55 INCREMENTAL ENCODER 22 BIT WITH COMMUTATING POSITION (ENCODER IC22DQ) WITH DRIVE-CLIQ INTERFACE DESIGN IM B35 (IM V15, IM V35) SHAFT WITH FITTED KEY FULL-KEY BALANCING BEARING: STANDARD WITH FIXED BEARING, VIBRATION SEVERITY GRADE: R/A, FLANGE ACCURACY: R TERMINAL BOX (ABOVE) CABLE ENTRY ON THE LEFT SIGNAL CONNECTION D-END | 13290 | TEM | 1 | MC | 136 | 1
1PH81372DM000CA1 | SIMOTICS M COMPACT SYNCHRONOUS MOTOR 3000RPM,57,5KW,183NM, 104A,370V 3300RPM,62,2KW,180NM, 102A,405V 3600RPM,66,7KW,177NM, 100A,440V FORCED VENTILATION; DIRECTION OF AIR FLOW DE --> NDE; DEGREE OF PROTECTION IP55 INCREMENTAL ENCODER 22 BIT WITH COMMUTATING POSITION (ENCODER IC22DQ) WITH DRIVE-CLIQ INTERFACE DESIGN IM B3 (IM V5, IM V6) PLAIN SHAFT WITHOUT FITTED KEY; BEARING: STANDARD WITH FIXED BEARING, VIBRATION SEVERITY GRADE: S/A, SHAFT AND FLANGE ACCURACY: R TERMINAL BOX (ABOVE) CABLE ENTRY ON THE RIGHT SIGNAL CONNECTION D-END | 12944 | TEM | 1 | MC | 136 | 1
1PH81372DM001CA1 | SIMOTICS M COMPACT SYNCHRONOUS MOTOR 3000RPM,57,5KW,183NM, 104A,370V 3300RPM,62,2KW,180NM, 102A,405V 3600RPM,66,7KW,177NM, 100A,440V FORCED VENTILATION; DIRECTION OF AIR FLOW DE --> NDE; DEGREE OF PROTECTION IP55 INCREMENTAL ENCODER 22 BIT WITH COMMUTATING POSITION (ENCODER IC22DQ) WITH DRIVE-CLIQ INTERFACE DESIGN IM B3 (IM V5, IM V6) SHAFT WITH FITTED KEY FULL-KEY BALANCING BEARING: STANDARD WITH FIXED BEARING, VIBRATION SEVERITY GRADE: S/A, SHAFT AND FLANGE ACCURACY: R TERMINAL BOX (ABOVE) CABLE ENTRY ON THE RIGHT SIGNAL CONNECTION D-END | 12944 | TEM | 1 | MC | 136 | 1
1PH81372DM002BA1 | SIMOTICS M COMPACT SYNCHRONOUS MOTOR 3000RPM,57,5KW,183NM, 104A,370V 3300RPM,62,2KW,180NM, 102A,405V 3600RPM,66,7KW,177NM, 100A,440V FORCED VENTILATION; DIRECTION OF AIR FLOW DE --> NDE; DEGREE OF PROTECTION IP55 INCREMENTAL ENCODER 22 BIT WITH COMMUTATING POSITION (ENCODER IC22DQ) WITH DRIVE-CLIQ INTERFACE DESIGN IM B3 (IM V5, IM V6) SHAFT WITH FITTED KEY HALF-KEY BALANCING BEARING: STANDARD WITH FIXED BEARING, VIBRATION SEVERITY GRADE: R/A, FLANGE ACCURACY: R TERMINAL BOX (ABOVE) CABLE ENTRY ON THE RIGHT SIGNAL CONNECTION D-END | 12748 | TEM | 1 | MC | 136 | 1
1PH81372DM002CA1 | SIMOTICS M COMPACT SYNCHRONOUS MOTOR 3000RPM,57,5KW,183NM, 104A,370V 3300RPM,62,2KW,180NM, 102A,405V 3600RPM,66,7KW,177NM, 100A,440V FORCED VENTILATION; DIRECTION OF AIR FLOW DE --> NDE; DEGREE OF PROTECTION IP55 INCREMENTAL ENCODER 22 BIT WITH COMMUTATING POSITION (ENCODER IC22DQ) WITH DRIVE-CLIQ INTERFACE DESIGN IM B3 (IM V5, IM V6) SHAFT WITH FITTED KEY HALF-KEY BALANCING BEARING: STANDARD WITH FIXED BEARING, VIBRATION SEVERITY GRADE: S/A, SHAFT AND FLANGE ACCURACY: R TERMINAL BOX (ABOVE) CABLE ENTRY ON THE RIGHT SIGNAL CONNECTION D-END | 12944 | TEM | 1 | MC | 136 | 1
1PH81372DM020BA1 | SIMOTICS M COMPACT SYNCHRONOUS MOTOR 3000RPM,57,5KW,183NM, 104A,370V 3300RPM,62,2KW,180NM, 102A,405V 3600RPM,66,7KW,177NM, 100A,440V FORCED VENTILATION; DIRECTION OF AIR FLOW DE --> NDE; DEGREE OF PROTECTION IP55 INCREMENTAL ENCODER 22 BIT WITH COMMUTATING POSITION (ENCODER IC22DQ) WITH DRIVE-CLIQ INTERFACE DESIGN IM B5 (IMV 1,IM V3) PLAIN SHAFT WITHOUT FITTED KEY; BEARING: STANDARD WITH FIXED BEARING, VIBRATION SEVERITY GRADE: R/A, FLANGE ACCURACY: R TERMINAL BOX (ABOVE) CABLE ENTRY ON THE RIGHT SIGNAL CONNECTION D-END | 12987 | TEM | 1 | MC | 136 | 1
1PH81372DM020QC1 | SIMOTICS M COMPACT SYNCHRONOUS MOTOR 3000RPM,57,5KW,183NM, 104A,370V 3300RPM,62,2KW,180NM, 102A,405V 3600RPM,66,7KW,177NM, 100A,440V FORCED VENTILATION; DIRECTION OF AIR FLOW DE --> NDE; DEGREE OF PROTECTION IP55 INCREMENTAL ENCODER 22 BIT WITH COMMUTATING POSITION (ENCODER IC22DQ) WITH DRIVE-CLIQ INTERFACE DESIGN IM B5 (IMV 1,IM V3) PLAIN SHAFT WITHOUT FITTED KEY; BEARING: ADVANCED LIFETIME VIBRATION SEVERITY S/A SHAFT A. FLANGE ACCURACY GR. R TERMINAL BOX (ABOVE) CABLE ENTRY ON THE ND-END SIGNAL CONNECTION LEFT | 13417 | TEM | 1 | MC | 136 | 1
1PH81372DM021CA1 | SIMOTICS M COMPACT SYNCHRONOUS MOTOR 3000RPM,57,5KW,183NM, 104A,370V 3300RPM,62,2KW,180NM, 102A,405V 3600RPM,66,7KW,177NM, 100A,440V FORCED VENTILATION; DIRECTION OF AIR FLOW DE --> NDE; DEGREE OF PROTECTION IP55 INCREMENTAL ENCODER 22 BIT WITH COMMUTATING POSITION (ENCODER IC22DQ) WITH DRIVE-CLIQ INTERFACE DESIGN IM B5 (IMV 1,IM V3) SHAFT WITH FITTED KEY FULL-KEY BALANCING BEARING: STANDARD WITH FIXED BEARING, VIBRATION SEVERITY GRADE: S/A, SHAFT AND FLANGE ACCURACY: R TERMINAL BOX (ABOVE) CABLE ENTRY ON THE RIGHT SIGNAL CONNECTION D-END | 13182 | TEM | 1 | MC | 136 | 1
1PH81372DM031CA1 | SIMOTICS M COMPACT SYNCHRONOUS MOTOR 3000RPM,57,5KW,183NM, 104A,370V 3300RPM,62,2KW,180NM, 102A,405V 3600RPM,66,7KW,177NM, 100A,440V FORCED VENTILATION; DIRECTION OF AIR FLOW DE --> NDE; DEGREE OF PROTECTION IP55 INCREMENTAL ENCODER 22 BIT WITH COMMUTATING POSITION (ENCODER IC22DQ) WITH DRIVE-CLIQ INTERFACE DESIGN IM B35 (IM V15, IM V35) SHAFT WITH FITTED KEY FULL-KEY BALANCING BEARING: STANDARD WITH FIXED BEARING, VIBRATION SEVERITY GRADE: S/A, SHAFT AND FLANGE ACCURACY: R TERMINAL BOX (ABOVE) CABLE ENTRY ON THE RIGHT SIGNAL CONNECTION D-END | 13485 | TEM | 1 | MC | 136 | 1
1PH81372DM032CA1 | SIMOTICS M COMPACT SYNCHRONOUS MOTOR 3000RPM,57,5KW,183NM, 104A,370V 3300RPM,62,2KW,180NM, 102A,405V 3600RPM,66,7KW,177NM, 100A,440V FORCED VENTILATION; DIRECTION OF AIR FLOW DE --> NDE; DEGREE OF PROTECTION IP55 INCREMENTAL ENCODER 22 BIT WITH COMMUTATING POSITION (ENCODER IC22DQ) WITH DRIVE-CLIQ INTERFACE DESIGN IM B35 (IM V15, IM V35) SHAFT WITH FITTED KEY HALF-KEY BALANCING BEARING: STANDARD WITH FIXED BEARING, VIBRATION SEVERITY GRADE: S/A, SHAFT AND FLANGE ACCURACY: R TERMINAL BOX (ABOVE) CABLE ENTRY ON THE RIGHT SIGNAL CONNECTION D-END | 13485 | TEM | 1 | MC | 136 | 1
1PH81372DM120BA1 | SIMOTICS M COMPACT SYNCHRONOUS MOTOR 3000RPM,57,5KW,183NM, 104A, 370 3300RPM,62,2KW,180NM, 102A, 405 3600RPM,66,7KW,177NM, 100A, 440 FORCED VENTILATION; DIRECTION OF AIR FLOW NDE --> DE; DEGREE OF PROTECTION IP55 INCREMENTAL ENCODER 22 BIT WITH COMMUTATING POSITION (ENCODER IC22DQ) WITH DRIVE-CLIQ INTERFACE DESIGN IM B5 (IMV 1,IM V3) PLAIN SHAFT WITHOUT FITTED KEY; BEARING: STANDARD WITH FIXED BEARING, VIBRATION SEVERITY GRADE: R/A, FLANGE ACCURACY: R TERMINAL BOX (ABOVE) CABLE ENTRY ON THE RIGHT SIGNAL CONNECTION D-END | 12987 | TEM | 1 | MC | 136 | 1
1PH81372DM120QC1 | SIMOTICS M COMPACT SYNCHRONOUS MOTOR 3000RPM,57,5KW,183NM, 104A, 370 3300RPM,62,2KW,180NM, 102A, 405 3600RPM,66,7KW,177NM, 100A, 440 FORCED VENTILATION; DIRECTION OF AIR FLOW NDE --> DE; DEGREE OF PROTECTION IP55 INCREMENTAL ENCODER 22 BIT WITH COMMUTATING POSITION (ENCODER IC22DQ) WITH DRIVE-CLIQ INTERFACE DESIGN IM B5 (IMV 1,IM V3) PLAIN SHAFT WITHOUT FITTED KEY; BEARING: ADVANCED LIFETIME VIBRATION SEVERITY S/A SHAFT A. FLANGE ACCURACY GR. R TERMINAL BOX (ABOVE) CABLE ENTRY ON THE ND-END SIGNAL CONNECTION LEFT | 13417 | TEM | 1 | MC | 136 | 1
1PH81372DM130CC1 | SIMOTICS M COMPACT SYNCHRONOUS MOTOR 3000RPM,57,5KW,183NM, 104A, 370 3300RPM,62,2KW,180NM, 102A, 405 3600RPM,66,7KW,177NM, 100A, 440 FORCED VENTILATION; DIRECTION OF AIR FLOW NDE --> DE; DEGREE OF PROTECTION IP55 INCREMENTAL ENCODER 22 BIT WITH COMMUTATING POSITION (ENCODER IC22DQ) WITH DRIVE-CLIQ INTERFACE DESIGN IM B35 (IM V15, IM V35) PLAIN SHAFT WITHOUT FITTED KEY; BEARING: STANDARD WITH FIXED BEARING, VIBRATION SEVERITY GRADE: S/A, SHAFT AND FLANGE ACCURACY: R TERMINAL BOX (ABOVE) CABLE ENTRY ON THE ND-END SIGNAL CONNECTION LEFT | 13485 | TEM | 1 | MC | 136 | 1
1PH81372EF001BA1 | SIMOTICS M COMPACT SYNCHRONOUS MOTOR 1500RPM,30,6KW,195NM, 60A, 356V 1750RPM,35,6KW,194NM, 59A, 412V 2000RPM, 40KW, 191NM, 59A, 449V FORCED VENTILATION; DIRECTION OF AIR FLOW DE --> NDE; DEGREE OF PROTECTION IP55 ABSOLUTE ENCODER ENDAT 2048 S/R (ENCODER AM2048S/R) with TEMPERAT. SENSOR KTY84-130 DESIGN IM B3 (IM V5, IM V6) SHAFT WITH FITTED KEY FULL-KEY BALANCING BEARING: STANDARD WITH FIXED BEARING, VIBRATION SEVERITY GRADE: R/A, FLANGE ACCURACY: R TERMINAL BOX (ABOVE) CABLE ENTRY ON THE RIGHT SIGNAL CONNECTION D-END | 12965 | TEM | 1 | MC | 136 | 1
1PH81372EF020CA1 | SIMOTICS M COMPACT SYNCHRONOUS MOTOR 1500RPM,30,6KW,195NM, 60A, 356V 1750RPM,35,6KW,194NM, 59A, 412V 2000RPM, 40KW, 191NM, 59A, 449V FORCED VENTILATION; DIRECTION OF AIR FLOW DE --> NDE; DEGREE OF PROTECTION IP55 ABSOLUTE ENCODER ENDAT 2048 S/R (ENCODER AM2048S/R) with TEMPERAT. SENSOR KTY84-130 DESIGN IM B5 (IMV 1,IM V3) PLAIN SHAFT WITHOUT FITTED KEY; BEARING: STANDARD WITH FIXED BEARING, VIBRATION SEVERITY GRADE: S/A, SHAFT AND FLANGE ACCURACY: R TERMINAL BOX (ABOVE) CABLE ENTRY ON THE RIGHT SIGNAL CONNECTION D-END | 13399 | TEM | 1 | MC | 136 | 1
1PH81372EF031BA1 | SIMOTICS M COMPACT SYNCHRONOUS MOTOR 1500RPM,30,6KW,195NM, 60A, 356V 1750RPM,35,6KW,194NM, 59A, 412V 2000RPM, 40KW, 191NM, 59A, 449V FORCED VENTILATION; DIRECTION OF AIR FLOW DE --> NDE; DEGREE OF PROTECTION IP55 ABSOLUTE ENCODER ENDAT 2048 S/R (ENCODER AM2048S/R) with TEMPERAT. SENSOR KTY84-130 DESIGN IM B35 (IM V15, IM V35) SHAFT WITH FITTED KEY FULL-KEY BALANCING BEARING: STANDARD WITH FIXED BEARING, VIBRATION SEVERITY GRADE: R/A, FLANGE ACCURACY: R TERMINAL BOX (ABOVE) CABLE ENTRY ON THE RIGHT SIGNAL CONNECTION D-END | 13507 | TEM | 1 | MC | 136 | 1
1PH81372EF031BB1 | SIMOTICS M COMPACT SYNCHRONOUS MOTOR 1500RPM,30,6KW,195NM, 60A, 356V 1750RPM,35,6KW,194NM, 59A, 412V 2000RPM, 40KW, 191NM, 59A, 449V FORCED VENTILATION; DIRECTION OF AIR FLOW DE --> NDE; DEGREE OF PROTECTION IP55 ABSOLUTE ENCODER ENDAT 2048 S/R (ENCODER AM2048S/R) with TEMPERAT. SENSOR KTY84-130 DESIGN IM B35 (IM V15, IM V35) SHAFT WITH FITTED KEY FULL-KEY BALANCING BEARING: STANDARD WITH FIXED BEARING, VIBRATION SEVERITY GRADE: R/A, FLANGE ACCURACY: R TERMINAL BOX (ABOVE) CABLE ENTRY ON THE LEFT SIGNAL CONNECTION D-END | 13507 | TEM | 1 | MC | 136 | 1
1PH81372EF120CA1 | SIMOTICS M COMPACT SYNCHRONOUS MOTOR 1500RPM,30,6KW,195NM, 60A, 356V 1750RPM,35,6KW,194NM, 59A, 412V 2000RPM, 40KW, 191NM, 59A, 449V FORCED VENTILATION; DIRECTION OF AIR FLOW NDE --> DE; DEGREE OF PROTECTION IP55 ABSOLUTE ENCODER ENDAT 2048 S/R (ENCODER AM2048S/R) with TEMPERAT. SENSOR KTY84-130 DESIGN IM B5 (IMV 1,IM V3) PLAIN SHAFT WITHOUT FITTED KEY; BEARING: STANDARD WITH FIXED BEARING, VIBRATION SEVERITY GRADE: S/A, SHAFT AND FLANGE ACCURACY: R TERMINAL BOX (ABOVE) CABLE ENTRY ON THE RIGHT SIGNAL CONNECTION D-END | 13399 | TEM | 1 | MC | 136 | 1
1PH81372EF131CH1 | SIMOTICS M COMPACT SYNCHRONOUS MOTOR 1500RPM,30,6KW,195NM, 60A, 356V 1750RPM,35,6KW,194NM, 59A, 412V 2000RPM, 40KW, 191NM, 59A, 449V FORCED VENTILATION; DIRECTION OF AIR FLOW NDE --> DE; DEGREE OF PROTECTION IP55 ABSOLUTE ENCODER ENDAT 2048 S/R (ENCODER AM2048S/R) with TEMPERAT. SENSOR KTY84-130 DESIGN IM B35 (IM V15, IM V35) SHAFT WITH FITTED KEY FULL-KEY BALANCING BEARING: STANDARD WITH FIXED BEARING, VIBRATION SEVERITY GRADE: S/A, SHAFT AND FLANGE ACCURACY: R POWER CONNECTOR (ABOVE) CABLE ENTRY ON THE D-END SIGNAL CONNECTION LEFT | 13702 | TEM | 1 | MC | 136 | 1
1PH81372EF220BA1 | SIMOTICS M COMPACT SYNCHRONOUS MOTOR 1500RPM,32,7KW,208NM, 58A, 371V 1750RPM, 37KW, 202NM, 58A, 415V 2000RPM,40,6KW,194NM, 57A, 449V WATER COOLING DEGREE OF PROTECTION IP65 ABSOLUTE ENCODER ENDAT 2048 S/R (ENCODER AM2048S/R) with TEMPERAT. SENSOR KTY84-130 DESIGN IM B5 (IMV 1,IM V3) PLAIN SHAFT WITHOUT FITTED KEY; BEARING: STANDARD WITH FIXED BEARING, VIBRATION SEVERITY GRADE: R/A, FLANGE ACCURACY: R TERMINAL BOX (ABOVE) CABLE ENTRY ON THE RIGHT SIGNAL CONNECTION D-END | 12508 | TEM | 1 | MC | 153 | 1
1PH81372EF221BA1 | SIMOTICS M COMPACT SYNCHRONOUS MOTOR 1500RPM,32,7KW,208NM, 58A, 371V 1750RPM, 37KW, 202NM, 58A, 415V 2000RPM,40,6KW,194NM, 57A, 449V WATER COOLING DEGREE OF PROTECTION IP65 ABSOLUTE ENCODER ENDAT 2048 S/R (ENCODER AM2048S/R) with TEMPERAT. SENSOR KTY84-130 DESIGN IM B5 (IMV 1,IM V3) SHAFT WITH FITTED KEY FULL-KEY BALANCING BEARING: STANDARD WITH FIXED BEARING, VIBRATION SEVERITY GRADE: R/A, FLANGE ACCURACY: R TERMINAL BOX (ABOVE) CABLE ENTRY ON THE RIGHT SIGNAL CONNECTION D-END | 12508 | TEM | 1 | MC | 153 | 1
1PH81372EF231BB1 | SIMOTICS M COMPACT SYNCHRONOUS MOTOR 1500RPM,32,7KW,208NM, 58A, 371V 1750RPM, 37KW, 202NM, 58A, 415V 2000RPM,40,6KW,194NM, 57A, 449V WATER COOLING DEGREE OF PROTECTION IP65 ABSOLUTE ENCODER ENDAT 2048 S/R (ENCODER AM2048S/R) with TEMPERAT. SENSOR KTY84-130 DESIGN IM B35 (IM V15, IM V35) SHAFT WITH FITTED KEY FULL-KEY BALANCING BEARING: STANDARD WITH FIXED BEARING, VIBRATION SEVERITY GRADE: R/A, FLANGE ACCURACY: R TERMINAL BOX (ABOVE) CABLE ENTRY ON THE LEFT SIGNAL CONNECTION D-END | 12811 | TEM | 1 | MC | 153 | 1
1PH81372EG220BA1 | SIMOTICS M COMPACT SYNCHRONOUS MOTOR 2000RPM,44,4KW,212NM, 85A, 371V 2300RPM,50,5KW,210NM, 84A, 424V 2650RPM,56,8KW,205NM, 83A, 449V WATER COOLING DEGREE OF PROTECTION IP65 ABSOLUTE ENCODER ENDAT 2048 S/R (ENCODER AM2048S/R) with TEMPERAT. SENSOR KTY84-130 DESIGN IM B5 (IMV 1,IM V3) PLAIN SHAFT WITHOUT FITTED KEY; BEARING: STANDARD WITH FIXED BEARING, VIBRATION SEVERITY GRADE: R/A, FLANGE ACCURACY: R TERMINAL BOX (ABOVE) CABLE ENTRY ON THE RIGHT SIGNAL CONNECTION D-END | 12508 | TEM | 1 | MC | 153 | 1
1PH81372EG231BB1 | SIMOTICS M COMPACT SYNCHRONOUS MOTOR 2000RPM,44,4KW,212NM, 85A, 371V 2300RPM,50,5KW,210NM, 84A, 424V 2650RPM,56,8KW,205NM, 83A, 449V WATER COOLING DEGREE OF PROTECTION IP65 ABSOLUTE ENCODER ENDAT 2048 S/R (ENCODER AM2048S/R) with TEMPERAT. SENSOR KTY84-130 DESIGN IM B35 (IM V15, IM V35) SHAFT WITH FITTED KEY FULL-KEY BALANCING BEARING: STANDARD WITH FIXED BEARING, VIBRATION SEVERITY GRADE: R/A, FLANGE ACCURACY: R TERMINAL BOX (ABOVE) CABLE ENTRY ON THE LEFT SIGNAL CONNECTION D-END | 12811 | TEM | 1 | MC | 153 | 1
1PH81372EL020BA1 | SIMOTICS M COMPACT SYNCHRONOUS MOTOR 2500RPM,48,4KW,185NM, 83A, 371V 2800RPM,53,4KW,182NM, 82A, 415V 3000RPM,56,9KW,181NM, 81A, 449V FORCED VENTILATION; DIRECTION OF AIR FLOW DE --> NDE; DEGREE OF PROTECTION IP55 ABSOLUTE ENCODER ENDAT 2048 S/R (ENCODER AM2048S/R) with TEMPERAT. SENSOR KTY84-130 DESIGN IM B5 (IMV 1,IM V3) PLAIN SHAFT WITHOUT FITTED KEY; BEARING: STANDARD WITH FIXED BEARING, VIBRATION SEVERITY GRADE: R/A, FLANGE ACCURACY: R TERMINAL BOX (ABOVE) CABLE ENTRY ON THE RIGHT SIGNAL CONNECTION D-END | 13204 | TEM | 1 | MC | 136 | 1
1PH81372EL022BA1 | SIMOTICS M COMPACT SYNCHRONOUS MOTOR 2500RPM,48,4KW,185NM, 83A, 371V 2800RPM,53,4KW,182NM, 82A, 415V 3000RPM,56,9KW,181NM, 81A, 449V FORCED VENTILATION; DIRECTION OF AIR FLOW DE --> NDE; DEGREE OF PROTECTION IP55 ABSOLUTE ENCODER ENDAT 2048 S/R (ENCODER AM2048S/R) with TEMPERAT. SENSOR KTY84-130 DESIGN IM B5 (IMV 1,IM V3) SHAFT WITH FITTED KEY HALF-KEY BALANCING BEARING: STANDARD WITH FIXED BEARING, VIBRATION SEVERITY GRADE: R/A, FLANGE ACCURACY: R TERMINAL BOX (ABOVE) CABLE ENTRY ON THE RIGHT SIGNAL CONNECTION D-END | 13204 | TEM | 1 | MC | 136 | 1
1PH81372EM021CA1 | SIMOTICS M COMPACT SYNCHRONOUS MOTOR 3000RPM,57,5KW,183NM, 104A,370V 3300RPM,62,2KW,180NM, 102A,405V 3600RPM,66,7KW,177NM, 100A,440V FORCED VENTILATION; DIRECTION OF AIR FLOW DE --> NDE; DEGREE OF PROTECTION IP55 ABSOLUTE ENCODER ENDAT 2048 S/R (ENCODER AM2048S/R) with TEMPERAT. SENSOR KTY84-130 DESIGN IM B5 (IMV 1,IM V3) SHAFT WITH FITTED KEY FULL-KEY BALANCING BEARING: STANDARD WITH FIXED BEARING, VIBRATION SEVERITY GRADE: S/A, SHAFT AND FLANGE ACCURACY: R TERMINAL BOX (ABOVE) CABLE ENTRY ON THE RIGHT SIGNAL CONNECTION D-END | 13399 | TEM | 1 | MC | 136 | 1
1PH81372FF000BA1 | SIMOTICS M COMPACT SYNCHRONOUS MOTOR 1500RPM,30,6KW,195NM, 60A, 356V 1750RPM,35,6KW,194NM, 59A, 412V 2000RPM, 40KW, 191NM, 59A, 449V FORCED VENTILATION; DIRECTION OF AIR FLOW DE --> NDE; DEGREE OF PROTECTION IP55 ABSOLUTE ENCODER 22 BIT SINGLETURN AND 12 BIT MULTITURN (ENCODER AM22DQ) WITH DRIVE-CLIQ INTERFACE DESIGN IM B3 (IM V5, IM V6) PLAIN SHAFT WITHOUT FITTED KEY; BEARING: STANDARD WITH FIXED BEARING, VIBRATION SEVERITY GRADE: R/A, FLANGE ACCURACY: R TERMINAL BOX (ABOVE) CABLE ENTRY ON THE RIGHT SIGNAL CONNECTION D-END | 13659 | TEM | 1 | MC | 136 | 1
1PH81372FF002BA1 | SIMOTICS M COMPACT SYNCHRONOUS MOTOR 1500RPM,30,6KW,195NM, 60A, 356V 1750RPM,35,6KW,194NM, 59A, 412V 2000RPM, 40KW, 191NM, 59A, 449V FORCED VENTILATION; DIRECTION OF AIR FLOW DE --> NDE; DEGREE OF PROTECTION IP55 ABSOLUTE ENCODER 22 BIT SINGLETURN AND 12 BIT MULTITURN (ENCODER AM22DQ) WITH DRIVE-CLIQ INTERFACE DESIGN IM B3 (IM V5, IM V6) SHAFT WITH FITTED KEY HALF-KEY BALANCING BEARING: STANDARD WITH FIXED BEARING, VIBRATION SEVERITY GRADE: R/A, FLANGE ACCURACY: R TERMINAL BOX (ABOVE) CABLE ENTRY ON THE RIGHT SIGNAL CONNECTION D-END | 13659 | TEM | 1 | MC | 136 | 1
1PH81372FF020BA1 | SIMOTICS M COMPACT SYNCHRONOUS MOTOR 1500RPM,30,6KW,195NM, 60A, 356V 1750RPM,35,6KW,194NM, 59A, 412V 2000RPM, 40KW, 191NM, 59A, 449V FORCED VENTILATION; DIRECTION OF AIR FLOW DE --> NDE; DEGREE OF PROTECTION IP55 ABSOLUTE ENCODER 22 BIT SINGLETURN AND 12 BIT MULTITURN (ENCODER AM22DQ) WITH DRIVE-CLIQ INTERFACE DESIGN IM B5 (IMV 1,IM V3) PLAIN SHAFT WITHOUT FITTED KEY; BEARING: STANDARD WITH FIXED BEARING, VIBRATION SEVERITY GRADE: R/A, FLANGE ACCURACY: R TERMINAL BOX (ABOVE) CABLE ENTRY ON THE RIGHT SIGNAL CONNECTION D-END | 13897 | TEM | 1 | MC | 136 | 1
1PH81372FF020BB1 | SIMOTICS M COMPACT SYNCHRONOUS MOTOR 1500RPM,30,6KW,195NM, 60A, 356V 1750RPM,35,6KW,194NM, 59A, 412V 2000RPM, 40KW, 191NM, 59A, 449V FORCED VENTILATION; DIRECTION OF AIR FLOW DE --> NDE; DEGREE OF PROTECTION IP55 ABSOLUTE ENCODER 22 BIT SINGLETURN AND 12 BIT MULTITURN (ENCODER AM22DQ) WITH DRIVE-CLIQ INTERFACE DESIGN IM B5 (IMV 1,IM V3) PLAIN SHAFT WITHOUT FITTED KEY; BEARING: STANDARD WITH FIXED BEARING, VIBRATION SEVERITY GRADE: R/A, FLANGE ACCURACY: R TERMINAL BOX (ABOVE) CABLE ENTRY ON THE LEFT SIGNAL CONNECTION D-END | 13897 | TEM | 1 | MC | 136 | 1
1PH81372FF020CA1 | SIMOTICS M COMPACT SYNCHRONOUS MOTOR 1500RPM,30,6KW,195NM, 60A, 356V 1750RPM,35,6KW,194NM, 59A, 412V 2000RPM, 40KW, 191NM, 59A, 449V FORCED VENTILATION; DIRECTION OF AIR FLOW DE --> NDE; DEGREE OF PROTECTION IP55 ABSOLUTE ENCODER 22 BIT SINGLETURN AND 12 BIT MULTITURN (ENCODER AM22DQ) WITH DRIVE-CLIQ INTERFACE DESIGN IM B5 (IMV 1,IM V3) PLAIN SHAFT WITHOUT FITTED KEY; BEARING: STANDARD WITH FIXED BEARING, VIBRATION SEVERITY GRADE: S/A, SHAFT AND FLANGE ACCURACY: R TERMINAL BOX (ABOVE) CABLE ENTRY ON THE RIGHT SIGNAL CONNECTION D-END | 14092 | TEM | 1 | MC | 136 | 1
1PH81372FF020QF1 | SIMOTICS M COMPACT SYNCHRONOUS MOTOR 1500RPM,30,6KW,195NM, 60A, 356V 1750RPM,35,6KW,194NM, 59A, 412V 2000RPM, 40KW, 191NM, 59A, 449V FORCED VENTILATION; DIRECTION OF AIR FLOW DE --> NDE; DEGREE OF PROTECTION IP55 ABSOLUTE ENCODER 22 BIT SINGLETURN AND 12 BIT MULTITURN (ENCODER AM22DQ) WITH DRIVE-CLIQ INTERFACE DESIGN IM B5 (IMV 1,IM V3) PLAIN SHAFT WITHOUT FITTED KEY; BEARING: ADVANCED LIFETIME VIBRATION SEVERITY S/A SHAFT A. FLANGE ACCURACY GR. R POWER CONNECTOR(ABOVE) CABLE ENTRY ON THE LEFT SIGNAL CONNECTION D-END | 14328 | TEM | 1 | MC | 136 | 1
1PH81372FF021BA1 | SIMOTICS M COMPACT SYNCHRONOUS MOTOR 1500RPM,30,6KW,195NM, 60A, 356V 1750RPM,35,6KW,194NM, 59A, 412V 2000RPM, 40KW, 191NM, 59A, 449V FORCED VENTILATION; DIRECTION OF AIR FLOW DE --> NDE; DEGREE OF PROTECTION IP55 ABSOLUTE ENCODER 22 BIT SINGLETURN AND 12 BIT MULTITURN (ENCODER AM22DQ) WITH DRIVE-CLIQ INTERFACE DESIGN IM B5 (IMV 1,IM V3) SHAFT WITH FITTED KEY FULL-KEY BALANCING BEARING: STANDARD WITH FIXED BEARING, VIBRATION SEVERITY GRADE: R/A, FLANGE ACCURACY: R TERMINAL BOX (ABOVE) CABLE ENTRY ON THE RIGHT SIGNAL CONNECTION D-END | 13897 | TEM | 1 | MC | 136 | 1
1PH81372FF021CA1 | SIMOTICS M COMPACT SYNCHRONOUS MOTOR 1500RPM,30,6KW,195NM, 60A, 356V 1750RPM,35,6KW,194NM, 59A, 412V 2000RPM, 40KW, 191NM, 59A, 449V FORCED VENTILATION; DIRECTION OF AIR FLOW DE --> NDE; DEGREE OF PROTECTION IP55 ABSOLUTE ENCODER 22 BIT SINGLETURN AND 12 BIT MULTITURN (ENCODER AM22DQ) WITH DRIVE-CLIQ INTERFACE DESIGN IM B5 (IMV 1,IM V3) SHAFT WITH FITTED KEY FULL-KEY BALANCING BEARING: STANDARD WITH FIXED BEARING, VIBRATION SEVERITY GRADE: S/A, SHAFT AND FLANGE ACCURACY: R TERMINAL BOX (ABOVE) CABLE ENTRY ON THE RIGHT SIGNAL CONNECTION D-END | 14092 | TEM | 1 | MC | 136 | 1
1PH81372FF030BA1 | SIMOTICS M COMPACT SYNCHRONOUS MOTOR 1500RPM,30,6KW,195NM, 60A, 356V 1750RPM,35,6KW,194NM, 59A, 412V 2000RPM, 40KW, 191NM, 59A, 449V FORCED VENTILATION; DIRECTION OF AIR FLOW DE --> NDE; DEGREE OF PROTECTION IP55 ABSOLUTE ENCODER 22 BIT SINGLETURN AND 12 BIT MULTITURN (ENCODER AM22DQ) WITH DRIVE-CLIQ INTERFACE DESIGN IM B35 (IM V15, IM V35) PLAIN SHAFT WITHOUT FITTED KEY; BEARING: STANDARD WITH FIXED BEARING, VIBRATION SEVERITY GRADE: R/A, FLANGE ACCURACY: R TERMINAL BOX (ABOVE) CABLE ENTRY ON THE RIGHT SIGNAL CONNECTION D-END | 14201 | TEM | 1 | MC | 136 | 1
1PH81372FF031CG1 | SIMOTICS M COMPACT SYNCHRONOUS MOTOR 1500RPM,30,6KW,195NM, 60A, 356V 1750RPM,35,6KW,194NM, 59A, 412V 2000RPM, 40KW, 191NM, 59A, 449V FORCED VENTILATION; DIRECTION OF AIR FLOW DE --> NDE; DEGREE OF PROTECTION IP55 ABSOLUTE ENCODER 22 BIT SINGLETURN AND 12 BIT MULTITURN (ENCODER AM22DQ) WITH DRIVE-CLIQ INTERFACE DESIGN IM B35 (IM V15, IM V35) SHAFT WITH FITTED KEY FULL-KEY BALANCING BEARING: STANDARD WITH FIXED BEARING, VIBRATION SEVERITY GRADE: S/A, SHAFT AND FLANGE ACCURACY: R POWER CONNECTOR (ABOVE) CABLE ENTRY ON THE ND-END SIGNAL CONNECTION LEFT | 14396 | TEM | 1 | MC | 136 | 1
1PH81372FF122CG1 | SIMOTICS M COMPACT SYNCHRONOUS MOTOR 1500RPM,30,6KW,195NM, 60A, 356V 1750RPM,35,6KW,194NM, 59A, 412V 2000RPM, 40KW, 191NM, 59A, 449V FORCED VENTILATION; DIRECTION OF AIR FLOW NDE --> DE; DEGREE OF PROTECTION IP55 ABSOLUTE ENCODER 22 BIT SINGLETURN AND 12 BIT MULTITURN (ENCODER AM22DQ) WITH DRIVE-CLIQ INTERFACE DESIGN IM B5 (IMV 1,IM V3) SHAFT WITH FITTED KEY HALF-KEY BALANCING BEARING: STANDARD WITH FIXED BEARING, VIBRATION SEVERITY GRADE: S/A, SHAFT AND FLANGE ACCURACY: R POWER CONNECTOR (ABOVE) CABLE ENTRY ON THE ND-END SIGNAL CONNECTION LEFT | 14092 | TEM | 1 | MC | 136 | 1
1PH81372FF131BA1 | SIMOTICS M COMPACT SYNCHRONOUS MOTOR 1500RPM,30,6KW,195NM, 60A, 356V 1750RPM,35,6KW,194NM, 59A, 412V 2000RPM, 40KW, 191NM, 59A, 449V FORCED VENTILATION; DIRECTION OF AIR FLOW NDE --> DE; DEGREE OF PROTECTION IP55 ABSOLUTE ENCODER 22 BIT SINGLETURN AND 12 BIT MULTITURN (ENCODER AM22DQ) WITH DRIVE-CLIQ INTERFACE DESIGN IM B35 (IM V15, IM V35) SHAFT WITH FITTED KEY FULL-KEY BALANCING BEARING: STANDARD WITH FIXED BEARING, VIBRATION SEVERITY GRADE: R/A, FLANGE ACCURACY: R TERMINAL BOX (ABOVE) CABLE ENTRY ON THE RIGHT SIGNAL CONNECTION D-END | 14201 | TEM | 1 | MC | 136 | 1
1PH81372FF131BB1 | SIMOTICS M COMPACT SYNCHRONOUS MOTOR 1500RPM,30,6KW,195NM, 60A, 356V 1750RPM,35,6KW,194NM, 59A, 412V 2000RPM, 40KW, 191NM, 59A, 449V FORCED VENTILATION; DIRECTION OF AIR FLOW NDE --> DE; DEGREE OF PROTECTION IP55 ABSOLUTE ENCODER 22 BIT SINGLETURN AND 12 BIT MULTITURN (ENCODER AM22DQ) WITH DRIVE-CLIQ INTERFACE DESIGN IM B35 (IM V15, IM V35) SHAFT WITH FITTED KEY FULL-KEY BALANCING BEARING: STANDARD WITH FIXED BEARING, VIBRATION SEVERITY GRADE: R/A, FLANGE ACCURACY: R TERMINAL BOX (ABOVE) CABLE ENTRY ON THE LEFT SIGNAL CONNECTION D-END | 14201 | TEM | 1 | MC | 136 | 1
1PH81372FF221BA1 | SIMOTICS M COMPACT SYNCHRONOUS MOTOR 1500RPM,32,7KW,208NM, 58A, 371V 1750RPM, 37KW, 202NM, 58A, 415V 2000RPM,40,6KW,194NM, 57A, 449V WATER COOLING DEGREE OF PROTECTION IP65 ABSOLUTE ENCODER 22 BIT SINGLETURN AND 12 BIT MULTITURN (ENCODER AM22DQ) WITH DRIVE-CLIQ INTERFACE DESIGN IM B5 (IMV 1,IM V3) SHAFT WITH FITTED KEY FULL-KEY BALANCING BEARING: STANDARD WITH FIXED BEARING, VIBRATION SEVERITY GRADE: R/A, FLANGE ACCURACY: R TERMINAL BOX (ABOVE) CABLE ENTRY ON THE RIGHT SIGNAL CONNECTION D-END | 13201 | TEM | 1 | MC | 153 | 1
1PH81372FG220BA1 | SIMOTICS M COMPACT SYNCHRONOUS MOTOR 2000RPM,44,4KW,212NM, 85A, 371V 2300RPM,50,5KW,210NM, 84A, 424V 2650RPM,56,8KW,205NM, 83A, 449V WATER COOLING DEGREE OF PROTECTION IP65 ABSOLUTE ENCODER 22 BIT SINGLETURN AND 12 BIT MULTITURN (ENCODER AM22DQ) WITH DRIVE-CLIQ INTERFACE DESIGN IM B5 (IMV 1,IM V3) PLAIN SHAFT WITHOUT FITTED KEY; BEARING: STANDARD WITH FIXED BEARING, VIBRATION SEVERITY GRADE: R/A, FLANGE ACCURACY: R TERMINAL BOX (ABOVE) CABLE ENTRY ON THE RIGHT SIGNAL CONNECTION D-END | 13201 | TEM | 1 | MC | 153 | 1
1PH81372FG231BA1 | SIMOTICS M COMPACT SYNCHRONOUS MOTOR 2000RPM,44,4KW,212NM, 85A, 371V 2300RPM,50,5KW,210NM, 84A, 424V 2650RPM,56,8KW,205NM, 83A, 449V WATER COOLING DEGREE OF PROTECTION IP65 ABSOLUTE ENCODER 22 BIT SINGLETURN AND 12 BIT MULTITURN (ENCODER AM22DQ) WITH DRIVE-CLIQ INTERFACE DESIGN IM B35 (IM V15, IM V35) SHAFT WITH FITTED KEY FULL-KEY BALANCING BEARING: STANDARD WITH FIXED BEARING, VIBRATION SEVERITY GRADE: R/A, FLANGE ACCURACY: R TERMINAL BOX (ABOVE) CABLE ENTRY ON THE RIGHT SIGNAL CONNECTION D-END | 13505 | TEM | 1 | MC | 153 | 1
1PH81372FG232BA1 | SIMOTICS M COMPACT SYNCHRONOUS MOTOR 2000RPM,44,4KW,212NM, 85A, 371V 2300RPM,50,5KW,210NM, 84A, 424V 2650RPM,56,8KW,205NM, 83A, 449V WATER COOLING DEGREE OF PROTECTION IP65 ABSOLUTE ENCODER 22 BIT SINGLETURN AND 12 BIT MULTITURN (ENCODER AM22DQ) WITH DRIVE-CLIQ INTERFACE DESIGN IM B35 (IM V15, IM V35) SHAFT WITH FITTED KEY HALF-KEY BALANCING BEARING: STANDARD WITH FIXED BEARING, VIBRATION SEVERITY GRADE: R/A, FLANGE ACCURACY: R TERMINAL BOX (ABOVE) CABLE ENTRY ON THE RIGHT SIGNAL CONNECTION D-END | 13505 | TEM | 1 | MC | 153 | 1
1PH81372FG232BB1 | SIMOTICS M COMPACT SYNCHRONOUS MOTOR 2000RPM,44,4KW,212NM, 85A, 371V 2300RPM,50,5KW,210NM, 84A, 424V 2650RPM,56,8KW,205NM, 83A, 449V WATER COOLING DEGREE OF PROTECTION IP65 ABSOLUTE ENCODER 22 BIT SINGLETURN AND 12 BIT MULTITURN (ENCODER AM22DQ) WITH DRIVE-CLIQ INTERFACE DESIGN IM B35 (IM V15, IM V35) SHAFT WITH FITTED KEY HALF-KEY BALANCING BEARING: STANDARD WITH FIXED BEARING, VIBRATION SEVERITY GRADE: R/A, FLANGE ACCURACY: R TERMINAL BOX (ABOVE) CABLE ENTRY ON THE LEFT SIGNAL CONNECTION D-END | 13505 | TEM | 1 | MC | 153 | 1
1PH81372FL020BA1 | SIMOTICS M COMPACT SYNCHRONOUS MOTOR 2500RPM,48,4KW,185NM, 83A, 371V 2800RPM,53,4KW,182NM, 82A, 415V 3000RPM,56,9KW,181NM, 81A, 449V FORCED VENTILATION; DIRECTION OF AIR FLOW DE --> NDE; DEGREE OF PROTECTION IP55 ABSOLUTE ENCODER 22 BIT SINGLETURN AND 12 BIT MULTITURN (ENCODER AM22DQ) WITH DRIVE-CLIQ INTERFACE DESIGN IM B5 (IMV 1,IM V3) PLAIN SHAFT WITHOUT FITTED KEY; BEARING: STANDARD WITH FIXED BEARING, VIBRATION SEVERITY GRADE: R/A, FLANGE ACCURACY: R TERMINAL BOX (ABOVE) CABLE ENTRY ON THE RIGHT SIGNAL CONNECTION D-END | 13897 | TEM | 1 | MC | 136 | 1
1PH81372FL020CA1 | SIMOTICS M COMPACT SYNCHRONOUS MOTOR 2500RPM,48,4KW,185NM, 83A, 371V 2800RPM,53,4KW,182NM, 82A, 415V 3000RPM,56,9KW,181NM, 81A, 449V FORCED VENTILATION; DIRECTION OF AIR FLOW DE --> NDE; DEGREE OF PROTECTION IP55 ABSOLUTE ENCODER 22 BIT SINGLETURN AND 12 BIT MULTITURN (ENCODER AM22DQ) WITH DRIVE-CLIQ INTERFACE DESIGN IM B5 (IMV 1,IM V3) PLAIN SHAFT WITHOUT FITTED KEY; BEARING: STANDARD WITH FIXED BEARING, VIBRATION SEVERITY GRADE: S/A, SHAFT AND FLANGE ACCURACY: R TERMINAL BOX (ABOVE) CABLE ENTRY ON THE RIGHT SIGNAL CONNECTION D-END | 14092 | TEM | 1 | MC | 136 | 1
1PH81372FL021BA1 | SIMOTICS M COMPACT SYNCHRONOUS MOTOR 2500RPM,48,4KW,185NM, 83A, 371V 2800RPM,53,4KW,182NM, 82A, 415V 3000RPM,56,9KW,181NM, 81A, 449V FORCED VENTILATION; DIRECTION OF AIR FLOW DE --> NDE; DEGREE OF PROTECTION IP55 ABSOLUTE ENCODER 22 BIT SINGLETURN AND 12 BIT MULTITURN (ENCODER AM22DQ) WITH DRIVE-CLIQ INTERFACE DESIGN IM B5 (IMV 1,IM V3) SHAFT WITH FITTED KEY FULL-KEY BALANCING BEARING: STANDARD WITH FIXED BEARING, VIBRATION SEVERITY GRADE: R/A, FLANGE ACCURACY: R TERMINAL BOX (ABOVE) CABLE ENTRY ON THE RIGHT SIGNAL CONNECTION D-END | 13897 | TEM | 1 | MC | 136 | 1
1PH81372FL022BA1 | SIMOTICS M COMPACT SYNCHRONOUS MOTOR 2500RPM,48,4KW,185NM, 83A, 371V 2800RPM,53,4KW,182NM, 82A, 415V 3000RPM,56,9KW,181NM, 81A, 449V FORCED VENTILATION; DIRECTION OF AIR FLOW DE --> NDE; DEGREE OF PROTECTION IP55 ABSOLUTE ENCODER 22 BIT SINGLETURN AND 12 BIT MULTITURN (ENCODER AM22DQ) WITH DRIVE-CLIQ INTERFACE DESIGN IM B5 (IMV 1,IM V3) SHAFT WITH FITTED KEY HALF-KEY BALANCING BEARING: STANDARD WITH FIXED BEARING, VIBRATION SEVERITY GRADE: R/A, FLANGE ACCURACY: R TERMINAL BOX (ABOVE) CABLE ENTRY ON THE RIGHT SIGNAL CONNECTION D-END | 13897 | TEM | 1 | MC | 136 | 1
1PH81372FL022CC1 | SIMOTICS M COMPACT SYNCHRONOUS MOTOR 2500RPM,48,4KW,185NM, 83A, 371V 2800RPM,53,4KW,182NM, 82A, 415V 3000RPM,56,9KW,181NM, 81A, 449V FORCED VENTILATION; DIRECTION OF AIR FLOW DE --> NDE; DEGREE OF PROTECTION IP55 ABSOLUTE ENCODER 22 BIT SINGLETURN AND 12 BIT MULTITURN (ENCODER AM22DQ) WITH DRIVE-CLIQ INTERFACE DESIGN IM B5 (IMV 1,IM V3) SHAFT WITH FITTED KEY HALF-KEY BALANCING BEARING: STANDARD WITH FIXED BEARING, VIBRATION SEVERITY GRADE: S/A, SHAFT AND FLANGE ACCURACY: R TERMINAL BOX (ABOVE) CABLE ENTRY ON THE ND-END SIGNAL CONNECTION LEFT | 14092 | TEM | 1 | MC | 136 | 1
1PH81372FL031BA1 | SIMOTICS M COMPACT SYNCHRONOUS MOTOR 2500RPM,48,4KW,185NM, 83A, 371V 2800RPM,53,4KW,182NM, 82A, 415V 3000RPM,56,9KW,181NM, 81A, 449V FORCED VENTILATION; DIRECTION OF AIR FLOW DE --> NDE; DEGREE OF PROTECTION IP55 ABSOLUTE ENCODER 22 BIT SINGLETURN AND 12 BIT MULTITURN (ENCODER AM22DQ) WITH DRIVE-CLIQ INTERFACE DESIGN IM B35 (IM V15, IM V35) SHAFT WITH FITTED KEY FULL-KEY BALANCING BEARING: STANDARD WITH FIXED BEARING, VIBRATION SEVERITY GRADE: R/A, FLANGE ACCURACY: R TERMINAL BOX (ABOVE) CABLE ENTRY ON THE RIGHT SIGNAL CONNECTION D-END | 14201 | TEM | 1 | MC | 136 | 1
1PH81372FL130BA1 | SIMOTICS M COMPACT SYNCHRONOUS MOTOR 2500RPM,48,4KW,185NM, 83A, 371V 2800RPM,53,4KW,182NM, 82A, 415V 3000RPM,56,9KW,181NM, 81A, 449V FORCED VENTILATION; DIRECTION OF AIR FLOW NDE --> DE; DEGREE OF PROTECTION IP55 ABSOLUTE ENCODER 22 BIT SINGLETURN AND 12 BIT MULTITURN (ENCODER AM22DQ) WITH DRIVE-CLIQ INTERFACE DESIGN IM B35 (IM V15, IM V35) PLAIN SHAFT WITHOUT FITTED KEY; BEARING: STANDARD WITH FIXED BEARING, VIBRATION SEVERITY GRADE: R/A, FLANGE ACCURACY: R TERMINAL BOX (ABOVE) CABLE ENTRY ON THE RIGHT SIGNAL CONNECTION D-END | 14201 | TEM | 1 | MC | 136 | 1
1PH81372FM002BA1 | SIMOTICS M COMPACT SYNCHRONOUS MOTOR 3000RPM,57,5KW,183NM, 104A,370V 3300RPM,62,2KW,180NM, 102A,405V 3600RPM,66,7KW,177NM, 100A,440V FORCED VENTILATION; DIRECTION OF AIR FLOW DE --> NDE; DEGREE OF PROTECTION IP55 ABSOLUTE ENCODER 22 BIT SINGLETURN AND 12 BIT MULTITURN (ENCODER AM22DQ) WITH DRIVE-CLIQ INTERFACE DESIGN IM B3 (IM V5, IM V6) SHAFT WITH FITTED KEY HALF-KEY BALANCING BEARING: STANDARD WITH FIXED BEARING, VIBRATION SEVERITY GRADE: R/A, FLANGE ACCURACY: R TERMINAL BOX (ABOVE) CABLE ENTRY ON THE RIGHT SIGNAL CONNECTION D-END | 13659 | TEM | 1 | MC | 136 | 1
1PH81372FM020CA1 | SIMOTICS M COMPACT SYNCHRONOUS MOTOR 3000RPM,57,5KW,183NM, 104A,370V 3300RPM,62,2KW,180NM, 102A,405V 3600RPM,66,7KW,177NM, 100A,440V FORCED VENTILATION; DIRECTION OF AIR FLOW DE --> NDE; DEGREE OF PROTECTION IP55 ABSOLUTE ENCODER 22 BIT SINGLETURN AND 12 BIT MULTITURN (ENCODER AM22DQ) WITH DRIVE-CLIQ INTERFACE DESIGN IM B5 (IMV 1,IM V3) PLAIN SHAFT WITHOUT FITTED KEY; BEARING: STANDARD WITH FIXED BEARING, VIBRATION SEVERITY GRADE: S/A, SHAFT AND FLANGE ACCURACY: R TERMINAL BOX (ABOVE) CABLE ENTRY ON THE RIGHT SIGNAL CONNECTION D-END | 14092 | TEM | 1 | MC | 136 | 1
1PH81372FM021BC1 | SIMOTICS M COMPACT SYNCHRONOUS MOTOR 3000RPM,57,5KW,183NM, 104A,370V 3300RPM,62,2KW,180NM, 102A,405V 3600RPM,66,7KW,177NM, 100A,440V FORCED VENTILATION; DIRECTION OF AIR FLOW DE --> NDE; DEGREE OF PROTECTION IP55 ABSOLUTE ENCODER 22 BIT SINGLETURN AND 12 BIT MULTITURN (ENCODER AM22DQ) WITH DRIVE-CLIQ INTERFACE DESIGN IM B5 (IMV 1,IM V3) SHAFT WITH FITTED KEY FULL-KEY BALANCING BEARING: STANDARD WITH FIXED BEARING, VIBRATION SEVERITY GRADE: R/A, FLANGE ACCURACY: R TERMINAL BOX (ABOVE) CABLE ENTRY ON THE ND-END SIGNAL CONNECTION LEFT | 13897 | TEM | 1 | MC | 136 | 1
1PH81372FM030CA1 | SIMOTICS M COMPACT SYNCHRONOUS MOTOR 3000RPM,57,5KW,183NM, 104A,370V 3300RPM,62,2KW,180NM, 102A,405V 3600RPM,66,7KW,177NM, 100A,440V FORCED VENTILATION; DIRECTION OF AIR FLOW DE --> NDE; DEGREE OF PROTECTION IP55 ABSOLUTE ENCODER 22 BIT SINGLETURN AND 12 BIT MULTITURN (ENCODER AM22DQ) WITH DRIVE-CLIQ INTERFACE DESIGN IM B35 (IM V15, IM V35) PLAIN SHAFT WITHOUT FITTED KEY; BEARING: STANDARD WITH FIXED BEARING, VIBRATION SEVERITY GRADE: S/A, SHAFT AND FLANGE ACCURACY: R TERMINAL BOX (ABOVE) CABLE ENTRY ON THE RIGHT SIGNAL CONNECTION D-END | 14396 | TEM | 1 | MC | 136 | 1
1PH81372FM030GA1 | SIMOTICS M COMPACT SYNCHRONOUS MOTOR 3000RPM,57,5KW,183NM, 104A,370V 3300RPM,62,2KW,180NM, 102A,405V 3600RPM,66,7KW,177NM, 100A,440V FORCED VENTILATION; DIRECTION OF AIR FLOW DE --> NDE; DEGREE OF PROTECTION IP55 ABSOLUTE ENCODER 22 BIT SINGLETURN AND 12 BIT MULTITURN (ENCODER AM22DQ) WITH DRIVE-CLIQ INTERFACE DESIGN IM B35 (IM V15, IM V35) PLAIN SHAFT WITHOUT FITTED KEY; BEARING: STANDARD, VIBRATION SEVERITY GRADE: R/A, SHAFT AND FLANGE ACCURACY: R TERMINAL BOX (ABOVE) CABLE ENTRY ON THE RIGHT SIGNAL CONNECTION D-END | 13916 | TEM | 1 | MC | 136 | 1
1PH81372FM031CA1 | SIMOTICS M COMPACT SYNCHRONOUS MOTOR 3000RPM,57,5KW,183NM, 104A,370V 3300RPM,62,2KW,180NM, 102A,405V 3600RPM,66,7KW,177NM, 100A,440V FORCED VENTILATION; DIRECTION OF AIR FLOW DE --> NDE; DEGREE OF PROTECTION IP55 ABSOLUTE ENCODER 22 BIT SINGLETURN AND 12 BIT MULTITURN (ENCODER AM22DQ) WITH DRIVE-CLIQ INTERFACE DESIGN IM B35 (IM V15, IM V35) SHAFT WITH FITTED KEY FULL-KEY BALANCING BEARING: STANDARD WITH FIXED BEARING, VIBRATION SEVERITY GRADE: S/A, SHAFT AND FLANGE ACCURACY: R TERMINAL BOX (ABOVE) CABLE ENTRY ON THE RIGHT SIGNAL CONNECTION D-END | 14396 | TEM | 1 | MC | 136 | 1
1PH81372FM032BA1 | SIMOTICS M COMPACT SYNCHRONOUS MOTOR 3000RPM,57,5KW,183NM, 104A,370V 3300RPM,62,2KW,180NM, 102A,405V 3600RPM,66,7KW,177NM, 100A,440V FORCED VENTILATION; DIRECTION OF AIR FLOW DE --> NDE; DEGREE OF PROTECTION IP55 ABSOLUTE ENCODER 22 BIT SINGLETURN AND 12 BIT MULTITURN (ENCODER AM22DQ) WITH DRIVE-CLIQ INTERFACE DESIGN IM B35 (IM V15, IM V35) SHAFT WITH FITTED KEY HALF-KEY BALANCING BEARING: STANDARD WITH FIXED BEARING, VIBRATION SEVERITY GRADE: R/A, FLANGE ACCURACY: R TERMINAL BOX (ABOVE) CABLE ENTRY ON THE RIGHT SIGNAL CONNECTION D-END | 14201 | TEM | 1 | MC | 136 | 1
1PH81372MF001BC1 | SIMOTICS M COMPACT SYNCHRONOUS MOTOR 1500RPM,30,6KW,195NM, 60A, 356V 1750RPM,35,6KW,194NM, 59A, 412V 2000RPM, 40KW, 191NM, 59A, 449V FORCED VENTILATION; DIRECTION OF AIR FLOW DE --> NDE; DEGREE OF PROTECTION IP55 INCREMENTAL ENCODER SIN/COS 1VPP 2048 S/R WITH ND-END AT TERMINAL BOX (ENCODER IC2048S/R) with TEMPERAT. SENSOR KTY84-130 DESIGN IM B3 (IM V5, IM V6) SHAFT WITH FITTED KEY FULL-KEY BALANCING BEARING: STANDARD WITH FIXED BEARING, VIBRATION SEVERITY GRADE: R/A, FLANGE ACCURACY: R TERMINAL BOX (ABOVE) CABLE ENTRY ON THE ND-END SIGNAL CONNECTION LEFT | 12055 | TEM | 1 | MC | 136 | 1
1PH81372MF020CA1 | SIMOTICS M COMPACT SYNCHRONOUS MOTOR 1500RPM,30,6KW,195NM, 60A, 356V 1750RPM,35,6KW,194NM, 59A, 412V 2000RPM, 40KW, 191NM, 59A, 449V FORCED VENTILATION; DIRECTION OF AIR FLOW DE --> NDE; DEGREE OF PROTECTION IP55 INCREMENTAL ENCODER SIN/COS 1VPP 2048 S/R WITH ND-END AT TERMINAL BOX (ENCODER IC2048S/R) with TEMPERAT. SENSOR KTY84-130 DESIGN IM B5 (IMV 1,IM V3) PLAIN SHAFT WITHOUT FITTED KEY; BEARING: STANDARD WITH FIXED BEARING, VIBRATION SEVERITY GRADE: S/A, SHAFT AND FLANGE ACCURACY: R TERMINAL BOX (ABOVE) CABLE ENTRY ON THE RIGHT SIGNAL CONNECTION D-END | 12488 | TEM | 1 | MC | 136 | 1
1PH81372MF021BA1 | SIMOTICS M COMPACT SYNCHRONOUS MOTOR 1500RPM,30,6KW,195NM, 60A, 356V 1750RPM,35,6KW,194NM, 59A, 412V 2000RPM, 40KW, 191NM, 59A, 449V FORCED VENTILATION; DIRECTION OF AIR FLOW DE --> NDE; DEGREE OF PROTECTION IP55 INCREMENTAL ENCODER SIN/COS 1VPP 2048 S/R WITH ND-END AT TERMINAL BOX (ENCODER IC2048S/R) with TEMPERAT. SENSOR KTY84-130 DESIGN IM B5 (IMV 1,IM V3) SHAFT WITH FITTED KEY FULL-KEY BALANCING BEARING: STANDARD WITH FIXED BEARING, VIBRATION SEVERITY GRADE: R/A, FLANGE ACCURACY: R TERMINAL BOX (ABOVE) CABLE ENTRY ON THE RIGHT SIGNAL CONNECTION D-END | 12293 | TEM | 1 | MC | 136 | 1
1PH81372MF100QA1 | SIMOTICS M COMPACT SYNCHRONOUS MOTOR 1500RPM,30,6KW,195NM, 60A, 356V 1750RPM,35,6KW,194NM, 59A, 412V 2000RPM, 40KW, 191NM, 59A, 449V FORCED VENTILATION; DIRECTION OF AIR FLOW NDE --> DE; DEGREE OF PROTECTION IP55 INCREMENTAL ENCODER SIN/COS 1VPP 2048 S/R WITH ND-END AT TERMINAL BOX (ENCODER IC2048S/R) with TEMPERAT. SENSOR KTY84-130 DESIGN IM B3 (IM V5, IM V6) PLAIN SHAFT WITHOUT FITTED KEY; BEARING: ADVANCED LIFETIME VIBRATION SEVERITY S/A SHAFT A. FLANGE ACCURACY GR. R TERMINAL BOX (ABOVE) CABLE ENTRY ON THE RIGHT SIGNAL CONNECTION D-END | 12485 | TEM | 1 | MC | 136 | 1
1PH81372MF120BA1 | SIMOTICS M COMPACT SYNCHRONOUS MOTOR 1500RPM,30,6KW,195NM, 60A, 356V 1750RPM,35,6KW,194NM, 59A, 412V 2000RPM, 40KW, 191NM, 59A, 449V FORCED VENTILATION; DIRECTION OF AIR FLOW NDE --> DE; DEGREE OF PROTECTION IP55 INCREMENTAL ENCODER SIN/COS 1VPP 2048 S/R WITH ND-END AT TERMINAL BOX (ENCODER IC2048S/R) with TEMPERAT. SENSOR KTY84-130 DESIGN IM B5 (IMV 1,IM V3) PLAIN SHAFT WITHOUT FITTED KEY; BEARING: STANDARD WITH FIXED BEARING, VIBRATION SEVERITY GRADE: R/A, FLANGE ACCURACY: R TERMINAL BOX (ABOVE) CABLE ENTRY ON THE RIGHT SIGNAL CONNECTION D-END | 12293 | TEM | 1 | MC | 136 | 1
1PH81372MF132CA1 | SIMOTICS M COMPACT SYNCHRONOUS MOTOR 1500RPM,30,6KW,195NM, 60A, 356V 1750RPM,35,6KW,194NM, 59A, 412V 2000RPM, 40KW, 191NM, 59A, 449V FORCED VENTILATION; DIRECTION OF AIR FLOW NDE --> DE; DEGREE OF PROTECTION IP55 INCREMENTAL ENCODER SIN/COS 1VPP 2048 S/R WITH ND-END AT TERMINAL BOX (ENCODER IC2048S/R) with TEMPERAT. SENSOR KTY84-130 DESIGN IM B35 (IM V15, IM V35) SHAFT WITH FITTED KEY HALF-KEY BALANCING BEARING: STANDARD WITH FIXED BEARING, VIBRATION SEVERITY GRADE: S/A, SHAFT AND FLANGE ACCURACY: R TERMINAL BOX (ABOVE) CABLE ENTRY ON THE RIGHT SIGNAL CONNECTION D-END | 12792 | TEM | 1 | MC | 136 | 1
1PH81372MF220BG1 | SIMOTICS M COMPACT SYNCHRONOUS MOTOR 1500RPM,32,7KW,208NM, 58A, 371V 1750RPM, 37KW, 202NM, 58A, 415V 2000RPM,40,6KW,194NM, 57A, 449V WATER COOLING DEGREE OF PROTECTION IP65 INCREMENTAL ENCODER SIN/COS 1VPP 2048 S/R WITH ND-END AT TERMINAL BOX (ENCODER IC2048S/R) with TEMPERAT. SENSOR KTY84-130 DESIGN IM B5 (IMV 1,IM V3) PLAIN SHAFT WITHOUT FITTED KEY; BEARING: STANDARD WITH FIXED BEARING, VIBRATION SEVERITY GRADE: R/A, FLANGE ACCURACY: R POWER CONNECTOR (ABOVE) CABLE ENTRY ON THE ND-END SIGNAL CONNECTION LEFT | 11598 | TEM | 1 | MC | 153 | 1
1PH81372MG220BB1 | SIMOTICS M COMPACT SYNCHRONOUS MOTOR 2000RPM,44,4KW,212NM, 85A, 371V 2300RPM,50,5KW,210NM, 84A, 424V 2650RPM,56,8KW,205NM, 83A, 449V WATER COOLING DEGREE OF PROTECTION IP65 INCREMENTAL ENCODER SIN/COS 1VPP 2048 S/R WITH ND-END AT TERMINAL BOX (ENCODER IC2048S/R) with TEMPERAT. SENSOR KTY84-130 DESIGN IM B5 (IMV 1,IM V3) PLAIN SHAFT WITHOUT FITTED KEY; BEARING: STANDARD WITH FIXED BEARING, VIBRATION SEVERITY GRADE: R/A, FLANGE ACCURACY: R TERMINAL BOX (ABOVE) CABLE ENTRY ON THE LEFT SIGNAL CONNECTION D-END | 11598 | TEM | 1 | MC | 153 | 1
1PH81372ML020CA1 | SIMOTICS M COMPACT SYNCHRONOUS MOTOR 2500RPM,48,4KW,185NM, 83A, 371V 2800RPM,53,4KW,182NM, 82A, 415V 3000RPM,56,9KW,181NM, 81A, 449V FORCED VENTILATION; DIRECTION OF AIR FLOW DE --> NDE; DEGREE OF PROTECTION IP55 INCREMENTAL ENCODER SIN/COS 1VPP 2048 S/R WITH ND-END AT TERMINAL BOX (ENCODER IC2048S/R) with TEMPERAT. SENSOR KTY84-130 DESIGN IM B5 (IMV 1,IM V3) PLAIN SHAFT WITHOUT FITTED KEY; BEARING: STANDARD WITH FIXED BEARING, VIBRATION SEVERITY GRADE: S/A, SHAFT AND FLANGE ACCURACY: R TERMINAL BOX (ABOVE) CABLE ENTRY ON THE RIGHT SIGNAL CONNECTION D-END | 12488 | TEM | 1 | MC | 136 | 1
1PH81372ML032CA1 | SIMOTICS M COMPACT SYNCHRONOUS MOTOR 2500RPM,48,4KW,185NM, 83A, 371V 2800RPM,53,4KW,182NM, 82A, 415V 3000RPM,56,9KW,181NM, 81A, 449V FORCED VENTILATION; DIRECTION OF AIR FLOW DE --> NDE; DEGREE OF PROTECTION IP55 INCREMENTAL ENCODER SIN/COS 1VPP 2048 S/R WITH ND-END AT TERMINAL BOX (ENCODER IC2048S/R) with TEMPERAT. SENSOR KTY84-130 DESIGN IM B35 (IM V15, IM V35) SHAFT WITH FITTED KEY HALF-KEY BALANCING BEARING: STANDARD WITH FIXED BEARING, VIBRATION SEVERITY GRADE: S/A, SHAFT AND FLANGE ACCURACY: R TERMINAL BOX (ABOVE) CABLE ENTRY ON THE RIGHT SIGNAL CONNECTION D-END | 12792 | TEM | 1 | MC | 136 | 1
1PH81372ML122BC1 | SIMOTICS M COMPACT SYNCHRONOUS MOTOR 2500RPM,48,4KW,185NM, 83A, 371V 2800RPM,53,4KW,182NM, 82A, 415V 3000RPM,56,9KW,181NM, 81A, 449V FORCED VENTILATION; DIRECTION OF AIR FLOW NDE --> DE; DEGREE OF PROTECTION IP55 INCREMENTAL ENCODER SIN/COS 1VPP 2048 S/R WITH ND-END AT TERMINAL BOX (ENCODER IC2048S/R) with TEMPERAT. SENSOR KTY84-130 DESIGN IM B5 (IMV 1,IM V3) SHAFT WITH FITTED KEY HALF-KEY BALANCING BEARING: STANDARD WITH FIXED BEARING, VIBRATION SEVERITY GRADE: R/A, FLANGE ACCURACY: R TERMINAL BOX (ABOVE) CABLE ENTRY ON THE ND-END SIGNAL CONNECTION LEFT | 12293 | TEM | 1 | MC | 136 | 1
1PH81372MM021BB1 | SIMOTICS M COMPACT SYNCHRONOUS MOTOR 3000RPM,57,5KW,183NM, 104A,370V 3300RPM,62,2KW,180NM, 102A,405V 3600RPM,66,7KW,177NM, 100A,440V FORCED VENTILATION; DIRECTION OF AIR FLOW DE --> NDE; DEGREE OF PROTECTION IP55 INCREMENTAL ENCODER SIN/COS 1VPP 2048 S/R WITH ND-END AT TERMINAL BOX (ENCODER IC2048S/R) with TEMPERAT. SENSOR KTY84-130 DESIGN IM B5 (IMV 1,IM V3) SHAFT WITH FITTED KEY FULL-KEY BALANCING BEARING: STANDARD WITH FIXED BEARING, VIBRATION SEVERITY GRADE: R/A, FLANGE ACCURACY: R TERMINAL BOX (ABOVE) CABLE ENTRY ON THE LEFT SIGNAL CONNECTION D-END | 12293 | TEM | 1 | MC | 136 | 1
1PH81372MM101BA1 | SIMOTICS M COMPACT SYNCHRONOUS MOTOR 3000RPM,57,5KW,183NM, 104A, 370 3300RPM,62,2KW,180NM, 102A, 405 3600RPM,66,7KW,177NM, 100A, 440 FORCED VENTILATION; DIRECTION OF AIR FLOW NDE --> DE; DEGREE OF PROTECTION IP55 INCREMENTAL ENCODER SIN/COS 1VPP 2048 S/R WITH ND-END AT TERMINAL BOX (ENCODER IC2048S/R) with TEMPERAT. SENSOR KTY84-130 DESIGN IM B3 (IM V5, IM V6) SHAFT WITH FITTED KEY FULL-KEY BALANCING BEARING: STANDARD WITH FIXED BEARING, VIBRATION SEVERITY GRADE: R/A, FLANGE ACCURACY: R TERMINAL BOX (ABOVE) CABLE ENTRY ON THE RIGHT SIGNAL CONNECTION D-END | 12055 | TEM | 1 | MC | 136 | 1
1PH81373DD032AA1 | SIMOTICS M COMPACT ASYNCHRONOUS MOTOR 1000RPM, 17KW, 162NM, 43A, 307V 1150RPM,19,5KW,162NM, 43A, 350V 1350RPM, 22KW, 156NM, 42A, 404V FORCED VENTILATION; DIRECTION OF AIR FLOW DE --> NDE; DEGREE OF PROTECTION IP55 INCREMENTAL ENCODER 22 BIT WITH COMMUTATING POSITION (ENCODER IC22DQ) WITH DRIVE-CLIQ INTERFACE DESIGN IM B35 (IM V15, IM V35) SHAFT WITH FITTED KEY HALF-KEY BALANCING BEARING: STANDARD VIBRATION SEVERITY GRADE A; SHAFT A.FLANGE ACCURACY GR.N TERMINAL BOX (ABOVE) CABLE ENTRY ON THE RIGHT SIGNAL CONNECTION D-END | 6466 | TEM | 1 | MC | 141 | 1
1PH81381AF200BA1 | SIMOTICS M COMPACT ASYNCHRONOUS MOTOR 1500RPM, 30KW, 191NM, 80A, 289V 1750RPM, 33KW, 180NM, 77A, 332V 2000RPM, 37KW, 177NM, 76A, 380V WATER COOLING DEGREE OF PROTECTION IP65 W/O ENCODER with TEMPERAT. SENSOR KTY84-130 DESIGN IM B3 (IM V5, IM V6) PLAIN SHAFT WITHOUT FITTED KEY; BEARING: STANDARD WITH FIXED BEARING, VIBRATION SEVERITY GRADE: R/A, FLANGE ACCURACY: R TERMINAL BOX (ABOVE) CABLE ENTRY ON THE RIGHT SIGNAL CONNECTION D-END | 6334 | TEM | 1 | MC | 160 | 1
1PH81381AF200BB1 | SIMOTICS M COMPACT ASYNCHRONOUS MOTOR 1500RPM, 30KW, 191NM, 80A, 289V 1750RPM, 33KW, 180NM, 77A, 332V 2000RPM, 37KW, 177NM, 76A, 380V WATER COOLING DEGREE OF PROTECTION IP65 W/O ENCODER with TEMPERAT. SENSOR KTY84-130 DESIGN IM B3 (IM V5, IM V6) PLAIN SHAFT WITHOUT FITTED KEY; BEARING: STANDARD WITH FIXED BEARING, VIBRATION SEVERITY GRADE: R/A, FLANGE ACCURACY: R TERMINAL BOX (ABOVE) CABLE ENTRY ON THE LEFT SIGNAL CONNECTION D-END | 6334 | TEM | 1 | MC | 160 | 1
1PH81381AF200BC1 | SIMOTICS M COMPACT ASYNCHRONOUS MOTOR 1500RPM, 30KW, 191NM, 80A, 289V 1750RPM, 33KW, 180NM, 77A, 332V 2000RPM, 37KW, 177NM, 76A, 380V WATER COOLING DEGREE OF PROTECTION IP65 W/O ENCODER with TEMPERAT. SENSOR KTY84-130 DESIGN IM B3 (IM V5, IM V6) PLAIN SHAFT WITHOUT FITTED KEY; BEARING: STANDARD WITH FIXED BEARING, VIBRATION SEVERITY GRADE: R/A, FLANGE ACCURACY: R TERMINAL BOX (ABOVE) CABLE ENTRY ON THE ND-END SIGNAL CONNECTION LEFT | 6334 | TEM | 1 | MC | 160 | 1
1PH81381AF200CA1 | SIMOTICS M COMPACT ASYNCHRONOUS MOTOR 1500RPM, 30KW, 191NM, 80A, 289V 1750RPM, 33KW, 180NM, 77A, 332V 2000RPM, 37KW, 177NM, 76A, 380V WATER COOLING DEGREE OF PROTECTION IP65 W/O ENCODER with TEMPERAT. SENSOR KTY84-130 DESIGN IM B3 (IM V5, IM V6) PLAIN SHAFT WITHOUT FITTED KEY; BEARING: STANDARD VIBRATION SEVERITY GRADE S/A; SHAFT A.FLANGE ACCURACY GR. R TERMINAL BOX (ABOVE) CABLE ENTRY ON THE RIGHT SIGNAL CONNECTION D-END | 6529 | TEM | 1 | MC | 160 | 1
1PH81381AF200CB1 | SIMOTICS M COMPACT ASYNCHRONOUS MOTOR 1500RPM, 30KW, 191NM, 80A, 289V 1750RPM, 33KW, 180NM, 77A, 332V 2000RPM, 37KW, 177NM, 76A, 380V WATER COOLING DEGREE OF PROTECTION IP65 W/O ENCODER with TEMPERAT. SENSOR KTY84-130 DESIGN IM B3 (IM V5, IM V6) PLAIN SHAFT WITHOUT FITTED KEY; BEARING: STANDARD VIBRATION SEVERITY GRADE S/A; SHAFT A.FLANGE ACCURACY GR. R TERMINAL BOX (ABOVE) CABLE ENTRY ON THE LEFT SIGNAL CONNECTION D-END | 6529 | TEM | 1 | MC | 160 | 1
1PH81381AF200CC1 | SIMOTICS M COMPACT ASYNCHRONOUS MOTOR 1500RPM, 30KW, 191NM, 80A, 289V 1750RPM, 33KW, 180NM, 77A, 332V 2000RPM, 37KW, 177NM, 76A, 380V WATER COOLING DEGREE OF PROTECTION IP65 W/O ENCODER with TEMPERAT. SENSOR KTY84-130 DESIGN IM B3 (IM V5, IM V6) PLAIN SHAFT WITHOUT FITTED KEY; BEARING: STANDARD VIBRATION SEVERITY GRADE S/A; SHAFT A.FLANGE ACCURACY GR. R TERMINAL BOX (ABOVE) CABLE ENTRY ON THE ND-END SIGNAL CONNECTION LEFT | 6529 | TEM | 1 | MC | 160 | 1
1PH81381AF202BA1 | SIMOTICS M COMPACT ASYNCHRONOUS MOTOR 1500RPM, 30KW, 191NM, 80A, 289V 1750RPM, 33KW, 180NM, 77A, 332V 2000RPM, 37KW, 177NM, 76A, 380V WATER COOLING DEGREE OF PROTECTION IP65 W/O ENCODER with TEMPERAT. SENSOR KTY84-130 DESIGN IM B3 (IM V5, IM V6) SHAFT WITH FITTED KEY HALF-KEY BALANCING BEARING: STANDARD WITH FIXED BEARING, VIBRATION SEVERITY GRADE: R/A, FLANGE ACCURACY: R TERMINAL BOX (ABOVE) CABLE ENTRY ON THE RIGHT SIGNAL CONNECTION D-END | 6334 | TEM | 1 | MC | 160 | 1
1PH81381AF202BB1 | SIMOTICS M COMPACT ASYNCHRONOUS MOTOR 1500RPM, 30KW, 191NM, 80A, 289V 1750RPM, 33KW, 180NM, 77A, 332V 2000RPM, 37KW, 177NM, 76A, 380V WATER COOLING DEGREE OF PROTECTION IP65 W/O ENCODER with TEMPERAT. SENSOR KTY84-130 DESIGN IM B3 (IM V5, IM V6) SHAFT WITH FITTED KEY HALF-KEY BALANCING BEARING: STANDARD WITH FIXED BEARING, VIBRATION SEVERITY GRADE: R/A, FLANGE ACCURACY: R TERMINAL BOX (ABOVE) CABLE ENTRY ON THE LEFT SIGNAL CONNECTION D-END | 6334 | TEM | 1 | MC | 160 | 1
1PH81381AF202BC1 | SIMOTICS M COMPACT ASYNCHRONOUS MOTOR 1500RPM, 30KW, 191NM, 80A, 289V 1750RPM, 33KW, 180NM, 77A, 332V 2000RPM, 37KW, 177NM, 76A, 380V WATER COOLING DEGREE OF PROTECTION IP65 W/O ENCODER with TEMPERAT. SENSOR KTY84-130 DESIGN IM B3 (IM V5, IM V6) SHAFT WITH FITTED KEY HALF-KEY BALANCING BEARING: STANDARD WITH FIXED BEARING, VIBRATION SEVERITY GRADE: R/A, FLANGE ACCURACY: R TERMINAL BOX (ABOVE) CABLE ENTRY ON THE ND-END SIGNAL CONNECTION LEFT | 6334 | TEM | 1 | MC | 160 | 1
1PH81381AF202CA1 | SIMOTICS M COMPACT ASYNCHRONOUS MOTOR 1500RPM, 30KW, 191NM, 80A, 289V 1750RPM, 33KW, 180NM, 77A, 332V 2000RPM, 37KW, 177NM, 76A, 380V WATER COOLING DEGREE OF PROTECTION IP65 W/O ENCODER with TEMPERAT. SENSOR KTY84-130 DESIGN IM B3 (IM V5, IM V6) SHAFT WITH FITTED KEY HALF-KEY BALANCING BEARING: STANDARD VIBRATION SEVERITY GRADE S/A; SHAFT A.FLANGE ACCURACY GR. R TERMINAL BOX (ABOVE) CABLE ENTRY ON THE RIGHT SIGNAL CONNECTION D-END | 6529 | TEM | 1 | MC | 160 | 1
1PH81381AF202CB1 | SIMOTICS M COMPACT ASYNCHRONOUS MOTOR 1500RPM, 30KW, 191NM, 80A, 289V 1750RPM, 33KW, 180NM, 77A, 332V 2000RPM, 37KW, 177NM, 76A, 380V WATER COOLING DEGREE OF PROTECTION IP65 W/O ENCODER with TEMPERAT. SENSOR KTY84-130 DESIGN IM B3 (IM V5, IM V6) SHAFT WITH FITTED KEY HALF-KEY BALANCING BEARING: STANDARD VIBRATION SEVERITY GRADE S/A; SHAFT A.FLANGE ACCURACY GR. R TERMINAL BOX (ABOVE) CABLE ENTRY ON THE LEFT SIGNAL CONNECTION D-END | 6529 | TEM | 1 | MC | 160 | 1
1PH81381AF202CC1 | SIMOTICS M COMPACT ASYNCHRONOUS MOTOR 1500RPM, 30KW, 191NM, 80A, 289V 1750RPM, 33KW, 180NM, 77A, 332V 2000RPM, 37KW, 177NM, 76A, 380V WATER COOLING DEGREE OF PROTECTION IP65 W/O ENCODER with TEMPERAT. SENSOR KTY84-130 DESIGN IM B3 (IM V5, IM V6) SHAFT WITH FITTED KEY HALF-KEY BALANCING BEARING: STANDARD VIBRATION SEVERITY GRADE S/A; SHAFT A.FLANGE ACCURACY GR. R TERMINAL BOX (ABOVE) CABLE ENTRY ON THE ND-END SIGNAL CONNECTION LEFT | 6529 | TEM | 1 | MC | 160 | 1
1PH81381AF220BA1 | SIMOTICS M COMPACT ASYNCHRONOUS MOTOR 1500RPM, 30KW, 191NM, 80A, 289V 1750RPM, 33KW, 180NM, 77A, 332V 2000RPM, 37KW, 177NM, 76A, 380V WATER COOLING DEGREE OF PROTECTION IP65 W/O ENCODER with TEMPERAT. SENSOR KTY84-130 DESIGN IM B5 (IMV 1,IM V3) PLAIN SHAFT WITHOUT FITTED KEY; BEARING: STANDARD WITH FIXED BEARING, VIBRATION SEVERITY GRADE: R/A, FLANGE ACCURACY: R TERMINAL BOX (ABOVE) CABLE ENTRY ON THE RIGHT SIGNAL CONNECTION D-END | 6572 | TEM | 1 | MC | 160 | 1
1PH81381AF220BB1 | SIMOTICS M COMPACT ASYNCHRONOUS MOTOR 1500RPM, 30KW, 191NM, 80A, 289V 1750RPM, 33KW, 180NM, 77A, 332V 2000RPM, 37KW, 177NM, 76A, 380V WATER COOLING DEGREE OF PROTECTION IP65 W/O ENCODER with TEMPERAT. SENSOR KTY84-130 DESIGN IM B5 (IMV 1,IM V3) PLAIN SHAFT WITHOUT FITTED KEY; BEARING: STANDARD WITH FIXED BEARING, VIBRATION SEVERITY GRADE: R/A, FLANGE ACCURACY: R TERMINAL BOX (ABOVE) CABLE ENTRY ON THE LEFT SIGNAL CONNECTION D-END | 6572 | TEM | 1 | MC | 160 | 1
1PH81381AF220BC1 | SIMOTICS M COMPACT ASYNCHRONOUS MOTOR 1500RPM, 30KW, 191NM, 80A, 289V 1750RPM, 33KW, 180NM, 77A, 332V 2000RPM, 37KW, 177NM, 76A, 380V WATER COOLING DEGREE OF PROTECTION IP65 W/O ENCODER with TEMPERAT. SENSOR KTY84-130 DESIGN IM B5 (IMV 1,IM V3) PLAIN SHAFT WITHOUT FITTED KEY; BEARING: STANDARD WITH FIXED BEARING, VIBRATION SEVERITY GRADE: R/A, FLANGE ACCURACY: R TERMINAL BOX (ABOVE) CABLE ENTRY ON THE ND-END SIGNAL CONNECTION LEFT | 6572 | TEM | 1 | MC | 160 | 1
1PH81381AF220CA1 | SIMOTICS M COMPACT ASYNCHRONOUS MOTOR 1500RPM, 30KW, 191NM, 80A, 289V 1750RPM, 33KW, 180NM, 77A, 332V 2000RPM, 37KW, 177NM, 76A, 380V WATER COOLING DEGREE OF PROTECTION IP65 W/O ENCODER with TEMPERAT. SENSOR KTY84-130 DESIGN IM B5 (IMV 1,IM V3) PLAIN SHAFT WITHOUT FITTED KEY; BEARING: STANDARD VIBRATION SEVERITY GRADE S/A; SHAFT A.FLANGE ACCURACY GR. R TERMINAL BOX (ABOVE) CABLE ENTRY ON THE RIGHT SIGNAL CONNECTION D-END | 6767 | TEM | 1 | MC | 160 | 1
1PH81381AF220CB1 | SIMOTICS M COMPACT ASYNCHRONOUS MOTOR 1500RPM, 30KW, 191NM, 80A, 289V 1750RPM, 33KW, 180NM, 77A, 332V 2000RPM, 37KW, 177NM, 76A, 380V WATER COOLING DEGREE OF PROTECTION IP65 W/O ENCODER with TEMPERAT. SENSOR KTY84-130 DESIGN IM B5 (IMV 1,IM V3) PLAIN SHAFT WITHOUT FITTED KEY; BEARING: STANDARD VIBRATION SEVERITY GRADE S/A; SHAFT A.FLANGE ACCURACY GR. R TERMINAL BOX (ABOVE) CABLE ENTRY ON THE LEFT SIGNAL CONNECTION D-END | 6767 | TEM | 1 | MC | 160 | 1
1PH81381AF220CC1 | SIMOTICS M COMPACT ASYNCHRONOUS MOTOR 1500RPM, 30KW, 191NM, 80A, 289V 1750RPM, 33KW, 180NM, 77A, 332V 2000RPM, 37KW, 177NM, 76A, 380V WATER COOLING DEGREE OF PROTECTION IP65 W/O ENCODER with TEMPERAT. SENSOR KTY84-130 DESIGN IM B5 (IMV 1,IM V3) PLAIN SHAFT WITHOUT FITTED KEY; BEARING: STANDARD VIBRATION SEVERITY GRADE S/A; SHAFT A.FLANGE ACCURACY GR. R TERMINAL BOX (ABOVE) CABLE ENTRY ON THE ND-END SIGNAL CONNECTION LEFT | 6767 | TEM | 1 | MC | 160 | 1
1PH81381AF221BA1 | SIMOTICS M COMPACT ASYNCHRONOUS MOTOR 1500RPM, 30KW, 191NM, 80A, 289V 1750RPM, 33KW, 180NM, 77A, 332V 2000RPM, 37KW, 177NM, 76A, 380V WATER COOLING DEGREE OF PROTECTION IP65 W/O ENCODER with TEMPERAT. SENSOR KTY84-130 DESIGN IM B5 (IMV 1,IM V3) SHAFT WITH FITTED KEY FULL-KEY BALANCING BEARING: STANDARD WITH FIXED BEARING, VIBRATION SEVERITY GRADE: R/A, FLANGE ACCURACY: R TERMINAL BOX (ABOVE) CABLE ENTRY ON THE RIGHT SIGNAL CONNECTION D-END | 6572 | TEM | 1 | MC | 160 | 1
1PH81381AF222BA1 | SIMOTICS M COMPACT ASYNCHRONOUS MOTOR 1500RPM, 30KW, 191NM, 80A, 289V 1750RPM, 33KW, 180NM, 77A, 332V 2000RPM, 37KW, 177NM, 76A, 380V WATER COOLING DEGREE OF PROTECTION IP65 W/O ENCODER with TEMPERAT. SENSOR KTY84-130 DESIGN IM B5 (IMV 1,IM V3) SHAFT WITH FITTED KEY HALF-KEY BALANCING BEARING: STANDARD WITH FIXED BEARING, VIBRATION SEVERITY GRADE: R/A, FLANGE ACCURACY: R TERMINAL BOX (ABOVE) CABLE ENTRY ON THE RIGHT SIGNAL CONNECTION D-END | 6572 | TEM | 1 | MC | 160 | 1
1PH81381AF222BB1 | SIMOTICS M COMPACT ASYNCHRONOUS MOTOR 1500RPM, 30KW, 191NM, 80A, 289V 1750RPM, 33KW, 180NM, 77A, 332V 2000RPM, 37KW, 177NM, 76A, 380V WATER COOLING DEGREE OF PROTECTION IP65 W/O ENCODER with TEMPERAT. SENSOR KTY84-130 DESIGN IM B5 (IMV 1,IM V3) SHAFT WITH FITTED KEY HALF-KEY BALANCING BEARING: STANDARD WITH FIXED BEARING, VIBRATION SEVERITY GRADE: R/A, FLANGE ACCURACY: R TERMINAL BOX (ABOVE) CABLE ENTRY ON THE LEFT SIGNAL CONNECTION D-END | 6572 | TEM | 1 | MC | 160 | 1
1PH81381AF222BC1 | SIMOTICS M COMPACT ASYNCHRONOUS MOTOR 1500RPM, 30KW, 191NM, 80A, 289V 1750RPM, 33KW, 180NM, 77A, 332V 2000RPM, 37KW, 177NM, 76A, 380V WATER COOLING DEGREE OF PROTECTION IP65 W/O ENCODER with TEMPERAT. SENSOR KTY84-130 DESIGN IM B5 (IMV 1,IM V3) SHAFT WITH FITTED KEY HALF-KEY BALANCING BEARING: STANDARD WITH FIXED BEARING, VIBRATION SEVERITY GRADE: R/A, FLANGE ACCURACY: R TERMINAL BOX (ABOVE) CABLE ENTRY ON THE ND-END SIGNAL CONNECTION LEFT | 6572 | TEM | 1 | MC | 160 | 1
1PH81381AF222CA1 | SIMOTICS M COMPACT ASYNCHRONOUS MOTOR 1500RPM, 30KW, 191NM, 80A, 289V 1750RPM, 33KW, 180NM, 77A, 332V 2000RPM, 37KW, 177NM, 76A, 380V WATER COOLING DEGREE OF PROTECTION IP65 W/O ENCODER with TEMPERAT. SENSOR KTY84-130 DESIGN IM B5 (IMV 1,IM V3) SHAFT WITH FITTED KEY HALF-KEY BALANCING BEARING: STANDARD VIBRATION SEVERITY GRADE S/A; SHAFT A.FLANGE ACCURACY GR. R TERMINAL BOX (ABOVE) CABLE ENTRY ON THE RIGHT SIGNAL CONNECTION D-END | 6767 | TEM | 1 | MC | 160 | 1
1PH81381AF222CB1 | SIMOTICS M COMPACT ASYNCHRONOUS MOTOR 1500RPM, 30KW, 191NM, 80A, 289V 1750RPM, 33KW, 180NM, 77A, 332V 2000RPM, 37KW, 177NM, 76A, 380V WATER COOLING DEGREE OF PROTECTION IP65 W/O ENCODER with TEMPERAT. SENSOR KTY84-130 DESIGN IM B5 (IMV 1,IM V3) SHAFT WITH FITTED KEY HALF-KEY BALANCING BEARING: STANDARD VIBRATION SEVERITY GRADE S/A; SHAFT A.FLANGE ACCURACY GR. R TERMINAL BOX (ABOVE) CABLE ENTRY ON THE LEFT SIGNAL CONNECTION D-END | 6767 | TEM | 1 | MC | 160 | 1
1PH81381AF222CC1 | SIMOTICS M COMPACT ASYNCHRONOUS MOTOR 1500RPM, 30KW, 191NM, 80A, 289V 1750RPM, 33KW, 180NM, 77A, 332V 2000RPM, 37KW, 177NM, 76A, 380V WATER COOLING DEGREE OF PROTECTION IP65 W/O ENCODER with TEMPERAT. SENSOR KTY84-130 DESIGN IM B5 (IMV 1,IM V3) SHAFT WITH FITTED KEY HALF-KEY BALANCING BEARING: STANDARD VIBRATION SEVERITY GRADE S/A; SHAFT A.FLANGE ACCURACY GR. R TERMINAL BOX (ABOVE) CABLE ENTRY ON THE ND-END SIGNAL CONNECTION LEFT | 6767 | TEM | 1 | MC | 160 | 1
1PH81381AF230BA1 | SIMOTICS M COMPACT ASYNCHRONOUS MOTOR 1500RPM, 30KW, 191NM, 80A, 289V 1750RPM, 33KW, 180NM, 77A, 332V 2000RPM, 37KW, 177NM, 76A, 380V WATER COOLING DEGREE OF PROTECTION IP65 W/O ENCODER with TEMPERAT. SENSOR KTY84-130 DESIGN IM B35 (IM V15, IM V35) PLAIN SHAFT WITHOUT FITTED KEY; BEARING: STANDARD WITH FIXED BEARING, VIBRATION SEVERITY GRADE: R/A, FLANGE ACCURACY: R TERMINAL BOX (ABOVE) CABLE ENTRY ON THE RIGHT SIGNAL CONNECTION D-END | 6876 | TEM | 1 | MC | 160 | 1
1PH81381AF230BB1 | SIMOTICS M COMPACT ASYNCHRONOUS MOTOR 1500RPM, 30KW, 191NM, 80A, 289V 1750RPM, 33KW, 180NM, 77A, 332V 2000RPM, 37KW, 177NM, 76A, 380V WATER COOLING DEGREE OF PROTECTION IP65 W/O ENCODER with TEMPERAT. SENSOR KTY84-130 DESIGN IM B35 (IM V15, IM V35) PLAIN SHAFT WITHOUT FITTED KEY; BEARING: STANDARD WITH FIXED BEARING, VIBRATION SEVERITY GRADE: R/A, FLANGE ACCURACY: R TERMINAL BOX (ABOVE) CABLE ENTRY ON THE LEFT SIGNAL CONNECTION D-END | 6876 | TEM | 1 | MC | 160 | 1
1PH81381AF230BC1 | SIMOTICS M COMPACT ASYNCHRONOUS MOTOR 1500RPM, 30KW, 191NM, 80A, 289V 1750RPM, 33KW, 180NM, 77A, 332V 2000RPM, 37KW, 177NM, 76A, 380V WATER COOLING DEGREE OF PROTECTION IP65 W/O ENCODER with TEMPERAT. SENSOR KTY84-130 DESIGN IM B35 (IM V15, IM V35) PLAIN SHAFT WITHOUT FITTED KEY; BEARING: STANDARD WITH FIXED BEARING, VIBRATION SEVERITY GRADE: R/A, FLANGE ACCURACY: R TERMINAL BOX (ABOVE) CABLE ENTRY ON THE ND-END SIGNAL CONNECTION LEFT | 6876 | TEM | 1 | MC | 160 | 1
1PH81381AF230CA1 | SIMOTICS M COMPACT ASYNCHRONOUS MOTOR 1500RPM, 30KW, 191NM, 80A, 289V 1750RPM, 33KW, 180NM, 77A, 332V 2000RPM, 37KW, 177NM, 76A, 380V WATER COOLING DEGREE OF PROTECTION IP65 W/O ENCODER with TEMPERAT. SENSOR KTY84-130 DESIGN IM B35 (IM V15, IM V35) PLAIN SHAFT WITHOUT FITTED KEY; BEARING: STANDARD VIBRATION SEVERITY GRADE S/A; SHAFT A.FLANGE ACCURACY GR. R TERMINAL BOX (ABOVE) CABLE ENTRY ON THE RIGHT SIGNAL CONNECTION D-END | 7071 | TEM | 1 | MC | 160 | 1
1PH81381AF230CB1 | SIMOTICS M COMPACT ASYNCHRONOUS MOTOR 1500RPM, 30KW, 191NM, 80A, 289V 1750RPM, 33KW, 180NM, 77A, 332V 2000RPM, 37KW, 177NM, 76A, 380V WATER COOLING DEGREE OF PROTECTION IP65 W/O ENCODER with TEMPERAT. SENSOR KTY84-130 DESIGN IM B35 (IM V15, IM V35) PLAIN SHAFT WITHOUT FITTED KEY; BEARING: STANDARD VIBRATION SEVERITY GRADE S/A; SHAFT A.FLANGE ACCURACY GR. R TERMINAL BOX (ABOVE) CABLE ENTRY ON THE LEFT SIGNAL CONNECTION D-END | 7071 | TEM | 1 | MC | 160 | 1
1PH81381AF230CC1 | SIMOTICS M COMPACT ASYNCHRONOUS MOTOR 1500RPM, 30KW, 191NM, 80A, 289V 1750RPM, 33KW, 180NM, 77A, 332V 2000RPM, 37KW, 177NM, 76A, 380V WATER COOLING DEGREE OF PROTECTION IP65 W/O ENCODER with TEMPERAT. SENSOR KTY84-130 DESIGN IM B35 (IM V15, IM V35) PLAIN SHAFT WITHOUT FITTED KEY; BEARING: STANDARD VIBRATION SEVERITY GRADE S/A; SHAFT A.FLANGE ACCURACY GR. R TERMINAL BOX (ABOVE) CABLE ENTRY ON THE ND-END SIGNAL CONNECTION LEFT | 7071 | TEM | 1 | MC | 160 | 1
1PH81381AF232BA1 | SIMOTICS M COMPACT ASYNCHRONOUS MOTOR 1500RPM, 30KW, 191NM, 80A, 289V 1750RPM, 33KW, 180NM, 77A, 332V 2000RPM, 37KW, 177NM, 76A, 380V WATER COOLING DEGREE OF PROTECTION IP65 W/O ENCODER with TEMPERAT. SENSOR KTY84-130 DESIGN IM B35 (IM V15, IM V35) SHAFT WITH FITTED KEY HALF-KEY BALANCING BEARING: STANDARD WITH FIXED BEARING, VIBRATION SEVERITY GRADE: R/A, FLANGE ACCURACY: R TERMINAL BOX (ABOVE) CABLE ENTRY ON THE RIGHT SIGNAL CONNECTION D-END | 6876 | TEM | 1 | MC | 160 | 1
1PH81381AF232BB1 | SIMOTICS M COMPACT ASYNCHRONOUS MOTOR 1500RPM, 30KW, 191NM, 80A, 289V 1750RPM, 33KW, 180NM, 77A, 332V 2000RPM, 37KW, 177NM, 76A, 380V WATER COOLING DEGREE OF PROTECTION IP65 W/O ENCODER with TEMPERAT. SENSOR KTY84-130 DESIGN IM B35 (IM V15, IM V35) SHAFT WITH FITTED KEY HALF-KEY BALANCING BEARING: STANDARD WITH FIXED BEARING, VIBRATION SEVERITY GRADE: R/A, FLANGE ACCURACY: R TERMINAL BOX (ABOVE) CABLE ENTRY ON THE LEFT SIGNAL CONNECTION D-END | 6876 | TEM | 1 | MC | 160 | 1
1PH81381AF232BC1 | SIMOTICS M COMPACT ASYNCHRONOUS MOTOR 1500RPM, 30KW, 191NM, 80A, 289V 1750RPM, 33KW, 180NM, 77A, 332V 2000RPM, 37KW, 177NM, 76A, 380V WATER COOLING DEGREE OF PROTECTION IP65 W/O ENCODER with TEMPERAT. SENSOR KTY84-130 DESIGN IM B35 (IM V15, IM V35) SHAFT WITH FITTED KEY HALF-KEY BALANCING BEARING: STANDARD WITH FIXED BEARING, VIBRATION SEVERITY GRADE: R/A, FLANGE ACCURACY: R TERMINAL BOX (ABOVE) CABLE ENTRY ON THE ND-END SIGNAL CONNECTION LEFT | 6876 | TEM | 1 | MC | 160 | 1
1PH81381AF232CA1 | SIMOTICS M COMPACT ASYNCHRONOUS MOTOR 1500RPM, 30KW, 191NM, 80A, 289V 1750RPM, 33KW, 180NM, 77A, 332V 2000RPM, 37KW, 177NM, 76A, 380V WATER COOLING DEGREE OF PROTECTION IP65 W/O ENCODER with TEMPERAT. SENSOR KTY84-130 DESIGN IM B35 (IM V15, IM V35) SHAFT WITH FITTED KEY HALF-KEY BALANCING BEARING: STANDARD VIBRATION SEVERITY GRADE S/A; SHAFT A.FLANGE ACCURACY GR. R TERMINAL BOX (ABOVE) CABLE ENTRY ON THE RIGHT SIGNAL CONNECTION D-END | 7071 | TEM | 1 | MC | 160 | 1
1PH81381AF232CB1 | SIMOTICS M COMPACT ASYNCHRONOUS MOTOR 1500RPM, 30KW, 191NM, 80A, 289V 1750RPM, 33KW, 180NM, 77A, 332V 2000RPM, 37KW, 177NM, 76A, 380V WATER COOLING DEGREE OF PROTECTION IP65 W/O ENCODER with TEMPERAT. SENSOR KTY84-130 DESIGN IM B35 (IM V15, IM V35) SHAFT WITH FITTED KEY HALF-KEY BALANCING BEARING: STANDARD VIBRATION SEVERITY GRADE S/A; SHAFT A.FLANGE ACCURACY GR. R TERMINAL BOX (ABOVE) CABLE ENTRY ON THE LEFT SIGNAL CONNECTION D-END | 7071 | TEM | 1 | MC | 160 | 1
1PH81381AF232CC1 | SIMOTICS M COMPACT ASYNCHRONOUS MOTOR 1500RPM, 30KW, 191NM, 80A, 289V 1750RPM, 33KW, 180NM, 77A, 332V 2000RPM, 37KW, 177NM, 76A, 380V WATER COOLING DEGREE OF PROTECTION IP65 W/O ENCODER with TEMPERAT. SENSOR KTY84-130 DESIGN IM B35 (IM V15, IM V35) SHAFT WITH FITTED KEY HALF-KEY BALANCING BEARING: STANDARD VIBRATION SEVERITY GRADE S/A; SHAFT A.FLANGE ACCURACY GR. R TERMINAL BOX (ABOVE) CABLE ENTRY ON THE ND-END SIGNAL CONNECTION LEFT | 7071 | TEM | 1 | MC | 160 | 1
1PH81381DF200BC1 | SIMOTICS M COMPACT ASYNCHRONOUS MOTOR 1500RPM, 30KW, 191NM, 80A, 289V 1750RPM, 33KW, 180NM, 77A, 332V 2000RPM, 37KW, 177NM, 76A, 380V WATER COOLING DEGREE OF PROTECTION IP65 INCREMENTAL ENCODER 22 BIT WITH COMMUTATING POSITION (ENCODER IC22DQ) WITH DRIVE-CLIQ INTERFACE DESIGN IM B3 (IM V5, IM V6) PLAIN SHAFT WITHOUT FITTED KEY; BEARING: STANDARD WITH FIXED BEARING, VIBRATION SEVERITY GRADE: R/A, FLANGE ACCURACY: R TERMINAL BOX (ABOVE) CABLE ENTRY ON THE ND-END SIGNAL CONNECTION LEFT | 7742 | TEM | 1 | MC | 160 | 1
1PH81381DF200CB1 | SIMOTICS M COMPACT ASYNCHRONOUS MOTOR 1500RPM, 30KW, 191NM, 80A, 289V 1750RPM, 33KW, 180NM, 77A, 332V 2000RPM, 37KW, 177NM, 76A, 380V WATER COOLING DEGREE OF PROTECTION IP65 INCREMENTAL ENCODER 22 BIT WITH COMMUTATING POSITION (ENCODER IC22DQ) WITH DRIVE-CLIQ INTERFACE DESIGN IM B3 (IM V5, IM V6) PLAIN SHAFT WITHOUT FITTED KEY; BEARING: STANDARD WITH FIXED BEARING, VIBRATION SEVERITY GRADE: S/A, SHAFT AND FLANGE ACCURACY: R TERMINAL BOX (ABOVE) CABLE ENTRY ON THE LEFT SIGNAL CONNECTION D-END | 7937 | TEM | 1 | MC | 160 | 1
1PH81381DF201BA1 | SIMOTICS M COMPACT ASYNCHRONOUS MOTOR 1500RPM, 30KW, 191NM, 80A, 289V 1750RPM, 33KW, 180NM, 77A, 332V 2000RPM, 37KW, 177NM, 76A, 380V WATER COOLING DEGREE OF PROTECTION IP65 INCREMENTAL ENCODER 22 BIT WITH COMMUTATING POSITION (ENCODER IC22DQ) WITH DRIVE-CLIQ INTERFACE DESIGN IM B3 (IM V5, IM V6) SHAFT WITH FITTED KEY FULL-KEY BALANCING BEARING: STANDARD WITH FIXED BEARING, VIBRATION SEVERITY GRADE: R/A, FLANGE ACCURACY: R TERMINAL BOX (ABOVE) CABLE ENTRY ON THE RIGHT SIGNAL CONNECTION D-END | 7742 | TEM | 1 | MC | 160 | 1
1PH81381DF201BC1 | SIMOTICS M COMPACT ASYNCHRONOUS MOTOR 1500RPM, 30KW, 191NM, 80A, 289V 1750RPM, 33KW, 180NM, 77A, 332V 2000RPM, 37KW, 177NM, 76A, 380V WATER COOLING DEGREE OF PROTECTION IP65 INCREMENTAL ENCODER 22 BIT WITH COMMUTATING POSITION (ENCODER IC22DQ) WITH DRIVE-CLIQ INTERFACE DESIGN IM B3 (IM V5, IM V6) SHAFT WITH FITTED KEY FULL-KEY BALANCING BEARING: STANDARD WITH FIXED BEARING, VIBRATION SEVERITY GRADE: R/A, FLANGE ACCURACY: R TERMINAL BOX (ABOVE) CABLE ENTRY ON THE ND-END SIGNAL CONNECTION LEFT | 7742 | TEM | 1 | MC | 160 | 1
1PH81381DF201CA1 | SIMOTICS M COMPACT ASYNCHRONOUS MOTOR 1500RPM, 30KW, 191NM, 80A, 289V 1750RPM, 33KW, 180NM, 77A, 332V 2000RPM, 37KW, 177NM, 76A, 380V WATER COOLING DEGREE OF PROTECTION IP65 INCREMENTAL ENCODER 22 BIT WITH COMMUTATING POSITION (ENCODER IC22DQ) WITH DRIVE-CLIQ INTERFACE DESIGN IM B3 (IM V5, IM V6) SHAFT WITH FITTED KEY FULL-KEY BALANCING BEARING: STANDARD WITH FIXED BEARING, VIBRATION SEVERITY GRADE: S/A, SHAFT AND FLANGE ACCURACY: R TERMINAL BOX (ABOVE) CABLE ENTRY ON THE RIGHT SIGNAL CONNECTION D-END | 7937 | TEM | 1 | MC | 160 | 1
1PH81381DF201CB1 | SIMOTICS M COMPACT ASYNCHRONOUS MOTOR 1500RPM, 30KW, 191NM, 80A, 289V 1750RPM, 33KW, 180NM, 77A, 332V 2000RPM, 37KW, 177NM, 76A, 380V WATER COOLING DEGREE OF PROTECTION IP65 INCREMENTAL ENCODER 22 BIT WITH COMMUTATING POSITION (ENCODER IC22DQ) WITH DRIVE-CLIQ INTERFACE DESIGN IM B3 (IM V5, IM V6) SHAFT WITH FITTED KEY FULL-KEY BALANCING BEARING: STANDARD WITH FIXED BEARING, VIBRATION SEVERITY GRADE: S/A, SHAFT AND FLANGE ACCURACY: R TERMINAL BOX (ABOVE) CABLE ENTRY ON THE LEFT SIGNAL CONNECTION D-END | 7937 | TEM | 1 | MC | 160 | 1
1PH81381DF201DA1 | SIMOTICS M COMPACT ASYNCHRONOUS MOTOR 1500RPM, 30KW, 191NM, 80A, 289V 1750RPM, 33KW, 180NM, 77A, 332V 2000RPM, 37KW, 177NM, 76A, 380V WATER COOLING DEGREE OF PROTECTION IP65 INCREMENTAL ENCODER 22 BIT WITH COMMUTATING POSITION (ENCODER IC22DQ) WITH DRIVE-CLIQ INTERFACE DESIGN IM B3 (IM V5, IM V6) SHAFT WITH FITTED KEY FULL-KEY BALANCING BEARING: STANDARD WITH FIXED BEARING, VIBRATION SEVERITY GRADE: SR/A, SHAFT AND FLANGE ACCURACY: R TERMINAL BOX (ABOVE) CABLE ENTRY ON THE RIGHT SIGNAL CONNECTION D-END | 8007 | TEM | 1 | MC | 160 | 1
1PH81381DF220CA1 | SIMOTICS M COMPACT ASYNCHRONOUS MOTOR 1500RPM, 30KW, 191NM, 80A, 289V 1750RPM, 33KW, 180NM, 77A, 332V 2000RPM, 37KW, 177NM, 76A, 380V WATER COOLING DEGREE OF PROTECTION IP65 INCREMENTAL ENCODER 22 BIT WITH COMMUTATING POSITION (ENCODER IC22DQ) WITH DRIVE-CLIQ INTERFACE DESIGN IM B5 (IMV 1,IM V3) PLAIN SHAFT WITHOUT FITTED KEY; BEARING: STANDARD WITH FIXED BEARING, VIBRATION SEVERITY GRADE: S/A, SHAFT AND FLANGE ACCURACY: R TERMINAL BOX (ABOVE) CABLE ENTRY ON THE RIGHT SIGNAL CONNECTION D-END | 8175 | TEM | 1 | MC | 160 | 1
1PH81381DF220CE1 | SIMOTICS M COMPACT ASYNCHRONOUS MOTOR 1500RPM, 30KW, 191NM, 80A, 289V 1750RPM, 33KW, 180NM, 77A, 332V 2000RPM, 37KW, 177NM, 76A, 380V WATER COOLING DEGREE OF PROTECTION IP65 INCREMENTAL ENCODER 22 BIT WITH COMMUTATING POSITION (ENCODER IC22DQ) WITH DRIVE-CLIQ INTERFACE DESIGN IM B5 (IMV 1,IM V3) PLAIN SHAFT WITHOUT FITTED KEY; BEARING: STANDARD WITH FIXED BEARING, VIBRATION SEVERITY GRADE: S/A, SHAFT AND FLANGE ACCURACY: R POWER CONNECTOR (ABOVE) CABLE ENTRY ON THE RIGHT SIGNAL CONNECTION D-END | 8175 | TEM | 1 | MC | 160 | 1
1PH81381DF220DA1 | SIMOTICS M COMPACT ASYNCHRONOUS MOTOR 1500RPM, 30KW, 191NM, 80A, 289V 1750RPM, 33KW, 180NM, 77A, 332V 2000RPM, 37KW, 177NM, 76A, 380V WATER COOLING DEGREE OF PROTECTION IP65 INCREMENTAL ENCODER 22 BIT WITH COMMUTATING POSITION (ENCODER IC22DQ) WITH DRIVE-CLIQ INTERFACE DESIGN IM B5 (IMV 1,IM V3) PLAIN SHAFT WITHOUT FITTED KEY; BEARING: STANDARD WITH FIXED BEARING, VIBRATION SEVERITY GRADE: SR/A, SHAFT AND FLANGE ACCURACY: R TERMINAL BOX (ABOVE) CABLE ENTRY ON THE RIGHT SIGNAL CONNECTION D-END | 8245 | TEM | 1 | MC | 160 | 1
1PH81381DF220LC1 | SIMOTICS M COMPACT ASYNCHRONOUS MOTOR 1500RPM, 30KW, 191NM, 80A, 289V 1750RPM, 33KW, 180NM, 77A, 332V 2000RPM, 37KW, 177NM, 76A, 380V WATER COOLING DEGREE OF PROTECTION IP65 INCREMENTAL ENCODER 22 BIT WITH COMMUTATING POSITION (ENCODER IC22DQ) WITH DRIVE-CLIQ INTERFACE DESIGN IM B5 (IMV 1,IM V3) PLAIN SHAFT WITHOUT FITTED KEY; BEARING: PERFORMANCE, VIBRATION SEVERITY GRADE: SPECIAL/B, SHAFT AND FLANGE ACCURACY: SPECIAL TERMINAL BOX (ABOVE) CABLE ENTRY ON THE ND-END SIGNAL CONNECTION LEFT | 8527 | TEM | 1 | MC | 160 | 1
1PH81381DF221BC1 | SIMOTICS M COMPACT ASYNCHRONOUS MOTOR 1500RPM, 30KW, 191NM, 80A, 289V 1750RPM, 33KW, 180NM, 77A, 332V 2000RPM, 37KW, 177NM, 76A, 380V WATER COOLING DEGREE OF PROTECTION IP65 INCREMENTAL ENCODER 22 BIT WITH COMMUTATING POSITION (ENCODER IC22DQ) WITH DRIVE-CLIQ INTERFACE DESIGN IM B5 (IMV 1,IM V3) SHAFT WITH FITTED KEY FULL-KEY BALANCING BEARING: STANDARD WITH FIXED BEARING, VIBRATION SEVERITY GRADE: R/A, FLANGE ACCURACY: R TERMINAL BOX (ABOVE) CABLE ENTRY ON THE ND-END SIGNAL CONNECTION LEFT | 7980 | TEM | 1 | MC | 160 | 1
1PH81381DF221CA1 | SIMOTICS M COMPACT ASYNCHRONOUS MOTOR 1500RPM, 30KW, 191NM, 80A, 289V 1750RPM, 33KW, 180NM, 77A, 332V 2000RPM, 37KW, 177NM, 76A, 380V WATER COOLING DEGREE OF PROTECTION IP65 INCREMENTAL ENCODER 22 BIT WITH COMMUTATING POSITION (ENCODER IC22DQ) WITH DRIVE-CLIQ INTERFACE DESIGN IM B5 (IMV 1,IM V3) SHAFT WITH FITTED KEY FULL-KEY BALANCING BEARING: STANDARD WITH FIXED BEARING, VIBRATION SEVERITY GRADE: S/A, SHAFT AND FLANGE ACCURACY: R TERMINAL BOX (ABOVE) CABLE ENTRY ON THE RIGHT SIGNAL CONNECTION D-END | 8175 | TEM | 1 | MC | 160 | 1
1PH81381DF222CC1 | SIMOTICS M COMPACT ASYNCHRONOUS MOTOR 1500RPM, 30KW, 191NM, 80A, 289V 1750RPM, 33KW, 180NM, 77A, 332V 2000RPM, 37KW, 177NM, 76A, 380V WATER COOLING DEGREE OF PROTECTION IP65 INCREMENTAL ENCODER 22 BIT WITH COMMUTATING POSITION (ENCODER IC22DQ) WITH DRIVE-CLIQ INTERFACE DESIGN IM B5 (IMV 1,IM V3) SHAFT WITH FITTED KEY HALF-KEY BALANCING BEARING: STANDARD WITH FIXED BEARING, VIBRATION SEVERITY GRADE: S/A, SHAFT AND FLANGE ACCURACY: R TERMINAL BOX (ABOVE) CABLE ENTRY ON THE ND-END SIGNAL CONNECTION LEFT | 8175 | TEM | 1 | MC | 160 | 1
1PH81381DF230BA1 | SIMOTICS M COMPACT ASYNCHRONOUS MOTOR 1500RPM, 30KW, 191NM, 80A, 289V 1750RPM, 33KW, 180NM, 77A, 332V 2000RPM, 37KW, 177NM, 76A, 380V WATER COOLING DEGREE OF PROTECTION IP65 INCREMENTAL ENCODER 22 BIT WITH COMMUTATING POSITION (ENCODER IC22DQ) WITH DRIVE-CLIQ INTERFACE DESIGN IM B35 (IM V15, IM V35) PLAIN SHAFT WITHOUT FITTED KEY; BEARING: STANDARD WITH FIXED BEARING, VIBRATION SEVERITY GRADE: R/A, FLANGE ACCURACY: R TERMINAL BOX (ABOVE) CABLE ENTRY ON THE RIGHT SIGNAL CONNECTION D-END | 8283 | TEM | 1 | MC | 160 | 1
1PH81381DF230BC1 | SIMOTICS M COMPACT ASYNCHRONOUS MOTOR 1500RPM, 30KW, 191NM, 80A, 289V 1750RPM, 33KW, 180NM, 77A, 332V 2000RPM, 37KW, 177NM, 76A, 380V WATER COOLING DEGREE OF PROTECTION IP65 INCREMENTAL ENCODER 22 BIT WITH COMMUTATING POSITION (ENCODER IC22DQ) WITH DRIVE-CLIQ INTERFACE DESIGN IM B35 (IM V15, IM V35) PLAIN SHAFT WITHOUT FITTED KEY; BEARING: STANDARD WITH FIXED BEARING, VIBRATION SEVERITY GRADE: R/A, FLANGE ACCURACY: R TERMINAL BOX (ABOVE) CABLE ENTRY ON THE ND-END SIGNAL CONNECTION LEFT | 8283 | TEM | 1 | MC | 160 | 1
1PH81381DF230LC1 | SIMOTICS M COMPACT ASYNCHRONOUS MOTOR 1500RPM, 30KW, 191NM, 80A, 289V 1750RPM, 33KW, 180NM, 77A, 332V 2000RPM, 37KW, 177NM, 76A, 380V WATER COOLING DEGREE OF PROTECTION IP65 INCREMENTAL ENCODER 22 BIT WITH COMMUTATING POSITION (ENCODER IC22DQ) WITH DRIVE-CLIQ INTERFACE DESIGN IM B35 (IM V15, IM V35) PLAIN SHAFT WITHOUT FITTED KEY; BEARING: PERFORMANCE, VIBRATION SEVERITY GRADE: SPECIAL/B, SHAFT AND FLANGE ACCURACY: SPECIAL TERMINAL BOX (ABOVE) CABLE ENTRY ON THE ND-END SIGNAL CONNECTION LEFT | 8830 | TEM | 1 | MC | 160 | 1
1PH81381DF231BA1 | SIMOTICS M COMPACT ASYNCHRONOUS MOTOR 1500RPM, 30KW, 191NM, 80A, 289V 1750RPM, 33KW, 180NM, 77A, 332V 2000RPM, 37KW, 177NM, 76A, 380V WATER COOLING DEGREE OF PROTECTION IP65 INCREMENTAL ENCODER 22 BIT WITH COMMUTATING POSITION (ENCODER IC22DQ) WITH DRIVE-CLIQ INTERFACE DESIGN IM B35 (IM V15, IM V35) SHAFT WITH FITTED KEY FULL-KEY BALANCING BEARING: STANDARD WITH FIXED BEARING, VIBRATION SEVERITY GRADE: R/A, FLANGE ACCURACY: R TERMINAL BOX (ABOVE) CABLE ENTRY ON THE RIGHT SIGNAL CONNECTION D-END | 8283 | TEM | 1 | MC | 160 | 1
1PH81381DF231CA1 | SIMOTICS M COMPACT ASYNCHRONOUS MOTOR 1500RPM, 30KW, 191NM, 80A, 289V 1750RPM, 33KW, 180NM, 77A, 332V 2000RPM, 37KW, 177NM, 76A, 380V WATER COOLING DEGREE OF PROTECTION IP65 INCREMENTAL ENCODER 22 BIT WITH COMMUTATING POSITION (ENCODER IC22DQ) WITH DRIVE-CLIQ INTERFACE DESIGN IM B35 (IM V15, IM V35) SHAFT WITH FITTED KEY FULL-KEY BALANCING BEARING: STANDARD WITH FIXED BEARING, VIBRATION SEVERITY GRADE: S/A, SHAFT AND FLANGE ACCURACY: R TERMINAL BOX (ABOVE) CABLE ENTRY ON THE RIGHT SIGNAL CONNECTION D-END | 8478 | TEM | 1 | MC | 160 | 1
1PH81381DF232BC1 | SIMOTICS M COMPACT ASYNCHRONOUS MOTOR 1500RPM, 30KW, 191NM, 80A, 289V 1750RPM, 33KW, 180NM, 77A, 332V 2000RPM, 37KW, 177NM, 76A, 380V WATER COOLING DEGREE OF PROTECTION IP65 INCREMENTAL ENCODER 22 BIT WITH COMMUTATING POSITION (ENCODER IC22DQ) WITH DRIVE-CLIQ INTERFACE DESIGN IM B35 (IM V15, IM V35) SHAFT WITH FITTED KEY HALF-KEY BALANCING BEARING: STANDARD WITH FIXED BEARING, VIBRATION SEVERITY GRADE: R/A, FLANGE ACCURACY: R TERMINAL BOX (ABOVE) CABLE ENTRY ON THE ND-END SIGNAL CONNECTION LEFT | 8283 | TEM | 1 | MC | 160 | 1
1PH81381FF220BA1 | SIMOTICS M COMPACT ASYNCHRONOUS MOTOR 1500RPM, 30KW, 191NM, 80A, 289V 1750RPM, 33KW, 180NM, 77A, 332V 2000RPM, 37KW, 177NM, 76A, 380V WATER COOLING DEGREE OF PROTECTION IP65 ABSOLUTE ENCODER 22 BIT SINGLETURN AND 12 BIT MULTITURN (ENCODER AM22DQ) WITH DRIVE-CLIQ INTERFACE DESIGN IM B5 (IMV 1,IM V3) PLAIN SHAFT WITHOUT FITTED KEY; BEARING: STANDARD WITH FIXED BEARING, VIBRATION SEVERITY GRADE: R/A, FLANGE ACCURACY: R TERMINAL BOX (ABOVE) CABLE ENTRY ON THE RIGHT SIGNAL CONNECTION D-END | 8890 | TEM | 1 | MC | 160 | 1
1PH81381FF230BA1 | SIMOTICS M COMPACT ASYNCHRONOUS MOTOR 1500RPM, 30KW, 191NM, 80A, 289V 1750RPM, 33KW, 180NM, 77A, 332V 2000RPM, 37KW, 177NM, 76A, 380V WATER COOLING DEGREE OF PROTECTION IP65 ABSOLUTE ENCODER 22 BIT SINGLETURN AND 12 BIT MULTITURN (ENCODER AM22DQ) WITH DRIVE-CLIQ INTERFACE DESIGN IM B35 (IM V15, IM V35) PLAIN SHAFT WITHOUT FITTED KEY; BEARING: STANDARD WITH FIXED BEARING, VIBRATION SEVERITY GRADE: R/A, FLANGE ACCURACY: R TERMINAL BOX (ABOVE) CABLE ENTRY ON THE RIGHT SIGNAL CONNECTION D-END | 9194 | TEM | 1 | MC | 160 | 1
1PH81381HF200BA1 | SIMOTICS M COMPACT ASYNCHRONOUS MOTOR 1500RPM, 30KW, 191NM, 80A, 289V 1750RPM, 33KW, 180NM, 77A, 332V 2000RPM, 37KW, 177NM, 76A, 380V WATER COOLING DEGREE OF PROTECTION IP65 INCREMENT. ENCODER HTL 1024 S/R (ENCODER HTL1024S/R) with TEMPERAT. SENSOR KTY84-130 DESIGN IM B3 (IM V5, IM V6) PLAIN SHAFT WITHOUT FITTED KEY; BEARING: STANDARD WITH FIXED BEARING, VIBRATION SEVERITY GRADE: R/A, FLANGE ACCURACY: R TERMINAL BOX (ABOVE) CABLE ENTRY ON THE RIGHT SIGNAL CONNECTION D-END | 6723 | TEM | 1 | MC | 160 | 1
1PH81381HF200BB1 | SIMOTICS M COMPACT ASYNCHRONOUS MOTOR 1500RPM, 30KW, 191NM, 80A, 289V 1750RPM, 33KW, 180NM, 77A, 332V 2000RPM, 37KW, 177NM, 76A, 380V WATER COOLING DEGREE OF PROTECTION IP65 INCREMENT. ENCODER HTL 1024 S/R (ENCODER HTL1024S/R) with TEMPERAT. SENSOR KTY84-130 DESIGN IM B3 (IM V5, IM V6) PLAIN SHAFT WITHOUT FITTED KEY; BEARING: STANDARD WITH FIXED BEARING, VIBRATION SEVERITY GRADE: R/A, FLANGE ACCURACY: R TERMINAL BOX (ABOVE) CABLE ENTRY ON THE LEFT SIGNAL CONNECTION D-END | 6723 | TEM | 1 | MC | 160 | 1
1PH81381HF200BC1 | SIMOTICS M COMPACT ASYNCHRONOUS MOTOR 1500RPM, 30KW, 191NM, 80A, 289V 1750RPM, 33KW, 180NM, 77A, 332V 2000RPM, 37KW, 177NM, 76A, 380V WATER COOLING DEGREE OF PROTECTION IP65 INCREMENT. ENCODER HTL 1024 S/R (ENCODER HTL1024S/R) with TEMPERAT. SENSOR KTY84-130 DESIGN IM B3 (IM V5, IM V6) PLAIN SHAFT WITHOUT FITTED KEY; BEARING: STANDARD WITH FIXED BEARING, VIBRATION SEVERITY GRADE: R/A, FLANGE ACCURACY: R TERMINAL BOX (ABOVE) CABLE ENTRY ON THE ND-END SIGNAL CONNECTION LEFT | 6723 | TEM | 1 | MC | 160 | 1
1PH81381HF200CA1 | SIMOTICS M COMPACT ASYNCHRONOUS MOTOR 1500RPM, 30KW, 191NM, 80A, 289V 1750RPM, 33KW, 180NM, 77A, 332V 2000RPM, 37KW, 177NM, 76A, 380V WATER COOLING DEGREE OF PROTECTION IP65 INCREMENT. ENCODER HTL 1024 S/R (ENCODER HTL1024S/R) with TEMPERAT. SENSOR KTY84-130 DESIGN IM B3 (IM V5, IM V6) PLAIN SHAFT WITHOUT FITTED KEY; BEARING: STANDARD WITH FIXED BEARING, VIBRATION SEVERITY GRADE: S/A, SHAFT AND FLANGE ACCURACY: R TERMINAL BOX (ABOVE) CABLE ENTRY ON THE RIGHT SIGNAL CONNECTION D-END | 6918 | TEM | 1 | MC | 160 | 1
1PH81381HF200CB1 | SIMOTICS M COMPACT ASYNCHRONOUS MOTOR 1500RPM, 30KW, 191NM, 80A, 289V 1750RPM, 33KW, 180NM, 77A, 332V 2000RPM, 37KW, 177NM, 76A, 380V WATER COOLING DEGREE OF PROTECTION IP65 INCREMENT. ENCODER HTL 1024 S/R (ENCODER HTL1024S/R) with TEMPERAT. SENSOR KTY84-130 DESIGN IM B3 (IM V5, IM V6) PLAIN SHAFT WITHOUT FITTED KEY; BEARING: STANDARD WITH FIXED BEARING, VIBRATION SEVERITY GRADE: S/A, SHAFT AND FLANGE ACCURACY: R TERMINAL BOX (ABOVE) CABLE ENTRY ON THE LEFT SIGNAL CONNECTION D-END | 6918 | TEM | 1 | MC | 160 | 1
1PH81381HF200CC1 | SIMOTICS M COMPACT ASYNCHRONOUS MOTOR 1500RPM, 30KW, 191NM, 80A, 289V 1750RPM, 33KW, 180NM, 77A, 332V 2000RPM, 37KW, 177NM, 76A, 380V WATER COOLING DEGREE OF PROTECTION IP65 INCREMENT. ENCODER HTL 1024 S/R (ENCODER HTL1024S/R) with TEMPERAT. SENSOR KTY84-130 DESIGN IM B3 (IM V5, IM V6) PLAIN SHAFT WITHOUT FITTED KEY; BEARING: STANDARD WITH FIXED BEARING, VIBRATION SEVERITY GRADE: S/A, SHAFT AND FLANGE ACCURACY: R TERMINAL BOX (ABOVE) CABLE ENTRY ON THE ND-END SIGNAL CONNECTION LEFT | 6918 | TEM | 1 | MC | 160 | 1
1PH81381HF202BA1 | SIMOTICS M COMPACT ASYNCHRONOUS MOTOR 1500RPM, 30KW, 191NM, 80A, 289V 1750RPM, 33KW, 180NM, 77A, 332V 2000RPM, 37KW, 177NM, 76A, 380V WATER COOLING DEGREE OF PROTECTION IP65 INCREMENT. ENCODER HTL 1024 S/R (ENCODER HTL1024S/R) with TEMPERAT. SENSOR KTY84-130 DESIGN IM B3 (IM V5, IM V6) SHAFT WITH FITTED KEY HALF-KEY BALANCING BEARING: STANDARD WITH FIXED BEARING, VIBRATION SEVERITY GRADE: R/A, FLANGE ACCURACY: R TERMINAL BOX (ABOVE) CABLE ENTRY ON THE RIGHT SIGNAL CONNECTION D-END | 6723 | TEM | 1 | MC | 160 | 1
1PH81381HF202BB1 | SIMOTICS M COMPACT ASYNCHRONOUS MOTOR 1500RPM, 30KW, 191NM, 80A, 289V 1750RPM, 33KW, 180NM, 77A, 332V 2000RPM, 37KW, 177NM, 76A, 380V WATER COOLING DEGREE OF PROTECTION IP65 INCREMENT. ENCODER HTL 1024 S/R (ENCODER HTL1024S/R) with TEMPERAT. SENSOR KTY84-130 DESIGN IM B3 (IM V5, IM V6) SHAFT WITH FITTED KEY HALF-KEY BALANCING BEARING: STANDARD WITH FIXED BEARING, VIBRATION SEVERITY GRADE: R/A, FLANGE ACCURACY: R TERMINAL BOX (ABOVE) CABLE ENTRY ON THE LEFT SIGNAL CONNECTION D-END | 6723 | TEM | 1 | MC | 160 | 1
1PH81381HF202BC1 | SIMOTICS M COMPACT ASYNCHRONOUS MOTOR 1500RPM, 30KW, 191NM, 80A, 289V 1750RPM, 33KW, 180NM, 77A, 332V 2000RPM, 37KW, 177NM, 76A, 380V WATER COOLING DEGREE OF PROTECTION IP65 INCREMENT. ENCODER HTL 1024 S/R (ENCODER HTL1024S/R) with TEMPERAT. SENSOR KTY84-130 DESIGN IM B3 (IM V5, IM V6) SHAFT WITH FITTED KEY HALF-KEY BALANCING BEARING: STANDARD WITH FIXED BEARING, VIBRATION SEVERITY GRADE: R/A, FLANGE ACCURACY: R TERMINAL BOX (ABOVE) CABLE ENTRY ON THE ND-END SIGNAL CONNECTION LEFT | 6723 | TEM | 1 | MC | 160 | 1
1PH81381HF202CA1 | SIMOTICS M COMPACT ASYNCHRONOUS MOTOR 1500RPM, 30KW, 191NM, 80A, 289V 1750RPM, 33KW, 180NM, 77A, 332V 2000RPM, 37KW, 177NM, 76A, 380V WATER COOLING DEGREE OF PROTECTION IP65 INCREMENT. ENCODER HTL 1024 S/R (ENCODER HTL1024S/R) with TEMPERAT. SENSOR KTY84-130 DESIGN IM B3 (IM V5, IM V6) SHAFT WITH FITTED KEY HALF-KEY BALANCING BEARING: STANDARD WITH FIXED BEARING, VIBRATION SEVERITY GRADE: S/A, SHAFT AND FLANGE ACCURACY: R TERMINAL BOX (ABOVE) CABLE ENTRY ON THE RIGHT SIGNAL CONNECTION D-END | 6918 | TEM | 1 | MC | 160 | 1
1PH81381HF202CB1 | SIMOTICS M COMPACT ASYNCHRONOUS MOTOR 1500RPM, 30KW, 191NM, 80A, 289V 1750RPM, 33KW, 180NM, 77A, 332V 2000RPM, 37KW, 177NM, 76A, 380V WATER COOLING DEGREE OF PROTECTION IP65 INCREMENT. ENCODER HTL 1024 S/R (ENCODER HTL1024S/R) with TEMPERAT. SENSOR KTY84-130 DESIGN IM B3 (IM V5, IM V6) SHAFT WITH FITTED KEY HALF-KEY BALANCING BEARING: STANDARD WITH FIXED BEARING, VIBRATION SEVERITY GRADE: S/A, SHAFT AND FLANGE ACCURACY: R TERMINAL BOX (ABOVE) CABLE ENTRY ON THE LEFT SIGNAL CONNECTION D-END | 6918 | TEM | 1 | MC | 160 | 1
1PH81381HF202CC1 | SIMOTICS M COMPACT ASYNCHRONOUS MOTOR 1500RPM, 30KW, 191NM, 80A, 289V 1750RPM, 33KW, 180NM, 77A, 332V 2000RPM, 37KW, 177NM, 76A, 380V WATER COOLING DEGREE OF PROTECTION IP65 INCREMENT. ENCODER HTL 1024 S/R (ENCODER HTL1024S/R) with TEMPERAT. SENSOR KTY84-130 DESIGN IM B3 (IM V5, IM V6) SHAFT WITH FITTED KEY HALF-KEY BALANCING BEARING: STANDARD WITH FIXED BEARING, VIBRATION SEVERITY GRADE: S/A, SHAFT AND FLANGE ACCURACY: R TERMINAL BOX (ABOVE) CABLE ENTRY ON THE ND-END SIGNAL CONNECTION LEFT | 6918 | TEM | 1 | MC | 160 | 1
1PH81381HF220BA1 | SIMOTICS M COMPACT ASYNCHRONOUS MOTOR 1500RPM, 30KW, 191NM, 80A, 289V 1750RPM, 33KW, 180NM, 77A, 332V 2000RPM, 37KW, 177NM, 76A, 380V WATER COOLING DEGREE OF PROTECTION IP65 INCREMENT. ENCODER HTL 1024 S/R (ENCODER HTL1024S/R) with TEMPERAT. SENSOR KTY84-130 DESIGN IM B5 (IMV 1,IM V3) PLAIN SHAFT WITHOUT FITTED KEY; BEARING: STANDARD WITH FIXED BEARING, VIBRATION SEVERITY GRADE: R/A, FLANGE ACCURACY: R TERMINAL BOX (ABOVE) CABLE ENTRY ON THE RIGHT SIGNAL CONNECTION D-END | 6961 | TEM | 1 | MC | 160 | 1
1PH81381HF220BB1 | SIMOTICS M COMPACT ASYNCHRONOUS MOTOR 1500RPM, 30KW, 191NM, 80A, 289V 1750RPM, 33KW, 180NM, 77A, 332V 2000RPM, 37KW, 177NM, 76A, 380V WATER COOLING DEGREE OF PROTECTION IP65 INCREMENT. ENCODER HTL 1024 S/R (ENCODER HTL1024S/R) with TEMPERAT. SENSOR KTY84-130 DESIGN IM B5 (IMV 1,IM V3) PLAIN SHAFT WITHOUT FITTED KEY; BEARING: STANDARD WITH FIXED BEARING, VIBRATION SEVERITY GRADE: R/A, FLANGE ACCURACY: R TERMINAL BOX (ABOVE) CABLE ENTRY ON THE LEFT SIGNAL CONNECTION D-END | 6961 | TEM | 1 | MC | 160 | 1
1PH81381HF220BC1 | SIMOTICS M COMPACT ASYNCHRONOUS MOTOR 1500RPM, 30KW, 191NM, 80A, 289V 1750RPM, 33KW, 180NM, 77A, 332V 2000RPM, 37KW, 177NM, 76A, 380V WATER COOLING DEGREE OF PROTECTION IP65 INCREMENT. ENCODER HTL 1024 S/R (ENCODER HTL1024S/R) with TEMPERAT. SENSOR KTY84-130 DESIGN IM B5 (IMV 1,IM V3) PLAIN SHAFT WITHOUT FITTED KEY; BEARING: STANDARD WITH FIXED BEARING, VIBRATION SEVERITY GRADE: R/A, FLANGE ACCURACY: R TERMINAL BOX (ABOVE) CABLE ENTRY ON THE ND-END SIGNAL CONNECTION LEFT | 6961 | TEM | 1 | MC | 160 | 1
1PH81381HF220CA1 | SIMOTICS M COMPACT ASYNCHRONOUS MOTOR 1500RPM, 30KW, 191NM, 80A, 289V 1750RPM, 33KW, 180NM, 77A, 332V 2000RPM, 37KW, 177NM, 76A, 380V WATER COOLING DEGREE OF PROTECTION IP65 INCREMENT. ENCODER HTL 1024 S/R (ENCODER HTL1024S/R) with TEMPERAT. SENSOR KTY84-130 DESIGN IM B5 (IMV 1,IM V3) PLAIN SHAFT WITHOUT FITTED KEY; BEARING: STANDARD WITH FIXED BEARING, VIBRATION SEVERITY GRADE: S/A, SHAFT AND FLANGE ACCURACY: R TERMINAL BOX (ABOVE) CABLE ENTRY ON THE RIGHT SIGNAL CONNECTION D-END | 7156 | TEM | 1 | MC | 160 | 1
1PH81381HF220CB1 | SIMOTICS M COMPACT ASYNCHRONOUS MOTOR 1500RPM, 30KW, 191NM, 80A, 289V 1750RPM, 33KW, 180NM, 77A, 332V 2000RPM, 37KW, 177NM, 76A, 380V WATER COOLING DEGREE OF PROTECTION IP65 INCREMENT. ENCODER HTL 1024 S/R (ENCODER HTL1024S/R) with TEMPERAT. SENSOR KTY84-130 DESIGN IM B5 (IMV 1,IM V3) PLAIN SHAFT WITHOUT FITTED KEY; BEARING: STANDARD WITH FIXED BEARING, VIBRATION SEVERITY GRADE: S/A, SHAFT AND FLANGE ACCURACY: R TERMINAL BOX (ABOVE) CABLE ENTRY ON THE LEFT SIGNAL CONNECTION D-END | 7156 | TEM | 1 | MC | 160 | 1
1PH81381HF220CC1 | SIMOTICS M COMPACT ASYNCHRONOUS MOTOR 1500RPM, 30KW, 191NM, 80A, 289V 1750RPM, 33KW, 180NM, 77A, 332V 2000RPM, 37KW, 177NM, 76A, 380V WATER COOLING DEGREE OF PROTECTION IP65 INCREMENT. ENCODER HTL 1024 S/R (ENCODER HTL1024S/R) with TEMPERAT. SENSOR KTY84-130 DESIGN IM B5 (IMV 1,IM V3) PLAIN SHAFT WITHOUT FITTED KEY; BEARING: STANDARD WITH FIXED BEARING, VIBRATION SEVERITY GRADE: S/A, SHAFT AND FLANGE ACCURACY: R TERMINAL BOX (ABOVE) CABLE ENTRY ON THE ND-END SIGNAL CONNECTION LEFT | 7156 | TEM | 1 | MC | 160 | 1
1PH81381HF222BA1 | SIMOTICS M COMPACT ASYNCHRONOUS MOTOR 1500RPM, 30KW, 191NM, 80A, 289V 1750RPM, 33KW, 180NM, 77A, 332V 2000RPM, 37KW, 177NM, 76A, 380V WATER COOLING DEGREE OF PROTECTION IP65 INCREMENT. ENCODER HTL 1024 S/R (ENCODER HTL1024S/R) with TEMPERAT. SENSOR KTY84-130 DESIGN IM B5 (IMV 1,IM V3) SHAFT WITH FITTED KEY HALF-KEY BALANCING BEARING: STANDARD WITH FIXED BEARING, VIBRATION SEVERITY GRADE: R/A, FLANGE ACCURACY: R TERMINAL BOX (ABOVE) CABLE ENTRY ON THE RIGHT SIGNAL CONNECTION D-END | 6961 | TEM | 1 | MC | 160 | 1
1PH81381HF222BB1 | SIMOTICS M COMPACT ASYNCHRONOUS MOTOR 1500RPM, 30KW, 191NM, 80A, 289V 1750RPM, 33KW, 180NM, 77A, 332V 2000RPM, 37KW, 177NM, 76A, 380V WATER COOLING DEGREE OF PROTECTION IP65 INCREMENT. ENCODER HTL 1024 S/R (ENCODER HTL1024S/R) with TEMPERAT. SENSOR KTY84-130 DESIGN IM B5 (IMV 1,IM V3) SHAFT WITH FITTED KEY HALF-KEY BALANCING BEARING: STANDARD WITH FIXED BEARING, VIBRATION SEVERITY GRADE: R/A, FLANGE ACCURACY: R TERMINAL BOX (ABOVE) CABLE ENTRY ON THE LEFT SIGNAL CONNECTION D-END | 6961 | TEM | 1 | MC | 160 | 1
1PH81381HF222BC1 | SIMOTICS M COMPACT ASYNCHRONOUS MOTOR 1500RPM, 30KW, 191NM, 80A, 289V 1750RPM, 33KW, 180NM, 77A, 332V 2000RPM, 37KW, 177NM, 76A, 380V WATER COOLING DEGREE OF PROTECTION IP65 INCREMENT. ENCODER HTL 1024 S/R (ENCODER HTL1024S/R) with TEMPERAT. SENSOR KTY84-130 DESIGN IM B5 (IMV 1,IM V3) SHAFT WITH FITTED KEY HALF-KEY BALANCING BEARING: STANDARD WITH FIXED BEARING, VIBRATION SEVERITY GRADE: R/A, FLANGE ACCURACY: R TERMINAL BOX (ABOVE) CABLE ENTRY ON THE ND-END SIGNAL CONNECTION LEFT | 6961 | TEM | 1 | MC | 160 | 1
1PH81381HF222CA1 | SIMOTICS M COMPACT ASYNCHRONOUS MOTOR 1500RPM, 30KW, 191NM, 80A, 289V 1750RPM, 33KW, 180NM, 77A, 332V 2000RPM, 37KW, 177NM, 76A, 380V WATER COOLING DEGREE OF PROTECTION IP65 INCREMENT. ENCODER HTL 1024 S/R (ENCODER HTL1024S/R) with TEMPERAT. SENSOR KTY84-130 DESIGN IM B5 (IMV 1,IM V3) SHAFT WITH FITTED KEY HALF-KEY BALANCING BEARING: STANDARD WITH FIXED BEARING, VIBRATION SEVERITY GRADE: S/A, SHAFT AND FLANGE ACCURACY: R TERMINAL BOX (ABOVE) CABLE ENTRY ON THE RIGHT SIGNAL CONNECTION D-END | 7156 | TEM | 1 | MC | 160 | 1
1PH81381HF222CB1 | SIMOTICS M COMPACT ASYNCHRONOUS MOTOR 1500RPM, 30KW, 191NM, 80A, 289V 1750RPM, 33KW, 180NM, 77A, 332V 2000RPM, 37KW, 177NM, 76A, 380V WATER COOLING DEGREE OF PROTECTION IP65 INCREMENT. ENCODER HTL 1024 S/R (ENCODER HTL1024S/R) with TEMPERAT. SENSOR KTY84-130 DESIGN IM B5 (IMV 1,IM V3) SHAFT WITH FITTED KEY HALF-KEY BALANCING BEARING: STANDARD WITH FIXED BEARING, VIBRATION SEVERITY GRADE: S/A, SHAFT AND FLANGE ACCURACY: R TERMINAL BOX (ABOVE) CABLE ENTRY ON THE LEFT SIGNAL CONNECTION D-END | 7156 | TEM | 1 | MC | 160 | 1
1PH81381HF222CC1 | SIMOTICS M COMPACT ASYNCHRONOUS MOTOR 1500RPM, 30KW, 191NM, 80A, 289V 1750RPM, 33KW, 180NM, 77A, 332V 2000RPM, 37KW, 177NM, 76A, 380V WATER COOLING DEGREE OF PROTECTION IP65 INCREMENT. ENCODER HTL 1024 S/R (ENCODER HTL1024S/R) with TEMPERAT. SENSOR KTY84-130 DESIGN IM B5 (IMV 1,IM V3) SHAFT WITH FITTED KEY HALF-KEY BALANCING BEARING: STANDARD WITH FIXED BEARING, VIBRATION SEVERITY GRADE: S/A, SHAFT AND FLANGE ACCURACY: R TERMINAL BOX (ABOVE) CABLE ENTRY ON THE ND-END SIGNAL CONNECTION LEFT | 7156 | TEM | 1 | MC | 160 | 1
1PH81381HF230BA1 | SIMOTICS M COMPACT ASYNCHRONOUS MOTOR 1500RPM, 30KW, 191NM, 80A, 289V 1750RPM, 33KW, 180NM, 77A, 332V 2000RPM, 37KW, 177NM, 76A, 380V WATER COOLING DEGREE OF PROTECTION IP65 INCREMENT. ENCODER HTL 1024 S/R (ENCODER HTL1024S/R) with TEMPERAT. SENSOR KTY84-130 DESIGN IM B35 (IM V15, IM V35) PLAIN SHAFT WITHOUT FITTED KEY; BEARING: STANDARD WITH FIXED BEARING, VIBRATION SEVERITY GRADE: R/A, FLANGE ACCURACY: R TERMINAL BOX (ABOVE) CABLE ENTRY ON THE RIGHT SIGNAL CONNECTION D-END | 7265 | TEM | 1 | MC | 160 | 1
1PH81381HF230BB1 | SIMOTICS M COMPACT ASYNCHRONOUS MOTOR 1500RPM, 30KW, 191NM, 80A, 289V 1750RPM, 33KW, 180NM, 77A, 332V 2000RPM, 37KW, 177NM, 76A, 380V WATER COOLING DEGREE OF PROTECTION IP65 INCREMENT. ENCODER HTL 1024 S/R (ENCODER HTL1024S/R) with TEMPERAT. SENSOR KTY84-130 DESIGN IM B35 (IM V15, IM V35) PLAIN SHAFT WITHOUT FITTED KEY; BEARING: STANDARD WITH FIXED BEARING, VIBRATION SEVERITY GRADE: R/A, FLANGE ACCURACY: R TERMINAL BOX (ABOVE) CABLE ENTRY ON THE LEFT SIGNAL CONNECTION D-END | 7265 | TEM | 1 | MC | 160 | 1
1PH81381HF230BC1 | SIMOTICS M COMPACT ASYNCHRONOUS MOTOR 1500RPM, 30KW, 191NM, 80A, 289V 1750RPM, 33KW, 180NM, 77A, 332V 2000RPM, 37KW, 177NM, 76A, 380V WATER COOLING DEGREE OF PROTECTION IP65 INCREMENT. ENCODER HTL 1024 S/R (ENCODER HTL1024S/R) with TEMPERAT. SENSOR KTY84-130 DESIGN IM B35 (IM V15, IM V35) PLAIN SHAFT WITHOUT FITTED KEY; BEARING: STANDARD WITH FIXED BEARING, VIBRATION SEVERITY GRADE: R/A, FLANGE ACCURACY: R TERMINAL BOX (ABOVE) CABLE ENTRY ON THE ND-END SIGNAL CONNECTION LEFT | 7265 | TEM | 1 | MC | 160 | 1
1PH81381HF230CA1 | SIMOTICS M COMPACT ASYNCHRONOUS MOTOR 1500RPM, 30KW, 191NM, 80A, 289V 1750RPM, 33KW, 180NM, 77A, 332V 2000RPM, 37KW, 177NM, 76A, 380V WATER COOLING DEGREE OF PROTECTION IP65 INCREMENT. ENCODER HTL 1024 S/R (ENCODER HTL1024S/R) with TEMPERAT. SENSOR KTY84-130 DESIGN IM B35 (IM V15, IM V35) PLAIN SHAFT WITHOUT FITTED KEY; BEARING: STANDARD WITH FIXED BEARING, VIBRATION SEVERITY GRADE: S/A, SHAFT AND FLANGE ACCURACY: R TERMINAL BOX (ABOVE) CABLE ENTRY ON THE RIGHT SIGNAL CONNECTION D-END | 7460 | TEM | 1 | MC | 160 | 1
1PH81381HF230CB1 | SIMOTICS M COMPACT ASYNCHRONOUS MOTOR 1500RPM, 30KW, 191NM, 80A, 289V 1750RPM, 33KW, 180NM, 77A, 332V 2000RPM, 37KW, 177NM, 76A, 380V WATER COOLING DEGREE OF PROTECTION IP65 INCREMENT. ENCODER HTL 1024 S/R (ENCODER HTL1024S/R) with TEMPERAT. SENSOR KTY84-130 DESIGN IM B35 (IM V15, IM V35) PLAIN SHAFT WITHOUT FITTED KEY; BEARING: STANDARD WITH FIXED BEARING, VIBRATION SEVERITY GRADE: S/A, SHAFT AND FLANGE ACCURACY: R TERMINAL BOX (ABOVE) CABLE ENTRY ON THE LEFT SIGNAL CONNECTION D-END | 7460 | TEM | 1 | MC | 160 | 1
1PH81381HF230CC1 | SIMOTICS M COMPACT ASYNCHRONOUS MOTOR 1500RPM, 30KW, 191NM, 80A, 289V 1750RPM, 33KW, 180NM, 77A, 332V 2000RPM, 37KW, 177NM, 76A, 380V WATER COOLING DEGREE OF PROTECTION IP65 INCREMENT. ENCODER HTL 1024 S/R (ENCODER HTL1024S/R) with TEMPERAT. SENSOR KTY84-130 DESIGN IM B35 (IM V15, IM V35) PLAIN SHAFT WITHOUT FITTED KEY; BEARING: STANDARD WITH FIXED BEARING, VIBRATION SEVERITY GRADE: S/A, SHAFT AND FLANGE ACCURACY: R TERMINAL BOX (ABOVE) CABLE ENTRY ON THE ND-END SIGNAL CONNECTION LEFT | 7460 | TEM | 1 | MC | 160 | 1
1PH81381HF232BA1 | SIMOTICS M COMPACT ASYNCHRONOUS MOTOR 1500RPM, 30KW, 191NM, 80A, 289V 1750RPM, 33KW, 180NM, 77A, 332V 2000RPM, 37KW, 177NM, 76A, 380V WATER COOLING DEGREE OF PROTECTION IP65 INCREMENT. ENCODER HTL 1024 S/R (ENCODER HTL1024S/R) with TEMPERAT. SENSOR KTY84-130 DESIGN IM B35 (IM V15, IM V35) SHAFT WITH FITTED KEY HALF-KEY BALANCING BEARING: STANDARD WITH FIXED BEARING, VIBRATION SEVERITY GRADE: R/A, FLANGE ACCURACY: R TERMINAL BOX (ABOVE) CABLE ENTRY ON THE RIGHT SIGNAL CONNECTION D-END | 7265 | TEM | 1 | MC | 160 | 1
1PH81381HF232BB1 | SIMOTICS M COMPACT ASYNCHRONOUS MOTOR 1500RPM, 30KW, 191NM, 80A, 289V 1750RPM, 33KW, 180NM, 77A, 332V 2000RPM, 37KW, 177NM, 76A, 380V WATER COOLING DEGREE OF PROTECTION IP65 INCREMENT. ENCODER HTL 1024 S/R (ENCODER HTL1024S/R) with TEMPERAT. SENSOR KTY84-130 DESIGN IM B35 (IM V15, IM V35) SHAFT WITH FITTED KEY HALF-KEY BALANCING BEARING: STANDARD WITH FIXED BEARING, VIBRATION SEVERITY GRADE: R/A, FLANGE ACCURACY: R TERMINAL BOX (ABOVE) CABLE ENTRY ON THE LEFT SIGNAL CONNECTION D-END | 7265 | TEM | 1 | MC | 160 | 1
1PH81381HF232BC1 | SIMOTICS M COMPACT ASYNCHRONOUS MOTOR 1500RPM, 30KW, 191NM, 80A, 289V 1750RPM, 33KW, 180NM, 77A, 332V 2000RPM, 37KW, 177NM, 76A, 380V WATER COOLING DEGREE OF PROTECTION IP65 INCREMENT. ENCODER HTL 1024 S/R (ENCODER HTL1024S/R) with TEMPERAT. SENSOR KTY84-130 DESIGN IM B35 (IM V15, IM V35) SHAFT WITH FITTED KEY HALF-KEY BALANCING BEARING: STANDARD WITH FIXED BEARING, VIBRATION SEVERITY GRADE: R/A, FLANGE ACCURACY: R TERMINAL BOX (ABOVE) CABLE ENTRY ON THE ND-END SIGNAL CONNECTION LEFT | 7265 | TEM | 1 | MC | 160 | 1
1PH81381HF232CA1 | SIMOTICS M COMPACT ASYNCHRONOUS MOTOR 1500RPM, 30KW, 191NM, 80A, 289V 1750RPM, 33KW, 180NM, 77A, 332V 2000RPM, 37KW, 177NM, 76A, 380V WATER COOLING DEGREE OF PROTECTION IP65 INCREMENT. ENCODER HTL 1024 S/R (ENCODER HTL1024S/R) with TEMPERAT. SENSOR KTY84-130 DESIGN IM B35 (IM V15, IM V35) SHAFT WITH FITTED KEY HALF-KEY BALANCING BEARING: STANDARD WITH FIXED BEARING, VIBRATION SEVERITY GRADE: S/A, SHAFT AND FLANGE ACCURACY: R TERMINAL BOX (ABOVE) CABLE ENTRY ON THE RIGHT SIGNAL CONNECTION D-END | 7460 | TEM | 1 | MC | 160 | 1
1PH81381HF232CB1 | SIMOTICS M COMPACT ASYNCHRONOUS MOTOR 1500RPM, 30KW, 191NM, 80A, 289V 1750RPM, 33KW, 180NM, 77A, 332V 2000RPM, 37KW, 177NM, 76A, 380V WATER COOLING DEGREE OF PROTECTION IP65 INCREMENT. ENCODER HTL 1024 S/R (ENCODER HTL1024S/R) with TEMPERAT. SENSOR KTY84-130 DESIGN IM B35 (IM V15, IM V35) SHAFT WITH FITTED KEY HALF-KEY BALANCING BEARING: STANDARD WITH FIXED BEARING, VIBRATION SEVERITY GRADE: S/A, SHAFT AND FLANGE ACCURACY: R TERMINAL BOX (ABOVE) CABLE ENTRY ON THE LEFT SIGNAL CONNECTION D-END | 7460 | TEM | 1 | MC | 160 | 1
1PH81381HF232CC1 | SIMOTICS M COMPACT ASYNCHRONOUS MOTOR 1500RPM, 30KW, 191NM, 80A, 289V 1750RPM, 33KW, 180NM, 77A, 332V 2000RPM, 37KW, 177NM, 76A, 380V WATER COOLING DEGREE OF PROTECTION IP65 INCREMENT. ENCODER HTL 1024 S/R (ENCODER HTL1024S/R) with TEMPERAT. SENSOR KTY84-130 DESIGN IM B35 (IM V15, IM V35) SHAFT WITH FITTED KEY HALF-KEY BALANCING BEARING: STANDARD WITH FIXED BEARING, VIBRATION SEVERITY GRADE: S/A, SHAFT AND FLANGE ACCURACY: R TERMINAL BOX (ABOVE) CABLE ENTRY ON THE ND-END SIGNAL CONNECTION LEFT | 7460 | TEM | 1 | MC | 160 | 1
1PH81381JF200BA1 | SIMOTICS M COMPACT ASYNCHRONOUS MOTOR 1500RPM, 30KW, 191NM, 80A, 289V 1750RPM, 33KW, 180NM, 77A, 332V 2000RPM, 37KW, 177NM, 76A, 380V WATER COOLING DEGREE OF PROTECTION IP65 INCREMENT. ENCODER HTL 2048 S/R (ENCODER HTL2048S/R) with TEMPERAT. SENSOR KTY84-130 DESIGN IM B3 (IM V5, IM V6) PLAIN SHAFT WITHOUT FITTED KEY; BEARING: STANDARD WITH FIXED BEARING, VIBRATION SEVERITY GRADE: R/A, FLANGE ACCURACY: R TERMINAL BOX (ABOVE) CABLE ENTRY ON THE RIGHT SIGNAL CONNECTION D-END | 7135 | TEM | 1 | MC | 160 | 1
1PH81381JF200BB1 | SIMOTICS M COMPACT ASYNCHRONOUS MOTOR 1500RPM, 30KW, 191NM, 80A, 289V 1750RPM, 33KW, 180NM, 77A, 332V 2000RPM, 37KW, 177NM, 76A, 380V WATER COOLING DEGREE OF PROTECTION IP65 INCREMENT. ENCODER HTL 2048 S/R (ENCODER HTL2048S/R) with TEMPERAT. SENSOR KTY84-130 DESIGN IM B3 (IM V5, IM V6) PLAIN SHAFT WITHOUT FITTED KEY; BEARING: STANDARD WITH FIXED BEARING, VIBRATION SEVERITY GRADE: R/A, FLANGE ACCURACY: R TERMINAL BOX (ABOVE) CABLE ENTRY ON THE LEFT SIGNAL CONNECTION D-END | 7135 | TEM | 1 | MC | 160 | 1
1PH81381JF200BC1 | SIMOTICS M COMPACT ASYNCHRONOUS MOTOR 1500RPM, 30KW, 191NM, 80A, 289V 1750RPM, 33KW, 180NM, 77A, 332V 2000RPM, 37KW, 177NM, 76A, 380V WATER COOLING DEGREE OF PROTECTION IP65 INCREMENT. ENCODER HTL 2048 S/R (ENCODER HTL2048S/R) with TEMPERAT. SENSOR KTY84-130 DESIGN IM B3 (IM V5, IM V6) PLAIN SHAFT WITHOUT FITTED KEY; BEARING: STANDARD WITH FIXED BEARING, VIBRATION SEVERITY GRADE: R/A, FLANGE ACCURACY: R TERMINAL BOX (ABOVE) CABLE ENTRY ON THE ND-END SIGNAL CONNECTION LEFT | 7135 | TEM | 1 | MC | 160 | 1
1PH81381JF200CA1 | SIMOTICS M COMPACT ASYNCHRONOUS MOTOR 1500RPM, 30KW, 191NM, 80A, 289V 1750RPM, 33KW, 180NM, 77A, 332V 2000RPM, 37KW, 177NM, 76A, 380V WATER COOLING DEGREE OF PROTECTION IP65 INCREMENT. ENCODER HTL 2048 S/R (ENCODER HTL2048S/R) with TEMPERAT. SENSOR KTY84-130 DESIGN IM B3 (IM V5, IM V6) PLAIN SHAFT WITHOUT FITTED KEY; BEARING: STANDARD WITH FIXED BEARING, VIBRATION SEVERITY GRADE: S/A, SHAFT AND FLANGE ACCURACY: R TERMINAL BOX (ABOVE) CABLE ENTRY ON THE RIGHT SIGNAL CONNECTION D-END | 7330 | TEM | 1 | MC | 160 | 1
1PH81381JF200CB1 | SIMOTICS M COMPACT ASYNCHRONOUS MOTOR 1500RPM, 30KW, 191NM, 80A, 289V 1750RPM, 33KW, 180NM, 77A, 332V 2000RPM, 37KW, 177NM, 76A, 380V WATER COOLING DEGREE OF PROTECTION IP65 INCREMENT. ENCODER HTL 2048 S/R (ENCODER HTL2048S/R) with TEMPERAT. SENSOR KTY84-130 DESIGN IM B3 (IM V5, IM V6) PLAIN SHAFT WITHOUT FITTED KEY; BEARING: STANDARD WITH FIXED BEARING, VIBRATION SEVERITY GRADE: S/A, SHAFT AND FLANGE ACCURACY: R TERMINAL BOX (ABOVE) CABLE ENTRY ON THE LEFT SIGNAL CONNECTION D-END | 7330 | TEM | 1 | MC | 160 | 1
1PH81381JF200CC1 | SIMOTICS M COMPACT ASYNCHRONOUS MOTOR 1500RPM, 30KW, 191NM, 80A, 289V 1750RPM, 33KW, 180NM, 77A, 332V 2000RPM, 37KW, 177NM, 76A, 380V WATER COOLING DEGREE OF PROTECTION IP65 INCREMENT. ENCODER HTL 2048 S/R (ENCODER HTL2048S/R) with TEMPERAT. SENSOR KTY84-130 DESIGN IM B3 (IM V5, IM V6) PLAIN SHAFT WITHOUT FITTED KEY; BEARING: STANDARD WITH FIXED BEARING, VIBRATION SEVERITY GRADE: S/A, SHAFT AND FLANGE ACCURACY: R TERMINAL BOX (ABOVE) CABLE ENTRY ON THE ND-END SIGNAL CONNECTION LEFT | 7330 | TEM | 1 | MC | 160 | 1
1PH81381JF202BA1 | SIMOTICS M COMPACT ASYNCHRONOUS MOTOR 1500RPM, 30KW, 191NM, 80A, 289V 1750RPM, 33KW, 180NM, 77A, 332V 2000RPM, 37KW, 177NM, 76A, 380V WATER COOLING DEGREE OF PROTECTION IP65 INCREMENT. ENCODER HTL 2048 S/R (ENCODER HTL2048S/R) with TEMPERAT. SENSOR KTY84-130 DESIGN IM B3 (IM V5, IM V6) SHAFT WITH FITTED KEY HALF-KEY BALANCING BEARING: STANDARD WITH FIXED BEARING, VIBRATION SEVERITY GRADE: R/A, FLANGE ACCURACY: R TERMINAL BOX (ABOVE) CABLE ENTRY ON THE RIGHT SIGNAL CONNECTION D-END | 7135 | TEM | 1 | MC | 160 | 1
1PH81381JF202BB1 | SIMOTICS M COMPACT ASYNCHRONOUS MOTOR 1500RPM, 30KW, 191NM, 80A, 289V 1750RPM, 33KW, 180NM, 77A, 332V 2000RPM, 37KW, 177NM, 76A, 380V WATER COOLING DEGREE OF PROTECTION IP65 INCREMENT. ENCODER HTL 2048 S/R (ENCODER HTL2048S/R) with TEMPERAT. SENSOR KTY84-130 DESIGN IM B3 (IM V5, IM V6) SHAFT WITH FITTED KEY HALF-KEY BALANCING BEARING: STANDARD WITH FIXED BEARING, VIBRATION SEVERITY GRADE: R/A, FLANGE ACCURACY: R TERMINAL BOX (ABOVE) CABLE ENTRY ON THE LEFT SIGNAL CONNECTION D-END | 7135 | TEM | 1 | MC | 160 | 1
1PH81381JF202BC1 | SIMOTICS M COMPACT ASYNCHRONOUS MOTOR 1500RPM, 30KW, 191NM, 80A, 289V 1750RPM, 33KW, 180NM, 77A, 332V 2000RPM, 37KW, 177NM, 76A, 380V WATER COOLING DEGREE OF PROTECTION IP65 INCREMENT. ENCODER HTL 2048 S/R (ENCODER HTL2048S/R) with TEMPERAT. SENSOR KTY84-130 DESIGN IM B3 (IM V5, IM V6) SHAFT WITH FITTED KEY HALF-KEY BALANCING BEARING: STANDARD WITH FIXED BEARING, VIBRATION SEVERITY GRADE: R/A, FLANGE ACCURACY: R TERMINAL BOX (ABOVE) CABLE ENTRY ON THE ND-END SIGNAL CONNECTION LEFT | 7135 | TEM | 1 | MC | 160 | 1
1PH81381JF202CA1 | SIMOTICS M COMPACT ASYNCHRONOUS MOTOR 1500RPM, 30KW, 191NM, 80A, 289V 1750RPM, 33KW, 180NM, 77A, 332V 2000RPM, 37KW, 177NM, 76A, 380V WATER COOLING DEGREE OF PROTECTION IP65 INCREMENT. ENCODER HTL 2048 S/R (ENCODER HTL2048S/R) with TEMPERAT. SENSOR KTY84-130 DESIGN IM B3 (IM V5, IM V6) SHAFT WITH FITTED KEY HALF-KEY BALANCING BEARING: STANDARD WITH FIXED BEARING, VIBRATION SEVERITY GRADE: S/A, SHAFT AND FLANGE ACCURACY: R TERMINAL BOX (ABOVE) CABLE ENTRY ON THE RIGHT SIGNAL CONNECTION D-END | 7330 | TEM | 1 | MC | 160 | 1
1PH81381JF202CB1 | SIMOTICS M COMPACT ASYNCHRONOUS MOTOR 1500RPM, 30KW, 191NM, 80A, 289V 1750RPM, 33KW, 180NM, 77A, 332V 2000RPM, 37KW, 177NM, 76A, 380V WATER COOLING DEGREE OF PROTECTION IP65 INCREMENT. ENCODER HTL 2048 S/R (ENCODER HTL2048S/R) with TEMPERAT. SENSOR KTY84-130 DESIGN IM B3 (IM V5, IM V6) SHAFT WITH FITTED KEY HALF-KEY BALANCING BEARING: STANDARD WITH FIXED BEARING, VIBRATION SEVERITY GRADE: S/A, SHAFT AND FLANGE ACCURACY: R TERMINAL BOX (ABOVE) CABLE ENTRY ON THE LEFT SIGNAL CONNECTION D-END | 7330 | TEM | 1 | MC | 160 | 1
1PH81381JF202CC1 | SIMOTICS M COMPACT ASYNCHRONOUS MOTOR 1500RPM, 30KW, 191NM, 80A, 289V 1750RPM, 33KW, 180NM, 77A, 332V 2000RPM, 37KW, 177NM, 76A, 380V WATER COOLING DEGREE OF PROTECTION IP65 INCREMENT. ENCODER HTL 2048 S/R (ENCODER HTL2048S/R) with TEMPERAT. SENSOR KTY84-130 DESIGN IM B3 (IM V5, IM V6) SHAFT WITH FITTED KEY HALF-KEY BALANCING BEARING: STANDARD WITH FIXED BEARING, VIBRATION SEVERITY GRADE: S/A, SHAFT AND FLANGE ACCURACY: R TERMINAL BOX (ABOVE) CABLE ENTRY ON THE ND-END SIGNAL CONNECTION LEFT | 7330 | TEM | 1 | MC | 160 | 1
1PH81381JF220BA1 | SIMOTICS M COMPACT ASYNCHRONOUS MOTOR 1500RPM, 30KW, 191NM, 80A, 289V 1750RPM, 33KW, 180NM, 77A, 332V 2000RPM, 37KW, 177NM, 76A, 380V WATER COOLING DEGREE OF PROTECTION IP65 INCREMENT. ENCODER HTL 2048 S/R (ENCODER HTL2048S/R) with TEMPERAT. SENSOR KTY84-130 DESIGN IM B5 (IMV 1,IM V3) PLAIN SHAFT WITHOUT FITTED KEY; BEARING: STANDARD WITH FIXED BEARING, VIBRATION SEVERITY GRADE: R/A, FLANGE ACCURACY: R TERMINAL BOX (ABOVE) CABLE ENTRY ON THE RIGHT SIGNAL CONNECTION D-END | 7373 | TEM | 1 | MC | 160 | 1
1PH81381JF220BB1 | SIMOTICS M COMPACT ASYNCHRONOUS MOTOR 1500RPM, 30KW, 191NM, 80A, 289V 1750RPM, 33KW, 180NM, 77A, 332V 2000RPM, 37KW, 177NM, 76A, 380V WATER COOLING DEGREE OF PROTECTION IP65 INCREMENT. ENCODER HTL 2048 S/R (ENCODER HTL2048S/R) with TEMPERAT. SENSOR KTY84-130 DESIGN IM B5 (IMV 1,IM V3) PLAIN SHAFT WITHOUT FITTED KEY; BEARING: STANDARD WITH FIXED BEARING, VIBRATION SEVERITY GRADE: R/A, FLANGE ACCURACY: R TERMINAL BOX (ABOVE) CABLE ENTRY ON THE LEFT SIGNAL CONNECTION D-END | 7373 | TEM | 1 | MC | 160 | 1
1PH81381JF220BC1 | SIMOTICS M COMPACT ASYNCHRONOUS MOTOR 1500RPM, 30KW, 191NM, 80A, 289V 1750RPM, 33KW, 180NM, 77A, 332V 2000RPM, 37KW, 177NM, 76A, 380V WATER COOLING DEGREE OF PROTECTION IP65 INCREMENT. ENCODER HTL 2048 S/R (ENCODER HTL2048S/R) with TEMPERAT. SENSOR KTY84-130 DESIGN IM B5 (IMV 1,IM V3) PLAIN SHAFT WITHOUT FITTED KEY; BEARING: STANDARD WITH FIXED BEARING, VIBRATION SEVERITY GRADE: R/A, FLANGE ACCURACY: R TERMINAL BOX (ABOVE) CABLE ENTRY ON THE ND-END SIGNAL CONNECTION LEFT | 7373 | TEM | 1 | MC | 160 | 1
1PH81381JF220CA1 | SIMOTICS M COMPACT ASYNCHRONOUS MOTOR 1500RPM, 30KW, 191NM, 80A, 289V 1750RPM, 33KW, 180NM, 77A, 332V 2000RPM, 37KW, 177NM, 76A, 380V WATER COOLING DEGREE OF PROTECTION IP65 INCREMENT. ENCODER HTL 2048 S/R (ENCODER HTL2048S/R) with TEMPERAT. SENSOR KTY84-130 DESIGN IM B5 (IMV 1,IM V3) PLAIN SHAFT WITHOUT FITTED KEY; BEARING: STANDARD WITH FIXED BEARING, VIBRATION SEVERITY GRADE: S/A, SHAFT AND FLANGE ACCURACY: R TERMINAL BOX (ABOVE) CABLE ENTRY ON THE RIGHT SIGNAL CONNECTION D-END | 7568 | TEM | 1 | MC | 160 | 1
1PH81381JF220CB1 | SIMOTICS M COMPACT ASYNCHRONOUS MOTOR 1500RPM, 30KW, 191NM, 80A, 289V 1750RPM, 33KW, 180NM, 77A, 332V 2000RPM, 37KW, 177NM, 76A, 380V WATER COOLING DEGREE OF PROTECTION IP65 INCREMENT. ENCODER HTL 2048 S/R (ENCODER HTL2048S/R) with TEMPERAT. SENSOR KTY84-130 DESIGN IM B5 (IMV 1,IM V3) PLAIN SHAFT WITHOUT FITTED KEY; BEARING: STANDARD WITH FIXED BEARING, VIBRATION SEVERITY GRADE: S/A, SHAFT AND FLANGE ACCURACY: R TERMINAL BOX (ABOVE) CABLE ENTRY ON THE LEFT SIGNAL CONNECTION D-END | 7568 | TEM | 1 | MC | 160 | 1
1PH81381JF220CC1 | SIMOTICS M COMPACT ASYNCHRONOUS MOTOR 1500RPM, 30KW, 191NM, 80A, 289V 1750RPM, 33KW, 180NM, 77A, 332V 2000RPM, 37KW, 177NM, 76A, 380V WATER COOLING DEGREE OF PROTECTION IP65 INCREMENT. ENCODER HTL 2048 S/R (ENCODER HTL2048S/R) with TEMPERAT. SENSOR KTY84-130 DESIGN IM B5 (IMV 1,IM V3) PLAIN SHAFT WITHOUT FITTED KEY; BEARING: STANDARD WITH FIXED BEARING, VIBRATION SEVERITY GRADE: S/A, SHAFT AND FLANGE ACCURACY: R TERMINAL BOX (ABOVE) CABLE ENTRY ON THE ND-END SIGNAL CONNECTION LEFT | 7568 | TEM | 1 | MC | 160 | 1
1PH81381JF222BA1 | SIMOTICS M COMPACT ASYNCHRONOUS MOTOR 1500RPM, 30KW, 191NM, 80A, 289V 1750RPM, 33KW, 180NM, 77A, 332V 2000RPM, 37KW, 177NM, 76A, 380V WATER COOLING DEGREE OF PROTECTION IP65 INCREMENT. ENCODER HTL 2048 S/R (ENCODER HTL2048S/R) with TEMPERAT. SENSOR KTY84-130 DESIGN IM B5 (IMV 1,IM V3) SHAFT WITH FITTED KEY HALF-KEY BALANCING BEARING: STANDARD WITH FIXED BEARING, VIBRATION SEVERITY GRADE: R/A, FLANGE ACCURACY: R TERMINAL BOX (ABOVE) CABLE ENTRY ON THE RIGHT SIGNAL CONNECTION D-END | 7373 | TEM | 1 | MC | 160 | 1
1PH81381JF222BB1 | SIMOTICS M COMPACT ASYNCHRONOUS MOTOR 1500RPM, 30KW, 191NM, 80A, 289V 1750RPM, 33KW, 180NM, 77A, 332V 2000RPM, 37KW, 177NM, 76A, 380V WATER COOLING DEGREE OF PROTECTION IP65 INCREMENT. ENCODER HTL 2048 S/R (ENCODER HTL2048S/R) with TEMPERAT. SENSOR KTY84-130 DESIGN IM B5 (IMV 1,IM V3) SHAFT WITH FITTED KEY HALF-KEY BALANCING BEARING: STANDARD WITH FIXED BEARING, VIBRATION SEVERITY GRADE: R/A, FLANGE ACCURACY: R TERMINAL BOX (ABOVE) CABLE ENTRY ON THE LEFT SIGNAL CONNECTION D-END | 7373 | TEM | 1 | MC | 160 | 1
1PH81381JF222BC1 | SIMOTICS M COMPACT ASYNCHRONOUS MOTOR 1500RPM, 30KW, 191NM, 80A, 289V 1750RPM, 33KW, 180NM, 77A, 332V 2000RPM, 37KW, 177NM, 76A, 380V WATER COOLING DEGREE OF PROTECTION IP65 INCREMENT. ENCODER HTL 2048 S/R (ENCODER HTL2048S/R) with TEMPERAT. SENSOR KTY84-130 DESIGN IM B5 (IMV 1,IM V3) SHAFT WITH FITTED KEY HALF-KEY BALANCING BEARING: STANDARD WITH FIXED BEARING, VIBRATION SEVERITY GRADE: R/A, FLANGE ACCURACY: R TERMINAL BOX (ABOVE) CABLE ENTRY ON THE ND-END SIGNAL CONNECTION LEFT | 7373 | TEM | 1 | MC | 160 | 1
1PH81381JF222CA1 | SIMOTICS M COMPACT ASYNCHRONOUS MOTOR 1500RPM, 30KW, 191NM, 80A, 289V 1750RPM, 33KW, 180NM, 77A, 332V 2000RPM, 37KW, 177NM, 76A, 380V WATER COOLING DEGREE OF PROTECTION IP65 INCREMENT. ENCODER HTL 2048 S/R (ENCODER HTL2048S/R) with TEMPERAT. SENSOR KTY84-130 DESIGN IM B5 (IMV 1,IM V3) SHAFT WITH FITTED KEY HALF-KEY BALANCING BEARING: STANDARD WITH FIXED BEARING, VIBRATION SEVERITY GRADE: S/A, SHAFT AND FLANGE ACCURACY: R TERMINAL BOX (ABOVE) CABLE ENTRY ON THE RIGHT SIGNAL CONNECTION D-END | 7568 | TEM | 1 | MC | 160 | 1
1PH81381JF222CB1 | SIMOTICS M COMPACT ASYNCHRONOUS MOTOR 1500RPM, 30KW, 191NM, 80A, 289V 1750RPM, 33KW, 180NM, 77A, 332V 2000RPM, 37KW, 177NM, 76A, 380V WATER COOLING DEGREE OF PROTECTION IP65 INCREMENT. ENCODER HTL 2048 S/R (ENCODER HTL2048S/R) with TEMPERAT. SENSOR KTY84-130 DESIGN IM B5 (IMV 1,IM V3) SHAFT WITH FITTED KEY HALF-KEY BALANCING BEARING: STANDARD WITH FIXED BEARING, VIBRATION SEVERITY GRADE: S/A, SHAFT AND FLANGE ACCURACY: R TERMINAL BOX (ABOVE) CABLE ENTRY ON THE LEFT SIGNAL CONNECTION D-END | 7568 | TEM | 1 | MC | 160 | 1
1PH81381JF222CC1 | SIMOTICS M COMPACT ASYNCHRONOUS MOTOR 1500RPM, 30KW, 191NM, 80A, 289V 1750RPM, 33KW, 180NM, 77A, 332V 2000RPM, 37KW, 177NM, 76A, 380V WATER COOLING DEGREE OF PROTECTION IP65 INCREMENT. ENCODER HTL 2048 S/R (ENCODER HTL2048S/R) with TEMPERAT. SENSOR KTY84-130 DESIGN IM B5 (IMV 1,IM V3) SHAFT WITH FITTED KEY HALF-KEY BALANCING BEARING: STANDARD WITH FIXED BEARING, VIBRATION SEVERITY GRADE: S/A, SHAFT AND FLANGE ACCURACY: R TERMINAL BOX (ABOVE) CABLE ENTRY ON THE ND-END SIGNAL CONNECTION LEFT | 7568 | TEM | 1 | MC | 160 | 1
1PH81381JF230BA1 | SIMOTICS M COMPACT ASYNCHRONOUS MOTOR 1500RPM, 30KW, 191NM, 80A, 289V 1750RPM, 33KW, 180NM, 77A, 332V 2000RPM, 37KW, 177NM, 76A, 380V WATER COOLING DEGREE OF PROTECTION IP65 INCREMENT. ENCODER HTL 2048 S/R (ENCODER HTL2048S/R) with TEMPERAT. SENSOR KTY84-130 DESIGN IM B35 (IM V15, IM V35) PLAIN SHAFT WITHOUT FITTED KEY; BEARING: STANDARD WITH FIXED BEARING, VIBRATION SEVERITY GRADE: R/A, FLANGE ACCURACY: R TERMINAL BOX (ABOVE) CABLE ENTRY ON THE RIGHT SIGNAL CONNECTION D-END | 7677 | TEM | 1 | MC | 160 | 1
1PH81381JF230BB1 | SIMOTICS M COMPACT ASYNCHRONOUS MOTOR 1500RPM, 30KW, 191NM, 80A, 289V 1750RPM, 33KW, 180NM, 77A, 332V 2000RPM, 37KW, 177NM, 76A, 380V WATER COOLING DEGREE OF PROTECTION IP65 INCREMENT. ENCODER HTL 2048 S/R (ENCODER HTL2048S/R) with TEMPERAT. SENSOR KTY84-130 DESIGN IM B35 (IM V15, IM V35) PLAIN SHAFT WITHOUT FITTED KEY; BEARING: STANDARD WITH FIXED BEARING, VIBRATION SEVERITY GRADE: R/A, FLANGE ACCURACY: R TERMINAL BOX (ABOVE) CABLE ENTRY ON THE LEFT SIGNAL CONNECTION D-END | 7677 | TEM | 1 | MC | 160 | 1
1PH81381JF230BC1 | SIMOTICS M COMPACT ASYNCHRONOUS MOTOR 1500RPM, 30KW, 191NM, 80A, 289V 1750RPM, 33KW, 180NM, 77A, 332V 2000RPM, 37KW, 177NM, 76A, 380V WATER COOLING DEGREE OF PROTECTION IP65 INCREMENT. ENCODER HTL 2048 S/R (ENCODER HTL2048S/R) with TEMPERAT. SENSOR KTY84-130 DESIGN IM B35 (IM V15, IM V35) PLAIN SHAFT WITHOUT FITTED KEY; BEARING: STANDARD WITH FIXED BEARING, VIBRATION SEVERITY GRADE: R/A, FLANGE ACCURACY: R TERMINAL BOX (ABOVE) CABLE ENTRY ON THE ND-END SIGNAL CONNECTION LEFT | 7677 | TEM | 1 | MC | 160 | 1
1PH81381JF230CA1 | SIMOTICS M COMPACT ASYNCHRONOUS MOTOR 1500RPM, 30KW, 191NM, 80A, 289V 1750RPM, 33KW, 180NM, 77A, 332V 2000RPM, 37KW, 177NM, 76A, 380V WATER COOLING DEGREE OF PROTECTION IP65 INCREMENT. ENCODER HTL 2048 S/R (ENCODER HTL2048S/R) with TEMPERAT. SENSOR KTY84-130 DESIGN IM B35 (IM V15, IM V35) PLAIN SHAFT WITHOUT FITTED KEY; BEARING: STANDARD WITH FIXED BEARING, VIBRATION SEVERITY GRADE: S/A, SHAFT AND FLANGE ACCURACY: R TERMINAL BOX (ABOVE) CABLE ENTRY ON THE RIGHT SIGNAL CONNECTION D-END | 7872 | TEM | 1 | MC | 160 | 1
1PH81381JF230CB1 | SIMOTICS M COMPACT ASYNCHRONOUS MOTOR 1500RPM, 30KW, 191NM, 80A, 289V 1750RPM, 33KW, 180NM, 77A, 332V 2000RPM, 37KW, 177NM, 76A, 380V WATER COOLING DEGREE OF PROTECTION IP65 INCREMENT. ENCODER HTL 2048 S/R (ENCODER HTL2048S/R) with TEMPERAT. SENSOR KTY84-130 DESIGN IM B35 (IM V15, IM V35) PLAIN SHAFT WITHOUT FITTED KEY; BEARING: STANDARD WITH FIXED BEARING, VIBRATION SEVERITY GRADE: S/A, SHAFT AND FLANGE ACCURACY: R TERMINAL BOX (ABOVE) CABLE ENTRY ON THE LEFT SIGNAL CONNECTION D-END | 7872 | TEM | 1 | MC | 160 | 1
1PH81381JF230CC1 | SIMOTICS M COMPACT ASYNCHRONOUS MOTOR 1500RPM, 30KW, 191NM, 80A, 289V 1750RPM, 33KW, 180NM, 77A, 332V 2000RPM, 37KW, 177NM, 76A, 380V WATER COOLING DEGREE OF PROTECTION IP65 INCREMENT. ENCODER HTL 2048 S/R (ENCODER HTL2048S/R) with TEMPERAT. SENSOR KTY84-130 DESIGN IM B35 (IM V15, IM V35) PLAIN SHAFT WITHOUT FITTED KEY; BEARING: STANDARD WITH FIXED BEARING, VIBRATION SEVERITY GRADE: S/A, SHAFT AND FLANGE ACCURACY: R TERMINAL BOX (ABOVE) CABLE ENTRY ON THE ND-END SIGNAL CONNECTION LEFT | 7872 | TEM | 1 | MC | 160 | 1
1PH81381JF232BA1 | SIMOTICS M COMPACT ASYNCHRONOUS MOTOR 1500RPM, 30KW, 191NM, 80A, 289V 1750RPM, 33KW, 180NM, 77A, 332V 2000RPM, 37KW, 177NM, 76A, 380V WATER COOLING DEGREE OF PROTECTION IP65 INCREMENT. ENCODER HTL 2048 S/R (ENCODER HTL2048S/R) with TEMPERAT. SENSOR KTY84-130 DESIGN IM B35 (IM V15, IM V35) SHAFT WITH FITTED KEY HALF-KEY BALANCING BEARING: STANDARD WITH FIXED BEARING, VIBRATION SEVERITY GRADE: R/A, FLANGE ACCURACY: R TERMINAL BOX (ABOVE) CABLE ENTRY ON THE RIGHT SIGNAL CONNECTION D-END | 7677 | TEM | 1 | MC | 160 | 1
1PH81381JF232BB1 | SIMOTICS M COMPACT ASYNCHRONOUS MOTOR 1500RPM, 30KW, 191NM, 80A, 289V 1750RPM, 33KW, 180NM, 77A, 332V 2000RPM, 37KW, 177NM, 76A, 380V WATER COOLING DEGREE OF PROTECTION IP65 INCREMENT. ENCODER HTL 2048 S/R (ENCODER HTL2048S/R) with TEMPERAT. SENSOR KTY84-130 DESIGN IM B35 (IM V15, IM V35) SHAFT WITH FITTED KEY HALF-KEY BALANCING BEARING: STANDARD WITH FIXED BEARING, VIBRATION SEVERITY GRADE: R/A, FLANGE ACCURACY: R TERMINAL BOX (ABOVE) CABLE ENTRY ON THE LEFT SIGNAL CONNECTION D-END | 7677 | TEM | 1 | MC | 160 | 1
1PH81381JF232BC1 | SIMOTICS M COMPACT ASYNCHRONOUS MOTOR 1500RPM, 30KW, 191NM, 80A, 289V 1750RPM, 33KW, 180NM, 77A, 332V 2000RPM, 37KW, 177NM, 76A, 380V WATER COOLING DEGREE OF PROTECTION IP65 INCREMENT. ENCODER HTL 2048 S/R (ENCODER HTL2048S/R) with TEMPERAT. SENSOR KTY84-130 DESIGN IM B35 (IM V15, IM V35) SHAFT WITH FITTED KEY HALF-KEY BALANCING BEARING: STANDARD WITH FIXED BEARING, VIBRATION SEVERITY GRADE: R/A, FLANGE ACCURACY: R TERMINAL BOX (ABOVE) CABLE ENTRY ON THE ND-END SIGNAL CONNECTION LEFT | 7677 | TEM | 1 | MC | 160 | 1
1PH81381JF232CA1 | SIMOTICS M COMPACT ASYNCHRONOUS MOTOR 1500RPM, 30KW, 191NM, 80A, 289V 1750RPM, 33KW, 180NM, 77A, 332V 2000RPM, 37KW, 177NM, 76A, 380V WATER COOLING DEGREE OF PROTECTION IP65 INCREMENT. ENCODER HTL 2048 S/R (ENCODER HTL2048S/R) with TEMPERAT. SENSOR KTY84-130 DESIGN IM B35 (IM V15, IM V35) SHAFT WITH FITTED KEY HALF-KEY BALANCING BEARING: STANDARD WITH FIXED BEARING, VIBRATION SEVERITY GRADE: S/A, SHAFT AND FLANGE ACCURACY: R TERMINAL BOX (ABOVE) CABLE ENTRY ON THE RIGHT SIGNAL CONNECTION D-END | 7872 | TEM | 1 | MC | 160 | 1
1PH81381JF232CB1 | SIMOTICS M COMPACT ASYNCHRONOUS MOTOR 1500RPM, 30KW, 191NM, 80A, 289V 1750RPM, 33KW, 180NM, 77A, 332V 2000RPM, 37KW, 177NM, 76A, 380V WATER COOLING DEGREE OF PROTECTION IP65 INCREMENT. ENCODER HTL 2048 S/R (ENCODER HTL2048S/R) with TEMPERAT. SENSOR KTY84-130 DESIGN IM B35 (IM V15, IM V35) SHAFT WITH FITTED KEY HALF-KEY BALANCING BEARING: STANDARD WITH FIXED BEARING, VIBRATION SEVERITY GRADE: S/A, SHAFT AND FLANGE ACCURACY: R TERMINAL BOX (ABOVE) CABLE ENTRY ON THE LEFT SIGNAL CONNECTION D-END | 7872 | TEM | 1 | MC | 160 | 1
1PH81381JF232CC1 | SIMOTICS M COMPACT ASYNCHRONOUS MOTOR 1500RPM, 30KW, 191NM, 80A, 289V 1750RPM, 33KW, 180NM, 77A, 332V 2000RPM, 37KW, 177NM, 76A, 380V WATER COOLING DEGREE OF PROTECTION IP65 INCREMENT. ENCODER HTL 2048 S/R (ENCODER HTL2048S/R) with TEMPERAT. SENSOR KTY84-130 DESIGN IM B35 (IM V15, IM V35) SHAFT WITH FITTED KEY HALF-KEY BALANCING BEARING: STANDARD WITH FIXED BEARING, VIBRATION SEVERITY GRADE: S/A, SHAFT AND FLANGE ACCURACY: R TERMINAL BOX (ABOVE) CABLE ENTRY ON THE ND-END SIGNAL CONNECTION LEFT | 7872 | TEM | 1 | MC | 160 | 1
1PH81381MF221BA1 | SIMOTICS M COMPACT ASYNCHRONOUS MOTOR 1500RPM, 30KW, 191NM, 80A, 289V 1750RPM, 33KW, 180NM, 77A, 332V 2000RPM, 37KW, 177NM, 76A, 380V WATER COOLING DEGREE OF PROTECTION IP65 INCREMENTAL ENCODER SIN/COS 1VPP 2048 S/R WITH ND-END AT TERMINAL BOX (ENCODER IC2048S/R) with TEMPERAT. SENSOR KTY84-130 DESIGN IM B5 (IMV 1,IM V3) SHAFT WITH FITTED KEY FULL-KEY BALANCING BEARING: STANDARD WITH FIXED BEARING, VIBRATION SEVERITY GRADE: R/A, FLANGE ACCURACY: R TERMINAL BOX (ABOVE) CABLE ENTRY ON THE RIGHT SIGNAL CONNECTION D-END | 7286 | TEM | 1 | MC | 160 | 1
1PH81381MF221CA1 | SIMOTICS M COMPACT ASYNCHRONOUS MOTOR 1500RPM, 30KW, 191NM, 80A, 289V 1750RPM, 33KW, 180NM, 77A, 332V 2000RPM, 37KW, 177NM, 76A, 380V WATER COOLING DEGREE OF PROTECTION IP65 INCREMENTAL ENCODER SIN/COS 1VPP 2048 S/R WITH ND-END AT TERMINAL BOX (ENCODER IC2048S/R) with TEMPERAT. SENSOR KTY84-130 DESIGN IM B5 (IMV 1,IM V3) SHAFT WITH FITTED KEY FULL-KEY BALANCING BEARING: STANDARD WITH FIXED BEARING, VIBRATION SEVERITY GRADE: S/A, SHAFT AND FLANGE ACCURACY: R TERMINAL BOX (ABOVE) CABLE ENTRY ON THE RIGHT SIGNAL CONNECTION D-END | 7481 | TEM | 1 | MC | 160 | 1
1PH81381MF222DA1 | SIMOTICS M COMPACT ASYNCHRONOUS MOTOR 1500RPM, 30KW, 191NM, 80A, 289V 1750RPM, 33KW, 180NM, 77A, 332V 2000RPM, 37KW, 177NM, 76A, 380V WATER COOLING DEGREE OF PROTECTION IP65 INCREMENTAL ENCODER SIN/COS 1VPP 2048 S/R WITH ND-END AT TERMINAL BOX (ENCODER IC2048S/R) with TEMPERAT. SENSOR KTY84-130 DESIGN IM B5 (IMV 1,IM V3) SHAFT WITH FITTED KEY HALF-KEY BALANCING BEARING: STANDARD WITH FIXED BEARING, VIBRATION SEVERITY GRADE: SR/A, SHAFT AND FLANGE ACCURACY: R TERMINAL BOX (ABOVE) CABLE ENTRY ON THE RIGHT SIGNAL CONNECTION D-END | 7552 | TEM | 1 | MC | 160 | 1
1PH81381MF230BA1 | SIMOTICS M COMPACT ASYNCHRONOUS MOTOR 1500RPM, 30KW, 191NM, 80A, 289V 1750RPM, 33KW, 180NM, 77A, 332V 2000RPM, 37KW, 177NM, 76A, 380V WATER COOLING DEGREE OF PROTECTION IP65 INCREMENTAL ENCODER SIN/COS 1VPP 2048 S/R WITH ND-END AT TERMINAL BOX (ENCODER IC2048S/R) with TEMPERAT. SENSOR KTY84-130 DESIGN IM B35 (IM V15, IM V35) PLAIN SHAFT WITHOUT FITTED KEY; BEARING: STANDARD WITH FIXED BEARING, VIBRATION SEVERITY GRADE: R/A, FLANGE ACCURACY: R TERMINAL BOX (ABOVE) CABLE ENTRY ON THE RIGHT SIGNAL CONNECTION D-END | 7590 | TEM | 1 | MC | 160 | 1
1PH81381MF230DA1 | SIMOTICS M COMPACT ASYNCHRONOUS MOTOR 1500RPM, 30KW, 191NM, 80A, 289V 1750RPM, 33KW, 180NM, 77A, 332V 2000RPM, 37KW, 177NM, 76A, 380V WATER COOLING DEGREE OF PROTECTION IP65 INCREMENTAL ENCODER SIN/COS 1VPP 2048 S/R WITH ND-END AT TERMINAL BOX (ENCODER IC2048S/R) with TEMPERAT. SENSOR KTY84-130 DESIGN IM B35 (IM V15, IM V35) PLAIN SHAFT WITHOUT FITTED KEY; BEARING: STANDARD WITH FIXED BEARING, VIBRATION SEVERITY GRADE: SR/A, SHAFT AND FLANGE ACCURACY: R TERMINAL BOX (ABOVE) CABLE ENTRY ON THE RIGHT SIGNAL CONNECTION D-END | 7855 | TEM | 1 | MC | 160 | 1
1PH81381MF231CA1 | SIMOTICS M COMPACT ASYNCHRONOUS MOTOR 1500RPM, 30KW, 191NM, 80A, 289V 1750RPM, 33KW, 180NM, 77A, 332V 2000RPM, 37KW, 177NM, 76A, 380V WATER COOLING DEGREE OF PROTECTION IP65 INCREMENTAL ENCODER SIN/COS 1VPP 2048 S/R WITH ND-END AT TERMINAL BOX (ENCODER IC2048S/R) with TEMPERAT. SENSOR KTY84-130 DESIGN IM B35 (IM V15, IM V35) SHAFT WITH FITTED KEY FULL-KEY BALANCING BEARING: STANDARD WITH FIXED BEARING, VIBRATION SEVERITY GRADE: S/A, SHAFT AND FLANGE ACCURACY: R TERMINAL BOX (ABOVE) CABLE ENTRY ON THE RIGHT SIGNAL CONNECTION D-END | 7785 | TEM | 1 | MC | 160 | 1
1PH81381MF231DA1 | SIMOTICS M COMPACT ASYNCHRONOUS MOTOR 1500RPM, 30KW, 191NM, 80A, 289V 1750RPM, 33KW, 180NM, 77A, 332V 2000RPM, 37KW, 177NM, 76A, 380V WATER COOLING DEGREE OF PROTECTION IP65 INCREMENTAL ENCODER SIN/COS 1VPP 2048 S/R WITH ND-END AT TERMINAL BOX (ENCODER IC2048S/R) with TEMPERAT. SENSOR KTY84-130 DESIGN IM B35 (IM V15, IM V35) SHAFT WITH FITTED KEY FULL-KEY BALANCING BEARING: STANDARD WITH FIXED BEARING, VIBRATION SEVERITY GRADE: SR/A, SHAFT AND FLANGE ACCURACY: R TERMINAL BOX (ABOVE) CABLE ENTRY ON THE RIGHT SIGNAL CONNECTION D-END | 7855 | TEM | 1 | MC | 160 | 1
1PH81381MF231LA1 | SIMOTICS M COMPACT ASYNCHRONOUS MOTOR 1500RPM, 30KW, 191NM, 80A, 289V 1750RPM, 33KW, 180NM, 77A, 332V 2000RPM, 37KW, 177NM, 76A, 380V WATER COOLING DEGREE OF PROTECTION IP65 INCREMENTAL ENCODER SIN/COS 1VPP 2048 S/R WITH ND-END AT TERMINAL BOX (ENCODER IC2048S/R) with TEMPERAT. SENSOR KTY84-130 DESIGN IM B35 (IM V15, IM V35) SHAFT WITH FITTED KEY FULL-KEY BALANCING BEARING: PERFORMANCE, VIBRATION SEVERITY GRADE: SPECIAL/B, SHAFT AND FLANGE ACCURACY: SPECIAL TERMINAL BOX (ABOVE) CABLE ENTRY ON THE RIGHT SIGNAL CONNECTION D-END | 8137 | TEM | 1 | MC | 160 | 1
1PH81381SF223LA1 | SIMOTICS M COMPACT ASYNCHRONOUS MOTOR 1500RPM, 30KW, 191NM, 80A, 289V 1750RPM, 33KW, 180NM, 77A, 332V 2000RPM, 37KW, 177NM, 76A, 380V WATER COOLING DEGREE OF PROTECTION IP65 INCREMENTAL ENCODER 19 BIT WITHOUT COMMUTATION POSITION (ENCODER IN19DQ) WITH DRIVE-CLIQ INTERFACE DESIGN IM B5 (IMV 1,IM V3) PLAIN HOLLOW-SHAFT BEARING: PERFORMANCE, VIBRATION SEVERITY GRADE: SPECIAL/B, SHAFT AND FLANGE ACCURACY: SPECIAL TERMINAL BOX (ABOVE) CABLE ENTRY ON THE RIGHT SIGNAL CONNECTION D-END | 11464 | TEM | 1 | MC | 162.5 | 1
1PH81381SF223LC1 | SIMOTICS M COMPACT ASYNCHRONOUS MOTOR 1500RPM, 30KW, 191NM, 80A, 289V 1750RPM, 33KW, 180NM, 77A, 332V 2000RPM, 37KW, 177NM, 76A, 380V WATER COOLING DEGREE OF PROTECTION IP65 INCREMENTAL ENCODER 19 BIT WITHOUT COMMUTATION POSITION (ENCODER IN19DQ) WITH DRIVE-CLIQ INTERFACE DESIGN IM B5 (IMV 1,IM V3) PLAIN HOLLOW-SHAFT BEARING: PERFORMANCE, VIBRATION SEVERITY GRADE: SPECIAL/B, SHAFT AND FLANGE ACCURACY: SPECIAL TERMINAL BOX (ABOVE) CABLE ENTRY ON THE ND-END SIGNAL CONNECTION LEFT | 11464 | TEM | 1 | MC | 162.5 | 1
1PH81381SF233LC1 | SIMOTICS M COMPACT ASYNCHRONOUS MOTOR 1500RPM, 30KW, 191NM, 80A, 289V 1750RPM, 33KW, 180NM, 77A, 332V 2000RPM, 37KW, 177NM, 76A, 380V WATER COOLING DEGREE OF PROTECTION IP65 INCREMENTAL ENCODER 19 BIT WITHOUT COMMUTATION POSITION (ENCODER IN19DQ) WITH DRIVE-CLIQ INTERFACE DESIGN IM B35 (IM V15, IM V35) PLAIN HOLLOW-SHAFT BEARING: PERFORMANCE, VIBRATION SEVERITY GRADE: SPECIAL/B, SHAFT AND FLANGE ACCURACY: SPECIAL TERMINAL BOX (ABOVE) CABLE ENTRY ON THE ND-END SIGNAL CONNECTION LEFT | 11768 | TEM | 1 | MC | 162.5 | 1
1PH81381SF233LG1 | SIMOTICS M COMPACT ASYNCHRONOUS MOTOR 1500RPM, 30KW, 191NM, 80A, 289V 1750RPM, 33KW, 180NM, 77A, 332V 2000RPM, 37KW, 177NM, 76A, 380V WATER COOLING DEGREE OF PROTECTION IP65 INCREMENTAL ENCODER 19 BIT WITHOUT COMMUTATION POSITION (ENCODER IN19DQ) WITH DRIVE-CLIQ INTERFACE DESIGN IM B35 (IM V15, IM V35) PLAIN HOLLOW-SHAFT BEARING: PERFORMANCE, VIBRATION SEVERITY GRADE: SPECIAL/B, SHAFT AND FLANGE ACCURACY: SPECIAL POWER CONNECTOR (ABOVE) CABLE ENTRY ON THE ND-END SIGNAL CONNECTION LEFT | 11768 | TEM | 1 | MC | 162.5 | 1
1PH81381UF220MA1 | SIMOTICS M COMPACT ASYNCHRONOUS MOTOR 1500RPM, 30KW, 191NM, 80A, 289V 1750RPM, 33KW, 180NM, 77A, 332V 2000RPM, 37KW, 177NM, 76A, 380V WATER COOLING DEGREE OF PROTECTION IP65 INCREMENTAL ENCODER 20 BIT WITHOUT COMMUTATION POSITION (ENCODER IN20DQ) WITH DRIVE-CLIQ INTERFACE DESIGN IM B5 (IMV 1,IM V3) PLAIN SHAFT WITHOUT FITTED KEY; BEARING: HIGH PERFORMANCE VIBRATION SEVERITY GRADE SPECIAL/B SHAFT AND FLANGE ACCURACY GR. R TERMINAL BOX (ABOVE) CABLE ENTRY ON THE RIGHT SIGNAL CONNECTION D-END | 9177 | TEM | 1 | MC | 160 | 1
1PH81382DF200CC1 | SIMOTICS M COMPACT SYNCHRONOUS MOTOR 1500RPM,44,9KW,286NM,118A, 316V 1750RPM,52,4KW,286NM,118A, 366V 2000RPM,59,7KW,285NM,118A, 416V WATER COOLING DEGREE OF PROTECTION IP65 INCREMENTAL ENCODER 22 BIT WITH COMMUTATING POSITION (ENCODER IC22DQ) WITH DRIVE-CLIQ INTERFACE DESIGN IM B3 (IM V5, IM V6) PLAIN SHAFT WITHOUT FITTED KEY; BEARING: STANDARD WITH FIXED BEARING, VIBRATION SEVERITY GRADE: S/A, SHAFT AND FLANGE ACCURACY: R TERMINAL BOX (ABOVE) CABLE ENTRY ON THE ND-END SIGNAL CONNECTION LEFT | 13357 | TEM | 1 | MC | 156 | 1
1PH81382DF220BA1 | SIMOTICS M COMPACT SYNCHRONOUS MOTOR 1500RPM,44,9KW,286NM,118A, 316V 1750RPM,52,4KW,286NM,118A, 366V 2000RPM,59,7KW,285NM,118A, 416V WATER COOLING DEGREE OF PROTECTION IP65 INCREMENTAL ENCODER 22 BIT WITH COMMUTATING POSITION (ENCODER IC22DQ) WITH DRIVE-CLIQ INTERFACE DESIGN IM B5 (IMV 1,IM V3) PLAIN SHAFT WITHOUT FITTED KEY; BEARING: STANDARD WITH FIXED BEARING, VIBRATION SEVERITY GRADE: R/A, FLANGE ACCURACY: R TERMINAL BOX (ABOVE) CABLE ENTRY ON THE RIGHT SIGNAL CONNECTION D-END | 13401 | TEM | 1 | MC | 156 | 1
1PH81382DF220BB1 | SIMOTICS M COMPACT SYNCHRONOUS MOTOR 1500RPM,44,9KW,286NM,118A, 316V 1750RPM,52,4KW,286NM,118A, 366V 2000RPM,59,7KW,285NM,118A, 416V WATER COOLING DEGREE OF PROTECTION IP65 INCREMENTAL ENCODER 22 BIT WITH COMMUTATING POSITION (ENCODER IC22DQ) WITH DRIVE-CLIQ INTERFACE DESIGN IM B5 (IMV 1,IM V3) PLAIN SHAFT WITHOUT FITTED KEY; BEARING: STANDARD WITH FIXED BEARING, VIBRATION SEVERITY GRADE: R/A, FLANGE ACCURACY: R TERMINAL BOX (ABOVE) CABLE ENTRY ON THE LEFT SIGNAL CONNECTION D-END | 13401 | TEM | 1 | MC | 156 | 1
1PH81382DF222QA1 | SIMOTICS M COMPACT SYNCHRONOUS MOTOR 1500RPM,44,9KW,286NM,118A, 316V 1750RPM,52,4KW,286NM,118A, 366V 2000RPM,59,7KW,285NM,118A, 416V WATER COOLING DEGREE OF PROTECTION IP65 INCREMENTAL ENCODER 22 BIT WITH COMMUTATING POSITION (ENCODER IC22DQ) WITH DRIVE-CLIQ INTERFACE DESIGN IM B5 (IMV 1,IM V3) SHAFT WITH FITTED KEY HALF-KEY BALANCING BEARING: ADVANCED LIFETIME VIBRATION SEVERITY S/A SHAFT A. FLANGE ACCURACY GR. R TERMINAL BOX (ABOVE) CABLE ENTRY ON THE RIGHT SIGNAL CONNECTION D-END | 13831 | TEM | 1 | MC | 156 | 1
1PH81382DF230BA1 | SIMOTICS M COMPACT SYNCHRONOUS MOTOR 1500RPM,44,9KW,286NM,118A, 316V 1750RPM,52,4KW,286NM,118A, 366V 2000RPM,59,7KW,285NM,118A, 416V WATER COOLING DEGREE OF PROTECTION IP65 INCREMENTAL ENCODER 22 BIT WITH COMMUTATING POSITION (ENCODER IC22DQ) WITH DRIVE-CLIQ INTERFACE DESIGN IM B35 (IM V15, IM V35) PLAIN SHAFT WITHOUT FITTED KEY; BEARING: STANDARD WITH FIXED BEARING, VIBRATION SEVERITY GRADE: R/A, FLANGE ACCURACY: R TERMINAL BOX (ABOVE) CABLE ENTRY ON THE RIGHT SIGNAL CONNECTION D-END | 13704 | TEM | 1 | MC | 156 | 1
1PH81382DF232CA1 | SIMOTICS M COMPACT SYNCHRONOUS MOTOR 1500RPM,44,9KW,286NM,118A, 316V 1750RPM,52,4KW,286NM,118A, 366V 2000RPM,59,7KW,285NM,118A, 416V WATER COOLING DEGREE OF PROTECTION IP65 INCREMENTAL ENCODER 22 BIT WITH COMMUTATING POSITION (ENCODER IC22DQ) WITH DRIVE-CLIQ INTERFACE DESIGN IM B35 (IM V15, IM V35) SHAFT WITH FITTED KEY HALF-KEY BALANCING BEARING: STANDARD WITH FIXED BEARING, VIBRATION SEVERITY GRADE: S/A, SHAFT AND FLANGE ACCURACY: R TERMINAL BOX (ABOVE) CABLE ENTRY ON THE RIGHT SIGNAL CONNECTION D-END | 13899 | TEM | 1 | MC | 156 | 1
1PH81382DG200BA1 | SIMOTICS M COMPACT SYNCHRONOUS MOTOR 2000RPM,59,3KW,283NM,131A, 374V 2300RPM,67,7KW,281NM,130A, 415V 2650RPM,76,3KW,275NM, 30A, 449V WATER COOLING DEGREE OF PROTECTION IP65 INCREMENTAL ENCODER 22 BIT WITH COMMUTATING POSITION (ENCODER IC22DQ) WITH DRIVE-CLIQ INTERFACE DESIGN IM B3 (IM V5, IM V6) PLAIN SHAFT WITHOUT FITTED KEY; BEARING: STANDARD WITH FIXED BEARING, VIBRATION SEVERITY GRADE: R/A, FLANGE ACCURACY: R TERMINAL BOX (ABOVE) CABLE ENTRY ON THE RIGHT SIGNAL CONNECTION D-END | 13162 | TEM | 1 | MC | 156 | 1
1PH81382DG220QC1 | SIMOTICS M COMPACT SYNCHRONOUS MOTOR 2000RPM,59,3KW,283NM,131A, 374V 2300RPM,67,7KW,281NM,130A, 415V 2650RPM,76,3KW,275NM, 30A, 449V WATER COOLING DEGREE OF PROTECTION IP65 INCREMENTAL ENCODER 22 BIT WITH COMMUTATING POSITION (ENCODER IC22DQ) WITH DRIVE-CLIQ INTERFACE DESIGN IM B5 (IMV 1,IM V3) PLAIN SHAFT WITHOUT FITTED KEY; BEARING: ADVANCED LIFETIME VIBRATION SEVERITY S/A SHAFT A. FLANGE ACCURACY GR. R TERMINAL BOX (ABOVE) CABLE ENTRY ON THE ND-END SIGNAL CONNECTION LEFT | 13831 | TEM | 1 | MC | 156 | 1
1PH81382DG222BA1 | SIMOTICS M COMPACT SYNCHRONOUS MOTOR 2000RPM,59,3KW,283NM,131A, 374V 2300RPM,67,7KW,281NM,130A, 415V 2650RPM,76,3KW,275NM, 30A, 449V WATER COOLING DEGREE OF PROTECTION IP65 INCREMENTAL ENCODER 22 BIT WITH COMMUTATING POSITION (ENCODER IC22DQ) WITH DRIVE-CLIQ INTERFACE DESIGN IM B5 (IMV 1,IM V3) SHAFT WITH FITTED KEY HALF-KEY BALANCING BEARING: STANDARD WITH FIXED BEARING, VIBRATION SEVERITY GRADE: R/A, FLANGE ACCURACY: R TERMINAL BOX (ABOVE) CABLE ENTRY ON THE RIGHT SIGNAL CONNECTION D-END | 13401 | TEM | 1 | MC | 156 | 1
1PH81382DG222BC1 | SIMOTICS M COMPACT SYNCHRONOUS MOTOR 2000RPM,59,3KW,283NM,131A, 374V 2300RPM,67,7KW,281NM,130A, 415V 2650RPM,76,3KW,275NM, 30A, 449V WATER COOLING DEGREE OF PROTECTION IP65 INCREMENTAL ENCODER 22 BIT WITH COMMUTATING POSITION (ENCODER IC22DQ) WITH DRIVE-CLIQ INTERFACE DESIGN IM B5 (IMV 1,IM V3) SHAFT WITH FITTED KEY HALF-KEY BALANCING BEARING: STANDARD WITH FIXED BEARING, VIBRATION SEVERITY GRADE: R/A, FLANGE ACCURACY: R TERMINAL BOX (ABOVE) CABLE ENTRY ON THE ND-END SIGNAL CONNECTION LEFT | 13401 | TEM | 1 | MC | 156 | 1
1PH81382DG222QB1 | SIMOTICS M COMPACT SYNCHRONOUS MOTOR 2000RPM,59,3KW,283NM,131A, 374V 2300RPM,67,7KW,281NM,130A, 415V 2650RPM,76,3KW,275NM, 30A, 449V WATER COOLING DEGREE OF PROTECTION IP65 INCREMENTAL ENCODER 22 BIT WITH COMMUTATING POSITION (ENCODER IC22DQ) WITH DRIVE-CLIQ INTERFACE DESIGN IM B5 (IMV 1,IM V3) SHAFT WITH FITTED KEY HALF-KEY BALANCING BEARING: ADVANCED LIFETIME VIBRATION SEVERITY S/A SHAFT A. FLANGE ACCURACY GR. R TERMINAL BOX (ABOVE) CABLE ENTRY ON THE LEFT SIGNAL CONNECTION D-END | 13831 | TEM | 1 | MC | 156 | 1
1PH81382DG230BC1 | SIMOTICS M COMPACT SYNCHRONOUS MOTOR 2000RPM,59,3KW,283NM,131A, 374V 2300RPM,67,7KW,281NM,130A, 415V 2650RPM,76,3KW,275NM, 30A, 449V WATER COOLING DEGREE OF PROTECTION IP65 INCREMENTAL ENCODER 22 BIT WITH COMMUTATING POSITION (ENCODER IC22DQ) WITH DRIVE-CLIQ INTERFACE DESIGN IM B35 (IM V15, IM V35) PLAIN SHAFT WITHOUT FITTED KEY; BEARING: STANDARD WITH FIXED BEARING, VIBRATION SEVERITY GRADE: R/A, FLANGE ACCURACY: R TERMINAL BOX (ABOVE) CABLE ENTRY ON THE ND-END SIGNAL CONNECTION LEFT | 13704 | TEM | 1 | MC | 156 | 1
1PH81382DG231CC1 | SIMOTICS M COMPACT SYNCHRONOUS MOTOR 2000RPM,59,3KW,283NM,131A, 374V 2300RPM,67,7KW,281NM,130A, 415V 2650RPM,76,3KW,275NM, 30A, 449V WATER COOLING DEGREE OF PROTECTION IP65 INCREMENTAL ENCODER 22 BIT WITH COMMUTATING POSITION (ENCODER IC22DQ) WITH DRIVE-CLIQ INTERFACE DESIGN IM B35 (IM V15, IM V35) SHAFT WITH FITTED KEY FULL-KEY BALANCING BEARING: STANDARD WITH FIXED BEARING, VIBRATION SEVERITY GRADE: S/A, SHAFT AND FLANGE ACCURACY: R TERMINAL BOX (ABOVE) CABLE ENTRY ON THE ND-END SIGNAL CONNECTION LEFT | 13899 | TEM | 1 | MC | 156 | 1
1PH81382DG232BA1 | SIMOTICS M COMPACT SYNCHRONOUS MOTOR 2000RPM,59,3KW,283NM,131A, 374V 2300RPM,67,7KW,281NM,130A, 415V 2650RPM,76,3KW,275NM, 30A, 449V WATER COOLING DEGREE OF PROTECTION IP65 INCREMENTAL ENCODER 22 BIT WITH COMMUTATING POSITION (ENCODER IC22DQ) WITH DRIVE-CLIQ INTERFACE DESIGN IM B35 (IM V15, IM V35) SHAFT WITH FITTED KEY HALF-KEY BALANCING BEARING: STANDARD WITH FIXED BEARING, VIBRATION SEVERITY GRADE: R/A, FLANGE ACCURACY: R TERMINAL BOX (ABOVE) CABLE ENTRY ON THE RIGHT SIGNAL CONNECTION D-END | 13704 | TEM | 1 | MC | 156 | 1
1PH81382DG232BC1 | SIMOTICS M COMPACT SYNCHRONOUS MOTOR 2000RPM,59,3KW,283NM,131A, 374V 2300RPM,67,7KW,281NM,130A, 415V 2650RPM,76,3KW,275NM, 30A, 449V WATER COOLING DEGREE OF PROTECTION IP65 INCREMENTAL ENCODER 22 BIT WITH COMMUTATING POSITION (ENCODER IC22DQ) WITH DRIVE-CLIQ INTERFACE DESIGN IM B35 (IM V15, IM V35) SHAFT WITH FITTED KEY HALF-KEY BALANCING BEARING: STANDARD WITH FIXED BEARING, VIBRATION SEVERITY GRADE: R/A, FLANGE ACCURACY: R TERMINAL BOX (ABOVE) CABLE ENTRY ON THE ND-END SIGNAL CONNECTION LEFT | 13704 | TEM | 1 | MC | 156 | 1
1PH81382DG232CA1 | SIMOTICS M COMPACT SYNCHRONOUS MOTOR 2000RPM,59,3KW,283NM,131A, 374V 2300RPM,67,7KW,281NM,130A, 415V 2650RPM,76,3KW,275NM, 30A, 449V WATER COOLING DEGREE OF PROTECTION IP65 INCREMENTAL ENCODER 22 BIT WITH COMMUTATING POSITION (ENCODER IC22DQ) WITH DRIVE-CLIQ INTERFACE DESIGN IM B35 (IM V15, IM V35) SHAFT WITH FITTED KEY HALF-KEY BALANCING BEARING: STANDARD WITH FIXED BEARING, VIBRATION SEVERITY GRADE: S/A, SHAFT AND FLANGE ACCURACY: R TERMINAL BOX (ABOVE) CABLE ENTRY ON THE RIGHT SIGNAL CONNECTION D-END | 13899 | TEM | 1 | MC | 156 | 1
1PH81382EF220BC1 | SIMOTICS M COMPACT SYNCHRONOUS MOTOR 1500RPM,44,9KW,286NM,118A, 316V 1750RPM,52,4KW,286NM,118A, 366V 2000RPM,59,7KW,285NM,118A, 416V WATER COOLING DEGREE OF PROTECTION IP65 ABSOLUTE ENCODER ENDAT 2048 S/R (ENCODER AM2048S/R) with TEMPERAT. SENSOR KTY84-130 DESIGN IM B5 (IMV 1,IM V3) PLAIN SHAFT WITHOUT FITTED KEY; BEARING: STANDARD WITH FIXED BEARING, VIBRATION SEVERITY GRADE: R/A, FLANGE ACCURACY: R TERMINAL BOX (ABOVE) CABLE ENTRY ON THE ND-END SIGNAL CONNECTION LEFT | 13617 | TEM | 1 | MC | 156 | 1
1PH81382EG231BA1 | SIMOTICS M COMPACT SYNCHRONOUS MOTOR 2000RPM,59,3KW,283NM,131A, 374V 2300RPM,67,7KW,281NM,130A, 415V 2650RPM,76,3KW,275NM, 30A, 449V WATER COOLING DEGREE OF PROTECTION IP65 ABSOLUTE ENCODER ENDAT 2048 S/R (ENCODER AM2048S/R) with TEMPERAT. SENSOR KTY84-130 DESIGN IM B35 (IM V15, IM V35) SHAFT WITH FITTED KEY FULL-KEY BALANCING BEARING: STANDARD WITH FIXED BEARING, VIBRATION SEVERITY GRADE: R/A, FLANGE ACCURACY: R TERMINAL BOX (ABOVE) CABLE ENTRY ON THE RIGHT SIGNAL CONNECTION D-END | 13921 | TEM | 1 | MC | 156 | 1
1PH81382EG231BB1 | SIMOTICS M COMPACT SYNCHRONOUS MOTOR 2000RPM,59,3KW,283NM,131A, 374V 2300RPM,67,7KW,281NM,130A, 415V 2650RPM,76,3KW,275NM, 30A, 449V WATER COOLING DEGREE OF PROTECTION IP65 ABSOLUTE ENCODER ENDAT 2048 S/R (ENCODER AM2048S/R) with TEMPERAT. SENSOR KTY84-130 DESIGN IM B35 (IM V15, IM V35) SHAFT WITH FITTED KEY FULL-KEY BALANCING BEARING: STANDARD WITH FIXED BEARING, VIBRATION SEVERITY GRADE: R/A, FLANGE ACCURACY: R TERMINAL BOX (ABOVE) CABLE ENTRY ON THE LEFT SIGNAL CONNECTION D-END | 13921 | TEM | 1 | MC | 156 | 1
1PH81382FF200CA1 | SIMOTICS M COMPACT SYNCHRONOUS MOTOR 1500RPM,44,9KW,286NM,118A, 316V 1750RPM,52,4KW,286NM,118A, 366V 2000RPM,59,7KW,285NM,118A, 416V WATER COOLING DEGREE OF PROTECTION IP65 ABSOLUTE ENCODER 22 BIT SINGLETURN AND 12 BIT MULTITURN (ENCODER AM22DQ) WITH DRIVE-CLIQ INTERFACE DESIGN IM B3 (IM V5, IM V6) PLAIN SHAFT WITHOUT FITTED KEY; BEARING: STANDARD WITH FIXED BEARING, VIBRATION SEVERITY GRADE: S/A, SHAFT AND FLANGE ACCURACY: R TERMINAL BOX (ABOVE) CABLE ENTRY ON THE RIGHT SIGNAL CONNECTION D-END | 14268 | TEM | 1 | MC | 156 | 1
1PH81382FF201BA1 | SIMOTICS M COMPACT SYNCHRONOUS MOTOR 1500RPM,44,9KW,286NM,118A, 316V 1750RPM,52,4KW,286NM,118A, 366V 2000RPM,59,7KW,285NM,118A, 416V WATER COOLING DEGREE OF PROTECTION IP65 ABSOLUTE ENCODER 22 BIT SINGLETURN AND 12 BIT MULTITURN (ENCODER AM22DQ) WITH DRIVE-CLIQ INTERFACE DESIGN IM B3 (IM V5, IM V6) SHAFT WITH FITTED KEY FULL-KEY BALANCING BEARING: STANDARD WITH FIXED BEARING, VIBRATION SEVERITY GRADE: R/A, FLANGE ACCURACY: R TERMINAL BOX (ABOVE) CABLE ENTRY ON THE RIGHT SIGNAL CONNECTION D-END | 14073 | TEM | 1 | MC | 156 | 1
1PH81382FF220BA1 | SIMOTICS M COMPACT SYNCHRONOUS MOTOR 1500RPM,44,9KW,286NM,118A, 316V 1750RPM,52,4KW,286NM,118A, 366V 2000RPM,59,7KW,285NM,118A, 416V WATER COOLING DEGREE OF PROTECTION IP65 ABSOLUTE ENCODER 22 BIT SINGLETURN AND 12 BIT MULTITURN (ENCODER AM22DQ) WITH DRIVE-CLIQ INTERFACE DESIGN IM B5 (IMV 1,IM V3) PLAIN SHAFT WITHOUT FITTED KEY; BEARING: STANDARD WITH FIXED BEARING, VIBRATION SEVERITY GRADE: R/A, FLANGE ACCURACY: R TERMINAL BOX (ABOVE) CABLE ENTRY ON THE RIGHT SIGNAL CONNECTION D-END | 14311 | TEM | 1 | MC | 156 | 1
1PH81382FF220CA1 | SIMOTICS M COMPACT SYNCHRONOUS MOTOR 1500RPM,44,9KW,286NM,118A, 316V 1750RPM,52,4KW,286NM,118A, 366V 2000RPM,59,7KW,285NM,118A, 416V WATER COOLING DEGREE OF PROTECTION IP65 ABSOLUTE ENCODER 22 BIT SINGLETURN AND 12 BIT MULTITURN (ENCODER AM22DQ) WITH DRIVE-CLIQ INTERFACE DESIGN IM B5 (IMV 1,IM V3) PLAIN SHAFT WITHOUT FITTED KEY; BEARING: STANDARD WITH FIXED BEARING, VIBRATION SEVERITY GRADE: S/A, SHAFT AND FLANGE ACCURACY: R TERMINAL BOX (ABOVE) CABLE ENTRY ON THE RIGHT SIGNAL CONNECTION D-END | 14506 | TEM | 1 | MC | 156 | 1
1PH81382FG220BA1 | SIMOTICS M COMPACT SYNCHRONOUS MOTOR 2000RPM,59,3KW,283NM,131A, 374V 2300RPM,67,7KW,281NM,130A, 415V 2650RPM,76,3KW,275NM, 30A, 449V WATER COOLING DEGREE OF PROTECTION IP65 ABSOLUTE ENCODER 22 BIT SINGLETURN AND 12 BIT MULTITURN (ENCODER AM22DQ) WITH DRIVE-CLIQ INTERFACE DESIGN IM B5 (IMV 1,IM V3) PLAIN SHAFT WITHOUT FITTED KEY; BEARING: STANDARD WITH FIXED BEARING, VIBRATION SEVERITY GRADE: R/A, FLANGE ACCURACY: R TERMINAL BOX (ABOVE) CABLE ENTRY ON THE RIGHT SIGNAL CONNECTION D-END | 14311 | TEM | 1 | MC | 156 | 1
1PH81382FG222BA1 | SIMOTICS M COMPACT SYNCHRONOUS MOTOR 2000RPM,59,3KW,283NM,131A, 374V 2300RPM,67,7KW,281NM,130A, 415V 2650RPM,76,3KW,275NM, 30A, 449V WATER COOLING DEGREE OF PROTECTION IP65 ABSOLUTE ENCODER 22 BIT SINGLETURN AND 12 BIT MULTITURN (ENCODER AM22DQ) WITH DRIVE-CLIQ INTERFACE DESIGN IM B5 (IMV 1,IM V3) SHAFT WITH FITTED KEY HALF-KEY BALANCING BEARING: STANDARD WITH FIXED BEARING, VIBRATION SEVERITY GRADE: R/A, FLANGE ACCURACY: R TERMINAL BOX (ABOVE) CABLE ENTRY ON THE RIGHT SIGNAL CONNECTION D-END | 14311 | TEM | 1 | MC | 156 | 1
1PH81382FG231BA1 | SIMOTICS M COMPACT SYNCHRONOUS MOTOR 2000RPM,59,3KW,283NM,131A, 374V 2300RPM,67,7KW,281NM,130A, 415V 2650RPM,76,3KW,275NM, 30A, 449V WATER COOLING DEGREE OF PROTECTION IP65 ABSOLUTE ENCODER 22 BIT SINGLETURN AND 12 BIT MULTITURN (ENCODER AM22DQ) WITH DRIVE-CLIQ INTERFACE DESIGN IM B35 (IM V15, IM V35) SHAFT WITH FITTED KEY FULL-KEY BALANCING BEARING: STANDARD WITH FIXED BEARING, VIBRATION SEVERITY GRADE: R/A, FLANGE ACCURACY: R TERMINAL BOX (ABOVE) CABLE ENTRY ON THE RIGHT SIGNAL CONNECTION D-END | 14614 | TEM | 1 | MC | 156 | 1
1PH81382FG232BA1 | SIMOTICS M COMPACT SYNCHRONOUS MOTOR 2000RPM,59,3KW,283NM,131A, 374V 2300RPM,67,7KW,281NM,130A, 415V 2650RPM,76,3KW,275NM, 30A, 449V WATER COOLING DEGREE OF PROTECTION IP65 ABSOLUTE ENCODER 22 BIT SINGLETURN AND 12 BIT MULTITURN (ENCODER AM22DQ) WITH DRIVE-CLIQ INTERFACE DESIGN IM B35 (IM V15, IM V35) SHAFT WITH FITTED KEY HALF-KEY BALANCING BEARING: STANDARD WITH FIXED BEARING, VIBRATION SEVERITY GRADE: R/A, FLANGE ACCURACY: R TERMINAL BOX (ABOVE) CABLE ENTRY ON THE RIGHT SIGNAL CONNECTION D-END | 14614 | TEM | 1 | MC | 156 | 1
1PH81382MG230BC1 | SIMOTICS M COMPACT SYNCHRONOUS MOTOR 2000RPM,59,3KW,283NM,131A, 374V 2300RPM,67,7KW,281NM,130A, 415V 2650RPM,76,3KW,275NM, 30A, 449V WATER COOLING DEGREE OF PROTECTION IP65 INCREMENTAL ENCODER SIN/COS 1VPP 2048 S/R WITH ND-END AT TERMINAL BOX (ENCODER IC2048S/R) with TEMPERAT. SENSOR KTY84-130 DESIGN IM B35 (IM V15, IM V35) PLAIN SHAFT WITHOUT FITTED KEY; BEARING: STANDARD WITH FIXED BEARING, VIBRATION SEVERITY GRADE: R/A, FLANGE ACCURACY: R TERMINAL BOX (ABOVE) CABLE ENTRY ON THE ND-END SIGNAL CONNECTION LEFT | 13011 | TEM | 1 | MC | 156 | 1
1PH81382MG232BC1 | SIMOTICS M COMPACT SYNCHRONOUS MOTOR 2000RPM,59,3KW,283NM,131A, 374V 2300RPM,67,7KW,281NM,130A, 415V 2650RPM,76,3KW,275NM, 30A, 449V WATER COOLING DEGREE OF PROTECTION IP65 INCREMENTAL ENCODER SIN/COS 1VPP 2048 S/R WITH ND-END AT TERMINAL BOX (ENCODER IC2048S/R) with TEMPERAT. SENSOR KTY84-130 DESIGN IM B35 (IM V15, IM V35) SHAFT WITH FITTED KEY HALF-KEY BALANCING BEARING: STANDARD WITH FIXED BEARING, VIBRATION SEVERITY GRADE: R/A, FLANGE ACCURACY: R TERMINAL BOX (ABOVE) CABLE ENTRY ON THE ND-END SIGNAL CONNECTION LEFT | 13011 | TEM | 1 | MC | 156 | 1
1PH81631AB002CA1 | SIMOTICS M COMPACT ASYNCHRONOUS MOTOR 400RPM, 9,5KW, 227NM, 30A, 260V 500RPM, 12KW, 229NM, 30A, 325V 600RPM, 14,5KW,231NM, 30A, 370V FORCED VENTILATION; DIRECTION OF AIR FLOW DE --> NDE; DEGREE OF PROTECTION IP55 W/O ENCODER DESIGN IM B3 (IM V5, IM V6) SHAFT WITH FITTED KEY HALF-KEY BALANCING BEARING: STANDARD WITH FIXED BEARING, VIBRATION SEVERITY GRADE S/A; SHAFT AND FLANGE ACCURACY: R TERMINAL BOX (ABOVE) CABLE ENTRY ON THE RIGHT SIGNAL CONNECTION D-END | 6132 | TEM | 1 | MC | 196 | 1
1PH81631AB100BA1 | SIMOTICS M COMPACT ASYNCHRONOUS MOTOR 400RPM, 9,5KW, 227NM, 30A, 260V 500RPM, 12KW, 229NM, 30A, 325V 600RPM, 14,5KW,231NM, 30A, 370V FORCED VENTILATION; DIRECTION OF AIR FLOW NDE --> DE; DEGREE OF PROTECTION IP55 W/O ENCODER DESIGN IM B3 (IM V5, IM V6) PLAIN SHAFT WITHOUT FITTED KEY; BEARING: STANDARD WITH FIXED BEARING, VIBRATION SEVERITY GRADE R/A; SHAFT AND FLANGE ACCURACY: R TERMINAL BOX (ABOVE) CABLE ENTRY ON THE RIGHT SIGNAL CONNECTION D-END | 5742 | TEM | 1 | MC | 196 | 1
1PH81631AB100BB1 | SIMOTICS M COMPACT ASYNCHRONOUS MOTOR 400RPM, 9,5KW, 227NM, 30A, 260V 500RPM, 12KW, 229NM, 30A, 325V 600RPM, 14,5KW,231NM, 30A, 370V FORCED VENTILATION; DIRECTION OF AIR FLOW NDE --> DE; DEGREE OF PROTECTION IP55 W/O ENCODER DESIGN IM B3 (IM V5, IM V6) PLAIN SHAFT WITHOUT FITTED KEY; BEARING: STANDARD WITH FIXED BEARING, VIBRATION SEVERITY GRADE R/A; SHAFT AND FLANGE ACCURACY: R TERMINAL BOX (ABOVE) CABLE ENTRY ON THE LEFT SIGNAL CONNECTION D-END | 5742 | TEM | 1 | MC | 196 | 1
1PH81631AB100BC1 | SIMOTICS M COMPACT ASYNCHRONOUS MOTOR 400RPM, 9,5KW, 227NM, 30A, 260V 500RPM, 12KW, 229NM, 30A, 325V 600RPM, 14,5KW,231NM, 30A, 370V FORCED VENTILATION; DIRECTION OF AIR FLOW NDE --> DE; DEGREE OF PROTECTION IP55 W/O ENCODER DESIGN IM B3 (IM V5, IM V6) PLAIN SHAFT WITHOUT FITTED KEY; BEARING: STANDARD WITH FIXED BEARING, VIBRATION SEVERITY GRADE R/A; SHAFT AND FLANGE ACCURACY: R TERMINAL BOX (ABOVE) CABLE ENTRY ON THE ND-END SIGNAL CONNECTION LEFT | 5742 | TEM | 1 | MC | 196 | 1
1PH81631AB100CA1 | SIMOTICS M COMPACT ASYNCHRONOUS MOTOR 400RPM, 9,5KW, 227NM, 30A, 260V 500RPM, 12KW, 229NM, 30A, 325V 600RPM, 14,5KW,231NM, 30A, 370V FORCED VENTILATION; DIRECTION OF AIR FLOW NDE --> DE; DEGREE OF PROTECTION IP55 W/O ENCODER DESIGN IM B3 (IM V5, IM V6) PLAIN SHAFT WITHOUT FITTED KEY; BEARING: STANDARD WITH FIXED BEARING, VIBRATION SEVERITY GRADE S/A; SHAFT AND FLANGE ACCURACY: R TERMINAL BOX (ABOVE) CABLE ENTRY ON THE RIGHT SIGNAL CONNECTION D-END | 5937 | TEM | 1 | MC | 196 | 1
1PH81631AB100CB1 | SIMOTICS M COMPACT ASYNCHRONOUS MOTOR 400RPM, 9,5KW, 227NM, 30A, 260V 500RPM, 12KW, 229NM, 30A, 325V 600RPM, 14,5KW,231NM, 30A, 370V FORCED VENTILATION; DIRECTION OF AIR FLOW NDE --> DE; DEGREE OF PROTECTION IP55 W/O ENCODER DESIGN IM B3 (IM V5, IM V6) PLAIN SHAFT WITHOUT FITTED KEY; BEARING: STANDARD WITH FIXED BEARING, VIBRATION SEVERITY GRADE S/A; SHAFT AND FLANGE ACCURACY: R TERMINAL BOX (ABOVE) CABLE ENTRY ON THE LEFT SIGNAL CONNECTION D-END | 5937 | TEM | 1 | MC | 196 | 1
1PH81631AB100CC1 | SIMOTICS M COMPACT ASYNCHRONOUS MOTOR 400RPM, 9,5KW, 227NM, 30A, 260V 500RPM, 12KW, 229NM, 30A, 325V 600RPM, 14,5KW,231NM, 30A, 370V FORCED VENTILATION; DIRECTION OF AIR FLOW NDE --> DE; DEGREE OF PROTECTION IP55 W/O ENCODER DESIGN IM B3 (IM V5, IM V6) PLAIN SHAFT WITHOUT FITTED KEY; BEARING: STANDARD WITH FIXED BEARING, VIBRATION SEVERITY GRADE S/A; SHAFT AND FLANGE ACCURACY: R TERMINAL BOX (ABOVE) CABLE ENTRY ON THE ND-END SIGNAL CONNECTION LEFT | 5937 | TEM | 1 | MC | 196 | 1
1PH81631AB102BA1 | SIMOTICS M COMPACT ASYNCHRONOUS MOTOR 400RPM, 9,5KW, 227NM, 30A, 260V 500RPM, 12KW, 229NM, 30A, 325V 600RPM, 14,5KW,231NM, 30A, 370V FORCED VENTILATION; DIRECTION OF AIR FLOW NDE --> DE; DEGREE OF PROTECTION IP55 W/O ENCODER DESIGN IM B3 (IM V5, IM V6) SHAFT WITH FITTED KEY HALF-KEY BALANCING BEARING: STANDARD WITH FIXED BEARING, VIBRATION SEVERITY GRADE R/A; SHAFT AND FLANGE ACCURACY: R TERMINAL BOX (ABOVE) CABLE ENTRY ON THE RIGHT SIGNAL CONNECTION D-END | 5937 | TEM | 1 | MC | 196 | 1
1PH81631AB102BB1 | SIMOTICS M COMPACT ASYNCHRONOUS MOTOR 400RPM, 9,5KW, 227NM, 30A, 260V 500RPM, 12KW, 229NM, 30A, 325V 600RPM, 14,5KW,231NM, 30A, 370V FORCED VENTILATION; DIRECTION OF AIR FLOW NDE --> DE; DEGREE OF PROTECTION IP55 W/O ENCODER DESIGN IM B3 (IM V5, IM V6) SHAFT WITH FITTED KEY HALF-KEY BALANCING BEARING: STANDARD WITH FIXED BEARING, VIBRATION SEVERITY GRADE R/A; SHAFT AND FLANGE ACCURACY: R TERMINAL BOX (ABOVE) CABLE ENTRY ON THE LEFT SIGNAL CONNECTION D-END | 5937 | TEM | 1 | MC | 196 | 1
1PH81631AB102BC1 | SIMOTICS M COMPACT ASYNCHRONOUS MOTOR 400RPM, 9,5KW, 227NM, 30A, 260V 500RPM, 12KW, 229NM, 30A, 325V 600RPM, 14,5KW,231NM, 30A, 370V FORCED VENTILATION; DIRECTION OF AIR FLOW NDE --> DE; DEGREE OF PROTECTION IP55 W/O ENCODER DESIGN IM B3 (IM V5, IM V6) SHAFT WITH FITTED KEY HALF-KEY BALANCING BEARING: STANDARD WITH FIXED BEARING, VIBRATION SEVERITY GRADE R/A; SHAFT AND FLANGE ACCURACY: R TERMINAL BOX (ABOVE) CABLE ENTRY ON THE ND-END SIGNAL CONNECTION LEFT | 5937 | TEM | 1 | MC | 196 | 1
1PH81631AB102CA1 | SIMOTICS M COMPACT ASYNCHRONOUS MOTOR 400RPM, 9,5KW, 227NM, 30A, 260V 500RPM, 12KW, 229NM, 30A, 325V 600RPM, 14,5KW,231NM, 30A, 370V FORCED VENTILATION; DIRECTION OF AIR FLOW NDE --> DE; DEGREE OF PROTECTION IP55 W/O ENCODER DESIGN IM B3 (IM V5, IM V6) SHAFT WITH FITTED KEY HALF-KEY BALANCING BEARING: STANDARD WITH FIXED BEARING, VIBRATION SEVERITY GRADE S/A; SHAFT AND FLANGE ACCURACY: R TERMINAL BOX (ABOVE) CABLE ENTRY ON THE RIGHT SIGNAL CONNECTION D-END | 6132 | TEM | 1 | MC | 196 | 1
1PH81631AB102CB1 | SIMOTICS M COMPACT ASYNCHRONOUS MOTOR 400RPM, 9,5KW, 227NM, 30A, 260V 500RPM, 12KW, 229NM, 30A, 325V 600RPM, 14,5KW,231NM, 30A, 370V FORCED VENTILATION; DIRECTION OF AIR FLOW NDE --> DE; DEGREE OF PROTECTION IP55 W/O ENCODER DESIGN IM B3 (IM V5, IM V6) SHAFT WITH FITTED KEY HALF-KEY BALANCING BEARING: STANDARD WITH FIXED BEARING, VIBRATION SEVERITY GRADE S/A; SHAFT AND FLANGE ACCURACY: R TERMINAL BOX (ABOVE) CABLE ENTRY ON THE LEFT SIGNAL CONNECTION D-END | 6132 | TEM | 1 | MC | 196 | 1
1PH81631AB102CC1 | SIMOTICS M COMPACT ASYNCHRONOUS MOTOR 400RPM, 9,5KW, 227NM, 30A, 260V 500RPM, 12KW, 229NM, 30A, 325V 600RPM, 14,5KW,231NM, 30A, 370V FORCED VENTILATION; DIRECTION OF AIR FLOW NDE --> DE; DEGREE OF PROTECTION IP55 W/O ENCODER DESIGN IM B3 (IM V5, IM V6) SHAFT WITH FITTED KEY HALF-KEY BALANCING BEARING: STANDARD WITH FIXED BEARING, VIBRATION SEVERITY GRADE S/A; SHAFT AND FLANGE ACCURACY: R TERMINAL BOX (ABOVE) CABLE ENTRY ON THE ND-END SIGNAL CONNECTION LEFT | 6132 | TEM | 1 | MC | 196 | 1
1PH81631AB120BA1 | SIMOTICS M COMPACT ASYNCHRONOUS MOTOR 400RPM, 9,5KW, 227NM, 30A, 260V 500RPM, 12KW, 229NM, 30A, 325V 600RPM, 14,5KW,231NM, 30A, 370V FORCED VENTILATION; DIRECTION OF AIR FLOW NDE --> DE; DEGREE OF PROTECTION IP55 W/O ENCODER DESIGN IM B5 (IMV 1,IM V3) PLAIN SHAFT WITHOUT FITTED KEY; BEARING: STANDARD WITH FIXED BEARING, VIBRATION SEVERITY GRADE R/A; SHAFT AND FLANGE ACCURACY: R TERMINAL BOX (ABOVE) CABLE ENTRY ON THE RIGHT SIGNAL CONNECTION D-END | 6392 | TEM | 1 | MC | 196 | 1
1PH81631AB120BB1 | SIMOTICS M COMPACT ASYNCHRONOUS MOTOR 400RPM, 9,5KW, 227NM, 30A, 260V 500RPM, 12KW, 229NM, 30A, 325V 600RPM, 14,5KW,231NM, 30A, 370V FORCED VENTILATION; DIRECTION OF AIR FLOW NDE --> DE; DEGREE OF PROTECTION IP55 W/O ENCODER DESIGN IM B5 (IMV 1,IM V3) PLAIN SHAFT WITHOUT FITTED KEY; BEARING: STANDARD WITH FIXED BEARING, VIBRATION SEVERITY GRADE R/A; SHAFT AND FLANGE ACCURACY: R TERMINAL BOX (ABOVE) CABLE ENTRY ON THE LEFT SIGNAL CONNECTION D-END | 6392 | TEM | 1 | MC | 196 | 1
1PH81631AB120BC1 | SIMOTICS M COMPACT ASYNCHRONOUS MOTOR 400RPM, 9,5KW, 227NM, 30A, 260V 500RPM, 12KW, 229NM, 30A, 325V 600RPM, 14,5KW,231NM, 30A, 370V FORCED VENTILATION; DIRECTION OF AIR FLOW NDE --> DE; DEGREE OF PROTECTION IP55 W/O ENCODER DESIGN IM B5 (IMV 1,IM V3) PLAIN SHAFT WITHOUT FITTED KEY; BEARING: STANDARD WITH FIXED BEARING, VIBRATION SEVERITY GRADE R/A; SHAFT AND FLANGE ACCURACY: R TERMINAL BOX (ABOVE) CABLE ENTRY ON THE ND-END SIGNAL CONNECTION LEFT | 6392 | TEM | 1 | MC | 196 | 1
1PH81631AB120CA1 | SIMOTICS M COMPACT ASYNCHRONOUS MOTOR 400RPM, 9,5KW, 227NM, 30A, 260V 500RPM, 12KW, 229NM, 30A, 325V 600RPM, 14,5KW,231NM, 30A, 370V FORCED VENTILATION; DIRECTION OF AIR FLOW NDE --> DE; DEGREE OF PROTECTION IP55 W/O ENCODER DESIGN IM B5 (IMV 1,IM V3) PLAIN SHAFT WITHOUT FITTED KEY; BEARING: STANDARD WITH FIXED BEARING, VIBRATION SEVERITY GRADE S/A; SHAFT AND FLANGE ACCURACY: R TERMINAL BOX (ABOVE) CABLE ENTRY ON THE RIGHT SIGNAL CONNECTION D-END | 6587 | TEM | 1 | MC | 196 | 1
1PH81631AB120CB1 | SIMOTICS M COMPACT ASYNCHRONOUS MOTOR 400RPM, 9,5KW, 227NM, 30A, 260V 500RPM, 12KW, 229NM, 30A, 325V 600RPM, 14,5KW,231NM, 30A, 370V FORCED VENTILATION; DIRECTION OF AIR FLOW NDE --> DE; DEGREE OF PROTECTION IP55 W/O ENCODER DESIGN IM B5 (IMV 1,IM V3) PLAIN SHAFT WITHOUT FITTED KEY; BEARING: STANDARD WITH FIXED BEARING, VIBRATION SEVERITY GRADE S/A; SHAFT AND FLANGE ACCURACY: R TERMINAL BOX (ABOVE) CABLE ENTRY ON THE LEFT SIGNAL CONNECTION D-END | 6587 | TEM | 1 | MC | 196 | 1
1PH81631AB120CC1 | SIMOTICS M COMPACT ASYNCHRONOUS MOTOR 400RPM, 9,5KW, 227NM, 30A, 260V 500RPM, 12KW, 229NM, 30A, 325V 600RPM, 14,5KW,231NM, 30A, 370V FORCED VENTILATION; DIRECTION OF AIR FLOW NDE --> DE; DEGREE OF PROTECTION IP55 W/O ENCODER DESIGN IM B5 (IMV 1,IM V3) PLAIN SHAFT WITHOUT FITTED KEY; BEARING: STANDARD WITH FIXED BEARING, VIBRATION SEVERITY GRADE S/A; SHAFT AND FLANGE ACCURACY: R TERMINAL BOX (ABOVE) CABLE ENTRY ON THE ND-END SIGNAL CONNECTION LEFT | 6587 | TEM | 1 | MC | 196 | 1
1PH81631AB122BA1 | SIMOTICS M COMPACT ASYNCHRONOUS MOTOR 400RPM, 9,5KW, 227NM, 30A, 260V 500RPM, 12KW, 229NM, 30A, 325V 600RPM, 14,5KW,231NM, 30A, 370V FORCED VENTILATION; DIRECTION OF AIR FLOW NDE --> DE; DEGREE OF PROTECTION IP55 W/O ENCODER DESIGN IM B5 (IMV 1,IM V3) SHAFT WITH FITTED KEY HALF-KEY BALANCING BEARING: STANDARD WITH FIXED BEARING, VIBRATION SEVERITY GRADE R/A; SHAFT AND FLANGE ACCURACY: R TERMINAL BOX (ABOVE) CABLE ENTRY ON THE RIGHT SIGNAL CONNECTION D-END | 6587 | TEM | 1 | MC | 196 | 1
1PH81631AB122BB1 | SIMOTICS M COMPACT ASYNCHRONOUS MOTOR 400RPM, 9,5KW, 227NM, 30A, 260V 500RPM, 12KW, 229NM, 30A, 325V 600RPM, 14,5KW,231NM, 30A, 370V FORCED VENTILATION; DIRECTION OF AIR FLOW NDE --> DE; DEGREE OF PROTECTION IP55 W/O ENCODER DESIGN IM B5 (IMV 1,IM V3) SHAFT WITH FITTED KEY HALF-KEY BALANCING BEARING: STANDARD WITH FIXED BEARING, VIBRATION SEVERITY GRADE R/A; SHAFT AND FLANGE ACCURACY: R TERMINAL BOX (ABOVE) CABLE ENTRY ON THE LEFT SIGNAL CONNECTION D-END | 6587 | TEM | 1 | MC | 196 | 1
1PH81631AB122BC1 | SIMOTICS M COMPACT ASYNCHRONOUS MOTOR 400RPM, 9,5KW, 227NM, 30A, 260V 500RPM, 12KW, 229NM, 30A, 325V 600RPM, 14,5KW,231NM, 30A, 370V FORCED VENTILATION; DIRECTION OF AIR FLOW NDE --> DE; DEGREE OF PROTECTION IP55 W/O ENCODER DESIGN IM B5 (IMV 1,IM V3) SHAFT WITH FITTED KEY HALF-KEY BALANCING BEARING: STANDARD WITH FIXED BEARING, VIBRATION SEVERITY GRADE R/A; SHAFT AND FLANGE ACCURACY: R TERMINAL BOX (ABOVE) CABLE ENTRY ON THE ND-END SIGNAL CONNECTION LEFT | 6587 | TEM | 1 | MC | 196 | 1
1PH81631AB122CA1 | SIMOTICS M COMPACT ASYNCHRONOUS MOTOR 400RPM, 9,5KW, 227NM, 30A, 260V 500RPM, 12KW, 229NM, 30A, 325V 600RPM, 14,5KW,231NM, 30A, 370V FORCED VENTILATION; DIRECTION OF AIR FLOW NDE --> DE; DEGREE OF PROTECTION IP55 W/O ENCODER DESIGN IM B5 (IMV 1,IM V3) SHAFT WITH FITTED KEY HALF-KEY BALANCING BEARING: STANDARD WITH FIXED BEARING, VIBRATION SEVERITY GRADE S/A; SHAFT AND FLANGE ACCURACY: R TERMINAL BOX (ABOVE) CABLE ENTRY ON THE RIGHT SIGNAL CONNECTION D-END | 6782 | TEM | 1 | MC | 196 | 1
1PH81631AB122CB1 | SIMOTICS M COMPACT ASYNCHRONOUS MOTOR 400RPM, 9,5KW, 227NM, 30A, 260V 500RPM, 12KW, 229NM, 30A, 325V 600RPM, 14,5KW,231NM, 30A, 370V FORCED VENTILATION; DIRECTION OF AIR FLOW NDE --> DE; DEGREE OF PROTECTION IP55 W/O ENCODER DESIGN IM B5 (IMV 1,IM V3) SHAFT WITH FITTED KEY HALF-KEY BALANCING BEARING: STANDARD WITH FIXED BEARING, VIBRATION SEVERITY GRADE S/A; SHAFT AND FLANGE ACCURACY: R TERMINAL BOX (ABOVE) CABLE ENTRY ON THE LEFT SIGNAL CONNECTION D-END | 6782 | TEM | 1 | MC | 196 | 1
1PH81631AB122CC1 | SIMOTICS M COMPACT ASYNCHRONOUS MOTOR 400RPM, 9,5KW, 227NM, 30A, 260V 500RPM, 12KW, 229NM, 30A, 325V 600RPM, 14,5KW,231NM, 30A, 370V FORCED VENTILATION; DIRECTION OF AIR FLOW NDE --> DE; DEGREE OF PROTECTION IP55 W/O ENCODER DESIGN IM B5 (IMV 1,IM V3) SHAFT WITH FITTED KEY HALF-KEY BALANCING BEARING: STANDARD WITH FIXED BEARING, VIBRATION SEVERITY GRADE S/A; SHAFT AND FLANGE ACCURACY: R TERMINAL BOX (ABOVE) CABLE ENTRY ON THE ND-END SIGNAL CONNECTION LEFT | 6782 | TEM | 1 | MC | 196 | 1
1PH81631AB130BA1 | SIMOTICS M COMPACT ASYNCHRONOUS MOTOR 400RPM, 9,5KW, 227NM, 30A, 260V 500RPM, 12KW, 229NM, 30A, 325V 600RPM, 14,5KW,231NM, 30A, 370V FORCED VENTILATION; DIRECTION OF AIR FLOW NDE --> DE; DEGREE OF PROTECTION IP55 W/O ENCODER DESIGN IM B35 (IM V15, IM V35) PLAIN SHAFT WITHOUT FITTED KEY; BEARING: STANDARD WITH FIXED BEARING, VIBRATION SEVERITY GRADE R/A; SHAFT AND FLANGE ACCURACY: R TERMINAL BOX (ABOVE) CABLE ENTRY ON THE RIGHT SIGNAL CONNECTION D-END | 6392 | TEM | 1 | MC | 196 | 1
1PH81631AB130BB1 | SIMOTICS M COMPACT ASYNCHRONOUS MOTOR 400RPM, 9,5KW, 227NM, 30A, 260V 500RPM, 12KW, 229NM, 30A, 325V 600RPM, 14,5KW,231NM, 30A, 370V FORCED VENTILATION; DIRECTION OF AIR FLOW NDE --> DE; DEGREE OF PROTECTION IP55 W/O ENCODER DESIGN IM B35 (IM V15, IM V35) PLAIN SHAFT WITHOUT FITTED KEY; BEARING: STANDARD WITH FIXED BEARING, VIBRATION SEVERITY GRADE R/A; SHAFT AND FLANGE ACCURACY: R TERMINAL BOX (ABOVE) CABLE ENTRY ON THE LEFT SIGNAL CONNECTION D-END | 6392 | TEM | 1 | MC | 196 | 1
1PH81631AB130BC1 | SIMOTICS M COMPACT ASYNCHRONOUS MOTOR 400RPM, 9,5KW, 227NM, 30A, 260V 500RPM, 12KW, 229NM, 30A, 325V 600RPM, 14,5KW,231NM, 30A, 370V FORCED VENTILATION; DIRECTION OF AIR FLOW NDE --> DE; DEGREE OF PROTECTION IP55 W/O ENCODER DESIGN IM B35 (IM V15, IM V35) PLAIN SHAFT WITHOUT FITTED KEY; BEARING: STANDARD WITH FIXED BEARING, VIBRATION SEVERITY GRADE R/A; SHAFT AND FLANGE ACCURACY: R TERMINAL BOX (ABOVE) CABLE ENTRY ON THE ND-END SIGNAL CONNECTION LEFT | 6392 | TEM | 1 | MC | 196 | 1
1PH81631AB130CA1 | SIMOTICS M COMPACT ASYNCHRONOUS MOTOR 400RPM, 9,5KW, 227NM, 30A, 260V 500RPM, 12KW, 229NM, 30A, 325V 600RPM, 14,5KW,231NM, 30A, 370V FORCED VENTILATION; DIRECTION OF AIR FLOW NDE --> DE; DEGREE OF PROTECTION IP55 W/O ENCODER DESIGN IM B35 (IM V15, IM V35) PLAIN SHAFT WITHOUT FITTED KEY; BEARING: STANDARD WITH FIXED BEARING, VIBRATION SEVERITY GRADE S/A; SHAFT AND FLANGE ACCURACY: R TERMINAL BOX (ABOVE) CABLE ENTRY ON THE RIGHT SIGNAL CONNECTION D-END | 6587 | TEM | 1 | MC | 196 | 1
1PH81631AB130CB1 | SIMOTICS M COMPACT ASYNCHRONOUS MOTOR 400RPM, 9,5KW, 227NM, 30A, 260V 500RPM, 12KW, 229NM, 30A, 325V 600RPM, 14,5KW,231NM, 30A, 370V FORCED VENTILATION; DIRECTION OF AIR FLOW NDE --> DE; DEGREE OF PROTECTION IP55 W/O ENCODER DESIGN IM B35 (IM V15, IM V35) PLAIN SHAFT WITHOUT FITTED KEY; BEARING: STANDARD WITH FIXED BEARING, VIBRATION SEVERITY GRADE S/A; SHAFT AND FLANGE ACCURACY: R TERMINAL BOX (ABOVE) CABLE ENTRY ON THE LEFT SIGNAL CONNECTION D-END | 6587 | TEM | 1 | MC | 196 | 1
1PH81631AB130CC1 | SIMOTICS M COMPACT ASYNCHRONOUS MOTOR 400RPM, 9,5KW, 227NM, 30A, 260V 500RPM, 12KW, 229NM, 30A, 325V 600RPM, 14,5KW,231NM, 30A, 370V FORCED VENTILATION; DIRECTION OF AIR FLOW NDE --> DE; DEGREE OF PROTECTION IP55 W/O ENCODER DESIGN IM B35 (IM V15, IM V35) PLAIN SHAFT WITHOUT FITTED KEY; BEARING: STANDARD WITH FIXED BEARING, VIBRATION SEVERITY GRADE S/A; SHAFT AND FLANGE ACCURACY: R TERMINAL BOX (ABOVE) CABLE ENTRY ON THE ND-END SIGNAL CONNECTION LEFT | 6587 | TEM | 1 | MC | 196 | 1
1PH81631AB132BA1 | SIMOTICS M COMPACT ASYNCHRONOUS MOTOR 400RPM, 9,5KW, 227NM, 30A, 260V 500RPM, 12KW, 229NM, 30A, 325V 600RPM, 14,5KW,231NM, 30A, 370V FORCED VENTILATION; DIRECTION OF AIR FLOW NDE --> DE; DEGREE OF PROTECTION IP55 W/O ENCODER DESIGN IM B35 (IM V15, IM V35) SHAFT WITH FITTED KEY HALF-KEY BALANCING BEARING: STANDARD WITH FIXED BEARING, VIBRATION SEVERITY GRADE R/A; SHAFT AND FLANGE ACCURACY: R TERMINAL BOX (ABOVE) CABLE ENTRY ON THE RIGHT SIGNAL CONNECTION D-END | 6587 | TEM | 1 | MC | 196 | 1
1PH81631AB132BB1 | SIMOTICS M COMPACT ASYNCHRONOUS MOTOR 400RPM, 9,5KW, 227NM, 30A, 260V 500RPM, 12KW, 229NM, 30A, 325V 600RPM, 14,5KW,231NM, 30A, 370V FORCED VENTILATION; DIRECTION OF AIR FLOW NDE --> DE; DEGREE OF PROTECTION IP55 W/O ENCODER DESIGN IM B35 (IM V15, IM V35) SHAFT WITH FITTED KEY HALF-KEY BALANCING BEARING: STANDARD WITH FIXED BEARING, VIBRATION SEVERITY GRADE R/A; SHAFT AND FLANGE ACCURACY: R TERMINAL BOX (ABOVE) CABLE ENTRY ON THE LEFT SIGNAL CONNECTION D-END | 6587 | TEM | 1 | MC | 196 | 1
1PH81631AB132BC1 | SIMOTICS M COMPACT ASYNCHRONOUS MOTOR 400RPM, 9,5KW, 227NM, 30A, 260V 500RPM, 12KW, 229NM, 30A, 325V 600RPM, 14,5KW,231NM, 30A, 370V FORCED VENTILATION; DIRECTION OF AIR FLOW NDE --> DE; DEGREE OF PROTECTION IP55 W/O ENCODER DESIGN IM B35 (IM V15, IM V35) SHAFT WITH FITTED KEY HALF-KEY BALANCING BEARING: STANDARD WITH FIXED BEARING, VIBRATION SEVERITY GRADE R/A; SHAFT AND FLANGE ACCURACY: R TERMINAL BOX (ABOVE) CABLE ENTRY ON THE ND-END SIGNAL CONNECTION LEFT | 6587 | TEM | 1 | MC | 196 | 1
1PH81631AB132CA1 | SIMOTICS M COMPACT ASYNCHRONOUS MOTOR 400RPM, 9,5KW, 227NM, 30A, 260V 500RPM, 12KW, 229NM, 30A, 325V 600RPM, 14,5KW,231NM, 30A, 370V FORCED VENTILATION; DIRECTION OF AIR FLOW NDE --> DE; DEGREE OF PROTECTION IP55 W/O ENCODER DESIGN IM B35 (IM V15, IM V35) SHAFT WITH FITTED KEY HALF-KEY BALANCING BEARING: STANDARD WITH FIXED BEARING, VIBRATION SEVERITY GRADE S/A; SHAFT AND FLANGE ACCURACY: R TERMINAL BOX (ABOVE) CABLE ENTRY ON THE RIGHT SIGNAL CONNECTION D-END | 6782 | TEM | 1 | MC | 196 | 1
1PH81631AB132CB1 | SIMOTICS M COMPACT ASYNCHRONOUS MOTOR 400RPM, 9,5KW, 227NM, 30A, 260V 500RPM, 12KW, 229NM, 30A, 325V 600RPM, 14,5KW,231NM, 30A, 370V FORCED VENTILATION; DIRECTION OF AIR FLOW NDE --> DE; DEGREE OF PROTECTION IP55 W/O ENCODER DESIGN IM B35 (IM V15, IM V35) SHAFT WITH FITTED KEY HALF-KEY BALANCING BEARING: STANDARD WITH FIXED BEARING, VIBRATION SEVERITY GRADE S/A; SHAFT AND FLANGE ACCURACY: R TERMINAL BOX (ABOVE) CABLE ENTRY ON THE LEFT SIGNAL CONNECTION D-END | 6782 | TEM | 1 | MC | 196 | 1
1PH81631AB132CC1 | SIMOTICS M COMPACT ASYNCHRONOUS MOTOR 400RPM, 9,5KW, 227NM, 30A, 260V 500RPM, 12KW, 229NM, 30A, 325V 600RPM, 14,5KW,231NM, 30A, 370V FORCED VENTILATION; DIRECTION OF AIR FLOW NDE --> DE; DEGREE OF PROTECTION IP55 W/O ENCODER DESIGN IM B35 (IM V15, IM V35) SHAFT WITH FITTED KEY HALF-KEY BALANCING BEARING: STANDARD WITH FIXED BEARING, VIBRATION SEVERITY GRADE S/A; SHAFT AND FLANGE ACCURACY: R TERMINAL BOX (ABOVE) CABLE ENTRY ON THE ND-END SIGNAL CONNECTION LEFT | 6782 | TEM | 1 | MC | 196 | 1
1PH81631AD001BA1 | SIMOTICS M COMPACT ASYNCHRONOUS MOTOR 1000RPM, 22KW,210NM, 55A, 300V 1150RPM, 25KW,208NM, 55A, 343V 1350RPM, 28KW, 198NM, 52A, 400V FORCED VENTILATION; DIRECTION OF AIR FLOW DE --> NDE; DEGREE OF PROTECTION IP55 W/O ENCODER DESIGN IM B3 (IM V5, IM V6) SHAFT WITH FITTED KEY FULL-KEY BALANCING BEARING: STANDARD WITH FIXED BEARING, VIBRATION SEVERITY GRADE R/A; SHAFT AND FLANGE ACCURACY: R TERMINAL BOX (ABOVE) CABLE ENTRY ON THE RIGHT SIGNAL CONNECTION D-END | 5937 | TEM | 1 | MC | 196 | 1
1PH81631AD002GA1 | SIMOTICS M COMPACT ASYNCHRONOUS MOTOR 1000RPM, 22KW,210NM, 55A, 300V 1150RPM, 25KW,208NM, 55A, 343V 1350RPM, 28KW, 198NM, 52A, 400V FORCED VENTILATION; DIRECTION OF AIR FLOW DE --> NDE; DEGREE OF PROTECTION IP55 W/O ENCODER DESIGN IM B3 (IM V5, IM V6) SHAFT WITH FITTED KEY HALF-KEY BALANCING BEARING: STANDARD, VIBRATION SEVERITY GRADE R/A; SHAFT AND FLANGE ACCURACY: R TERMINAL BOX (ABOVE) CABLE ENTRY ON THE RIGHT SIGNAL CONNECTION D-END | 5652 | TEM | 1 | MC | 196 | 1
1PH81631AD032BA1 | SIMOTICS M COMPACT ASYNCHRONOUS MOTOR 1000RPM, 22KW,210NM, 55A, 300V 1150RPM, 25KW,208NM, 55A, 343V 1350RPM, 28KW, 198NM, 52A, 400V FORCED VENTILATION; DIRECTION OF AIR FLOW DE --> NDE; DEGREE OF PROTECTION IP55 W/O ENCODER DESIGN IM B35 (IM V15, IM V35) SHAFT WITH FITTED KEY HALF-KEY BALANCING BEARING: STANDARD WITH FIXED BEARING, VIBRATION SEVERITY GRADE R/A; SHAFT AND FLANGE ACCURACY: R TERMINAL BOX (ABOVE) CABLE ENTRY ON THE RIGHT SIGNAL CONNECTION D-END | 6587 | TEM | 1 | MC | 196 | 1
1PH81631AD100BA1 | SIMOTICS M COMPACT ASYNCHRONOUS MOTOR 1000RPM, 22KW, 210NM, 55A, 300V 1150RPM, 25KW, 208NM, 55A, 343V 1350RPM, 28 KW,198NM,52A, 400V FORCED VENTILATION; DIRECTION OF AIR FLOW NDE --> DE; DEGREE OF PROTECTION IP55 W/O ENCODER DESIGN IM B3 (IM V5, IM V6) PLAIN SHAFT WITHOUT FITTED KEY; BEARING: STANDARD WITH FIXED BEARING, VIBRATION SEVERITY GRADE R/A; SHAFT AND FLANGE ACCURACY: R TERMINAL BOX (ABOVE) CABLE ENTRY ON THE RIGHT SIGNAL CONNECTION D-END | 5742 | TEM | 1 | MC | 196 | 1
1PH81631AD100BB1 | SIMOTICS M COMPACT ASYNCHRONOUS MOTOR 1000RPM, 22KW, 210NM, 55A, 300V 1150RPM, 25KW, 208NM, 55A, 343V 1350RPM, 28 KW,198NM,52A, 400V FORCED VENTILATION; DIRECTION OF AIR FLOW NDE --> DE; DEGREE OF PROTECTION IP55 W/O ENCODER DESIGN IM B3 (IM V5, IM V6) PLAIN SHAFT WITHOUT FITTED KEY; BEARING: STANDARD WITH FIXED BEARING, VIBRATION SEVERITY GRADE R/A; SHAFT AND FLANGE ACCURACY: R TERMINAL BOX (ABOVE) CABLE ENTRY ON THE LEFT SIGNAL CONNECTION D-END | 5742 | TEM | 1 | MC | 196 | 1
1PH81631AD100BC1 | SIMOTICS M COMPACT ASYNCHRONOUS MOTOR 1000RPM, 22KW, 210NM, 55A, 300V 1150RPM, 25KW, 208NM, 55A, 343V 1350RPM, 28 KW,198NM,52A, 400V FORCED VENTILATION; DIRECTION OF AIR FLOW NDE --> DE; DEGREE OF PROTECTION IP55 W/O ENCODER DESIGN IM B3 (IM V5, IM V6) PLAIN SHAFT WITHOUT FITTED KEY; BEARING: STANDARD WITH FIXED BEARING, VIBRATION SEVERITY GRADE R/A; SHAFT AND FLANGE ACCURACY: R TERMINAL BOX (ABOVE) CABLE ENTRY ON THE ND-END SIGNAL CONNECTION LEFT | 5742 | TEM | 1 | MC | 196 | 1
1PH81631AD100CA1 | SIMOTICS M COMPACT ASYNCHRONOUS MOTOR 1000RPM, 22KW, 210NM, 55A, 300V 1150RPM, 25KW, 208NM, 55A, 343V 1350RPM, 28 KW,198NM,52A, 400V FORCED VENTILATION; DIRECTION OF AIR FLOW NDE --> DE; DEGREE OF PROTECTION IP55 W/O ENCODER DESIGN IM B3 (IM V5, IM V6) PLAIN SHAFT WITHOUT FITTED KEY; BEARING: STANDARD WITH FIXED BEARING, VIBRATION SEVERITY GRADE S/A; SHAFT AND FLANGE ACCURACY: R TERMINAL BOX (ABOVE) CABLE ENTRY ON THE RIGHT SIGNAL CONNECTION D-END | 5937 | TEM | 1 | MC | 196 | 1
1PH81631AD100CB1 | SIMOTICS M COMPACT ASYNCHRONOUS MOTOR 1000RPM, 22KW, 210NM, 55A, 300V 1150RPM, 25KW, 208NM, 55A, 343V 1350RPM, 28 KW,198NM,52A, 400V FORCED VENTILATION; DIRECTION OF AIR FLOW NDE --> DE; DEGREE OF PROTECTION IP55 W/O ENCODER DESIGN IM B3 (IM V5, IM V6) PLAIN SHAFT WITHOUT FITTED KEY; BEARING: STANDARD WITH FIXED BEARING, VIBRATION SEVERITY GRADE S/A; SHAFT AND FLANGE ACCURACY: R TERMINAL BOX (ABOVE) CABLE ENTRY ON THE LEFT SIGNAL CONNECTION D-END | 5937 | TEM | 1 | MC | 196 | 1
1PH81631AD100CC1 | SIMOTICS M COMPACT ASYNCHRONOUS MOTOR 1000RPM, 22KW, 210NM, 55A, 300V 1150RPM, 25KW, 208NM, 55A, 343V 1350RPM, 28 KW,198NM,52A, 400V FORCED VENTILATION; DIRECTION OF AIR FLOW NDE --> DE; DEGREE OF PROTECTION IP55 W/O ENCODER DESIGN IM B3 (IM V5, IM V6) PLAIN SHAFT WITHOUT FITTED KEY; BEARING: STANDARD WITH FIXED BEARING, VIBRATION SEVERITY GRADE S/A; SHAFT AND FLANGE ACCURACY: R TERMINAL BOX (ABOVE) CABLE ENTRY ON THE ND-END SIGNAL CONNECTION LEFT | 5937 | TEM | 1 | MC | 196 | 1
1PH81631AD102BA1 | SIMOTICS M COMPACT ASYNCHRONOUS MOTOR 1000RPM, 22KW, 210NM, 55A, 300V 1150RPM, 25KW, 208NM, 55A, 343V 1350RPM, 28 KW,198NM,52A, 400V FORCED VENTILATION; DIRECTION OF AIR FLOW NDE --> DE; DEGREE OF PROTECTION IP55 W/O ENCODER DESIGN IM B3 (IM V5, IM V6) SHAFT WITH FITTED KEY HALF-KEY BALANCING BEARING: STANDARD WITH FIXED BEARING, VIBRATION SEVERITY GRADE R/A; SHAFT AND FLANGE ACCURACY: R TERMINAL BOX (ABOVE) CABLE ENTRY ON THE RIGHT SIGNAL CONNECTION D-END | 5937 | TEM | 1 | MC | 196 | 1
1PH81631AD102BB1 | SIMOTICS M COMPACT ASYNCHRONOUS MOTOR 1000RPM, 22KW, 210NM, 55A, 300V 1150RPM, 25KW, 208NM, 55A, 343V 1350RPM, 28 KW,198NM,52A, 400V FORCED VENTILATION; DIRECTION OF AIR FLOW NDE --> DE; DEGREE OF PROTECTION IP55 W/O ENCODER DESIGN IM B3 (IM V5, IM V6) SHAFT WITH FITTED KEY HALF-KEY BALANCING BEARING: STANDARD WITH FIXED BEARING, VIBRATION SEVERITY GRADE R/A; SHAFT AND FLANGE ACCURACY: R TERMINAL BOX (ABOVE) CABLE ENTRY ON THE LEFT SIGNAL CONNECTION D-END | 5937 | TEM | 1 | MC | 196 | 1
1PH81631AD102BC1 | SIMOTICS M COMPACT ASYNCHRONOUS MOTOR 1000RPM, 22KW, 210NM, 55A, 300V 1150RPM, 25KW, 208NM, 55A, 343V 1350RPM, 28 KW,198NM,52A, 400V FORCED VENTILATION; DIRECTION OF AIR FLOW NDE --> DE; DEGREE OF PROTECTION IP55 W/O ENCODER DESIGN IM B3 (IM V5, IM V6) SHAFT WITH FITTED KEY HALF-KEY BALANCING BEARING: STANDARD WITH FIXED BEARING, VIBRATION SEVERITY GRADE R/A; SHAFT AND FLANGE ACCURACY: R TERMINAL BOX (ABOVE) CABLE ENTRY ON THE ND-END SIGNAL CONNECTION LEFT | 5937 | TEM | 1 | MC | 196 | 1
1PH81631AD102CA1 | SIMOTICS M COMPACT ASYNCHRONOUS MOTOR 1000RPM, 22KW, 210NM, 55A, 300V 1150RPM, 25KW, 208NM, 55A, 343V 1350RPM, 28 KW,198NM,52A, 400V FORCED VENTILATION; DIRECTION OF AIR FLOW NDE --> DE; DEGREE OF PROTECTION IP55 W/O ENCODER DESIGN IM B3 (IM V5, IM V6) SHAFT WITH FITTED KEY HALF-KEY BALANCING BEARING: STANDARD WITH FIXED BEARING, VIBRATION SEVERITY GRADE S/A; SHAFT AND FLANGE ACCURACY: R TERMINAL BOX (ABOVE) CABLE ENTRY ON THE RIGHT SIGNAL CONNECTION D-END | 6132 | TEM | 1 | MC | 196 | 1
1PH81631AD102CB1 | SIMOTICS M COMPACT ASYNCHRONOUS MOTOR 1000RPM, 22KW, 210NM, 55A, 300V 1150RPM, 25KW, 208NM, 55A, 343V 1350RPM, 28 KW,198NM,52A, 400V FORCED VENTILATION; DIRECTION OF AIR FLOW NDE --> DE; DEGREE OF PROTECTION IP55 W/O ENCODER DESIGN IM B3 (IM V5, IM V6) SHAFT WITH FITTED KEY HALF-KEY BALANCING BEARING: STANDARD WITH FIXED BEARING, VIBRATION SEVERITY GRADE S/A; SHAFT AND FLANGE ACCURACY: R TERMINAL BOX (ABOVE) CABLE ENTRY ON THE LEFT SIGNAL CONNECTION D-END | 6132 | TEM | 1 | MC | 196 | 1
1PH81631AD102CC1 | SIMOTICS M COMPACT ASYNCHRONOUS MOTOR 1000RPM, 22KW, 210NM, 55A, 300V 1150RPM, 25KW, 208NM, 55A, 343V 1350RPM, 28 KW,198NM,52A, 400V FORCED VENTILATION; DIRECTION OF AIR FLOW NDE --> DE; DEGREE OF PROTECTION IP55 W/O ENCODER DESIGN IM B3 (IM V5, IM V6) SHAFT WITH FITTED KEY HALF-KEY BALANCING BEARING: STANDARD WITH FIXED BEARING, VIBRATION SEVERITY GRADE S/A; SHAFT AND FLANGE ACCURACY: R TERMINAL BOX (ABOVE) CABLE ENTRY ON THE ND-END SIGNAL CONNECTION LEFT | 6132 | TEM | 1 | MC | 196 | 1
1PH81631AD102DA1 | SIMOTICS M COMPACT ASYNCHRONOUS MOTOR 1000RPM, 22KW, 210NM, 55A, 300V 1150RPM, 25KW, 208NM, 55A, 343V 1350RPM, 28 KW,198NM,52A, 400V FORCED VENTILATION; DIRECTION OF AIR FLOW NDE --> DE; DEGREE OF PROTECTION IP55 W/O ENCODER DESIGN IM B3 (IM V5, IM V6) SHAFT WITH FITTED KEY HALF-KEY BALANCING BEARING: STANDARD WITH FIXED BEARING, VIBRATION SEVERITY GRADE SR/A; SHAFT AND FLANGE ACCURACY: R TERMINAL BOX (ABOVE) CABLE ENTRY ON THE RIGHT SIGNAL CONNECTION D-END | 6223 | TEM | 1 | MC | 196 | 1
1PH81631AD120BA1 | SIMOTICS M COMPACT ASYNCHRONOUS MOTOR 1000RPM, 22KW, 210NM, 55A, 300V 1150RPM, 25KW, 208NM, 55A, 343V 1350RPM, 28 KW,198NM,52A, 400V FORCED VENTILATION; DIRECTION OF AIR FLOW NDE --> DE; DEGREE OF PROTECTION IP55 W/O ENCODER DESIGN IM B5 (IMV 1,IM V3) PLAIN SHAFT WITHOUT FITTED KEY; BEARING: STANDARD WITH FIXED BEARING, VIBRATION SEVERITY GRADE R/A; SHAFT AND FLANGE ACCURACY: R TERMINAL BOX (ABOVE) CABLE ENTRY ON THE RIGHT SIGNAL CONNECTION D-END | 6392 | TEM | 1 | MC | 196 | 1
1PH81631AD120BB1 | SIMOTICS M COMPACT ASYNCHRONOUS MOTOR 1000RPM, 22KW, 210NM, 55A, 300V 1150RPM, 25KW, 208NM, 55A, 343V 1350RPM, 28 KW,198NM,52A, 400V FORCED VENTILATION; DIRECTION OF AIR FLOW NDE --> DE; DEGREE OF PROTECTION IP55 W/O ENCODER DESIGN IM B5 (IMV 1,IM V3) PLAIN SHAFT WITHOUT FITTED KEY; BEARING: STANDARD WITH FIXED BEARING, VIBRATION SEVERITY GRADE R/A; SHAFT AND FLANGE ACCURACY: R TERMINAL BOX (ABOVE) CABLE ENTRY ON THE LEFT SIGNAL CONNECTION D-END | 6392 | TEM | 1 | MC | 196 | 1
1PH81631AD120BC1 | SIMOTICS M COMPACT ASYNCHRONOUS MOTOR 1000RPM, 22KW, 210NM, 55A, 300V 1150RPM, 25KW, 208NM, 55A, 343V 1350RPM, 28 KW,198NM,52A, 400V FORCED VENTILATION; DIRECTION OF AIR FLOW NDE --> DE; DEGREE OF PROTECTION IP55 W/O ENCODER DESIGN IM B5 (IMV 1,IM V3) PLAIN SHAFT WITHOUT FITTED KEY; BEARING: STANDARD WITH FIXED BEARING, VIBRATION SEVERITY GRADE R/A; SHAFT AND FLANGE ACCURACY: R TERMINAL BOX (ABOVE) CABLE ENTRY ON THE ND-END SIGNAL CONNECTION LEFT | 6392 | TEM | 1 | MC | 196 | 1
1PH81631AD120CA1 | SIMOTICS M COMPACT ASYNCHRONOUS MOTOR 1000RPM, 22KW, 210NM, 55A, 300V 1150RPM, 25KW, 208NM, 55A, 343V 1350RPM, 28 KW,198NM,52A, 400V FORCED VENTILATION; DIRECTION OF AIR FLOW NDE --> DE; DEGREE OF PROTECTION IP55 W/O ENCODER DESIGN IM B5 (IMV 1,IM V3) PLAIN SHAFT WITHOUT FITTED KEY; BEARING: STANDARD WITH FIXED BEARING, VIBRATION SEVERITY GRADE S/A; SHAFT AND FLANGE ACCURACY: R TERMINAL BOX (ABOVE) CABLE ENTRY ON THE RIGHT SIGNAL CONNECTION D-END | 6587 | TEM | 1 | MC | 196 | 1
1PH81631AD120CB1 | SIMOTICS M COMPACT ASYNCHRONOUS MOTOR 1000RPM, 22KW, 210NM, 55A, 300V 1150RPM, 25KW, 208NM, 55A, 343V 1350RPM, 28 KW,198NM,52A, 400V FORCED VENTILATION; DIRECTION OF AIR FLOW NDE --> DE; DEGREE OF PROTECTION IP55 W/O ENCODER DESIGN IM B5 (IMV 1,IM V3) PLAIN SHAFT WITHOUT FITTED KEY; BEARING: STANDARD WITH FIXED BEARING, VIBRATION SEVERITY GRADE S/A; SHAFT AND FLANGE ACCURACY: R TERMINAL BOX (ABOVE) CABLE ENTRY ON THE LEFT SIGNAL CONNECTION D-END | 6587 | TEM | 1 | MC | 196 | 1
1PH81631AD120CC1 | SIMOTICS M COMPACT ASYNCHRONOUS MOTOR 1000RPM, 22KW, 210NM, 55A, 300V 1150RPM, 25KW, 208NM, 55A, 343V 1350RPM, 28 KW,198NM,52A, 400V FORCED VENTILATION; DIRECTION OF AIR FLOW NDE --> DE; DEGREE OF PROTECTION IP55 W/O ENCODER DESIGN IM B5 (IMV 1,IM V3) PLAIN SHAFT WITHOUT FITTED KEY; BEARING: STANDARD WITH FIXED BEARING, VIBRATION SEVERITY GRADE S/A; SHAFT AND FLANGE ACCURACY: R TERMINAL BOX (ABOVE) CABLE ENTRY ON THE ND-END SIGNAL CONNECTION LEFT | 6587 | TEM | 1 | MC | 196 | 1
1PH81631AD122BA1 | SIMOTICS M COMPACT ASYNCHRONOUS MOTOR 1000RPM, 22KW, 210NM, 55A, 300V 1150RPM, 25KW, 208NM, 55A, 343V 1350RPM, 28 KW,198NM,52A, 400V FORCED VENTILATION; DIRECTION OF AIR FLOW NDE --> DE; DEGREE OF PROTECTION IP55 W/O ENCODER DESIGN IM B5 (IMV 1,IM V3) SHAFT WITH FITTED KEY HALF-KEY BALANCING BEARING: STANDARD WITH FIXED BEARING, VIBRATION SEVERITY GRADE R/A; SHAFT AND FLANGE ACCURACY: R TERMINAL BOX (ABOVE) CABLE ENTRY ON THE RIGHT SIGNAL CONNECTION D-END | 6587 | TEM | 1 | MC | 196 | 1
1PH81631AD122BB1 | SIMOTICS M COMPACT ASYNCHRONOUS MOTOR 1000RPM, 22KW, 210NM, 55A, 300V 1150RPM, 25KW, 208NM, 55A, 343V 1350RPM, 28 KW,198NM,52A, 400V FORCED VENTILATION; DIRECTION OF AIR FLOW NDE --> DE; DEGREE OF PROTECTION IP55 W/O ENCODER DESIGN IM B5 (IMV 1,IM V3) SHAFT WITH FITTED KEY HALF-KEY BALANCING BEARING: STANDARD WITH FIXED BEARING, VIBRATION SEVERITY GRADE R/A; SHAFT AND FLANGE ACCURACY: R TERMINAL BOX (ABOVE) CABLE ENTRY ON THE LEFT SIGNAL CONNECTION D-END | 6587 | TEM | 1 | MC | 196 | 1
1PH81631AD122BC1 | SIMOTICS M COMPACT ASYNCHRONOUS MOTOR 1000RPM, 22KW, 210NM, 55A, 300V 1150RPM, 25KW, 208NM, 55A, 343V 1350RPM, 28 KW,198NM,52A, 400V FORCED VENTILATION; DIRECTION OF AIR FLOW NDE --> DE; DEGREE OF PROTECTION IP55 W/O ENCODER DESIGN IM B5 (IMV 1,IM V3) SHAFT WITH FITTED KEY HALF-KEY BALANCING BEARING: STANDARD WITH FIXED BEARING, VIBRATION SEVERITY GRADE R/A; SHAFT AND FLANGE ACCURACY: R TERMINAL BOX (ABOVE) CABLE ENTRY ON THE ND-END SIGNAL CONNECTION LEFT | 6587 | TEM | 1 | MC | 196 | 1
1PH81631AD122CA1 | SIMOTICS M COMPACT ASYNCHRONOUS MOTOR 1000RPM, 22KW, 210NM, 55A, 300V 1150RPM, 25KW, 208NM, 55A, 343V 1350RPM, 28 KW,198NM,52A, 400V FORCED VENTILATION; DIRECTION OF AIR FLOW NDE --> DE; DEGREE OF PROTECTION IP55 W/O ENCODER DESIGN IM B5 (IMV 1,IM V3) SHAFT WITH FITTED KEY HALF-KEY BALANCING BEARING: STANDARD WITH FIXED BEARING, VIBRATION SEVERITY GRADE S/A; SHAFT AND FLANGE ACCURACY: R TERMINAL BOX (ABOVE) CABLE ENTRY ON THE RIGHT SIGNAL CONNECTION D-END | 6782 | TEM | 1 | MC | 196 | 1
1PH81631AD122CB1 | SIMOTICS M COMPACT ASYNCHRONOUS MOTOR 1000RPM, 22KW, 210NM, 55A, 300V 1150RPM, 25KW, 208NM, 55A, 343V 1350RPM, 28 KW,198NM,52A, 400V FORCED VENTILATION; DIRECTION OF AIR FLOW NDE --> DE; DEGREE OF PROTECTION IP55 W/O ENCODER DESIGN IM B5 (IMV 1,IM V3) SHAFT WITH FITTED KEY HALF-KEY BALANCING BEARING: STANDARD WITH FIXED BEARING, VIBRATION SEVERITY GRADE S/A; SHAFT AND FLANGE ACCURACY: R TERMINAL BOX (ABOVE) CABLE ENTRY ON THE LEFT SIGNAL CONNECTION D-END | 6782 | TEM | 1 | MC | 196 | 1
1PH81631AD122CC1 | SIMOTICS M COMPACT ASYNCHRONOUS MOTOR 1000RPM, 22KW, 210NM, 55A, 300V 1150RPM, 25KW, 208NM, 55A, 343V 1350RPM, 28 KW,198NM,52A, 400V FORCED VENTILATION; DIRECTION OF AIR FLOW NDE --> DE; DEGREE OF PROTECTION IP55 W/O ENCODER DESIGN IM B5 (IMV 1,IM V3) SHAFT WITH FITTED KEY HALF-KEY BALANCING BEARING: STANDARD WITH FIXED BEARING, VIBRATION SEVERITY GRADE S/A; SHAFT AND FLANGE ACCURACY: R TERMINAL BOX (ABOVE) CABLE ENTRY ON THE ND-END SIGNAL CONNECTION LEFT | 6782 | TEM | 1 | MC | 196 | 1
1PH81631AD130BA1 | SIMOTICS M COMPACT ASYNCHRONOUS MOTOR 1000RPM, 22KW, 210NM, 55A, 300V 1150RPM, 25KW, 208NM, 55A, 343V 1350RPM, 28 KW,198NM,52A, 400V FORCED VENTILATION; DIRECTION OF AIR FLOW NDE --> DE; DEGREE OF PROTECTION IP55 W/O ENCODER DESIGN IM B35 (IM V15, IM V35) PLAIN SHAFT WITHOUT FITTED KEY; BEARING: STANDARD WITH FIXED BEARING, VIBRATION SEVERITY GRADE R/A; SHAFT AND FLANGE ACCURACY: R TERMINAL BOX (ABOVE) CABLE ENTRY ON THE RIGHT SIGNAL CONNECTION D-END | 6392 | TEM | 1 | MC | 196 | 1
1PH81631AD130BB1 | SIMOTICS M COMPACT ASYNCHRONOUS MOTOR 1000RPM, 22KW, 210NM, 55A, 300V 1150RPM, 25KW, 208NM, 55A, 343V 1350RPM, 28 KW,198NM,52A, 400V FORCED VENTILATION; DIRECTION OF AIR FLOW NDE --> DE; DEGREE OF PROTECTION IP55 W/O ENCODER DESIGN IM B35 (IM V15, IM V35) PLAIN SHAFT WITHOUT FITTED KEY; BEARING: STANDARD WITH FIXED BEARING, VIBRATION SEVERITY GRADE R/A; SHAFT AND FLANGE ACCURACY: R TERMINAL BOX (ABOVE) CABLE ENTRY ON THE LEFT SIGNAL CONNECTION D-END | 6392 | TEM | 1 | MC | 196 | 1
1PH81631AD130BC1 | SIMOTICS M COMPACT ASYNCHRONOUS MOTOR 1000RPM, 22KW, 210NM, 55A, 300V 1150RPM, 25KW, 208NM, 55A, 343V 1350RPM, 28 KW,198NM,52A, 400V FORCED VENTILATION; DIRECTION OF AIR FLOW NDE --> DE; DEGREE OF PROTECTION IP55 W/O ENCODER DESIGN IM B35 (IM V15, IM V35) PLAIN SHAFT WITHOUT FITTED KEY; BEARING: STANDARD WITH FIXED BEARING, VIBRATION SEVERITY GRADE R/A; SHAFT AND FLANGE ACCURACY: R TERMINAL BOX (ABOVE) CABLE ENTRY ON THE ND-END SIGNAL CONNECTION LEFT | 6392 | TEM | 1 | MC | 196 | 1
1PH81631AD130CA1 | SIMOTICS M COMPACT ASYNCHRONOUS MOTOR 1000RPM, 22KW, 210NM, 55A, 300V 1150RPM, 25KW, 208NM, 55A, 343V 1350RPM, 28 KW,198NM,52A, 400V FORCED VENTILATION; DIRECTION OF AIR FLOW NDE --> DE; DEGREE OF PROTECTION IP55 W/O ENCODER DESIGN IM B35 (IM V15, IM V35) PLAIN SHAFT WITHOUT FITTED KEY; BEARING: STANDARD WITH FIXED BEARING, VIBRATION SEVERITY GRADE S/A; SHAFT AND FLANGE ACCURACY: R TERMINAL BOX (ABOVE) CABLE ENTRY ON THE RIGHT SIGNAL CONNECTION D-END | 6587 | TEM | 1 | MC | 196 | 1
1PH81631AD130CB1 | SIMOTICS M COMPACT ASYNCHRONOUS MOTOR 1000RPM, 22KW, 210NM, 55A, 300V 1150RPM, 25KW, 208NM, 55A, 343V 1350RPM, 28 KW,198NM,52A, 400V FORCED VENTILATION; DIRECTION OF AIR FLOW NDE --> DE; DEGREE OF PROTECTION IP55 W/O ENCODER DESIGN IM B35 (IM V15, IM V35) PLAIN SHAFT WITHOUT FITTED KEY; BEARING: STANDARD WITH FIXED BEARING, VIBRATION SEVERITY GRADE S/A; SHAFT AND FLANGE ACCURACY: R TERMINAL BOX (ABOVE) CABLE ENTRY ON THE LEFT SIGNAL CONNECTION D-END | 6587 | TEM | 1 | MC | 196 | 1
1PH81631AD130CC1 | SIMOTICS M COMPACT ASYNCHRONOUS MOTOR 1000RPM, 22KW, 210NM, 55A, 300V 1150RPM, 25KW, 208NM, 55A, 343V 1350RPM, 28 KW,198NM,52A, 400V FORCED VENTILATION; DIRECTION OF AIR FLOW NDE --> DE; DEGREE OF PROTECTION IP55 W/O ENCODER DESIGN IM B35 (IM V15, IM V35) PLAIN SHAFT WITHOUT FITTED KEY; BEARING: STANDARD WITH FIXED BEARING, VIBRATION SEVERITY GRADE S/A; SHAFT AND FLANGE ACCURACY: R TERMINAL BOX (ABOVE) CABLE ENTRY ON THE ND-END SIGNAL CONNECTION LEFT | 6587 | TEM | 1 | MC | 196 | 1
1PH81631AD132BA1 | SIMOTICS M COMPACT ASYNCHRONOUS MOTOR 1000RPM, 22KW, 210NM, 55A, 300V 1150RPM, 25KW, 208NM, 55A, 343V 1350RPM, 28 KW,198NM,52A, 400V FORCED VENTILATION; DIRECTION OF AIR FLOW NDE --> DE; DEGREE OF PROTECTION IP55 W/O ENCODER DESIGN IM B35 (IM V15, IM V35) SHAFT WITH FITTED KEY HALF-KEY BALANCING BEARING: STANDARD WITH FIXED BEARING, VIBRATION SEVERITY GRADE R/A; SHAFT AND FLANGE ACCURACY: R TERMINAL BOX (ABOVE) CABLE ENTRY ON THE RIGHT SIGNAL CONNECTION D-END | 6587 | TEM | 1 | MC | 196 | 1
1PH81631AD132BB1 | SIMOTICS M COMPACT ASYNCHRONOUS MOTOR 1000RPM, 22KW, 210NM, 55A, 300V 1150RPM, 25KW, 208NM, 55A, 343V 1350RPM, 28 KW,198NM,52A, 400V FORCED VENTILATION; DIRECTION OF AIR FLOW NDE --> DE; DEGREE OF PROTECTION IP55 W/O ENCODER DESIGN IM B35 (IM V15, IM V35) SHAFT WITH FITTED KEY HALF-KEY BALANCING BEARING: STANDARD WITH FIXED BEARING, VIBRATION SEVERITY GRADE R/A; SHAFT AND FLANGE ACCURACY: R TERMINAL BOX (ABOVE) CABLE ENTRY ON THE LEFT SIGNAL CONNECTION D-END | 6587 | TEM | 1 | MC | 196 | 1
1PH81631AD132BC1 | SIMOTICS M COMPACT ASYNCHRONOUS MOTOR 1000RPM, 22KW, 210NM, 55A, 300V 1150RPM, 25KW, 208NM, 55A, 343V 1350RPM, 28 KW,198NM,52A, 400V FORCED VENTILATION; DIRECTION OF AIR FLOW NDE --> DE; DEGREE OF PROTECTION IP55 W/O ENCODER DESIGN IM B35 (IM V15, IM V35) SHAFT WITH FITTED KEY HALF-KEY BALANCING BEARING: STANDARD WITH FIXED BEARING, VIBRATION SEVERITY GRADE R/A; SHAFT AND FLANGE ACCURACY: R TERMINAL BOX (ABOVE) CABLE ENTRY ON THE ND-END SIGNAL CONNECTION LEFT | 6587 | TEM | 1 | MC | 196 | 1
1PH81631AD132CA1 | SIMOTICS M COMPACT ASYNCHRONOUS MOTOR 1000RPM, 22KW, 210NM, 55A, 300V 1150RPM, 25KW, 208NM, 55A, 343V 1350RPM, 28 KW,198NM,52A, 400V FORCED VENTILATION; DIRECTION OF AIR FLOW NDE --> DE; DEGREE OF PROTECTION IP55 W/O ENCODER DESIGN IM B35 (IM V15, IM V35) SHAFT WITH FITTED KEY HALF-KEY BALANCING BEARING: STANDARD WITH FIXED BEARING, VIBRATION SEVERITY GRADE S/A; SHAFT AND FLANGE ACCURACY: R TERMINAL BOX (ABOVE) CABLE ENTRY ON THE RIGHT SIGNAL CONNECTION D-END | 6782 | TEM | 1 | MC | 196 | 1
1PH81631AD132CB1 | SIMOTICS M COMPACT ASYNCHRONOUS MOTOR 1000RPM, 22KW, 210NM, 55A, 300V 1150RPM, 25KW, 208NM, 55A, 343V 1350RPM, 28 KW,198NM,52A, 400V FORCED VENTILATION; DIRECTION OF AIR FLOW NDE --> DE; DEGREE OF PROTECTION IP55 W/O ENCODER DESIGN IM B35 (IM V15, IM V35) SHAFT WITH FITTED KEY HALF-KEY BALANCING BEARING: STANDARD WITH FIXED BEARING, VIBRATION SEVERITY GRADE S/A; SHAFT AND FLANGE ACCURACY: R TERMINAL BOX (ABOVE) CABLE ENTRY ON THE LEFT SIGNAL CONNECTION D-END | 6782 | TEM | 1 | MC | 196 | 1
1PH81631AD132CC1 | SIMOTICS M COMPACT ASYNCHRONOUS MOTOR 1000RPM, 22KW, 210NM, 55A, 300V 1150RPM, 25KW, 208NM, 55A, 343V 1350RPM, 28 KW,198NM,52A, 400V FORCED VENTILATION; DIRECTION OF AIR FLOW NDE --> DE; DEGREE OF PROTECTION IP55 W/O ENCODER DESIGN IM B35 (IM V15, IM V35) SHAFT WITH FITTED KEY HALF-KEY BALANCING BEARING: STANDARD WITH FIXED BEARING, VIBRATION SEVERITY GRADE S/A; SHAFT AND FLANGE ACCURACY: R TERMINAL BOX (ABOVE) CABLE ENTRY ON THE ND-END SIGNAL CONNECTION LEFT | 6782 | TEM | 1 | MC | 196 | 1
1PH81631AF021BA1 | SIMOTICS M COMPACT ASYNCHRONOUS MOTOR 1500RPM, 30KW, 191NM, 71A, 319V 1750RPM, 34KW, 186NM, 70A, 366V 2000RPM, 37KW, 177NM, 68A, 416V FORCED VENTILATION; DIRECTION OF AIR FLOW DE --> NDE; DEGREE OF PROTECTION IP55 W/O ENCODER DESIGN IM B5 (IMV 1,IM V3) SHAFT WITH FITTED KEY FULL-KEY BALANCING BEARING: STANDARD WITH FIXED BEARING, VIBRATION SEVERITY GRADE R/A; SHAFT AND FLANGE ACCURACY: R TERMINAL BOX (ABOVE) CABLE ENTRY ON THE RIGHT SIGNAL CONNECTION D-END | 6587 | TEM | 1 | MC | 196 | 1
1PH81631AF022BA1 | SIMOTICS M COMPACT ASYNCHRONOUS MOTOR 1500RPM, 30KW, 191NM, 71A, 319V 1750RPM, 34KW, 186NM, 70A, 366V 2000RPM, 37KW, 177NM, 68A, 416V FORCED VENTILATION; DIRECTION OF AIR FLOW DE --> NDE; DEGREE OF PROTECTION IP55 W/O ENCODER DESIGN IM B5 (IMV 1,IM V3) SHAFT WITH FITTED KEY HALF-KEY BALANCING BEARING: STANDARD WITH FIXED BEARING, VIBRATION SEVERITY GRADE R/A; SHAFT AND FLANGE ACCURACY: R TERMINAL BOX (ABOVE) CABLE ENTRY ON THE RIGHT SIGNAL CONNECTION D-END | 6587 | TEM | 1 | MC | 196 | 1
1PH81631AF030BA1 | SIMOTICS M COMPACT ASYNCHRONOUS MOTOR 1500RPM, 30KW, 191NM, 71A, 319V 1750RPM, 34KW, 186NM, 70A, 366V 2000RPM, 37KW, 177NM, 68A, 416V FORCED VENTILATION; DIRECTION OF AIR FLOW DE --> NDE; DEGREE OF PROTECTION IP55 W/O ENCODER DESIGN IM B35 (IM V15, IM V35) PLAIN SHAFT WITHOUT FITTED KEY; BEARING: STANDARD WITH FIXED BEARING, VIBRATION SEVERITY GRADE R/A; SHAFT AND FLANGE ACCURACY: R TERMINAL BOX (ABOVE) CABLE ENTRY ON THE RIGHT SIGNAL CONNECTION D-END | 6392 | TEM | 1 | MC | 196 | 1
1PH81631AF100BA1 | SIMOTICS M COMPACT ASYNCHRONOUS MOTOR 1500RPM, 30KW,191NM, 71A, 319V 1750RPM, 34KW,186NM, 70A, 366V 2000RPM, 37KW,177NM, 68A, 416V FORCED VENTILATION; DIRECTION OF AIR FLOW NDE --> DE; DEGREE OF PROTECTION IP55 W/O ENCODER DESIGN IM B3 (IM V5, IM V6) PLAIN SHAFT WITHOUT FITTED KEY; BEARING: STANDARD WITH FIXED BEARING, VIBRATION SEVERITY GRADE R/A; SHAFT AND FLANGE ACCURACY: R TERMINAL BOX (ABOVE) CABLE ENTRY ON THE RIGHT SIGNAL CONNECTION D-END | 5742 | TEM | 1 | MC | 196 | 1
1PH81631AF100BB1 | SIMOTICS M COMPACT ASYNCHRONOUS MOTOR 1500RPM, 30KW,191NM, 71A, 319V 1750RPM, 34KW,186NM, 70A, 366V 2000RPM, 37KW,177NM, 68A, 416V FORCED VENTILATION; DIRECTION OF AIR FLOW NDE --> DE; DEGREE OF PROTECTION IP55 W/O ENCODER DESIGN IM B3 (IM V5, IM V6) PLAIN SHAFT WITHOUT FITTED KEY; BEARING: STANDARD WITH FIXED BEARING, VIBRATION SEVERITY GRADE R/A; SHAFT AND FLANGE ACCURACY: R TERMINAL BOX (ABOVE) CABLE ENTRY ON THE LEFT SIGNAL CONNECTION D-END | 5742 | TEM | 1 | MC | 196 | 1
1PH81631AF100BC1 | SIMOTICS M COMPACT ASYNCHRONOUS MOTOR 1500RPM, 30KW,191NM, 71A, 319V 1750RPM, 34KW,186NM, 70A, 366V 2000RPM, 37KW,177NM, 68A, 416V FORCED VENTILATION; DIRECTION OF AIR FLOW NDE --> DE; DEGREE OF PROTECTION IP55 W/O ENCODER DESIGN IM B3 (IM V5, IM V6) PLAIN SHAFT WITHOUT FITTED KEY; BEARING: STANDARD WITH FIXED BEARING, VIBRATION SEVERITY GRADE R/A; SHAFT AND FLANGE ACCURACY: R TERMINAL BOX (ABOVE) CABLE ENTRY ON THE ND-END SIGNAL CONNECTION LEFT | 5742 | TEM | 1 | MC | 196 | 1
1PH81631AF100CA1 | SIMOTICS M COMPACT ASYNCHRONOUS MOTOR 1500RPM, 30KW,191NM, 71A, 319V 1750RPM, 34KW,186NM, 70A, 366V 2000RPM, 37KW,177NM, 68A, 416V FORCED VENTILATION; DIRECTION OF AIR FLOW NDE --> DE; DEGREE OF PROTECTION IP55 W/O ENCODER DESIGN IM B3 (IM V5, IM V6) PLAIN SHAFT WITHOUT FITTED KEY; BEARING: STANDARD WITH FIXED BEARING, VIBRATION SEVERITY GRADE S/A; SHAFT AND FLANGE ACCURACY: R TERMINAL BOX (ABOVE) CABLE ENTRY ON THE RIGHT SIGNAL CONNECTION D-END | 5937 | TEM | 1 | MC | 196 | 1
1PH81631AF100CB1 | SIMOTICS M COMPACT ASYNCHRONOUS MOTOR 1500RPM, 30KW,191NM, 71A, 319V 1750RPM, 34KW,186NM, 70A, 366V 2000RPM, 37KW,177NM, 68A, 416V FORCED VENTILATION; DIRECTION OF AIR FLOW NDE --> DE; DEGREE OF PROTECTION IP55 W/O ENCODER DESIGN IM B3 (IM V5, IM V6) PLAIN SHAFT WITHOUT FITTED KEY; BEARING: STANDARD WITH FIXED BEARING, VIBRATION SEVERITY GRADE S/A; SHAFT AND FLANGE ACCURACY: R TERMINAL BOX (ABOVE) CABLE ENTRY ON THE LEFT SIGNAL CONNECTION D-END | 5937 | TEM | 1 | MC | 196 | 1
1PH81631AF100CC1 | SIMOTICS M COMPACT ASYNCHRONOUS MOTOR 1500RPM, 30KW,191NM, 71A, 319V 1750RPM, 34KW,186NM, 70A, 366V 2000RPM, 37KW,177NM, 68A, 416V FORCED VENTILATION; DIRECTION OF AIR FLOW NDE --> DE; DEGREE OF PROTECTION IP55 W/O ENCODER DESIGN IM B3 (IM V5, IM V6) PLAIN SHAFT WITHOUT FITTED KEY; BEARING: STANDARD WITH FIXED BEARING, VIBRATION SEVERITY GRADE S/A; SHAFT AND FLANGE ACCURACY: R TERMINAL BOX (ABOVE) CABLE ENTRY ON THE ND-END SIGNAL CONNECTION LEFT | 5937 | TEM | 1 | MC | 196 | 1
1PH81631AF102BA1 | SIMOTICS M COMPACT ASYNCHRONOUS MOTOR 1500RPM, 30KW,191NM, 71A, 319V 1750RPM, 34KW,186NM, 70A, 366V 2000RPM, 37KW,177NM, 68A, 416V FORCED VENTILATION; DIRECTION OF AIR FLOW NDE --> DE; DEGREE OF PROTECTION IP55 W/O ENCODER DESIGN IM B3 (IM V5, IM V6) SHAFT WITH FITTED KEY HALF-KEY BALANCING BEARING: STANDARD WITH FIXED BEARING, VIBRATION SEVERITY GRADE R/A; SHAFT AND FLANGE ACCURACY: R TERMINAL BOX (ABOVE) CABLE ENTRY ON THE RIGHT SIGNAL CONNECTION D-END | 5937 | TEM | 1 | MC | 196 | 1
1PH81631AF102BB1 | SIMOTICS M COMPACT ASYNCHRONOUS MOTOR 1500RPM, 30KW,191NM, 71A, 319V 1750RPM, 34KW,186NM, 70A, 366V 2000RPM, 37KW,177NM, 68A, 416V FORCED VENTILATION; DIRECTION OF AIR FLOW NDE --> DE; DEGREE OF PROTECTION IP55 W/O ENCODER DESIGN IM B3 (IM V5, IM V6) SHAFT WITH FITTED KEY HALF-KEY BALANCING BEARING: STANDARD WITH FIXED BEARING, VIBRATION SEVERITY GRADE R/A; SHAFT AND FLANGE ACCURACY: R TERMINAL BOX (ABOVE) CABLE ENTRY ON THE LEFT SIGNAL CONNECTION D-END | 5937 | TEM | 1 | MC | 196 | 1
1PH81631AF102BC1 | SIMOTICS M COMPACT ASYNCHRONOUS MOTOR 1500RPM, 30KW,191NM, 71A, 319V 1750RPM, 34KW,186NM, 70A, 366V 2000RPM, 37KW,177NM, 68A, 416V FORCED VENTILATION; DIRECTION OF AIR FLOW NDE --> DE; DEGREE OF PROTECTION IP55 W/O ENCODER DESIGN IM B3 (IM V5, IM V6) SHAFT WITH FITTED KEY HALF-KEY BALANCING BEARING: STANDARD WITH FIXED BEARING, VIBRATION SEVERITY GRADE R/A; SHAFT AND FLANGE ACCURACY: R TERMINAL BOX (ABOVE) CABLE ENTRY ON THE ND-END SIGNAL CONNECTION LEFT | 5937 | TEM | 1 | MC | 196 | 1
1PH81631AF102CA1 | SIMOTICS M COMPACT ASYNCHRONOUS MOTOR 1500RPM, 30KW,191NM, 71A, 319V 1750RPM, 34KW,186NM, 70A, 366V 2000RPM, 37KW,177NM, 68A, 416V FORCED VENTILATION; DIRECTION OF AIR FLOW NDE --> DE; DEGREE OF PROTECTION IP55 W/O ENCODER DESIGN IM B3 (IM V5, IM V6) SHAFT WITH FITTED KEY HALF-KEY BALANCING BEARING: STANDARD WITH FIXED BEARING, VIBRATION SEVERITY GRADE S/A; SHAFT AND FLANGE ACCURACY: R TERMINAL BOX (ABOVE) CABLE ENTRY ON THE RIGHT SIGNAL CONNECTION D-END | 6132 | TEM | 1 | MC | 196 | 1
1PH81631AF102CB1 | SIMOTICS M COMPACT ASYNCHRONOUS MOTOR 1500RPM, 30KW,191NM, 71A, 319V 1750RPM, 34KW,186NM, 70A, 366V 2000RPM, 37KW,177NM, 68A, 416V FORCED VENTILATION; DIRECTION OF AIR FLOW NDE --> DE; DEGREE OF PROTECTION IP55 W/O ENCODER DESIGN IM B3 (IM V5, IM V6) SHAFT WITH FITTED KEY HALF-KEY BALANCING BEARING: STANDARD WITH FIXED BEARING, VIBRATION SEVERITY GRADE S/A; SHAFT AND FLANGE ACCURACY: R TERMINAL BOX (ABOVE) CABLE ENTRY ON THE LEFT SIGNAL CONNECTION D-END | 6132 | TEM | 1 | MC | 196 | 1
1PH81631AF102CC1 | SIMOTICS M COMPACT ASYNCHRONOUS MOTOR 1500RPM, 30KW,191NM, 71A, 319V 1750RPM, 34KW,186NM, 70A, 366V 2000RPM, 37KW,177NM, 68A, 416V FORCED VENTILATION; DIRECTION OF AIR FLOW NDE --> DE; DEGREE OF PROTECTION IP55 W/O ENCODER DESIGN IM B3 (IM V5, IM V6) SHAFT WITH FITTED KEY HALF-KEY BALANCING BEARING: STANDARD WITH FIXED BEARING, VIBRATION SEVERITY GRADE S/A; SHAFT AND FLANGE ACCURACY: R TERMINAL BOX (ABOVE) CABLE ENTRY ON THE ND-END SIGNAL CONNECTION LEFT | 6132 | TEM | 1 | MC | 196 | 1
1PH81631AF120BA1 | SIMOTICS M COMPACT ASYNCHRONOUS MOTOR 1500RPM, 30KW,191NM, 71A, 319V 1750RPM, 34KW,186NM, 70A, 366V 2000RPM, 37KW,177NM, 68A, 416V FORCED VENTILATION; DIRECTION OF AIR FLOW NDE --> DE; DEGREE OF PROTECTION IP55 W/O ENCODER DESIGN IM B5 (IMV 1,IM V3) PLAIN SHAFT WITHOUT FITTED KEY; BEARING: STANDARD WITH FIXED BEARING, VIBRATION SEVERITY GRADE R/A; SHAFT AND FLANGE ACCURACY: R TERMINAL BOX (ABOVE) CABLE ENTRY ON THE RIGHT SIGNAL CONNECTION D-END | 6392 | TEM | 1 | MC | 196 | 1
1PH81631AF120BB1 | SIMOTICS M COMPACT ASYNCHRONOUS MOTOR 1500RPM, 30KW,191NM, 71A, 319V 1750RPM, 34KW,186NM, 70A, 366V 2000RPM, 37KW,177NM, 68A, 416V FORCED VENTILATION; DIRECTION OF AIR FLOW NDE --> DE; DEGREE OF PROTECTION IP55 W/O ENCODER DESIGN IM B5 (IMV 1,IM V3) PLAIN SHAFT WITHOUT FITTED KEY; BEARING: STANDARD WITH FIXED BEARING, VIBRATION SEVERITY GRADE R/A; SHAFT AND FLANGE ACCURACY: R TERMINAL BOX (ABOVE) CABLE ENTRY ON THE LEFT SIGNAL CONNECTION D-END | 6392 | TEM | 1 | MC | 196 | 1
1PH81631AF120BC1 | SIMOTICS M COMPACT ASYNCHRONOUS MOTOR 1500RPM, 30KW,191NM, 71A, 319V 1750RPM, 34KW,186NM, 70A, 366V 2000RPM, 37KW,177NM, 68A, 416V FORCED VENTILATION; DIRECTION OF AIR FLOW NDE --> DE; DEGREE OF PROTECTION IP55 W/O ENCODER DESIGN IM B5 (IMV 1,IM V3) PLAIN SHAFT WITHOUT FITTED KEY; BEARING: STANDARD WITH FIXED BEARING, VIBRATION SEVERITY GRADE R/A; SHAFT AND FLANGE ACCURACY: R TERMINAL BOX (ABOVE) CABLE ENTRY ON THE ND-END SIGNAL CONNECTION LEFT | 6392 | TEM | 1 | MC | 196 | 1
1PH81631AF120CA1 | SIMOTICS M COMPACT ASYNCHRONOUS MOTOR 1500RPM, 30KW,191NM, 71A, 319V 1750RPM, 34KW,186NM, 70A, 366V 2000RPM, 37KW,177NM, 68A, 416V FORCED VENTILATION; DIRECTION OF AIR FLOW NDE --> DE; DEGREE OF PROTECTION IP55 W/O ENCODER DESIGN IM B5 (IMV 1,IM V3) PLAIN SHAFT WITHOUT FITTED KEY; BEARING: STANDARD WITH FIXED BEARING, VIBRATION SEVERITY GRADE S/A; SHAFT AND FLANGE ACCURACY: R TERMINAL BOX (ABOVE) CABLE ENTRY ON THE RIGHT SIGNAL CONNECTION D-END | 6587 | TEM | 1 | MC | 196 | 1
1PH81631AF120CB1 | SIMOTICS M COMPACT ASYNCHRONOUS MOTOR 1500RPM, 30KW,191NM, 71A, 319V 1750RPM, 34KW,186NM, 70A, 366V 2000RPM, 37KW,177NM, 68A, 416V FORCED VENTILATION; DIRECTION OF AIR FLOW NDE --> DE; DEGREE OF PROTECTION IP55 W/O ENCODER DESIGN IM B5 (IMV 1,IM V3) PLAIN SHAFT WITHOUT FITTED KEY; BEARING: STANDARD WITH FIXED BEARING, VIBRATION SEVERITY GRADE S/A; SHAFT AND FLANGE ACCURACY: R TERMINAL BOX (ABOVE) CABLE ENTRY ON THE LEFT SIGNAL CONNECTION D-END | 6587 | TEM | 1 | MC | 196 | 1
1PH81631AF120CC1 | SIMOTICS M COMPACT ASYNCHRONOUS MOTOR 1500RPM, 30KW,191NM, 71A, 319V 1750RPM, 34KW,186NM, 70A, 366V 2000RPM, 37KW,177NM, 68A, 416V FORCED VENTILATION; DIRECTION OF AIR FLOW NDE --> DE; DEGREE OF PROTECTION IP55 W/O ENCODER DESIGN IM B5 (IMV 1,IM V3) PLAIN SHAFT WITHOUT FITTED KEY; BEARING: STANDARD WITH FIXED BEARING, VIBRATION SEVERITY GRADE S/A; SHAFT AND FLANGE ACCURACY: R TERMINAL BOX (ABOVE) CABLE ENTRY ON THE ND-END SIGNAL CONNECTION LEFT | 6587 | TEM | 1 | MC | 196 | 1
1PH81631AF122BA1 | SIMOTICS M COMPACT ASYNCHRONOUS MOTOR 1500RPM, 30KW,191NM, 71A, 319V 1750RPM, 34KW,186NM, 70A, 366V 2000RPM, 37KW,177NM, 68A, 416V FORCED VENTILATION; DIRECTION OF AIR FLOW NDE --> DE; DEGREE OF PROTECTION IP55 W/O ENCODER DESIGN IM B5 (IMV 1,IM V3) SHAFT WITH FITTED KEY HALF-KEY BALANCING BEARING: STANDARD WITH FIXED BEARING, VIBRATION SEVERITY GRADE R/A; SHAFT AND FLANGE ACCURACY: R TERMINAL BOX (ABOVE) CABLE ENTRY ON THE RIGHT SIGNAL CONNECTION D-END | 6587 | TEM | 1 | MC | 196 | 1
1PH81631AF122BB1 | SIMOTICS M COMPACT ASYNCHRONOUS MOTOR 1500RPM, 30KW,191NM, 71A, 319V 1750RPM, 34KW,186NM, 70A, 366V 2000RPM, 37KW,177NM, 68A, 416V FORCED VENTILATION; DIRECTION OF AIR FLOW NDE --> DE; DEGREE OF PROTECTION IP55 W/O ENCODER DESIGN IM B5 (IMV 1,IM V3) SHAFT WITH FITTED KEY HALF-KEY BALANCING BEARING: STANDARD WITH FIXED BEARING, VIBRATION SEVERITY GRADE R/A; SHAFT AND FLANGE ACCURACY: R TERMINAL BOX (ABOVE) CABLE ENTRY ON THE LEFT SIGNAL CONNECTION D-END | 6587 | TEM | 1 | MC | 196 | 1
1PH81631AF122BC1 | SIMOTICS M COMPACT ASYNCHRONOUS MOTOR 1500RPM, 30KW,191NM, 71A, 319V 1750RPM, 34KW,186NM, 70A, 366V 2000RPM, 37KW,177NM, 68A, 416V FORCED VENTILATION; DIRECTION OF AIR FLOW NDE --> DE; DEGREE OF PROTECTION IP55 W/O ENCODER DESIGN IM B5 (IMV 1,IM V3) SHAFT WITH FITTED KEY HALF-KEY BALANCING BEARING: STANDARD WITH FIXED BEARING, VIBRATION SEVERITY GRADE R/A; SHAFT AND FLANGE ACCURACY: R TERMINAL BOX (ABOVE) CABLE ENTRY ON THE ND-END SIGNAL CONNECTION LEFT | 6587 | TEM | 1 | MC | 196 | 1
1PH81631AF122CA1 | SIMOTICS M COMPACT ASYNCHRONOUS MOTOR 1500RPM, 30KW,191NM, 71A, 319V 1750RPM, 34KW,186NM, 70A, 366V 2000RPM, 37KW,177NM, 68A, 416V FORCED VENTILATION; DIRECTION OF AIR FLOW NDE --> DE; DEGREE OF PROTECTION IP55 W/O ENCODER DESIGN IM B5 (IMV 1,IM V3) SHAFT WITH FITTED KEY HALF-KEY BALANCING BEARING: STANDARD WITH FIXED BEARING, VIBRATION SEVERITY GRADE S/A; SHAFT AND FLANGE ACCURACY: R TERMINAL BOX (ABOVE) CABLE ENTRY ON THE RIGHT SIGNAL CONNECTION D-END | 6782 | TEM | 1 | MC | 196 | 1
1PH81631AF122CB1 | SIMOTICS M COMPACT ASYNCHRONOUS MOTOR 1500RPM, 30KW,191NM, 71A, 319V 1750RPM, 34KW,186NM, 70A, 366V 2000RPM, 37KW,177NM, 68A, 416V FORCED VENTILATION; DIRECTION OF AIR FLOW NDE --> DE; DEGREE OF PROTECTION IP55 W/O ENCODER DESIGN IM B5 (IMV 1,IM V3) SHAFT WITH FITTED KEY HALF-KEY BALANCING BEARING: STANDARD WITH FIXED BEARING, VIBRATION SEVERITY GRADE S/A; SHAFT AND FLANGE ACCURACY: R TERMINAL BOX (ABOVE) CABLE ENTRY ON THE LEFT SIGNAL CONNECTION D-END | 6782 | TEM | 1 | MC | 196 | 1
1PH81631AF122CC1 | SIMOTICS M COMPACT ASYNCHRONOUS MOTOR 1500RPM, 30KW,191NM, 71A, 319V 1750RPM, 34KW,186NM, 70A, 366V 2000RPM, 37KW,177NM, 68A, 416V FORCED VENTILATION; DIRECTION OF AIR FLOW NDE --> DE; DEGREE OF PROTECTION IP55 W/O ENCODER DESIGN IM B5 (IMV 1,IM V3) SHAFT WITH FITTED KEY HALF-KEY BALANCING BEARING: STANDARD WITH FIXED BEARING, VIBRATION SEVERITY GRADE S/A; SHAFT AND FLANGE ACCURACY: R TERMINAL BOX (ABOVE) CABLE ENTRY ON THE ND-END SIGNAL CONNECTION LEFT | 6782 | TEM | 1 | MC | 196 | 1
1PH81631AF130BA1 | SIMOTICS M COMPACT ASYNCHRONOUS MOTOR 1500RPM, 30KW,191NM, 71A, 319V 1750RPM, 34KW,186NM, 70A, 366V 2000RPM, 37KW,177NM, 68A, 416V FORCED VENTILATION; DIRECTION OF AIR FLOW NDE --> DE; DEGREE OF PROTECTION IP55 W/O ENCODER DESIGN IM B35 (IM V15, IM V35) PLAIN SHAFT WITHOUT FITTED KEY; BEARING: STANDARD WITH FIXED BEARING, VIBRATION SEVERITY GRADE R/A; SHAFT AND FLANGE ACCURACY: R TERMINAL BOX (ABOVE) CABLE ENTRY ON THE RIGHT SIGNAL CONNECTION D-END | 6392 | TEM | 1 | MC | 196 | 1
1PH81631AF130BB1 | SIMOTICS M COMPACT ASYNCHRONOUS MOTOR 1500RPM, 30KW,191NM, 71A, 319V 1750RPM, 34KW,186NM, 70A, 366V 2000RPM, 37KW,177NM, 68A, 416V FORCED VENTILATION; DIRECTION OF AIR FLOW NDE --> DE; DEGREE OF PROTECTION IP55 W/O ENCODER DESIGN IM B35 (IM V15, IM V35) PLAIN SHAFT WITHOUT FITTED KEY; BEARING: STANDARD WITH FIXED BEARING, VIBRATION SEVERITY GRADE R/A; SHAFT AND FLANGE ACCURACY: R TERMINAL BOX (ABOVE) CABLE ENTRY ON THE LEFT SIGNAL CONNECTION D-END | 6392 | TEM | 1 | MC | 196 | 1
1PH81631AF130BC1 | SIMOTICS M COMPACT ASYNCHRONOUS MOTOR 1500RPM, 30KW,191NM, 71A, 319V 1750RPM, 34KW,186NM, 70A, 366V 2000RPM, 37KW,177NM, 68A, 416V FORCED VENTILATION; DIRECTION OF AIR FLOW NDE --> DE; DEGREE OF PROTECTION IP55 W/O ENCODER DESIGN IM B35 (IM V15, IM V35) PLAIN SHAFT WITHOUT FITTED KEY; BEARING: STANDARD WITH FIXED BEARING, VIBRATION SEVERITY GRADE R/A; SHAFT AND FLANGE ACCURACY: R TERMINAL BOX (ABOVE) CABLE ENTRY ON THE ND-END SIGNAL CONNECTION LEFT | 6392 | TEM | 1 | MC | 196 | 1
1PH81631AF130CA1 | SIMOTICS M COMPACT ASYNCHRONOUS MOTOR 1500RPM, 30KW,191NM, 71A, 319V 1750RPM, 34KW,186NM, 70A, 366V 2000RPM, 37KW,177NM, 68A, 416V FORCED VENTILATION; DIRECTION OF AIR FLOW NDE --> DE; DEGREE OF PROTECTION IP55 W/O ENCODER DESIGN IM B35 (IM V15, IM V35) PLAIN SHAFT WITHOUT FITTED KEY; BEARING: STANDARD WITH FIXED BEARING, VIBRATION SEVERITY GRADE S/A; SHAFT AND FLANGE ACCURACY: R TERMINAL BOX (ABOVE) CABLE ENTRY ON THE RIGHT SIGNAL CONNECTION D-END | 6587 | TEM | 1 | MC | 196 | 1
1PH81631AF130CB1 | SIMOTICS M COMPACT ASYNCHRONOUS MOTOR 1500RPM, 30KW,191NM, 71A, 319V 1750RPM, 34KW,186NM, 70A, 366V 2000RPM, 37KW,177NM, 68A, 416V FORCED VENTILATION; DIRECTION OF AIR FLOW NDE --> DE; DEGREE OF PROTECTION IP55 W/O ENCODER DESIGN IM B35 (IM V15, IM V35) PLAIN SHAFT WITHOUT FITTED KEY; BEARING: STANDARD WITH FIXED BEARING, VIBRATION SEVERITY GRADE S/A; SHAFT AND FLANGE ACCURACY: R TERMINAL BOX (ABOVE) CABLE ENTRY ON THE LEFT SIGNAL CONNECTION D-END | 6587 | TEM | 1 | MC | 196 | 1
1PH81631AF130CC1 | SIMOTICS M COMPACT ASYNCHRONOUS MOTOR 1500RPM, 30KW,191NM, 71A, 319V 1750RPM, 34KW,186NM, 70A, 366V 2000RPM, 37KW,177NM, 68A, 416V FORCED VENTILATION; DIRECTION OF AIR FLOW NDE --> DE; DEGREE OF PROTECTION IP55 W/O ENCODER DESIGN IM B35 (IM V15, IM V35) PLAIN SHAFT WITHOUT FITTED KEY; BEARING: STANDARD WITH FIXED BEARING, VIBRATION SEVERITY GRADE S/A; SHAFT AND FLANGE ACCURACY: R TERMINAL BOX (ABOVE) CABLE ENTRY ON THE ND-END SIGNAL CONNECTION LEFT | 6587 | TEM | 1 | MC | 196 | 1
1PH81631AF131BA1 | SIMOTICS M COMPACT ASYNCHRONOUS MOTOR 1500RPM, 30KW,191NM, 71A, 319V 1750RPM, 34KW,186NM, 70A, 366V 2000RPM, 37KW,177NM, 68A, 416V FORCED VENTILATION; DIRECTION OF AIR FLOW NDE --> DE; DEGREE OF PROTECTION IP55 W/O ENCODER DESIGN IM B35 (IM V15, IM V35) SHAFT WITH FITTED KEY FULL-KEY BALANCING BEARING: STANDARD WITH FIXED BEARING, VIBRATION SEVERITY GRADE R/A; SHAFT AND FLANGE ACCURACY: R TERMINAL BOX (ABOVE) CABLE ENTRY ON THE RIGHT SIGNAL CONNECTION D-END | 6587 | TEM | 1 | MC | 196 | 1
1PH81631AF132BA1 | SIMOTICS M COMPACT ASYNCHRONOUS MOTOR 1500RPM, 30KW,191NM, 71A, 319V 1750RPM, 34KW,186NM, 70A, 366V 2000RPM, 37KW,177NM, 68A, 416V FORCED VENTILATION; DIRECTION OF AIR FLOW NDE --> DE; DEGREE OF PROTECTION IP55 W/O ENCODER DESIGN IM B35 (IM V15, IM V35) SHAFT WITH FITTED KEY HALF-KEY BALANCING BEARING: STANDARD WITH FIXED BEARING, VIBRATION SEVERITY GRADE R/A; SHAFT AND FLANGE ACCURACY: R TERMINAL BOX (ABOVE) CABLE ENTRY ON THE RIGHT SIGNAL CONNECTION D-END | 6587 | TEM | 1 | MC | 196 | 1
1PH81631AF132BB1 | SIMOTICS M COMPACT ASYNCHRONOUS MOTOR 1500RPM, 30KW,191NM, 71A, 319V 1750RPM, 34KW,186NM, 70A, 366V 2000RPM, 37KW,177NM, 68A, 416V FORCED VENTILATION; DIRECTION OF AIR FLOW NDE --> DE; DEGREE OF PROTECTION IP55 W/O ENCODER DESIGN IM B35 (IM V15, IM V35) SHAFT WITH FITTED KEY HALF-KEY BALANCING BEARING: STANDARD WITH FIXED BEARING, VIBRATION SEVERITY GRADE R/A; SHAFT AND FLANGE ACCURACY: R TERMINAL BOX (ABOVE) CABLE ENTRY ON THE LEFT SIGNAL CONNECTION D-END | 6587 | TEM | 1 | MC | 196 | 1
1PH81631AF132BC1 | SIMOTICS M COMPACT ASYNCHRONOUS MOTOR 1500RPM, 30KW,191NM, 71A, 319V 1750RPM, 34KW,186NM, 70A, 366V 2000RPM, 37KW,177NM, 68A, 416V FORCED VENTILATION; DIRECTION OF AIR FLOW NDE --> DE; DEGREE OF PROTECTION IP55 W/O ENCODER DESIGN IM B35 (IM V15, IM V35) SHAFT WITH FITTED KEY HALF-KEY BALANCING BEARING: STANDARD WITH FIXED BEARING, VIBRATION SEVERITY GRADE R/A; SHAFT AND FLANGE ACCURACY: R TERMINAL BOX (ABOVE) CABLE ENTRY ON THE ND-END SIGNAL CONNECTION LEFT | 6587 | TEM | 1 | MC | 196 | 1
1PH81631AF132CA1 | SIMOTICS M COMPACT ASYNCHRONOUS MOTOR 1500RPM, 30KW,191NM, 71A, 319V 1750RPM, 34KW,186NM, 70A, 366V 2000RPM, 37KW,177NM, 68A, 416V FORCED VENTILATION; DIRECTION OF AIR FLOW NDE --> DE; DEGREE OF PROTECTION IP55 W/O ENCODER DESIGN IM B35 (IM V15, IM V35) SHAFT WITH FITTED KEY HALF-KEY BALANCING BEARING: STANDARD WITH FIXED BEARING, VIBRATION SEVERITY GRADE S/A; SHAFT AND FLANGE ACCURACY: R TERMINAL BOX (ABOVE) CABLE ENTRY ON THE RIGHT SIGNAL CONNECTION D-END | 6782 | TEM | 1 | MC | 196 | 1
1PH81631AF132CB1 | SIMOTICS M COMPACT ASYNCHRONOUS MOTOR 1500RPM, 30KW,191NM, 71A, 319V 1750RPM, 34KW,186NM, 70A, 366V 2000RPM, 37KW,177NM, 68A, 416V FORCED VENTILATION; DIRECTION OF AIR FLOW NDE --> DE; DEGREE OF PROTECTION IP55 W/O ENCODER DESIGN IM B35 (IM V15, IM V35) SHAFT WITH FITTED KEY HALF-KEY BALANCING BEARING: STANDARD WITH FIXED BEARING, VIBRATION SEVERITY GRADE S/A; SHAFT AND FLANGE ACCURACY: R TERMINAL BOX (ABOVE) CABLE ENTRY ON THE LEFT SIGNAL CONNECTION D-END | 6782 | TEM | 1 | MC | 196 | 1
1PH81631AF132CC1 | SIMOTICS M COMPACT ASYNCHRONOUS MOTOR 1500RPM, 30KW,191NM, 71A, 319V 1750RPM, 34KW,186NM, 70A, 366V 2000RPM, 37KW,177NM, 68A, 416V FORCED VENTILATION; DIRECTION OF AIR FLOW NDE --> DE; DEGREE OF PROTECTION IP55 W/O ENCODER DESIGN IM B35 (IM V15, IM V35) SHAFT WITH FITTED KEY HALF-KEY BALANCING BEARING: STANDARD WITH FIXED BEARING, VIBRATION SEVERITY GRADE S/A; SHAFT AND FLANGE ACCURACY: R TERMINAL BOX (ABOVE) CABLE ENTRY ON THE ND-END SIGNAL CONNECTION LEFT | 6782 | TEM | 1 | MC | 196 | 1
1PH81631AF200BA1 | SIMOTICS M COMPACT ASYNCHRONOUS MOTOR 1500RPM, 37KW, 236NM, 84A, 328V 1750RPM, 43KW, 235NM, 84A, 380V 2000RPM, 49KW, 234NM, 84A, 430V WATER COOLING DEGREE OF PROTECTION IP65 W/O ENCODER DESIGN IM B3 (IM V5, IM V6) PLAIN SHAFT WITHOUT FITTED KEY; BEARING: STANDARD WITH FIXED BEARING, VIBRATION SEVERITY GRADE R/A; SHAFT AND FLANGE ACCURACY: R TERMINAL BOX (ABOVE) CABLE ENTRY ON THE RIGHT SIGNAL CONNECTION D-END | 7158 | TEM | 1 | MC | 229 | 1
1PH81631AF200BB1 | SIMOTICS M COMPACT ASYNCHRONOUS MOTOR 1500RPM, 37KW, 236NM, 84A, 328V 1750RPM, 43KW, 235NM, 84A, 380V 2000RPM, 49KW, 234NM, 84A, 430V WATER COOLING DEGREE OF PROTECTION IP65 W/O ENCODER DESIGN IM B3 (IM V5, IM V6) PLAIN SHAFT WITHOUT FITTED KEY; BEARING: STANDARD WITH FIXED BEARING, VIBRATION SEVERITY GRADE R/A; SHAFT AND FLANGE ACCURACY: R TERMINAL BOX (ABOVE) CABLE ENTRY ON THE LEFT SIGNAL CONNECTION D-END | 7158 | TEM | 1 | MC | 229 | 1
1PH81631AF200BC1 | SIMOTICS M COMPACT ASYNCHRONOUS MOTOR 1500RPM, 37KW, 236NM, 84A, 328V 1750RPM, 43KW, 235NM, 84A, 380V 2000RPM, 49KW, 234NM, 84A, 430V WATER COOLING DEGREE OF PROTECTION IP65 W/O ENCODER DESIGN IM B3 (IM V5, IM V6) PLAIN SHAFT WITHOUT FITTED KEY; BEARING: STANDARD WITH FIXED BEARING, VIBRATION SEVERITY GRADE R/A; SHAFT AND FLANGE ACCURACY: R TERMINAL BOX (ABOVE) CABLE ENTRY ON THE ND-END SIGNAL CONNECTION LEFT | 7158 | TEM | 1 | MC | 229 | 1
1PH81631AF200CA1 | SIMOTICS M COMPACT ASYNCHRONOUS MOTOR 1500RPM, 37KW, 236NM, 84A, 328V 1750RPM, 43KW, 235NM, 84A, 380V 2000RPM, 49KW, 234NM, 84A, 430V WATER COOLING DEGREE OF PROTECTION IP65 W/O ENCODER DESIGN IM B3 (IM V5, IM V6) PLAIN SHAFT WITHOUT FITTED KEY; BEARING: STANDARD WITH FIXED BEARING, VIBRATION SEVERITY GRADE S/A; SHAFT AND FLANGE ACCURACY: R TERMINAL BOX (ABOVE) CABLE ENTRY ON THE RIGHT SIGNAL CONNECTION D-END | 7353 | TEM | 1 | MC | 229 | 1
1PH81631AF200CB1 | SIMOTICS M COMPACT ASYNCHRONOUS MOTOR 1500RPM, 37KW, 236NM, 84A, 328V 1750RPM, 43KW, 235NM, 84A, 380V 2000RPM, 49KW, 234NM, 84A, 430V WATER COOLING DEGREE OF PROTECTION IP65 W/O ENCODER DESIGN IM B3 (IM V5, IM V6) PLAIN SHAFT WITHOUT FITTED KEY; BEARING: STANDARD WITH FIXED BEARING, VIBRATION SEVERITY GRADE S/A; SHAFT AND FLANGE ACCURACY: R TERMINAL BOX (ABOVE) CABLE ENTRY ON THE LEFT SIGNAL CONNECTION D-END | 7353 | TEM | 1 | MC | 229 | 1
1PH81631AF200CC1 | SIMOTICS M COMPACT ASYNCHRONOUS MOTOR 1500RPM, 37KW, 236NM, 84A, 328V 1750RPM, 43KW, 235NM, 84A, 380V 2000RPM, 49KW, 234NM, 84A, 430V WATER COOLING DEGREE OF PROTECTION IP65 W/O ENCODER DESIGN IM B3 (IM V5, IM V6) PLAIN SHAFT WITHOUT FITTED KEY; BEARING: STANDARD WITH FIXED BEARING, VIBRATION SEVERITY GRADE S/A; SHAFT AND FLANGE ACCURACY: R TERMINAL BOX (ABOVE) CABLE ENTRY ON THE ND-END SIGNAL CONNECTION LEFT | 7353 | TEM | 1 | MC | 229 | 1
1PH81631AF202BA1 | SIMOTICS M COMPACT ASYNCHRONOUS MOTOR 1500RPM, 37KW, 236NM, 84A, 328V 1750RPM, 43KW, 235NM, 84A, 380V 2000RPM, 49KW, 234NM, 84A, 430V WATER COOLING DEGREE OF PROTECTION IP65 W/O ENCODER DESIGN IM B3 (IM V5, IM V6) SHAFT WITH FITTED KEY HALF-KEY BALANCING BEARING: STANDARD WITH FIXED BEARING, VIBRATION SEVERITY GRADE R/A; SHAFT AND FLANGE ACCURACY: R TERMINAL BOX (ABOVE) CABLE ENTRY ON THE RIGHT SIGNAL CONNECTION D-END | 7353 | TEM | 1 | MC | 229 | 1
1PH81631AF202BB1 | SIMOTICS M COMPACT ASYNCHRONOUS MOTOR 1500RPM, 37KW, 236NM, 84A, 328V 1750RPM, 43KW, 235NM, 84A, 380V 2000RPM, 49KW, 234NM, 84A, 430V WATER COOLING DEGREE OF PROTECTION IP65 W/O ENCODER DESIGN IM B3 (IM V5, IM V6) SHAFT WITH FITTED KEY HALF-KEY BALANCING BEARING: STANDARD WITH FIXED BEARING, VIBRATION SEVERITY GRADE R/A; SHAFT AND FLANGE ACCURACY: R TERMINAL BOX (ABOVE) CABLE ENTRY ON THE LEFT SIGNAL CONNECTION D-END | 7353 | TEM | 1 | MC | 229 | 1
1PH81631AF202BC1 | SIMOTICS M COMPACT ASYNCHRONOUS MOTOR 1500RPM, 37KW, 236NM, 84A, 328V 1750RPM, 43KW, 235NM, 84A, 380V 2000RPM, 49KW, 234NM, 84A, 430V WATER COOLING DEGREE OF PROTECTION IP65 W/O ENCODER DESIGN IM B3 (IM V5, IM V6) SHAFT WITH FITTED KEY HALF-KEY BALANCING BEARING: STANDARD WITH FIXED BEARING, VIBRATION SEVERITY GRADE R/A; SHAFT AND FLANGE ACCURACY: R TERMINAL BOX (ABOVE) CABLE ENTRY ON THE ND-END SIGNAL CONNECTION LEFT | 7353 | TEM | 1 | MC | 229 | 1
1PH81631AF202CA1 | SIMOTICS M COMPACT ASYNCHRONOUS MOTOR 1500RPM, 37KW, 236NM, 84A, 328V 1750RPM, 43KW, 235NM, 84A, 380V 2000RPM, 49KW, 234NM, 84A, 430V WATER COOLING DEGREE OF PROTECTION IP65 W/O ENCODER DESIGN IM B3 (IM V5, IM V6) SHAFT WITH FITTED KEY HALF-KEY BALANCING BEARING: STANDARD WITH FIXED BEARING, VIBRATION SEVERITY GRADE S/A; SHAFT AND FLANGE ACCURACY: R TERMINAL BOX (ABOVE) CABLE ENTRY ON THE RIGHT SIGNAL CONNECTION D-END | 7548 | TEM | 1 | MC | 229 | 1
1PH81631AF202CB1 | SIMOTICS M COMPACT ASYNCHRONOUS MOTOR 1500RPM, 37KW, 236NM, 84A, 328V 1750RPM, 43KW, 235NM, 84A, 380V 2000RPM, 49KW, 234NM, 84A, 430V WATER COOLING DEGREE OF PROTECTION IP65 W/O ENCODER DESIGN IM B3 (IM V5, IM V6) SHAFT WITH FITTED KEY HALF-KEY BALANCING BEARING: STANDARD WITH FIXED BEARING, VIBRATION SEVERITY GRADE S/A; SHAFT AND FLANGE ACCURACY: R TERMINAL BOX (ABOVE) CABLE ENTRY ON THE LEFT SIGNAL CONNECTION D-END | 7548 | TEM | 1 | MC | 229 | 1
1PH81631AF202CC1 | SIMOTICS M COMPACT ASYNCHRONOUS MOTOR 1500RPM, 37KW, 236NM, 84A, 328V 1750RPM, 43KW, 235NM, 84A, 380V 2000RPM, 49KW, 234NM, 84A, 430V WATER COOLING DEGREE OF PROTECTION IP65 W/O ENCODER DESIGN IM B3 (IM V5, IM V6) SHAFT WITH FITTED KEY HALF-KEY BALANCING BEARING: STANDARD WITH FIXED BEARING, VIBRATION SEVERITY GRADE S/A; SHAFT AND FLANGE ACCURACY: R TERMINAL BOX (ABOVE) CABLE ENTRY ON THE ND-END SIGNAL CONNECTION LEFT | 7548 | TEM | 1 | MC | 229 | 1
1PH81631AF220BA1 | SIMOTICS M COMPACT ASYNCHRONOUS MOTOR 1500RPM, 37KW, 236NM, 84A, 328V 1750RPM, 43KW, 235NM, 84A, 380V 2000RPM, 49KW, 234NM, 84A, 430V WATER COOLING DEGREE OF PROTECTION IP65 W/O ENCODER DESIGN IM B5 (IMV 1,IM V3) PLAIN SHAFT WITHOUT FITTED KEY; BEARING: STANDARD WITH FIXED BEARING, VIBRATION SEVERITY GRADE R/A; SHAFT AND FLANGE ACCURACY: R TERMINAL BOX (ABOVE) CABLE ENTRY ON THE RIGHT SIGNAL CONNECTION D-END | 7808 | TEM | 1 | MC | 229 | 1
1PH81631AF220BB1 | SIMOTICS M COMPACT ASYNCHRONOUS MOTOR 1500RPM, 37KW, 236NM, 84A, 328V 1750RPM, 43KW, 235NM, 84A, 380V 2000RPM, 49KW, 234NM, 84A, 430V WATER COOLING DEGREE OF PROTECTION IP65 W/O ENCODER DESIGN IM B5 (IMV 1,IM V3) PLAIN SHAFT WITHOUT FITTED KEY; BEARING: STANDARD WITH FIXED BEARING, VIBRATION SEVERITY GRADE R/A; SHAFT AND FLANGE ACCURACY: R TERMINAL BOX (ABOVE) CABLE ENTRY ON THE LEFT SIGNAL CONNECTION D-END | 7808 | TEM | 1 | MC | 229 | 1
1PH81631AF220BC1 | SIMOTICS M COMPACT ASYNCHRONOUS MOTOR 1500RPM, 37KW, 236NM, 84A, 328V 1750RPM, 43KW, 235NM, 84A, 380V 2000RPM, 49KW, 234NM, 84A, 430V WATER COOLING DEGREE OF PROTECTION IP65 W/O ENCODER DESIGN IM B5 (IMV 1,IM V3) PLAIN SHAFT WITHOUT FITTED KEY; BEARING: STANDARD WITH FIXED BEARING, VIBRATION SEVERITY GRADE R/A; SHAFT AND FLANGE ACCURACY: R TERMINAL BOX (ABOVE) CABLE ENTRY ON THE ND-END SIGNAL CONNECTION LEFT | 7808 | TEM | 1 | MC | 229 | 1
1PH81631AF220CA1 | SIMOTICS M COMPACT ASYNCHRONOUS MOTOR 1500RPM, 37KW, 236NM, 84A, 328V 1750RPM, 43KW, 235NM, 84A, 380V 2000RPM, 49KW, 234NM, 84A, 430V WATER COOLING DEGREE OF PROTECTION IP65 W/O ENCODER DESIGN IM B5 (IMV 1,IM V3) PLAIN SHAFT WITHOUT FITTED KEY; BEARING: STANDARD WITH FIXED BEARING, VIBRATION SEVERITY GRADE S/A; SHAFT AND FLANGE ACCURACY: R TERMINAL BOX (ABOVE) CABLE ENTRY ON THE RIGHT SIGNAL CONNECTION D-END | 8003 | TEM | 1 | MC | 229 | 1
1PH81631AF220CB1 | SIMOTICS M COMPACT ASYNCHRONOUS MOTOR 1500RPM, 37KW, 236NM, 84A, 328V 1750RPM, 43KW, 235NM, 84A, 380V 2000RPM, 49KW, 234NM, 84A, 430V WATER COOLING DEGREE OF PROTECTION IP65 W/O ENCODER DESIGN IM B5 (IMV 1,IM V3) PLAIN SHAFT WITHOUT FITTED KEY; BEARING: STANDARD WITH FIXED BEARING, VIBRATION SEVERITY GRADE S/A; SHAFT AND FLANGE ACCURACY: R TERMINAL BOX (ABOVE) CABLE ENTRY ON THE LEFT SIGNAL CONNECTION D-END | 8003 | TEM | 1 | MC | 229 | 1
1PH81631AF220CC1 | SIMOTICS M COMPACT ASYNCHRONOUS MOTOR 1500RPM, 37KW, 236NM, 84A, 328V 1750RPM, 43KW, 235NM, 84A, 380V 2000RPM, 49KW, 234NM, 84A, 430V WATER COOLING DEGREE OF PROTECTION IP65 W/O ENCODER DESIGN IM B5 (IMV 1,IM V3) PLAIN SHAFT WITHOUT FITTED KEY; BEARING: STANDARD WITH FIXED BEARING, VIBRATION SEVERITY GRADE S/A; SHAFT AND FLANGE ACCURACY: R TERMINAL BOX (ABOVE) CABLE ENTRY ON THE ND-END SIGNAL CONNECTION LEFT | 8003 | TEM | 1 | MC | 229 | 1
1PH81631AF222BA1 | SIMOTICS M COMPACT ASYNCHRONOUS MOTOR 1500RPM, 37KW, 236NM, 84A, 328V 1750RPM, 43KW, 235NM, 84A, 380V 2000RPM, 49KW, 234NM, 84A, 430V WATER COOLING DEGREE OF PROTECTION IP65 W/O ENCODER DESIGN IM B5 (IMV 1,IM V3) SHAFT WITH FITTED KEY HALF-KEY BALANCING BEARING: STANDARD WITH FIXED BEARING, VIBRATION SEVERITY GRADE R/A; SHAFT AND FLANGE ACCURACY: R TERMINAL BOX (ABOVE) CABLE ENTRY ON THE RIGHT SIGNAL CONNECTION D-END | 8003 | TEM | 1 | MC | 229 | 1
1PH81631AF222BB1 | SIMOTICS M COMPACT ASYNCHRONOUS MOTOR 1500RPM, 37KW, 236NM, 84A, 328V 1750RPM, 43KW, 235NM, 84A, 380V 2000RPM, 49KW, 234NM, 84A, 430V WATER COOLING DEGREE OF PROTECTION IP65 W/O ENCODER DESIGN IM B5 (IMV 1,IM V3) SHAFT WITH FITTED KEY HALF-KEY BALANCING BEARING: STANDARD WITH FIXED BEARING, VIBRATION SEVERITY GRADE R/A; SHAFT AND FLANGE ACCURACY: R TERMINAL BOX (ABOVE) CABLE ENTRY ON THE LEFT SIGNAL CONNECTION D-END | 8003 | TEM | 1 | MC | 229 | 1
1PH81631AF222BC1 | SIMOTICS M COMPACT ASYNCHRONOUS MOTOR 1500RPM, 37KW, 236NM, 84A, 328V 1750RPM, 43KW, 235NM, 84A, 380V 2000RPM, 49KW, 234NM, 84A, 430V WATER COOLING DEGREE OF PROTECTION IP65 W/O ENCODER DESIGN IM B5 (IMV 1,IM V3) SHAFT WITH FITTED KEY HALF-KEY BALANCING BEARING: STANDARD WITH FIXED BEARING, VIBRATION SEVERITY GRADE R/A; SHAFT AND FLANGE ACCURACY: R TERMINAL BOX (ABOVE) CABLE ENTRY ON THE ND-END SIGNAL CONNECTION LEFT | 8003 | TEM | 1 | MC | 229 | 1
1PH81631AF222CA1 | SIMOTICS M COMPACT ASYNCHRONOUS MOTOR 1500RPM, 37KW, 236NM, 84A, 328V 1750RPM, 43KW, 235NM, 84A, 380V 2000RPM, 49KW, 234NM, 84A, 430V WATER COOLING DEGREE OF PROTECTION IP65 W/O ENCODER DESIGN IM B5 (IMV 1,IM V3) SHAFT WITH FITTED KEY HALF-KEY BALANCING BEARING: STANDARD WITH FIXED BEARING, VIBRATION SEVERITY GRADE S/A; SHAFT AND FLANGE ACCURACY: R TERMINAL BOX (ABOVE) CABLE ENTRY ON THE RIGHT SIGNAL CONNECTION D-END | 8198 | TEM | 1 | MC | 229 | 1
1PH81631AF222CB1 | SIMOTICS M COMPACT ASYNCHRONOUS MOTOR 1500RPM, 37KW, 236NM, 84A, 328V 1750RPM, 43KW, 235NM, 84A, 380V 2000RPM, 49KW, 234NM, 84A, 430V WATER COOLING DEGREE OF PROTECTION IP65 W/O ENCODER DESIGN IM B5 (IMV 1,IM V3) SHAFT WITH FITTED KEY HALF-KEY BALANCING BEARING: STANDARD WITH FIXED BEARING, VIBRATION SEVERITY GRADE S/A; SHAFT AND FLANGE ACCURACY: R TERMINAL BOX (ABOVE) CABLE ENTRY ON THE LEFT SIGNAL CONNECTION D-END | 8198 | TEM | 1 | MC | 229 | 1
1PH81631AF222CC1 | SIMOTICS M COMPACT ASYNCHRONOUS MOTOR 1500RPM, 37KW, 236NM, 84A, 328V 1750RPM, 43KW, 235NM, 84A, 380V 2000RPM, 49KW, 234NM, 84A, 430V WATER COOLING DEGREE OF PROTECTION IP65 W/O ENCODER DESIGN IM B5 (IMV 1,IM V3) SHAFT WITH FITTED KEY HALF-KEY BALANCING BEARING: STANDARD WITH FIXED BEARING, VIBRATION SEVERITY GRADE S/A; SHAFT AND FLANGE ACCURACY: R TERMINAL BOX (ABOVE) CABLE ENTRY ON THE ND-END SIGNAL CONNECTION LEFT | 8198 | TEM | 1 | MC | 229 | 1
1PH81631AF230BA1 | SIMOTICS M COMPACT ASYNCHRONOUS MOTOR 1500RPM, 37KW, 236NM, 84A, 328V 1750RPM, 43KW, 235NM, 84A, 380V 2000RPM, 49KW, 234NM, 84A, 430V WATER COOLING DEGREE OF PROTECTION IP65 W/O ENCODER DESIGN IM B35 (IM V15, IM V35) PLAIN SHAFT WITHOUT FITTED KEY; BEARING: STANDARD WITH FIXED BEARING, VIBRATION SEVERITY GRADE R/A; SHAFT AND FLANGE ACCURACY: R TERMINAL BOX (ABOVE) CABLE ENTRY ON THE RIGHT SIGNAL CONNECTION D-END | 7808 | TEM | 1 | MC | 229 | 1
1PH81631AF230BB1 | SIMOTICS M COMPACT ASYNCHRONOUS MOTOR 1500RPM, 37KW, 236NM, 84A, 328V 1750RPM, 43KW, 235NM, 84A, 380V 2000RPM, 49KW, 234NM, 84A, 430V WATER COOLING DEGREE OF PROTECTION IP65 W/O ENCODER DESIGN IM B35 (IM V15, IM V35) PLAIN SHAFT WITHOUT FITTED KEY; BEARING: STANDARD WITH FIXED BEARING, VIBRATION SEVERITY GRADE R/A; SHAFT AND FLANGE ACCURACY: R TERMINAL BOX (ABOVE) CABLE ENTRY ON THE LEFT SIGNAL CONNECTION D-END | 7808 | TEM | 1 | MC | 229 | 1
1PH81631AF230BC1 | SIMOTICS M COMPACT ASYNCHRONOUS MOTOR 1500RPM, 37KW, 236NM, 84A, 328V 1750RPM, 43KW, 235NM, 84A, 380V 2000RPM, 49KW, 234NM, 84A, 430V WATER COOLING DEGREE OF PROTECTION IP65 W/O ENCODER DESIGN IM B35 (IM V15, IM V35) PLAIN SHAFT WITHOUT FITTED KEY; BEARING: STANDARD WITH FIXED BEARING, VIBRATION SEVERITY GRADE R/A; SHAFT AND FLANGE ACCURACY: R TERMINAL BOX (ABOVE) CABLE ENTRY ON THE ND-END SIGNAL CONNECTION LEFT | 7808 | TEM | 1 | MC | 229 | 1
1PH81631AF230CA1 | SIMOTICS M COMPACT ASYNCHRONOUS MOTOR 1500RPM, 37KW, 236NM, 84A, 328V 1750RPM, 43KW, 235NM, 84A, 380V 2000RPM, 49KW, 234NM, 84A, 430V WATER COOLING DEGREE OF PROTECTION IP65 W/O ENCODER DESIGN IM B35 (IM V15, IM V35) PLAIN SHAFT WITHOUT FITTED KEY; BEARING: STANDARD WITH FIXED BEARING, VIBRATION SEVERITY GRADE S/A; SHAFT AND FLANGE ACCURACY: R TERMINAL BOX (ABOVE) CABLE ENTRY ON THE RIGHT SIGNAL CONNECTION D-END | 8003 | TEM | 1 | MC | 229 | 1
1PH81631AF230CB1 | SIMOTICS M COMPACT ASYNCHRONOUS MOTOR 1500RPM, 37KW, 236NM, 84A, 328V 1750RPM, 43KW, 235NM, 84A, 380V 2000RPM, 49KW, 234NM, 84A, 430V WATER COOLING DEGREE OF PROTECTION IP65 W/O ENCODER DESIGN IM B35 (IM V15, IM V35) PLAIN SHAFT WITHOUT FITTED KEY; BEARING: STANDARD WITH FIXED BEARING, VIBRATION SEVERITY GRADE S/A; SHAFT AND FLANGE ACCURACY: R TERMINAL BOX (ABOVE) CABLE ENTRY ON THE LEFT SIGNAL CONNECTION D-END | 8003 | TEM | 1 | MC | 229 | 1
1PH81631AF230CC1 | SIMOTICS M COMPACT ASYNCHRONOUS MOTOR 1500RPM, 37KW, 236NM, 84A, 328V 1750RPM, 43KW, 235NM, 84A, 380V 2000RPM, 49KW, 234NM, 84A, 430V WATER COOLING DEGREE OF PROTECTION IP65 W/O ENCODER DESIGN IM B35 (IM V15, IM V35) PLAIN SHAFT WITHOUT FITTED KEY; BEARING: STANDARD WITH FIXED BEARING, VIBRATION SEVERITY GRADE S/A; SHAFT AND FLANGE ACCURACY: R TERMINAL BOX (ABOVE) CABLE ENTRY ON THE ND-END SIGNAL CONNECTION LEFT | 8003 | TEM | 1 | MC | 229 | 1
1PH81631AF232BA1 | SIMOTICS M COMPACT ASYNCHRONOUS MOTOR 1500RPM, 37KW, 236NM, 84A, 328V 1750RPM, 43KW, 235NM, 84A, 380V 2000RPM, 49KW, 234NM, 84A, 430V WATER COOLING DEGREE OF PROTECTION IP65 W/O ENCODER DESIGN IM B35 (IM V15, IM V35) SHAFT WITH FITTED KEY HALF-KEY BALANCING BEARING: STANDARD WITH FIXED BEARING, VIBRATION SEVERITY GRADE R/A; SHAFT AND FLANGE ACCURACY: R TERMINAL BOX (ABOVE) CABLE ENTRY ON THE RIGHT SIGNAL CONNECTION D-END | 8003 | TEM | 1 | MC | 229 | 1
1PH81631AF232BB1 | SIMOTICS M COMPACT ASYNCHRONOUS MOTOR 1500RPM, 37KW, 236NM, 84A, 328V 1750RPM, 43KW, 235NM, 84A, 380V 2000RPM, 49KW, 234NM, 84A, 430V WATER COOLING DEGREE OF PROTECTION IP65 W/O ENCODER DESIGN IM B35 (IM V15, IM V35) SHAFT WITH FITTED KEY HALF-KEY BALANCING BEARING: STANDARD WITH FIXED BEARING, VIBRATION SEVERITY GRADE R/A; SHAFT AND FLANGE ACCURACY: R TERMINAL BOX (ABOVE) CABLE ENTRY ON THE LEFT SIGNAL CONNECTION D-END | 8003 | TEM | 1 | MC | 229 | 1
1PH81631AF232BC1 | SIMOTICS M COMPACT ASYNCHRONOUS MOTOR 1500RPM, 37KW, 236NM, 84A, 328V 1750RPM, 43KW, 235NM, 84A, 380V 2000RPM, 49KW, 234NM, 84A, 430V WATER COOLING DEGREE OF PROTECTION IP65 W/O ENCODER DESIGN IM B35 (IM V15, IM V35) SHAFT WITH FITTED KEY HALF-KEY BALANCING BEARING: STANDARD WITH FIXED BEARING, VIBRATION SEVERITY GRADE R/A; SHAFT AND FLANGE ACCURACY: R TERMINAL BOX (ABOVE) CABLE ENTRY ON THE ND-END SIGNAL CONNECTION LEFT | 8003 | TEM | 1 | MC | 229 | 1
1PH81631AF232CA1 | SIMOTICS M COMPACT ASYNCHRONOUS MOTOR 1500RPM, 37KW, 236NM, 84A, 328V 1750RPM, 43KW, 235NM, 84A, 380V 2000RPM, 49KW, 234NM, 84A, 430V WATER COOLING DEGREE OF PROTECTION IP65 W/O ENCODER DESIGN IM B35 (IM V15, IM V35) SHAFT WITH FITTED KEY HALF-KEY BALANCING BEARING: STANDARD WITH FIXED BEARING, VIBRATION SEVERITY GRADE S/A; SHAFT AND FLANGE ACCURACY: R TERMINAL BOX (ABOVE) CABLE ENTRY ON THE RIGHT SIGNAL CONNECTION D-END | 8198 | TEM | 1 | MC | 229 | 1
1PH81631AF232CB1 | SIMOTICS M COMPACT ASYNCHRONOUS MOTOR 1500RPM, 37KW, 236NM, 84A, 328V 1750RPM, 43KW, 235NM, 84A, 380V 2000RPM, 49KW, 234NM, 84A, 430V WATER COOLING DEGREE OF PROTECTION IP65 W/O ENCODER DESIGN IM B35 (IM V15, IM V35) SHAFT WITH FITTED KEY HALF-KEY BALANCING BEARING: STANDARD WITH FIXED BEARING, VIBRATION SEVERITY GRADE S/A; SHAFT AND FLANGE ACCURACY: R TERMINAL BOX (ABOVE) CABLE ENTRY ON THE LEFT SIGNAL CONNECTION D-END | 8198 | TEM | 1 | MC | 229 | 1
1PH81631AF232CC1 | SIMOTICS M COMPACT ASYNCHRONOUS MOTOR 1500RPM, 37KW, 236NM, 84A, 328V 1750RPM, 43KW, 235NM, 84A, 380V 2000RPM, 49KW, 234NM, 84A, 430V WATER COOLING DEGREE OF PROTECTION IP65 W/O ENCODER DESIGN IM B35 (IM V15, IM V35) SHAFT WITH FITTED KEY HALF-KEY BALANCING BEARING: STANDARD WITH FIXED BEARING, VIBRATION SEVERITY GRADE S/A; SHAFT AND FLANGE ACCURACY: R TERMINAL BOX (ABOVE) CABLE ENTRY ON THE ND-END SIGNAL CONNECTION LEFT | 8198 | TEM | 1 | MC | 229 | 1
1PH81631AG002BA1 | SIMOTICS M COMPACT ASYNCHRONOUS MOTOR 2000RPM, 36KW, 172NM, 83A, 324V 2300RPM, 38KW, 158NM, 78A, 370V 2650RPM, 40KW, 144NM, 76A, 390V FORCED VENTILATION; DIRECTION OF AIR FLOW DE --> NDE; DEGREE OF PROTECTION IP55 W/O ENCODER DESIGN IM B3 (IM V5, IM V6) SHAFT WITH FITTED KEY HALF-KEY BALANCING BEARING: STANDARD WITH FIXED BEARING, VIBRATION SEVERITY GRADE R/A; SHAFT AND FLANGE ACCURACY: R TERMINAL BOX (ABOVE) CABLE ENTRY ON THE RIGHT SIGNAL CONNECTION D-END | 5937 | TEM | 1 | MC | 196 | 1
1PH81631AG002MA1 | SIMOTICS M COMPACT ASYNCHRONOUS MOTOR 2000RPM, 36KW, 172NM, 83A, 324V 2300RPM, 38KW, 158NM, 78A, 370V 2650RPM, 40KW, 144NM, 76A, 390V FORCED VENTILATION; DIRECTION OF AIR FLOW DE --> NDE; DEGREE OF PROTECTION IP55 W/O ENCODER DESIGN IM B3 (IM V5, IM V6) SHAFT WITH FITTED KEY HALF-KEY BALANCING BEARING: HIGH PERFORMANCE VIBRATION SEVERITY GRADE SPECIAL/B SHAFT AND FLANGE ACCURACY GR. SPECIAL TERMINAL BOX (ABOVE) CABLE ENTRY ON THE RIGHT SIGNAL CONNECTION D-END | 7386 | TEM | 1 | MC | 196 | 1
1PH81631AG031BA1 | SIMOTICS M COMPACT ASYNCHRONOUS MOTOR 2000RPM, 36KW, 172NM, 83A, 324V 2300RPM, 38KW, 158NM, 78A, 370V 2650RPM, 40KW, 144NM, 76A, 390V FORCED VENTILATION; DIRECTION OF AIR FLOW DE --> NDE; DEGREE OF PROTECTION IP55 W/O ENCODER DESIGN IM B35 (IM V15, IM V35) SHAFT WITH FITTED KEY FULL-KEY BALANCING BEARING: STANDARD WITH FIXED BEARING, VIBRATION SEVERITY GRADE R/A; SHAFT AND FLANGE ACCURACY: R TERMINAL BOX (ABOVE) CABLE ENTRY ON THE RIGHT SIGNAL CONNECTION D-END | 6587 | TEM | 1 | MC | 196 | 1
1PH81631AG102BA1 | SIMOTICS M COMPACT ASYNCHRONOUS MOTOR 2000RPM, 36KW,172NM, 83A, 324V 2300RPM, 38KW,158NM, 78A, 370V 2650RPM, 40KW,144NM, 76A, 390V FORCED VENTILATION; DIRECTION OF AIR FLOW NDE --> DE; DEGREE OF PROTECTION IP55 W/O ENCODER DESIGN IM B3 (IM V5, IM V6) SHAFT WITH FITTED KEY HALF-KEY BALANCING BEARING: STANDARD WITH FIXED BEARING, VIBRATION SEVERITY GRADE R/A; SHAFT AND FLANGE ACCURACY: R TERMINAL BOX (ABOVE) CABLE ENTRY ON THE RIGHT SIGNAL CONNECTION D-END | 5937 | TEM | 1 | MC | 196 | 1
1PH81631AG202BA1 | SIMOTICS M COMPACT ASYNCHRONOUS MOTOR 2000RPM, 42KW, 201NM, 93A, 335V 2300RPM, 48KW, 199NM, 93A, 382V 2650RPM, 55KW, 198NM, 90A, 450V WATER COOLING DEGREE OF PROTECTION IP65 W/O ENCODER DESIGN IM B3 (IM V5, IM V6) SHAFT WITH FITTED KEY HALF-KEY BALANCING BEARING: STANDARD WITH FIXED BEARING, VIBRATION SEVERITY GRADE R/A; SHAFT AND FLANGE ACCURACY: R TERMINAL BOX (ABOVE) CABLE ENTRY ON THE RIGHT SIGNAL CONNECTION D-END TERMINAL BOX (ABOVE) CABLE ENTRY ON THE RIGHT SIGNAL CONNECTION D-END | 7353 | TEM | 1 | MC | 229 | 1
1PH81631AG221BA1 | SIMOTICS M COMPACT ASYNCHRONOUS MOTOR 2000RPM, 42KW, 201NM, 93A, 335V 2300RPM, 48KW, 199NM, 93A, 382V 2650RPM, 55KW, 198NM, 90A, 450V WATER COOLING DEGREE OF PROTECTION IP65 W/O ENCODER DESIGN IM B5 (IMV 1,IM V3) SHAFT WITH FITTED KEY FULL-KEY BALANCING BEARING: STANDARD WITH FIXED BEARING, VIBRATION SEVERITY GRADE R/A; SHAFT AND FLANGE ACCURACY: R TERMINAL BOX (ABOVE) CABLE ENTRY ON THE RIGHT SIGNAL CONNECTION D-END | 8003 | TEM | 1 | MC | 229 | 1
1PH81631AG222BA1 | SIMOTICS M COMPACT ASYNCHRONOUS MOTOR 2000RPM, 42KW, 201NM, 93A, 335V 2300RPM, 48KW, 199NM, 93A, 382V 2650RPM, 55KW, 198NM, 90A, 450V WATER COOLING DEGREE OF PROTECTION IP65 W/O ENCODER DESIGN IM B5 (IMV 1,IM V3) SHAFT WITH FITTED KEY HALF-KEY BALANCING BEARING: STANDARD WITH FIXED BEARING, VIBRATION SEVERITY GRADE R/A; SHAFT AND FLANGE ACCURACY: R TERMINAL BOX (ABOVE) CABLE ENTRY ON THE RIGHT SIGNAL CONNECTION D-END | 8003 | TEM | 1 | MC | 229 | 1
1PH81631AG222BB1 | SIMOTICS M COMPACT ASYNCHRONOUS MOTOR 2000RPM, 42KW, 201NM, 93A, 335V 2300RPM, 48KW, 199NM, 93A, 382V 2650RPM, 55KW, 198NM, 90A, 450V WATER COOLING DEGREE OF PROTECTION IP65 W/O ENCODER DESIGN IM B5 (IMV 1,IM V3) SHAFT WITH FITTED KEY HALF-KEY BALANCING BEARING: STANDARD WITH FIXED BEARING, VIBRATION SEVERITY GRADE R/A; SHAFT AND FLANGE ACCURACY: R TERMINAL BOX (ABOVE) CABLE ENTRY ON THE LEFT SIGNAL CONNECTION D-END | 8003 | TEM | 1 | MC | 229 | 1
1PH81631AG222GB1 | SIMOTICS M COMPACT ASYNCHRONOUS MOTOR 2000RPM, 42KW, 201NM, 93A, 335V 2300RPM, 48KW, 199NM, 93A, 382V 2650RPM, 55KW, 198NM, 90A, 450V WATER COOLING DEGREE OF PROTECTION IP65 W/O ENCODER DESIGN IM B5 (IMV 1,IM V3) SHAFT WITH FITTED KEY HALF-KEY BALANCING BEARING: STANDARD, VIBRATION SEVERITY GRADE R/A; SHAFT AND FLANGE ACCURACY: R TERMINAL BOX (ABOVE) CABLE ENTRY ON THE LEFT SIGNAL CONNECTION D-END | 7718 | TEM | 1 | MC | 229 | 1
1PH81631DB000BA1 | SIMOTICS M COMPACT ASYNCHRONOUS MOTOR 400RPM, 9,5KW, 227NM, 30A, 260V 500RPM, 12KW, 229NM, 30A, 325V 600RPM, 14,5KW,231NM, 30A, 370V FORCED VENTILATION; DIRECTION OF AIR FLOW DE --> NDE; DEGREE OF PROTECTION IP55 INCREMENTAL ENCODER 22 BIT WITH COMMUTATING POSITION (ENCODER IC22DQ) WITH DRIVE-CLIQ INTERFACE DESIGN IM B3 (IM V5, IM V6) PLAIN SHAFT WITHOUT FITTED KEY; BEARING: STANDARD WITH FIXED BEARING, VIBRATION SEVERITY GRADE R/A; SHAFT AND FLANGE ACCURACY: R TERMINAL BOX (ABOVE) CABLE ENTRY ON THE RIGHT SIGNAL CONNECTION D-END | 7149 | TEM | 1 | MC | 196 | 1
1PH81631DB000LA1 | SIMOTICS M COMPACT ASYNCHRONOUS MOTOR 400RPM, 9,5KW, 227NM, 30A, 260V 500RPM, 12KW, 229NM, 30A, 325V 600RPM, 14,5KW,231NM, 30A, 370V FORCED VENTILATION; DIRECTION OF AIR FLOW DE --> NDE; DEGREE OF PROTECTION IP55 INCREMENTAL ENCODER 22 BIT WITH COMMUTATING POSITION (ENCODER IC22DQ) WITH DRIVE-CLIQ INTERFACE DESIGN IM B3 (IM V5, IM V6) PLAIN SHAFT WITHOUT FITTED KEY; BEARING: PERFORMANCE, VIBRATION SEVERITY GRADE SPECIAL/B; SHAFT A. FLANGE ACCURACY GR. SPECIAL TERMINAL BOX (ABOVE) CABLE ENTRY ON THE RIGHT SIGNAL CONNECTION D-END | 7807 | TEM | 1 | MC | 196 | 1
1PH81631DB001BA1 | SIMOTICS M COMPACT ASYNCHRONOUS MOTOR 400RPM, 9,5KW, 227NM, 30A, 260V 500RPM, 12KW, 229NM, 30A, 325V 600RPM, 14,5KW,231NM, 30A, 370V FORCED VENTILATION; DIRECTION OF AIR FLOW DE --> NDE; DEGREE OF PROTECTION IP55 INCREMENTAL ENCODER 22 BIT WITH COMMUTATING POSITION (ENCODER IC22DQ) WITH DRIVE-CLIQ INTERFACE DESIGN IM B3 (IM V5, IM V6) SHAFT WITH FITTED KEY FULL-KEY BALANCING BEARING: STANDARD WITH FIXED BEARING, VIBRATION SEVERITY GRADE R/A; SHAFT AND FLANGE ACCURACY: R TERMINAL BOX (ABOVE) CABLE ENTRY ON THE RIGHT SIGNAL CONNECTION D-END | 7344 | TEM | 1 | MC | 196 | 1
1PH81631DB001BB1 | SIMOTICS M COMPACT ASYNCHRONOUS MOTOR 400RPM, 9,5KW, 227NM, 30A, 260V 500RPM, 12KW, 229NM, 30A, 325V 600RPM, 14,5KW,231NM, 30A, 370V FORCED VENTILATION; DIRECTION OF AIR FLOW DE --> NDE; DEGREE OF PROTECTION IP55 INCREMENTAL ENCODER 22 BIT WITH COMMUTATING POSITION (ENCODER IC22DQ) WITH DRIVE-CLIQ INTERFACE DESIGN IM B3 (IM V5, IM V6) SHAFT WITH FITTED KEY FULL-KEY BALANCING BEARING: STANDARD WITH FIXED BEARING, VIBRATION SEVERITY GRADE R/A; SHAFT AND FLANGE ACCURACY: R TERMINAL BOX (ABOVE) CABLE ENTRY ON THE LEFT SIGNAL CONNECTION D-END | 7344 | TEM | 1 | MC | 196 | 1
1PH81631DB002BA1 | SIMOTICS M COMPACT ASYNCHRONOUS MOTOR 400RPM, 9,5KW, 227NM, 30A, 260V 500RPM, 12KW, 229NM, 30A, 325V 600RPM, 14,5KW,231NM, 30A, 370V FORCED VENTILATION; DIRECTION OF AIR FLOW DE --> NDE; DEGREE OF PROTECTION IP55 INCREMENTAL ENCODER 22 BIT WITH COMMUTATING POSITION (ENCODER IC22DQ) WITH DRIVE-CLIQ INTERFACE DESIGN IM B3 (IM V5, IM V6) SHAFT WITH FITTED KEY HALF-KEY BALANCING BEARING: STANDARD WITH FIXED BEARING, VIBRATION SEVERITY GRADE R/A; SHAFT AND FLANGE ACCURACY: R TERMINAL BOX (ABOVE) CABLE ENTRY ON THE RIGHT SIGNAL CONNECTION D-END | 7344 | TEM | 1 | MC | 196 | 1
1PH81631DB002BB1 | SIMOTICS M COMPACT ASYNCHRONOUS MOTOR 400RPM, 9,5KW, 227NM, 30A, 260V 500RPM, 12KW, 229NM, 30A, 325V 600RPM, 14,5KW,231NM, 30A, 370V FORCED VENTILATION; DIRECTION OF AIR FLOW DE --> NDE; DEGREE OF PROTECTION IP55 INCREMENTAL ENCODER 22 BIT WITH COMMUTATING POSITION (ENCODER IC22DQ) WITH DRIVE-CLIQ INTERFACE DESIGN IM B3 (IM V5, IM V6) SHAFT WITH FITTED KEY HALF-KEY BALANCING BEARING: STANDARD WITH FIXED BEARING, VIBRATION SEVERITY GRADE R/A; SHAFT AND FLANGE ACCURACY: R TERMINAL BOX (ABOVE) CABLE ENTRY ON THE LEFT SIGNAL CONNECTION D-END | 7344 | TEM | 1 | MC | 196 | 1
1PH81631DB002LA1 | SIMOTICS M COMPACT ASYNCHRONOUS MOTOR 400RPM, 9,5KW, 227NM, 30A, 260V 500RPM, 12KW, 229NM, 30A, 325V 600RPM, 14,5KW,231NM, 30A, 370V FORCED VENTILATION; DIRECTION OF AIR FLOW DE --> NDE; DEGREE OF PROTECTION IP55 INCREMENTAL ENCODER 22 BIT WITH COMMUTATING POSITION (ENCODER IC22DQ) WITH DRIVE-CLIQ INTERFACE DESIGN IM B3 (IM V5, IM V6) SHAFT WITH FITTED KEY HALF-KEY BALANCING BEARING: PERFORMANCE, VIBRATION SEVERITY GRADE SPECIAL/B; SHAFT A. FLANGE ACCURACY GR. SPECIAL TERMINAL BOX (ABOVE) CABLE ENTRY ON THE RIGHT SIGNAL CONNECTION D-END | 8002 | TEM | 1 | MC | 196 | 1
1PH81631DB020BA1 | SIMOTICS M COMPACT ASYNCHRONOUS MOTOR 400RPM, 9,5KW, 227NM, 30A, 260V 500RPM, 12KW, 229NM, 30A, 325V 600RPM, 14,5KW,231NM, 30A, 370V FORCED VENTILATION; DIRECTION OF AIR FLOW DE --> NDE; DEGREE OF PROTECTION IP55 INCREMENTAL ENCODER 22 BIT WITH COMMUTATING POSITION (ENCODER IC22DQ) WITH DRIVE-CLIQ INTERFACE DESIGN IM B5 (IMV 1,IM V3) PLAIN SHAFT WITHOUT FITTED KEY; BEARING: STANDARD WITH FIXED BEARING, VIBRATION SEVERITY GRADE R/A; SHAFT AND FLANGE ACCURACY: R TERMINAL BOX (ABOVE) CABLE ENTRY ON THE RIGHT SIGNAL CONNECTION D-END | 7799 | TEM | 1 | MC | 196 | 1
1PH81631DB020CA1 | SIMOTICS M COMPACT ASYNCHRONOUS MOTOR 400RPM, 9,5KW, 227NM, 30A, 260V 500RPM, 12KW, 229NM, 30A, 325V 600RPM, 14,5KW,231NM, 30A, 370V FORCED VENTILATION; DIRECTION OF AIR FLOW DE --> NDE; DEGREE OF PROTECTION IP55 INCREMENTAL ENCODER 22 BIT WITH COMMUTATING POSITION (ENCODER IC22DQ) WITH DRIVE-CLIQ INTERFACE DESIGN IM B5 (IMV 1,IM V3) PLAIN SHAFT WITHOUT FITTED KEY; BEARING: STANDARD WITH FIXED BEARING, VIBRATION SEVERITY GRADE S/A; SHAFT AND FLANGE ACCURACY: R TERMINAL BOX (ABOVE) CABLE ENTRY ON THE RIGHT SIGNAL CONNECTION D-END | 7994 | TEM | 1 | MC | 196 | 1
1PH81631DB022BA1 | SIMOTICS M COMPACT ASYNCHRONOUS MOTOR 400RPM, 9,5KW, 227NM, 30A, 260V 500RPM, 12KW, 229NM, 30A, 325V 600RPM, 14,5KW,231NM, 30A, 370V FORCED VENTILATION; DIRECTION OF AIR FLOW DE --> NDE; DEGREE OF PROTECTION IP55 INCREMENTAL ENCODER 22 BIT WITH COMMUTATING POSITION (ENCODER IC22DQ) WITH DRIVE-CLIQ INTERFACE DESIGN IM B5 (IMV 1,IM V3) SHAFT WITH FITTED KEY HALF-KEY BALANCING BEARING: STANDARD WITH FIXED BEARING, VIBRATION SEVERITY GRADE R/A; SHAFT AND FLANGE ACCURACY: R TERMINAL BOX (ABOVE) CABLE ENTRY ON THE RIGHT SIGNAL CONNECTION D-END | 7994 | TEM | 1 | MC | 196 | 1
1PH81631DB030BA1 | SIMOTICS M COMPACT ASYNCHRONOUS MOTOR 400RPM, 9,5KW, 227NM, 30A, 260V 500RPM, 12KW, 229NM, 30A, 325V 600RPM, 14,5KW,231NM, 30A, 370V FORCED VENTILATION; DIRECTION OF AIR FLOW DE --> NDE; DEGREE OF PROTECTION IP55 INCREMENTAL ENCODER 22 BIT WITH COMMUTATING POSITION (ENCODER IC22DQ) WITH DRIVE-CLIQ INTERFACE DESIGN IM B35 (IM V15, IM V35) PLAIN SHAFT WITHOUT FITTED KEY; BEARING: STANDARD WITH FIXED BEARING, VIBRATION SEVERITY GRADE R/A; SHAFT AND FLANGE ACCURACY: R TERMINAL BOX (ABOVE) CABLE ENTRY ON THE RIGHT SIGNAL CONNECTION D-END | 7799 | TEM | 1 | MC | 196 | 1
1PH81631DB031BC1 | SIMOTICS M COMPACT ASYNCHRONOUS MOTOR 400RPM, 9,5KW, 227NM, 30A, 260V 500RPM, 12KW, 229NM, 30A, 325V 600RPM, 14,5KW,231NM, 30A, 370V FORCED VENTILATION; DIRECTION OF AIR FLOW DE --> NDE; DEGREE OF PROTECTION IP55 INCREMENTAL ENCODER 22 BIT WITH COMMUTATING POSITION (ENCODER IC22DQ) WITH DRIVE-CLIQ INTERFACE DESIGN IM B35 (IM V15, IM V35) SHAFT WITH FITTED KEY FULL-KEY BALANCING BEARING: STANDARD WITH FIXED BEARING, VIBRATION SEVERITY GRADE R/A; SHAFT AND FLANGE ACCURACY: R TERMINAL BOX (ABOVE) CABLE ENTRY ON THE ND-END SIGNAL CONNECTION LEFT | 7994 | TEM | 1 | MC | 196 | 1
1PH81631DB032BA1 | SIMOTICS M COMPACT ASYNCHRONOUS MOTOR 400RPM, 9,5KW, 227NM, 30A, 260V 500RPM, 12KW, 229NM, 30A, 325V 600RPM, 14,5KW,231NM, 30A, 370V FORCED VENTILATION; DIRECTION OF AIR FLOW DE --> NDE; DEGREE OF PROTECTION IP55 INCREMENTAL ENCODER 22 BIT WITH COMMUTATING POSITION (ENCODER IC22DQ) WITH DRIVE-CLIQ INTERFACE DESIGN IM B35 (IM V15, IM V35) SHAFT WITH FITTED KEY HALF-KEY BALANCING BEARING: STANDARD WITH FIXED BEARING, VIBRATION SEVERITY GRADE R/A; SHAFT AND FLANGE ACCURACY: R TERMINAL BOX (ABOVE) CABLE ENTRY ON THE RIGHT SIGNAL CONNECTION D-END | 7994 | TEM | 1 | MC | 196 | 1
1PH81631DB032BC1 | SIMOTICS M COMPACT ASYNCHRONOUS MOTOR 400RPM, 9,5KW, 227NM, 30A, 260V 500RPM, 12KW, 229NM, 30A, 325V 600RPM, 14,5KW,231NM, 30A, 370V FORCED VENTILATION; DIRECTION OF AIR FLOW DE --> NDE; DEGREE OF PROTECTION IP55 INCREMENTAL ENCODER 22 BIT WITH COMMUTATING POSITION (ENCODER IC22DQ) WITH DRIVE-CLIQ INTERFACE DESIGN IM B35 (IM V15, IM V35) SHAFT WITH FITTED KEY HALF-KEY BALANCING BEARING: STANDARD WITH FIXED BEARING, VIBRATION SEVERITY GRADE R/A; SHAFT AND FLANGE ACCURACY: R TERMINAL BOX (ABOVE) CABLE ENTRY ON THE ND-END SIGNAL CONNECTION LEFT | 7994 | TEM | 1 | MC | 196 | 1
1PH81631DB032CA1 | SIMOTICS M COMPACT ASYNCHRONOUS MOTOR 400RPM, 9,5KW, 227NM, 30A, 260V 500RPM, 12KW, 229NM, 30A, 325V 600RPM, 14,5KW,231NM, 30A, 370V FORCED VENTILATION; DIRECTION OF AIR FLOW DE --> NDE; DEGREE OF PROTECTION IP55 INCREMENTAL ENCODER 22 BIT WITH COMMUTATING POSITION (ENCODER IC22DQ) WITH DRIVE-CLIQ INTERFACE DESIGN IM B35 (IM V15, IM V35) SHAFT WITH FITTED KEY HALF-KEY BALANCING BEARING: STANDARD WITH FIXED BEARING, VIBRATION SEVERITY GRADE S/A; SHAFT AND FLANGE ACCURACY: R TERMINAL BOX (ABOVE) CABLE ENTRY ON THE RIGHT SIGNAL CONNECTION D-END | 8189 | TEM | 1 | MC | 196 | 1
1PH81631DB032GC1 | SIMOTICS M COMPACT ASYNCHRONOUS MOTOR 400RPM, 9,5KW, 227NM, 30A, 260V 500RPM, 12KW, 229NM, 30A, 325V 600RPM, 14,5KW,231NM, 30A, 370V FORCED VENTILATION; DIRECTION OF AIR FLOW DE --> NDE; DEGREE OF PROTECTION IP55 INCREMENTAL ENCODER 22 BIT WITH COMMUTATING POSITION (ENCODER IC22DQ) WITH DRIVE-CLIQ INTERFACE DESIGN IM B35 (IM V15, IM V35) SHAFT WITH FITTED KEY HALF-KEY BALANCING BEARING: STANDARD, VIBRATION SEVERITY GRADE R/A; SHAFT AND FLANGE ACCURACY: R TERMINAL BOX (ABOVE) CABLE ENTRY ON THE ND-END SIGNAL CONNECTION LEFT | 7710 | TEM | 1 | MC | 196 | 1
1PH81631DB101BA1 | SIMOTICS M COMPACT ASYNCHRONOUS MOTOR 400RPM, 9,5KW, 227NM, 30A, 260V 500RPM, 12KW, 229NM, 30A, 325V 600RPM, 14,5KW,231NM, 30A, 370V FORCED VENTILATION; DIRECTION OF AIR FLOW NDE --> DE; DEGREE OF PROTECTION IP55 INCREMENTAL ENCODER 22 BIT WITH COMMUTATING POSITION (ENCODER IC22DQ) WITH DRIVE-CLIQ INTERFACE DESIGN IM B3 (IM V5, IM V6) SHAFT WITH FITTED KEY FULL-KEY BALANCING BEARING: STANDARD WITH FIXED BEARING, VIBRATION SEVERITY GRADE R/A; SHAFT AND FLANGE ACCURACY: R TERMINAL BOX (ABOVE) CABLE ENTRY ON THE RIGHT SIGNAL CONNECTION D-END | 7344 | TEM | 1 | MC | 196 | 1
1PH81631DB101BB1 | SIMOTICS M COMPACT ASYNCHRONOUS MOTOR 400RPM, 9,5KW, 227NM, 30A, 260V 500RPM, 12KW, 229NM, 30A, 325V 600RPM, 14,5KW,231NM, 30A, 370V FORCED VENTILATION; DIRECTION OF AIR FLOW NDE --> DE; DEGREE OF PROTECTION IP55 INCREMENTAL ENCODER 22 BIT WITH COMMUTATING POSITION (ENCODER IC22DQ) WITH DRIVE-CLIQ INTERFACE DESIGN IM B3 (IM V5, IM V6) SHAFT WITH FITTED KEY FULL-KEY BALANCING BEARING: STANDARD WITH FIXED BEARING, VIBRATION SEVERITY GRADE R/A; SHAFT AND FLANGE ACCURACY: R TERMINAL BOX (ABOVE) CABLE ENTRY ON THE LEFT SIGNAL CONNECTION D-END | 7344 | TEM | 1 | MC | 196 | 1
1PH81631DB102BA1 | SIMOTICS M COMPACT ASYNCHRONOUS MOTOR 400RPM, 9,5KW, 227NM, 30A, 260V 500RPM, 12KW, 229NM, 30A, 325V 600RPM, 14,5KW,231NM, 30A, 370V FORCED VENTILATION; DIRECTION OF AIR FLOW NDE --> DE; DEGREE OF PROTECTION IP55 INCREMENTAL ENCODER 22 BIT WITH COMMUTATING POSITION (ENCODER IC22DQ) WITH DRIVE-CLIQ INTERFACE DESIGN IM B3 (IM V5, IM V6) SHAFT WITH FITTED KEY HALF-KEY BALANCING BEARING: STANDARD WITH FIXED BEARING, VIBRATION SEVERITY GRADE R/A; SHAFT AND FLANGE ACCURACY: R TERMINAL BOX (ABOVE) CABLE ENTRY ON THE RIGHT SIGNAL CONNECTION D-END | 7344 | TEM | 1 | MC | 196 | 1
1PH81631DB121BA1 | SIMOTICS M COMPACT ASYNCHRONOUS MOTOR 400RPM, 9,5KW, 227NM, 30A, 260V 500RPM, 12KW, 229NM, 30A, 325V 600RPM, 14,5KW,231NM, 30A, 370V FORCED VENTILATION; DIRECTION OF AIR FLOW NDE --> DE; DEGREE OF PROTECTION IP55 INCREMENTAL ENCODER 22 BIT WITH COMMUTATING POSITION (ENCODER IC22DQ) WITH DRIVE-CLIQ INTERFACE DESIGN IM B5 (IMV 1,IM V3) SHAFT WITH FITTED KEY FULL-KEY BALANCING BEARING: STANDARD WITH FIXED BEARING, VIBRATION SEVERITY GRADE R/A; SHAFT AND FLANGE ACCURACY: R TERMINAL BOX (ABOVE) CABLE ENTRY ON THE RIGHT SIGNAL CONNECTION D-END | 7994 | TEM | 1 | MC | 196 | 1
1PH81631DB122BA1 | SIMOTICS M COMPACT ASYNCHRONOUS MOTOR 400RPM, 9,5KW, 227NM, 30A, 260V 500RPM, 12KW, 229NM, 30A, 325V 600RPM, 14,5KW,231NM, 30A, 370V FORCED VENTILATION; DIRECTION OF AIR FLOW NDE --> DE; DEGREE OF PROTECTION IP55 INCREMENTAL ENCODER 22 BIT WITH COMMUTATING POSITION (ENCODER IC22DQ) WITH DRIVE-CLIQ INTERFACE DESIGN IM B5 (IMV 1,IM V3) SHAFT WITH FITTED KEY HALF-KEY BALANCING BEARING: STANDARD WITH FIXED BEARING, VIBRATION SEVERITY GRADE R/A; SHAFT AND FLANGE ACCURACY: R TERMINAL BOX (ABOVE) CABLE ENTRY ON THE RIGHT SIGNAL CONNECTION D-END | 7994 | TEM | 1 | MC | 196 | 1
1PH81631DB130BA1 | SIMOTICS M COMPACT ASYNCHRONOUS MOTOR 400RPM, 9,5KW, 227NM, 30A, 260V 500RPM, 12KW, 229NM, 30A, 325V 600RPM, 14,5KW,231NM, 30A, 370V FORCED VENTILATION; DIRECTION OF AIR FLOW NDE --> DE; DEGREE OF PROTECTION IP55 INCREMENTAL ENCODER 22 BIT WITH COMMUTATING POSITION (ENCODER IC22DQ) WITH DRIVE-CLIQ INTERFACE DESIGN IM B35 (IM V15, IM V35) PLAIN SHAFT WITHOUT FITTED KEY; BEARING: STANDARD WITH FIXED BEARING, VIBRATION SEVERITY GRADE R/A; SHAFT AND FLANGE ACCURACY: R TERMINAL BOX (ABOVE) CABLE ENTRY ON THE RIGHT SIGNAL CONNECTION D-END | 7799 | TEM | 1 | MC | 196 | 1
1PH81631DB130BB1 | SIMOTICS M COMPACT ASYNCHRONOUS MOTOR 400RPM, 9,5KW, 227NM, 30A, 260V 500RPM, 12KW, 229NM, 30A, 325V 600RPM, 14,5KW,231NM, 30A, 370V FORCED VENTILATION; DIRECTION OF AIR FLOW NDE --> DE; DEGREE OF PROTECTION IP55 INCREMENTAL ENCODER 22 BIT WITH COMMUTATING POSITION (ENCODER IC22DQ) WITH DRIVE-CLIQ INTERFACE DESIGN IM B35 (IM V15, IM V35) PLAIN SHAFT WITHOUT FITTED KEY; BEARING: STANDARD WITH FIXED BEARING, VIBRATION SEVERITY GRADE R/A; SHAFT AND FLANGE ACCURACY: R TERMINAL BOX (ABOVE) CABLE ENTRY ON THE LEFT SIGNAL CONNECTION D-END | 7799 | TEM | 1 | MC | 196 | 1
1PH81631DB131BA1 | SIMOTICS M COMPACT ASYNCHRONOUS MOTOR 400RPM, 9,5KW, 227NM, 30A, 260V 500RPM, 12KW, 229NM, 30A, 325V 600RPM, 14,5KW,231NM, 30A, 370V FORCED VENTILATION; DIRECTION OF AIR FLOW NDE --> DE; DEGREE OF PROTECTION IP55 INCREMENTAL ENCODER 22 BIT WITH COMMUTATING POSITION (ENCODER IC22DQ) WITH DRIVE-CLIQ INTERFACE DESIGN IM B35 (IM V15, IM V35) SHAFT WITH FITTED KEY FULL-KEY BALANCING BEARING: STANDARD WITH FIXED BEARING, VIBRATION SEVERITY GRADE R/A; SHAFT AND FLANGE ACCURACY: R TERMINAL BOX (ABOVE) CABLE ENTRY ON THE RIGHT SIGNAL CONNECTION D-END | 7994 | TEM | 1 | MC | 196 | 1
1PH81631DB131BB1 | SIMOTICS M COMPACT ASYNCHRONOUS MOTOR 400RPM, 9,5KW, 227NM, 30A, 260V 500RPM, 12KW, 229NM, 30A, 325V 600RPM, 14,5KW,231NM, 30A, 370V FORCED VENTILATION; DIRECTION OF AIR FLOW NDE --> DE; DEGREE OF PROTECTION IP55 INCREMENTAL ENCODER 22 BIT WITH COMMUTATING POSITION (ENCODER IC22DQ) WITH DRIVE-CLIQ INTERFACE DESIGN IM B35 (IM V15, IM V35) SHAFT WITH FITTED KEY FULL-KEY BALANCING BEARING: STANDARD WITH FIXED BEARING, VIBRATION SEVERITY GRADE R/A; SHAFT AND FLANGE ACCURACY: R TERMINAL BOX (ABOVE) CABLE ENTRY ON THE LEFT SIGNAL CONNECTION D-END | 7994 | TEM | 1 | MC | 196 | 1
1PH81631DD000BA1 | SIMOTICS M COMPACT ASYNCHRONOUS MOTOR 1000RPM, 22KW,210NM, 55A, 300V 1150RPM, 25KW,208NM, 55A, 343V 1350RPM, 28KW, 198NM, 52A, 400V FORCED VENTILATION; DIRECTION OF AIR FLOW DE --> NDE; DEGREE OF PROTECTION IP55 INCREMENTAL ENCODER 22 BIT WITH COMMUTATING POSITION (ENCODER IC22DQ) WITH DRIVE-CLIQ INTERFACE DESIGN IM B3 (IM V5, IM V6) PLAIN SHAFT WITHOUT FITTED KEY; BEARING: STANDARD WITH FIXED BEARING, VIBRATION SEVERITY GRADE R/A; SHAFT AND FLANGE ACCURACY: R TERMINAL BOX (ABOVE) CABLE ENTRY ON THE RIGHT SIGNAL CONNECTION D-END | 7149 | TEM | 1 | MC | 196 | 1
1PH81631DD000BB1 | SIMOTICS M COMPACT ASYNCHRONOUS MOTOR 1000RPM, 22KW,210NM, 55A, 300V 1150RPM, 25KW,208NM, 55A, 343V 1350RPM, 28KW, 198NM, 52A, 400V FORCED VENTILATION; DIRECTION OF AIR FLOW DE --> NDE; DEGREE OF PROTECTION IP55 INCREMENTAL ENCODER 22 BIT WITH COMMUTATING POSITION (ENCODER IC22DQ) WITH DRIVE-CLIQ INTERFACE DESIGN IM B3 (IM V5, IM V6) PLAIN SHAFT WITHOUT FITTED KEY; BEARING: STANDARD WITH FIXED BEARING, VIBRATION SEVERITY GRADE R/A; SHAFT AND FLANGE ACCURACY: R TERMINAL BOX (ABOVE) CABLE ENTRY ON THE LEFT SIGNAL CONNECTION D-END | 7149 | TEM | 1 | MC | 196 | 1
1PH81631DD000CA1 | SIMOTICS M COMPACT ASYNCHRONOUS MOTOR 1000RPM, 22KW,210NM, 55A, 300V 1150RPM, 25KW,208NM, 55A, 343V 1350RPM, 28KW, 198NM, 52A, 400V FORCED VENTILATION; DIRECTION OF AIR FLOW DE --> NDE; DEGREE OF PROTECTION IP55 INCREMENTAL ENCODER 22 BIT WITH COMMUTATING POSITION (ENCODER IC22DQ) WITH DRIVE-CLIQ INTERFACE DESIGN IM B3 (IM V5, IM V6) PLAIN SHAFT WITHOUT FITTED KEY; BEARING: STANDARD WITH FIXED BEARING, VIBRATION SEVERITY GRADE S/A; SHAFT AND FLANGE ACCURACY: R TERMINAL BOX (ABOVE) CABLE ENTRY ON THE RIGHT SIGNAL CONNECTION D-END | 7344 | TEM | 1 | MC | 196 | 1
1PH81631DD000CB1 | SIMOTICS M COMPACT ASYNCHRONOUS MOTOR 1000RPM, 22KW,210NM, 55A, 300V 1150RPM, 25KW,208NM, 55A, 343V 1350RPM, 28KW, 198NM, 52A, 400V FORCED VENTILATION; DIRECTION OF AIR FLOW DE --> NDE; DEGREE OF PROTECTION IP55 INCREMENTAL ENCODER 22 BIT WITH COMMUTATING POSITION (ENCODER IC22DQ) WITH DRIVE-CLIQ INTERFACE DESIGN IM B3 (IM V5, IM V6) PLAIN SHAFT WITHOUT FITTED KEY; BEARING: STANDARD WITH FIXED BEARING, VIBRATION SEVERITY GRADE S/A; SHAFT AND FLANGE ACCURACY: R TERMINAL BOX (ABOVE) CABLE ENTRY ON THE LEFT SIGNAL CONNECTION D-END | 7344 | TEM | 1 | MC | 196 | 1
1PH81631DD000LA1 | SIMOTICS M COMPACT ASYNCHRONOUS MOTOR 1000RPM, 22KW,210NM, 55A, 300V 1150RPM, 25KW,208NM, 55A, 343V 1350RPM, 28KW, 198NM, 52A, 400V FORCED VENTILATION; DIRECTION OF AIR FLOW DE --> NDE; DEGREE OF PROTECTION IP55 INCREMENTAL ENCODER 22 BIT WITH COMMUTATING POSITION (ENCODER IC22DQ) WITH DRIVE-CLIQ INTERFACE DESIGN IM B3 (IM V5, IM V6) PLAIN SHAFT WITHOUT FITTED KEY; BEARING: PERFORMANCE, VIBRATION SEVERITY GRADE SPECIAL/B; SHAFT A. FLANGE ACCURACY GR. SPECIAL TERMINAL BOX (ABOVE) CABLE ENTRY ON THE RIGHT SIGNAL CONNECTION D-END | 7807 | TEM | 1 | MC | 196 | 1
1PH81631DD001BA1 | SIMOTICS M COMPACT ASYNCHRONOUS MOTOR 1000RPM, 22KW,210NM, 55A, 300V 1150RPM, 25KW,208NM, 55A, 343V 1350RPM, 28KW, 198NM, 52A, 400V FORCED VENTILATION; DIRECTION OF AIR FLOW DE --> NDE; DEGREE OF PROTECTION IP55 INCREMENTAL ENCODER 22 BIT WITH COMMUTATING POSITION (ENCODER IC22DQ) WITH DRIVE-CLIQ INTERFACE DESIGN IM B3 (IM V5, IM V6) SHAFT WITH FITTED KEY FULL-KEY BALANCING BEARING: STANDARD WITH FIXED BEARING, VIBRATION SEVERITY GRADE R/A; SHAFT AND FLANGE ACCURACY: R TERMINAL BOX (ABOVE) CABLE ENTRY ON THE RIGHT SIGNAL CONNECTION D-END | 7344 | TEM | 1 | MC | 196 | 1
1PH81631DD001BB1 | SIMOTICS M COMPACT ASYNCHRONOUS MOTOR 1000RPM, 22KW,210NM, 55A, 300V 1150RPM, 25KW,208NM, 55A, 343V 1350RPM, 28KW, 198NM, 52A, 400V FORCED VENTILATION; DIRECTION OF AIR FLOW DE --> NDE; DEGREE OF PROTECTION IP55 INCREMENTAL ENCODER 22 BIT WITH COMMUTATING POSITION (ENCODER IC22DQ) WITH DRIVE-CLIQ INTERFACE DESIGN IM B3 (IM V5, IM V6) SHAFT WITH FITTED KEY FULL-KEY BALANCING BEARING: STANDARD WITH FIXED BEARING, VIBRATION SEVERITY GRADE R/A; SHAFT AND FLANGE ACCURACY: R TERMINAL BOX (ABOVE) CABLE ENTRY ON THE LEFT SIGNAL CONNECTION D-END | 7344 | TEM | 1 | MC | 196 | 1
1PH81631DD001BC1 | SIMOTICS M COMPACT ASYNCHRONOUS MOTOR 1000RPM, 22KW,210NM, 55A, 300V 1150RPM, 25KW,208NM, 55A, 343V 1350RPM, 28KW, 198NM, 52A, 400V FORCED VENTILATION; DIRECTION OF AIR FLOW DE --> NDE; DEGREE OF PROTECTION IP55 INCREMENTAL ENCODER 22 BIT WITH COMMUTATING POSITION (ENCODER IC22DQ) WITH DRIVE-CLIQ INTERFACE DESIGN IM B3 (IM V5, IM V6) SHAFT WITH FITTED KEY FULL-KEY BALANCING BEARING: STANDARD WITH FIXED BEARING, VIBRATION SEVERITY GRADE R/A; SHAFT AND FLANGE ACCURACY: R TERMINAL BOX (ABOVE) CABLE ENTRY ON THE ND-END SIGNAL CONNECTION LEFT | 7344 | TEM | 1 | MC | 196 | 1
1PH81631DD001CC1 | SIMOTICS M COMPACT ASYNCHRONOUS MOTOR 1000RPM, 22KW,210NM, 55A, 300V 1150RPM, 25KW,208NM, 55A, 343V 1350RPM, 28KW, 198NM, 52A, 400V FORCED VENTILATION; DIRECTION OF AIR FLOW DE --> NDE; DEGREE OF PROTECTION IP55 INCREMENTAL ENCODER 22 BIT WITH COMMUTATING POSITION (ENCODER IC22DQ) WITH DRIVE-CLIQ INTERFACE DESIGN IM B3 (IM V5, IM V6) SHAFT WITH FITTED KEY FULL-KEY BALANCING BEARING: STANDARD WITH FIXED BEARING, VIBRATION SEVERITY GRADE S/A; SHAFT AND FLANGE ACCURACY: R TERMINAL BOX (ABOVE) CABLE ENTRY ON THE ND-END SIGNAL CONNECTION LEFT | 7539 | TEM | 1 | MC | 196 | 1
1PH81631DD001DA1 | SIMOTICS M COMPACT ASYNCHRONOUS MOTOR 1000RPM, 22KW,210NM, 55A, 300V 1150RPM, 25KW,208NM, 55A, 343V 1350RPM, 28KW, 198NM, 52A, 400V FORCED VENTILATION; DIRECTION OF AIR FLOW DE --> NDE; DEGREE OF PROTECTION IP55 INCREMENTAL ENCODER 22 BIT WITH COMMUTATING POSITION (ENCODER IC22DQ) WITH DRIVE-CLIQ INTERFACE DESIGN IM B3 (IM V5, IM V6) SHAFT WITH FITTED KEY FULL-KEY BALANCING BEARING: STANDARD WITH FIXED BEARING, VIBRATION SEVERITY GRADE SR/A; SHAFT AND FLANGE ACCURACY: R TERMINAL BOX (ABOVE) CABLE ENTRY ON THE RIGHT SIGNAL CONNECTION D-END | 7631 | TEM | 1 | MC | 196 | 1
1PH81631DD001DC1 | SIMOTICS M COMPACT ASYNCHRONOUS MOTOR 1000RPM, 22KW,210NM, 55A, 300V 1150RPM, 25KW,208NM, 55A, 343V 1350RPM, 28KW, 198NM, 52A, 400V FORCED VENTILATION; DIRECTION OF AIR FLOW DE --> NDE; DEGREE OF PROTECTION IP55 INCREMENTAL ENCODER 22 BIT WITH COMMUTATING POSITION (ENCODER IC22DQ) WITH DRIVE-CLIQ INTERFACE DESIGN IM B3 (IM V5, IM V6) SHAFT WITH FITTED KEY FULL-KEY BALANCING BEARING: STANDARD WITH FIXED BEARING, VIBRATION SEVERITY GRADE SR/A; SHAFT AND FLANGE ACCURACY: R TERMINAL BOX (ABOVE) CABLE ENTRY ON THE ND-END SIGNAL CONNECTION LEFT | 7631 | TEM | 1 | MC | 196 | 1
1PH81631DD001LA1 | SIMOTICS M COMPACT ASYNCHRONOUS MOTOR 1000RPM, 22KW,210NM, 55A, 300V 1150RPM, 25KW,208NM, 55A, 343V 1350RPM, 28KW, 198NM, 52A, 400V FORCED VENTILATION; DIRECTION OF AIR FLOW DE --> NDE; DEGREE OF PROTECTION IP55 INCREMENTAL ENCODER 22 BIT WITH COMMUTATING POSITION (ENCODER IC22DQ) WITH DRIVE-CLIQ INTERFACE DESIGN IM B3 (IM V5, IM V6) SHAFT WITH FITTED KEY FULL-KEY BALANCING BEARING: PERFORMANCE, VIBRATION SEVERITY GRADE SPECIAL/B; SHAFT A. FLANGE ACCURACY GR. SPECIAL TERMINAL BOX (ABOVE) CABLE ENTRY ON THE RIGHT SIGNAL CONNECTION D-END | 8002 | TEM | 1 | MC | 196 | 1
1PH81631DD002BA1 | SIMOTICS M COMPACT ASYNCHRONOUS MOTOR 1000RPM, 22KW,210NM, 55A, 300V 1150RPM, 25KW,208NM, 55A, 343V 1350RPM, 28KW, 198NM, 52A, 400V FORCED VENTILATION; DIRECTION OF AIR FLOW DE --> NDE; DEGREE OF PROTECTION IP55 INCREMENTAL ENCODER 22 BIT WITH COMMUTATING POSITION (ENCODER IC22DQ) WITH DRIVE-CLIQ INTERFACE DESIGN IM B3 (IM V5, IM V6) SHAFT WITH FITTED KEY HALF-KEY BALANCING BEARING: STANDARD WITH FIXED BEARING, VIBRATION SEVERITY GRADE R/A; SHAFT AND FLANGE ACCURACY: R TERMINAL BOX (ABOVE) CABLE ENTRY ON THE RIGHT SIGNAL CONNECTION D-END | 7344 | TEM | 1 | MC | 196 | 1
1PH81631DD002BB1 | SIMOTICS M COMPACT ASYNCHRONOUS MOTOR 1000RPM, 22KW,210NM, 55A, 300V 1150RPM, 25KW,208NM, 55A, 343V 1350RPM, 28KW, 198NM, 52A, 400V FORCED VENTILATION; DIRECTION OF AIR FLOW DE --> NDE; DEGREE OF PROTECTION IP55 INCREMENTAL ENCODER 22 BIT WITH COMMUTATING POSITION (ENCODER IC22DQ) WITH DRIVE-CLIQ INTERFACE DESIGN IM B3 (IM V5, IM V6) SHAFT WITH FITTED KEY HALF-KEY BALANCING BEARING: STANDARD WITH FIXED BEARING, VIBRATION SEVERITY GRADE R/A; SHAFT AND FLANGE ACCURACY: R TERMINAL BOX (ABOVE) CABLE ENTRY ON THE LEFT SIGNAL CONNECTION D-END | 7344 | TEM | 1 | MC | 196 | 1
1PH81631DD002BC1 | SIMOTICS M COMPACT ASYNCHRONOUS MOTOR 1000RPM, 22KW,210NM, 55A, 300V 1150RPM, 25KW,208NM, 55A, 343V 1350RPM, 28KW, 198NM, 52A, 400V FORCED VENTILATION; DIRECTION OF AIR FLOW DE --> NDE; DEGREE OF PROTECTION IP55 INCREMENTAL ENCODER 22 BIT WITH COMMUTATING POSITION (ENCODER IC22DQ) WITH DRIVE-CLIQ INTERFACE DESIGN IM B3 (IM V5, IM V6) SHAFT WITH FITTED KEY HALF-KEY BALANCING BEARING: STANDARD WITH FIXED BEARING, VIBRATION SEVERITY GRADE R/A; SHAFT AND FLANGE ACCURACY: R TERMINAL BOX (ABOVE) CABLE ENTRY ON THE ND-END SIGNAL CONNECTION LEFT | 7344 | TEM | 1 | MC | 196 | 1
1PH81631DD002CA1 | SIMOTICS M COMPACT ASYNCHRONOUS MOTOR 1000RPM, 22KW,210NM, 55A, 300V 1150RPM, 25KW,208NM, 55A, 343V 1350RPM, 28KW, 198NM, 52A, 400V FORCED VENTILATION; DIRECTION OF AIR FLOW DE --> NDE; DEGREE OF PROTECTION IP55 INCREMENTAL ENCODER 22 BIT WITH COMMUTATING POSITION (ENCODER IC22DQ) WITH DRIVE-CLIQ INTERFACE DESIGN IM B3 (IM V5, IM V6) SHAFT WITH FITTED KEY HALF-KEY BALANCING BEARING: STANDARD WITH FIXED BEARING, VIBRATION SEVERITY GRADE S/A; SHAFT AND FLANGE ACCURACY: R TERMINAL BOX (ABOVE) CABLE ENTRY ON THE RIGHT SIGNAL CONNECTION D-END | 7539 | TEM | 1 | MC | 196 | 1
1PH81631DD002DB1 | SIMOTICS M COMPACT ASYNCHRONOUS MOTOR 1000RPM, 22KW,210NM, 55A, 300V 1150RPM, 25KW,208NM, 55A, 343V 1350RPM, 28KW, 198NM, 52A, 400V FORCED VENTILATION; DIRECTION OF AIR FLOW DE --> NDE; DEGREE OF PROTECTION IP55 INCREMENTAL ENCODER 22 BIT WITH COMMUTATING POSITION (ENCODER IC22DQ) WITH DRIVE-CLIQ INTERFACE DESIGN IM B3 (IM V5, IM V6) SHAFT WITH FITTED KEY HALF-KEY BALANCING BEARING: STANDARD WITH FIXED BEARING, VIBRATION SEVERITY GRADE SR/A; SHAFT AND FLANGE ACCURACY: R TERMINAL BOX (ABOVE) CABLE ENTRY ON THE LEFT SIGNAL CONNECTION D-END | 7631 | TEM | 1 | MC | 196 | 1
1PH81631DD002GA1 | SIMOTICS M COMPACT ASYNCHRONOUS MOTOR 1000RPM, 22KW,210NM, 55A, 300V 1150RPM, 25KW,208NM, 55A, 343V 1350RPM, 28KW, 198NM, 52A, 400V FORCED VENTILATION; DIRECTION OF AIR FLOW DE --> NDE; DEGREE OF PROTECTION IP55 INCREMENTAL ENCODER 22 BIT WITH COMMUTATING POSITION (ENCODER IC22DQ) WITH DRIVE-CLIQ INTERFACE DESIGN IM B3 (IM V5, IM V6) SHAFT WITH FITTED KEY HALF-KEY BALANCING BEARING: STANDARD, VIBRATION SEVERITY GRADE R/A; SHAFT AND FLANGE ACCURACY: R TERMINAL BOX (ABOVE) CABLE ENTRY ON THE RIGHT SIGNAL CONNECTION D-END | 7059 | TEM | 1 | MC | 196 | 1
1PH81631DD002LA1 | SIMOTICS M COMPACT ASYNCHRONOUS MOTOR 1000RPM, 22KW,210NM, 55A, 300V 1150RPM, 25KW,208NM, 55A, 343V 1350RPM, 28KW, 198NM, 52A, 400V FORCED VENTILATION; DIRECTION OF AIR FLOW DE --> NDE; DEGREE OF PROTECTION IP55 INCREMENTAL ENCODER 22 BIT WITH COMMUTATING POSITION (ENCODER IC22DQ) WITH DRIVE-CLIQ INTERFACE DESIGN IM B3 (IM V5, IM V6) SHAFT WITH FITTED KEY HALF-KEY BALANCING BEARING: PERFORMANCE, VIBRATION SEVERITY GRADE SPECIAL/B; SHAFT A. FLANGE ACCURACY GR. SPECIAL TERMINAL BOX (ABOVE) CABLE ENTRY ON THE RIGHT SIGNAL CONNECTION D-END | 8002 | TEM | 1 | MC | 196 | 1
1PH81631DD020BA1 | SIMOTICS M COMPACT ASYNCHRONOUS MOTOR 1000RPM, 22KW,210NM, 55A, 300V 1150RPM, 25KW,208NM, 55A, 343V 1350RPM, 28KW, 198NM, 52A, 400V FORCED VENTILATION; DIRECTION OF AIR FLOW DE --> NDE; DEGREE OF PROTECTION IP55 INCREMENTAL ENCODER 22 BIT WITH COMMUTATING POSITION (ENCODER IC22DQ) WITH DRIVE-CLIQ INTERFACE DESIGN IM B5 (IMV 1,IM V3) PLAIN SHAFT WITHOUT FITTED KEY; BEARING: STANDARD WITH FIXED BEARING, VIBRATION SEVERITY GRADE R/A; SHAFT AND FLANGE ACCURACY: R TERMINAL BOX (ABOVE) CABLE ENTRY ON THE RIGHT SIGNAL CONNECTION D-END | 7799 | TEM | 1 | MC | 196 | 1
1PH81631DD020CA1 | SIMOTICS M COMPACT ASYNCHRONOUS MOTOR 1000RPM, 22KW,210NM, 55A, 300V 1150RPM, 25KW,208NM, 55A, 343V 1350RPM, 28KW, 198NM, 52A, 400V FORCED VENTILATION; DIRECTION OF AIR FLOW DE --> NDE; DEGREE OF PROTECTION IP55 INCREMENTAL ENCODER 22 BIT WITH COMMUTATING POSITION (ENCODER IC22DQ) WITH DRIVE-CLIQ INTERFACE DESIGN IM B5 (IMV 1,IM V3) PLAIN SHAFT WITHOUT FITTED KEY; BEARING: STANDARD WITH FIXED BEARING, VIBRATION SEVERITY GRADE S/A; SHAFT AND FLANGE ACCURACY: R TERMINAL BOX (ABOVE) CABLE ENTRY ON THE RIGHT SIGNAL CONNECTION D-END | 7994 | TEM | 1 | MC | 196 | 1
1PH81631DD020DC1 | SIMOTICS M COMPACT ASYNCHRONOUS MOTOR 1000RPM, 22KW,210NM, 55A, 300V 1150RPM, 25KW,208NM, 55A, 343V 1350RPM, 28KW, 198NM, 52A, 400V FORCED VENTILATION; DIRECTION OF AIR FLOW DE --> NDE; DEGREE OF PROTECTION IP55 INCREMENTAL ENCODER 22 BIT WITH COMMUTATING POSITION (ENCODER IC22DQ) WITH DRIVE-CLIQ INTERFACE DESIGN IM B5 (IMV 1,IM V3) PLAIN SHAFT WITHOUT FITTED KEY; BEARING: STANDARD WITH FIXED BEARING, VIBRATION SEVERITY GRADE SR/A; SHAFT AND FLANGE ACCURACY: R TERMINAL BOX (ABOVE) CABLE ENTRY ON THE ND-END SIGNAL CONNECTION LEFT | 8086 | TEM | 1 | MC | 196 | 1
1PH81631DD020QA1 | SIMOTICS M COMPACT ASYNCHRONOUS MOTOR 1000RPM, 22KW,210NM, 55A, 300V 1150RPM, 25KW,208NM, 55A, 343V 1350RPM, 28KW, 198NM, 52A, 400V FORCED VENTILATION; DIRECTION OF AIR FLOW DE --> NDE; DEGREE OF PROTECTION IP55 INCREMENTAL ENCODER 22 BIT WITH COMMUTATING POSITION (ENCODER IC22DQ) WITH DRIVE-CLIQ INTERFACE DESIGN IM B5 (IMV 1,IM V3) PLAIN SHAFT WITHOUT FITTED KEY; BEARING: ADVANCED LIFETIME VIBRATION SEVERITY S/A SHAFT A. FLANGE ACCURACY GR. R TERMINAL BOX (ABOVE) CABLE ENTRY ON THE RIGHT SIGNAL CONNECTION D-END | 8324 | TEM | 1 | MC | 196 | 1
1PH81631DD021BA1 | SIMOTICS M COMPACT ASYNCHRONOUS MOTOR 1000RPM, 22KW,210NM, 55A, 300V 1150RPM, 25KW,208NM, 55A, 343V 1350RPM, 28KW, 198NM, 52A, 400V FORCED VENTILATION; DIRECTION OF AIR FLOW DE --> NDE; DEGREE OF PROTECTION IP55 INCREMENTAL ENCODER 22 BIT WITH COMMUTATING POSITION (ENCODER IC22DQ) WITH DRIVE-CLIQ INTERFACE DESIGN IM B5 (IMV 1,IM V3) SHAFT WITH FITTED KEY FULL-KEY BALANCING BEARING: STANDARD WITH FIXED BEARING, VIBRATION SEVERITY GRADE R/A; SHAFT AND FLANGE ACCURACY: R TERMINAL BOX (ABOVE) CABLE ENTRY ON THE RIGHT SIGNAL CONNECTION D-END | 7994 | TEM | 1 | MC | 196 | 1
1PH81631DD021CA1 | SIMOTICS M COMPACT ASYNCHRONOUS MOTOR 1000RPM, 22KW,210NM, 55A, 300V 1150RPM, 25KW,208NM, 55A, 343V 1350RPM, 28KW, 198NM, 52A, 400V FORCED VENTILATION; DIRECTION OF AIR FLOW DE --> NDE; DEGREE OF PROTECTION IP55 INCREMENTAL ENCODER 22 BIT WITH COMMUTATING POSITION (ENCODER IC22DQ) WITH DRIVE-CLIQ INTERFACE DESIGN IM B5 (IMV 1,IM V3) SHAFT WITH FITTED KEY FULL-KEY BALANCING BEARING: STANDARD WITH FIXED BEARING, VIBRATION SEVERITY GRADE S/A; SHAFT AND FLANGE ACCURACY: R TERMINAL BOX (ABOVE) CABLE ENTRY ON THE RIGHT SIGNAL CONNECTION D-END | 8189 | TEM | 1 | MC | 196 | 1
1PH81631DD021DA1 | SIMOTICS M COMPACT ASYNCHRONOUS MOTOR 1000RPM, 22KW,210NM, 55A, 300V 1150RPM, 25KW,208NM, 55A, 343V 1350RPM, 28KW, 198NM, 52A, 400V FORCED VENTILATION; DIRECTION OF AIR FLOW DE --> NDE; DEGREE OF PROTECTION IP55 INCREMENTAL ENCODER 22 BIT WITH COMMUTATING POSITION (ENCODER IC22DQ) WITH DRIVE-CLIQ INTERFACE DESIGN IM B5 (IMV 1,IM V3) SHAFT WITH FITTED KEY FULL-KEY BALANCING BEARING: STANDARD WITH FIXED BEARING, VIBRATION SEVERITY GRADE SR/A; SHAFT AND FLANGE ACCURACY: R TERMINAL BOX (ABOVE) CABLE ENTRY ON THE RIGHT SIGNAL CONNECTION D-END | 8281 | TEM | 1 | MC | 196 | 1
1PH81631DD021QA1 | SIMOTICS M COMPACT ASYNCHRONOUS MOTOR 1000RPM, 22KW,210NM, 55A, 300V 1150RPM, 25KW,208NM, 55A, 343V 1350RPM, 28KW, 198NM, 52A, 400V FORCED VENTILATION; DIRECTION OF AIR FLOW DE --> NDE; DEGREE OF PROTECTION IP55 INCREMENTAL ENCODER 22 BIT WITH COMMUTATING POSITION (ENCODER IC22DQ) WITH DRIVE-CLIQ INTERFACE DESIGN IM B5 (IMV 1,IM V3) SHAFT WITH FITTED KEY FULL-KEY BALANCING BEARING: ADVANCED LIFETIME VIBRATION SEVERITY S/A SHAFT A. FLANGE ACCURACY GR. R TERMINAL BOX (ABOVE) CABLE ENTRY ON THE RIGHT SIGNAL CONNECTION D-END | 8519 | TEM | 1 | MC | 196 | 1
1PH81631DD022BA1 | SIMOTICS M COMPACT ASYNCHRONOUS MOTOR 1000RPM, 22KW,210NM, 55A, 300V 1150RPM, 25KW,208NM, 55A, 343V 1350RPM, 28KW, 198NM, 52A, 400V FORCED VENTILATION; DIRECTION OF AIR FLOW DE --> NDE; DEGREE OF PROTECTION IP55 INCREMENTAL ENCODER 22 BIT WITH COMMUTATING POSITION (ENCODER IC22DQ) WITH DRIVE-CLIQ INTERFACE DESIGN IM B5 (IMV 1,IM V3) SHAFT WITH FITTED KEY HALF-KEY BALANCING BEARING: STANDARD WITH FIXED BEARING, VIBRATION SEVERITY GRADE R/A; SHAFT AND FLANGE ACCURACY: R TERMINAL BOX (ABOVE) CABLE ENTRY ON THE RIGHT SIGNAL CONNECTION D-END | 7994 | TEM | 1 | MC | 196 | 1
1PH81631DD022BB1 | SIMOTICS M COMPACT ASYNCHRONOUS MOTOR 1000RPM, 22KW,210NM, 55A, 300V 1150RPM, 25KW,208NM, 55A, 343V 1350RPM, 28KW, 198NM, 52A, 400V FORCED VENTILATION; DIRECTION OF AIR FLOW DE --> NDE; DEGREE OF PROTECTION IP55 INCREMENTAL ENCODER 22 BIT WITH COMMUTATING POSITION (ENCODER IC22DQ) WITH DRIVE-CLIQ INTERFACE DESIGN IM B5 (IMV 1,IM V3) SHAFT WITH FITTED KEY HALF-KEY BALANCING BEARING: STANDARD WITH FIXED BEARING, VIBRATION SEVERITY GRADE R/A; SHAFT AND FLANGE ACCURACY: R TERMINAL BOX (ABOVE) CABLE ENTRY ON THE LEFT SIGNAL CONNECTION D-END | 7994 | TEM | 1 | MC | 196 | 1
1PH81631DD022GA1 | SIMOTICS M COMPACT ASYNCHRONOUS MOTOR 1000RPM, 22KW,210NM, 55A, 300V 1150RPM, 25KW,208NM, 55A, 343V 1350RPM, 28KW, 198NM, 52A, 400V FORCED VENTILATION; DIRECTION OF AIR FLOW DE --> NDE; DEGREE OF PROTECTION IP55 INCREMENTAL ENCODER 22 BIT WITH COMMUTATING POSITION (ENCODER IC22DQ) WITH DRIVE-CLIQ INTERFACE DESIGN IM B5 (IMV 1,IM V3) SHAFT WITH FITTED KEY HALF-KEY BALANCING BEARING: STANDARD, VIBRATION SEVERITY GRADE R/A; SHAFT AND FLANGE ACCURACY: R TERMINAL BOX (ABOVE) CABLE ENTRY ON THE RIGHT SIGNAL CONNECTION D-END | 7710 | TEM | 1 | MC | 196 | 1
1PH81631DD030BA1 | SIMOTICS M COMPACT ASYNCHRONOUS MOTOR 1000RPM, 22KW,210NM, 55A, 300V 1150RPM, 25KW,208NM, 55A, 343V 1350RPM, 28KW, 198NM, 52A, 400V FORCED VENTILATION; DIRECTION OF AIR FLOW DE --> NDE; DEGREE OF PROTECTION IP55 INCREMENTAL ENCODER 22 BIT WITH COMMUTATING POSITION (ENCODER IC22DQ) WITH DRIVE-CLIQ INTERFACE DESIGN IM B35 (IM V15, IM V35) PLAIN SHAFT WITHOUT FITTED KEY; BEARING: STANDARD WITH FIXED BEARING, VIBRATION SEVERITY GRADE R/A; SHAFT AND FLANGE ACCURACY: R TERMINAL BOX (ABOVE) CABLE ENTRY ON THE RIGHT SIGNAL CONNECTION D-END | 7799 | TEM | 1 | MC | 196 | 1
1PH81631DD030CA1 | SIMOTICS M COMPACT ASYNCHRONOUS MOTOR 1000RPM, 22KW,210NM, 55A, 300V 1150RPM, 25KW,208NM, 55A, 343V 1350RPM, 28KW, 198NM, 52A, 400V FORCED VENTILATION; DIRECTION OF AIR FLOW DE --> NDE; DEGREE OF PROTECTION IP55 INCREMENTAL ENCODER 22 BIT WITH COMMUTATING POSITION (ENCODER IC22DQ) WITH DRIVE-CLIQ INTERFACE DESIGN IM B35 (IM V15, IM V35) PLAIN SHAFT WITHOUT FITTED KEY; BEARING: STANDARD WITH FIXED BEARING, VIBRATION SEVERITY GRADE S/A; SHAFT AND FLANGE ACCURACY: R TERMINAL BOX (ABOVE) CABLE ENTRY ON THE RIGHT SIGNAL CONNECTION D-END | 7994 | TEM | 1 | MC | 196 | 1
1PH81631DD030CC1 | SIMOTICS M COMPACT ASYNCHRONOUS MOTOR 1000RPM, 22KW,210NM, 55A, 300V 1150RPM, 25KW,208NM, 55A, 343V 1350RPM, 28KW, 198NM, 52A, 400V FORCED VENTILATION; DIRECTION OF AIR FLOW DE --> NDE; DEGREE OF PROTECTION IP55 INCREMENTAL ENCODER 22 BIT WITH COMMUTATING POSITION (ENCODER IC22DQ) WITH DRIVE-CLIQ INTERFACE DESIGN IM B35 (IM V15, IM V35) PLAIN SHAFT WITHOUT FITTED KEY; BEARING: STANDARD WITH FIXED BEARING, VIBRATION SEVERITY GRADE S/A; SHAFT AND FLANGE ACCURACY: R TERMINAL BOX (ABOVE) CABLE ENTRY ON THE ND-END SIGNAL CONNECTION LEFT | 7994 | TEM | 1 | MC | 196 | 1
1PH81631DD030DA1 | SIMOTICS M COMPACT ASYNCHRONOUS MOTOR 1000RPM, 22KW,210NM, 55A, 300V 1150RPM, 25KW,208NM, 55A, 343V 1350RPM, 28KW, 198NM, 52A, 400V FORCED VENTILATION; DIRECTION OF AIR FLOW DE --> NDE; DEGREE OF PROTECTION IP55 INCREMENTAL ENCODER 22 BIT WITH COMMUTATING POSITION (ENCODER IC22DQ) WITH DRIVE-CLIQ INTERFACE DESIGN IM B35 (IM V15, IM V35) PLAIN SHAFT WITHOUT FITTED KEY; BEARING: STANDARD WITH FIXED BEARING, VIBRATION SEVERITY GRADE SR/A; SHAFT AND FLANGE ACCURACY: R TERMINAL BOX (ABOVE) CABLE ENTRY ON THE RIGHT SIGNAL CONNECTION D-END | 8086 | TEM | 1 | MC | 196 | 1
1PH81631DD030DB1 | SIMOTICS M COMPACT ASYNCHRONOUS MOTOR 1000RPM, 22KW,210NM, 55A, 300V 1150RPM, 25KW,208NM, 55A, 343V 1350RPM, 28KW, 198NM, 52A, 400V FORCED VENTILATION; DIRECTION OF AIR FLOW DE --> NDE; DEGREE OF PROTECTION IP55 INCREMENTAL ENCODER 22 BIT WITH COMMUTATING POSITION (ENCODER IC22DQ) WITH DRIVE-CLIQ INTERFACE DESIGN IM B35 (IM V15, IM V35) PLAIN SHAFT WITHOUT FITTED KEY; BEARING: STANDARD WITH FIXED BEARING, VIBRATION SEVERITY GRADE SR/A; SHAFT AND FLANGE ACCURACY: R TERMINAL BOX (ABOVE) CABLE ENTRY ON THE LEFT SIGNAL CONNECTION D-END | 8086 | TEM | 1 | MC | 196 | 1
1PH81631DD031BA1 | SIMOTICS M COMPACT ASYNCHRONOUS MOTOR 1000RPM, 22KW,210NM, 55A, 300V 1150RPM, 25KW,208NM, 55A, 343V 1350RPM, 28KW, 198NM, 52A, 400V FORCED VENTILATION; DIRECTION OF AIR FLOW DE --> NDE; DEGREE OF PROTECTION IP55 INCREMENTAL ENCODER 22 BIT WITH COMMUTATING POSITION (ENCODER IC22DQ) WITH DRIVE-CLIQ INTERFACE DESIGN IM B35 (IM V15, IM V35) SHAFT WITH FITTED KEY FULL-KEY BALANCING BEARING: STANDARD WITH FIXED BEARING, VIBRATION SEVERITY GRADE R/A; SHAFT AND FLANGE ACCURACY: R TERMINAL BOX (ABOVE) CABLE ENTRY ON THE RIGHT SIGNAL CONNECTION D-END | 7994 | TEM | 1 | MC | 196 | 1
1PH81631DD031BC1 | SIMOTICS M COMPACT ASYNCHRONOUS MOTOR 1000RPM, 22KW,210NM, 55A, 300V 1150RPM, 25KW,208NM, 55A, 343V 1350RPM, 28KW, 198NM, 52A, 400V FORCED VENTILATION; DIRECTION OF AIR FLOW DE --> NDE; DEGREE OF PROTECTION IP55 INCREMENTAL ENCODER 22 BIT WITH COMMUTATING POSITION (ENCODER IC22DQ) WITH DRIVE-CLIQ INTERFACE DESIGN IM B35 (IM V15, IM V35) SHAFT WITH FITTED KEY FULL-KEY BALANCING BEARING: STANDARD WITH FIXED BEARING, VIBRATION SEVERITY GRADE R/A; SHAFT AND FLANGE ACCURACY: R TERMINAL BOX (ABOVE) CABLE ENTRY ON THE ND-END SIGNAL CONNECTION LEFT | 7994 | TEM | 1 | MC | 196 | 1
1PH81631DD031CA1 | SIMOTICS M COMPACT ASYNCHRONOUS MOTOR 1000RPM, 22KW,210NM, 55A, 300V 1150RPM, 25KW,208NM, 55A, 343V 1350RPM, 28KW, 198NM, 52A, 400V FORCED VENTILATION; DIRECTION OF AIR FLOW DE --> NDE; DEGREE OF PROTECTION IP55 INCREMENTAL ENCODER 22 BIT WITH COMMUTATING POSITION (ENCODER IC22DQ) WITH DRIVE-CLIQ INTERFACE DESIGN IM B35 (IM V15, IM V35) SHAFT WITH FITTED KEY FULL-KEY BALANCING BEARING: STANDARD WITH FIXED BEARING, VIBRATION SEVERITY GRADE S/A; SHAFT AND FLANGE ACCURACY: R TERMINAL BOX (ABOVE) CABLE ENTRY ON THE RIGHT SIGNAL CONNECTION D-END | 8189 | TEM | 1 | MC | 196 | 1
1PH81631DD031CC1 | SIMOTICS M COMPACT ASYNCHRONOUS MOTOR 1000RPM, 22KW,210NM, 55A, 300V 1150RPM, 25KW,208NM, 55A, 343V 1350RPM, 28KW, 198NM, 52A, 400V FORCED VENTILATION; DIRECTION OF AIR FLOW DE --> NDE; DEGREE OF PROTECTION IP55 INCREMENTAL ENCODER 22 BIT WITH COMMUTATING POSITION (ENCODER IC22DQ) WITH DRIVE-CLIQ INTERFACE DESIGN IM B35 (IM V15, IM V35) SHAFT WITH FITTED KEY FULL-KEY BALANCING BEARING: STANDARD WITH FIXED BEARING, VIBRATION SEVERITY GRADE S/A; SHAFT AND FLANGE ACCURACY: R TERMINAL BOX (ABOVE) CABLE ENTRY ON THE ND-END SIGNAL CONNECTION LEFT | 8189 | TEM | 1 | MC | 196 | 1
1PH81631DD031DA1 | SIMOTICS M COMPACT ASYNCHRONOUS MOTOR 1000RPM, 22KW,210NM, 55A, 300V 1150RPM, 25KW,208NM, 55A, 343V 1350RPM, 28KW, 198NM, 52A, 400V FORCED VENTILATION; DIRECTION OF AIR FLOW DE --> NDE; DEGREE OF PROTECTION IP55 INCREMENTAL ENCODER 22 BIT WITH COMMUTATING POSITION (ENCODER IC22DQ) WITH DRIVE-CLIQ INTERFACE DESIGN IM B35 (IM V15, IM V35) SHAFT WITH FITTED KEY FULL-KEY BALANCING BEARING: STANDARD WITH FIXED BEARING, VIBRATION SEVERITY GRADE SR/A; SHAFT AND FLANGE ACCURACY: R TERMINAL BOX (ABOVE) CABLE ENTRY ON THE RIGHT SIGNAL CONNECTION D-END | 8281 | TEM | 1 | MC | 196 | 1
1PH81631DD032BA1 | SIMOTICS M COMPACT ASYNCHRONOUS MOTOR 1000RPM, 22KW,210NM, 55A, 300V 1150RPM, 25KW,208NM, 55A, 343V 1350RPM, 28KW, 198NM, 52A, 400V FORCED VENTILATION; DIRECTION OF AIR FLOW DE --> NDE; DEGREE OF PROTECTION IP55 INCREMENTAL ENCODER 22 BIT WITH COMMUTATING POSITION (ENCODER IC22DQ) WITH DRIVE-CLIQ INTERFACE DESIGN IM B35 (IM V15, IM V35) SHAFT WITH FITTED KEY HALF-KEY BALANCING BEARING: STANDARD WITH FIXED BEARING, VIBRATION SEVERITY GRADE R/A; SHAFT AND FLANGE ACCURACY: R TERMINAL BOX (ABOVE) CABLE ENTRY ON THE RIGHT SIGNAL CONNECTION D-END | 7994 | TEM | 1 | MC | 196 | 1
1PH81631DD032BC1 | SIMOTICS M COMPACT ASYNCHRONOUS MOTOR 1000RPM, 22KW,210NM, 55A, 300V 1150RPM, 25KW,208NM, 55A, 343V 1350RPM, 28KW, 198NM, 52A, 400V FORCED VENTILATION; DIRECTION OF AIR FLOW DE --> NDE; DEGREE OF PROTECTION IP55 INCREMENTAL ENCODER 22 BIT WITH COMMUTATING POSITION (ENCODER IC22DQ) WITH DRIVE-CLIQ INTERFACE DESIGN IM B35 (IM V15, IM V35) SHAFT WITH FITTED KEY HALF-KEY BALANCING BEARING: STANDARD WITH FIXED BEARING, VIBRATION SEVERITY GRADE R/A; SHAFT AND FLANGE ACCURACY: R TERMINAL BOX (ABOVE) CABLE ENTRY ON THE ND-END SIGNAL CONNECTION LEFT | 7994 | TEM | 1 | MC | 196 | 1
1PH81631DD032CA1 | SIMOTICS M COMPACT ASYNCHRONOUS MOTOR 1000RPM, 22KW,210NM, 55A, 300V 1150RPM, 25KW,208NM, 55A, 343V 1350RPM, 28KW, 198NM, 52A, 400V FORCED VENTILATION; DIRECTION OF AIR FLOW DE --> NDE; DEGREE OF PROTECTION IP55 INCREMENTAL ENCODER 22 BIT WITH COMMUTATING POSITION (ENCODER IC22DQ) WITH DRIVE-CLIQ INTERFACE DESIGN IM B35 (IM V15, IM V35) SHAFT WITH FITTED KEY HALF-KEY BALANCING BEARING: STANDARD WITH FIXED BEARING, VIBRATION SEVERITY GRADE S/A; SHAFT AND FLANGE ACCURACY: R TERMINAL BOX (ABOVE) CABLE ENTRY ON THE RIGHT SIGNAL CONNECTION D-END | 8189 | TEM | 1 | MC | 196 | 1
1PH81631DD032DA1 | SIMOTICS M COMPACT ASYNCHRONOUS MOTOR 1000RPM, 22KW,210NM, 55A, 300V 1150RPM, 25KW,208NM, 55A, 343V 1350RPM, 28KW, 198NM, 52A, 400V FORCED VENTILATION; DIRECTION OF AIR FLOW DE --> NDE; DEGREE OF PROTECTION IP55 INCREMENTAL ENCODER 22 BIT WITH COMMUTATING POSITION (ENCODER IC22DQ) WITH DRIVE-CLIQ INTERFACE DESIGN IM B35 (IM V15, IM V35) SHAFT WITH FITTED KEY HALF-KEY BALANCING BEARING: STANDARD WITH FIXED BEARING, VIBRATION SEVERITY GRADE SR/A; SHAFT AND FLANGE ACCURACY: R TERMINAL BOX (ABOVE) CABLE ENTRY ON THE RIGHT SIGNAL CONNECTION D-END | 8281 | TEM | 1 | MC | 196 | 1
1PH81631DD032GA1 | SIMOTICS M COMPACT ASYNCHRONOUS MOTOR 1000RPM, 22KW,210NM, 55A, 300V 1150RPM, 25KW,208NM, 55A, 343V 1350RPM, 28KW, 198NM, 52A, 400V FORCED VENTILATION; DIRECTION OF AIR FLOW DE --> NDE; DEGREE OF PROTECTION IP55 INCREMENTAL ENCODER 22 BIT WITH COMMUTATING POSITION (ENCODER IC22DQ) WITH DRIVE-CLIQ INTERFACE DESIGN IM B35 (IM V15, IM V35) SHAFT WITH FITTED KEY HALF-KEY BALANCING BEARING: STANDARD, VIBRATION SEVERITY GRADE R/A; SHAFT AND FLANGE ACCURACY: R TERMINAL BOX (ABOVE) CABLE ENTRY ON THE RIGHT SIGNAL CONNECTION D-END | 7710 | TEM | 1 | MC | 196 | 1
1PH81631DD032GB1 | SIMOTICS M COMPACT ASYNCHRONOUS MOTOR 1000RPM, 22KW,210NM, 55A, 300V 1150RPM, 25KW,208NM, 55A, 343V 1350RPM, 28KW, 198NM, 52A, 400V FORCED VENTILATION; DIRECTION OF AIR FLOW DE --> NDE; DEGREE OF PROTECTION IP55 INCREMENTAL ENCODER 22 BIT WITH COMMUTATING POSITION (ENCODER IC22DQ) WITH DRIVE-CLIQ INTERFACE DESIGN IM B35 (IM V15, IM V35) SHAFT WITH FITTED KEY HALF-KEY BALANCING BEARING: STANDARD, VIBRATION SEVERITY GRADE R/A; SHAFT AND FLANGE ACCURACY: R TERMINAL BOX (ABOVE) CABLE ENTRY ON THE LEFT SIGNAL CONNECTION D-END | 7710 | TEM | 1 | MC | 196 | 1
1PH81631DD032LA1 | SIMOTICS M COMPACT ASYNCHRONOUS MOTOR 1000RPM, 22KW,210NM, 55A, 300V 1150RPM, 25KW,208NM, 55A, 343V 1350RPM, 28KW, 198NM, 52A, 400V FORCED VENTILATION; DIRECTION OF AIR FLOW DE --> NDE; DEGREE OF PROTECTION IP55 INCREMENTAL ENCODER 22 BIT WITH COMMUTATING POSITION (ENCODER IC22DQ) WITH DRIVE-CLIQ INTERFACE DESIGN IM B35 (IM V15, IM V35) SHAFT WITH FITTED KEY HALF-KEY BALANCING BEARING: PERFORMANCE, VIBRATION SEVERITY GRADE SPECIAL/B; SHAFT A. FLANGE ACCURACY GR. SPECIAL TERMINAL BOX (ABOVE) CABLE ENTRY ON THE RIGHT SIGNAL CONNECTION D-END | 8652 | TEM | 1 | MC | 196 | 1
1PH81631DD100BA1 | SIMOTICS M COMPACT ASYNCHRONOUS MOTOR 1000RPM, 22KW, 210NM, 55A, 300V 1150RPM, 25KW, 208NM, 55A, 343V 1350RPM, 28 KW,198NM,52A, 400V FORCED VENTILATION; DIRECTION OF AIR FLOW NDE --> DE; DEGREE OF PROTECTION IP55 INCREMENTAL ENCODER 22 BIT WITH COMMUTATING POSITION (ENCODER IC22DQ) WITH DRIVE-CLIQ INTERFACE DESIGN IM B3 (IM V5, IM V6) PLAIN SHAFT WITHOUT FITTED KEY; BEARING: STANDARD WITH FIXED BEARING, VIBRATION SEVERITY GRADE R/A; SHAFT AND FLANGE ACCURACY: R TERMINAL BOX (ABOVE) CABLE ENTRY ON THE RIGHT SIGNAL CONNECTION D-END | 7149 | TEM | 1 | MC | 196 | 1
1PH81631DD100CA1 | SIMOTICS M COMPACT ASYNCHRONOUS MOTOR 1000RPM, 22KW, 210NM, 55A, 300V 1150RPM, 25KW, 208NM, 55A, 343V 1350RPM, 28 KW,198NM,52A, 400V FORCED VENTILATION; DIRECTION OF AIR FLOW NDE --> DE; DEGREE OF PROTECTION IP55 INCREMENTAL ENCODER 22 BIT WITH COMMUTATING POSITION (ENCODER IC22DQ) WITH DRIVE-CLIQ INTERFACE DESIGN IM B3 (IM V5, IM V6) PLAIN SHAFT WITHOUT FITTED KEY; BEARING: STANDARD WITH FIXED BEARING, VIBRATION SEVERITY GRADE S/A; SHAFT AND FLANGE ACCURACY: R TERMINAL BOX (ABOVE) CABLE ENTRY ON THE RIGHT SIGNAL CONNECTION D-END | 7344 | TEM | 1 | MC | 196 | 1
1PH81631DD100DA1 | SIMOTICS M COMPACT ASYNCHRONOUS MOTOR 1000RPM, 22KW, 210NM, 55A, 300V 1150RPM, 25KW, 208NM, 55A, 343V 1350RPM, 28 KW,198NM,52A, 400V FORCED VENTILATION; DIRECTION OF AIR FLOW NDE --> DE; DEGREE OF PROTECTION IP55 INCREMENTAL ENCODER 22 BIT WITH COMMUTATING POSITION (ENCODER IC22DQ) WITH DRIVE-CLIQ INTERFACE DESIGN IM B3 (IM V5, IM V6) PLAIN SHAFT WITHOUT FITTED KEY; BEARING: STANDARD WITH FIXED BEARING, VIBRATION SEVERITY GRADE SR/A; SHAFT AND FLANGE ACCURACY: R TERMINAL BOX (ABOVE) CABLE ENTRY ON THE RIGHT SIGNAL CONNECTION D-END | 7436 | TEM | 1 | MC | 196 | 1
1PH81631DD101BA1 | SIMOTICS M COMPACT ASYNCHRONOUS MOTOR 1000RPM, 22KW, 210NM, 55A, 300V 1150RPM, 25KW, 208NM, 55A, 343V 1350RPM, 28 KW,198NM,52A, 400V FORCED VENTILATION; DIRECTION OF AIR FLOW NDE --> DE; DEGREE OF PROTECTION IP55 INCREMENTAL ENCODER 22 BIT WITH COMMUTATING POSITION (ENCODER IC22DQ) WITH DRIVE-CLIQ INTERFACE DESIGN IM B3 (IM V5, IM V6) SHAFT WITH FITTED KEY FULL-KEY BALANCING BEARING: STANDARD WITH FIXED BEARING, VIBRATION SEVERITY GRADE R/A; SHAFT AND FLANGE ACCURACY: R TERMINAL BOX (ABOVE) CABLE ENTRY ON THE RIGHT SIGNAL CONNECTION D-END | 7344 | TEM | 1 | MC | 196 | 1
1PH81631DD101BB1 | SIMOTICS M COMPACT ASYNCHRONOUS MOTOR 1000RPM, 22KW, 210NM, 55A, 300V 1150RPM, 25KW, 208NM, 55A, 343V 1350RPM, 28 KW,198NM,52A, 400V FORCED VENTILATION; DIRECTION OF AIR FLOW NDE --> DE; DEGREE OF PROTECTION IP55 INCREMENTAL ENCODER 22 BIT WITH COMMUTATING POSITION (ENCODER IC22DQ) WITH DRIVE-CLIQ INTERFACE DESIGN IM B3 (IM V5, IM V6) SHAFT WITH FITTED KEY FULL-KEY BALANCING BEARING: STANDARD WITH FIXED BEARING, VIBRATION SEVERITY GRADE R/A; SHAFT AND FLANGE ACCURACY: R TERMINAL BOX (ABOVE) CABLE ENTRY ON THE LEFT SIGNAL CONNECTION D-END | 7344 | TEM | 1 | MC | 196 | 1
1PH81631DD101LA1 | SIMOTICS M COMPACT ASYNCHRONOUS MOTOR 1000RPM, 22KW, 210NM, 55A, 300V 1150RPM, 25KW, 208NM, 55A, 343V 1350RPM, 28 KW,198NM,52A, 400V FORCED VENTILATION; DIRECTION OF AIR FLOW NDE --> DE; DEGREE OF PROTECTION IP55 INCREMENTAL ENCODER 22 BIT WITH COMMUTATING POSITION (ENCODER IC22DQ) WITH DRIVE-CLIQ INTERFACE DESIGN IM B3 (IM V5, IM V6) SHAFT WITH FITTED KEY FULL-KEY BALANCING BEARING: PERFORMANCE, VIBRATION SEVERITY GRADE SPECIAL/B; SHAFT A. FLANGE ACCURACY GR. SPECIAL TERMINAL BOX (ABOVE) CABLE ENTRY ON THE RIGHT SIGNAL CONNECTION D-END | 8002 | TEM | 1 | MC | 196 | 1
1PH81631DD102BA1 | SIMOTICS M COMPACT ASYNCHRONOUS MOTOR 1000RPM, 22KW, 210NM, 55A, 300V 1150RPM, 25KW, 208NM, 55A, 343V 1350RPM, 28 KW,198NM,52A, 400V FORCED VENTILATION; DIRECTION OF AIR FLOW NDE --> DE; DEGREE OF PROTECTION IP55 INCREMENTAL ENCODER 22 BIT WITH COMMUTATING POSITION (ENCODER IC22DQ) WITH DRIVE-CLIQ INTERFACE DESIGN IM B3 (IM V5, IM V6) SHAFT WITH FITTED KEY HALF-KEY BALANCING BEARING: STANDARD WITH FIXED BEARING, VIBRATION SEVERITY GRADE R/A; SHAFT AND FLANGE ACCURACY: R TERMINAL BOX (ABOVE) CABLE ENTRY ON THE RIGHT SIGNAL CONNECTION D-END | 7344 | TEM | 1 | MC | 196 | 1
1PH81631DD102CA1 | SIMOTICS M COMPACT ASYNCHRONOUS MOTOR 1000RPM, 22KW, 210NM, 55A, 300V 1150RPM, 25KW, 208NM, 55A, 343V 1350RPM, 28 KW,198NM,52A, 400V FORCED VENTILATION; DIRECTION OF AIR FLOW NDE --> DE; DEGREE OF PROTECTION IP55 INCREMENTAL ENCODER 22 BIT WITH COMMUTATING POSITION (ENCODER IC22DQ) WITH DRIVE-CLIQ INTERFACE DESIGN IM B3 (IM V5, IM V6) SHAFT WITH FITTED KEY HALF-KEY BALANCING BEARING: STANDARD WITH FIXED BEARING, VIBRATION SEVERITY GRADE S/A; SHAFT AND FLANGE ACCURACY: R TERMINAL BOX (ABOVE) CABLE ENTRY ON THE RIGHT SIGNAL CONNECTION D-END | 7539 | TEM | 1 | MC | 196 | 1
1PH81631DD102DA1 | SIMOTICS M COMPACT ASYNCHRONOUS MOTOR 1000RPM, 22KW, 210NM, 55A, 300V 1150RPM, 25KW, 208NM, 55A, 343V 1350RPM, 28 KW,198NM,52A, 400V FORCED VENTILATION; DIRECTION OF AIR FLOW NDE --> DE; DEGREE OF PROTECTION IP55 INCREMENTAL ENCODER 22 BIT WITH COMMUTATING POSITION (ENCODER IC22DQ) WITH DRIVE-CLIQ INTERFACE DESIGN IM B3 (IM V5, IM V6) SHAFT WITH FITTED KEY HALF-KEY BALANCING BEARING: STANDARD WITH FIXED BEARING, VIBRATION SEVERITY GRADE SR/A; SHAFT AND FLANGE ACCURACY: R TERMINAL BOX (ABOVE) CABLE ENTRY ON THE RIGHT SIGNAL CONNECTION D-END | 7631 | TEM | 1 | MC | 196 | 1
1PH81631DD102FA1 | SIMOTICS M COMPACT ASYNCHRONOUS MOTOR 1000RPM, 22KW, 210NM, 55A, 300V 1150RPM, 25KW, 208NM, 55A, 343V 1350RPM, 28 KW,198NM,52A, 400V FORCED VENTILATION; DIRECTION OF AIR FLOW NDE --> DE; DEGREE OF PROTECTION IP55 INCREMENTAL ENCODER 22 BIT WITH COMMUTATING POSITION (ENCODER IC22DQ) WITH DRIVE-CLIQ INTERFACE DESIGN IM B3 (IM V5, IM V6) SHAFT WITH FITTED KEY HALF-KEY BALANCING BEARING: INCREASED RADIAL FORCES, VIBRATION SEVERITY GRADE R/A; SHAFT AND FLANGE ACCURACY: R TERMINAL BOX (ABOVE) CABLE ENTRY ON THE RIGHT SIGNAL CONNECTION D-END | 7524 | TEM | 1 | MC | 196 | 1
1PH81631DD120BA1 | SIMOTICS M COMPACT ASYNCHRONOUS MOTOR 1000RPM, 22KW, 210NM, 55A, 300V 1150RPM, 25KW, 208NM, 55A, 343V 1350RPM, 28 KW,198NM,52A, 400V FORCED VENTILATION; DIRECTION OF AIR FLOW NDE --> DE; DEGREE OF PROTECTION IP55 INCREMENTAL ENCODER 22 BIT WITH COMMUTATING POSITION (ENCODER IC22DQ) WITH DRIVE-CLIQ INTERFACE DESIGN IM B5 (IMV 1,IM V3) PLAIN SHAFT WITHOUT FITTED KEY; BEARING: STANDARD WITH FIXED BEARING, VIBRATION SEVERITY GRADE R/A; SHAFT AND FLANGE ACCURACY: R TERMINAL BOX (ABOVE) CABLE ENTRY ON THE RIGHT SIGNAL CONNECTION D-END | 7799 | TEM | 1 | MC | 196 | 1
1PH81631DD121BA1 | SIMOTICS M COMPACT ASYNCHRONOUS MOTOR 1000RPM, 22KW, 210NM, 55A, 300V 1150RPM, 25KW, 208NM, 55A, 343V 1350RPM, 28 KW,198NM,52A, 400V FORCED VENTILATION; DIRECTION OF AIR FLOW NDE --> DE; DEGREE OF PROTECTION IP55 INCREMENTAL ENCODER 22 BIT WITH COMMUTATING POSITION (ENCODER IC22DQ) WITH DRIVE-CLIQ INTERFACE DESIGN IM B5 (IMV 1,IM V3) SHAFT WITH FITTED KEY FULL-KEY BALANCING BEARING: STANDARD WITH FIXED BEARING, VIBRATION SEVERITY GRADE R/A; SHAFT AND FLANGE ACCURACY: R TERMINAL BOX (ABOVE) CABLE ENTRY ON THE RIGHT SIGNAL CONNECTION D-END | 7994 | TEM | 1 | MC | 196 | 1
1PH81631DD122BA1 | SIMOTICS M COMPACT ASYNCHRONOUS MOTOR 1000RPM, 22KW, 210NM, 55A, 300V 1150RPM, 25KW, 208NM, 55A, 343V 1350RPM, 28 KW,198NM,52A, 400V FORCED VENTILATION; DIRECTION OF AIR FLOW NDE --> DE; DEGREE OF PROTECTION IP55 INCREMENTAL ENCODER 22 BIT WITH COMMUTATING POSITION (ENCODER IC22DQ) WITH DRIVE-CLIQ INTERFACE DESIGN IM B5 (IMV 1,IM V3) SHAFT WITH FITTED KEY HALF-KEY BALANCING BEARING: STANDARD WITH FIXED BEARING, VIBRATION SEVERITY GRADE R/A; SHAFT AND FLANGE ACCURACY: R TERMINAL BOX (ABOVE) CABLE ENTRY ON THE RIGHT SIGNAL CONNECTION D-END | 7994 | TEM | 1 | MC | 196 | 1
1PH81631DD122GA1 | SIMOTICS M COMPACT ASYNCHRONOUS MOTOR 1000RPM, 22KW, 210NM, 55A, 300V 1150RPM, 25KW, 208NM, 55A, 343V 1350RPM, 28 KW,198NM,52A, 400V FORCED VENTILATION; DIRECTION OF AIR FLOW NDE --> DE; DEGREE OF PROTECTION IP55 INCREMENTAL ENCODER 22 BIT WITH COMMUTATING POSITION (ENCODER IC22DQ) WITH DRIVE-CLIQ INTERFACE DESIGN IM B5 (IMV 1,IM V3) SHAFT WITH FITTED KEY HALF-KEY BALANCING BEARING: STANDARD, VIBRATION SEVERITY GRADE R/A; SHAFT AND FLANGE ACCURACY: R TERMINAL BOX (ABOVE) CABLE ENTRY ON THE RIGHT SIGNAL CONNECTION D-END | 7710 | TEM | 1 | MC | 196 | 1
1PH81631DD131DA1 | SIMOTICS M COMPACT ASYNCHRONOUS MOTOR 1000RPM, 22KW, 210NM, 55A, 300V 1150RPM, 25KW, 208NM, 55A, 343V 1350RPM, 28 KW,198NM,52A, 400V FORCED VENTILATION; DIRECTION OF AIR FLOW NDE --> DE; DEGREE OF PROTECTION IP55 INCREMENTAL ENCODER 22 BIT WITH COMMUTATING POSITION (ENCODER IC22DQ) WITH DRIVE-CLIQ INTERFACE DESIGN IM B35 (IM V15, IM V35) SHAFT WITH FITTED KEY FULL-KEY BALANCING BEARING: STANDARD WITH FIXED BEARING, VIBRATION SEVERITY GRADE SR/A; SHAFT AND FLANGE ACCURACY: R TERMINAL BOX (ABOVE) CABLE ENTRY ON THE RIGHT SIGNAL CONNECTION D-END | 8281 | TEM | 1 | MC | 196 | 1
1PH81631DD131GA1 | SIMOTICS M COMPACT ASYNCHRONOUS MOTOR 1000RPM, 22KW, 210NM, 55A, 300V 1150RPM, 25KW, 208NM, 55A, 343V 1350RPM, 28 KW,198NM,52A, 400V FORCED VENTILATION; DIRECTION OF AIR FLOW NDE --> DE; DEGREE OF PROTECTION IP55 INCREMENTAL ENCODER 22 BIT WITH COMMUTATING POSITION (ENCODER IC22DQ) WITH DRIVE-CLIQ INTERFACE DESIGN IM B35 (IM V15, IM V35) SHAFT WITH FITTED KEY FULL-KEY BALANCING BEARING: STANDARD, VIBRATION SEVERITY GRADE R/A; SHAFT AND FLANGE ACCURACY: R TERMINAL BOX (ABOVE) CABLE ENTRY ON THE RIGHT SIGNAL CONNECTION D-END | 7710 | TEM | 1 | MC | 196 | 1
1PH81631DD132BA1 | SIMOTICS M COMPACT ASYNCHRONOUS MOTOR 1000RPM, 22KW, 210NM, 55A, 300V 1150RPM, 25KW, 208NM, 55A, 343V 1350RPM, 28 KW,198NM,52A, 400V FORCED VENTILATION; DIRECTION OF AIR FLOW NDE --> DE; DEGREE OF PROTECTION IP55 INCREMENTAL ENCODER 22 BIT WITH COMMUTATING POSITION (ENCODER IC22DQ) WITH DRIVE-CLIQ INTERFACE DESIGN IM B35 (IM V15, IM V35) SHAFT WITH FITTED KEY HALF-KEY BALANCING BEARING: STANDARD WITH FIXED BEARING, VIBRATION SEVERITY GRADE R/A; SHAFT AND FLANGE ACCURACY: R TERMINAL BOX (ABOVE) CABLE ENTRY ON THE RIGHT SIGNAL CONNECTION D-END | 7994 | TEM | 1 | MC | 196 | 1
1PH81631DF000BA1 | SIMOTICS M COMPACT ASYNCHRONOUS MOTOR 1500RPM, 30KW, 191NM, 71A, 319V 1750RPM, 34KW, 186NM, 70A, 366V 2000RPM, 37KW, 177NM, 68A, 416V FORCED VENTILATION; DIRECTION OF AIR FLOW DE --> NDE; DEGREE OF PROTECTION IP55 INCREMENTAL ENCODER 22 BIT WITH COMMUTATING POSITION (ENCODER IC22DQ) WITH DRIVE-CLIQ INTERFACE DESIGN IM B3 (IM V5, IM V6) PLAIN SHAFT WITHOUT FITTED KEY; BEARING: STANDARD WITH FIXED BEARING, VIBRATION SEVERITY GRADE R/A; SHAFT AND FLANGE ACCURACY: R TERMINAL BOX (ABOVE) CABLE ENTRY ON THE RIGHT SIGNAL CONNECTION D-END | 7149 | TEM | 1 | MC | 196 | 1
1PH81631DF000CA1 | SIMOTICS M COMPACT ASYNCHRONOUS MOTOR 1500RPM, 30KW, 191NM, 71A, 319V 1750RPM, 34KW, 186NM, 70A, 366V 2000RPM, 37KW, 177NM, 68A, 416V FORCED VENTILATION; DIRECTION OF AIR FLOW DE --> NDE; DEGREE OF PROTECTION IP55 INCREMENTAL ENCODER 22 BIT WITH COMMUTATING POSITION (ENCODER IC22DQ) WITH DRIVE-CLIQ INTERFACE DESIGN IM B3 (IM V5, IM V6) PLAIN SHAFT WITHOUT FITTED KEY; BEARING: STANDARD WITH FIXED BEARING, VIBRATION SEVERITY GRADE S/A; SHAFT AND FLANGE ACCURACY: R TERMINAL BOX (ABOVE) CABLE ENTRY ON THE RIGHT SIGNAL CONNECTION D-END | 7344 | TEM | 1 | MC | 196 | 1
1PH81631DF000DA1 | SIMOTICS M COMPACT ASYNCHRONOUS MOTOR 1500RPM, 30KW, 191NM, 71A, 319V 1750RPM, 34KW, 186NM, 70A, 366V 2000RPM, 37KW, 177NM, 68A, 416V FORCED VENTILATION; DIRECTION OF AIR FLOW DE --> NDE; DEGREE OF PROTECTION IP55 INCREMENTAL ENCODER 22 BIT WITH COMMUTATING POSITION (ENCODER IC22DQ) WITH DRIVE-CLIQ INTERFACE DESIGN IM B3 (IM V5, IM V6) PLAIN SHAFT WITHOUT FITTED KEY; BEARING: STANDARD WITH FIXED BEARING, VIBRATION SEVERITY GRADE SR/A; SHAFT AND FLANGE ACCURACY: R TERMINAL BOX (ABOVE) CABLE ENTRY ON THE RIGHT SIGNAL CONNECTION D-END | 7436 | TEM | 1 | MC | 196 | 1
1PH81631DF000DB1 | SIMOTICS M COMPACT ASYNCHRONOUS MOTOR 1500RPM, 30KW, 191NM, 71A, 319V 1750RPM, 34KW, 186NM, 70A, 366V 2000RPM, 37KW, 177NM, 68A, 416V FORCED VENTILATION; DIRECTION OF AIR FLOW DE --> NDE; DEGREE OF PROTECTION IP55 INCREMENTAL ENCODER 22 BIT WITH COMMUTATING POSITION (ENCODER IC22DQ) WITH DRIVE-CLIQ INTERFACE DESIGN IM B3 (IM V5, IM V6) PLAIN SHAFT WITHOUT FITTED KEY; BEARING: STANDARD WITH FIXED BEARING, VIBRATION SEVERITY GRADE SR/A; SHAFT AND FLANGE ACCURACY: R TERMINAL BOX (ABOVE) CABLE ENTRY ON THE LEFT SIGNAL CONNECTION D-END | 7436 | TEM | 1 | MC | 196 | 1
1PH81631DF000MA1 | SIMOTICS M COMPACT ASYNCHRONOUS MOTOR 1500RPM, 30KW, 191NM, 71A, 319V 1750RPM, 34KW, 186NM, 70A, 366V 2000RPM, 37KW, 177NM, 68A, 416V FORCED VENTILATION; DIRECTION OF AIR FLOW DE --> NDE; DEGREE OF PROTECTION IP55 INCREMENTAL ENCODER 22 BIT WITH COMMUTATING POSITION (ENCODER IC22DQ) WITH DRIVE-CLIQ INTERFACE DESIGN IM B3 (IM V5, IM V6) PLAIN SHAFT WITHOUT FITTED KEY; BEARING: HIGH PERFORMANCE VIBRATION SEVERITY GRADE SPECIAL/B SHAFT AND FLANGE ACCURACY GR. SPECIAL TERMINAL BOX (ABOVE) CABLE ENTRY ON THE RIGHT SIGNAL CONNECTION D-END | 8598 | TEM | 1 | MC | 196 | 1
1PH81631DF001BA1 | SIMOTICS M COMPACT ASYNCHRONOUS MOTOR 1500RPM, 30KW, 191NM, 71A, 319V 1750RPM, 34KW, 186NM, 70A, 366V 2000RPM, 37KW, 177NM, 68A, 416V FORCED VENTILATION; DIRECTION OF AIR FLOW DE --> NDE; DEGREE OF PROTECTION IP55 INCREMENTAL ENCODER 22 BIT WITH COMMUTATING POSITION (ENCODER IC22DQ) WITH DRIVE-CLIQ INTERFACE DESIGN IM B3 (IM V5, IM V6) SHAFT WITH FITTED KEY FULL-KEY BALANCING BEARING: STANDARD WITH FIXED BEARING, VIBRATION SEVERITY GRADE R/A; SHAFT AND FLANGE ACCURACY: R TERMINAL BOX (ABOVE) CABLE ENTRY ON THE RIGHT SIGNAL CONNECTION D-END | 7344 | TEM | 1 | MC | 196 | 1
1PH81631DF001BB1 | SIMOTICS M COMPACT ASYNCHRONOUS MOTOR 1500RPM, 30KW, 191NM, 71A, 319V 1750RPM, 34KW, 186NM, 70A, 366V 2000RPM, 37KW, 177NM, 68A, 416V FORCED VENTILATION; DIRECTION OF AIR FLOW DE --> NDE; DEGREE OF PROTECTION IP55 INCREMENTAL ENCODER 22 BIT WITH COMMUTATING POSITION (ENCODER IC22DQ) WITH DRIVE-CLIQ INTERFACE DESIGN IM B3 (IM V5, IM V6) SHAFT WITH FITTED KEY FULL-KEY BALANCING BEARING: STANDARD WITH FIXED BEARING, VIBRATION SEVERITY GRADE R/A; SHAFT AND FLANGE ACCURACY: R TERMINAL BOX (ABOVE) CABLE ENTRY ON THE LEFT SIGNAL CONNECTION D-END | 7344 | TEM | 1 | MC | 196 | 1
1PH81631DF001BC1 | SIMOTICS M COMPACT ASYNCHRONOUS MOTOR 1500RPM, 30KW, 191NM, 71A, 319V 1750RPM, 34KW, 186NM, 70A, 366V 2000RPM, 37KW, 177NM, 68A, 416V FORCED VENTILATION; DIRECTION OF AIR FLOW DE --> NDE; DEGREE OF PROTECTION IP55 INCREMENTAL ENCODER 22 BIT WITH COMMUTATING POSITION (ENCODER IC22DQ) WITH DRIVE-CLIQ INTERFACE DESIGN IM B3 (IM V5, IM V6) SHAFT WITH FITTED KEY FULL-KEY BALANCING BEARING: STANDARD WITH FIXED BEARING, VIBRATION SEVERITY GRADE R/A; SHAFT AND FLANGE ACCURACY: R TERMINAL BOX (ABOVE) CABLE ENTRY ON THE ND-END SIGNAL CONNECTION LEFT | 7344 | TEM | 1 | MC | 196 | 1
1PH81631DF001CA1 | SIMOTICS M COMPACT ASYNCHRONOUS MOTOR 1500RPM, 30KW, 191NM, 71A, 319V 1750RPM, 34KW, 186NM, 70A, 366V 2000RPM, 37KW, 177NM, 68A, 416V FORCED VENTILATION; DIRECTION OF AIR FLOW DE --> NDE; DEGREE OF PROTECTION IP55 INCREMENTAL ENCODER 22 BIT WITH COMMUTATING POSITION (ENCODER IC22DQ) WITH DRIVE-CLIQ INTERFACE DESIGN IM B3 (IM V5, IM V6) SHAFT WITH FITTED KEY FULL-KEY BALANCING BEARING: STANDARD WITH FIXED BEARING, VIBRATION SEVERITY GRADE S/A; SHAFT AND FLANGE ACCURACY: R TERMINAL BOX (ABOVE) CABLE ENTRY ON THE RIGHT SIGNAL CONNECTION D-END | 7539 | TEM | 1 | MC | 196 | 1
1PH81631DF001DA1 | SIMOTICS M COMPACT ASYNCHRONOUS MOTOR 1500RPM, 30KW, 191NM, 71A, 319V 1750RPM, 34KW, 186NM, 70A, 366V 2000RPM, 37KW, 177NM, 68A, 416V FORCED VENTILATION; DIRECTION OF AIR FLOW DE --> NDE; DEGREE OF PROTECTION IP55 INCREMENTAL ENCODER 22 BIT WITH COMMUTATING POSITION (ENCODER IC22DQ) WITH DRIVE-CLIQ INTERFACE DESIGN IM B3 (IM V5, IM V6) SHAFT WITH FITTED KEY FULL-KEY BALANCING BEARING: STANDARD WITH FIXED BEARING, VIBRATION SEVERITY GRADE SR/A; SHAFT AND FLANGE ACCURACY: R TERMINAL BOX (ABOVE) CABLE ENTRY ON THE RIGHT SIGNAL CONNECTION D-END | 7631 | TEM | 1 | MC | 196 | 1
1PH81631DF001DB1 | SIMOTICS M COMPACT ASYNCHRONOUS MOTOR 1500RPM, 30KW, 191NM, 71A, 319V 1750RPM, 34KW, 186NM, 70A, 366V 2000RPM, 37KW, 177NM, 68A, 416V FORCED VENTILATION; DIRECTION OF AIR FLOW DE --> NDE; DEGREE OF PROTECTION IP55 INCREMENTAL ENCODER 22 BIT WITH COMMUTATING POSITION (ENCODER IC22DQ) WITH DRIVE-CLIQ INTERFACE DESIGN IM B3 (IM V5, IM V6) SHAFT WITH FITTED KEY FULL-KEY BALANCING BEARING: STANDARD WITH FIXED BEARING, VIBRATION SEVERITY GRADE SR/A; SHAFT AND FLANGE ACCURACY: R TERMINAL BOX (ABOVE) CABLE ENTRY ON THE LEFT SIGNAL CONNECTION D-END | 7631 | TEM | 1 | MC | 196 | 1
1PH81631DF001FA1 | SIMOTICS M COMPACT ASYNCHRONOUS MOTOR 1500RPM, 30KW, 191NM, 71A, 319V 1750RPM, 34KW, 186NM, 70A, 366V 2000RPM, 37KW, 177NM, 68A, 416V FORCED VENTILATION; DIRECTION OF AIR FLOW DE --> NDE; DEGREE OF PROTECTION IP55 INCREMENTAL ENCODER 22 BIT WITH COMMUTATING POSITION (ENCODER IC22DQ) WITH DRIVE-CLIQ INTERFACE DESIGN IM B3 (IM V5, IM V6) SHAFT WITH FITTED KEY FULL-KEY BALANCING BEARING: INCREASED RADIAL FORCES, VIBRATION SEVERITY GRADE R/A; SHAFT AND FLANGE ACCURACY: R TERMINAL BOX (ABOVE) CABLE ENTRY ON THE RIGHT SIGNAL CONNECTION D-END | 7524 | TEM | 1 | MC | 196 | 1
1PH81631DF001GA1 | SIMOTICS M COMPACT ASYNCHRONOUS MOTOR 1500RPM, 30KW, 191NM, 71A, 319V 1750RPM, 34KW, 186NM, 70A, 366V 2000RPM, 37KW, 177NM, 68A, 416V FORCED VENTILATION; DIRECTION OF AIR FLOW DE --> NDE; DEGREE OF PROTECTION IP55 INCREMENTAL ENCODER 22 BIT WITH COMMUTATING POSITION (ENCODER IC22DQ) WITH DRIVE-CLIQ INTERFACE DESIGN IM B3 (IM V5, IM V6) SHAFT WITH FITTED KEY FULL-KEY BALANCING BEARING: STANDARD, VIBRATION SEVERITY GRADE R/A; SHAFT AND FLANGE ACCURACY: R TERMINAL BOX (ABOVE) CABLE ENTRY ON THE RIGHT SIGNAL CONNECTION D-END | 7059 | TEM | 1 | MC | 196 | 1
1PH81631DF001MA1 | SIMOTICS M COMPACT ASYNCHRONOUS MOTOR 1500RPM, 30KW, 191NM, 71A, 319V 1750RPM, 34KW, 186NM, 70A, 366V 2000RPM, 37KW, 177NM, 68A, 416V FORCED VENTILATION; DIRECTION OF AIR FLOW DE --> NDE; DEGREE OF PROTECTION IP55 INCREMENTAL ENCODER 22 BIT WITH COMMUTATING POSITION (ENCODER IC22DQ) WITH DRIVE-CLIQ INTERFACE DESIGN IM B3 (IM V5, IM V6) SHAFT WITH FITTED KEY FULL-KEY BALANCING BEARING: HIGH PERFORMANCE VIBRATION SEVERITY GRADE SPECIAL/B SHAFT AND FLANGE ACCURACY GR. SPECIAL TERMINAL BOX (ABOVE) CABLE ENTRY ON THE RIGHT SIGNAL CONNECTION D-END | 8793 | TEM | 1 | MC | 196 | 1
1PH81631DF002BA1 | SIMOTICS M COMPACT ASYNCHRONOUS MOTOR 1500RPM, 30KW, 191NM, 71A, 319V 1750RPM, 34KW, 186NM, 70A, 366V 2000RPM, 37KW, 177NM, 68A, 416V FORCED VENTILATION; DIRECTION OF AIR FLOW DE --> NDE; DEGREE OF PROTECTION IP55 INCREMENTAL ENCODER 22 BIT WITH COMMUTATING POSITION (ENCODER IC22DQ) WITH DRIVE-CLIQ INTERFACE DESIGN IM B3 (IM V5, IM V6) SHAFT WITH FITTED KEY HALF-KEY BALANCING BEARING: STANDARD WITH FIXED BEARING, VIBRATION SEVERITY GRADE R/A; SHAFT AND FLANGE ACCURACY: R TERMINAL BOX (ABOVE) CABLE ENTRY ON THE RIGHT SIGNAL CONNECTION D-END | 7344 | TEM | 1 | MC | 196 | 1
1PH81631DF002BB1 | SIMOTICS M COMPACT ASYNCHRONOUS MOTOR 1500RPM, 30KW, 191NM, 71A, 319V 1750RPM, 34KW, 186NM, 70A, 366V 2000RPM, 37KW, 177NM, 68A, 416V FORCED VENTILATION; DIRECTION OF AIR FLOW DE --> NDE; DEGREE OF PROTECTION IP55 INCREMENTAL ENCODER 22 BIT WITH COMMUTATING POSITION (ENCODER IC22DQ) WITH DRIVE-CLIQ INTERFACE DESIGN IM B3 (IM V5, IM V6) SHAFT WITH FITTED KEY HALF-KEY BALANCING BEARING: STANDARD WITH FIXED BEARING, VIBRATION SEVERITY GRADE R/A; SHAFT AND FLANGE ACCURACY: R TERMINAL BOX (ABOVE) CABLE ENTRY ON THE LEFT SIGNAL CONNECTION D-END | 7344 | TEM | 1 | MC | 196 | 1
1PH81631DF002CA1 | SIMOTICS M COMPACT ASYNCHRONOUS MOTOR 1500RPM, 30KW, 191NM, 71A, 319V 1750RPM, 34KW, 186NM, 70A, 366V 2000RPM, 37KW, 177NM, 68A, 416V FORCED VENTILATION; DIRECTION OF AIR FLOW DE --> NDE; DEGREE OF PROTECTION IP55 INCREMENTAL ENCODER 22 BIT WITH COMMUTATING POSITION (ENCODER IC22DQ) WITH DRIVE-CLIQ INTERFACE DESIGN IM B3 (IM V5, IM V6) SHAFT WITH FITTED KEY HALF-KEY BALANCING BEARING: STANDARD WITH FIXED BEARING, VIBRATION SEVERITY GRADE S/A; SHAFT AND FLANGE ACCURACY: R TERMINAL BOX (ABOVE) CABLE ENTRY ON THE RIGHT SIGNAL CONNECTION D-END | 7539 | TEM | 1 | MC | 196 | 1
1PH81631DF020BA1 | SIMOTICS M COMPACT ASYNCHRONOUS MOTOR 1500RPM, 30KW, 191NM, 71A, 319V 1750RPM, 34KW, 186NM, 70A, 366V 2000RPM, 37KW, 177NM, 68A, 416V FORCED VENTILATION; DIRECTION OF AIR FLOW DE --> NDE; DEGREE OF PROTECTION IP55 INCREMENTAL ENCODER 22 BIT WITH COMMUTATING POSITION (ENCODER IC22DQ) WITH DRIVE-CLIQ INTERFACE DESIGN IM B5 (IMV 1,IM V3) PLAIN SHAFT WITHOUT FITTED KEY; BEARING: STANDARD WITH FIXED BEARING, VIBRATION SEVERITY GRADE R/A; SHAFT AND FLANGE ACCURACY: R TERMINAL BOX (ABOVE) CABLE ENTRY ON THE RIGHT SIGNAL CONNECTION D-END | 7799 | TEM | 1 | MC | 196 | 1
1PH81631DF020BC1 | SIMOTICS M COMPACT ASYNCHRONOUS MOTOR 1500RPM, 30KW, 191NM, 71A, 319V 1750RPM, 34KW, 186NM, 70A, 366V 2000RPM, 37KW, 177NM, 68A, 416V FORCED VENTILATION; DIRECTION OF AIR FLOW DE --> NDE; DEGREE OF PROTECTION IP55 INCREMENTAL ENCODER 22 BIT WITH COMMUTATING POSITION (ENCODER IC22DQ) WITH DRIVE-CLIQ INTERFACE DESIGN IM B5 (IMV 1,IM V3) PLAIN SHAFT WITHOUT FITTED KEY; BEARING: STANDARD WITH FIXED BEARING, VIBRATION SEVERITY GRADE R/A; SHAFT AND FLANGE ACCURACY: R TERMINAL BOX (ABOVE) CABLE ENTRY ON THE ND-END SIGNAL CONNECTION LEFT | 7799 | TEM | 1 | MC | 196 | 1
1PH81631DF020CA1 | SIMOTICS M COMPACT ASYNCHRONOUS MOTOR 1500RPM, 30KW, 191NM, 71A, 319V 1750RPM, 34KW, 186NM, 70A, 366V 2000RPM, 37KW, 177NM, 68A, 416V FORCED VENTILATION; DIRECTION OF AIR FLOW DE --> NDE; DEGREE OF PROTECTION IP55 INCREMENTAL ENCODER 22 BIT WITH COMMUTATING POSITION (ENCODER IC22DQ) WITH DRIVE-CLIQ INTERFACE DESIGN IM B5 (IMV 1,IM V3) PLAIN SHAFT WITHOUT FITTED KEY; BEARING: STANDARD WITH FIXED BEARING, VIBRATION SEVERITY GRADE S/A; SHAFT AND FLANGE ACCURACY: R TERMINAL BOX (ABOVE) CABLE ENTRY ON THE RIGHT SIGNAL CONNECTION D-END | 7994 | TEM | 1 | MC | 196 | 1
1PH81631DF020CB1 | SIMOTICS M COMPACT ASYNCHRONOUS MOTOR 1500RPM, 30KW, 191NM, 71A, 319V 1750RPM, 34KW, 186NM, 70A, 366V 2000RPM, 37KW, 177NM, 68A, 416V FORCED VENTILATION; DIRECTION OF AIR FLOW DE --> NDE; DEGREE OF PROTECTION IP55 INCREMENTAL ENCODER 22 BIT WITH COMMUTATING POSITION (ENCODER IC22DQ) WITH DRIVE-CLIQ INTERFACE DESIGN IM B5 (IMV 1,IM V3) PLAIN SHAFT WITHOUT FITTED KEY; BEARING: STANDARD WITH FIXED BEARING, VIBRATION SEVERITY GRADE S/A; SHAFT AND FLANGE ACCURACY: R TERMINAL BOX (ABOVE) CABLE ENTRY ON THE LEFT SIGNAL CONNECTION D-END | 7994 | TEM | 1 | MC | 196 | 1
1PH81631DF020DA1 | SIMOTICS M COMPACT ASYNCHRONOUS MOTOR 1500RPM, 30KW, 191NM, 71A, 319V 1750RPM, 34KW, 186NM, 70A, 366V 2000RPM, 37KW, 177NM, 68A, 416V FORCED VENTILATION; DIRECTION OF AIR FLOW DE --> NDE; DEGREE OF PROTECTION IP55 INCREMENTAL ENCODER 22 BIT WITH COMMUTATING POSITION (ENCODER IC22DQ) WITH DRIVE-CLIQ INTERFACE DESIGN IM B5 (IMV 1,IM V3) PLAIN SHAFT WITHOUT FITTED KEY; BEARING: STANDARD WITH FIXED BEARING, VIBRATION SEVERITY GRADE SR/A; SHAFT AND FLANGE ACCURACY: R TERMINAL BOX (ABOVE) CABLE ENTRY ON THE RIGHT SIGNAL CONNECTION D-END | 8086 | TEM | 1 | MC | 196 | 1
1PH81631DF021BA1 | SIMOTICS M COMPACT ASYNCHRONOUS MOTOR 1500RPM, 30KW, 191NM, 71A, 319V 1750RPM, 34KW, 186NM, 70A, 366V 2000RPM, 37KW, 177NM, 68A, 416V FORCED VENTILATION; DIRECTION OF AIR FLOW DE --> NDE; DEGREE OF PROTECTION IP55 INCREMENTAL ENCODER 22 BIT WITH COMMUTATING POSITION (ENCODER IC22DQ) WITH DRIVE-CLIQ INTERFACE DESIGN IM B5 (IMV 1,IM V3) SHAFT WITH FITTED KEY FULL-KEY BALANCING BEARING: STANDARD WITH FIXED BEARING, VIBRATION SEVERITY GRADE R/A; SHAFT AND FLANGE ACCURACY: R TERMINAL BOX (ABOVE) CABLE ENTRY ON THE RIGHT SIGNAL CONNECTION D-END | 7994 | TEM | 1 | MC | 196 | 1
1PH81631DF021BC1 | SIMOTICS M COMPACT ASYNCHRONOUS MOTOR 1500RPM, 30KW, 191NM, 71A, 319V 1750RPM, 34KW, 186NM, 70A, 366V 2000RPM, 37KW, 177NM, 68A, 416V FORCED VENTILATION; DIRECTION OF AIR FLOW DE --> NDE; DEGREE OF PROTECTION IP55 INCREMENTAL ENCODER 22 BIT WITH COMMUTATING POSITION (ENCODER IC22DQ) WITH DRIVE-CLIQ INTERFACE DESIGN IM B5 (IMV 1,IM V3) SHAFT WITH FITTED KEY FULL-KEY BALANCING BEARING: STANDARD WITH FIXED BEARING, VIBRATION SEVERITY GRADE R/A; SHAFT AND FLANGE ACCURACY: R TERMINAL BOX (ABOVE) CABLE ENTRY ON THE ND-END SIGNAL CONNECTION LEFT | 7994 | TEM | 1 | MC | 196 | 1
1PH81631DF021CA1 | SIMOTICS M COMPACT ASYNCHRONOUS MOTOR 1500RPM, 30KW, 191NM, 71A, 319V 1750RPM, 34KW, 186NM, 70A, 366V 2000RPM, 37KW, 177NM, 68A, 416V FORCED VENTILATION; DIRECTION OF AIR FLOW DE --> NDE; DEGREE OF PROTECTION IP55 INCREMENTAL ENCODER 22 BIT WITH COMMUTATING POSITION (ENCODER IC22DQ) WITH DRIVE-CLIQ INTERFACE DESIGN IM B5 (IMV 1,IM V3) SHAFT WITH FITTED KEY FULL-KEY BALANCING BEARING: STANDARD WITH FIXED BEARING, VIBRATION SEVERITY GRADE S/A; SHAFT AND FLANGE ACCURACY: R TERMINAL BOX (ABOVE) CABLE ENTRY ON THE RIGHT SIGNAL CONNECTION D-END | 8189 | TEM | 1 | MC | 196 | 1
1PH81631DF021DA1 | SIMOTICS M COMPACT ASYNCHRONOUS MOTOR 1500RPM, 30KW, 191NM, 71A, 319V 1750RPM, 34KW, 186NM, 70A, 366V 2000RPM, 37KW, 177NM, 68A, 416V FORCED VENTILATION; DIRECTION OF AIR FLOW DE --> NDE; DEGREE OF PROTECTION IP55 INCREMENTAL ENCODER 22 BIT WITH COMMUTATING POSITION (ENCODER IC22DQ) WITH DRIVE-CLIQ INTERFACE DESIGN IM B5 (IMV 1,IM V3) SHAFT WITH FITTED KEY FULL-KEY BALANCING BEARING: STANDARD WITH FIXED BEARING, VIBRATION SEVERITY GRADE SR/A; SHAFT AND FLANGE ACCURACY: R TERMINAL BOX (ABOVE) CABLE ENTRY ON THE RIGHT SIGNAL CONNECTION D-END | 8281 | TEM | 1 | MC | 196 | 1
1PH81631DF021GA1 | SIMOTICS M COMPACT ASYNCHRONOUS MOTOR 1500RPM, 30KW, 191NM, 71A, 319V 1750RPM, 34KW, 186NM, 70A, 366V 2000RPM, 37KW, 177NM, 68A, 416V FORCED VENTILATION; DIRECTION OF AIR FLOW DE --> NDE; DEGREE OF PROTECTION IP55 INCREMENTAL ENCODER 22 BIT WITH COMMUTATING POSITION (ENCODER IC22DQ) WITH DRIVE-CLIQ INTERFACE DESIGN IM B5 (IMV 1,IM V3) SHAFT WITH FITTED KEY FULL-KEY BALANCING BEARING: STANDARD, VIBRATION SEVERITY GRADE R/A; SHAFT AND FLANGE ACCURACY: R TERMINAL BOX (ABOVE) CABLE ENTRY ON THE RIGHT SIGNAL CONNECTION D-END | 7710 | TEM | 1 | MC | 196 | 1
1PH81631DF022BA1 | SIMOTICS M COMPACT ASYNCHRONOUS MOTOR 1500RPM, 30KW, 191NM, 71A, 319V 1750RPM, 34KW, 186NM, 70A, 366V 2000RPM, 37KW, 177NM, 68A, 416V FORCED VENTILATION; DIRECTION OF AIR FLOW DE --> NDE; DEGREE OF PROTECTION IP55 INCREMENTAL ENCODER 22 BIT WITH COMMUTATING POSITION (ENCODER IC22DQ) WITH DRIVE-CLIQ INTERFACE DESIGN IM B5 (IMV 1,IM V3) SHAFT WITH FITTED KEY HALF-KEY BALANCING BEARING: STANDARD WITH FIXED BEARING, VIBRATION SEVERITY GRADE R/A; SHAFT AND FLANGE ACCURACY: R TERMINAL BOX (ABOVE) CABLE ENTRY ON THE RIGHT SIGNAL CONNECTION D-END | 7994 | TEM | 1 | MC | 196 | 1
1PH81631DF022BB1 | SIMOTICS M COMPACT ASYNCHRONOUS MOTOR 1500RPM, 30KW, 191NM, 71A, 319V 1750RPM, 34KW, 186NM, 70A, 366V 2000RPM, 37KW, 177NM, 68A, 416V FORCED VENTILATION; DIRECTION OF AIR FLOW DE --> NDE; DEGREE OF PROTECTION IP55 INCREMENTAL ENCODER 22 BIT WITH COMMUTATING POSITION (ENCODER IC22DQ) WITH DRIVE-CLIQ INTERFACE DESIGN IM B5 (IMV 1,IM V3) SHAFT WITH FITTED KEY HALF-KEY BALANCING BEARING: STANDARD WITH FIXED BEARING, VIBRATION SEVERITY GRADE R/A; SHAFT AND FLANGE ACCURACY: R TERMINAL BOX (ABOVE) CABLE ENTRY ON THE LEFT SIGNAL CONNECTION D-END | 7994 | TEM | 1 | MC | 196 | 1
1PH81631DF022BC1 | SIMOTICS M COMPACT ASYNCHRONOUS MOTOR 1500RPM, 30KW, 191NM, 71A, 319V 1750RPM, 34KW, 186NM, 70A, 366V 2000RPM, 37KW, 177NM, 68A, 416V FORCED VENTILATION; DIRECTION OF AIR FLOW DE --> NDE; DEGREE OF PROTECTION IP55 INCREMENTAL ENCODER 22 BIT WITH COMMUTATING POSITION (ENCODER IC22DQ) WITH DRIVE-CLIQ INTERFACE DESIGN IM B5 (IMV 1,IM V3) SHAFT WITH FITTED KEY HALF-KEY BALANCING BEARING: STANDARD WITH FIXED BEARING, VIBRATION SEVERITY GRADE R/A; SHAFT AND FLANGE ACCURACY: R TERMINAL BOX (ABOVE) CABLE ENTRY ON THE ND-END SIGNAL CONNECTION LEFT | 7994 | TEM | 1 | MC | 196 | 1
1PH81631DF022CA1 | SIMOTICS M COMPACT ASYNCHRONOUS MOTOR 1500RPM, 30KW, 191NM, 71A, 319V 1750RPM, 34KW, 186NM, 70A, 366V 2000RPM, 37KW, 177NM, 68A, 416V FORCED VENTILATION; DIRECTION OF AIR FLOW DE --> NDE; DEGREE OF PROTECTION IP55 INCREMENTAL ENCODER 22 BIT WITH COMMUTATING POSITION (ENCODER IC22DQ) WITH DRIVE-CLIQ INTERFACE DESIGN IM B5 (IMV 1,IM V3) SHAFT WITH FITTED KEY HALF-KEY BALANCING BEARING: STANDARD WITH FIXED BEARING, VIBRATION SEVERITY GRADE S/A; SHAFT AND FLANGE ACCURACY: R TERMINAL BOX (ABOVE) CABLE ENTRY ON THE RIGHT SIGNAL CONNECTION D-END | 8189 | TEM | 1 | MC | 196 | 1
1PH81631DF022GA1 | SIMOTICS M COMPACT ASYNCHRONOUS MOTOR 1500RPM, 30KW, 191NM, 71A, 319V 1750RPM, 34KW, 186NM, 70A, 366V 2000RPM, 37KW, 177NM, 68A, 416V FORCED VENTILATION; DIRECTION OF AIR FLOW DE --> NDE; DEGREE OF PROTECTION IP55 INCREMENTAL ENCODER 22 BIT WITH COMMUTATING POSITION (ENCODER IC22DQ) WITH DRIVE-CLIQ INTERFACE DESIGN IM B5 (IMV 1,IM V3) SHAFT WITH FITTED KEY HALF-KEY BALANCING BEARING: STANDARD, VIBRATION SEVERITY GRADE R/A; SHAFT AND FLANGE ACCURACY: R TERMINAL BOX (ABOVE) CABLE ENTRY ON THE RIGHT SIGNAL CONNECTION D-END | 7710 | TEM | 1 | MC | 196 | 1
1PH81631DF030BA1 | SIMOTICS M COMPACT ASYNCHRONOUS MOTOR 1500RPM, 30KW, 191NM, 71A, 319V 1750RPM, 34KW, 186NM, 70A, 366V 2000RPM, 37KW, 177NM, 68A, 416V FORCED VENTILATION; DIRECTION OF AIR FLOW DE --> NDE; DEGREE OF PROTECTION IP55 INCREMENTAL ENCODER 22 BIT WITH COMMUTATING POSITION (ENCODER IC22DQ) WITH DRIVE-CLIQ INTERFACE DESIGN IM B35 (IM V15, IM V35) PLAIN SHAFT WITHOUT FITTED KEY; BEARING: STANDARD WITH FIXED BEARING, VIBRATION SEVERITY GRADE R/A; SHAFT AND FLANGE ACCURACY: R TERMINAL BOX (ABOVE) CABLE ENTRY ON THE RIGHT SIGNAL CONNECTION D-END | 7799 | TEM | 1 | MC | 196 | 1
1PH81631DF030BB1 | SIMOTICS M COMPACT ASYNCHRONOUS MOTOR 1500RPM, 30KW, 191NM, 71A, 319V 1750RPM, 34KW, 186NM, 70A, 366V 2000RPM, 37KW, 177NM, 68A, 416V FORCED VENTILATION; DIRECTION OF AIR FLOW DE --> NDE; DEGREE OF PROTECTION IP55 INCREMENTAL ENCODER 22 BIT WITH COMMUTATING POSITION (ENCODER IC22DQ) WITH DRIVE-CLIQ INTERFACE DESIGN IM B35 (IM V15, IM V35) PLAIN SHAFT WITHOUT FITTED KEY; BEARING: STANDARD WITH FIXED BEARING, VIBRATION SEVERITY GRADE R/A; SHAFT AND FLANGE ACCURACY: R TERMINAL BOX (ABOVE) CABLE ENTRY ON THE LEFT SIGNAL CONNECTION D-END | 7799 | TEM | 1 | MC | 196 | 1
1PH81631DF030CA1 | SIMOTICS M COMPACT ASYNCHRONOUS MOTOR 1500RPM, 30KW, 191NM, 71A, 319V 1750RPM, 34KW, 186NM, 70A, 366V 2000RPM, 37KW, 177NM, 68A, 416V FORCED VENTILATION; DIRECTION OF AIR FLOW DE --> NDE; DEGREE OF PROTECTION IP55 INCREMENTAL ENCODER 22 BIT WITH COMMUTATING POSITION (ENCODER IC22DQ) WITH DRIVE-CLIQ INTERFACE DESIGN IM B35 (IM V15, IM V35) PLAIN SHAFT WITHOUT FITTED KEY; BEARING: STANDARD WITH FIXED BEARING, VIBRATION SEVERITY GRADE S/A; SHAFT AND FLANGE ACCURACY: R TERMINAL BOX (ABOVE) CABLE ENTRY ON THE RIGHT SIGNAL CONNECTION D-END | 7994 | TEM | 1 | MC | 196 | 1
1PH81631DF030DC1 | SIMOTICS M COMPACT ASYNCHRONOUS MOTOR 1500RPM, 30KW, 191NM, 71A, 319V 1750RPM, 34KW, 186NM, 70A, 366V 2000RPM, 37KW, 177NM, 68A, 416V FORCED VENTILATION; DIRECTION OF AIR FLOW DE --> NDE; DEGREE OF PROTECTION IP55 INCREMENTAL ENCODER 22 BIT WITH COMMUTATING POSITION (ENCODER IC22DQ) WITH DRIVE-CLIQ INTERFACE DESIGN IM B35 (IM V15, IM V35) PLAIN SHAFT WITHOUT FITTED KEY; BEARING: STANDARD WITH FIXED BEARING, VIBRATION SEVERITY GRADE SR/A; SHAFT AND FLANGE ACCURACY: R TERMINAL BOX (ABOVE) CABLE ENTRY ON THE ND-END SIGNAL CONNECTION LEFT | 8086 | TEM | 1 | MC | 196 | 1
1PH81631DF030LA1 | SIMOTICS M COMPACT ASYNCHRONOUS MOTOR 1500RPM, 30KW, 191NM, 71A, 319V 1750RPM, 34KW, 186NM, 70A, 366V 2000RPM, 37KW, 177NM, 68A, 416V FORCED VENTILATION; DIRECTION OF AIR FLOW DE --> NDE; DEGREE OF PROTECTION IP55 INCREMENTAL ENCODER 22 BIT WITH COMMUTATING POSITION (ENCODER IC22DQ) WITH DRIVE-CLIQ INTERFACE DESIGN IM B35 (IM V15, IM V35) PLAIN SHAFT WITHOUT FITTED KEY; BEARING: PERFORMANCE, VIBRATION SEVERITY GRADE SPECIAL/B; SHAFT A. FLANGE ACCURACY GR. SPECIAL TERMINAL BOX (ABOVE) CABLE ENTRY ON THE RIGHT SIGNAL CONNECTION D-END | 8457 | TEM | 1 | MC | 196 | 1
1PH81631DF031BA1 | SIMOTICS M COMPACT ASYNCHRONOUS MOTOR 1500RPM, 30KW, 191NM, 71A, 319V 1750RPM, 34KW, 186NM, 70A, 366V 2000RPM, 37KW, 177NM, 68A, 416V FORCED VENTILATION; DIRECTION OF AIR FLOW DE --> NDE; DEGREE OF PROTECTION IP55 INCREMENTAL ENCODER 22 BIT WITH COMMUTATING POSITION (ENCODER IC22DQ) WITH DRIVE-CLIQ INTERFACE DESIGN IM B35 (IM V15, IM V35) SHAFT WITH FITTED KEY FULL-KEY BALANCING BEARING: STANDARD WITH FIXED BEARING, VIBRATION SEVERITY GRADE R/A; SHAFT AND FLANGE ACCURACY: R TERMINAL BOX (ABOVE) CABLE ENTRY ON THE RIGHT SIGNAL CONNECTION D-END | 7994 | TEM | 1 | MC | 196 | 1
1PH81631DF031BB1 | SIMOTICS M COMPACT ASYNCHRONOUS MOTOR 1500RPM, 30KW, 191NM, 71A, 319V 1750RPM, 34KW, 186NM, 70A, 366V 2000RPM, 37KW, 177NM, 68A, 416V FORCED VENTILATION; DIRECTION OF AIR FLOW DE --> NDE; DEGREE OF PROTECTION IP55 INCREMENTAL ENCODER 22 BIT WITH COMMUTATING POSITION (ENCODER IC22DQ) WITH DRIVE-CLIQ INTERFACE DESIGN IM B35 (IM V15, IM V35) SHAFT WITH FITTED KEY FULL-KEY BALANCING BEARING: STANDARD WITH FIXED BEARING, VIBRATION SEVERITY GRADE R/A; SHAFT AND FLANGE ACCURACY: R TERMINAL BOX (ABOVE) CABLE ENTRY ON THE LEFT SIGNAL CONNECTION D-END | 7994 | TEM | 1 | MC | 196 | 1
1PH81631DF031CA1 | SIMOTICS M COMPACT ASYNCHRONOUS MOTOR 1500RPM, 30KW, 191NM, 71A, 319V 1750RPM, 34KW, 186NM, 70A, 366V 2000RPM, 37KW, 177NM, 68A, 416V FORCED VENTILATION; DIRECTION OF AIR FLOW DE --> NDE; DEGREE OF PROTECTION IP55 INCREMENTAL ENCODER 22 BIT WITH COMMUTATING POSITION (ENCODER IC22DQ) WITH DRIVE-CLIQ INTERFACE DESIGN IM B35 (IM V15, IM V35) SHAFT WITH FITTED KEY FULL-KEY BALANCING BEARING: STANDARD WITH FIXED BEARING, VIBRATION SEVERITY GRADE S/A; SHAFT AND FLANGE ACCURACY: R TERMINAL BOX (ABOVE) CABLE ENTRY ON THE RIGHT SIGNAL CONNECTION D-END | 8189 | TEM | 1 | MC | 196 | 1
1PH81631DF031CB1 | SIMOTICS M COMPACT ASYNCHRONOUS MOTOR 1500RPM, 30KW, 191NM, 71A, 319V 1750RPM, 34KW, 186NM, 70A, 366V 2000RPM, 37KW, 177NM, 68A, 416V FORCED VENTILATION; DIRECTION OF AIR FLOW DE --> NDE; DEGREE OF PROTECTION IP55 INCREMENTAL ENCODER 22 BIT WITH COMMUTATING POSITION (ENCODER IC22DQ) WITH DRIVE-CLIQ INTERFACE DESIGN IM B35 (IM V15, IM V35) SHAFT WITH FITTED KEY FULL-KEY BALANCING BEARING: STANDARD WITH FIXED BEARING, VIBRATION SEVERITY GRADE S/A; SHAFT AND FLANGE ACCURACY: R TERMINAL BOX (ABOVE) CABLE ENTRY ON THE LEFT SIGNAL CONNECTION D-END | 8189 | TEM | 1 | MC | 196 | 1
1PH81631DF031CC1 | SIMOTICS M COMPACT ASYNCHRONOUS MOTOR 1500RPM, 30KW, 191NM, 71A, 319V 1750RPM, 34KW, 186NM, 70A, 366V 2000RPM, 37KW, 177NM, 68A, 416V FORCED VENTILATION; DIRECTION OF AIR FLOW DE --> NDE; DEGREE OF PROTECTION IP55 INCREMENTAL ENCODER 22 BIT WITH COMMUTATING POSITION (ENCODER IC22DQ) WITH DRIVE-CLIQ INTERFACE DESIGN IM B35 (IM V15, IM V35) SHAFT WITH FITTED KEY FULL-KEY BALANCING BEARING: STANDARD WITH FIXED BEARING, VIBRATION SEVERITY GRADE S/A; SHAFT AND FLANGE ACCURACY: R TERMINAL BOX (ABOVE) CABLE ENTRY ON THE ND-END SIGNAL CONNECTION LEFT | 8189 | TEM | 1 | MC | 196 | 1
1PH81631DF031DA1 | SIMOTICS M COMPACT ASYNCHRONOUS MOTOR 1500RPM, 30KW, 191NM, 71A, 319V 1750RPM, 34KW, 186NM, 70A, 366V 2000RPM, 37KW, 177NM, 68A, 416V FORCED VENTILATION; DIRECTION OF AIR FLOW DE --> NDE; DEGREE OF PROTECTION IP55 INCREMENTAL ENCODER 22 BIT WITH COMMUTATING POSITION (ENCODER IC22DQ) WITH DRIVE-CLIQ INTERFACE DESIGN IM B35 (IM V15, IM V35) SHAFT WITH FITTED KEY FULL-KEY BALANCING BEARING: STANDARD WITH FIXED BEARING, VIBRATION SEVERITY GRADE SR/A; SHAFT AND FLANGE ACCURACY: R TERMINAL BOX (ABOVE) CABLE ENTRY ON THE RIGHT SIGNAL CONNECTION D-END | 8281 | TEM | 1 | MC | 196 | 1
1PH81631DF031GA1 | SIMOTICS M COMPACT ASYNCHRONOUS MOTOR 1500RPM, 30KW, 191NM, 71A, 319V 1750RPM, 34KW, 186NM, 70A, 366V 2000RPM, 37KW, 177NM, 68A, 416V FORCED VENTILATION; DIRECTION OF AIR FLOW DE --> NDE; DEGREE OF PROTECTION IP55 INCREMENTAL ENCODER 22 BIT WITH COMMUTATING POSITION (ENCODER IC22DQ) WITH DRIVE-CLIQ INTERFACE DESIGN IM B35 (IM V15, IM V35) SHAFT WITH FITTED KEY FULL-KEY BALANCING BEARING: STANDARD, VIBRATION SEVERITY GRADE R/A; SHAFT AND FLANGE ACCURACY: R TERMINAL BOX (ABOVE) CABLE ENTRY ON THE RIGHT SIGNAL CONNECTION D-END | 7710 | TEM | 1 | MC | 196 | 1
1PH81631DF031LA1 | SIMOTICS M COMPACT ASYNCHRONOUS MOTOR 1500RPM, 30KW, 191NM, 71A, 319V 1750RPM, 34KW, 186NM, 70A, 366V 2000RPM, 37KW, 177NM, 68A, 416V FORCED VENTILATION; DIRECTION OF AIR FLOW DE --> NDE; DEGREE OF PROTECTION IP55 INCREMENTAL ENCODER 22 BIT WITH COMMUTATING POSITION (ENCODER IC22DQ) WITH DRIVE-CLIQ INTERFACE DESIGN IM B35 (IM V15, IM V35) SHAFT WITH FITTED KEY FULL-KEY BALANCING BEARING: PERFORMANCE, VIBRATION SEVERITY GRADE SPECIAL/B; SHAFT A. FLANGE ACCURACY GR. SPECIAL TERMINAL BOX (ABOVE) CABLE ENTRY ON THE RIGHT SIGNAL CONNECTION D-END | 8652 | TEM | 1 | MC | 196 | 1
1PH81631DF031LC1 | SIMOTICS M COMPACT ASYNCHRONOUS MOTOR 1500RPM, 30KW, 191NM, 71A, 319V 1750RPM, 34KW, 186NM, 70A, 366V 2000RPM, 37KW, 177NM, 68A, 416V FORCED VENTILATION; DIRECTION OF AIR FLOW DE --> NDE; DEGREE OF PROTECTION IP55 INCREMENTAL ENCODER 22 BIT WITH COMMUTATING POSITION (ENCODER IC22DQ) WITH DRIVE-CLIQ INTERFACE DESIGN IM B35 (IM V15, IM V35) SHAFT WITH FITTED KEY FULL-KEY BALANCING BEARING: PERFORMANCE, VIBRATION SEVERITY GRADE SPECIAL/B; SHAFT A. FLANGE ACCURACY GR. SPECIAL TERMINAL BOX (ABOVE) CABLE ENTRY ON THE ND-END SIGNAL CONNECTION LEFT | 8652 | TEM | 1 | MC | 196 | 1
1PH81631DF032BA1 | SIMOTICS M COMPACT ASYNCHRONOUS MOTOR 1500RPM, 30KW, 191NM, 71A, 319V 1750RPM, 34KW, 186NM, 70A, 366V 2000RPM, 37KW, 177NM, 68A, 416V FORCED VENTILATION; DIRECTION OF AIR FLOW DE --> NDE; DEGREE OF PROTECTION IP55 INCREMENTAL ENCODER 22 BIT WITH COMMUTATING POSITION (ENCODER IC22DQ) WITH DRIVE-CLIQ INTERFACE DESIGN IM B35 (IM V15, IM V35) SHAFT WITH FITTED KEY HALF-KEY BALANCING BEARING: STANDARD WITH FIXED BEARING, VIBRATION SEVERITY GRADE R/A; SHAFT AND FLANGE ACCURACY: R TERMINAL BOX (ABOVE) CABLE ENTRY ON THE RIGHT SIGNAL CONNECTION D-END | 7994 | TEM | 1 | MC | 196 | 1
1PH81631DF032BB1 | SIMOTICS M COMPACT ASYNCHRONOUS MOTOR 1500RPM, 30KW, 191NM, 71A, 319V 1750RPM, 34KW, 186NM, 70A, 366V 2000RPM, 37KW, 177NM, 68A, 416V FORCED VENTILATION; DIRECTION OF AIR FLOW DE --> NDE; DEGREE OF PROTECTION IP55 INCREMENTAL ENCODER 22 BIT WITH COMMUTATING POSITION (ENCODER IC22DQ) WITH DRIVE-CLIQ INTERFACE DESIGN IM B35 (IM V15, IM V35) SHAFT WITH FITTED KEY HALF-KEY BALANCING BEARING: STANDARD WITH FIXED BEARING, VIBRATION SEVERITY GRADE R/A; SHAFT AND FLANGE ACCURACY: R TERMINAL BOX (ABOVE) CABLE ENTRY ON THE LEFT SIGNAL CONNECTION D-END | 7994 | TEM | 1 | MC | 196 | 1
1PH81631DF032CA1 | SIMOTICS M COMPACT ASYNCHRONOUS MOTOR 1500RPM, 30KW, 191NM, 71A, 319V 1750RPM, 34KW, 186NM, 70A, 366V 2000RPM, 37KW, 177NM, 68A, 416V FORCED VENTILATION; DIRECTION OF AIR FLOW DE --> NDE; DEGREE OF PROTECTION IP55 INCREMENTAL ENCODER 22 BIT WITH COMMUTATING POSITION (ENCODER IC22DQ) WITH DRIVE-CLIQ INTERFACE DESIGN IM B35 (IM V15, IM V35) SHAFT WITH FITTED KEY HALF-KEY BALANCING BEARING: STANDARD WITH FIXED BEARING, VIBRATION SEVERITY GRADE S/A; SHAFT AND FLANGE ACCURACY: R TERMINAL BOX (ABOVE) CABLE ENTRY ON THE RIGHT SIGNAL CONNECTION D-END | 8189 | TEM | 1 | MC | 196 | 1
1PH81631DF032CC1 | SIMOTICS M COMPACT ASYNCHRONOUS MOTOR 1500RPM, 30KW, 191NM, 71A, 319V 1750RPM, 34KW, 186NM, 70A, 366V 2000RPM, 37KW, 177NM, 68A, 416V FORCED VENTILATION; DIRECTION OF AIR FLOW DE --> NDE; DEGREE OF PROTECTION IP55 INCREMENTAL ENCODER 22 BIT WITH COMMUTATING POSITION (ENCODER IC22DQ) WITH DRIVE-CLIQ INTERFACE DESIGN IM B35 (IM V15, IM V35) SHAFT WITH FITTED KEY HALF-KEY BALANCING BEARING: STANDARD WITH FIXED BEARING, VIBRATION SEVERITY GRADE S/A; SHAFT AND FLANGE ACCURACY: R TERMINAL BOX (ABOVE) CABLE ENTRY ON THE ND-END SIGNAL CONNECTION LEFT | 8189 | TEM | 1 | MC | 196 | 1
1PH81631DF032GC1 | SIMOTICS M COMPACT ASYNCHRONOUS MOTOR 1500RPM, 30KW, 191NM, 71A, 319V 1750RPM, 34KW, 186NM, 70A, 366V 2000RPM, 37KW, 177NM, 68A, 416V FORCED VENTILATION; DIRECTION OF AIR FLOW DE --> NDE; DEGREE OF PROTECTION IP55 INCREMENTAL ENCODER 22 BIT WITH COMMUTATING POSITION (ENCODER IC22DQ) WITH DRIVE-CLIQ INTERFACE DESIGN IM B35 (IM V15, IM V35) SHAFT WITH FITTED KEY HALF-KEY BALANCING BEARING: STANDARD, VIBRATION SEVERITY GRADE R/A; SHAFT AND FLANGE ACCURACY: R TERMINAL BOX (ABOVE) CABLE ENTRY ON THE ND-END SIGNAL CONNECTION LEFT | 7710 | TEM | 1 | MC | 196 | 1
1PH81631DF032LA1 | SIMOTICS M COMPACT ASYNCHRONOUS MOTOR 1500RPM, 30KW, 191NM, 71A, 319V 1750RPM, 34KW, 186NM, 70A, 366V 2000RPM, 37KW, 177NM, 68A, 416V FORCED VENTILATION; DIRECTION OF AIR FLOW DE --> NDE; DEGREE OF PROTECTION IP55 INCREMENTAL ENCODER 22 BIT WITH COMMUTATING POSITION (ENCODER IC22DQ) WITH DRIVE-CLIQ INTERFACE DESIGN IM B35 (IM V15, IM V35) SHAFT WITH FITTED KEY HALF-KEY BALANCING BEARING: PERFORMANCE, VIBRATION SEVERITY GRADE SPECIAL/B; SHAFT A. FLANGE ACCURACY GR. SPECIAL TERMINAL BOX (ABOVE) CABLE ENTRY ON THE RIGHT SIGNAL CONNECTION D-END | 8652 | TEM | 1 | MC | 196 | 1
1PH81631DF100BA1 | SIMOTICS M COMPACT ASYNCHRONOUS MOTOR 1500RPM, 30KW,191NM, 71A, 319V 1750RPM, 34KW,186NM, 70A, 366V 2000RPM, 37KW,177NM, 68A, 416V FORCED VENTILATION; DIRECTION OF AIR FLOW NDE --> DE; DEGREE OF PROTECTION IP55 INCREMENTAL ENCODER 22 BIT WITH COMMUTATING POSITION (ENCODER IC22DQ) WITH DRIVE-CLIQ INTERFACE DESIGN IM B3 (IM V5, IM V6) PLAIN SHAFT WITHOUT FITTED KEY; BEARING: STANDARD WITH FIXED BEARING, VIBRATION SEVERITY GRADE R/A; SHAFT AND FLANGE ACCURACY: R TERMINAL BOX (ABOVE) CABLE ENTRY ON THE RIGHT SIGNAL CONNECTION D-END | 7149 | TEM | 1 | MC | 196 | 1
1PH81631DF100BB1 | SIMOTICS M COMPACT ASYNCHRONOUS MOTOR 1500RPM, 30KW,191NM, 71A, 319V 1750RPM, 34KW,186NM, 70A, 366V 2000RPM, 37KW,177NM, 68A, 416V FORCED VENTILATION; DIRECTION OF AIR FLOW NDE --> DE; DEGREE OF PROTECTION IP55 INCREMENTAL ENCODER 22 BIT WITH COMMUTATING POSITION (ENCODER IC22DQ) WITH DRIVE-CLIQ INTERFACE DESIGN IM B3 (IM V5, IM V6) PLAIN SHAFT WITHOUT FITTED KEY; BEARING: STANDARD WITH FIXED BEARING, VIBRATION SEVERITY GRADE R/A; SHAFT AND FLANGE ACCURACY: R TERMINAL BOX (ABOVE) CABLE ENTRY ON THE LEFT SIGNAL CONNECTION D-END | 7149 | TEM | 1 | MC | 196 | 1
1PH81631DF101BA1 | SIMOTICS M COMPACT ASYNCHRONOUS MOTOR 1500RPM, 30KW,191NM, 71A, 319V 1750RPM, 34KW,186NM, 70A, 366V 2000RPM, 37KW,177NM, 68A, 416V FORCED VENTILATION; DIRECTION OF AIR FLOW NDE --> DE; DEGREE OF PROTECTION IP55 INCREMENTAL ENCODER 22 BIT WITH COMMUTATING POSITION (ENCODER IC22DQ) WITH DRIVE-CLIQ INTERFACE DESIGN IM B3 (IM V5, IM V6) SHAFT WITH FITTED KEY FULL-KEY BALANCING BEARING: STANDARD WITH FIXED BEARING, VIBRATION SEVERITY GRADE R/A; SHAFT AND FLANGE ACCURACY: R TERMINAL BOX (ABOVE) CABLE ENTRY ON THE RIGHT SIGNAL CONNECTION D-END | 7344 | TEM | 1 | MC | 196 | 1
1PH81631DF101BC1 | SIMOTICS M COMPACT ASYNCHRONOUS MOTOR 1500RPM, 30KW,191NM, 71A, 319V 1750RPM, 34KW,186NM, 70A, 366V 2000RPM, 37KW,177NM, 68A, 416V FORCED VENTILATION; DIRECTION OF AIR FLOW NDE --> DE; DEGREE OF PROTECTION IP55 INCREMENTAL ENCODER 22 BIT WITH COMMUTATING POSITION (ENCODER IC22DQ) WITH DRIVE-CLIQ INTERFACE DESIGN IM B3 (IM V5, IM V6) SHAFT WITH FITTED KEY FULL-KEY BALANCING BEARING: STANDARD WITH FIXED BEARING, VIBRATION SEVERITY GRADE R/A; SHAFT AND FLANGE ACCURACY: R TERMINAL BOX (ABOVE) CABLE ENTRY ON THE ND-END SIGNAL CONNECTION LEFT | 7344 | TEM | 1 | MC | 196 | 1
1PH81631DF102BA1 | SIMOTICS M COMPACT ASYNCHRONOUS MOTOR 1500RPM, 30KW,191NM, 71A, 319V 1750RPM, 34KW,186NM, 70A, 366V 2000RPM, 37KW,177NM, 68A, 416V FORCED VENTILATION; DIRECTION OF AIR FLOW NDE --> DE; DEGREE OF PROTECTION IP55 INCREMENTAL ENCODER 22 BIT WITH COMMUTATING POSITION (ENCODER IC22DQ) WITH DRIVE-CLIQ INTERFACE DESIGN IM B3 (IM V5, IM V6) SHAFT WITH FITTED KEY HALF-KEY BALANCING BEARING: STANDARD WITH FIXED BEARING, VIBRATION SEVERITY GRADE R/A; SHAFT AND FLANGE ACCURACY: R TERMINAL BOX (ABOVE) CABLE ENTRY ON THE RIGHT SIGNAL CONNECTION D-END | 7344 | TEM | 1 | MC | 196 | 1
1PH81631DF102BC1 | SIMOTICS M COMPACT ASYNCHRONOUS MOTOR 1500RPM, 30KW,191NM, 71A, 319V 1750RPM, 34KW,186NM, 70A, 366V 2000RPM, 37KW,177NM, 68A, 416V FORCED VENTILATION; DIRECTION OF AIR FLOW NDE --> DE; DEGREE OF PROTECTION IP55 INCREMENTAL ENCODER 22 BIT WITH COMMUTATING POSITION (ENCODER IC22DQ) WITH DRIVE-CLIQ INTERFACE DESIGN IM B3 (IM V5, IM V6) SHAFT WITH FITTED KEY HALF-KEY BALANCING BEARING: STANDARD WITH FIXED BEARING, VIBRATION SEVERITY GRADE R/A; SHAFT AND FLANGE ACCURACY: R TERMINAL BOX (ABOVE) CABLE ENTRY ON THE ND-END SIGNAL CONNECTION LEFT | 7344 | TEM | 1 | MC | 196 | 1
1PH81631DF102CA1 | SIMOTICS M COMPACT ASYNCHRONOUS MOTOR 1500RPM, 30KW,191NM, 71A, 319V 1750RPM, 34KW,186NM, 70A, 366V 2000RPM, 37KW,177NM, 68A, 416V FORCED VENTILATION; DIRECTION OF AIR FLOW NDE --> DE; DEGREE OF PROTECTION IP55 INCREMENTAL ENCODER 22 BIT WITH COMMUTATING POSITION (ENCODER IC22DQ) WITH DRIVE-CLIQ INTERFACE DESIGN IM B3 (IM V5, IM V6) SHAFT WITH FITTED KEY HALF-KEY BALANCING BEARING: STANDARD WITH FIXED BEARING, VIBRATION SEVERITY GRADE S/A; SHAFT AND FLANGE ACCURACY: R TERMINAL BOX (ABOVE) CABLE ENTRY ON THE RIGHT SIGNAL CONNECTION D-END | 7539 | TEM | 1 | MC | 196 | 1
1PH81631DF102LA1 | SIMOTICS M COMPACT ASYNCHRONOUS MOTOR 1500RPM, 30KW,191NM, 71A, 319V 1750RPM, 34KW,186NM, 70A, 366V 2000RPM, 37KW,177NM, 68A, 416V FORCED VENTILATION; DIRECTION OF AIR FLOW NDE --> DE; DEGREE OF PROTECTION IP55 INCREMENTAL ENCODER 22 BIT WITH COMMUTATING POSITION (ENCODER IC22DQ) WITH DRIVE-CLIQ INTERFACE DESIGN IM B3 (IM V5, IM V6) SHAFT WITH FITTED KEY HALF-KEY BALANCING BEARING: PERFORMANCE, VIBRATION SEVERITY GRADE SPECIAL/B; SHAFT A. FLANGE ACCURACY GR. SPECIAL TERMINAL BOX (ABOVE) CABLE ENTRY ON THE RIGHT SIGNAL CONNECTION D-END | 8002 | TEM | 1 | MC | 196 | 1
1PH81631DF122BA1 | SIMOTICS M COMPACT ASYNCHRONOUS MOTOR 1500RPM, 30KW,191NM, 71A, 319V 1750RPM, 34KW,186NM, 70A, 366V 2000RPM, 37KW,177NM, 68A, 416V FORCED VENTILATION; DIRECTION OF AIR FLOW NDE --> DE; DEGREE OF PROTECTION IP55 INCREMENTAL ENCODER 22 BIT WITH COMMUTATING POSITION (ENCODER IC22DQ) WITH DRIVE-CLIQ INTERFACE DESIGN IM B5 (IMV 1,IM V3) SHAFT WITH FITTED KEY HALF-KEY BALANCING BEARING: STANDARD WITH FIXED BEARING, VIBRATION SEVERITY GRADE R/A; SHAFT AND FLANGE ACCURACY: R TERMINAL BOX (ABOVE) CABLE ENTRY ON THE RIGHT SIGNAL CONNECTION D-END | 7994 | TEM | 1 | MC | 196 | 1
1PH81631DF122BC1 | SIMOTICS M COMPACT ASYNCHRONOUS MOTOR 1500RPM, 30KW,191NM, 71A, 319V 1750RPM, 34KW,186NM, 70A, 366V 2000RPM, 37KW,177NM, 68A, 416V FORCED VENTILATION; DIRECTION OF AIR FLOW NDE --> DE; DEGREE OF PROTECTION IP55 INCREMENTAL ENCODER 22 BIT WITH COMMUTATING POSITION (ENCODER IC22DQ) WITH DRIVE-CLIQ INTERFACE DESIGN IM B5 (IMV 1,IM V3) SHAFT WITH FITTED KEY HALF-KEY BALANCING BEARING: STANDARD WITH FIXED BEARING, VIBRATION SEVERITY GRADE R/A; SHAFT AND FLANGE ACCURACY: R TERMINAL BOX (ABOVE) CABLE ENTRY ON THE ND-END SIGNAL CONNECTION LEFT | 7994 | TEM | 1 | MC | 196 | 1
1PH81631DF130BA1 | SIMOTICS M COMPACT ASYNCHRONOUS MOTOR 1500RPM, 30KW,191NM, 71A, 319V 1750RPM, 34KW,186NM, 70A, 366V 2000RPM, 37KW,177NM, 68A, 416V FORCED VENTILATION; DIRECTION OF AIR FLOW NDE --> DE; DEGREE OF PROTECTION IP55 INCREMENTAL ENCODER 22 BIT WITH COMMUTATING POSITION (ENCODER IC22DQ) WITH DRIVE-CLIQ INTERFACE DESIGN IM B35 (IM V15, IM V35) PLAIN SHAFT WITHOUT FITTED KEY; BEARING: STANDARD WITH FIXED BEARING, VIBRATION SEVERITY GRADE R/A; SHAFT AND FLANGE ACCURACY: R TERMINAL BOX (ABOVE) CABLE ENTRY ON THE RIGHT SIGNAL CONNECTION D-END | 7799 | TEM | 1 | MC | 196 | 1
1PH81631DF130CA1 | SIMOTICS M COMPACT ASYNCHRONOUS MOTOR 1500RPM, 30KW,191NM, 71A, 319V 1750RPM, 34KW,186NM, 70A, 366V 2000RPM, 37KW,177NM, 68A, 416V FORCED VENTILATION; DIRECTION OF AIR FLOW NDE --> DE; DEGREE OF PROTECTION IP55 INCREMENTAL ENCODER 22 BIT WITH COMMUTATING POSITION (ENCODER IC22DQ) WITH DRIVE-CLIQ INTERFACE DESIGN IM B35 (IM V15, IM V35) PLAIN SHAFT WITHOUT FITTED KEY; BEARING: STANDARD WITH FIXED BEARING, VIBRATION SEVERITY GRADE S/A; SHAFT AND FLANGE ACCURACY: R TERMINAL BOX (ABOVE) CABLE ENTRY ON THE RIGHT SIGNAL CONNECTION D-END | 7994 | TEM | 1 | MC | 196 | 1
1PH81631DF130CB1 | SIMOTICS M COMPACT ASYNCHRONOUS MOTOR 1500RPM, 30KW,191NM, 71A, 319V 1750RPM, 34KW,186NM, 70A, 366V 2000RPM, 37KW,177NM, 68A, 416V FORCED VENTILATION; DIRECTION OF AIR FLOW NDE --> DE; DEGREE OF PROTECTION IP55 INCREMENTAL ENCODER 22 BIT WITH COMMUTATING POSITION (ENCODER IC22DQ) WITH DRIVE-CLIQ INTERFACE DESIGN IM B35 (IM V15, IM V35) PLAIN SHAFT WITHOUT FITTED KEY; BEARING: STANDARD WITH FIXED BEARING, VIBRATION SEVERITY GRADE S/A; SHAFT AND FLANGE ACCURACY: R TERMINAL BOX (ABOVE) CABLE ENTRY ON THE LEFT SIGNAL CONNECTION D-END | 7994 | TEM | 1 | MC | 196 | 1
1PH81631DF130DA1 | SIMOTICS M COMPACT ASYNCHRONOUS MOTOR 1500RPM, 30KW,191NM, 71A, 319V 1750RPM, 34KW,186NM, 70A, 366V 2000RPM, 37KW,177NM, 68A, 416V FORCED VENTILATION; DIRECTION OF AIR FLOW NDE --> DE; DEGREE OF PROTECTION IP55 INCREMENTAL ENCODER 22 BIT WITH COMMUTATING POSITION (ENCODER IC22DQ) WITH DRIVE-CLIQ INTERFACE DESIGN IM B35 (IM V15, IM V35) PLAIN SHAFT WITHOUT FITTED KEY; BEARING: STANDARD WITH FIXED BEARING, VIBRATION SEVERITY GRADE SR/A; SHAFT AND FLANGE ACCURACY: R TERMINAL BOX (ABOVE) CABLE ENTRY ON THE RIGHT SIGNAL CONNECTION D-END | 8086 | TEM | 1 | MC | 196 | 1
1PH81631DF131BA1 | SIMOTICS M COMPACT ASYNCHRONOUS MOTOR 1500RPM, 30KW,191NM, 71A, 319V 1750RPM, 34KW,186NM, 70A, 366V 2000RPM, 37KW,177NM, 68A, 416V FORCED VENTILATION; DIRECTION OF AIR FLOW NDE --> DE; DEGREE OF PROTECTION IP55 INCREMENTAL ENCODER 22 BIT WITH COMMUTATING POSITION (ENCODER IC22DQ) WITH DRIVE-CLIQ INTERFACE DESIGN IM B35 (IM V15, IM V35) SHAFT WITH FITTED KEY FULL-KEY BALANCING BEARING: STANDARD WITH FIXED BEARING, VIBRATION SEVERITY GRADE R/A; SHAFT AND FLANGE ACCURACY: R TERMINAL BOX (ABOVE) CABLE ENTRY ON THE RIGHT SIGNAL CONNECTION D-END | 7994 | TEM | 1 | MC | 196 | 1
1PH81631DF131DA1 | SIMOTICS M COMPACT ASYNCHRONOUS MOTOR 1500RPM, 30KW,191NM, 71A, 319V 1750RPM, 34KW,186NM, 70A, 366V 2000RPM, 37KW,177NM, 68A, 416V FORCED VENTILATION; DIRECTION OF AIR FLOW NDE --> DE; DEGREE OF PROTECTION IP55 INCREMENTAL ENCODER 22 BIT WITH COMMUTATING POSITION (ENCODER IC22DQ) WITH DRIVE-CLIQ INTERFACE DESIGN IM B35 (IM V15, IM V35) SHAFT WITH FITTED KEY FULL-KEY BALANCING BEARING: STANDARD WITH FIXED BEARING, VIBRATION SEVERITY GRADE SR/A; SHAFT AND FLANGE ACCURACY: R TERMINAL BOX (ABOVE) CABLE ENTRY ON THE RIGHT SIGNAL CONNECTION D-END | 8281 | TEM | 1 | MC | 196 | 1
1PH81631DF132BA1 | SIMOTICS M COMPACT ASYNCHRONOUS MOTOR 1500RPM, 30KW,191NM, 71A, 319V 1750RPM, 34KW,186NM, 70A, 366V 2000RPM, 37KW,177NM, 68A, 416V FORCED VENTILATION; DIRECTION OF AIR FLOW NDE --> DE; DEGREE OF PROTECTION IP55 INCREMENTAL ENCODER 22 BIT WITH COMMUTATING POSITION (ENCODER IC22DQ) WITH DRIVE-CLIQ INTERFACE DESIGN IM B35 (IM V15, IM V35) SHAFT WITH FITTED KEY HALF-KEY BALANCING BEARING: STANDARD WITH FIXED BEARING, VIBRATION SEVERITY GRADE R/A; SHAFT AND FLANGE ACCURACY: R TERMINAL BOX (ABOVE) CABLE ENTRY ON THE RIGHT SIGNAL CONNECTION D-END | 7994 | TEM | 1 | MC | 196 | 1
1PH81631DF200BA1 | SIMOTICS M COMPACT ASYNCHRONOUS MOTOR 1500RPM, 37KW, 236NM, 84A, 328V 1750RPM, 43KW, 235NM, 84A, 380V 2000RPM, 49KW, 234NM, 84A, 430V WATER COOLING DEGREE OF PROTECTION IP65 INCREMENTAL ENCODER 22 BIT WITH COMMUTATING POSITION (ENCODER IC22DQ) WITH DRIVE-CLIQ INTERFACE DESIGN IM B3 (IM V5, IM V6) PLAIN SHAFT WITHOUT FITTED KEY; BEARING: STANDARD WITH FIXED BEARING, VIBRATION SEVERITY GRADE R/A; SHAFT AND FLANGE ACCURACY: R TERMINAL BOX (ABOVE) CABLE ENTRY ON THE RIGHT SIGNAL CONNECTION D-END | 8565 | TEM | 1 | MC | 229 | 1
1PH81631DF200BC1 | SIMOTICS M COMPACT ASYNCHRONOUS MOTOR 1500RPM, 37KW, 236NM, 84A, 328V 1750RPM, 43KW, 235NM, 84A, 380V 2000RPM, 49KW, 234NM, 84A, 430V WATER COOLING DEGREE OF PROTECTION IP65 INCREMENTAL ENCODER 22 BIT WITH COMMUTATING POSITION (ENCODER IC22DQ) WITH DRIVE-CLIQ INTERFACE DESIGN IM B3 (IM V5, IM V6) PLAIN SHAFT WITHOUT FITTED KEY; BEARING: STANDARD WITH FIXED BEARING, VIBRATION SEVERITY GRADE R/A; SHAFT AND FLANGE ACCURACY: R TERMINAL BOX (ABOVE) CABLE ENTRY ON THE ND-END SIGNAL CONNECTION LEFT | 8565 | TEM | 1 | MC | 229 | 1
1PH81631DF200MA1 | SIMOTICS M COMPACT ASYNCHRONOUS MOTOR 1500RPM, 37KW, 236NM, 84A, 328V 1750RPM, 43KW, 235NM, 84A, 380V 2000RPM, 49KW, 234NM, 84A, 430V WATER COOLING DEGREE OF PROTECTION IP65 INCREMENTAL ENCODER 22 BIT WITH COMMUTATING POSITION (ENCODER IC22DQ) WITH DRIVE-CLIQ INTERFACE DESIGN IM B3 (IM V5, IM V6) PLAIN SHAFT WITHOUT FITTED KEY; BEARING: HIGH PERFORMANCE VIBRATION SEVERITY GRADE SPECIAL/B SHAFT AND FLANGE ACCURACY GR. SPECIAL TERMINAL BOX (ABOVE) CABLE ENTRY ON THE RIGHT SIGNAL CONNECTION D-END | 10014 | TEM | 1 | MC | 229 | 1
1PH81631DF201BA1 | SIMOTICS M COMPACT ASYNCHRONOUS MOTOR 1500RPM, 37KW, 236NM, 84A, 328V 1750RPM, 43KW, 235NM, 84A, 380V 2000RPM, 49KW, 234NM, 84A, 430V WATER COOLING DEGREE OF PROTECTION IP65 INCREMENTAL ENCODER 22 BIT WITH COMMUTATING POSITION (ENCODER IC22DQ) WITH DRIVE-CLIQ INTERFACE DESIGN IM B3 (IM V5, IM V6) SHAFT WITH FITTED KEY FULL-KEY BALANCING BEARING: STANDARD WITH FIXED BEARING, VIBRATION SEVERITY GRADE R/A; SHAFT AND FLANGE ACCURACY: R TERMINAL BOX (ABOVE) CABLE ENTRY ON THE RIGHT SIGNAL CONNECTION D-END | 8760 | TEM | 1 | MC | 229 | 1
1PH81631DF201LA1 | SIMOTICS M COMPACT ASYNCHRONOUS MOTOR 1500RPM, 37KW, 236NM, 84A, 328V 1750RPM, 43KW, 235NM, 84A, 380V 2000RPM, 49KW, 234NM, 84A, 430V WATER COOLING DEGREE OF PROTECTION IP65 INCREMENTAL ENCODER 22 BIT WITH COMMUTATING POSITION (ENCODER IC22DQ) WITH DRIVE-CLIQ INTERFACE DESIGN IM B3 (IM V5, IM V6) SHAFT WITH FITTED KEY FULL-KEY BALANCING BEARING: PERFORMANCE, VIBRATION SEVERITY GRADE SPECIAL/B; SHAFT A. FLANGE ACCURACY GR. SPECIAL TERMINAL BOX (ABOVE) CABLE ENTRY ON THE RIGHT SIGNAL CONNECTION D-END | 9418 | TEM | 1 | MC | 229 | 1
1PH81631DF202BA1 | SIMOTICS M COMPACT ASYNCHRONOUS MOTOR 1500RPM, 37KW, 236NM, 84A, 328V 1750RPM, 43KW, 235NM, 84A, 380V 2000RPM, 49KW, 234NM, 84A, 430V WATER COOLING DEGREE OF PROTECTION IP65 INCREMENTAL ENCODER 22 BIT WITH COMMUTATING POSITION (ENCODER IC22DQ) WITH DRIVE-CLIQ INTERFACE DESIGN IM B3 (IM V5, IM V6) SHAFT WITH FITTED KEY HALF-KEY BALANCING BEARING: STANDARD WITH FIXED BEARING, VIBRATION SEVERITY GRADE R/A; SHAFT AND FLANGE ACCURACY: R TERMINAL BOX (ABOVE) CABLE ENTRY ON THE RIGHT SIGNAL CONNECTION D-END | 8760 | TEM | 1 | MC | 229 | 1
1PH81631DF202BB1 | SIMOTICS M COMPACT ASYNCHRONOUS MOTOR 1500RPM, 37KW, 236NM, 84A, 328V 1750RPM, 43KW, 235NM, 84A, 380V 2000RPM, 49KW, 234NM, 84A, 430V WATER COOLING DEGREE OF PROTECTION IP65 INCREMENTAL ENCODER 22 BIT WITH COMMUTATING POSITION (ENCODER IC22DQ) WITH DRIVE-CLIQ INTERFACE DESIGN IM B3 (IM V5, IM V6) SHAFT WITH FITTED KEY HALF-KEY BALANCING BEARING: STANDARD WITH FIXED BEARING, VIBRATION SEVERITY GRADE R/A; SHAFT AND FLANGE ACCURACY: R TERMINAL BOX (ABOVE) CABLE ENTRY ON THE LEFT SIGNAL CONNECTION D-END | 8760 | TEM | 1 | MC | 229 | 1
1PH81631DF220BA1 | SIMOTICS M COMPACT ASYNCHRONOUS MOTOR 1500RPM, 37KW, 236NM, 84A, 328V 1750RPM, 43KW, 235NM, 84A, 380V 2000RPM, 49KW, 234NM, 84A, 430V WATER COOLING DEGREE OF PROTECTION IP65 INCREMENTAL ENCODER 22 BIT WITH COMMUTATING POSITION (ENCODER IC22DQ) WITH DRIVE-CLIQ INTERFACE DESIGN IM B5 (IMV 1,IM V3) PLAIN SHAFT WITHOUT FITTED KEY; BEARING: STANDARD WITH FIXED BEARING, VIBRATION SEVERITY GRADE R/A; SHAFT AND FLANGE ACCURACY: R TERMINAL BOX (ABOVE) CABLE ENTRY ON THE RIGHT SIGNAL CONNECTION D-END | 9215 | TEM | 1 | MC | 229 | 1
1PH81631DF220BC1 | SIMOTICS M COMPACT ASYNCHRONOUS MOTOR 1500RPM, 37KW, 236NM, 84A, 328V 1750RPM, 43KW, 235NM, 84A, 380V 2000RPM, 49KW, 234NM, 84A, 430V WATER COOLING DEGREE OF PROTECTION IP65 INCREMENTAL ENCODER 22 BIT WITH COMMUTATING POSITION (ENCODER IC22DQ) WITH DRIVE-CLIQ INTERFACE DESIGN IM B5 (IMV 1,IM V3) PLAIN SHAFT WITHOUT FITTED KEY; BEARING: STANDARD WITH FIXED BEARING, VIBRATION SEVERITY GRADE R/A; SHAFT AND FLANGE ACCURACY: R TERMINAL BOX (ABOVE) CABLE ENTRY ON THE ND-END SIGNAL CONNECTION LEFT | 9215 | TEM | 1 | MC | 229 | 1
1PH81631DF220DB1 | SIMOTICS M COMPACT ASYNCHRONOUS MOTOR 1500RPM, 37KW, 236NM, 84A, 328V 1750RPM, 43KW, 235NM, 84A, 380V 2000RPM, 49KW, 234NM, 84A, 430V WATER COOLING DEGREE OF PROTECTION IP65 INCREMENTAL ENCODER 22 BIT WITH COMMUTATING POSITION (ENCODER IC22DQ) WITH DRIVE-CLIQ INTERFACE DESIGN IM B5 (IMV 1,IM V3) PLAIN SHAFT WITHOUT FITTED KEY; BEARING: STANDARD WITH FIXED BEARING, VIBRATION SEVERITY GRADE SR/A; SHAFT AND FLANGE ACCURACY: R TERMINAL BOX (ABOVE) CABLE ENTRY ON THE LEFT SIGNAL CONNECTION D-END | 9502 | TEM | 1 | MC | 229 | 1
1PH81631DF221BC1 | SIMOTICS M COMPACT ASYNCHRONOUS MOTOR 1500RPM, 37KW, 236NM, 84A, 328V 1750RPM, 43KW, 235NM, 84A, 380V 2000RPM, 49KW, 234NM, 84A, 430V WATER COOLING DEGREE OF PROTECTION IP65 INCREMENTAL ENCODER 22 BIT WITH COMMUTATING POSITION (ENCODER IC22DQ) WITH DRIVE-CLIQ INTERFACE DESIGN IM B5 (IMV 1,IM V3) SHAFT WITH FITTED KEY FULL-KEY BALANCING BEARING: STANDARD WITH FIXED BEARING, VIBRATION SEVERITY GRADE R/A; SHAFT AND FLANGE ACCURACY: R TERMINAL BOX (ABOVE) CABLE ENTRY ON THE ND-END SIGNAL CONNECTION LEFT | 9410 | TEM | 1 | MC | 229 | 1
1PH81631DF221CA1 | SIMOTICS M COMPACT ASYNCHRONOUS MOTOR 1500RPM, 37KW, 236NM, 84A, 328V 1750RPM, 43KW, 235NM, 84A, 380V 2000RPM, 49KW, 234NM, 84A, 430V WATER COOLING DEGREE OF PROTECTION IP65 INCREMENTAL ENCODER 22 BIT WITH COMMUTATING POSITION (ENCODER IC22DQ) WITH DRIVE-CLIQ INTERFACE DESIGN IM B5 (IMV 1,IM V3) SHAFT WITH FITTED KEY FULL-KEY BALANCING BEARING: STANDARD WITH FIXED BEARING, VIBRATION SEVERITY GRADE S/A; SHAFT AND FLANGE ACCURACY: R TERMINAL BOX (ABOVE) CABLE ENTRY ON THE RIGHT SIGNAL CONNECTION D-END | 9605 | TEM | 1 | MC | 229 | 1
1PH81631DF221DA1 | SIMOTICS M COMPACT ASYNCHRONOUS MOTOR 1500RPM, 37KW, 236NM, 84A, 328V 1750RPM, 43KW, 235NM, 84A, 380V 2000RPM, 49KW, 234NM, 84A, 430V WATER COOLING DEGREE OF PROTECTION IP65 INCREMENTAL ENCODER 22 BIT WITH COMMUTATING POSITION (ENCODER IC22DQ) WITH DRIVE-CLIQ INTERFACE DESIGN IM B5 (IMV 1,IM V3) SHAFT WITH FITTED KEY FULL-KEY BALANCING BEARING: STANDARD WITH FIXED BEARING, VIBRATION SEVERITY GRADE SR/A; SHAFT AND FLANGE ACCURACY: R TERMINAL BOX (ABOVE) CABLE ENTRY ON THE RIGHT SIGNAL CONNECTION D-END | 9697 | TEM | 1 | MC | 229 | 1
1PH81631DF230BA1 | SIMOTICS M COMPACT ASYNCHRONOUS MOTOR 1500RPM, 37KW, 236NM, 84A, 328V 1750RPM, 43KW, 235NM, 84A, 380V 2000RPM, 49KW, 234NM, 84A, 430V WATER COOLING DEGREE OF PROTECTION IP65 INCREMENTAL ENCODER 22 BIT WITH COMMUTATING POSITION (ENCODER IC22DQ) WITH DRIVE-CLIQ INTERFACE DESIGN IM B35 (IM V15, IM V35) PLAIN SHAFT WITHOUT FITTED KEY; BEARING: STANDARD WITH FIXED BEARING, VIBRATION SEVERITY GRADE R/A; SHAFT AND FLANGE ACCURACY: R TERMINAL BOX (ABOVE) CABLE ENTRY ON THE RIGHT SIGNAL CONNECTION D-END | 9215 | TEM | 1 | MC | 229 | 1
1PH81631DF230CA1 | SIMOTICS M COMPACT ASYNCHRONOUS MOTOR 1500RPM, 37KW, 236NM, 84A, 328V 1750RPM, 43KW, 235NM, 84A, 380V 2000RPM, 49KW, 234NM, 84A, 430V WATER COOLING DEGREE OF PROTECTION IP65 INCREMENTAL ENCODER 22 BIT WITH COMMUTATING POSITION (ENCODER IC22DQ) WITH DRIVE-CLIQ INTERFACE DESIGN IM B35 (IM V15, IM V35) PLAIN SHAFT WITHOUT FITTED KEY; BEARING: STANDARD WITH FIXED BEARING, VIBRATION SEVERITY GRADE S/A; SHAFT AND FLANGE ACCURACY: R TERMINAL BOX (ABOVE) CABLE ENTRY ON THE RIGHT SIGNAL CONNECTION D-END | 9410 | TEM | 1 | MC | 229 | 1
1PH81631DF230CC1 | SIMOTICS M COMPACT ASYNCHRONOUS MOTOR 1500RPM, 37KW, 236NM, 84A, 328V 1750RPM, 43KW, 235NM, 84A, 380V 2000RPM, 49KW, 234NM, 84A, 430V WATER COOLING DEGREE OF PROTECTION IP65 INCREMENTAL ENCODER 22 BIT WITH COMMUTATING POSITION (ENCODER IC22DQ) WITH DRIVE-CLIQ INTERFACE DESIGN IM B35 (IM V15, IM V35) PLAIN SHAFT WITHOUT FITTED KEY; BEARING: STANDARD WITH FIXED BEARING, VIBRATION SEVERITY GRADE S/A; SHAFT AND FLANGE ACCURACY: R TERMINAL BOX (ABOVE) CABLE ENTRY ON THE ND-END SIGNAL CONNECTION LEFT | 9410 | TEM | 1 | MC | 229 | 1
1PH81631DF230LB1 | SIMOTICS M COMPACT ASYNCHRONOUS MOTOR 1500RPM, 37KW, 236NM, 84A, 328V 1750RPM, 43KW, 235NM, 84A, 380V 2000RPM, 49KW, 234NM, 84A, 430V WATER COOLING DEGREE OF PROTECTION IP65 INCREMENTAL ENCODER 22 BIT WITH COMMUTATING POSITION (ENCODER IC22DQ) WITH DRIVE-CLIQ INTERFACE DESIGN IM B35 (IM V15, IM V35) PLAIN SHAFT WITHOUT FITTED KEY; BEARING: PERFORMANCE, VIBRATION SEVERITY GRADE SPECIAL/B; SHAFT A. FLANGE ACCURACY GR. SPECIAL TERMINAL BOX (ABOVE) CABLE ENTRY ON THE LEFT SIGNAL CONNECTION D-END | 9873 | TEM | 1 | MC | 229 | 1
1PH81631DF230MC1 | SIMOTICS M COMPACT ASYNCHRONOUS MOTOR 1500RPM, 37KW, 236NM, 84A, 328V 1750RPM, 43KW, 235NM, 84A, 380V 2000RPM, 49KW, 234NM, 84A, 430V WATER COOLING DEGREE OF PROTECTION IP65 INCREMENTAL ENCODER 22 BIT WITH COMMUTATING POSITION (ENCODER IC22DQ) WITH DRIVE-CLIQ INTERFACE DESIGN IM B35 (IM V15, IM V35) PLAIN SHAFT WITHOUT FITTED KEY; BEARING: HIGH PERFORMANCE VIBRATION SEVERITY GRADE SPECIAL/B SHAFT AND FLANGE ACCURACY GR. SPECIAL TERMINAL BOX (ABOVE) CABLE ENTRY ON THE ND-END SIGNAL CONNECTION LEFT | 10665 | TEM | 1 | MC | 229 | 1
1PH81631DF231BA1 | SIMOTICS M COMPACT ASYNCHRONOUS MOTOR 1500RPM, 37KW, 236NM, 84A, 328V 1750RPM, 43KW, 235NM, 84A, 380V 2000RPM, 49KW, 234NM, 84A, 430V WATER COOLING DEGREE OF PROTECTION IP65 INCREMENTAL ENCODER 22 BIT WITH COMMUTATING POSITION (ENCODER IC22DQ) WITH DRIVE-CLIQ INTERFACE DESIGN IM B35 (IM V15, IM V35) SHAFT WITH FITTED KEY FULL-KEY BALANCING BEARING: STANDARD WITH FIXED BEARING, VIBRATION SEVERITY GRADE R/A; SHAFT AND FLANGE ACCURACY: R TERMINAL BOX (ABOVE) CABLE ENTRY ON THE RIGHT SIGNAL CONNECTION D-END | 9410 | TEM | 1 | MC | 229 | 1
1PH81631DF231BC1 | SIMOTICS M COMPACT ASYNCHRONOUS MOTOR 1500RPM, 37KW, 236NM, 84A, 328V 1750RPM, 43KW, 235NM, 84A, 380V 2000RPM, 49KW, 234NM, 84A, 430V WATER COOLING DEGREE OF PROTECTION IP65 INCREMENTAL ENCODER 22 BIT WITH COMMUTATING POSITION (ENCODER IC22DQ) WITH DRIVE-CLIQ INTERFACE DESIGN IM B35 (IM V15, IM V35) SHAFT WITH FITTED KEY FULL-KEY BALANCING BEARING: STANDARD WITH FIXED BEARING, VIBRATION SEVERITY GRADE R/A; SHAFT AND FLANGE ACCURACY: R TERMINAL BOX (ABOVE) CABLE ENTRY ON THE ND-END SIGNAL CONNECTION LEFT | 9410 | TEM | 1 | MC | 229 | 1
1PH81631DF231CA1 | SIMOTICS M COMPACT ASYNCHRONOUS MOTOR 1500RPM, 37KW, 236NM, 84A, 328V 1750RPM, 43KW, 235NM, 84A, 380V 2000RPM, 49KW, 234NM, 84A, 430V WATER COOLING DEGREE OF PROTECTION IP65 INCREMENTAL ENCODER 22 BIT WITH COMMUTATING POSITION (ENCODER IC22DQ) WITH DRIVE-CLIQ INTERFACE DESIGN IM B35 (IM V15, IM V35) SHAFT WITH FITTED KEY FULL-KEY BALANCING BEARING: STANDARD WITH FIXED BEARING, VIBRATION SEVERITY GRADE S/A; SHAFT AND FLANGE ACCURACY: R TERMINAL BOX (ABOVE) CABLE ENTRY ON THE RIGHT SIGNAL CONNECTION D-END | 9605 | TEM | 1 | MC | 229 | 1
1PH81631DF231DA1 | SIMOTICS M COMPACT ASYNCHRONOUS MOTOR 1500RPM, 37KW, 236NM, 84A, 328V 1750RPM, 43KW, 235NM, 84A, 380V 2000RPM, 49KW, 234NM, 84A, 430V WATER COOLING DEGREE OF PROTECTION IP65 INCREMENTAL ENCODER 22 BIT WITH COMMUTATING POSITION (ENCODER IC22DQ) WITH DRIVE-CLIQ INTERFACE DESIGN IM B35 (IM V15, IM V35) SHAFT WITH FITTED KEY FULL-KEY BALANCING BEARING: STANDARD WITH FIXED BEARING, VIBRATION SEVERITY GRADE SR/A; SHAFT AND FLANGE ACCURACY: R TERMINAL BOX (ABOVE) CABLE ENTRY ON THE RIGHT SIGNAL CONNECTION D-END | 9697 | TEM | 1 | MC | 229 | 1
1PH81631DF232BA1 | SIMOTICS M COMPACT ASYNCHRONOUS MOTOR 1500RPM, 37KW, 236NM, 84A, 328V 1750RPM, 43KW, 235NM, 84A, 380V 2000RPM, 49KW, 234NM, 84A, 430V WATER COOLING DEGREE OF PROTECTION IP65 INCREMENTAL ENCODER 22 BIT WITH COMMUTATING POSITION (ENCODER IC22DQ) WITH DRIVE-CLIQ INTERFACE DESIGN IM B35 (IM V15, IM V35) SHAFT WITH FITTED KEY HALF-KEY BALANCING BEARING: STANDARD WITH FIXED BEARING, VIBRATION SEVERITY GRADE R/A; SHAFT AND FLANGE ACCURACY: R TERMINAL BOX (ABOVE) CABLE ENTRY ON THE RIGHT SIGNAL CONNECTION D-END | 9410 | TEM | 1 | MC | 229 | 1
1PH81631DG000BA1 | SIMOTICS M COMPACT ASYNCHRONOUS MOTOR 2000RPM, 36KW, 172NM, 83A, 324V 2300RPM, 38KW, 158NM, 78A, 370V 2650RPM, 40KW, 144NM, 76A, 390V FORCED VENTILATION; DIRECTION OF AIR FLOW DE --> NDE; DEGREE OF PROTECTION IP55 INCREMENTAL ENCODER 22 BIT WITH COMMUTATING POSITION (ENCODER IC22DQ) WITH DRIVE-CLIQ INTERFACE DESIGN IM B3 (IM V5, IM V6) PLAIN SHAFT WITHOUT FITTED KEY; BEARING: STANDARD WITH FIXED BEARING, VIBRATION SEVERITY GRADE R/A; SHAFT AND FLANGE ACCURACY: R TERMINAL BOX (ABOVE) CABLE ENTRY ON THE RIGHT SIGNAL CONNECTION D-END | 7149 | TEM | 1 | MC | 196 | 1
1PH81631DG000DA1 | SIMOTICS M COMPACT ASYNCHRONOUS MOTOR 2000RPM, 36KW, 172NM, 83A, 324V 2300RPM, 38KW, 158NM, 78A, 370V 2650RPM, 40KW, 144NM, 76A, 390V FORCED VENTILATION; DIRECTION OF AIR FLOW DE --> NDE; DEGREE OF PROTECTION IP55 INCREMENTAL ENCODER 22 BIT WITH COMMUTATING POSITION (ENCODER IC22DQ) WITH DRIVE-CLIQ INTERFACE DESIGN IM B3 (IM V5, IM V6) PLAIN SHAFT WITHOUT FITTED KEY; BEARING: STANDARD WITH FIXED BEARING, VIBRATION SEVERITY GRADE SR/A; SHAFT AND FLANGE ACCURACY: R TERMINAL BOX (ABOVE) CABLE ENTRY ON THE RIGHT SIGNAL CONNECTION D-END | 7436 | TEM | 1 | MC | 196 | 1
1PH81631DG000MA1 | SIMOTICS M COMPACT ASYNCHRONOUS MOTOR 2000RPM, 36KW, 172NM, 83A, 324V 2300RPM, 38KW, 158NM, 78A, 370V 2650RPM, 40KW, 144NM, 76A, 390V FORCED VENTILATION; DIRECTION OF AIR FLOW DE --> NDE; DEGREE OF PROTECTION IP55 INCREMENTAL ENCODER 22 BIT WITH COMMUTATING POSITION (ENCODER IC22DQ) WITH DRIVE-CLIQ INTERFACE DESIGN IM B3 (IM V5, IM V6) PLAIN SHAFT WITHOUT FITTED KEY; BEARING: HIGH PERFORMANCE VIBRATION SEVERITY GRADE SPECIAL/B SHAFT AND FLANGE ACCURACY GR. SPECIAL TERMINAL BOX (ABOVE) CABLE ENTRY ON THE RIGHT SIGNAL CONNECTION D-END | 8598 | TEM | 1 | MC | 196 | 1
1PH81631DG001BA1 | SIMOTICS M COMPACT ASYNCHRONOUS MOTOR 2000RPM, 36KW, 172NM, 83A, 324V 2300RPM, 38KW, 158NM, 78A, 370V 2650RPM, 40KW, 144NM, 76A, 390V FORCED VENTILATION; DIRECTION OF AIR FLOW DE --> NDE; DEGREE OF PROTECTION IP55 INCREMENTAL ENCODER 22 BIT WITH COMMUTATING POSITION (ENCODER IC22DQ) WITH DRIVE-CLIQ INTERFACE DESIGN IM B3 (IM V5, IM V6) SHAFT WITH FITTED KEY FULL-KEY BALANCING BEARING: STANDARD WITH FIXED BEARING, VIBRATION SEVERITY GRADE R/A; SHAFT AND FLANGE ACCURACY: R TERMINAL BOX (ABOVE) CABLE ENTRY ON THE RIGHT SIGNAL CONNECTION D-END | 7344 | TEM | 1 | MC | 196 | 1
1PH81631DG001DA1 | SIMOTICS M COMPACT ASYNCHRONOUS MOTOR 2000RPM, 36KW, 172NM, 83A, 324V 2300RPM, 38KW, 158NM, 78A, 370V 2650RPM, 40KW, 144NM, 76A, 390V FORCED VENTILATION; DIRECTION OF AIR FLOW DE --> NDE; DEGREE OF PROTECTION IP55 INCREMENTAL ENCODER 22 BIT WITH COMMUTATING POSITION (ENCODER IC22DQ) WITH DRIVE-CLIQ INTERFACE DESIGN IM B3 (IM V5, IM V6) SHAFT WITH FITTED KEY FULL-KEY BALANCING BEARING: STANDARD WITH FIXED BEARING, VIBRATION SEVERITY GRADE SR/A; SHAFT AND FLANGE ACCURACY: R TERMINAL BOX (ABOVE) CABLE ENTRY ON THE RIGHT SIGNAL CONNECTION D-END | 7631 | TEM | 1 | MC | 196 | 1
1PH81631DG001LA1 | SIMOTICS M COMPACT ASYNCHRONOUS MOTOR 2000RPM, 36KW, 172NM, 83A, 324V 2300RPM, 38KW, 158NM, 78A, 370V 2650RPM, 40KW, 144NM, 76A, 390V FORCED VENTILATION; DIRECTION OF AIR FLOW DE --> NDE; DEGREE OF PROTECTION IP55 INCREMENTAL ENCODER 22 BIT WITH COMMUTATING POSITION (ENCODER IC22DQ) WITH DRIVE-CLIQ INTERFACE DESIGN IM B3 (IM V5, IM V6) SHAFT WITH FITTED KEY FULL-KEY BALANCING BEARING: PERFORMANCE, VIBRATION SEVERITY GRADE SPECIAL/B; SHAFT A. FLANGE ACCURACY GR. SPECIAL TERMINAL BOX (ABOVE) CABLE ENTRY ON THE RIGHT SIGNAL CONNECTION D-END | 8002 | TEM | 1 | MC | 196 | 1
1PH81631DG002BA1 | SIMOTICS M COMPACT ASYNCHRONOUS MOTOR 2000RPM, 36KW, 172NM, 83A, 324V 2300RPM, 38KW, 158NM, 78A, 370V 2650RPM, 40KW, 144NM, 76A, 390V FORCED VENTILATION; DIRECTION OF AIR FLOW DE --> NDE; DEGREE OF PROTECTION IP55 INCREMENTAL ENCODER 22 BIT WITH COMMUTATING POSITION (ENCODER IC22DQ) WITH DRIVE-CLIQ INTERFACE DESIGN IM B3 (IM V5, IM V6) SHAFT WITH FITTED KEY HALF-KEY BALANCING BEARING: STANDARD WITH FIXED BEARING, VIBRATION SEVERITY GRADE R/A; SHAFT AND FLANGE ACCURACY: R TERMINAL BOX (ABOVE) CABLE ENTRY ON THE RIGHT SIGNAL CONNECTION D-END | 7344 | TEM | 1 | MC | 196 | 1
1PH81631DG002DA1 | SIMOTICS M COMPACT ASYNCHRONOUS MOTOR 2000RPM, 36KW, 172NM, 83A, 324V 2300RPM, 38KW, 158NM, 78A, 370V 2650RPM, 40KW, 144NM, 76A, 390V FORCED VENTILATION; DIRECTION OF AIR FLOW DE --> NDE; DEGREE OF PROTECTION IP55 INCREMENTAL ENCODER 22 BIT WITH COMMUTATING POSITION (ENCODER IC22DQ) WITH DRIVE-CLIQ INTERFACE DESIGN IM B3 (IM V5, IM V6) SHAFT WITH FITTED KEY HALF-KEY BALANCING BEARING: STANDARD WITH FIXED BEARING, VIBRATION SEVERITY GRADE SR/A; SHAFT AND FLANGE ACCURACY: R TERMINAL BOX (ABOVE) CABLE ENTRY ON THE RIGHT SIGNAL CONNECTION D-END | 7631 | TEM | 1 | MC | 196 | 1
1PH81631DG020BA1 | SIMOTICS M COMPACT ASYNCHRONOUS MOTOR 2000RPM, 36KW, 172NM, 83A, 324V 2300RPM, 38KW, 158NM, 78A, 370V 2650RPM, 40KW, 144NM, 76A, 390V FORCED VENTILATION; DIRECTION OF AIR FLOW DE --> NDE; DEGREE OF PROTECTION IP55 INCREMENTAL ENCODER 22 BIT WITH COMMUTATING POSITION (ENCODER IC22DQ) WITH DRIVE-CLIQ INTERFACE DESIGN IM B5 (IMV 1,IM V3) PLAIN SHAFT WITHOUT FITTED KEY; BEARING: STANDARD WITH FIXED BEARING, VIBRATION SEVERITY GRADE R/A; SHAFT AND FLANGE ACCURACY: R TERMINAL BOX (ABOVE) CABLE ENTRY ON THE RIGHT SIGNAL CONNECTION D-END | 7799 | TEM | 1 | MC | 196 | 1
1PH81631DG021BA1 | SIMOTICS M COMPACT ASYNCHRONOUS MOTOR 2000RPM, 36KW, 172NM, 83A, 324V 2300RPM, 38KW, 158NM, 78A, 370V 2650RPM, 40KW, 144NM, 76A, 390V FORCED VENTILATION; DIRECTION OF AIR FLOW DE --> NDE; DEGREE OF PROTECTION IP55 INCREMENTAL ENCODER 22 BIT WITH COMMUTATING POSITION (ENCODER IC22DQ) WITH DRIVE-CLIQ INTERFACE DESIGN IM B5 (IMV 1,IM V3) SHAFT WITH FITTED KEY FULL-KEY BALANCING BEARING: STANDARD WITH FIXED BEARING, VIBRATION SEVERITY GRADE R/A; SHAFT AND FLANGE ACCURACY: R TERMINAL BOX (ABOVE) CABLE ENTRY ON THE RIGHT SIGNAL CONNECTION D-END | 7994 | TEM | 1 | MC | 196 | 1
1PH81631DG022BA1 | SIMOTICS M COMPACT ASYNCHRONOUS MOTOR 2000RPM, 36KW, 172NM, 83A, 324V 2300RPM, 38KW, 158NM, 78A, 370V 2650RPM, 40KW, 144NM, 76A, 390V FORCED VENTILATION; DIRECTION OF AIR FLOW DE --> NDE; DEGREE OF PROTECTION IP55 INCREMENTAL ENCODER 22 BIT WITH COMMUTATING POSITION (ENCODER IC22DQ) WITH DRIVE-CLIQ INTERFACE DESIGN IM B5 (IMV 1,IM V3) SHAFT WITH FITTED KEY HALF-KEY BALANCING BEARING: STANDARD WITH FIXED BEARING, VIBRATION SEVERITY GRADE R/A; SHAFT AND FLANGE ACCURACY: R TERMINAL BOX (ABOVE) CABLE ENTRY ON THE RIGHT SIGNAL CONNECTION D-END | 7994 | TEM | 1 | MC | 196 | 1
1PH81631DG022GA1 | SIMOTICS M COMPACT ASYNCHRONOUS MOTOR 2000RPM, 36KW, 172NM, 83A, 324V 2300RPM, 38KW, 158NM, 78A, 370V 2650RPM, 40KW, 144NM, 76A, 390V FORCED VENTILATION; DIRECTION OF AIR FLOW DE --> NDE; DEGREE OF PROTECTION IP55 INCREMENTAL ENCODER 22 BIT WITH COMMUTATING POSITION (ENCODER IC22DQ) WITH DRIVE-CLIQ INTERFACE DESIGN IM B5 (IMV 1,IM V3) SHAFT WITH FITTED KEY HALF-KEY BALANCING BEARING: STANDARD, VIBRATION SEVERITY GRADE R/A; SHAFT AND FLANGE ACCURACY: R TERMINAL BOX (ABOVE) CABLE ENTRY ON THE RIGHT SIGNAL CONNECTION D-END | 7710 | TEM | 1 | MC | 196 | 1
1PH81631DG030BC1 | SIMOTICS M COMPACT ASYNCHRONOUS MOTOR 2000RPM, 36KW, 172NM, 83A, 324V 2300RPM, 38KW, 158NM, 78A, 370V 2650RPM, 40KW, 144NM, 76A, 390V FORCED VENTILATION; DIRECTION OF AIR FLOW DE --> NDE; DEGREE OF PROTECTION IP55 INCREMENTAL ENCODER 22 BIT WITH COMMUTATING POSITION (ENCODER IC22DQ) WITH DRIVE-CLIQ INTERFACE DESIGN IM B35 (IM V15, IM V35) PLAIN SHAFT WITHOUT FITTED KEY; BEARING: STANDARD WITH FIXED BEARING, VIBRATION SEVERITY GRADE R/A; SHAFT AND FLANGE ACCURACY: R TERMINAL BOX (ABOVE) CABLE ENTRY ON THE ND-END SIGNAL CONNECTION LEFT | 7799 | TEM | 1 | MC | 196 | 1
1PH81631DG030CA1 | SIMOTICS M COMPACT ASYNCHRONOUS MOTOR 2000RPM, 36KW, 172NM, 83A, 324V 2300RPM, 38KW, 158NM, 78A, 370V 2650RPM, 40KW, 144NM, 76A, 390V FORCED VENTILATION; DIRECTION OF AIR FLOW DE --> NDE; DEGREE OF PROTECTION IP55 INCREMENTAL ENCODER 22 BIT WITH COMMUTATING POSITION (ENCODER IC22DQ) WITH DRIVE-CLIQ INTERFACE DESIGN IM B35 (IM V15, IM V35) PLAIN SHAFT WITHOUT FITTED KEY; BEARING: STANDARD WITH FIXED BEARING, VIBRATION SEVERITY GRADE S/A; SHAFT AND FLANGE ACCURACY: R TERMINAL BOX (ABOVE) CABLE ENTRY ON THE RIGHT SIGNAL CONNECTION D-END | 7994 | TEM | 1 | MC | 196 | 1
1PH81631DG030DA1 | SIMOTICS M COMPACT ASYNCHRONOUS MOTOR 2000RPM, 36KW, 172NM, 83A, 324V 2300RPM, 38KW, 158NM, 78A, 370V 2650RPM, 40KW, 144NM, 76A, 390V FORCED VENTILATION; DIRECTION OF AIR FLOW DE --> NDE; DEGREE OF PROTECTION IP55 INCREMENTAL ENCODER 22 BIT WITH COMMUTATING POSITION (ENCODER IC22DQ) WITH DRIVE-CLIQ INTERFACE DESIGN IM B35 (IM V15, IM V35) PLAIN SHAFT WITHOUT FITTED KEY; BEARING: STANDARD WITH FIXED BEARING, VIBRATION SEVERITY GRADE SR/A; SHAFT AND FLANGE ACCURACY: R TERMINAL BOX (ABOVE) CABLE ENTRY ON THE RIGHT SIGNAL CONNECTION D-END | 8086 | TEM | 1 | MC | 196 | 1
1PH81631DG030LC1 | SIMOTICS M COMPACT ASYNCHRONOUS MOTOR 2000RPM, 36KW, 172NM, 83A, 324V 2300RPM, 38KW, 158NM, 78A, 370V 2650RPM, 40KW, 144NM, 76A, 390V FORCED VENTILATION; DIRECTION OF AIR FLOW DE --> NDE; DEGREE OF PROTECTION IP55 INCREMENTAL ENCODER 22 BIT WITH COMMUTATING POSITION (ENCODER IC22DQ) WITH DRIVE-CLIQ INTERFACE DESIGN IM B35 (IM V15, IM V35) PLAIN SHAFT WITHOUT FITTED KEY; BEARING: PERFORMANCE, VIBRATION SEVERITY GRADE SPECIAL/B; SHAFT A. FLANGE ACCURACY GR. SPECIAL TERMINAL BOX (ABOVE) CABLE ENTRY ON THE ND-END SIGNAL CONNECTION LEFT | 8457 | TEM | 1 | MC | 196 | 1
1PH81631DG031BA1 | SIMOTICS M COMPACT ASYNCHRONOUS MOTOR 2000RPM, 36KW, 172NM, 83A, 324V 2300RPM, 38KW, 158NM, 78A, 370V 2650RPM, 40KW, 144NM, 76A, 390V FORCED VENTILATION; DIRECTION OF AIR FLOW DE --> NDE; DEGREE OF PROTECTION IP55 INCREMENTAL ENCODER 22 BIT WITH COMMUTATING POSITION (ENCODER IC22DQ) WITH DRIVE-CLIQ INTERFACE DESIGN IM B35 (IM V15, IM V35) SHAFT WITH FITTED KEY FULL-KEY BALANCING BEARING: STANDARD WITH FIXED BEARING, VIBRATION SEVERITY GRADE R/A; SHAFT AND FLANGE ACCURACY: R TERMINAL BOX (ABOVE) CABLE ENTRY ON THE RIGHT SIGNAL CONNECTION D-END | 7994 | TEM | 1 | MC | 196 | 1
1PH81631DG031BC1 | SIMOTICS M COMPACT ASYNCHRONOUS MOTOR 2000RPM, 36KW, 172NM, 83A, 324V 2300RPM, 38KW, 158NM, 78A, 370V 2650RPM, 40KW, 144NM, 76A, 390V FORCED VENTILATION; DIRECTION OF AIR FLOW DE --> NDE; DEGREE OF PROTECTION IP55 INCREMENTAL ENCODER 22 BIT WITH COMMUTATING POSITION (ENCODER IC22DQ) WITH DRIVE-CLIQ INTERFACE DESIGN IM B35 (IM V15, IM V35) SHAFT WITH FITTED KEY FULL-KEY BALANCING BEARING: STANDARD WITH FIXED BEARING, VIBRATION SEVERITY GRADE R/A; SHAFT AND FLANGE ACCURACY: R TERMINAL BOX (ABOVE) CABLE ENTRY ON THE ND-END SIGNAL CONNECTION LEFT | 7994 | TEM | 1 | MC | 196 | 1
1PH81631DG032BA1 | SIMOTICS M COMPACT ASYNCHRONOUS MOTOR 2000RPM, 36KW, 172NM, 83A, 324V 2300RPM, 38KW, 158NM, 78A, 370V 2650RPM, 40KW, 144NM, 76A, 390V FORCED VENTILATION; DIRECTION OF AIR FLOW DE --> NDE; DEGREE OF PROTECTION IP55 INCREMENTAL ENCODER 22 BIT WITH COMMUTATING POSITION (ENCODER IC22DQ) WITH DRIVE-CLIQ INTERFACE DESIGN IM B35 (IM V15, IM V35) SHAFT WITH FITTED KEY HALF-KEY BALANCING BEARING: STANDARD WITH FIXED BEARING, VIBRATION SEVERITY GRADE R/A; SHAFT AND FLANGE ACCURACY: R TERMINAL BOX (ABOVE) CABLE ENTRY ON THE RIGHT SIGNAL CONNECTION D-END | 7994 | TEM | 1 | MC | 196 | 1
1PH81631DG100LA1 | SIMOTICS M COMPACT ASYNCHRONOUS MOTOR 2000RPM, 36KW,172NM, 83A, 324V 2300RPM, 38KW,158NM, 78A, 370V 2650RPM, 40KW,144NM, 76A, 390V FORCED VENTILATION; DIRECTION OF AIR FLOW NDE --> DE; DEGREE OF PROTECTION IP55 INCREMENTAL ENCODER 22 BIT WITH COMMUTATING POSITION (ENCODER IC22DQ) WITH DRIVE-CLIQ INTERFACE DESIGN IM B3 (IM V5, IM V6) PLAIN SHAFT WITHOUT FITTED KEY; BEARING: PERFORMANCE, VIBRATION SEVERITY GRADE SPECIAL/B; SHAFT A. FLANGE ACCURACY GR. SPECIAL TERMINAL BOX (ABOVE) CABLE ENTRY ON THE RIGHT SIGNAL CONNECTION D-END | 7807 | TEM | 1 | MC | 196 | 1
1PH81631DG101BA1 | SIMOTICS M COMPACT ASYNCHRONOUS MOTOR 2000RPM, 36KW,172NM, 83A, 324V 2300RPM, 38KW,158NM, 78A, 370V 2650RPM, 40KW,144NM, 76A, 390V FORCED VENTILATION; DIRECTION OF AIR FLOW NDE --> DE; DEGREE OF PROTECTION IP55 INCREMENTAL ENCODER 22 BIT WITH COMMUTATING POSITION (ENCODER IC22DQ) WITH DRIVE-CLIQ INTERFACE DESIGN IM B3 (IM V5, IM V6) SHAFT WITH FITTED KEY FULL-KEY BALANCING BEARING: STANDARD WITH FIXED BEARING, VIBRATION SEVERITY GRADE R/A; SHAFT AND FLANGE ACCURACY: R TERMINAL BOX (ABOVE) CABLE ENTRY ON THE RIGHT SIGNAL CONNECTION D-END | 7344 | TEM | 1 | MC | 196 | 1
1PH81631DG101BB1 | SIMOTICS M COMPACT ASYNCHRONOUS MOTOR 2000RPM, 36KW,172NM, 83A, 324V 2300RPM, 38KW,158NM, 78A, 370V 2650RPM, 40KW,144NM, 76A, 390V FORCED VENTILATION; DIRECTION OF AIR FLOW NDE --> DE; DEGREE OF PROTECTION IP55 INCREMENTAL ENCODER 22 BIT WITH COMMUTATING POSITION (ENCODER IC22DQ) WITH DRIVE-CLIQ INTERFACE DESIGN IM B3 (IM V5, IM V6) SHAFT WITH FITTED KEY FULL-KEY BALANCING BEARING: STANDARD WITH FIXED BEARING, VIBRATION SEVERITY GRADE R/A; SHAFT AND FLANGE ACCURACY: R TERMINAL BOX (ABOVE) CABLE ENTRY ON THE LEFT SIGNAL CONNECTION D-END | 7344 | TEM | 1 | MC | 196 | 1
1PH81631DG102BA1 | SIMOTICS M COMPACT ASYNCHRONOUS MOTOR 2000RPM, 36KW,172NM, 83A, 324V 2300RPM, 38KW,158NM, 78A, 370V 2650RPM, 40KW,144NM, 76A, 390V FORCED VENTILATION; DIRECTION OF AIR FLOW NDE --> DE; DEGREE OF PROTECTION IP55 INCREMENTAL ENCODER 22 BIT WITH COMMUTATING POSITION (ENCODER IC22DQ) WITH DRIVE-CLIQ INTERFACE DESIGN IM B3 (IM V5, IM V6) SHAFT WITH FITTED KEY HALF-KEY BALANCING BEARING: STANDARD WITH FIXED BEARING, VIBRATION SEVERITY GRADE R/A; SHAFT AND FLANGE ACCURACY: R TERMINAL BOX (ABOVE) CABLE ENTRY ON THE RIGHT SIGNAL CONNECTION D-END | 7344 | TEM | 1 | MC | 196 | 1
1PH81631DG121BA1 | SIMOTICS M COMPACT ASYNCHRONOUS MOTOR 2000RPM, 36KW,172NM, 83A, 324V 2300RPM, 38KW,158NM, 78A, 370V 2650RPM, 40KW,144NM, 76A, 390V FORCED VENTILATION; DIRECTION OF AIR FLOW NDE --> DE; DEGREE OF PROTECTION IP55 INCREMENTAL ENCODER 22 BIT WITH COMMUTATING POSITION (ENCODER IC22DQ) WITH DRIVE-CLIQ INTERFACE DESIGN IM B5 (IMV 1,IM V3) SHAFT WITH FITTED KEY FULL-KEY BALANCING BEARING: STANDARD WITH FIXED BEARING, VIBRATION SEVERITY GRADE R/A; SHAFT AND FLANGE ACCURACY: R TERMINAL BOX (ABOVE) CABLE ENTRY ON THE RIGHT SIGNAL CONNECTION D-END | 7994 | TEM | 1 | MC | 196 | 1
1PH81631DG122BA1 | SIMOTICS M COMPACT ASYNCHRONOUS MOTOR 2000RPM, 36KW,172NM, 83A, 324V 2300RPM, 38KW,158NM, 78A, 370V 2650RPM, 40KW,144NM, 76A, 390V FORCED VENTILATION; DIRECTION OF AIR FLOW NDE --> DE; DEGREE OF PROTECTION IP55 INCREMENTAL ENCODER 22 BIT WITH COMMUTATING POSITION (ENCODER IC22DQ) WITH DRIVE-CLIQ INTERFACE DESIGN IM B5 (IMV 1,IM V3) SHAFT WITH FITTED KEY HALF-KEY BALANCING BEARING: STANDARD WITH FIXED BEARING, VIBRATION SEVERITY GRADE R/A; SHAFT AND FLANGE ACCURACY: R TERMINAL BOX (ABOVE) CABLE ENTRY ON THE RIGHT SIGNAL CONNECTION D-END | 7994 | TEM | 1 | MC | 196 | 1
1PH81631DG130BC1 | SIMOTICS M COMPACT ASYNCHRONOUS MOTOR 2000RPM, 36KW,172NM, 83A, 324V 2300RPM, 38KW,158NM, 78A, 370V 2650RPM, 40KW,144NM, 76A, 390V FORCED VENTILATION; DIRECTION OF AIR FLOW NDE --> DE; DEGREE OF PROTECTION IP55 INCREMENTAL ENCODER 22 BIT WITH COMMUTATING POSITION (ENCODER IC22DQ) WITH DRIVE-CLIQ INTERFACE DESIGN IM B35 (IM V15, IM V35) PLAIN SHAFT WITHOUT FITTED KEY; BEARING: STANDARD WITH FIXED BEARING, VIBRATION SEVERITY GRADE R/A; SHAFT AND FLANGE ACCURACY: R TERMINAL BOX (ABOVE) CABLE ENTRY ON THE ND-END SIGNAL CONNECTION LEFT | 7799 | TEM | 1 | MC | 196 | 1
1PH81631DG132BA1 | SIMOTICS M COMPACT ASYNCHRONOUS MOTOR 2000RPM, 36KW,172NM, 83A, 324V 2300RPM, 38KW,158NM, 78A, 370V 2650RPM, 40KW,144NM, 76A, 390V FORCED VENTILATION; DIRECTION OF AIR FLOW NDE --> DE; DEGREE OF PROTECTION IP55 INCREMENTAL ENCODER 22 BIT WITH COMMUTATING POSITION (ENCODER IC22DQ) WITH DRIVE-CLIQ INTERFACE DESIGN IM B35 (IM V15, IM V35) SHAFT WITH FITTED KEY HALF-KEY BALANCING BEARING: STANDARD WITH FIXED BEARING, VIBRATION SEVERITY GRADE R/A; SHAFT AND FLANGE ACCURACY: R TERMINAL BOX (ABOVE) CABLE ENTRY ON THE RIGHT SIGNAL CONNECTION D-END | 7994 | TEM | 1 | MC | 196 | 1
1PH81631DG132BB1 | SIMOTICS M COMPACT ASYNCHRONOUS MOTOR 2000RPM, 36KW,172NM, 83A, 324V 2300RPM, 38KW,158NM, 78A, 370V 2650RPM, 40KW,144NM, 76A, 390V FORCED VENTILATION; DIRECTION OF AIR FLOW NDE --> DE; DEGREE OF PROTECTION IP55 INCREMENTAL ENCODER 22 BIT WITH COMMUTATING POSITION (ENCODER IC22DQ) WITH DRIVE-CLIQ INTERFACE DESIGN IM B35 (IM V15, IM V35) SHAFT WITH FITTED KEY HALF-KEY BALANCING BEARING: STANDARD WITH FIXED BEARING, VIBRATION SEVERITY GRADE R/A; SHAFT AND FLANGE ACCURACY: R TERMINAL BOX (ABOVE) CABLE ENTRY ON THE LEFT SIGNAL CONNECTION D-END | 7994 | TEM | 1 | MC | 196 | 1
1PH81631DG200DA1 | SIMOTICS M COMPACT ASYNCHRONOUS MOTOR 2000RPM, 42KW, 201NM, 93A, 335V 2300RPM, 48KW, 199NM, 93A, 382V 2650RPM, 55KW, 198NM, 90A, 450V WATER COOLING DEGREE OF PROTECTION IP65 INCREMENTAL ENCODER 22 BIT WITH COMMUTATING POSITION (ENCODER IC22DQ) WITH DRIVE-CLIQ INTERFACE DESIGN IM B3 (IM V5, IM V6) PLAIN SHAFT WITHOUT FITTED KEY; BEARING: STANDARD WITH FIXED BEARING, VIBRATION SEVERITY GRADE SR/A; SHAFT AND FLANGE ACCURACY: R TERMINAL BOX (ABOVE) CABLE ENTRY ON THE RIGHT SIGNAL CONNECTION D-END | 8852 | TEM | 1 | MC | 229 | 1
1PH81631DG201LA1 | SIMOTICS M COMPACT ASYNCHRONOUS MOTOR 2000RPM, 42KW, 201NM, 93A, 335V 2300RPM, 48KW, 199NM, 93A, 382V 2650RPM, 55KW, 198NM, 90A, 450V WATER COOLING DEGREE OF PROTECTION IP65 INCREMENTAL ENCODER 22 BIT WITH COMMUTATING POSITION (ENCODER IC22DQ) WITH DRIVE-CLIQ INTERFACE DESIGN IM B3 (IM V5, IM V6) SHAFT WITH FITTED KEY FULL-KEY BALANCING BEARING: PERFORMANCE, VIBRATION SEVERITY GRADE SPECIAL/B; SHAFT A. FLANGE ACCURACY GR. SPECIAL TERMINAL BOX (ABOVE) CABLE ENTRY ON THE RIGHT SIGNAL CONNECTION D-END | 9418 | TEM | 1 | MC | 229 | 1
1PH81631DG202BA1 | SIMOTICS M COMPACT ASYNCHRONOUS MOTOR 2000RPM, 42KW, 201NM, 93A, 335V 2300RPM, 48KW, 199NM, 93A, 382V 2650RPM, 55KW, 198NM, 90A, 450V WATER COOLING DEGREE OF PROTECTION IP65 INCREMENTAL ENCODER 22 BIT WITH COMMUTATING POSITION (ENCODER IC22DQ) WITH DRIVE-CLIQ INTERFACE DESIGN IM B3 (IM V5, IM V6) SHAFT WITH FITTED KEY HALF-KEY BALANCING BEARING: STANDARD WITH FIXED BEARING, VIBRATION SEVERITY GRADE R/A; SHAFT AND FLANGE ACCURACY: R TERMINAL BOX (ABOVE) CABLE ENTRY ON THE RIGHT SIGNAL CONNECTION D-END | 8760 | TEM | 1 | MC | 229 | 1
1PH81631DG230LB1 | SIMOTICS M COMPACT ASYNCHRONOUS MOTOR 2000RPM, 42KW, 201NM, 93A, 335V 2300RPM, 48KW, 199NM, 93A, 382V 2650RPM, 55KW, 198NM, 90A, 450V WATER COOLING DEGREE OF PROTECTION IP65 INCREMENTAL ENCODER 22 BIT WITH COMMUTATING POSITION (ENCODER IC22DQ) WITH DRIVE-CLIQ INTERFACE DESIGN IM B35 (IM V15, IM V35) PLAIN SHAFT WITHOUT FITTED KEY; BEARING: PERFORMANCE, VIBRATION SEVERITY GRADE SPECIAL/B; SHAFT A. FLANGE ACCURACY GR. SPECIAL TERMINAL BOX (ABOVE) CABLE ENTRY ON THE LEFT SIGNAL CONNECTION D-END | 9873 | TEM | 1 | MC | 229 | 1
1PH81631DG231CC1 | SIMOTICS M COMPACT ASYNCHRONOUS MOTOR 2000RPM, 42KW, 201NM, 93A, 335V 2300RPM, 48KW, 199NM, 93A, 382V 2650RPM, 55KW, 198NM, 90A, 450V WATER COOLING DEGREE OF PROTECTION IP65 INCREMENTAL ENCODER 22 BIT WITH COMMUTATING POSITION (ENCODER IC22DQ) WITH DRIVE-CLIQ INTERFACE DESIGN IM B35 (IM V15, IM V35) SHAFT WITH FITTED KEY FULL-KEY BALANCING BEARING: STANDARD WITH FIXED BEARING, VIBRATION SEVERITY GRADE S/A; SHAFT AND FLANGE ACCURACY: R TERMINAL BOX (ABOVE) CABLE ENTRY ON THE ND-END SIGNAL CONNECTION LEFT | 9605 | TEM | 1 | MC | 229 | 1
1PH81631DG231DA1 | SIMOTICS M COMPACT ASYNCHRONOUS MOTOR 2000RPM, 42KW, 201NM, 93A, 335V 2300RPM, 48KW, 199NM, 93A, 382V 2650RPM, 55KW, 198NM, 90A, 450V WATER COOLING DEGREE OF PROTECTION IP65 INCREMENTAL ENCODER 22 BIT WITH COMMUTATING POSITION (ENCODER IC22DQ) WITH DRIVE-CLIQ INTERFACE DESIGN IM B35 (IM V15, IM V35) SHAFT WITH FITTED KEY FULL-KEY BALANCING BEARING: STANDARD WITH FIXED BEARING, VIBRATION SEVERITY GRADE SR/A; SHAFT AND FLANGE ACCURACY: R TERMINAL BOX (ABOVE) CABLE ENTRY ON THE RIGHT SIGNAL CONNECTION D-END | 9697 | TEM | 1 | MC | 229 | 1
1PH81631DG232BA1 | SIMOTICS M COMPACT ASYNCHRONOUS MOTOR 2000RPM, 42KW, 201NM, 93A, 335V 2300RPM, 48KW, 199NM, 93A, 382V 2650RPM, 55KW, 198NM, 90A, 450V WATER COOLING DEGREE OF PROTECTION IP65 INCREMENTAL ENCODER 22 BIT WITH COMMUTATING POSITION (ENCODER IC22DQ) WITH DRIVE-CLIQ INTERFACE DESIGN IM B35 (IM V15, IM V35) SHAFT WITH FITTED KEY HALF-KEY BALANCING BEARING: STANDARD WITH FIXED BEARING, VIBRATION SEVERITY GRADE R/A; SHAFT AND FLANGE ACCURACY: R TERMINAL BOX (ABOVE) CABLE ENTRY ON THE RIGHT SIGNAL CONNECTION D-END | 9410 | TEM | 1 | MC | 229 | 1
1PH81631ED001BA1 | SIMOTICS M COMPACT ASYNCHRONOUS MOTOR 1000RPM, 22KW,210NM, 55A, 300V 1150RPM, 25KW,208NM, 55A, 343V 1350RPM, 28KW, 198NM, 52A, 400V FORCED VENTILATION; DIRECTION OF AIR FLOW DE --> NDE; DEGREE OF PROTECTION IP55 ABSOLUTE ENCODER ENDAT 2048 S/R (ENCODER AM2048S/R) DESIGN IM B3 (IM V5, IM V6) SHAFT WITH FITTED KEY FULL-KEY BALANCING BEARING: STANDARD WITH FIXED BEARING, VIBRATION SEVERITY GRADE R/A; SHAFT AND FLANGE ACCURACY: R TERMINAL BOX (ABOVE) CABLE ENTRY ON THE RIGHT SIGNAL CONNECTION D-END | 7561 | TEM | 1 | MC | 196 | 1
1PH81631ED002DA1 | SIMOTICS M COMPACT ASYNCHRONOUS MOTOR 1000RPM, 22KW,210NM, 55A, 300V 1150RPM, 25KW,208NM, 55A, 343V 1350RPM, 28KW, 198NM, 52A, 400V FORCED VENTILATION; DIRECTION OF AIR FLOW DE --> NDE; DEGREE OF PROTECTION IP55 ABSOLUTE ENCODER ENDAT 2048 S/R (ENCODER AM2048S/R) DESIGN IM B3 (IM V5, IM V6) SHAFT WITH FITTED KEY HALF-KEY BALANCING BEARING: STANDARD WITH FIXED BEARING, VIBRATION SEVERITY GRADE SR/A; SHAFT AND FLANGE ACCURACY: R TERMINAL BOX (ABOVE) CABLE ENTRY ON THE RIGHT SIGNAL CONNECTION D-END | 7848 | TEM | 1 | MC | 196 | 1
1PH81631ED132BA1 | SIMOTICS M COMPACT ASYNCHRONOUS MOTOR 1000RPM, 22KW, 210NM, 55A, 300V 1150RPM, 25KW, 208NM, 55A, 343V 1350RPM, 28 KW,198NM,52A, 400V FORCED VENTILATION; DIRECTION OF AIR FLOW NDE --> DE; DEGREE OF PROTECTION IP55 ABSOLUTE ENCODER ENDAT 2048 S/R (ENCODER AM2048S/R) DESIGN IM B35 (IM V15, IM V35) SHAFT WITH FITTED KEY HALF-KEY BALANCING BEARING: STANDARD WITH FIXED BEARING, VIBRATION SEVERITY GRADE R/A; SHAFT AND FLANGE ACCURACY: R TERMINAL BOX (ABOVE) CABLE ENTRY ON THE RIGHT SIGNAL CONNECTION D-END | 8211 | TEM | 1 | MC | 196 | 1
1PH81631EF020DA1 | SIMOTICS M COMPACT ASYNCHRONOUS MOTOR 1500RPM, 30KW, 191NM, 71A, 319V 1750RPM, 34KW, 186NM, 70A, 366V 2000RPM, 37KW, 177NM, 68A, 416V FORCED VENTILATION; DIRECTION OF AIR FLOW DE --> NDE; DEGREE OF PROTECTION IP55 ABSOLUTE ENCODER ENDAT 2048 S/R (ENCODER AM2048S/R) DESIGN IM B5 (IMV 1,IM V3) PLAIN SHAFT WITHOUT FITTED KEY; BEARING: STANDARD WITH FIXED BEARING, VIBRATION SEVERITY GRADE SR/A; SHAFT AND FLANGE ACCURACY: R TERMINAL BOX (ABOVE) CABLE ENTRY ON THE RIGHT SIGNAL CONNECTION D-END | 8303 | TEM | 1 | MC | 196 | 1
1PH81631EF100BC1 | SIMOTICS M COMPACT ASYNCHRONOUS MOTOR 1500RPM, 30KW,191NM, 71A, 319V 1750RPM, 34KW,186NM, 70A, 366V 2000RPM, 37KW,177NM, 68A, 416V FORCED VENTILATION; DIRECTION OF AIR FLOW NDE --> DE; DEGREE OF PROTECTION IP55 ABSOLUTE ENCODER ENDAT 2048 S/R (ENCODER AM2048S/R) DESIGN IM B3 (IM V5, IM V6) PLAIN SHAFT WITHOUT FITTED KEY; BEARING: STANDARD WITH FIXED BEARING, VIBRATION SEVERITY GRADE R/A; SHAFT AND FLANGE ACCURACY: R TERMINAL BOX (ABOVE) CABLE ENTRY ON THE ND-END SIGNAL CONNECTION LEFT | 7366 | TEM | 1 | MC | 196 | 1
1PH81631EG030CA1 | SIMOTICS M COMPACT ASYNCHRONOUS MOTOR 2000RPM, 36KW, 172NM, 83A, 324V 2300RPM, 38KW, 158NM, 78A, 370V 2650RPM, 40KW, 144NM, 76A, 390V FORCED VENTILATION; DIRECTION OF AIR FLOW DE --> NDE; DEGREE OF PROTECTION IP55 ABSOLUTE ENCODER ENDAT 2048 S/R (ENCODER AM2048S/R) DESIGN IM B35 (IM V15, IM V35) PLAIN SHAFT WITHOUT FITTED KEY; BEARING: STANDARD WITH FIXED BEARING, VIBRATION SEVERITY GRADE S/A; SHAFT AND FLANGE ACCURACY: R TERMINAL BOX (ABOVE) CABLE ENTRY ON THE RIGHT SIGNAL CONNECTION D-END | 8211 | TEM | 1 | MC | 196 | 1
1PH81631FB000DA1 | SIMOTICS M COMPACT ASYNCHRONOUS MOTOR 400RPM, 9,5KW, 227NM, 30A, 260V 500RPM, 12KW, 229NM, 30A, 325V 600RPM, 14,5KW,231NM, 30A, 370V FORCED VENTILATION; DIRECTION OF AIR FLOW DE --> NDE; DEGREE OF PROTECTION IP55 ABSOLUTE ENCODER 22 BIT SINGLETURN AND 12 BIT MULTITURN (ENCODER AM22DQ) WITH DRIVE-CLIQ INTERFACE DESIGN IM B3 (IM V5, IM V6) PLAIN SHAFT WITHOUT FITTED KEY; BEARING: STANDARD WITH FIXED BEARING, VIBRATION SEVERITY GRADE SR/A; SHAFT AND FLANGE ACCURACY: R TERMINAL BOX (ABOVE) CABLE ENTRY ON THE RIGHT SIGNAL CONNECTION D-END | 8346 | TEM | 1 | MC | 196 | 1
1PH81631FB002BA1 | SIMOTICS M COMPACT ASYNCHRONOUS MOTOR 400RPM, 9,5KW, 227NM, 30A, 260V 500RPM, 12KW, 229NM, 30A, 325V 600RPM, 14,5KW,231NM, 30A, 370V FORCED VENTILATION; DIRECTION OF AIR FLOW DE --> NDE; DEGREE OF PROTECTION IP55 ABSOLUTE ENCODER 22 BIT SINGLETURN AND 12 BIT MULTITURN (ENCODER AM22DQ) WITH DRIVE-CLIQ INTERFACE DESIGN IM B3 (IM V5, IM V6) SHAFT WITH FITTED KEY HALF-KEY BALANCING BEARING: STANDARD WITH FIXED BEARING, VIBRATION SEVERITY GRADE R/A; SHAFT AND FLANGE ACCURACY: R TERMINAL BOX (ABOVE) CABLE ENTRY ON THE RIGHT SIGNAL CONNECTION D-END | 8254 | TEM | 1 | MC | 196 | 1
1PH81631FB102BA1 | SIMOTICS M COMPACT ASYNCHRONOUS MOTOR 400RPM, 9,5KW, 227NM, 30A, 260V 500RPM, 12KW, 229NM, 30A, 325V 600RPM, 14,5KW,231NM, 30A, 370V FORCED VENTILATION; DIRECTION OF AIR FLOW NDE --> DE; DEGREE OF PROTECTION IP55 ABSOLUTE ENCODER 22 BIT SINGLETURN AND 12 BIT MULTITURN (ENCODER AM22DQ) WITH DRIVE-CLIQ INTERFACE DESIGN IM B3 (IM V5, IM V6) SHAFT WITH FITTED KEY HALF-KEY BALANCING BEARING: STANDARD WITH FIXED BEARING, VIBRATION SEVERITY GRADE R/A; SHAFT AND FLANGE ACCURACY: R TERMINAL BOX (ABOVE) CABLE ENTRY ON THE RIGHT SIGNAL CONNECTION D-END | 8254 | TEM | 1 | MC | 196 | 1
1PH81631FD000DA1 | SIMOTICS M COMPACT ASYNCHRONOUS MOTOR 1000RPM, 22KW,210NM, 55A, 300V 1150RPM, 25KW,208NM, 55A, 343V 1350RPM, 28KW, 198NM, 52A, 400V FORCED VENTILATION; DIRECTION OF AIR FLOW DE --> NDE; DEGREE OF PROTECTION IP55 ABSOLUTE ENCODER 22 BIT SINGLETURN AND 12 BIT MULTITURN (ENCODER AM22DQ) WITH DRIVE-CLIQ INTERFACE DESIGN IM B3 (IM V5, IM V6) PLAIN SHAFT WITHOUT FITTED KEY; BEARING: STANDARD WITH FIXED BEARING, VIBRATION SEVERITY GRADE SR/A; SHAFT AND FLANGE ACCURACY: R TERMINAL BOX (ABOVE) CABLE ENTRY ON THE RIGHT SIGNAL CONNECTION D-END | 8346 | TEM | 1 | MC | 196 | 1
1PH81631FD001BA1 | SIMOTICS M COMPACT ASYNCHRONOUS MOTOR 1000RPM, 22KW,210NM, 55A, 300V 1150RPM, 25KW,208NM, 55A, 343V 1350RPM, 28KW, 198NM, 52A, 400V FORCED VENTILATION; DIRECTION OF AIR FLOW DE --> NDE; DEGREE OF PROTECTION IP55 ABSOLUTE ENCODER 22 BIT SINGLETURN AND 12 BIT MULTITURN (ENCODER AM22DQ) WITH DRIVE-CLIQ INTERFACE DESIGN IM B3 (IM V5, IM V6) SHAFT WITH FITTED KEY FULL-KEY BALANCING BEARING: STANDARD WITH FIXED BEARING, VIBRATION SEVERITY GRADE R/A; SHAFT AND FLANGE ACCURACY: R TERMINAL BOX (ABOVE) CABLE ENTRY ON THE RIGHT SIGNAL CONNECTION D-END | 8254 | TEM | 1 | MC | 196 | 1
1PH81631FD002BA1 | SIMOTICS M COMPACT ASYNCHRONOUS MOTOR 1000RPM, 22KW,210NM, 55A, 300V 1150RPM, 25KW,208NM, 55A, 343V 1350RPM, 28KW, 198NM, 52A, 400V FORCED VENTILATION; DIRECTION OF AIR FLOW DE --> NDE; DEGREE OF PROTECTION IP55 ABSOLUTE ENCODER 22 BIT SINGLETURN AND 12 BIT MULTITURN (ENCODER AM22DQ) WITH DRIVE-CLIQ INTERFACE DESIGN IM B3 (IM V5, IM V6) SHAFT WITH FITTED KEY HALF-KEY BALANCING BEARING: STANDARD WITH FIXED BEARING, VIBRATION SEVERITY GRADE R/A; SHAFT AND FLANGE ACCURACY: R TERMINAL BOX (ABOVE) CABLE ENTRY ON THE RIGHT SIGNAL CONNECTION D-END | 8254 | TEM | 1 | MC | 196 | 1
1PH81631FD021BA1 | SIMOTICS M COMPACT ASYNCHRONOUS MOTOR 1000RPM, 22KW,210NM, 55A, 300V 1150RPM, 25KW,208NM, 55A, 343V 1350RPM, 28KW, 198NM, 52A, 400V FORCED VENTILATION; DIRECTION OF AIR FLOW DE --> NDE; DEGREE OF PROTECTION IP55 ABSOLUTE ENCODER 22 BIT SINGLETURN AND 12 BIT MULTITURN (ENCODER AM22DQ) WITH DRIVE-CLIQ INTERFACE DESIGN IM B5 (IMV 1,IM V3) SHAFT WITH FITTED KEY FULL-KEY BALANCING BEARING: STANDARD WITH FIXED BEARING, VIBRATION SEVERITY GRADE R/A; SHAFT AND FLANGE ACCURACY: R TERMINAL BOX (ABOVE) CABLE ENTRY ON THE RIGHT SIGNAL CONNECTION D-END | 8905 | TEM | 1 | MC | 196 | 1
1PH81631FD021QA1 | SIMOTICS M COMPACT ASYNCHRONOUS MOTOR 1000RPM, 22KW,210NM, 55A, 300V 1150RPM, 25KW,208NM, 55A, 343V 1350RPM, 28KW, 198NM, 52A, 400V FORCED VENTILATION; DIRECTION OF AIR FLOW DE --> NDE; DEGREE OF PROTECTION IP55 ABSOLUTE ENCODER 22 BIT SINGLETURN AND 12 BIT MULTITURN (ENCODER AM22DQ) WITH DRIVE-CLIQ INTERFACE DESIGN IM B5 (IMV 1,IM V3) SHAFT WITH FITTED KEY FULL-KEY BALANCING BEARING: ADVANCED LIFETIME VIBRATION SEVERITY S/A SHAFT A. FLANGE ACCURACY GR. R TERMINAL BOX (ABOVE) CABLE ENTRY ON THE RIGHT SIGNAL CONNECTION D-END | 9430 | TEM | 1 | MC | 196 | 1
1PH81631FD022BA1 | SIMOTICS M COMPACT ASYNCHRONOUS MOTOR 1000RPM, 22KW,210NM, 55A, 300V 1150RPM, 25KW,208NM, 55A, 343V 1350RPM, 28KW, 198NM, 52A, 400V FORCED VENTILATION; DIRECTION OF AIR FLOW DE --> NDE; DEGREE OF PROTECTION IP55 ABSOLUTE ENCODER 22 BIT SINGLETURN AND 12 BIT MULTITURN (ENCODER AM22DQ) WITH DRIVE-CLIQ INTERFACE DESIGN IM B5 (IMV 1,IM V3) SHAFT WITH FITTED KEY HALF-KEY BALANCING BEARING: STANDARD WITH FIXED BEARING, VIBRATION SEVERITY GRADE R/A; SHAFT AND FLANGE ACCURACY: R TERMINAL BOX (ABOVE) CABLE ENTRY ON THE RIGHT SIGNAL CONNECTION D-END | 8905 | TEM | 1 | MC | 196 | 1
1PH81631FD030BA1 | SIMOTICS M COMPACT ASYNCHRONOUS MOTOR 1000RPM, 22KW,210NM, 55A, 300V 1150RPM, 25KW,208NM, 55A, 343V 1350RPM, 28KW, 198NM, 52A, 400V FORCED VENTILATION; DIRECTION OF AIR FLOW DE --> NDE; DEGREE OF PROTECTION IP55 ABSOLUTE ENCODER 22 BIT SINGLETURN AND 12 BIT MULTITURN (ENCODER AM22DQ) WITH DRIVE-CLIQ INTERFACE DESIGN IM B35 (IM V15, IM V35) PLAIN SHAFT WITHOUT FITTED KEY; BEARING: STANDARD WITH FIXED BEARING, VIBRATION SEVERITY GRADE R/A; SHAFT AND FLANGE ACCURACY: R TERMINAL BOX (ABOVE) CABLE ENTRY ON THE RIGHT SIGNAL CONNECTION D-END | 8710 | TEM | 1 | MC | 196 | 1
1PH81631FD031DC1 | SIMOTICS M COMPACT ASYNCHRONOUS MOTOR 1000RPM, 22KW,210NM, 55A, 300V 1150RPM, 25KW,208NM, 55A, 343V 1350RPM, 28KW, 198NM, 52A, 400V FORCED VENTILATION; DIRECTION OF AIR FLOW DE --> NDE; DEGREE OF PROTECTION IP55 ABSOLUTE ENCODER 22 BIT SINGLETURN AND 12 BIT MULTITURN (ENCODER AM22DQ) WITH DRIVE-CLIQ INTERFACE DESIGN IM B35 (IM V15, IM V35) SHAFT WITH FITTED KEY FULL-KEY BALANCING BEARING: STANDARD WITH FIXED BEARING, VIBRATION SEVERITY GRADE SR/A; SHAFT AND FLANGE ACCURACY: R TERMINAL BOX (ABOVE) CABLE ENTRY ON THE ND-END SIGNAL CONNECTION LEFT | 9192 | TEM | 1 | MC | 196 | 1
1PH81631FD101BC1 | SIMOTICS M COMPACT ASYNCHRONOUS MOTOR 1000RPM, 22KW, 210NM, 55A, 300V 1150RPM, 25KW, 208NM, 55A, 343V 1350RPM, 28 KW,198NM,52A, 400V FORCED VENTILATION; DIRECTION OF AIR FLOW NDE --> DE; DEGREE OF PROTECTION IP55 ABSOLUTE ENCODER 22 BIT SINGLETURN AND 12 BIT MULTITURN (ENCODER AM22DQ) WITH DRIVE-CLIQ INTERFACE DESIGN IM B3 (IM V5, IM V6) SHAFT WITH FITTED KEY FULL-KEY BALANCING BEARING: STANDARD WITH FIXED BEARING, VIBRATION SEVERITY GRADE R/A; SHAFT AND FLANGE ACCURACY: R TERMINAL BOX (ABOVE) CABLE ENTRY ON THE ND-END SIGNAL CONNECTION LEFT | 8254 | TEM | 1 | MC | 196 | 1
1PH81631FD121BA1 | SIMOTICS M COMPACT ASYNCHRONOUS MOTOR 1000RPM, 22KW, 210NM, 55A, 300V 1150RPM, 25KW, 208NM, 55A, 343V 1350RPM, 28 KW,198NM,52A, 400V FORCED VENTILATION; DIRECTION OF AIR FLOW NDE --> DE; DEGREE OF PROTECTION IP55 ABSOLUTE ENCODER 22 BIT SINGLETURN AND 12 BIT MULTITURN (ENCODER AM22DQ) WITH DRIVE-CLIQ INTERFACE DESIGN IM B5 (IMV 1,IM V3) SHAFT WITH FITTED KEY FULL-KEY BALANCING BEARING: STANDARD WITH FIXED BEARING, VIBRATION SEVERITY GRADE R/A; SHAFT AND FLANGE ACCURACY: R TERMINAL BOX (ABOVE) CABLE ENTRY ON THE RIGHT SIGNAL CONNECTION D-END | 8905 | TEM | 1 | MC | 196 | 1
1PH81631FD121BB1 | SIMOTICS M COMPACT ASYNCHRONOUS MOTOR 1000RPM, 22KW, 210NM, 55A, 300V 1150RPM, 25KW, 208NM, 55A, 343V 1350RPM, 28 KW,198NM,52A, 400V FORCED VENTILATION; DIRECTION OF AIR FLOW NDE --> DE; DEGREE OF PROTECTION IP55 ABSOLUTE ENCODER 22 BIT SINGLETURN AND 12 BIT MULTITURN (ENCODER AM22DQ) WITH DRIVE-CLIQ INTERFACE DESIGN IM B5 (IMV 1,IM V3) SHAFT WITH FITTED KEY FULL-KEY BALANCING BEARING: STANDARD WITH FIXED BEARING, VIBRATION SEVERITY GRADE R/A; SHAFT AND FLANGE ACCURACY: R TERMINAL BOX (ABOVE) CABLE ENTRY ON THE LEFT SIGNAL CONNECTION D-END | 8905 | TEM | 1 | MC | 196 | 1
1PH81631FD121BC1 | SIMOTICS M COMPACT ASYNCHRONOUS MOTOR 1000RPM, 22KW, 210NM, 55A, 300V 1150RPM, 25KW, 208NM, 55A, 343V 1350RPM, 28 KW,198NM,52A, 400V FORCED VENTILATION; DIRECTION OF AIR FLOW NDE --> DE; DEGREE OF PROTECTION IP55 ABSOLUTE ENCODER 22 BIT SINGLETURN AND 12 BIT MULTITURN (ENCODER AM22DQ) WITH DRIVE-CLIQ INTERFACE DESIGN IM B5 (IMV 1,IM V3) SHAFT WITH FITTED KEY FULL-KEY BALANCING BEARING: STANDARD WITH FIXED BEARING, VIBRATION SEVERITY GRADE R/A; SHAFT AND FLANGE ACCURACY: R TERMINAL BOX (ABOVE) CABLE ENTRY ON THE ND-END SIGNAL CONNECTION LEFT | 8905 | TEM | 1 | MC | 196 | 1
1PH81631FD132CA1 | SIMOTICS M COMPACT ASYNCHRONOUS MOTOR 1000RPM, 22KW, 210NM, 55A, 300V 1150RPM, 25KW, 208NM, 55A, 343V 1350RPM, 28 KW,198NM,52A, 400V FORCED VENTILATION; DIRECTION OF AIR FLOW NDE --> DE; DEGREE OF PROTECTION IP55 ABSOLUTE ENCODER 22 BIT SINGLETURN AND 12 BIT MULTITURN (ENCODER AM22DQ) WITH DRIVE-CLIQ INTERFACE DESIGN IM B35 (IM V15, IM V35) SHAFT WITH FITTED KEY HALF-KEY BALANCING BEARING: STANDARD WITH FIXED BEARING, VIBRATION SEVERITY GRADE S/A; SHAFT AND FLANGE ACCURACY: R TERMINAL BOX (ABOVE) CABLE ENTRY ON THE RIGHT SIGNAL CONNECTION D-END | 9100 | TEM | 1 | MC | 196 | 1
1PH81631FF000BA1 | SIMOTICS M COMPACT ASYNCHRONOUS MOTOR 1500RPM, 30KW, 191NM, 71A, 319V 1750RPM, 34KW, 186NM, 70A, 366V 2000RPM, 37KW, 177NM, 68A, 416V FORCED VENTILATION; DIRECTION OF AIR FLOW DE --> NDE; DEGREE OF PROTECTION IP55 ABSOLUTE ENCODER 22 BIT SINGLETURN AND 12 BIT MULTITURN (ENCODER AM22DQ) WITH DRIVE-CLIQ INTERFACE DESIGN IM B3 (IM V5, IM V6) PLAIN SHAFT WITHOUT FITTED KEY; BEARING: STANDARD WITH FIXED BEARING, VIBRATION SEVERITY GRADE R/A; SHAFT AND FLANGE ACCURACY: R TERMINAL BOX (ABOVE) CABLE ENTRY ON THE RIGHT SIGNAL CONNECTION D-END | 8059 | TEM | 1 | MC | 196 | 1
1PH81631FF001BA1 | SIMOTICS M COMPACT ASYNCHRONOUS MOTOR 1500RPM, 30KW, 191NM, 71A, 319V 1750RPM, 34KW, 186NM, 70A, 366V 2000RPM, 37KW, 177NM, 68A, 416V FORCED VENTILATION; DIRECTION OF AIR FLOW DE --> NDE; DEGREE OF PROTECTION IP55 ABSOLUTE ENCODER 22 BIT SINGLETURN AND 12 BIT MULTITURN (ENCODER AM22DQ) WITH DRIVE-CLIQ INTERFACE DESIGN IM B3 (IM V5, IM V6) SHAFT WITH FITTED KEY FULL-KEY BALANCING BEARING: STANDARD WITH FIXED BEARING, VIBRATION SEVERITY GRADE R/A; SHAFT AND FLANGE ACCURACY: R TERMINAL BOX (ABOVE) CABLE ENTRY ON THE RIGHT SIGNAL CONNECTION D-END | 8254 | TEM | 1 | MC | 196 | 1
1PH81631FF002BA1 | SIMOTICS M COMPACT ASYNCHRONOUS MOTOR 1500RPM, 30KW, 191NM, 71A, 319V 1750RPM, 34KW, 186NM, 70A, 366V 2000RPM, 37KW, 177NM, 68A, 416V FORCED VENTILATION; DIRECTION OF AIR FLOW DE --> NDE; DEGREE OF PROTECTION IP55 ABSOLUTE ENCODER 22 BIT SINGLETURN AND 12 BIT MULTITURN (ENCODER AM22DQ) WITH DRIVE-CLIQ INTERFACE DESIGN IM B3 (IM V5, IM V6) SHAFT WITH FITTED KEY HALF-KEY BALANCING BEARING: STANDARD WITH FIXED BEARING, VIBRATION SEVERITY GRADE R/A; SHAFT AND FLANGE ACCURACY: R TERMINAL BOX (ABOVE) CABLE ENTRY ON THE RIGHT SIGNAL CONNECTION D-END | 8254 | TEM | 1 | MC | 196 | 1
1PH81631FF021BA1 | SIMOTICS M COMPACT ASYNCHRONOUS MOTOR 1500RPM, 30KW, 191NM, 71A, 319V 1750RPM, 34KW, 186NM, 70A, 366V 2000RPM, 37KW, 177NM, 68A, 416V FORCED VENTILATION; DIRECTION OF AIR FLOW DE --> NDE; DEGREE OF PROTECTION IP55 ABSOLUTE ENCODER 22 BIT SINGLETURN AND 12 BIT MULTITURN (ENCODER AM22DQ) WITH DRIVE-CLIQ INTERFACE DESIGN IM B5 (IMV 1,IM V3) SHAFT WITH FITTED KEY FULL-KEY BALANCING BEARING: STANDARD WITH FIXED BEARING, VIBRATION SEVERITY GRADE R/A; SHAFT AND FLANGE ACCURACY: R TERMINAL BOX (ABOVE) CABLE ENTRY ON THE RIGHT SIGNAL CONNECTION D-END | 8905 | TEM | 1 | MC | 196 | 1
1PH81631FF022BB1 | SIMOTICS M COMPACT ASYNCHRONOUS MOTOR 1500RPM, 30KW, 191NM, 71A, 319V 1750RPM, 34KW, 186NM, 70A, 366V 2000RPM, 37KW, 177NM, 68A, 416V FORCED VENTILATION; DIRECTION OF AIR FLOW DE --> NDE; DEGREE OF PROTECTION IP55 ABSOLUTE ENCODER 22 BIT SINGLETURN AND 12 BIT MULTITURN (ENCODER AM22DQ) WITH DRIVE-CLIQ INTERFACE DESIGN IM B5 (IMV 1,IM V3) SHAFT WITH FITTED KEY HALF-KEY BALANCING BEARING: STANDARD WITH FIXED BEARING, VIBRATION SEVERITY GRADE R/A; SHAFT AND FLANGE ACCURACY: R TERMINAL BOX (ABOVE) CABLE ENTRY ON THE LEFT SIGNAL CONNECTION D-END | 8905 | TEM | 1 | MC | 196 | 1
1PH81631FF030BA1 | SIMOTICS M COMPACT ASYNCHRONOUS MOTOR 1500RPM, 30KW, 191NM, 71A, 319V 1750RPM, 34KW, 186NM, 70A, 366V 2000RPM, 37KW, 177NM, 68A, 416V FORCED VENTILATION; DIRECTION OF AIR FLOW DE --> NDE; DEGREE OF PROTECTION IP55 ABSOLUTE ENCODER 22 BIT SINGLETURN AND 12 BIT MULTITURN (ENCODER AM22DQ) WITH DRIVE-CLIQ INTERFACE DESIGN IM B35 (IM V15, IM V35) PLAIN SHAFT WITHOUT FITTED KEY; BEARING: STANDARD WITH FIXED BEARING, VIBRATION SEVERITY GRADE R/A; SHAFT AND FLANGE ACCURACY: R TERMINAL BOX (ABOVE) CABLE ENTRY ON THE RIGHT SIGNAL CONNECTION D-END | 8710 | TEM | 1 | MC | 196 | 1
1PH81631FF031BA1 | SIMOTICS M COMPACT ASYNCHRONOUS MOTOR 1500RPM, 30KW, 191NM, 71A, 319V 1750RPM, 34KW, 186NM, 70A, 366V 2000RPM, 37KW, 177NM, 68A, 416V FORCED VENTILATION; DIRECTION OF AIR FLOW DE --> NDE; DEGREE OF PROTECTION IP55 ABSOLUTE ENCODER 22 BIT SINGLETURN AND 12 BIT MULTITURN (ENCODER AM22DQ) WITH DRIVE-CLIQ INTERFACE DESIGN IM B35 (IM V15, IM V35) SHAFT WITH FITTED KEY FULL-KEY BALANCING BEARING: STANDARD WITH FIXED BEARING, VIBRATION SEVERITY GRADE R/A; SHAFT AND FLANGE ACCURACY: R TERMINAL BOX (ABOVE) CABLE ENTRY ON THE RIGHT SIGNAL CONNECTION D-END | 8905 | TEM | 1 | MC | 196 | 1
1PH81631FF032BC1 | SIMOTICS M COMPACT ASYNCHRONOUS MOTOR 1500RPM, 30KW, 191NM, 71A, 319V 1750RPM, 34KW, 186NM, 70A, 366V 2000RPM, 37KW, 177NM, 68A, 416V FORCED VENTILATION; DIRECTION OF AIR FLOW DE --> NDE; DEGREE OF PROTECTION IP55 ABSOLUTE ENCODER 22 BIT SINGLETURN AND 12 BIT MULTITURN (ENCODER AM22DQ) WITH DRIVE-CLIQ INTERFACE DESIGN IM B35 (IM V15, IM V35) SHAFT WITH FITTED KEY HALF-KEY BALANCING BEARING: STANDARD WITH FIXED BEARING, VIBRATION SEVERITY GRADE R/A; SHAFT AND FLANGE ACCURACY: R TERMINAL BOX (ABOVE) CABLE ENTRY ON THE ND-END SIGNAL CONNECTION LEFT | 8905 | TEM | 1 | MC | 196 | 1
1PH81631FF101BB1 | SIMOTICS M COMPACT ASYNCHRONOUS MOTOR 1500RPM, 30KW,191NM, 71A, 319V 1750RPM, 34KW,186NM, 70A, 366V 2000RPM, 37KW,177NM, 68A, 416V FORCED VENTILATION; DIRECTION OF AIR FLOW NDE --> DE; DEGREE OF PROTECTION IP55 ABSOLUTE ENCODER 22 BIT SINGLETURN AND 12 BIT MULTITURN (ENCODER AM22DQ) WITH DRIVE-CLIQ INTERFACE DESIGN IM B3 (IM V5, IM V6) SHAFT WITH FITTED KEY FULL-KEY BALANCING BEARING: STANDARD WITH FIXED BEARING, VIBRATION SEVERITY GRADE R/A; SHAFT AND FLANGE ACCURACY: R TERMINAL BOX (ABOVE) CABLE ENTRY ON THE LEFT SIGNAL CONNECTION D-END | 8254 | TEM | 1 | MC | 196 | 1
1PH81631FF102BA1 | SIMOTICS M COMPACT ASYNCHRONOUS MOTOR 1500RPM, 30KW,191NM, 71A, 319V 1750RPM, 34KW,186NM, 70A, 366V 2000RPM, 37KW,177NM, 68A, 416V FORCED VENTILATION; DIRECTION OF AIR FLOW NDE --> DE; DEGREE OF PROTECTION IP55 ABSOLUTE ENCODER 22 BIT SINGLETURN AND 12 BIT MULTITURN (ENCODER AM22DQ) WITH DRIVE-CLIQ INTERFACE DESIGN IM B3 (IM V5, IM V6) SHAFT WITH FITTED KEY HALF-KEY BALANCING BEARING: STANDARD WITH FIXED BEARING, VIBRATION SEVERITY GRADE R/A; SHAFT AND FLANGE ACCURACY: R TERMINAL BOX (ABOVE) CABLE ENTRY ON THE RIGHT SIGNAL CONNECTION D-END | 8254 | TEM | 1 | MC | 196 | 1
1PH81631FF200BA1 | SIMOTICS M COMPACT ASYNCHRONOUS MOTOR 1500RPM, 37KW, 236NM, 84A, 328V 1750RPM, 43KW, 235NM, 84A, 380V 2000RPM, 49KW, 234NM, 84A, 430V WATER COOLING DEGREE OF PROTECTION IP65 ABSOLUTE ENCODER 22 BIT SINGLETURN AND 12 BIT MULTITURN (ENCODER AM22DQ) WITH DRIVE-CLIQ INTERFACE DESIGN IM B3 (IM V5, IM V6) PLAIN SHAFT WITHOUT FITTED KEY; BEARING: STANDARD WITH FIXED BEARING, VIBRATION SEVERITY GRADE R/A; SHAFT AND FLANGE ACCURACY: R TERMINAL BOX (ABOVE) CABLE ENTRY ON THE RIGHT SIGNAL CONNECTION D-END | 9475 | TEM | 1 | MC | 229 | 1
1PH81631FG030CA1 | SIMOTICS M COMPACT ASYNCHRONOUS MOTOR 2000RPM, 36KW, 172NM, 83A, 324V 2300RPM, 38KW, 158NM, 78A, 370V 2650RPM, 40KW, 144NM, 76A, 390V FORCED VENTILATION; DIRECTION OF AIR FLOW DE --> NDE; DEGREE OF PROTECTION IP55 ABSOLUTE ENCODER 22 BIT SINGLETURN AND 12 BIT MULTITURN (ENCODER AM22DQ) WITH DRIVE-CLIQ INTERFACE DESIGN IM B35 (IM V15, IM V35) PLAIN SHAFT WITHOUT FITTED KEY; BEARING: STANDARD WITH FIXED BEARING, VIBRATION SEVERITY GRADE S/A; SHAFT AND FLANGE ACCURACY: R TERMINAL BOX (ABOVE) CABLE ENTRY ON THE RIGHT SIGNAL CONNECTION D-END | 8905 | TEM | 1 | MC | 196 | 1
1PH81631FG120QA1 | SIMOTICS M COMPACT ASYNCHRONOUS MOTOR 2000RPM, 36KW,172NM, 83A, 324V 2300RPM, 38KW,158NM, 78A, 370V 2650RPM, 40KW,144NM, 76A, 390V FORCED VENTILATION; DIRECTION OF AIR FLOW NDE --> DE; DEGREE OF PROTECTION IP55 ABSOLUTE ENCODER 22 BIT SINGLETURN AND 12 BIT MULTITURN (ENCODER AM22DQ) WITH DRIVE-CLIQ INTERFACE DESIGN IM B5 (IMV 1,IM V3) PLAIN SHAFT WITHOUT FITTED KEY; BEARING: ADVANCED LIFETIME VIBRATION SEVERITY S/A SHAFT A. FLANGE ACCURACY GR. R TERMINAL BOX (ABOVE) CABLE ENTRY ON THE RIGHT SIGNAL CONNECTION D-END | 9235 | TEM | 1 | MC | 196 | 1
1PH81631FG131BA1 | SIMOTICS M COMPACT ASYNCHRONOUS MOTOR 2000RPM, 36KW,172NM, 83A, 324V 2300RPM, 38KW,158NM, 78A, 370V 2650RPM, 40KW,144NM, 76A, 390V FORCED VENTILATION; DIRECTION OF AIR FLOW NDE --> DE; DEGREE OF PROTECTION IP55 ABSOLUTE ENCODER 22 BIT SINGLETURN AND 12 BIT MULTITURN (ENCODER AM22DQ) WITH DRIVE-CLIQ INTERFACE DESIGN IM B35 (IM V15, IM V35) SHAFT WITH FITTED KEY FULL-KEY BALANCING BEARING: STANDARD WITH FIXED BEARING, VIBRATION SEVERITY GRADE R/A; SHAFT AND FLANGE ACCURACY: R TERMINAL BOX (ABOVE) CABLE ENTRY ON THE RIGHT SIGNAL CONNECTION D-END | 8905 | TEM | 1 | MC | 196 | 1
1PH81631FG132BA1 | SIMOTICS M COMPACT ASYNCHRONOUS MOTOR 2000RPM, 36KW,172NM, 83A, 324V 2300RPM, 38KW,158NM, 78A, 370V 2650RPM, 40KW,144NM, 76A, 390V FORCED VENTILATION; DIRECTION OF AIR FLOW NDE --> DE; DEGREE OF PROTECTION IP55 ABSOLUTE ENCODER 22 BIT SINGLETURN AND 12 BIT MULTITURN (ENCODER AM22DQ) WITH DRIVE-CLIQ INTERFACE DESIGN IM B35 (IM V15, IM V35) SHAFT WITH FITTED KEY HALF-KEY BALANCING BEARING: STANDARD WITH FIXED BEARING, VIBRATION SEVERITY GRADE R/A; SHAFT AND FLANGE ACCURACY: R TERMINAL BOX (ABOVE) CABLE ENTRY ON THE RIGHT SIGNAL CONNECTION D-END | 8905 | TEM | 1 | MC | 196 | 1
1PH81631FG201BA1 | SIMOTICS M COMPACT ASYNCHRONOUS MOTOR 2000RPM, 42KW, 201NM, 93A, 335V 2300RPM, 48KW, 199NM, 93A, 382V 2650RPM, 55KW, 198NM, 90A, 450V WATER COOLING DEGREE OF PROTECTION IP65 ABSOLUTE ENCODER 22 BIT SINGLETURN AND 12 BIT MULTITURN (ENCODER AM22DQ) WITH DRIVE-CLIQ INTERFACE DESIGN IM B3 (IM V5, IM V6) SHAFT WITH FITTED KEY FULL-KEY BALANCING BEARING: STANDARD WITH FIXED BEARING, VIBRATION SEVERITY GRADE R/A; SHAFT AND FLANGE ACCURACY: R TERMINAL BOX (ABOVE) CABLE ENTRY ON THE RIGHT SIGNAL CONNECTION D-END | 9671 | TEM | 1 | MC | 229 | 1
1PH81631HB001BA1 | SIMOTICS M COMPACT ASYNCHRONOUS MOTOR 400RPM, 9,5KW, 227NM, 30A, 260V 500RPM, 12KW, 229NM, 30A, 325V 600RPM, 14,5KW,231NM, 30A, 370V FORCED VENTILATION; DIRECTION OF AIR FLOW DE --> NDE; DEGREE OF PROTECTION IP55 INCREMENT. ENCODER HTL 1024 S/R (ENCODER HTL1024S/R) DESIGN IM B3 (IM V5, IM V6) SHAFT WITH FITTED KEY FULL-KEY BALANCING BEARING: STANDARD WITH FIXED BEARING, VIBRATION SEVERITY GRADE R/A; SHAFT AND FLANGE ACCURACY: R TERMINAL BOX (ABOVE) CABLE ENTRY ON THE RIGHT SIGNAL CONNECTION D-END | 6325 | TEM | 1 | MC | 196 | 1
1PH81631HB002BA1 | SIMOTICS M COMPACT ASYNCHRONOUS MOTOR 400RPM, 9,5KW, 227NM, 30A, 260V 500RPM, 12KW, 229NM, 30A, 325V 600RPM, 14,5KW,231NM, 30A, 370V FORCED VENTILATION; DIRECTION OF AIR FLOW DE --> NDE; DEGREE OF PROTECTION IP55 INCREMENT. ENCODER HTL 1024 S/R (ENCODER HTL1024S/R) DESIGN IM B3 (IM V5, IM V6) SHAFT WITH FITTED KEY HALF-KEY BALANCING BEARING: STANDARD WITH FIXED BEARING, VIBRATION SEVERITY GRADE R/A; SHAFT AND FLANGE ACCURACY: R TERMINAL BOX (ABOVE) CABLE ENTRY ON THE RIGHT SIGNAL CONNECTION D-END | 6325 | TEM | 1 | MC | 196 | 1
1PH81631HB002BB1 | SIMOTICS M COMPACT ASYNCHRONOUS MOTOR 400RPM, 9,5KW, 227NM, 30A, 260V 500RPM, 12KW, 229NM, 30A, 325V 600RPM, 14,5KW,231NM, 30A, 370V FORCED VENTILATION; DIRECTION OF AIR FLOW DE --> NDE; DEGREE OF PROTECTION IP55 INCREMENT. ENCODER HTL 1024 S/R (ENCODER HTL1024S/R) DESIGN IM B3 (IM V5, IM V6) SHAFT WITH FITTED KEY HALF-KEY BALANCING BEARING: STANDARD WITH FIXED BEARING, VIBRATION SEVERITY GRADE R/A; SHAFT AND FLANGE ACCURACY: R TERMINAL BOX (ABOVE) CABLE ENTRY ON THE LEFT SIGNAL CONNECTION D-END | 6325 | TEM | 1 | MC | 196 | 1
1PH81631HB031BA1 | SIMOTICS M COMPACT ASYNCHRONOUS MOTOR 400RPM, 9,5KW, 227NM, 30A, 260V 500RPM, 12KW, 229NM, 30A, 325V 600RPM, 14,5KW,231NM, 30A, 370V FORCED VENTILATION; DIRECTION OF AIR FLOW DE --> NDE; DEGREE OF PROTECTION IP55 INCREMENT. ENCODER HTL 1024 S/R (ENCODER HTL1024S/R) DESIGN IM B35 (IM V15, IM V35) SHAFT WITH FITTED KEY FULL-KEY BALANCING BEARING: STANDARD WITH FIXED BEARING, VIBRATION SEVERITY GRADE R/A; SHAFT AND FLANGE ACCURACY: R TERMINAL BOX (ABOVE) CABLE ENTRY ON THE RIGHT SIGNAL CONNECTION D-END | 6976 | TEM | 1 | MC | 196 | 1
1PH81631HB032BA1 | SIMOTICS M COMPACT ASYNCHRONOUS MOTOR 400RPM, 9,5KW, 227NM, 30A, 260V 500RPM, 12KW, 229NM, 30A, 325V 600RPM, 14,5KW,231NM, 30A, 370V FORCED VENTILATION; DIRECTION OF AIR FLOW DE --> NDE; DEGREE OF PROTECTION IP55 INCREMENT. ENCODER HTL 1024 S/R (ENCODER HTL1024S/R) DESIGN IM B35 (IM V15, IM V35) SHAFT WITH FITTED KEY HALF-KEY BALANCING BEARING: STANDARD WITH FIXED BEARING, VIBRATION SEVERITY GRADE R/A; SHAFT AND FLANGE ACCURACY: R TERMINAL BOX (ABOVE) CABLE ENTRY ON THE RIGHT SIGNAL CONNECTION D-END | 6976 | TEM | 1 | MC | 196 | 1
1PH81631HB100BA1 | SIMOTICS M COMPACT ASYNCHRONOUS MOTOR 400RPM, 9,5KW, 227NM, 30A, 260V 500RPM, 12KW, 229NM, 30A, 325V 600RPM, 14,5KW,231NM, 30A, 370V FORCED VENTILATION; DIRECTION OF AIR FLOW NDE --> DE; DEGREE OF PROTECTION IP55 INCREMENT. ENCODER HTL 1024 S/R (ENCODER HTL1024S/R) DESIGN IM B3 (IM V5, IM V6) PLAIN SHAFT WITHOUT FITTED KEY; BEARING: STANDARD WITH FIXED BEARING, VIBRATION SEVERITY GRADE R/A; SHAFT AND FLANGE ACCURACY: R TERMINAL BOX (ABOVE) CABLE ENTRY ON THE RIGHT SIGNAL CONNECTION D-END | 6130 | TEM | 1 | MC | 196 | 1
1PH81631HB100BB1 | SIMOTICS M COMPACT ASYNCHRONOUS MOTOR 400RPM, 9,5KW, 227NM, 30A, 260V 500RPM, 12KW, 229NM, 30A, 325V 600RPM, 14,5KW,231NM, 30A, 370V FORCED VENTILATION; DIRECTION OF AIR FLOW NDE --> DE; DEGREE OF PROTECTION IP55 INCREMENT. ENCODER HTL 1024 S/R (ENCODER HTL1024S/R) DESIGN IM B3 (IM V5, IM V6) PLAIN SHAFT WITHOUT FITTED KEY; BEARING: STANDARD WITH FIXED BEARING, VIBRATION SEVERITY GRADE R/A; SHAFT AND FLANGE ACCURACY: R TERMINAL BOX (ABOVE) CABLE ENTRY ON THE LEFT SIGNAL CONNECTION D-END | 6130 | TEM | 1 | MC | 196 | 1
1PH81631HB100BC1 | SIMOTICS M COMPACT ASYNCHRONOUS MOTOR 400RPM, 9,5KW, 227NM, 30A, 260V 500RPM, 12KW, 229NM, 30A, 325V 600RPM, 14,5KW,231NM, 30A, 370V FORCED VENTILATION; DIRECTION OF AIR FLOW NDE --> DE; DEGREE OF PROTECTION IP55 INCREMENT. ENCODER HTL 1024 S/R (ENCODER HTL1024S/R) DESIGN IM B3 (IM V5, IM V6) PLAIN SHAFT WITHOUT FITTED KEY; BEARING: STANDARD WITH FIXED BEARING, VIBRATION SEVERITY GRADE R/A; SHAFT AND FLANGE ACCURACY: R TERMINAL BOX (ABOVE) CABLE ENTRY ON THE ND-END SIGNAL CONNECTION LEFT | 6130 | TEM | 1 | MC | 196 | 1
1PH81631HB100CA1 | SIMOTICS M COMPACT ASYNCHRONOUS MOTOR 400RPM, 9,5KW, 227NM, 30A, 260V 500RPM, 12KW, 229NM, 30A, 325V 600RPM, 14,5KW,231NM, 30A, 370V FORCED VENTILATION; DIRECTION OF AIR FLOW NDE --> DE; DEGREE OF PROTECTION IP55 INCREMENT. ENCODER HTL 1024 S/R (ENCODER HTL1024S/R) DESIGN IM B3 (IM V5, IM V6) PLAIN SHAFT WITHOUT FITTED KEY; BEARING: STANDARD WITH FIXED BEARING, VIBRATION SEVERITY GRADE S/A; SHAFT AND FLANGE ACCURACY: R TERMINAL BOX (ABOVE) CABLE ENTRY ON THE RIGHT SIGNAL CONNECTION D-END | 6325 | TEM | 1 | MC | 196 | 1
1PH81631HB100CB1 | SIMOTICS M COMPACT ASYNCHRONOUS MOTOR 400RPM, 9,5KW, 227NM, 30A, 260V 500RPM, 12KW, 229NM, 30A, 325V 600RPM, 14,5KW,231NM, 30A, 370V FORCED VENTILATION; DIRECTION OF AIR FLOW NDE --> DE; DEGREE OF PROTECTION IP55 INCREMENT. ENCODER HTL 1024 S/R (ENCODER HTL1024S/R) DESIGN IM B3 (IM V5, IM V6) PLAIN SHAFT WITHOUT FITTED KEY; BEARING: STANDARD WITH FIXED BEARING, VIBRATION SEVERITY GRADE S/A; SHAFT AND FLANGE ACCURACY: R TERMINAL BOX (ABOVE) CABLE ENTRY ON THE LEFT SIGNAL CONNECTION D-END | 6325 | TEM | 1 | MC | 196 | 1
1PH81631HB100CC1 | SIMOTICS M COMPACT ASYNCHRONOUS MOTOR 400RPM, 9,5KW, 227NM, 30A, 260V 500RPM, 12KW, 229NM, 30A, 325V 600RPM, 14,5KW,231NM, 30A, 370V FORCED VENTILATION; DIRECTION OF AIR FLOW NDE --> DE; DEGREE OF PROTECTION IP55 INCREMENT. ENCODER HTL 1024 S/R (ENCODER HTL1024S/R) DESIGN IM B3 (IM V5, IM V6) PLAIN SHAFT WITHOUT FITTED KEY; BEARING: STANDARD WITH FIXED BEARING, VIBRATION SEVERITY GRADE S/A; SHAFT AND FLANGE ACCURACY: R TERMINAL BOX (ABOVE) CABLE ENTRY ON THE ND-END SIGNAL CONNECTION LEFT | 6325 | TEM | 1 | MC | 196 | 1
1PH81631HB101BC1 | SIMOTICS M COMPACT ASYNCHRONOUS MOTOR 400RPM, 9,5KW, 227NM, 30A, 260V 500RPM, 12KW, 229NM, 30A, 325V 600RPM, 14,5KW,231NM, 30A, 370V FORCED VENTILATION; DIRECTION OF AIR FLOW NDE --> DE; DEGREE OF PROTECTION IP55 INCREMENT. ENCODER HTL 1024 S/R (ENCODER HTL1024S/R) DESIGN IM B3 (IM V5, IM V6) SHAFT WITH FITTED KEY FULL-KEY BALANCING BEARING: STANDARD WITH FIXED BEARING, VIBRATION SEVERITY GRADE R/A; SHAFT AND FLANGE ACCURACY: R TERMINAL BOX (ABOVE) CABLE ENTRY ON THE ND-END SIGNAL CONNECTION LEFT | 6325 | TEM | 1 | MC | 196 | 1
1PH81631HB102BA1 | SIMOTICS M COMPACT ASYNCHRONOUS MOTOR 400RPM, 9,5KW, 227NM, 30A, 260V 500RPM, 12KW, 229NM, 30A, 325V 600RPM, 14,5KW,231NM, 30A, 370V FORCED VENTILATION; DIRECTION OF AIR FLOW NDE --> DE; DEGREE OF PROTECTION IP55 INCREMENT. ENCODER HTL 1024 S/R (ENCODER HTL1024S/R) DESIGN IM B3 (IM V5, IM V6) SHAFT WITH FITTED KEY HALF-KEY BALANCING BEARING: STANDARD WITH FIXED BEARING, VIBRATION SEVERITY GRADE R/A; SHAFT AND FLANGE ACCURACY: R TERMINAL BOX (ABOVE) CABLE ENTRY ON THE RIGHT SIGNAL CONNECTION D-END | 6325 | TEM | 1 | MC | 196 | 1
1PH81631HB102BB1 | SIMOTICS M COMPACT ASYNCHRONOUS MOTOR 400RPM, 9,5KW, 227NM, 30A, 260V 500RPM, 12KW, 229NM, 30A, 325V 600RPM, 14,5KW,231NM, 30A, 370V FORCED VENTILATION; DIRECTION OF AIR FLOW NDE --> DE; DEGREE OF PROTECTION IP55 INCREMENT. ENCODER HTL 1024 S/R (ENCODER HTL1024S/R) DESIGN IM B3 (IM V5, IM V6) SHAFT WITH FITTED KEY HALF-KEY BALANCING BEARING: STANDARD WITH FIXED BEARING, VIBRATION SEVERITY GRADE R/A; SHAFT AND FLANGE ACCURACY: R TERMINAL BOX (ABOVE) CABLE ENTRY ON THE LEFT SIGNAL CONNECTION D-END | 6325 | TEM | 1 | MC | 196 | 1
1PH81631HB102BC1 | SIMOTICS M COMPACT ASYNCHRONOUS MOTOR 400RPM, 9,5KW, 227NM, 30A, 260V 500RPM, 12KW, 229NM, 30A, 325V 600RPM, 14,5KW,231NM, 30A, 370V FORCED VENTILATION; DIRECTION OF AIR FLOW NDE --> DE; DEGREE OF PROTECTION IP55 INCREMENT. ENCODER HTL 1024 S/R (ENCODER HTL1024S/R) DESIGN IM B3 (IM V5, IM V6) SHAFT WITH FITTED KEY HALF-KEY BALANCING BEARING: STANDARD WITH FIXED BEARING, VIBRATION SEVERITY GRADE R/A; SHAFT AND FLANGE ACCURACY: R TERMINAL BOX (ABOVE) CABLE ENTRY ON THE ND-END SIGNAL CONNECTION LEFT | 6325 | TEM | 1 | MC | 196 | 1
1PH81631HB102CA1 | SIMOTICS M COMPACT ASYNCHRONOUS MOTOR 400RPM, 9,5KW, 227NM, 30A, 260V 500RPM, 12KW, 229NM, 30A, 325V 600RPM, 14,5KW,231NM, 30A, 370V FORCED VENTILATION; DIRECTION OF AIR FLOW NDE --> DE; DEGREE OF PROTECTION IP55 INCREMENT. ENCODER HTL 1024 S/R (ENCODER HTL1024S/R) DESIGN IM B3 (IM V5, IM V6) SHAFT WITH FITTED KEY HALF-KEY BALANCING BEARING: STANDARD WITH FIXED BEARING, VIBRATION SEVERITY GRADE S/A; SHAFT AND FLANGE ACCURACY: R TERMINAL BOX (ABOVE) CABLE ENTRY ON THE RIGHT SIGNAL CONNECTION D-END | 6520 | TEM | 1 | MC | 196 | 1
1PH81631HB102CB1 | SIMOTICS M COMPACT ASYNCHRONOUS MOTOR 400RPM, 9,5KW, 227NM, 30A, 260V 500RPM, 12KW, 229NM, 30A, 325V 600RPM, 14,5KW,231NM, 30A, 370V FORCED VENTILATION; DIRECTION OF AIR FLOW NDE --> DE; DEGREE OF PROTECTION IP55 INCREMENT. ENCODER HTL 1024 S/R (ENCODER HTL1024S/R) DESIGN IM B3 (IM V5, IM V6) SHAFT WITH FITTED KEY HALF-KEY BALANCING BEARING: STANDARD WITH FIXED BEARING, VIBRATION SEVERITY GRADE S/A; SHAFT AND FLANGE ACCURACY: R TERMINAL BOX (ABOVE) CABLE ENTRY ON THE LEFT SIGNAL CONNECTION D-END | 6520 | TEM | 1 | MC | 196 | 1
1PH81631HB102CC1 | SIMOTICS M COMPACT ASYNCHRONOUS MOTOR 400RPM, 9,5KW, 227NM, 30A, 260V 500RPM, 12KW, 229NM, 30A, 325V 600RPM, 14,5KW,231NM, 30A, 370V FORCED VENTILATION; DIRECTION OF AIR FLOW NDE --> DE; DEGREE OF PROTECTION IP55 INCREMENT. ENCODER HTL 1024 S/R (ENCODER HTL1024S/R) DESIGN IM B3 (IM V5, IM V6) SHAFT WITH FITTED KEY HALF-KEY BALANCING BEARING: STANDARD WITH FIXED BEARING, VIBRATION SEVERITY GRADE S/A; SHAFT AND FLANGE ACCURACY: R TERMINAL BOX (ABOVE) CABLE ENTRY ON THE ND-END SIGNAL CONNECTION LEFT | 6520 | TEM | 1 | MC | 196 | 1
1PH81631HB120BA1 | SIMOTICS M COMPACT ASYNCHRONOUS MOTOR 400RPM, 9,5KW, 227NM, 30A, 260V 500RPM, 12KW, 229NM, 30A, 325V 600RPM, 14,5KW,231NM, 30A, 370V FORCED VENTILATION; DIRECTION OF AIR FLOW NDE --> DE; DEGREE OF PROTECTION IP55 INCREMENT. ENCODER HTL 1024 S/R (ENCODER HTL1024S/R) DESIGN IM B5 (IMV 1,IM V3) PLAIN SHAFT WITHOUT FITTED KEY; BEARING: STANDARD WITH FIXED BEARING, VIBRATION SEVERITY GRADE R/A; SHAFT AND FLANGE ACCURACY: R TERMINAL BOX (ABOVE) CABLE ENTRY ON THE RIGHT SIGNAL CONNECTION D-END | 6781 | TEM | 1 | MC | 196 | 1
1PH81631HB120BB1 | SIMOTICS M COMPACT ASYNCHRONOUS MOTOR 400RPM, 9,5KW, 227NM, 30A, 260V 500RPM, 12KW, 229NM, 30A, 325V 600RPM, 14,5KW,231NM, 30A, 370V FORCED VENTILATION; DIRECTION OF AIR FLOW NDE --> DE; DEGREE OF PROTECTION IP55 INCREMENT. ENCODER HTL 1024 S/R (ENCODER HTL1024S/R) DESIGN IM B5 (IMV 1,IM V3) PLAIN SHAFT WITHOUT FITTED KEY; BEARING: STANDARD WITH FIXED BEARING, VIBRATION SEVERITY GRADE R/A; SHAFT AND FLANGE ACCURACY: R TERMINAL BOX (ABOVE) CABLE ENTRY ON THE LEFT SIGNAL CONNECTION D-END | 6781 | TEM | 1 | MC | 196 | 1
1PH81631HB120BC1 | SIMOTICS M COMPACT ASYNCHRONOUS MOTOR 400RPM, 9,5KW, 227NM, 30A, 260V 500RPM, 12KW, 229NM, 30A, 325V 600RPM, 14,5KW,231NM, 30A, 370V FORCED VENTILATION; DIRECTION OF AIR FLOW NDE --> DE; DEGREE OF PROTECTION IP55 INCREMENT. ENCODER HTL 1024 S/R (ENCODER HTL1024S/R) DESIGN IM B5 (IMV 1,IM V3) PLAIN SHAFT WITHOUT FITTED KEY; BEARING: STANDARD WITH FIXED BEARING, VIBRATION SEVERITY GRADE R/A; SHAFT AND FLANGE ACCURACY: R TERMINAL BOX (ABOVE) CABLE ENTRY ON THE ND-END SIGNAL CONNECTION LEFT | 6781 | TEM | 1 | MC | 196 | 1
1PH81631HB120CA1 | SIMOTICS M COMPACT ASYNCHRONOUS MOTOR 400RPM, 9,5KW, 227NM, 30A, 260V 500RPM, 12KW, 229NM, 30A, 325V 600RPM, 14,5KW,231NM, 30A, 370V FORCED VENTILATION; DIRECTION OF AIR FLOW NDE --> DE; DEGREE OF PROTECTION IP55 INCREMENT. ENCODER HTL 1024 S/R (ENCODER HTL1024S/R) DESIGN IM B5 (IMV 1,IM V3) PLAIN SHAFT WITHOUT FITTED KEY; BEARING: STANDARD WITH FIXED BEARING, VIBRATION SEVERITY GRADE S/A; SHAFT AND FLANGE ACCURACY: R TERMINAL BOX (ABOVE) CABLE ENTRY ON THE RIGHT SIGNAL CONNECTION D-END | 6976 | TEM | 1 | MC | 196 | 1
1PH81631HB120CB1 | SIMOTICS M COMPACT ASYNCHRONOUS MOTOR 400RPM, 9,5KW, 227NM, 30A, 260V 500RPM, 12KW, 229NM, 30A, 325V 600RPM, 14,5KW,231NM, 30A, 370V FORCED VENTILATION; DIRECTION OF AIR FLOW NDE --> DE; DEGREE OF PROTECTION IP55 INCREMENT. ENCODER HTL 1024 S/R (ENCODER HTL1024S/R) DESIGN IM B5 (IMV 1,IM V3) PLAIN SHAFT WITHOUT FITTED KEY; BEARING: STANDARD WITH FIXED BEARING, VIBRATION SEVERITY GRADE S/A; SHAFT AND FLANGE ACCURACY: R TERMINAL BOX (ABOVE) CABLE ENTRY ON THE LEFT SIGNAL CONNECTION D-END | 6976 | TEM | 1 | MC | 196 | 1
1PH81631HB120CC1 | SIMOTICS M COMPACT ASYNCHRONOUS MOTOR 400RPM, 9,5KW, 227NM, 30A, 260V 500RPM, 12KW, 229NM, 30A, 325V 600RPM, 14,5KW,231NM, 30A, 370V FORCED VENTILATION; DIRECTION OF AIR FLOW NDE --> DE; DEGREE OF PROTECTION IP55 INCREMENT. ENCODER HTL 1024 S/R (ENCODER HTL1024S/R) DESIGN IM B5 (IMV 1,IM V3) PLAIN SHAFT WITHOUT FITTED KEY; BEARING: STANDARD WITH FIXED BEARING, VIBRATION SEVERITY GRADE S/A; SHAFT AND FLANGE ACCURACY: R TERMINAL BOX (ABOVE) CABLE ENTRY ON THE ND-END SIGNAL CONNECTION LEFT | 6976 | TEM | 1 | MC | 196 | 1
1PH81631HB121BB1 | SIMOTICS M COMPACT ASYNCHRONOUS MOTOR 400RPM, 9,5KW, 227NM, 30A, 260V 500RPM, 12KW, 229NM, 30A, 325V 600RPM, 14,5KW,231NM, 30A, 370V FORCED VENTILATION; DIRECTION OF AIR FLOW NDE --> DE; DEGREE OF PROTECTION IP55 INCREMENT. ENCODER HTL 1024 S/R (ENCODER HTL1024S/R) DESIGN IM B5 (IMV 1,IM V3) SHAFT WITH FITTED KEY FULL-KEY BALANCING BEARING: STANDARD WITH FIXED BEARING, VIBRATION SEVERITY GRADE R/A; SHAFT AND FLANGE ACCURACY: R TERMINAL BOX (ABOVE) CABLE ENTRY ON THE LEFT SIGNAL CONNECTION D-END | 6976 | TEM | 1 | MC | 196 | 1
1PH81631HB122BA1 | SIMOTICS M COMPACT ASYNCHRONOUS MOTOR 400RPM, 9,5KW, 227NM, 30A, 260V 500RPM, 12KW, 229NM, 30A, 325V 600RPM, 14,5KW,231NM, 30A, 370V FORCED VENTILATION; DIRECTION OF AIR FLOW NDE --> DE; DEGREE OF PROTECTION IP55 INCREMENT. ENCODER HTL 1024 S/R (ENCODER HTL1024S/R) DESIGN IM B5 (IMV 1,IM V3) SHAFT WITH FITTED KEY HALF-KEY BALANCING BEARING: STANDARD WITH FIXED BEARING, VIBRATION SEVERITY GRADE R/A; SHAFT AND FLANGE ACCURACY: R TERMINAL BOX (ABOVE) CABLE ENTRY ON THE RIGHT SIGNAL CONNECTION D-END | 6976 | TEM | 1 | MC | 196 | 1
1PH81631HB122BB1 | SIMOTICS M COMPACT ASYNCHRONOUS MOTOR 400RPM, 9,5KW, 227NM, 30A, 260V 500RPM, 12KW, 229NM, 30A, 325V 600RPM, 14,5KW,231NM, 30A, 370V FORCED VENTILATION; DIRECTION OF AIR FLOW NDE --> DE; DEGREE OF PROTECTION IP55 INCREMENT. ENCODER HTL 1024 S/R (ENCODER HTL1024S/R) DESIGN IM B5 (IMV 1,IM V3) SHAFT WITH FITTED KEY HALF-KEY BALANCING BEARING: STANDARD WITH FIXED BEARING, VIBRATION SEVERITY GRADE R/A; SHAFT AND FLANGE ACCURACY: R TERMINAL BOX (ABOVE) CABLE ENTRY ON THE LEFT SIGNAL CONNECTION D-END | 6976 | TEM | 1 | MC | 196 | 1
1PH81631HB122BC1 | SIMOTICS M COMPACT ASYNCHRONOUS MOTOR 400RPM, 9,5KW, 227NM, 30A, 260V 500RPM, 12KW, 229NM, 30A, 325V 600RPM, 14,5KW,231NM, 30A, 370V FORCED VENTILATION; DIRECTION OF AIR FLOW NDE --> DE; DEGREE OF PROTECTION IP55 INCREMENT. ENCODER HTL 1024 S/R (ENCODER HTL1024S/R) DESIGN IM B5 (IMV 1,IM V3) SHAFT WITH FITTED KEY HALF-KEY BALANCING BEARING: STANDARD WITH FIXED BEARING, VIBRATION SEVERITY GRADE R/A; SHAFT AND FLANGE ACCURACY: R TERMINAL BOX (ABOVE) CABLE ENTRY ON THE ND-END SIGNAL CONNECTION LEFT | 6976 | TEM | 1 | MC | 196 | 1
1PH81631HB122CA1 | SIMOTICS M COMPACT ASYNCHRONOUS MOTOR 400RPM, 9,5KW, 227NM, 30A, 260V 500RPM, 12KW, 229NM, 30A, 325V 600RPM, 14,5KW,231NM, 30A, 370V FORCED VENTILATION; DIRECTION OF AIR FLOW NDE --> DE; DEGREE OF PROTECTION IP55 INCREMENT. ENCODER HTL 1024 S/R (ENCODER HTL1024S/R) DESIGN IM B5 (IMV 1,IM V3) SHAFT WITH FITTED KEY HALF-KEY BALANCING BEARING: STANDARD WITH FIXED BEARING, VIBRATION SEVERITY GRADE S/A; SHAFT AND FLANGE ACCURACY: R TERMINAL BOX (ABOVE) CABLE ENTRY ON THE RIGHT SIGNAL CONNECTION D-END | 7171 | TEM | 1 | MC | 196 | 1
1PH81631HB122CB1 | SIMOTICS M COMPACT ASYNCHRONOUS MOTOR 400RPM, 9,5KW, 227NM, 30A, 260V 500RPM, 12KW, 229NM, 30A, 325V 600RPM, 14,5KW,231NM, 30A, 370V FORCED VENTILATION; DIRECTION OF AIR FLOW NDE --> DE; DEGREE OF PROTECTION IP55 INCREMENT. ENCODER HTL 1024 S/R (ENCODER HTL1024S/R) DESIGN IM B5 (IMV 1,IM V3) SHAFT WITH FITTED KEY HALF-KEY BALANCING BEARING: STANDARD WITH FIXED BEARING, VIBRATION SEVERITY GRADE S/A; SHAFT AND FLANGE ACCURACY: R TERMINAL BOX (ABOVE) CABLE ENTRY ON THE LEFT SIGNAL CONNECTION D-END | 7171 | TEM | 1 | MC | 196 | 1
1PH81631HB122CC1 | SIMOTICS M COMPACT ASYNCHRONOUS MOTOR 400RPM, 9,5KW, 227NM, 30A, 260V 500RPM, 12KW, 229NM, 30A, 325V 600RPM, 14,5KW,231NM, 30A, 370V FORCED VENTILATION; DIRECTION OF AIR FLOW NDE --> DE; DEGREE OF PROTECTION IP55 INCREMENT. ENCODER HTL 1024 S/R (ENCODER HTL1024S/R) DESIGN IM B5 (IMV 1,IM V3) SHAFT WITH FITTED KEY HALF-KEY BALANCING BEARING: STANDARD WITH FIXED BEARING, VIBRATION SEVERITY GRADE S/A; SHAFT AND FLANGE ACCURACY: R TERMINAL BOX (ABOVE) CABLE ENTRY ON THE ND-END SIGNAL CONNECTION LEFT | 7171 | TEM | 1 | MC | 196 | 1
1PH81631HB130BA1 | SIMOTICS M COMPACT ASYNCHRONOUS MOTOR 400RPM, 9,5KW, 227NM, 30A, 260V 500RPM, 12KW, 229NM, 30A, 325V 600RPM, 14,5KW,231NM, 30A, 370V FORCED VENTILATION; DIRECTION OF AIR FLOW NDE --> DE; DEGREE OF PROTECTION IP55 INCREMENT. ENCODER HTL 1024 S/R (ENCODER HTL1024S/R) DESIGN IM B35 (IM V15, IM V35) PLAIN SHAFT WITHOUT FITTED KEY; BEARING: STANDARD WITH FIXED BEARING, VIBRATION SEVERITY GRADE R/A; SHAFT AND FLANGE ACCURACY: R TERMINAL BOX (ABOVE) CABLE ENTRY ON THE RIGHT SIGNAL CONNECTION D-END | 6781 | TEM | 1 | MC | 196 | 1
1PH81631HB130BB1 | SIMOTICS M COMPACT ASYNCHRONOUS MOTOR 400RPM, 9,5KW, 227NM, 30A, 260V 500RPM, 12KW, 229NM, 30A, 325V 600RPM, 14,5KW,231NM, 30A, 370V FORCED VENTILATION; DIRECTION OF AIR FLOW NDE --> DE; DEGREE OF PROTECTION IP55 INCREMENT. ENCODER HTL 1024 S/R (ENCODER HTL1024S/R) DESIGN IM B35 (IM V15, IM V35) PLAIN SHAFT WITHOUT FITTED KEY; BEARING: STANDARD WITH FIXED BEARING, VIBRATION SEVERITY GRADE R/A; SHAFT AND FLANGE ACCURACY: R TERMINAL BOX (ABOVE) CABLE ENTRY ON THE LEFT SIGNAL CONNECTION D-END | 6781 | TEM | 1 | MC | 196 | 1
1PH81631HB130BC1 | SIMOTICS M COMPACT ASYNCHRONOUS MOTOR 400RPM, 9,5KW, 227NM, 30A, 260V 500RPM, 12KW, 229NM, 30A, 325V 600RPM, 14,5KW,231NM, 30A, 370V FORCED VENTILATION; DIRECTION OF AIR FLOW NDE --> DE; DEGREE OF PROTECTION IP55 INCREMENT. ENCODER HTL 1024 S/R (ENCODER HTL1024S/R) DESIGN IM B35 (IM V15, IM V35) PLAIN SHAFT WITHOUT FITTED KEY; BEARING: STANDARD WITH FIXED BEARING, VIBRATION SEVERITY GRADE R/A; SHAFT AND FLANGE ACCURACY: R TERMINAL BOX (ABOVE) CABLE ENTRY ON THE ND-END SIGNAL CONNECTION LEFT | 6781 | TEM | 1 | MC | 196 | 1
1PH81631HB130CA1 | SIMOTICS M COMPACT ASYNCHRONOUS MOTOR 400RPM, 9,5KW, 227NM, 30A, 260V 500RPM, 12KW, 229NM, 30A, 325V 600RPM, 14,5KW,231NM, 30A, 370V FORCED VENTILATION; DIRECTION OF AIR FLOW NDE --> DE; DEGREE OF PROTECTION IP55 INCREMENT. ENCODER HTL 1024 S/R (ENCODER HTL1024S/R) DESIGN IM B35 (IM V15, IM V35) PLAIN SHAFT WITHOUT FITTED KEY; BEARING: STANDARD WITH FIXED BEARING, VIBRATION SEVERITY GRADE S/A; SHAFT AND FLANGE ACCURACY: R TERMINAL BOX (ABOVE) CABLE ENTRY ON THE RIGHT SIGNAL CONNECTION D-END | 6976 | TEM | 1 | MC | 196 | 1
1PH81631HB130CB1 | SIMOTICS M COMPACT ASYNCHRONOUS MOTOR 400RPM, 9,5KW, 227NM, 30A, 260V 500RPM, 12KW, 229NM, 30A, 325V 600RPM, 14,5KW,231NM, 30A, 370V FORCED VENTILATION; DIRECTION OF AIR FLOW NDE --> DE; DEGREE OF PROTECTION IP55 INCREMENT. ENCODER HTL 1024 S/R (ENCODER HTL1024S/R) DESIGN IM B35 (IM V15, IM V35) PLAIN SHAFT WITHOUT FITTED KEY; BEARING: STANDARD WITH FIXED BEARING, VIBRATION SEVERITY GRADE S/A; SHAFT AND FLANGE ACCURACY: R TERMINAL BOX (ABOVE) CABLE ENTRY ON THE LEFT SIGNAL CONNECTION D-END | 6976 | TEM | 1 | MC | 196 | 1
1PH81631HB130CC1 | SIMOTICS M COMPACT ASYNCHRONOUS MOTOR 400RPM, 9,5KW, 227NM, 30A, 260V 500RPM, 12KW, 229NM, 30A, 325V 600RPM, 14,5KW,231NM, 30A, 370V FORCED VENTILATION; DIRECTION OF AIR FLOW NDE --> DE; DEGREE OF PROTECTION IP55 INCREMENT. ENCODER HTL 1024 S/R (ENCODER HTL1024S/R) DESIGN IM B35 (IM V15, IM V35) PLAIN SHAFT WITHOUT FITTED KEY; BEARING: STANDARD WITH FIXED BEARING, VIBRATION SEVERITY GRADE S/A; SHAFT AND FLANGE ACCURACY: R TERMINAL BOX (ABOVE) CABLE ENTRY ON THE ND-END SIGNAL CONNECTION LEFT | 6976 | TEM | 1 | MC | 196 | 1
1PH81631HB132BA1 | SIMOTICS M COMPACT ASYNCHRONOUS MOTOR 400RPM, 9,5KW, 227NM, 30A, 260V 500RPM, 12KW, 229NM, 30A, 325V 600RPM, 14,5KW,231NM, 30A, 370V FORCED VENTILATION; DIRECTION OF AIR FLOW NDE --> DE; DEGREE OF PROTECTION IP55 INCREMENT. ENCODER HTL 1024 S/R (ENCODER HTL1024S/R) DESIGN IM B35 (IM V15, IM V35) SHAFT WITH FITTED KEY HALF-KEY BALANCING BEARING: STANDARD WITH FIXED BEARING, VIBRATION SEVERITY GRADE R/A; SHAFT AND FLANGE ACCURACY: R TERMINAL BOX (ABOVE) CABLE ENTRY ON THE RIGHT SIGNAL CONNECTION D-END | 6976 | TEM | 1 | MC | 196 | 1
1PH81631HB132BB1 | SIMOTICS M COMPACT ASYNCHRONOUS MOTOR 400RPM, 9,5KW, 227NM, 30A, 260V 500RPM, 12KW, 229NM, 30A, 325V 600RPM, 14,5KW,231NM, 30A, 370V FORCED VENTILATION; DIRECTION OF AIR FLOW NDE --> DE; DEGREE OF PROTECTION IP55 INCREMENT. ENCODER HTL 1024 S/R (ENCODER HTL1024S/R) DESIGN IM B35 (IM V15, IM V35) SHAFT WITH FITTED KEY HALF-KEY BALANCING BEARING: STANDARD WITH FIXED BEARING, VIBRATION SEVERITY GRADE R/A; SHAFT AND FLANGE ACCURACY: R TERMINAL BOX (ABOVE) CABLE ENTRY ON THE LEFT SIGNAL CONNECTION D-END | 6976 | TEM | 1 | MC | 196 | 1
1PH81631HB132BC1 | SIMOTICS M COMPACT ASYNCHRONOUS MOTOR 400RPM, 9,5KW, 227NM, 30A, 260V 500RPM, 12KW, 229NM, 30A, 325V 600RPM, 14,5KW,231NM, 30A, 370V FORCED VENTILATION; DIRECTION OF AIR FLOW NDE --> DE; DEGREE OF PROTECTION IP55 INCREMENT. ENCODER HTL 1024 S/R (ENCODER HTL1024S/R) DESIGN IM B35 (IM V15, IM V35) SHAFT WITH FITTED KEY HALF-KEY BALANCING BEARING: STANDARD WITH FIXED BEARING, VIBRATION SEVERITY GRADE R/A; SHAFT AND FLANGE ACCURACY: R TERMINAL BOX (ABOVE) CABLE ENTRY ON THE ND-END SIGNAL CONNECTION LEFT | 6976 | TEM | 1 | MC | 196 | 1
1PH81631HB132CA1 | SIMOTICS M COMPACT ASYNCHRONOUS MOTOR 400RPM, 9,5KW, 227NM, 30A, 260V 500RPM, 12KW, 229NM, 30A, 325V 600RPM, 14,5KW,231NM, 30A, 370V FORCED VENTILATION; DIRECTION OF AIR FLOW NDE --> DE; DEGREE OF PROTECTION IP55 INCREMENT. ENCODER HTL 1024 S/R (ENCODER HTL1024S/R) DESIGN IM B35 (IM V15, IM V35) SHAFT WITH FITTED KEY HALF-KEY BALANCING BEARING: STANDARD WITH FIXED BEARING, VIBRATION SEVERITY GRADE S/A; SHAFT AND FLANGE ACCURACY: R TERMINAL BOX (ABOVE) CABLE ENTRY ON THE RIGHT SIGNAL CONNECTION D-END | 7171 | TEM | 1 | MC | 196 | 1
1PH81631HB132CB1 | SIMOTICS M COMPACT ASYNCHRONOUS MOTOR 400RPM, 9,5KW, 227NM, 30A, 260V 500RPM, 12KW, 229NM, 30A, 325V 600RPM, 14,5KW,231NM, 30A, 370V FORCED VENTILATION; DIRECTION OF AIR FLOW NDE --> DE; DEGREE OF PROTECTION IP55 INCREMENT. ENCODER HTL 1024 S/R (ENCODER HTL1024S/R) DESIGN IM B35 (IM V15, IM V35) SHAFT WITH FITTED KEY HALF-KEY BALANCING BEARING: STANDARD WITH FIXED BEARING, VIBRATION SEVERITY GRADE S/A; SHAFT AND FLANGE ACCURACY: R TERMINAL BOX (ABOVE) CABLE ENTRY ON THE LEFT SIGNAL CONNECTION D-END | 7171 | TEM | 1 | MC | 196 | 1
1PH81631HB132CC1 | SIMOTICS M COMPACT ASYNCHRONOUS MOTOR 400RPM, 9,5KW, 227NM, 30A, 260V 500RPM, 12KW, 229NM, 30A, 325V 600RPM, 14,5KW,231NM, 30A, 370V FORCED VENTILATION; DIRECTION OF AIR FLOW NDE --> DE; DEGREE OF PROTECTION IP55 INCREMENT. ENCODER HTL 1024 S/R (ENCODER HTL1024S/R) DESIGN IM B35 (IM V15, IM V35) SHAFT WITH FITTED KEY HALF-KEY BALANCING BEARING: STANDARD WITH FIXED BEARING, VIBRATION SEVERITY GRADE S/A; SHAFT AND FLANGE ACCURACY: R TERMINAL BOX (ABOVE) CABLE ENTRY ON THE ND-END SIGNAL CONNECTION LEFT | 7171 | TEM | 1 | MC | 196 | 1
1PH81631HD000BA1 | SIMOTICS M COMPACT ASYNCHRONOUS MOTOR 1000RPM, 22KW,210NM, 55A, 300V 1150RPM, 25KW,208NM, 55A, 343V 1350RPM, 28KW, 198NM, 52A, 400V FORCED VENTILATION; DIRECTION OF AIR FLOW DE --> NDE; DEGREE OF PROTECTION IP55 INCREMENT. ENCODER HTL 1024 S/R (ENCODER HTL1024S/R) DESIGN IM B3 (IM V5, IM V6) PLAIN SHAFT WITHOUT FITTED KEY; BEARING: STANDARD WITH FIXED BEARING, VIBRATION SEVERITY GRADE R/A; SHAFT AND FLANGE ACCURACY: R TERMINAL BOX (ABOVE) CABLE ENTRY ON THE RIGHT SIGNAL CONNECTION D-END | 6130 | TEM | 1 | MC | 196 | 1
1PH81631HD001BA1 | SIMOTICS M COMPACT ASYNCHRONOUS MOTOR 1000RPM, 22KW,210NM, 55A, 300V 1150RPM, 25KW,208NM, 55A, 343V 1350RPM, 28KW, 198NM, 52A, 400V FORCED VENTILATION; DIRECTION OF AIR FLOW DE --> NDE; DEGREE OF PROTECTION IP55 INCREMENT. ENCODER HTL 1024 S/R (ENCODER HTL1024S/R) DESIGN IM B3 (IM V5, IM V6) SHAFT WITH FITTED KEY FULL-KEY BALANCING BEARING: STANDARD WITH FIXED BEARING, VIBRATION SEVERITY GRADE R/A; SHAFT AND FLANGE ACCURACY: R TERMINAL BOX (ABOVE) CABLE ENTRY ON THE RIGHT SIGNAL CONNECTION D-END | 6325 | TEM | 1 | MC | 196 | 1
1PH81631HD002BA1 | SIMOTICS M COMPACT ASYNCHRONOUS MOTOR 1000RPM, 22KW,210NM, 55A, 300V 1150RPM, 25KW,208NM, 55A, 343V 1350RPM, 28KW, 198NM, 52A, 400V FORCED VENTILATION; DIRECTION OF AIR FLOW DE --> NDE; DEGREE OF PROTECTION IP55 INCREMENT. ENCODER HTL 1024 S/R (ENCODER HTL1024S/R) DESIGN IM B3 (IM V5, IM V6) SHAFT WITH FITTED KEY HALF-KEY BALANCING BEARING: STANDARD WITH FIXED BEARING, VIBRATION SEVERITY GRADE R/A; SHAFT AND FLANGE ACCURACY: R TERMINAL BOX (ABOVE) CABLE ENTRY ON THE RIGHT SIGNAL CONNECTION D-END | 6325 | TEM | 1 | MC | 196 | 1
1PH81631HD021CA1 | SIMOTICS M COMPACT ASYNCHRONOUS MOTOR 1000RPM, 22KW,210NM, 55A, 300V 1150RPM, 25KW,208NM, 55A, 343V 1350RPM, 28KW, 198NM, 52A, 400V FORCED VENTILATION; DIRECTION OF AIR FLOW DE --> NDE; DEGREE OF PROTECTION IP55 INCREMENT. ENCODER HTL 1024 S/R (ENCODER HTL1024S/R) DESIGN IM B5 (IMV 1,IM V3) SHAFT WITH FITTED KEY FULL-KEY BALANCING BEARING: STANDARD WITH FIXED BEARING, VIBRATION SEVERITY GRADE S/A; SHAFT AND FLANGE ACCURACY: R TERMINAL BOX (ABOVE) CABLE ENTRY ON THE RIGHT SIGNAL CONNECTION D-END | 7171 | TEM | 1 | MC | 196 | 1
1PH81631HD022BA1 | SIMOTICS M COMPACT ASYNCHRONOUS MOTOR 1000RPM, 22KW,210NM, 55A, 300V 1150RPM, 25KW,208NM, 55A, 343V 1350RPM, 28KW, 198NM, 52A, 400V FORCED VENTILATION; DIRECTION OF AIR FLOW DE --> NDE; DEGREE OF PROTECTION IP55 INCREMENT. ENCODER HTL 1024 S/R (ENCODER HTL1024S/R) DESIGN IM B5 (IMV 1,IM V3) SHAFT WITH FITTED KEY HALF-KEY BALANCING BEARING: STANDARD WITH FIXED BEARING, VIBRATION SEVERITY GRADE R/A; SHAFT AND FLANGE ACCURACY: R TERMINAL BOX (ABOVE) CABLE ENTRY ON THE RIGHT SIGNAL CONNECTION D-END | 6976 | TEM | 1 | MC | 196 | 1
1PH81631HD022BB1 | SIMOTICS M COMPACT ASYNCHRONOUS MOTOR 1000RPM, 22KW,210NM, 55A, 300V 1150RPM, 25KW,208NM, 55A, 343V 1350RPM, 28KW, 198NM, 52A, 400V FORCED VENTILATION; DIRECTION OF AIR FLOW DE --> NDE; DEGREE OF PROTECTION IP55 INCREMENT. ENCODER HTL 1024 S/R (ENCODER HTL1024S/R) DESIGN IM B5 (IMV 1,IM V3) SHAFT WITH FITTED KEY HALF-KEY BALANCING BEARING: STANDARD WITH FIXED BEARING, VIBRATION SEVERITY GRADE R/A; SHAFT AND FLANGE ACCURACY: R TERMINAL BOX (ABOVE) CABLE ENTRY ON THE LEFT SIGNAL CONNECTION D-END | 6976 | TEM | 1 | MC | 196 | 1
1PH81631HD030BA1 | SIMOTICS M COMPACT ASYNCHRONOUS MOTOR 1000RPM, 22KW,210NM, 55A, 300V 1150RPM, 25KW,208NM, 55A, 343V 1350RPM, 28KW, 198NM, 52A, 400V FORCED VENTILATION; DIRECTION OF AIR FLOW DE --> NDE; DEGREE OF PROTECTION IP55 INCREMENT. ENCODER HTL 1024 S/R (ENCODER HTL1024S/R) DESIGN IM B35 (IM V15, IM V35) PLAIN SHAFT WITHOUT FITTED KEY; BEARING: STANDARD WITH FIXED BEARING, VIBRATION SEVERITY GRADE R/A; SHAFT AND FLANGE ACCURACY: R TERMINAL BOX (ABOVE) CABLE ENTRY ON THE RIGHT SIGNAL CONNECTION D-END | 6781 | TEM | 1 | MC | 196 | 1
1PH81631HD030CA1 | SIMOTICS M COMPACT ASYNCHRONOUS MOTOR 1000RPM, 22KW,210NM, 55A, 300V 1150RPM, 25KW,208NM, 55A, 343V 1350RPM, 28KW, 198NM, 52A, 400V FORCED VENTILATION; DIRECTION OF AIR FLOW DE --> NDE; DEGREE OF PROTECTION IP55 INCREMENT. ENCODER HTL 1024 S/R (ENCODER HTL1024S/R) DESIGN IM B35 (IM V15, IM V35) PLAIN SHAFT WITHOUT FITTED KEY; BEARING: STANDARD WITH FIXED BEARING, VIBRATION SEVERITY GRADE S/A; SHAFT AND FLANGE ACCURACY: R TERMINAL BOX (ABOVE) CABLE ENTRY ON THE RIGHT SIGNAL CONNECTION D-END | 6976 | TEM | 1 | MC | 196 | 1
1PH81631HD032BA1 | SIMOTICS M COMPACT ASYNCHRONOUS MOTOR 1000RPM, 22KW,210NM, 55A, 300V 1150RPM, 25KW,208NM, 55A, 343V 1350RPM, 28KW, 198NM, 52A, 400V FORCED VENTILATION; DIRECTION OF AIR FLOW DE --> NDE; DEGREE OF PROTECTION IP55 INCREMENT. ENCODER HTL 1024 S/R (ENCODER HTL1024S/R) DESIGN IM B35 (IM V15, IM V35) SHAFT WITH FITTED KEY HALF-KEY BALANCING BEARING: STANDARD WITH FIXED BEARING, VIBRATION SEVERITY GRADE R/A; SHAFT AND FLANGE ACCURACY: R TERMINAL BOX (ABOVE) CABLE ENTRY ON THE RIGHT SIGNAL CONNECTION D-END | 6976 | TEM | 1 | MC | 196 | 1
1PH81631HD100BA1 | SIMOTICS M COMPACT ASYNCHRONOUS MOTOR 1000RPM, 22KW, 210NM, 55A, 300V 1150RPM, 25KW, 208NM, 55A, 343V 1350RPM, 28 KW,198NM,52A, 400V FORCED VENTILATION; DIRECTION OF AIR FLOW NDE --> DE; DEGREE OF PROTECTION IP55 INCREMENT. ENCODER HTL 1024 S/R (ENCODER HTL1024S/R) DESIGN IM B3 (IM V5, IM V6) PLAIN SHAFT WITHOUT FITTED KEY; BEARING: STANDARD WITH FIXED BEARING, VIBRATION SEVERITY GRADE R/A; SHAFT AND FLANGE ACCURACY: R TERMINAL BOX (ABOVE) CABLE ENTRY ON THE RIGHT SIGNAL CONNECTION D-END | 6130 | TEM | 1 | MC | 196 | 1
1PH81631HD100BB1 | SIMOTICS M COMPACT ASYNCHRONOUS MOTOR 1000RPM, 22KW, 210NM, 55A, 300V 1150RPM, 25KW, 208NM, 55A, 343V 1350RPM, 28 KW,198NM,52A, 400V FORCED VENTILATION; DIRECTION OF AIR FLOW NDE --> DE; DEGREE OF PROTECTION IP55 INCREMENT. ENCODER HTL 1024 S/R (ENCODER HTL1024S/R) DESIGN IM B3 (IM V5, IM V6) PLAIN SHAFT WITHOUT FITTED KEY; BEARING: STANDARD WITH FIXED BEARING, VIBRATION SEVERITY GRADE R/A; SHAFT AND FLANGE ACCURACY: R TERMINAL BOX (ABOVE) CABLE ENTRY ON THE LEFT SIGNAL CONNECTION D-END | 6130 | TEM | 1 | MC | 196 | 1
1PH81631HD100BC1 | SIMOTICS M COMPACT ASYNCHRONOUS MOTOR 1000RPM, 22KW, 210NM, 55A, 300V 1150RPM, 25KW, 208NM, 55A, 343V 1350RPM, 28 KW,198NM,52A, 400V FORCED VENTILATION; DIRECTION OF AIR FLOW NDE --> DE; DEGREE OF PROTECTION IP55 INCREMENT. ENCODER HTL 1024 S/R (ENCODER HTL1024S/R) DESIGN IM B3 (IM V5, IM V6) PLAIN SHAFT WITHOUT FITTED KEY; BEARING: STANDARD WITH FIXED BEARING, VIBRATION SEVERITY GRADE R/A; SHAFT AND FLANGE ACCURACY: R TERMINAL BOX (ABOVE) CABLE ENTRY ON THE ND-END SIGNAL CONNECTION LEFT | 6130 | TEM | 1 | MC | 196 | 1
1PH81631HD100CA1 | SIMOTICS M COMPACT ASYNCHRONOUS MOTOR 1000RPM, 22KW, 210NM, 55A, 300V 1150RPM, 25KW, 208NM, 55A, 343V 1350RPM, 28 KW,198NM,52A, 400V FORCED VENTILATION; DIRECTION OF AIR FLOW NDE --> DE; DEGREE OF PROTECTION IP55 INCREMENT. ENCODER HTL 1024 S/R (ENCODER HTL1024S/R) DESIGN IM B3 (IM V5, IM V6) PLAIN SHAFT WITHOUT FITTED KEY; BEARING: STANDARD WITH FIXED BEARING, VIBRATION SEVERITY GRADE S/A; SHAFT AND FLANGE ACCURACY: R TERMINAL BOX (ABOVE) CABLE ENTRY ON THE RIGHT SIGNAL CONNECTION D-END | 6325 | TEM | 1 | MC | 196 | 1
1PH81631HD100CB1 | SIMOTICS M COMPACT ASYNCHRONOUS MOTOR 1000RPM, 22KW, 210NM, 55A, 300V 1150RPM, 25KW, 208NM, 55A, 343V 1350RPM, 28 KW,198NM,52A, 400V FORCED VENTILATION; DIRECTION OF AIR FLOW NDE --> DE; DEGREE OF PROTECTION IP55 INCREMENT. ENCODER HTL 1024 S/R (ENCODER HTL1024S/R) DESIGN IM B3 (IM V5, IM V6) PLAIN SHAFT WITHOUT FITTED KEY; BEARING: STANDARD WITH FIXED BEARING, VIBRATION SEVERITY GRADE S/A; SHAFT AND FLANGE ACCURACY: R TERMINAL BOX (ABOVE) CABLE ENTRY ON THE LEFT SIGNAL CONNECTION D-END | 6325 | TEM | 1 | MC | 196 | 1
1PH81631HD100CC1 | SIMOTICS M COMPACT ASYNCHRONOUS MOTOR 1000RPM, 22KW, 210NM, 55A, 300V 1150RPM, 25KW, 208NM, 55A, 343V 1350RPM, 28 KW,198NM,52A, 400V FORCED VENTILATION; DIRECTION OF AIR FLOW NDE --> DE; DEGREE OF PROTECTION IP55 INCREMENT. ENCODER HTL 1024 S/R (ENCODER HTL1024S/R) DESIGN IM B3 (IM V5, IM V6) PLAIN SHAFT WITHOUT FITTED KEY; BEARING: STANDARD WITH FIXED BEARING, VIBRATION SEVERITY GRADE S/A; SHAFT AND FLANGE ACCURACY: R TERMINAL BOX (ABOVE) CABLE ENTRY ON THE ND-END SIGNAL CONNECTION LEFT | 6325 | TEM | 1 | MC | 196 | 1
1PH81631HD101BA1 | SIMOTICS M COMPACT ASYNCHRONOUS MOTOR 1000RPM, 22KW, 210NM, 55A, 300V 1150RPM, 25KW, 208NM, 55A, 343V 1350RPM, 28 KW,198NM,52A, 400V FORCED VENTILATION; DIRECTION OF AIR FLOW NDE --> DE; DEGREE OF PROTECTION IP55 INCREMENT. ENCODER HTL 1024 S/R (ENCODER HTL1024S/R) DESIGN IM B3 (IM V5, IM V6) SHAFT WITH FITTED KEY FULL-KEY BALANCING BEARING: STANDARD WITH FIXED BEARING, VIBRATION SEVERITY GRADE R/A; SHAFT AND FLANGE ACCURACY: R TERMINAL BOX (ABOVE) CABLE ENTRY ON THE RIGHT SIGNAL CONNECTION D-END | 6325 | TEM | 1 | MC | 196 | 1
1PH81631HD102BA1 | SIMOTICS M COMPACT ASYNCHRONOUS MOTOR 1000RPM, 22KW, 210NM, 55A, 300V 1150RPM, 25KW, 208NM, 55A, 343V 1350RPM, 28 KW,198NM,52A, 400V FORCED VENTILATION; DIRECTION OF AIR FLOW NDE --> DE; DEGREE OF PROTECTION IP55 INCREMENT. ENCODER HTL 1024 S/R (ENCODER HTL1024S/R) DESIGN IM B3 (IM V5, IM V6) SHAFT WITH FITTED KEY HALF-KEY BALANCING BEARING: STANDARD WITH FIXED BEARING, VIBRATION SEVERITY GRADE R/A; SHAFT AND FLANGE ACCURACY: R TERMINAL BOX (ABOVE) CABLE ENTRY ON THE RIGHT SIGNAL CONNECTION D-END | 6325 | TEM | 1 | MC | 196 | 1
1PH81631HD102BB1 | SIMOTICS M COMPACT ASYNCHRONOUS MOTOR 1000RPM, 22KW, 210NM, 55A, 300V 1150RPM, 25KW, 208NM, 55A, 343V 1350RPM, 28 KW,198NM,52A, 400V FORCED VENTILATION; DIRECTION OF AIR FLOW NDE --> DE; DEGREE OF PROTECTION IP55 INCREMENT. ENCODER HTL 1024 S/R (ENCODER HTL1024S/R) DESIGN IM B3 (IM V5, IM V6) SHAFT WITH FITTED KEY HALF-KEY BALANCING BEARING: STANDARD WITH FIXED BEARING, VIBRATION SEVERITY GRADE R/A; SHAFT AND FLANGE ACCURACY: R TERMINAL BOX (ABOVE) CABLE ENTRY ON THE LEFT SIGNAL CONNECTION D-END | 6325 | TEM | 1 | MC | 196 | 1
1PH81631HD102BC1 | SIMOTICS M COMPACT ASYNCHRONOUS MOTOR 1000RPM, 22KW, 210NM, 55A, 300V 1150RPM, 25KW, 208NM, 55A, 343V 1350RPM, 28 KW,198NM,52A, 400V FORCED VENTILATION; DIRECTION OF AIR FLOW NDE --> DE; DEGREE OF PROTECTION IP55 INCREMENT. ENCODER HTL 1024 S/R (ENCODER HTL1024S/R) DESIGN IM B3 (IM V5, IM V6) SHAFT WITH FITTED KEY HALF-KEY BALANCING BEARING: STANDARD WITH FIXED BEARING, VIBRATION SEVERITY GRADE R/A; SHAFT AND FLANGE ACCURACY: R TERMINAL BOX (ABOVE) CABLE ENTRY ON THE ND-END SIGNAL CONNECTION LEFT | 6325 | TEM | 1 | MC | 196 | 1
1PH81631HD102CA1 | SIMOTICS M COMPACT ASYNCHRONOUS MOTOR 1000RPM, 22KW, 210NM, 55A, 300V 1150RPM, 25KW, 208NM, 55A, 343V 1350RPM, 28 KW,198NM,52A, 400V FORCED VENTILATION; DIRECTION OF AIR FLOW NDE --> DE; DEGREE OF PROTECTION IP55 INCREMENT. ENCODER HTL 1024 S/R (ENCODER HTL1024S/R) DESIGN IM B3 (IM V5, IM V6) SHAFT WITH FITTED KEY HALF-KEY BALANCING BEARING: STANDARD WITH FIXED BEARING, VIBRATION SEVERITY GRADE S/A; SHAFT AND FLANGE ACCURACY: R TERMINAL BOX (ABOVE) CABLE ENTRY ON THE RIGHT SIGNAL CONNECTION D-END | 6520 | TEM | 1 | MC | 196 | 1
1PH81631HD102CB1 | SIMOTICS M COMPACT ASYNCHRONOUS MOTOR 1000RPM, 22KW, 210NM, 55A, 300V 1150RPM, 25KW, 208NM, 55A, 343V 1350RPM, 28 KW,198NM,52A, 400V FORCED VENTILATION; DIRECTION OF AIR FLOW NDE --> DE; DEGREE OF PROTECTION IP55 INCREMENT. ENCODER HTL 1024 S/R (ENCODER HTL1024S/R) DESIGN IM B3 (IM V5, IM V6) SHAFT WITH FITTED KEY HALF-KEY BALANCING BEARING: STANDARD WITH FIXED BEARING, VIBRATION SEVERITY GRADE S/A; SHAFT AND FLANGE ACCURACY: R TERMINAL BOX (ABOVE) CABLE ENTRY ON THE LEFT SIGNAL CONNECTION D-END | 6520 | TEM | 1 | MC | 196 | 1
1PH81631HD102CC1 | SIMOTICS M COMPACT ASYNCHRONOUS MOTOR 1000RPM, 22KW, 210NM, 55A, 300V 1150RPM, 25KW, 208NM, 55A, 343V 1350RPM, 28 KW,198NM,52A, 400V FORCED VENTILATION; DIRECTION OF AIR FLOW NDE --> DE; DEGREE OF PROTECTION IP55 INCREMENT. ENCODER HTL 1024 S/R (ENCODER HTL1024S/R) DESIGN IM B3 (IM V5, IM V6) SHAFT WITH FITTED KEY HALF-KEY BALANCING BEARING: STANDARD WITH FIXED BEARING, VIBRATION SEVERITY GRADE S/A; SHAFT AND FLANGE ACCURACY: R TERMINAL BOX (ABOVE) CABLE ENTRY ON THE ND-END SIGNAL CONNECTION LEFT | 6520 | TEM | 1 | MC | 196 | 1
1PH81631HD102QA1 | SIMOTICS M COMPACT ASYNCHRONOUS MOTOR 1000RPM, 22KW, 210NM, 55A, 300V 1150RPM, 25KW, 208NM, 55A, 343V 1350RPM, 28 KW,198NM,52A, 400V FORCED VENTILATION; DIRECTION OF AIR FLOW NDE --> DE; DEGREE OF PROTECTION IP55 INCREMENT. ENCODER HTL 1024 S/R (ENCODER HTL1024S/R) DESIGN IM B3 (IM V5, IM V6) SHAFT WITH FITTED KEY HALF-KEY BALANCING BEARING: ADVANCED LIFETIME VIBRATION SEVERITY S/A SHAFT A. FLANGE ACCURACY GR. R TERMINAL BOX (ABOVE) CABLE ENTRY ON THE RIGHT SIGNAL CONNECTION D-END | 6850 | TEM | 1 | MC | 196 | 1
1PH81631HD120BA1 | SIMOTICS M COMPACT ASYNCHRONOUS MOTOR 1000RPM, 22KW, 210NM, 55A, 300V 1150RPM, 25KW, 208NM, 55A, 343V 1350RPM, 28 KW,198NM,52A, 400V FORCED VENTILATION; DIRECTION OF AIR FLOW NDE --> DE; DEGREE OF PROTECTION IP55 INCREMENT. ENCODER HTL 1024 S/R (ENCODER HTL1024S/R) DESIGN IM B5 (IMV 1,IM V3) PLAIN SHAFT WITHOUT FITTED KEY; BEARING: STANDARD WITH FIXED BEARING, VIBRATION SEVERITY GRADE R/A; SHAFT AND FLANGE ACCURACY: R TERMINAL BOX (ABOVE) CABLE ENTRY ON THE RIGHT SIGNAL CONNECTION D-END | 6781 | TEM | 1 | MC | 196 | 1
1PH81631HD120BB1 | SIMOTICS M COMPACT ASYNCHRONOUS MOTOR 1000RPM, 22KW, 210NM, 55A, 300V 1150RPM, 25KW, 208NM, 55A, 343V 1350RPM, 28 KW,198NM,52A, 400V FORCED VENTILATION; DIRECTION OF AIR FLOW NDE --> DE; DEGREE OF PROTECTION IP55 INCREMENT. ENCODER HTL 1024 S/R (ENCODER HTL1024S/R) DESIGN IM B5 (IMV 1,IM V3) PLAIN SHAFT WITHOUT FITTED KEY; BEARING: STANDARD WITH FIXED BEARING, VIBRATION SEVERITY GRADE R/A; SHAFT AND FLANGE ACCURACY: R TERMINAL BOX (ABOVE) CABLE ENTRY ON THE LEFT SIGNAL CONNECTION D-END | 6781 | TEM | 1 | MC | 196 | 1
1PH81631HD120BC1 | SIMOTICS M COMPACT ASYNCHRONOUS MOTOR 1000RPM, 22KW, 210NM, 55A, 300V 1150RPM, 25KW, 208NM, 55A, 343V 1350RPM, 28 KW,198NM,52A, 400V FORCED VENTILATION; DIRECTION OF AIR FLOW NDE --> DE; DEGREE OF PROTECTION IP55 INCREMENT. ENCODER HTL 1024 S/R (ENCODER HTL1024S/R) DESIGN IM B5 (IMV 1,IM V3) PLAIN SHAFT WITHOUT FITTED KEY; BEARING: STANDARD WITH FIXED BEARING, VIBRATION SEVERITY GRADE R/A; SHAFT AND FLANGE ACCURACY: R TERMINAL BOX (ABOVE) CABLE ENTRY ON THE ND-END SIGNAL CONNECTION LEFT | 6781 | TEM | 1 | MC | 196 | 1
1PH81631HD120CA1 | SIMOTICS M COMPACT ASYNCHRONOUS MOTOR 1000RPM, 22KW, 210NM, 55A, 300V 1150RPM, 25KW, 208NM, 55A, 343V 1350RPM, 28 KW,198NM,52A, 400V FORCED VENTILATION; DIRECTION OF AIR FLOW NDE --> DE; DEGREE OF PROTECTION IP55 INCREMENT. ENCODER HTL 1024 S/R (ENCODER HTL1024S/R) DESIGN IM B5 (IMV 1,IM V3) PLAIN SHAFT WITHOUT FITTED KEY; BEARING: STANDARD WITH FIXED BEARING, VIBRATION SEVERITY GRADE S/A; SHAFT AND FLANGE ACCURACY: R TERMINAL BOX (ABOVE) CABLE ENTRY ON THE RIGHT SIGNAL CONNECTION D-END | 6976 | TEM | 1 | MC | 196 | 1
1PH81631HD120CB1 | SIMOTICS M COMPACT ASYNCHRONOUS MOTOR 1000RPM, 22KW, 210NM, 55A, 300V 1150RPM, 25KW, 208NM, 55A, 343V 1350RPM, 28 KW,198NM,52A, 400V FORCED VENTILATION; DIRECTION OF AIR FLOW NDE --> DE; DEGREE OF PROTECTION IP55 INCREMENT. ENCODER HTL 1024 S/R (ENCODER HTL1024S/R) DESIGN IM B5 (IMV 1,IM V3) PLAIN SHAFT WITHOUT FITTED KEY; BEARING: STANDARD WITH FIXED BEARING, VIBRATION SEVERITY GRADE S/A; SHAFT AND FLANGE ACCURACY: R TERMINAL BOX (ABOVE) CABLE ENTRY ON THE LEFT SIGNAL CONNECTION D-END | 6976 | TEM | 1 | MC | 196 | 1
1PH81631HD120CC1 | SIMOTICS M COMPACT ASYNCHRONOUS MOTOR 1000RPM, 22KW, 210NM, 55A, 300V 1150RPM, 25KW, 208NM, 55A, 343V 1350RPM, 28 KW,198NM,52A, 400V FORCED VENTILATION; DIRECTION OF AIR FLOW NDE --> DE; DEGREE OF PROTECTION IP55 INCREMENT. ENCODER HTL 1024 S/R (ENCODER HTL1024S/R) DESIGN IM B5 (IMV 1,IM V3) PLAIN SHAFT WITHOUT FITTED KEY; BEARING: STANDARD WITH FIXED BEARING, VIBRATION SEVERITY GRADE S/A; SHAFT AND FLANGE ACCURACY: R TERMINAL BOX (ABOVE) CABLE ENTRY ON THE ND-END SIGNAL CONNECTION LEFT | 6976 | TEM | 1 | MC | 196 | 1
1PH81631HD122BA1 | SIMOTICS M COMPACT ASYNCHRONOUS MOTOR 1000RPM, 22KW, 210NM, 55A, 300V 1150RPM, 25KW, 208NM, 55A, 343V 1350RPM, 28 KW,198NM,52A, 400V FORCED VENTILATION; DIRECTION OF AIR FLOW NDE --> DE; DEGREE OF PROTECTION IP55 INCREMENT. ENCODER HTL 1024 S/R (ENCODER HTL1024S/R) DESIGN IM B5 (IMV 1,IM V3) SHAFT WITH FITTED KEY HALF-KEY BALANCING BEARING: STANDARD WITH FIXED BEARING, VIBRATION SEVERITY GRADE R/A; SHAFT AND FLANGE ACCURACY: R TERMINAL BOX (ABOVE) CABLE ENTRY ON THE RIGHT SIGNAL CONNECTION D-END | 6976 | TEM | 1 | MC | 196 | 1
1PH81631HD122BB1 | SIMOTICS M COMPACT ASYNCHRONOUS MOTOR 1000RPM, 22KW, 210NM, 55A, 300V 1150RPM, 25KW, 208NM, 55A, 343V 1350RPM, 28 KW,198NM,52A, 400V FORCED VENTILATION; DIRECTION OF AIR FLOW NDE --> DE; DEGREE OF PROTECTION IP55 INCREMENT. ENCODER HTL 1024 S/R (ENCODER HTL1024S/R) DESIGN IM B5 (IMV 1,IM V3) SHAFT WITH FITTED KEY HALF-KEY BALANCING BEARING: STANDARD WITH FIXED BEARING, VIBRATION SEVERITY GRADE R/A; SHAFT AND FLANGE ACCURACY: R TERMINAL BOX (ABOVE) CABLE ENTRY ON THE LEFT SIGNAL CONNECTION D-END | 6976 | TEM | 1 | MC | 196 | 1
1PH81631HD122BC1 | SIMOTICS M COMPACT ASYNCHRONOUS MOTOR 1000RPM, 22KW, 210NM, 55A, 300V 1150RPM, 25KW, 208NM, 55A, 343V 1350RPM, 28 KW,198NM,52A, 400V FORCED VENTILATION; DIRECTION OF AIR FLOW NDE --> DE; DEGREE OF PROTECTION IP55 INCREMENT. ENCODER HTL 1024 S/R (ENCODER HTL1024S/R) DESIGN IM B5 (IMV 1,IM V3) SHAFT WITH FITTED KEY HALF-KEY BALANCING BEARING: STANDARD WITH FIXED BEARING, VIBRATION SEVERITY GRADE R/A; SHAFT AND FLANGE ACCURACY: R TERMINAL BOX (ABOVE) CABLE ENTRY ON THE ND-END SIGNAL CONNECTION LEFT | 6976 | TEM | 1 | MC | 196 | 1
1PH81631HD122CA1 | SIMOTICS M COMPACT ASYNCHRONOUS MOTOR 1000RPM, 22KW, 210NM, 55A, 300V 1150RPM, 25KW, 208NM, 55A, 343V 1350RPM, 28 KW,198NM,52A, 400V FORCED VENTILATION; DIRECTION OF AIR FLOW NDE --> DE; DEGREE OF PROTECTION IP55 INCREMENT. ENCODER HTL 1024 S/R (ENCODER HTL1024S/R) DESIGN IM B5 (IMV 1,IM V3) SHAFT WITH FITTED KEY HALF-KEY BALANCING BEARING: STANDARD WITH FIXED BEARING, VIBRATION SEVERITY GRADE S/A; SHAFT AND FLANGE ACCURACY: R TERMINAL BOX (ABOVE) CABLE ENTRY ON THE RIGHT SIGNAL CONNECTION D-END | 7171 | TEM | 1 | MC | 196 | 1
1PH81631HD122CB1 | SIMOTICS M COMPACT ASYNCHRONOUS MOTOR 1000RPM, 22KW, 210NM, 55A, 300V 1150RPM, 25KW, 208NM, 55A, 343V 1350RPM, 28 KW,198NM,52A, 400V FORCED VENTILATION; DIRECTION OF AIR FLOW NDE --> DE; DEGREE OF PROTECTION IP55 INCREMENT. ENCODER HTL 1024 S/R (ENCODER HTL1024S/R) DESIGN IM B5 (IMV 1,IM V3) SHAFT WITH FITTED KEY HALF-KEY BALANCING BEARING: STANDARD WITH FIXED BEARING, VIBRATION SEVERITY GRADE S/A; SHAFT AND FLANGE ACCURACY: R TERMINAL BOX (ABOVE) CABLE ENTRY ON THE LEFT SIGNAL CONNECTION D-END | 7171 | TEM | 1 | MC | 196 | 1
1PH81631HD122CC1 | SIMOTICS M COMPACT ASYNCHRONOUS MOTOR 1000RPM, 22KW, 210NM, 55A, 300V 1150RPM, 25KW, 208NM, 55A, 343V 1350RPM, 28 KW,198NM,52A, 400V FORCED VENTILATION; DIRECTION OF AIR FLOW NDE --> DE; DEGREE OF PROTECTION IP55 INCREMENT. ENCODER HTL 1024 S/R (ENCODER HTL1024S/R) DESIGN IM B5 (IMV 1,IM V3) SHAFT WITH FITTED KEY HALF-KEY BALANCING BEARING: STANDARD WITH FIXED BEARING, VIBRATION SEVERITY GRADE S/A; SHAFT AND FLANGE ACCURACY: R TERMINAL BOX (ABOVE) CABLE ENTRY ON THE ND-END SIGNAL CONNECTION LEFT | 7171 | TEM | 1 | MC | 196 | 1
1PH81631HD130BA1 | SIMOTICS M COMPACT ASYNCHRONOUS MOTOR 1000RPM, 22KW, 210NM, 55A, 300V 1150RPM, 25KW, 208NM, 55A, 343V 1350RPM, 28 KW,198NM,52A, 400V FORCED VENTILATION; DIRECTION OF AIR FLOW NDE --> DE; DEGREE OF PROTECTION IP55 INCREMENT. ENCODER HTL 1024 S/R (ENCODER HTL1024S/R) DESIGN IM B35 (IM V15, IM V35) PLAIN SHAFT WITHOUT FITTED KEY; BEARING: STANDARD WITH FIXED BEARING, VIBRATION SEVERITY GRADE R/A; SHAFT AND FLANGE ACCURACY: R TERMINAL BOX (ABOVE) CABLE ENTRY ON THE RIGHT SIGNAL CONNECTION D-END | 6781 | TEM | 1 | MC | 196 | 1
1PH81631HD130BB1 | SIMOTICS M COMPACT ASYNCHRONOUS MOTOR 1000RPM, 22KW, 210NM, 55A, 300V 1150RPM, 25KW, 208NM, 55A, 343V 1350RPM, 28 KW,198NM,52A, 400V FORCED VENTILATION; DIRECTION OF AIR FLOW NDE --> DE; DEGREE OF PROTECTION IP55 INCREMENT. ENCODER HTL 1024 S/R (ENCODER HTL1024S/R) DESIGN IM B35 (IM V15, IM V35) PLAIN SHAFT WITHOUT FITTED KEY; BEARING: STANDARD WITH FIXED BEARING, VIBRATION SEVERITY GRADE R/A; SHAFT AND FLANGE ACCURACY: R TERMINAL BOX (ABOVE) CABLE ENTRY ON THE LEFT SIGNAL CONNECTION D-END | 6781 | TEM | 1 | MC | 196 | 1
1PH81631HD130BC1 | SIMOTICS M COMPACT ASYNCHRONOUS MOTOR 1000RPM, 22KW, 210NM, 55A, 300V 1150RPM, 25KW, 208NM, 55A, 343V 1350RPM, 28 KW,198NM,52A, 400V FORCED VENTILATION; DIRECTION OF AIR FLOW NDE --> DE; DEGREE OF PROTECTION IP55 INCREMENT. ENCODER HTL 1024 S/R (ENCODER HTL1024S/R) DESIGN IM B35 (IM V15, IM V35) PLAIN SHAFT WITHOUT FITTED KEY; BEARING: STANDARD WITH FIXED BEARING, VIBRATION SEVERITY GRADE R/A; SHAFT AND FLANGE ACCURACY: R TERMINAL BOX (ABOVE) CABLE ENTRY ON THE ND-END SIGNAL CONNECTION LEFT | 6781 | TEM | 1 | MC | 196 | 1
1PH81631HD130CA1 | SIMOTICS M COMPACT ASYNCHRONOUS MOTOR 1000RPM, 22KW, 210NM, 55A, 300V 1150RPM, 25KW, 208NM, 55A, 343V 1350RPM, 28 KW,198NM,52A, 400V FORCED VENTILATION; DIRECTION OF AIR FLOW NDE --> DE; DEGREE OF PROTECTION IP55 INCREMENT. ENCODER HTL 1024 S/R (ENCODER HTL1024S/R) DESIGN IM B35 (IM V15, IM V35) PLAIN SHAFT WITHOUT FITTED KEY; BEARING: STANDARD WITH FIXED BEARING, VIBRATION SEVERITY GRADE S/A; SHAFT AND FLANGE ACCURACY: R TERMINAL BOX (ABOVE) CABLE ENTRY ON THE RIGHT SIGNAL CONNECTION D-END | 6976 | TEM | 1 | MC | 196 | 1
1PH81631HD130CB1 | SIMOTICS M COMPACT ASYNCHRONOUS MOTOR 1000RPM, 22KW, 210NM, 55A, 300V 1150RPM, 25KW, 208NM, 55A, 343V 1350RPM, 28 KW,198NM,52A, 400V FORCED VENTILATION; DIRECTION OF AIR FLOW NDE --> DE; DEGREE OF PROTECTION IP55 INCREMENT. ENCODER HTL 1024 S/R (ENCODER HTL1024S/R) DESIGN IM B35 (IM V15, IM V35) PLAIN SHAFT WITHOUT FITTED KEY; BEARING: STANDARD WITH FIXED BEARING, VIBRATION SEVERITY GRADE S/A; SHAFT AND FLANGE ACCURACY: R TERMINAL BOX (ABOVE) CABLE ENTRY ON THE LEFT SIGNAL CONNECTION D-END | 6976 | TEM | 1 | MC | 196 | 1
1PH81631HD130CC1 | SIMOTICS M COMPACT ASYNCHRONOUS MOTOR 1000RPM, 22KW, 210NM, 55A, 300V 1150RPM, 25KW, 208NM, 55A, 343V 1350RPM, 28 KW,198NM,52A, 400V FORCED VENTILATION; DIRECTION OF AIR FLOW NDE --> DE; DEGREE OF PROTECTION IP55 INCREMENT. ENCODER HTL 1024 S/R (ENCODER HTL1024S/R) DESIGN IM B35 (IM V15, IM V35) PLAIN SHAFT WITHOUT FITTED KEY; BEARING: STANDARD WITH FIXED BEARING, VIBRATION SEVERITY GRADE S/A; SHAFT AND FLANGE ACCURACY: R TERMINAL BOX (ABOVE) CABLE ENTRY ON THE ND-END SIGNAL CONNECTION LEFT | 6976 | TEM | 1 | MC | 196 | 1
1PH81631HD132BA1 | SIMOTICS M COMPACT ASYNCHRONOUS MOTOR 1000RPM, 22KW, 210NM, 55A, 300V 1150RPM, 25KW, 208NM, 55A, 343V 1350RPM, 28 KW,198NM,52A, 400V FORCED VENTILATION; DIRECTION OF AIR FLOW NDE --> DE; DEGREE OF PROTECTION IP55 INCREMENT. ENCODER HTL 1024 S/R (ENCODER HTL1024S/R) DESIGN IM B35 (IM V15, IM V35) SHAFT WITH FITTED KEY HALF-KEY BALANCING BEARING: STANDARD WITH FIXED BEARING, VIBRATION SEVERITY GRADE R/A; SHAFT AND FLANGE ACCURACY: R TERMINAL BOX (ABOVE) CABLE ENTRY ON THE RIGHT SIGNAL CONNECTION D-END | 6976 | TEM | 1 | MC | 196 | 1
1PH81631HD132BB1 | SIMOTICS M COMPACT ASYNCHRONOUS MOTOR 1000RPM, 22KW, 210NM, 55A, 300V 1150RPM, 25KW, 208NM, 55A, 343V 1350RPM, 28 KW,198NM,52A, 400V FORCED VENTILATION; DIRECTION OF AIR FLOW NDE --> DE; DEGREE OF PROTECTION IP55 INCREMENT. ENCODER HTL 1024 S/R (ENCODER HTL1024S/R) DESIGN IM B35 (IM V15, IM V35) SHAFT WITH FITTED KEY HALF-KEY BALANCING BEARING: STANDARD WITH FIXED BEARING, VIBRATION SEVERITY GRADE R/A; SHAFT AND FLANGE ACCURACY: R TERMINAL BOX (ABOVE) CABLE ENTRY ON THE LEFT SIGNAL CONNECTION D-END | 6976 | TEM | 1 | MC | 196 | 1
1PH81631HD132BC1 | SIMOTICS M COMPACT ASYNCHRONOUS MOTOR 1000RPM, 22KW, 210NM, 55A, 300V 1150RPM, 25KW, 208NM, 55A, 343V 1350RPM, 28 KW,198NM,52A, 400V FORCED VENTILATION; DIRECTION OF AIR FLOW NDE --> DE; DEGREE OF PROTECTION IP55 INCREMENT. ENCODER HTL 1024 S/R (ENCODER HTL1024S/R) DESIGN IM B35 (IM V15, IM V35) SHAFT WITH FITTED KEY HALF-KEY BALANCING BEARING: STANDARD WITH FIXED BEARING, VIBRATION SEVERITY GRADE R/A; SHAFT AND FLANGE ACCURACY: R TERMINAL BOX (ABOVE) CABLE ENTRY ON THE ND-END SIGNAL CONNECTION LEFT | 6976 | TEM | 1 | MC | 196 | 1
1PH81631HD132CA1 | SIMOTICS M COMPACT ASYNCHRONOUS MOTOR 1000RPM, 22KW, 210NM, 55A, 300V 1150RPM, 25KW, 208NM, 55A, 343V 1350RPM, 28 KW,198NM,52A, 400V FORCED VENTILATION; DIRECTION OF AIR FLOW NDE --> DE; DEGREE OF PROTECTION IP55 INCREMENT. ENCODER HTL 1024 S/R (ENCODER HTL1024S/R) DESIGN IM B35 (IM V15, IM V35) SHAFT WITH FITTED KEY HALF-KEY BALANCING BEARING: STANDARD WITH FIXED BEARING, VIBRATION SEVERITY GRADE S/A; SHAFT AND FLANGE ACCURACY: R TERMINAL BOX (ABOVE) CABLE ENTRY ON THE RIGHT SIGNAL CONNECTION D-END | 7171 | TEM | 1 | MC | 196 | 1
1PH81631HD132CB1 | SIMOTICS M COMPACT ASYNCHRONOUS MOTOR 1000RPM, 22KW, 210NM, 55A, 300V 1150RPM, 25KW, 208NM, 55A, 343V 1350RPM, 28 KW,198NM,52A, 400V FORCED VENTILATION; DIRECTION OF AIR FLOW NDE --> DE; DEGREE OF PROTECTION IP55 INCREMENT. ENCODER HTL 1024 S/R (ENCODER HTL1024S/R) DESIGN IM B35 (IM V15, IM V35) SHAFT WITH FITTED KEY HALF-KEY BALANCING BEARING: STANDARD WITH FIXED BEARING, VIBRATION SEVERITY GRADE S/A; SHAFT AND FLANGE ACCURACY: R TERMINAL BOX (ABOVE) CABLE ENTRY ON THE LEFT SIGNAL CONNECTION D-END | 7171 | TEM | 1 | MC | 196 | 1
1PH81631HD132CC1 | SIMOTICS M COMPACT ASYNCHRONOUS MOTOR 1000RPM, 22KW, 210NM, 55A, 300V 1150RPM, 25KW, 208NM, 55A, 343V 1350RPM, 28 KW,198NM,52A, 400V FORCED VENTILATION; DIRECTION OF AIR FLOW NDE --> DE; DEGREE OF PROTECTION IP55 INCREMENT. ENCODER HTL 1024 S/R (ENCODER HTL1024S/R) DESIGN IM B35 (IM V15, IM V35) SHAFT WITH FITTED KEY HALF-KEY BALANCING BEARING: STANDARD WITH FIXED BEARING, VIBRATION SEVERITY GRADE S/A; SHAFT AND FLANGE ACCURACY: R TERMINAL BOX (ABOVE) CABLE ENTRY ON THE ND-END SIGNAL CONNECTION LEFT | 7171 | TEM | 1 | MC | 196 | 1
1PH81631HD132GA1 | SIMOTICS M COMPACT ASYNCHRONOUS MOTOR 1000RPM, 22KW, 210NM, 55A, 300V 1150RPM, 25KW, 208NM, 55A, 343V 1350RPM, 28 KW,198NM,52A, 400V FORCED VENTILATION; DIRECTION OF AIR FLOW NDE --> DE; DEGREE OF PROTECTION IP55 INCREMENT. ENCODER HTL 1024 S/R (ENCODER HTL1024S/R) DESIGN IM B35 (IM V15, IM V35) SHAFT WITH FITTED KEY HALF-KEY BALANCING BEARING: STANDARD, VIBRATION SEVERITY GRADE R/A; SHAFT AND FLANGE ACCURACY: R TERMINAL BOX (ABOVE) CABLE ENTRY ON THE RIGHT SIGNAL CONNECTION D-END | 6691 | TEM | 1 | MC | 196 | 1
1PH81631HD132QA1 | SIMOTICS M COMPACT ASYNCHRONOUS MOTOR 1000RPM, 22KW, 210NM, 55A, 300V 1150RPM, 25KW, 208NM, 55A, 343V 1350RPM, 28 KW,198NM,52A, 400V FORCED VENTILATION; DIRECTION OF AIR FLOW NDE --> DE; DEGREE OF PROTECTION IP55 INCREMENT. ENCODER HTL 1024 S/R (ENCODER HTL1024S/R) DESIGN IM B35 (IM V15, IM V35) SHAFT WITH FITTED KEY HALF-KEY BALANCING BEARING: ADVANCED LIFETIME VIBRATION SEVERITY S/A SHAFT A. FLANGE ACCURACY GR. R TERMINAL BOX (ABOVE) CABLE ENTRY ON THE RIGHT SIGNAL CONNECTION D-END | 7501 | TEM | 1 | MC | 196 | 1
1PH81631HF000BA1 | SIMOTICS M COMPACT ASYNCHRONOUS MOTOR 1500RPM, 30KW, 191NM, 71A, 319V 1750RPM, 34KW, 186NM, 70A, 366V 2000RPM, 37KW, 177NM, 68A, 416V FORCED VENTILATION; DIRECTION OF AIR FLOW DE --> NDE; DEGREE OF PROTECTION IP55 INCREMENT. ENCODER HTL 1024 S/R (ENCODER HTL1024S/R) DESIGN IM B3 (IM V5, IM V6) PLAIN SHAFT WITHOUT FITTED KEY; BEARING: STANDARD WITH FIXED BEARING, VIBRATION SEVERITY GRADE R/A; SHAFT AND FLANGE ACCURACY: R TERMINAL BOX (ABOVE) CABLE ENTRY ON THE RIGHT SIGNAL CONNECTION D-END | 6130 | TEM | 1 | MC | 196 | 1
1PH81631HF001BA1 | SIMOTICS M COMPACT ASYNCHRONOUS MOTOR 1500RPM, 30KW, 191NM, 71A, 319V 1750RPM, 34KW, 186NM, 70A, 366V 2000RPM, 37KW, 177NM, 68A, 416V FORCED VENTILATION; DIRECTION OF AIR FLOW DE --> NDE; DEGREE OF PROTECTION IP55 INCREMENT. ENCODER HTL 1024 S/R (ENCODER HTL1024S/R) DESIGN IM B3 (IM V5, IM V6) SHAFT WITH FITTED KEY FULL-KEY BALANCING BEARING: STANDARD WITH FIXED BEARING, VIBRATION SEVERITY GRADE R/A; SHAFT AND FLANGE ACCURACY: R TERMINAL BOX (ABOVE) CABLE ENTRY ON THE RIGHT SIGNAL CONNECTION D-END | 6325 | TEM | 1 | MC | 196 | 1
1PH81631HF001BB1 | SIMOTICS M COMPACT ASYNCHRONOUS MOTOR 1500RPM, 30KW, 191NM, 71A, 319V 1750RPM, 34KW, 186NM, 70A, 366V 2000RPM, 37KW, 177NM, 68A, 416V FORCED VENTILATION; DIRECTION OF AIR FLOW DE --> NDE; DEGREE OF PROTECTION IP55 INCREMENT. ENCODER HTL 1024 S/R (ENCODER HTL1024S/R) DESIGN IM B3 (IM V5, IM V6) SHAFT WITH FITTED KEY FULL-KEY BALANCING BEARING: STANDARD WITH FIXED BEARING, VIBRATION SEVERITY GRADE R/A; SHAFT AND FLANGE ACCURACY: R TERMINAL BOX (ABOVE) CABLE ENTRY ON THE LEFT SIGNAL CONNECTION D-END | 6325 | TEM | 1 | MC | 196 | 1
1PH81631HF001BC1 | SIMOTICS M COMPACT ASYNCHRONOUS MOTOR 1500RPM, 30KW, 191NM, 71A, 319V 1750RPM, 34KW, 186NM, 70A, 366V 2000RPM, 37KW, 177NM, 68A, 416V FORCED VENTILATION; DIRECTION OF AIR FLOW DE --> NDE; DEGREE OF PROTECTION IP55 INCREMENT. ENCODER HTL 1024 S/R (ENCODER HTL1024S/R) DESIGN IM B3 (IM V5, IM V6) SHAFT WITH FITTED KEY FULL-KEY BALANCING BEARING: STANDARD WITH FIXED BEARING, VIBRATION SEVERITY GRADE R/A; SHAFT AND FLANGE ACCURACY: R TERMINAL BOX (ABOVE) CABLE ENTRY ON THE ND-END SIGNAL CONNECTION LEFT | 6325 | TEM | 1 | MC | 196 | 1
1PH81631HF001CA1 | SIMOTICS M COMPACT ASYNCHRONOUS MOTOR 1500RPM, 30KW, 191NM, 71A, 319V 1750RPM, 34KW, 186NM, 70A, 366V 2000RPM, 37KW, 177NM, 68A, 416V FORCED VENTILATION; DIRECTION OF AIR FLOW DE --> NDE; DEGREE OF PROTECTION IP55 INCREMENT. ENCODER HTL 1024 S/R (ENCODER HTL1024S/R) DESIGN IM B3 (IM V5, IM V6) SHAFT WITH FITTED KEY FULL-KEY BALANCING BEARING: STANDARD WITH FIXED BEARING, VIBRATION SEVERITY GRADE S/A; SHAFT AND FLANGE ACCURACY: R TERMINAL BOX (ABOVE) CABLE ENTRY ON THE RIGHT SIGNAL CONNECTION D-END | 6520 | TEM | 1 | MC | 196 | 1
1PH81631HF002BA1 | SIMOTICS M COMPACT ASYNCHRONOUS MOTOR 1500RPM, 30KW, 191NM, 71A, 319V 1750RPM, 34KW, 186NM, 70A, 366V 2000RPM, 37KW, 177NM, 68A, 416V FORCED VENTILATION; DIRECTION OF AIR FLOW DE --> NDE; DEGREE OF PROTECTION IP55 INCREMENT. ENCODER HTL 1024 S/R (ENCODER HTL1024S/R) DESIGN IM B3 (IM V5, IM V6) SHAFT WITH FITTED KEY HALF-KEY BALANCING BEARING: STANDARD WITH FIXED BEARING, VIBRATION SEVERITY GRADE R/A; SHAFT AND FLANGE ACCURACY: R TERMINAL BOX (ABOVE) CABLE ENTRY ON THE RIGHT SIGNAL CONNECTION D-END | 6325 | TEM | 1 | MC | 196 | 1
1PH81631HF002BB1 | SIMOTICS M COMPACT ASYNCHRONOUS MOTOR 1500RPM, 30KW, 191NM, 71A, 319V 1750RPM, 34KW, 186NM, 70A, 366V 2000RPM, 37KW, 177NM, 68A, 416V FORCED VENTILATION; DIRECTION OF AIR FLOW DE --> NDE; DEGREE OF PROTECTION IP55 INCREMENT. ENCODER HTL 1024 S/R (ENCODER HTL1024S/R) DESIGN IM B3 (IM V5, IM V6) SHAFT WITH FITTED KEY HALF-KEY BALANCING BEARING: STANDARD WITH FIXED BEARING, VIBRATION SEVERITY GRADE R/A; SHAFT AND FLANGE ACCURACY: R TERMINAL BOX (ABOVE) CABLE ENTRY ON THE LEFT SIGNAL CONNECTION D-END | 6325 | TEM | 1 | MC | 196 | 1
1PH81631HF002DA1 | SIMOTICS M COMPACT ASYNCHRONOUS MOTOR 1500RPM, 30KW, 191NM, 71A, 319V 1750RPM, 34KW, 186NM, 70A, 366V 2000RPM, 37KW, 177NM, 68A, 416V FORCED VENTILATION; DIRECTION OF AIR FLOW DE --> NDE; DEGREE OF PROTECTION IP55 INCREMENT. ENCODER HTL 1024 S/R (ENCODER HTL1024S/R) DESIGN IM B3 (IM V5, IM V6) SHAFT WITH FITTED KEY HALF-KEY BALANCING BEARING: STANDARD WITH FIXED BEARING, VIBRATION SEVERITY GRADE SR/A; SHAFT AND FLANGE ACCURACY: R TERMINAL BOX (ABOVE) CABLE ENTRY ON THE RIGHT SIGNAL CONNECTION D-END | 6612 | TEM | 1 | MC | 196 | 1
1PH81631HF020BA1 | SIMOTICS M COMPACT ASYNCHRONOUS MOTOR 1500RPM, 30KW, 191NM, 71A, 319V 1750RPM, 34KW, 186NM, 70A, 366V 2000RPM, 37KW, 177NM, 68A, 416V FORCED VENTILATION; DIRECTION OF AIR FLOW DE --> NDE; DEGREE OF PROTECTION IP55 INCREMENT. ENCODER HTL 1024 S/R (ENCODER HTL1024S/R) DESIGN IM B5 (IMV 1,IM V3) PLAIN SHAFT WITHOUT FITTED KEY; BEARING: STANDARD WITH FIXED BEARING, VIBRATION SEVERITY GRADE R/A; SHAFT AND FLANGE ACCURACY: R TERMINAL BOX (ABOVE) CABLE ENTRY ON THE RIGHT SIGNAL CONNECTION D-END | 6781 | TEM | 1 | MC | 196 | 1
1PH81631HF021BA1 | SIMOTICS M COMPACT ASYNCHRONOUS MOTOR 1500RPM, 30KW, 191NM, 71A, 319V 1750RPM, 34KW, 186NM, 70A, 366V 2000RPM, 37KW, 177NM, 68A, 416V FORCED VENTILATION; DIRECTION OF AIR FLOW DE --> NDE; DEGREE OF PROTECTION IP55 INCREMENT. ENCODER HTL 1024 S/R (ENCODER HTL1024S/R) DESIGN IM B5 (IMV 1,IM V3) SHAFT WITH FITTED KEY FULL-KEY BALANCING BEARING: STANDARD WITH FIXED BEARING, VIBRATION SEVERITY GRADE R/A; SHAFT AND FLANGE ACCURACY: R TERMINAL BOX (ABOVE) CABLE ENTRY ON THE RIGHT SIGNAL CONNECTION D-END | 6976 | TEM | 1 | MC | 196 | 1
1PH81631HF021CA1 | SIMOTICS M COMPACT ASYNCHRONOUS MOTOR 1500RPM, 30KW, 191NM, 71A, 319V 1750RPM, 34KW, 186NM, 70A, 366V 2000RPM, 37KW, 177NM, 68A, 416V FORCED VENTILATION; DIRECTION OF AIR FLOW DE --> NDE; DEGREE OF PROTECTION IP55 INCREMENT. ENCODER HTL 1024 S/R (ENCODER HTL1024S/R) DESIGN IM B5 (IMV 1,IM V3) SHAFT WITH FITTED KEY FULL-KEY BALANCING BEARING: STANDARD WITH FIXED BEARING, VIBRATION SEVERITY GRADE S/A; SHAFT AND FLANGE ACCURACY: R TERMINAL BOX (ABOVE) CABLE ENTRY ON THE RIGHT SIGNAL CONNECTION D-END | 7171 | TEM | 1 | MC | 196 | 1
1PH81631HF022BA1 | SIMOTICS M COMPACT ASYNCHRONOUS MOTOR 1500RPM, 30KW, 191NM, 71A, 319V 1750RPM, 34KW, 186NM, 70A, 366V 2000RPM, 37KW, 177NM, 68A, 416V FORCED VENTILATION; DIRECTION OF AIR FLOW DE --> NDE; DEGREE OF PROTECTION IP55 INCREMENT. ENCODER HTL 1024 S/R (ENCODER HTL1024S/R) DESIGN IM B5 (IMV 1,IM V3) SHAFT WITH FITTED KEY HALF-KEY BALANCING BEARING: STANDARD WITH FIXED BEARING, VIBRATION SEVERITY GRADE R/A; SHAFT AND FLANGE ACCURACY: R TERMINAL BOX (ABOVE) CABLE ENTRY ON THE RIGHT SIGNAL CONNECTION D-END | 6976 | TEM | 1 | MC | 196 | 1
1PH81631HF022BB1 | SIMOTICS M COMPACT ASYNCHRONOUS MOTOR 1500RPM, 30KW, 191NM, 71A, 319V 1750RPM, 34KW, 186NM, 70A, 366V 2000RPM, 37KW, 177NM, 68A, 416V FORCED VENTILATION; DIRECTION OF AIR FLOW DE --> NDE; DEGREE OF PROTECTION IP55 INCREMENT. ENCODER HTL 1024 S/R (ENCODER HTL1024S/R) DESIGN IM B5 (IMV 1,IM V3) SHAFT WITH FITTED KEY HALF-KEY BALANCING BEARING: STANDARD WITH FIXED BEARING, VIBRATION SEVERITY GRADE R/A; SHAFT AND FLANGE ACCURACY: R TERMINAL BOX (ABOVE) CABLE ENTRY ON THE LEFT SIGNAL CONNECTION D-END | 6976 | TEM | 1 | MC | 196 | 1
1PH81631HF030BA1 | SIMOTICS M COMPACT ASYNCHRONOUS MOTOR 1500RPM, 30KW, 191NM, 71A, 319V 1750RPM, 34KW, 186NM, 70A, 366V 2000RPM, 37KW, 177NM, 68A, 416V FORCED VENTILATION; DIRECTION OF AIR FLOW DE --> NDE; DEGREE OF PROTECTION IP55 INCREMENT. ENCODER HTL 1024 S/R (ENCODER HTL1024S/R) DESIGN IM B35 (IM V15, IM V35) PLAIN SHAFT WITHOUT FITTED KEY; BEARING: STANDARD WITH FIXED BEARING, VIBRATION SEVERITY GRADE R/A; SHAFT AND FLANGE ACCURACY: R TERMINAL BOX (ABOVE) CABLE ENTRY ON THE RIGHT SIGNAL CONNECTION D-END | 6781 | TEM | 1 | MC | 196 | 1
1PH81631HF031BA1 | SIMOTICS M COMPACT ASYNCHRONOUS MOTOR 1500RPM, 30KW, 191NM, 71A, 319V 1750RPM, 34KW, 186NM, 70A, 366V 2000RPM, 37KW, 177NM, 68A, 416V FORCED VENTILATION; DIRECTION OF AIR FLOW DE --> NDE; DEGREE OF PROTECTION IP55 INCREMENT. ENCODER HTL 1024 S/R (ENCODER HTL1024S/R) DESIGN IM B35 (IM V15, IM V35) SHAFT WITH FITTED KEY FULL-KEY BALANCING BEARING: STANDARD WITH FIXED BEARING, VIBRATION SEVERITY GRADE R/A; SHAFT AND FLANGE ACCURACY: R TERMINAL BOX (ABOVE) CABLE ENTRY ON THE RIGHT SIGNAL CONNECTION D-END | 6976 | TEM | 1 | MC | 196 | 1
1PH81631HF032BA1 | SIMOTICS M COMPACT ASYNCHRONOUS MOTOR 1500RPM, 30KW, 191NM, 71A, 319V 1750RPM, 34KW, 186NM, 70A, 366V 2000RPM, 37KW, 177NM, 68A, 416V FORCED VENTILATION; DIRECTION OF AIR FLOW DE --> NDE; DEGREE OF PROTECTION IP55 INCREMENT. ENCODER HTL 1024 S/R (ENCODER HTL1024S/R) DESIGN IM B35 (IM V15, IM V35) SHAFT WITH FITTED KEY HALF-KEY BALANCING BEARING: STANDARD WITH FIXED BEARING, VIBRATION SEVERITY GRADE R/A; SHAFT AND FLANGE ACCURACY: R TERMINAL BOX (ABOVE) CABLE ENTRY ON THE RIGHT SIGNAL CONNECTION D-END | 6976 | TEM | 1 | MC | 196 | 1
1PH81631HF032CA1 | SIMOTICS M COMPACT ASYNCHRONOUS MOTOR 1500RPM, 30KW, 191NM, 71A, 319V 1750RPM, 34KW, 186NM, 70A, 366V 2000RPM, 37KW, 177NM, 68A, 416V FORCED VENTILATION; DIRECTION OF AIR FLOW DE --> NDE; DEGREE OF PROTECTION IP55 INCREMENT. ENCODER HTL 1024 S/R (ENCODER HTL1024S/R) DESIGN IM B35 (IM V15, IM V35) SHAFT WITH FITTED KEY HALF-KEY BALANCING BEARING: STANDARD WITH FIXED BEARING, VIBRATION SEVERITY GRADE S/A; SHAFT AND FLANGE ACCURACY: R TERMINAL BOX (ABOVE) CABLE ENTRY ON THE RIGHT SIGNAL CONNECTION D-END | 7171 | TEM | 1 | MC | 196 | 1
1PH81631HF100BA1 | SIMOTICS M COMPACT ASYNCHRONOUS MOTOR 1500RPM, 30KW,191NM, 71A, 319V 1750RPM, 34KW,186NM, 70A, 366V 2000RPM, 37KW,177NM, 68A, 416V FORCED VENTILATION; DIRECTION OF AIR FLOW NDE --> DE; DEGREE OF PROTECTION IP55 INCREMENT. ENCODER HTL 1024 S/R (ENCODER HTL1024S/R) DESIGN IM B3 (IM V5, IM V6) PLAIN SHAFT WITHOUT FITTED KEY; BEARING: STANDARD WITH FIXED BEARING, VIBRATION SEVERITY GRADE R/A; SHAFT AND FLANGE ACCURACY: R TERMINAL BOX (ABOVE) CABLE ENTRY ON THE RIGHT SIGNAL CONNECTION D-END | 6130 | TEM | 1 | MC | 196 | 1
1PH81631HF100BB1 | SIMOTICS M COMPACT ASYNCHRONOUS MOTOR 1500RPM, 30KW,191NM, 71A, 319V 1750RPM, 34KW,186NM, 70A, 366V 2000RPM, 37KW,177NM, 68A, 416V FORCED VENTILATION; DIRECTION OF AIR FLOW NDE --> DE; DEGREE OF PROTECTION IP55 INCREMENT. ENCODER HTL 1024 S/R (ENCODER HTL1024S/R) DESIGN IM B3 (IM V5, IM V6) PLAIN SHAFT WITHOUT FITTED KEY; BEARING: STANDARD WITH FIXED BEARING, VIBRATION SEVERITY GRADE R/A; SHAFT AND FLANGE ACCURACY: R TERMINAL BOX (ABOVE) CABLE ENTRY ON THE LEFT SIGNAL CONNECTION D-END | 6130 | TEM | 1 | MC | 196 | 1
1PH81631HF100BC1 | SIMOTICS M COMPACT ASYNCHRONOUS MOTOR 1500RPM, 30KW,191NM, 71A, 319V 1750RPM, 34KW,186NM, 70A, 366V 2000RPM, 37KW,177NM, 68A, 416V FORCED VENTILATION; DIRECTION OF AIR FLOW NDE --> DE; DEGREE OF PROTECTION IP55 INCREMENT. ENCODER HTL 1024 S/R (ENCODER HTL1024S/R) DESIGN IM B3 (IM V5, IM V6) PLAIN SHAFT WITHOUT FITTED KEY; BEARING: STANDARD WITH FIXED BEARING, VIBRATION SEVERITY GRADE R/A; SHAFT AND FLANGE ACCURACY: R TERMINAL BOX (ABOVE) CABLE ENTRY ON THE ND-END SIGNAL CONNECTION LEFT | 6130 | TEM | 1 | MC | 196 | 1
1PH81631HF100CA1 | SIMOTICS M COMPACT ASYNCHRONOUS MOTOR 1500RPM, 30KW,191NM, 71A, 319V 1750RPM, 34KW,186NM, 70A, 366V 2000RPM, 37KW,177NM, 68A, 416V FORCED VENTILATION; DIRECTION OF AIR FLOW NDE --> DE; DEGREE OF PROTECTION IP55 INCREMENT. ENCODER HTL 1024 S/R (ENCODER HTL1024S/R) DESIGN IM B3 (IM V5, IM V6) PLAIN SHAFT WITHOUT FITTED KEY; BEARING: STANDARD WITH FIXED BEARING, VIBRATION SEVERITY GRADE S/A; SHAFT AND FLANGE ACCURACY: R TERMINAL BOX (ABOVE) CABLE ENTRY ON THE RIGHT SIGNAL CONNECTION D-END | 6325 | TEM | 1 | MC | 196 | 1
1PH81631HF100CB1 | SIMOTICS M COMPACT ASYNCHRONOUS MOTOR 1500RPM, 30KW,191NM, 71A, 319V 1750RPM, 34KW,186NM, 70A, 366V 2000RPM, 37KW,177NM, 68A, 416V FORCED VENTILATION; DIRECTION OF AIR FLOW NDE --> DE; DEGREE OF PROTECTION IP55 INCREMENT. ENCODER HTL 1024 S/R (ENCODER HTL1024S/R) DESIGN IM B3 (IM V5, IM V6) PLAIN SHAFT WITHOUT FITTED KEY; BEARING: STANDARD WITH FIXED BEARING, VIBRATION SEVERITY GRADE S/A; SHAFT AND FLANGE ACCURACY: R TERMINAL BOX (ABOVE) CABLE ENTRY ON THE LEFT SIGNAL CONNECTION D-END | 6325 | TEM | 1 | MC | 196 | 1
1PH81631HF100CC1 | SIMOTICS M COMPACT ASYNCHRONOUS MOTOR 1500RPM, 30KW,191NM, 71A, 319V 1750RPM, 34KW,186NM, 70A, 366V 2000RPM, 37KW,177NM, 68A, 416V FORCED VENTILATION; DIRECTION OF AIR FLOW NDE --> DE; DEGREE OF PROTECTION IP55 INCREMENT. ENCODER HTL 1024 S/R (ENCODER HTL1024S/R) DESIGN IM B3 (IM V5, IM V6) PLAIN SHAFT WITHOUT FITTED KEY; BEARING: STANDARD WITH FIXED BEARING, VIBRATION SEVERITY GRADE S/A; SHAFT AND FLANGE ACCURACY: R TERMINAL BOX (ABOVE) CABLE ENTRY ON THE ND-END SIGNAL CONNECTION LEFT | 6325 | TEM | 1 | MC | 196 | 1
1PH81631HF101BA1 | SIMOTICS M COMPACT ASYNCHRONOUS MOTOR 1500RPM, 30KW,191NM, 71A, 319V 1750RPM, 34KW,186NM, 70A, 366V 2000RPM, 37KW,177NM, 68A, 416V FORCED VENTILATION; DIRECTION OF AIR FLOW NDE --> DE; DEGREE OF PROTECTION IP55 INCREMENT. ENCODER HTL 1024 S/R (ENCODER HTL1024S/R) DESIGN IM B3 (IM V5, IM V6) SHAFT WITH FITTED KEY FULL-KEY BALANCING BEARING: STANDARD WITH FIXED BEARING, VIBRATION SEVERITY GRADE R/A; SHAFT AND FLANGE ACCURACY: R TERMINAL BOX (ABOVE) CABLE ENTRY ON THE RIGHT SIGNAL CONNECTION D-END | 6325 | TEM | 1 | MC | 196 | 1
1PH81631HF101BB1 | SIMOTICS M COMPACT ASYNCHRONOUS MOTOR 1500RPM, 30KW,191NM, 71A, 319V 1750RPM, 34KW,186NM, 70A, 366V 2000RPM, 37KW,177NM, 68A, 416V FORCED VENTILATION; DIRECTION OF AIR FLOW NDE --> DE; DEGREE OF PROTECTION IP55 INCREMENT. ENCODER HTL 1024 S/R (ENCODER HTL1024S/R) DESIGN IM B3 (IM V5, IM V6) SHAFT WITH FITTED KEY FULL-KEY BALANCING BEARING: STANDARD WITH FIXED BEARING, VIBRATION SEVERITY GRADE R/A; SHAFT AND FLANGE ACCURACY: R TERMINAL BOX (ABOVE) CABLE ENTRY ON THE LEFT SIGNAL CONNECTION D-END | 6325 | TEM | 1 | MC | 196 | 1
1PH81631HF102BA1 | SIMOTICS M COMPACT ASYNCHRONOUS MOTOR 1500RPM, 30KW,191NM, 71A, 319V 1750RPM, 34KW,186NM, 70A, 366V 2000RPM, 37KW,177NM, 68A, 416V FORCED VENTILATION; DIRECTION OF AIR FLOW NDE --> DE; DEGREE OF PROTECTION IP55 INCREMENT. ENCODER HTL 1024 S/R (ENCODER HTL1024S/R) DESIGN IM B3 (IM V5, IM V6) SHAFT WITH FITTED KEY HALF-KEY BALANCING BEARING: STANDARD WITH FIXED BEARING, VIBRATION SEVERITY GRADE R/A; SHAFT AND FLANGE ACCURACY: R TERMINAL BOX (ABOVE) CABLE ENTRY ON THE RIGHT SIGNAL CONNECTION D-END | 6325 | TEM | 1 | MC | 196 | 1
1PH81631HF102BB1 | SIMOTICS M COMPACT ASYNCHRONOUS MOTOR 1500RPM, 30KW,191NM, 71A, 319V 1750RPM, 34KW,186NM, 70A, 366V 2000RPM, 37KW,177NM, 68A, 416V FORCED VENTILATION; DIRECTION OF AIR FLOW NDE --> DE; DEGREE OF PROTECTION IP55 INCREMENT. ENCODER HTL 1024 S/R (ENCODER HTL1024S/R) DESIGN IM B3 (IM V5, IM V6) SHAFT WITH FITTED KEY HALF-KEY BALANCING BEARING: STANDARD WITH FIXED BEARING, VIBRATION SEVERITY GRADE R/A; SHAFT AND FLANGE ACCURACY: R TERMINAL BOX (ABOVE) CABLE ENTRY ON THE LEFT SIGNAL CONNECTION D-END | 6325 | TEM | 1 | MC | 196 | 1
1PH81631HF102BC1 | SIMOTICS M COMPACT ASYNCHRONOUS MOTOR 1500RPM, 30KW,191NM, 71A, 319V 1750RPM, 34KW,186NM, 70A, 366V 2000RPM, 37KW,177NM, 68A, 416V FORCED VENTILATION; DIRECTION OF AIR FLOW NDE --> DE; DEGREE OF PROTECTION IP55 INCREMENT. ENCODER HTL 1024 S/R (ENCODER HTL1024S/R) DESIGN IM B3 (IM V5, IM V6) SHAFT WITH FITTED KEY HALF-KEY BALANCING BEARING: STANDARD WITH FIXED BEARING, VIBRATION SEVERITY GRADE R/A; SHAFT AND FLANGE ACCURACY: R TERMINAL BOX (ABOVE) CABLE ENTRY ON THE ND-END SIGNAL CONNECTION LEFT | 6325 | TEM | 1 | MC | 196 | 1
1PH81631HF102CA1 | SIMOTICS M COMPACT ASYNCHRONOUS MOTOR 1500RPM, 30KW,191NM, 71A, 319V 1750RPM, 34KW,186NM, 70A, 366V 2000RPM, 37KW,177NM, 68A, 416V FORCED VENTILATION; DIRECTION OF AIR FLOW NDE --> DE; DEGREE OF PROTECTION IP55 INCREMENT. ENCODER HTL 1024 S/R (ENCODER HTL1024S/R) DESIGN IM B3 (IM V5, IM V6) SHAFT WITH FITTED KEY HALF-KEY BALANCING BEARING: STANDARD WITH FIXED BEARING, VIBRATION SEVERITY GRADE S/A; SHAFT AND FLANGE ACCURACY: R TERMINAL BOX (ABOVE) CABLE ENTRY ON THE RIGHT SIGNAL CONNECTION D-END | 6520 | TEM | 1 | MC | 196 | 1
1PH81631HF102CB1 | SIMOTICS M COMPACT ASYNCHRONOUS MOTOR 1500RPM, 30KW,191NM, 71A, 319V 1750RPM, 34KW,186NM, 70A, 366V 2000RPM, 37KW,177NM, 68A, 416V FORCED VENTILATION; DIRECTION OF AIR FLOW NDE --> DE; DEGREE OF PROTECTION IP55 INCREMENT. ENCODER HTL 1024 S/R (ENCODER HTL1024S/R) DESIGN IM B3 (IM V5, IM V6) SHAFT WITH FITTED KEY HALF-KEY BALANCING BEARING: STANDARD WITH FIXED BEARING, VIBRATION SEVERITY GRADE S/A; SHAFT AND FLANGE ACCURACY: R TERMINAL BOX (ABOVE) CABLE ENTRY ON THE LEFT SIGNAL CONNECTION D-END | 6520 | TEM | 1 | MC | 196 | 1
1PH81631HF102CC1 | SIMOTICS M COMPACT ASYNCHRONOUS MOTOR 1500RPM, 30KW,191NM, 71A, 319V 1750RPM, 34KW,186NM, 70A, 366V 2000RPM, 37KW,177NM, 68A, 416V FORCED VENTILATION; DIRECTION OF AIR FLOW NDE --> DE; DEGREE OF PROTECTION IP55 INCREMENT. ENCODER HTL 1024 S/R (ENCODER HTL1024S/R) DESIGN IM B3 (IM V5, IM V6) SHAFT WITH FITTED KEY HALF-KEY BALANCING BEARING: STANDARD WITH FIXED BEARING, VIBRATION SEVERITY GRADE S/A; SHAFT AND FLANGE ACCURACY: R TERMINAL BOX (ABOVE) CABLE ENTRY ON THE ND-END SIGNAL CONNECTION LEFT | 6520 | TEM | 1 | MC | 196 | 1
1PH81631HF102GA1 | SIMOTICS M COMPACT ASYNCHRONOUS MOTOR 1500RPM, 30KW,191NM, 71A, 319V 1750RPM, 34KW,186NM, 70A, 366V 2000RPM, 37KW,177NM, 68A, 416V FORCED VENTILATION; DIRECTION OF AIR FLOW NDE --> DE; DEGREE OF PROTECTION IP55 INCREMENT. ENCODER HTL 1024 S/R (ENCODER HTL1024S/R) DESIGN IM B3 (IM V5, IM V6) SHAFT WITH FITTED KEY HALF-KEY BALANCING BEARING: STANDARD, VIBRATION SEVERITY GRADE R/A; SHAFT AND FLANGE ACCURACY: R TERMINAL BOX (ABOVE) CABLE ENTRY ON THE RIGHT SIGNAL CONNECTION D-END | 6041 | TEM | 1 | MC | 196 | 1
1PH81631HF120BA1 | SIMOTICS M COMPACT ASYNCHRONOUS MOTOR 1500RPM, 30KW,191NM, 71A, 319V 1750RPM, 34KW,186NM, 70A, 366V 2000RPM, 37KW,177NM, 68A, 416V FORCED VENTILATION; DIRECTION OF AIR FLOW NDE --> DE; DEGREE OF PROTECTION IP55 INCREMENT. ENCODER HTL 1024 S/R (ENCODER HTL1024S/R) DESIGN IM B5 (IMV 1,IM V3) PLAIN SHAFT WITHOUT FITTED KEY; BEARING: STANDARD WITH FIXED BEARING, VIBRATION SEVERITY GRADE R/A; SHAFT AND FLANGE ACCURACY: R TERMINAL BOX (ABOVE) CABLE ENTRY ON THE RIGHT SIGNAL CONNECTION D-END | 6781 | TEM | 1 | MC | 196 | 1
1PH81631HF120BB1 | SIMOTICS M COMPACT ASYNCHRONOUS MOTOR 1500RPM, 30KW,191NM, 71A, 319V 1750RPM, 34KW,186NM, 70A, 366V 2000RPM, 37KW,177NM, 68A, 416V FORCED VENTILATION; DIRECTION OF AIR FLOW NDE --> DE; DEGREE OF PROTECTION IP55 INCREMENT. ENCODER HTL 1024 S/R (ENCODER HTL1024S/R) DESIGN IM B5 (IMV 1,IM V3) PLAIN SHAFT WITHOUT FITTED KEY; BEARING: STANDARD WITH FIXED BEARING, VIBRATION SEVERITY GRADE R/A; SHAFT AND FLANGE ACCURACY: R TERMINAL BOX (ABOVE) CABLE ENTRY ON THE LEFT SIGNAL CONNECTION D-END | 6781 | TEM | 1 | MC | 196 | 1
1PH81631HF120BC1 | SIMOTICS M COMPACT ASYNCHRONOUS MOTOR 1500RPM, 30KW,191NM, 71A, 319V 1750RPM, 34KW,186NM, 70A, 366V 2000RPM, 37KW,177NM, 68A, 416V FORCED VENTILATION; DIRECTION OF AIR FLOW NDE --> DE; DEGREE OF PROTECTION IP55 INCREMENT. ENCODER HTL 1024 S/R (ENCODER HTL1024S/R) DESIGN IM B5 (IMV 1,IM V3) PLAIN SHAFT WITHOUT FITTED KEY; BEARING: STANDARD WITH FIXED BEARING, VIBRATION SEVERITY GRADE R/A; SHAFT AND FLANGE ACCURACY: R TERMINAL BOX (ABOVE) CABLE ENTRY ON THE ND-END SIGNAL CONNECTION LEFT | 6781 | TEM | 1 | MC | 196 | 1
1PH81631HF120CA1 | SIMOTICS M COMPACT ASYNCHRONOUS MOTOR 1500RPM, 30KW,191NM, 71A, 319V 1750RPM, 34KW,186NM, 70A, 366V 2000RPM, 37KW,177NM, 68A, 416V FORCED VENTILATION; DIRECTION OF AIR FLOW NDE --> DE; DEGREE OF PROTECTION IP55 INCREMENT. ENCODER HTL 1024 S/R (ENCODER HTL1024S/R) DESIGN IM B5 (IMV 1,IM V3) PLAIN SHAFT WITHOUT FITTED KEY; BEARING: STANDARD WITH FIXED BEARING, VIBRATION SEVERITY GRADE S/A; SHAFT AND FLANGE ACCURACY: R TERMINAL BOX (ABOVE) CABLE ENTRY ON THE RIGHT SIGNAL CONNECTION D-END | 6976 | TEM | 1 | MC | 196 | 1
1PH81631HF120CB1 | SIMOTICS M COMPACT ASYNCHRONOUS MOTOR 1500RPM, 30KW,191NM, 71A, 319V 1750RPM, 34KW,186NM, 70A, 366V 2000RPM, 37KW,177NM, 68A, 416V FORCED VENTILATION; DIRECTION OF AIR FLOW NDE --> DE; DEGREE OF PROTECTION IP55 INCREMENT. ENCODER HTL 1024 S/R (ENCODER HTL1024S/R) DESIGN IM B5 (IMV 1,IM V3) PLAIN SHAFT WITHOUT FITTED KEY; BEARING: STANDARD WITH FIXED BEARING, VIBRATION SEVERITY GRADE S/A; SHAFT AND FLANGE ACCURACY: R TERMINAL BOX (ABOVE) CABLE ENTRY ON THE LEFT SIGNAL CONNECTION D-END | 6976 | TEM | 1 | MC | 196 | 1
1PH81631HF120CC1 | SIMOTICS M COMPACT ASYNCHRONOUS MOTOR 1500RPM, 30KW,191NM, 71A, 319V 1750RPM, 34KW,186NM, 70A, 366V 2000RPM, 37KW,177NM, 68A, 416V FORCED VENTILATION; DIRECTION OF AIR FLOW NDE --> DE; DEGREE OF PROTECTION IP55 INCREMENT. ENCODER HTL 1024 S/R (ENCODER HTL1024S/R) DESIGN IM B5 (IMV 1,IM V3) PLAIN SHAFT WITHOUT FITTED KEY; BEARING: STANDARD WITH FIXED BEARING, VIBRATION SEVERITY GRADE S/A; SHAFT AND FLANGE ACCURACY: R TERMINAL BOX (ABOVE) CABLE ENTRY ON THE ND-END SIGNAL CONNECTION LEFT | 6976 | TEM | 1 | MC | 196 | 1
1PH81631HF122BA1 | SIMOTICS M COMPACT ASYNCHRONOUS MOTOR 1500RPM, 30KW,191NM, 71A, 319V 1750RPM, 34KW,186NM, 70A, 366V 2000RPM, 37KW,177NM, 68A, 416V FORCED VENTILATION; DIRECTION OF AIR FLOW NDE --> DE; DEGREE OF PROTECTION IP55 INCREMENT. ENCODER HTL 1024 S/R (ENCODER HTL1024S/R) DESIGN IM B5 (IMV 1,IM V3) SHAFT WITH FITTED KEY HALF-KEY BALANCING BEARING: STANDARD WITH FIXED BEARING, VIBRATION SEVERITY GRADE R/A; SHAFT AND FLANGE ACCURACY: R TERMINAL BOX (ABOVE) CABLE ENTRY ON THE RIGHT SIGNAL CONNECTION D-END | 6976 | TEM | 1 | MC | 196 | 1
1PH81631HF122BB1 | SIMOTICS M COMPACT ASYNCHRONOUS MOTOR 1500RPM, 30KW,191NM, 71A, 319V 1750RPM, 34KW,186NM, 70A, 366V 2000RPM, 37KW,177NM, 68A, 416V FORCED VENTILATION; DIRECTION OF AIR FLOW NDE --> DE; DEGREE OF PROTECTION IP55 INCREMENT. ENCODER HTL 1024 S/R (ENCODER HTL1024S/R) DESIGN IM B5 (IMV 1,IM V3) SHAFT WITH FITTED KEY HALF-KEY BALANCING BEARING: STANDARD WITH FIXED BEARING, VIBRATION SEVERITY GRADE R/A; SHAFT AND FLANGE ACCURACY: R TERMINAL BOX (ABOVE) CABLE ENTRY ON THE LEFT SIGNAL CONNECTION D-END | 6976 | TEM | 1 | MC | 196 | 1
1PH81631HF122BC1 | SIMOTICS M COMPACT ASYNCHRONOUS MOTOR 1500RPM, 30KW,191NM, 71A, 319V 1750RPM, 34KW,186NM, 70A, 366V 2000RPM, 37KW,177NM, 68A, 416V FORCED VENTILATION; DIRECTION OF AIR FLOW NDE --> DE; DEGREE OF PROTECTION IP55 INCREMENT. ENCODER HTL 1024 S/R (ENCODER HTL1024S/R) DESIGN IM B5 (IMV 1,IM V3) SHAFT WITH FITTED KEY HALF-KEY BALANCING BEARING: STANDARD WITH FIXED BEARING, VIBRATION SEVERITY GRADE R/A; SHAFT AND FLANGE ACCURACY: R TERMINAL BOX (ABOVE) CABLE ENTRY ON THE ND-END SIGNAL CONNECTION LEFT | 6976 | TEM | 1 | MC | 196 | 1
1PH81631HF122CA1 | SIMOTICS M COMPACT ASYNCHRONOUS MOTOR 1500RPM, 30KW,191NM, 71A, 319V 1750RPM, 34KW,186NM, 70A, 366V 2000RPM, 37KW,177NM, 68A, 416V FORCED VENTILATION; DIRECTION OF AIR FLOW NDE --> DE; DEGREE OF PROTECTION IP55 INCREMENT. ENCODER HTL 1024 S/R (ENCODER HTL1024S/R) DESIGN IM B5 (IMV 1,IM V3) SHAFT WITH FITTED KEY HALF-KEY BALANCING BEARING: STANDARD WITH FIXED BEARING, VIBRATION SEVERITY GRADE S/A; SHAFT AND FLANGE ACCURACY: R TERMINAL BOX (ABOVE) CABLE ENTRY ON THE RIGHT SIGNAL CONNECTION D-END | 7171 | TEM | 1 | MC | 196 | 1
1PH81631HF122CB1 | SIMOTICS M COMPACT ASYNCHRONOUS MOTOR 1500RPM, 30KW,191NM, 71A, 319V 1750RPM, 34KW,186NM, 70A, 366V 2000RPM, 37KW,177NM, 68A, 416V FORCED VENTILATION; DIRECTION OF AIR FLOW NDE --> DE; DEGREE OF PROTECTION IP55 INCREMENT. ENCODER HTL 1024 S/R (ENCODER HTL1024S/R) DESIGN IM B5 (IMV 1,IM V3) SHAFT WITH FITTED KEY HALF-KEY BALANCING BEARING: STANDARD WITH FIXED BEARING, VIBRATION SEVERITY GRADE S/A; SHAFT AND FLANGE ACCURACY: R TERMINAL BOX (ABOVE) CABLE ENTRY ON THE LEFT SIGNAL CONNECTION D-END | 7171 | TEM | 1 | MC | 196 | 1
1PH81631HF122CC1 | SIMOTICS M COMPACT ASYNCHRONOUS MOTOR 1500RPM, 30KW,191NM, 71A, 319V 1750RPM, 34KW,186NM, 70A, 366V 2000RPM, 37KW,177NM, 68A, 416V FORCED VENTILATION; DIRECTION OF AIR FLOW NDE --> DE; DEGREE OF PROTECTION IP55 INCREMENT. ENCODER HTL 1024 S/R (ENCODER HTL1024S/R) DESIGN IM B5 (IMV 1,IM V3) SHAFT WITH FITTED KEY HALF-KEY BALANCING BEARING: STANDARD WITH FIXED BEARING, VIBRATION SEVERITY GRADE S/A; SHAFT AND FLANGE ACCURACY: R TERMINAL BOX (ABOVE) CABLE ENTRY ON THE ND-END SIGNAL CONNECTION LEFT | 7171 | TEM | 1 | MC | 196 | 1
1PH81631HF122GA1 | SIMOTICS M COMPACT ASYNCHRONOUS MOTOR 1500RPM, 30KW,191NM, 71A, 319V 1750RPM, 34KW,186NM, 70A, 366V 2000RPM, 37KW,177NM, 68A, 416V FORCED VENTILATION; DIRECTION OF AIR FLOW NDE --> DE; DEGREE OF PROTECTION IP55 INCREMENT. ENCODER HTL 1024 S/R (ENCODER HTL1024S/R) DESIGN IM B5 (IMV 1,IM V3) SHAFT WITH FITTED KEY HALF-KEY BALANCING BEARING: STANDARD, VIBRATION SEVERITY GRADE R/A; SHAFT AND FLANGE ACCURACY: R TERMINAL BOX (ABOVE) CABLE ENTRY ON THE RIGHT SIGNAL CONNECTION D-END | 6691 | TEM | 1 | MC | 196 | 1
1PH81631HF130BA1 | SIMOTICS M COMPACT ASYNCHRONOUS MOTOR 1500RPM, 30KW,191NM, 71A, 319V 1750RPM, 34KW,186NM, 70A, 366V 2000RPM, 37KW,177NM, 68A, 416V FORCED VENTILATION; DIRECTION OF AIR FLOW NDE --> DE; DEGREE OF PROTECTION IP55 INCREMENT. ENCODER HTL 1024 S/R (ENCODER HTL1024S/R) DESIGN IM B35 (IM V15, IM V35) PLAIN SHAFT WITHOUT FITTED KEY; BEARING: STANDARD WITH FIXED BEARING, VIBRATION SEVERITY GRADE R/A; SHAFT AND FLANGE ACCURACY: R TERMINAL BOX (ABOVE) CABLE ENTRY ON THE RIGHT SIGNAL CONNECTION D-END | 6781 | TEM | 1 | MC | 196 | 1
1PH81631HF130BB1 | SIMOTICS M COMPACT ASYNCHRONOUS MOTOR 1500RPM, 30KW,191NM, 71A, 319V 1750RPM, 34KW,186NM, 70A, 366V 2000RPM, 37KW,177NM, 68A, 416V FORCED VENTILATION; DIRECTION OF AIR FLOW NDE --> DE; DEGREE OF PROTECTION IP55 INCREMENT. ENCODER HTL 1024 S/R (ENCODER HTL1024S/R) DESIGN IM B35 (IM V15, IM V35) PLAIN SHAFT WITHOUT FITTED KEY; BEARING: STANDARD WITH FIXED BEARING, VIBRATION SEVERITY GRADE R/A; SHAFT AND FLANGE ACCURACY: R TERMINAL BOX (ABOVE) CABLE ENTRY ON THE LEFT SIGNAL CONNECTION D-END | 6781 | TEM | 1 | MC | 196 | 1
1PH81631HF130BC1 | SIMOTICS M COMPACT ASYNCHRONOUS MOTOR 1500RPM, 30KW,191NM, 71A, 319V 1750RPM, 34KW,186NM, 70A, 366V 2000RPM, 37KW,177NM, 68A, 416V FORCED VENTILATION; DIRECTION OF AIR FLOW NDE --> DE; DEGREE OF PROTECTION IP55 INCREMENT. ENCODER HTL 1024 S/R (ENCODER HTL1024S/R) DESIGN IM B35 (IM V15, IM V35) PLAIN SHAFT WITHOUT FITTED KEY; BEARING: STANDARD WITH FIXED BEARING, VIBRATION SEVERITY GRADE R/A; SHAFT AND FLANGE ACCURACY: R TERMINAL BOX (ABOVE) CABLE ENTRY ON THE ND-END SIGNAL CONNECTION LEFT | 6781 | TEM | 1 | MC | 196 | 1
1PH81631HF130CA1 | SIMOTICS M COMPACT ASYNCHRONOUS MOTOR 1500RPM, 30KW,191NM, 71A, 319V 1750RPM, 34KW,186NM, 70A, 366V 2000RPM, 37KW,177NM, 68A, 416V FORCED VENTILATION; DIRECTION OF AIR FLOW NDE --> DE; DEGREE OF PROTECTION IP55 INCREMENT. ENCODER HTL 1024 S/R (ENCODER HTL1024S/R) DESIGN IM B35 (IM V15, IM V35) PLAIN SHAFT WITHOUT FITTED KEY; BEARING: STANDARD WITH FIXED BEARING, VIBRATION SEVERITY GRADE S/A; SHAFT AND FLANGE ACCURACY: R TERMINAL BOX (ABOVE) CABLE ENTRY ON THE RIGHT SIGNAL CONNECTION D-END | 6976 | TEM | 1 | MC | 196 | 1
1PH81631HF130CB1 | SIMOTICS M COMPACT ASYNCHRONOUS MOTOR 1500RPM, 30KW,191NM, 71A, 319V 1750RPM, 34KW,186NM, 70A, 366V 2000RPM, 37KW,177NM, 68A, 416V FORCED VENTILATION; DIRECTION OF AIR FLOW NDE --> DE; DEGREE OF PROTECTION IP55 INCREMENT. ENCODER HTL 1024 S/R (ENCODER HTL1024S/R) DESIGN IM B35 (IM V15, IM V35) PLAIN SHAFT WITHOUT FITTED KEY; BEARING: STANDARD WITH FIXED BEARING, VIBRATION SEVERITY GRADE S/A; SHAFT AND FLANGE ACCURACY: R TERMINAL BOX (ABOVE) CABLE ENTRY ON THE LEFT SIGNAL CONNECTION D-END | 6976 | TEM | 1 | MC | 196 | 1
1PH81631HF130CC1 | SIMOTICS M COMPACT ASYNCHRONOUS MOTOR 1500RPM, 30KW,191NM, 71A, 319V 1750RPM, 34KW,186NM, 70A, 366V 2000RPM, 37KW,177NM, 68A, 416V FORCED VENTILATION; DIRECTION OF AIR FLOW NDE --> DE; DEGREE OF PROTECTION IP55 INCREMENT. ENCODER HTL 1024 S/R (ENCODER HTL1024S/R) DESIGN IM B35 (IM V15, IM V35) PLAIN SHAFT WITHOUT FITTED KEY; BEARING: STANDARD WITH FIXED BEARING, VIBRATION SEVERITY GRADE S/A; SHAFT AND FLANGE ACCURACY: R TERMINAL BOX (ABOVE) CABLE ENTRY ON THE ND-END SIGNAL CONNECTION LEFT | 6976 | TEM | 1 | MC | 196 | 1
1PH81631HF131BA1 | SIMOTICS M COMPACT ASYNCHRONOUS MOTOR 1500RPM, 30KW,191NM, 71A, 319V 1750RPM, 34KW,186NM, 70A, 366V 2000RPM, 37KW,177NM, 68A, 416V FORCED VENTILATION; DIRECTION OF AIR FLOW NDE --> DE; DEGREE OF PROTECTION IP55 INCREMENT. ENCODER HTL 1024 S/R (ENCODER HTL1024S/R) DESIGN IM B35 (IM V15, IM V35) SHAFT WITH FITTED KEY FULL-KEY BALANCING BEARING: STANDARD WITH FIXED BEARING, VIBRATION SEVERITY GRADE R/A; SHAFT AND FLANGE ACCURACY: R TERMINAL BOX (ABOVE) CABLE ENTRY ON THE RIGHT SIGNAL CONNECTION D-END | 6976 | TEM | 1 | MC | 196 | 1
1PH81631HF131BC1 | SIMOTICS M COMPACT ASYNCHRONOUS MOTOR 1500RPM, 30KW,191NM, 71A, 319V 1750RPM, 34KW,186NM, 70A, 366V 2000RPM, 37KW,177NM, 68A, 416V FORCED VENTILATION; DIRECTION OF AIR FLOW NDE --> DE; DEGREE OF PROTECTION IP55 INCREMENT. ENCODER HTL 1024 S/R (ENCODER HTL1024S/R) DESIGN IM B35 (IM V15, IM V35) SHAFT WITH FITTED KEY FULL-KEY BALANCING BEARING: STANDARD WITH FIXED BEARING, VIBRATION SEVERITY GRADE R/A; SHAFT AND FLANGE ACCURACY: R TERMINAL BOX (ABOVE) CABLE ENTRY ON THE ND-END SIGNAL CONNECTION LEFT | 6976 | TEM | 1 | MC | 196 | 1
1PH81631HF131DA1 | SIMOTICS M COMPACT ASYNCHRONOUS MOTOR 1500RPM, 30KW,191NM, 71A, 319V 1750RPM, 34KW,186NM, 70A, 366V 2000RPM, 37KW,177NM, 68A, 416V FORCED VENTILATION; DIRECTION OF AIR FLOW NDE --> DE; DEGREE OF PROTECTION IP55 INCREMENT. ENCODER HTL 1024 S/R (ENCODER HTL1024S/R) DESIGN IM B35 (IM V15, IM V35) SHAFT WITH FITTED KEY FULL-KEY BALANCING BEARING: STANDARD WITH FIXED BEARING, VIBRATION SEVERITY GRADE SR/A; SHAFT AND FLANGE ACCURACY: R TERMINAL BOX (ABOVE) CABLE ENTRY ON THE RIGHT SIGNAL CONNECTION D-END | 7263 | TEM | 1 | MC | 196 | 1
1PH81631HF132BA1 | SIMOTICS M COMPACT ASYNCHRONOUS MOTOR 1500RPM, 30KW,191NM, 71A, 319V 1750RPM, 34KW,186NM, 70A, 366V 2000RPM, 37KW,177NM, 68A, 416V FORCED VENTILATION; DIRECTION OF AIR FLOW NDE --> DE; DEGREE OF PROTECTION IP55 INCREMENT. ENCODER HTL 1024 S/R (ENCODER HTL1024S/R) DESIGN IM B35 (IM V15, IM V35) SHAFT WITH FITTED KEY HALF-KEY BALANCING BEARING: STANDARD WITH FIXED BEARING, VIBRATION SEVERITY GRADE R/A; SHAFT AND FLANGE ACCURACY: R TERMINAL BOX (ABOVE) CABLE ENTRY ON THE RIGHT SIGNAL CONNECTION D-END | 6976 | TEM | 1 | MC | 196 | 1
1PH81631HF132BB1 | SIMOTICS M COMPACT ASYNCHRONOUS MOTOR 1500RPM, 30KW,191NM, 71A, 319V 1750RPM, 34KW,186NM, 70A, 366V 2000RPM, 37KW,177NM, 68A, 416V FORCED VENTILATION; DIRECTION OF AIR FLOW NDE --> DE; DEGREE OF PROTECTION IP55 INCREMENT. ENCODER HTL 1024 S/R (ENCODER HTL1024S/R) DESIGN IM B35 (IM V15, IM V35) SHAFT WITH FITTED KEY HALF-KEY BALANCING BEARING: STANDARD WITH FIXED BEARING, VIBRATION SEVERITY GRADE R/A; SHAFT AND FLANGE ACCURACY: R TERMINAL BOX (ABOVE) CABLE ENTRY ON THE LEFT SIGNAL CONNECTION D-END | 6976 | TEM | 1 | MC | 196 | 1
1PH81631HF132BC1 | SIMOTICS M COMPACT ASYNCHRONOUS MOTOR 1500RPM, 30KW,191NM, 71A, 319V 1750RPM, 34KW,186NM, 70A, 366V 2000RPM, 37KW,177NM, 68A, 416V FORCED VENTILATION; DIRECTION OF AIR FLOW NDE --> DE; DEGREE OF PROTECTION IP55 INCREMENT. ENCODER HTL 1024 S/R (ENCODER HTL1024S/R) DESIGN IM B35 (IM V15, IM V35) SHAFT WITH FITTED KEY HALF-KEY BALANCING BEARING: STANDARD WITH FIXED BEARING, VIBRATION SEVERITY GRADE R/A; SHAFT AND FLANGE ACCURACY: R TERMINAL BOX (ABOVE) CABLE ENTRY ON THE ND-END SIGNAL CONNECTION LEFT | 6976 | TEM | 1 | MC | 196 | 1
1PH81631HF132CA1 | SIMOTICS M COMPACT ASYNCHRONOUS MOTOR 1500RPM, 30KW,191NM, 71A, 319V 1750RPM, 34KW,186NM, 70A, 366V 2000RPM, 37KW,177NM, 68A, 416V FORCED VENTILATION; DIRECTION OF AIR FLOW NDE --> DE; DEGREE OF PROTECTION IP55 INCREMENT. ENCODER HTL 1024 S/R (ENCODER HTL1024S/R) DESIGN IM B35 (IM V15, IM V35) SHAFT WITH FITTED KEY HALF-KEY BALANCING BEARING: STANDARD WITH FIXED BEARING, VIBRATION SEVERITY GRADE S/A; SHAFT AND FLANGE ACCURACY: R TERMINAL BOX (ABOVE) CABLE ENTRY ON THE RIGHT SIGNAL CONNECTION D-END | 7171 | TEM | 1 | MC | 196 | 1
1PH81631HF132CB1 | SIMOTICS M COMPACT ASYNCHRONOUS MOTOR 1500RPM, 30KW,191NM, 71A, 319V 1750RPM, 34KW,186NM, 70A, 366V 2000RPM, 37KW,177NM, 68A, 416V FORCED VENTILATION; DIRECTION OF AIR FLOW NDE --> DE; DEGREE OF PROTECTION IP55 INCREMENT. ENCODER HTL 1024 S/R (ENCODER HTL1024S/R) DESIGN IM B35 (IM V15, IM V35) SHAFT WITH FITTED KEY HALF-KEY BALANCING BEARING: STANDARD WITH FIXED BEARING, VIBRATION SEVERITY GRADE S/A; SHAFT AND FLANGE ACCURACY: R TERMINAL BOX (ABOVE) CABLE ENTRY ON THE LEFT SIGNAL CONNECTION D-END | 7171 | TEM | 1 | MC | 196 | 1
1PH81631HF132CC1 | SIMOTICS M COMPACT ASYNCHRONOUS MOTOR 1500RPM, 30KW,191NM, 71A, 319V 1750RPM, 34KW,186NM, 70A, 366V 2000RPM, 37KW,177NM, 68A, 416V FORCED VENTILATION; DIRECTION OF AIR FLOW NDE --> DE; DEGREE OF PROTECTION IP55 INCREMENT. ENCODER HTL 1024 S/R (ENCODER HTL1024S/R) DESIGN IM B35 (IM V15, IM V35) SHAFT WITH FITTED KEY HALF-KEY BALANCING BEARING: STANDARD WITH FIXED BEARING, VIBRATION SEVERITY GRADE S/A; SHAFT AND FLANGE ACCURACY: R TERMINAL BOX (ABOVE) CABLE ENTRY ON THE ND-END SIGNAL CONNECTION LEFT | 7171 | TEM | 1 | MC | 196 | 1
1PH81631HF200BA1 | SIMOTICS M COMPACT ASYNCHRONOUS MOTOR 1500RPM, 37KW, 236NM, 84A, 328V 1750RPM, 43KW, 235NM, 84A, 380V 2000RPM, 49KW, 234NM, 84A, 430V WATER COOLING DEGREE OF PROTECTION IP65 INCREMENT. ENCODER HTL 1024 S/R (ENCODER HTL1024S/R) DESIGN IM B3 (IM V5, IM V6) PLAIN SHAFT WITHOUT FITTED KEY; BEARING: STANDARD WITH FIXED BEARING, VIBRATION SEVERITY GRADE R/A; SHAFT AND FLANGE ACCURACY: R TERMINAL BOX (ABOVE) CABLE ENTRY ON THE RIGHT SIGNAL CONNECTION D-END | 7546 | TEM | 1 | MC | 229 | 1
1PH81631HF200BB1 | SIMOTICS M COMPACT ASYNCHRONOUS MOTOR 1500RPM, 37KW, 236NM, 84A, 328V 1750RPM, 43KW, 235NM, 84A, 380V 2000RPM, 49KW, 234NM, 84A, 430V WATER COOLING DEGREE OF PROTECTION IP65 INCREMENT. ENCODER HTL 1024 S/R (ENCODER HTL1024S/R) DESIGN IM B3 (IM V5, IM V6) PLAIN SHAFT WITHOUT FITTED KEY; BEARING: STANDARD WITH FIXED BEARING, VIBRATION SEVERITY GRADE R/A; SHAFT AND FLANGE ACCURACY: R TERMINAL BOX (ABOVE) CABLE ENTRY ON THE LEFT SIGNAL CONNECTION D-END | 7546 | TEM | 1 | MC | 229 | 1
1PH81631HF200BC1 | SIMOTICS M COMPACT ASYNCHRONOUS MOTOR 1500RPM, 37KW, 236NM, 84A, 328V 1750RPM, 43KW, 235NM, 84A, 380V 2000RPM, 49KW, 234NM, 84A, 430V WATER COOLING DEGREE OF PROTECTION IP65 INCREMENT. ENCODER HTL 1024 S/R (ENCODER HTL1024S/R) DESIGN IM B3 (IM V5, IM V6) PLAIN SHAFT WITHOUT FITTED KEY; BEARING: STANDARD WITH FIXED BEARING, VIBRATION SEVERITY GRADE R/A; SHAFT AND FLANGE ACCURACY: R TERMINAL BOX (ABOVE) CABLE ENTRY ON THE ND-END SIGNAL CONNECTION LEFT | 7546 | TEM | 1 | MC | 229 | 1
1PH81631HF200CA1 | SIMOTICS M COMPACT ASYNCHRONOUS MOTOR 1500RPM, 37KW, 236NM, 84A, 328V 1750RPM, 43KW, 235NM, 84A, 380V 2000RPM, 49KW, 234NM, 84A, 430V WATER COOLING DEGREE OF PROTECTION IP65 INCREMENT. ENCODER HTL 1024 S/R (ENCODER HTL1024S/R) DESIGN IM B3 (IM V5, IM V6) PLAIN SHAFT WITHOUT FITTED KEY; BEARING: STANDARD WITH FIXED BEARING, VIBRATION SEVERITY GRADE S/A; SHAFT AND FLANGE ACCURACY: R TERMINAL BOX (ABOVE) CABLE ENTRY ON THE RIGHT SIGNAL CONNECTION D-END | 7741 | TEM | 1 | MC | 229 | 1
1PH81631HF200CB1 | SIMOTICS M COMPACT ASYNCHRONOUS MOTOR 1500RPM, 37KW, 236NM, 84A, 328V 1750RPM, 43KW, 235NM, 84A, 380V 2000RPM, 49KW, 234NM, 84A, 430V WATER COOLING DEGREE OF PROTECTION IP65 INCREMENT. ENCODER HTL 1024 S/R (ENCODER HTL1024S/R) DESIGN IM B3 (IM V5, IM V6) PLAIN SHAFT WITHOUT FITTED KEY; BEARING: STANDARD WITH FIXED BEARING, VIBRATION SEVERITY GRADE S/A; SHAFT AND FLANGE ACCURACY: R TERMINAL BOX (ABOVE) CABLE ENTRY ON THE LEFT SIGNAL CONNECTION D-END | 7741 | TEM | 1 | MC | 229 | 1
1PH81631HF200CC1 | SIMOTICS M COMPACT ASYNCHRONOUS MOTOR 1500RPM, 37KW, 236NM, 84A, 328V 1750RPM, 43KW, 235NM, 84A, 380V 2000RPM, 49KW, 234NM, 84A, 430V WATER COOLING DEGREE OF PROTECTION IP65 INCREMENT. ENCODER HTL 1024 S/R (ENCODER HTL1024S/R) DESIGN IM B3 (IM V5, IM V6) PLAIN SHAFT WITHOUT FITTED KEY; BEARING: STANDARD WITH FIXED BEARING, VIBRATION SEVERITY GRADE S/A; SHAFT AND FLANGE ACCURACY: R TERMINAL BOX (ABOVE) CABLE ENTRY ON THE ND-END SIGNAL CONNECTION LEFT | 7741 | TEM | 1 | MC | 229 | 1
1PH81631HF200DA1 | SIMOTICS M COMPACT ASYNCHRONOUS MOTOR 1500RPM, 37KW, 236NM, 84A, 328V 1750RPM, 43KW, 235NM, 84A, 380V 2000RPM, 49KW, 234NM, 84A, 430V WATER COOLING DEGREE OF PROTECTION IP65 INCREMENT. ENCODER HTL 1024 S/R (ENCODER HTL1024S/R) DESIGN IM B3 (IM V5, IM V6) PLAIN SHAFT WITHOUT FITTED KEY; BEARING: STANDARD WITH FIXED BEARING, VIBRATION SEVERITY GRADE SR/A; SHAFT AND FLANGE ACCURACY: R TERMINAL BOX (ABOVE) CABLE ENTRY ON THE RIGHT SIGNAL CONNECTION D-END | 7833 | TEM | 1 | MC | 229 | 1
1PH81631HF202BA1 | SIMOTICS M COMPACT ASYNCHRONOUS MOTOR 1500RPM, 37KW, 236NM, 84A, 328V 1750RPM, 43KW, 235NM, 84A, 380V 2000RPM, 49KW, 234NM, 84A, 430V WATER COOLING DEGREE OF PROTECTION IP65 INCREMENT. ENCODER HTL 1024 S/R (ENCODER HTL1024S/R) DESIGN IM B3 (IM V5, IM V6) SHAFT WITH FITTED KEY HALF-KEY BALANCING BEARING: STANDARD WITH FIXED BEARING, VIBRATION SEVERITY GRADE R/A; SHAFT AND FLANGE ACCURACY: R TERMINAL BOX (ABOVE) CABLE ENTRY ON THE RIGHT SIGNAL CONNECTION D-END | 7741 | TEM | 1 | MC | 229 | 1
1PH81631HF202BB1 | SIMOTICS M COMPACT ASYNCHRONOUS MOTOR 1500RPM, 37KW, 236NM, 84A, 328V 1750RPM, 43KW, 235NM, 84A, 380V 2000RPM, 49KW, 234NM, 84A, 430V WATER COOLING DEGREE OF PROTECTION IP65 INCREMENT. ENCODER HTL 1024 S/R (ENCODER HTL1024S/R) DESIGN IM B3 (IM V5, IM V6) SHAFT WITH FITTED KEY HALF-KEY BALANCING BEARING: STANDARD WITH FIXED BEARING, VIBRATION SEVERITY GRADE R/A; SHAFT AND FLANGE ACCURACY: R TERMINAL BOX (ABOVE) CABLE ENTRY ON THE LEFT SIGNAL CONNECTION D-END | 7741 | TEM | 1 | MC | 229 | 1
1PH81631HF202BC1 | SIMOTICS M COMPACT ASYNCHRONOUS MOTOR 1500RPM, 37KW, 236NM, 84A, 328V 1750RPM, 43KW, 235NM, 84A, 380V 2000RPM, 49KW, 234NM, 84A, 430V WATER COOLING DEGREE OF PROTECTION IP65 INCREMENT. ENCODER HTL 1024 S/R (ENCODER HTL1024S/R) DESIGN IM B3 (IM V5, IM V6) SHAFT WITH FITTED KEY HALF-KEY BALANCING BEARING: STANDARD WITH FIXED BEARING, VIBRATION SEVERITY GRADE R/A; SHAFT AND FLANGE ACCURACY: R TERMINAL BOX (ABOVE) CABLE ENTRY ON THE ND-END SIGNAL CONNECTION LEFT | 7741 | TEM | 1 | MC | 229 | 1
1PH81631HF202CA1 | SIMOTICS M COMPACT ASYNCHRONOUS MOTOR 1500RPM, 37KW, 236NM, 84A, 328V 1750RPM, 43KW, 235NM, 84A, 380V 2000RPM, 49KW, 234NM, 84A, 430V WATER COOLING DEGREE OF PROTECTION IP65 INCREMENT. ENCODER HTL 1024 S/R (ENCODER HTL1024S/R) DESIGN IM B3 (IM V5, IM V6) SHAFT WITH FITTED KEY HALF-KEY BALANCING BEARING: STANDARD WITH FIXED BEARING, VIBRATION SEVERITY GRADE S/A; SHAFT AND FLANGE ACCURACY: R TERMINAL BOX (ABOVE) CABLE ENTRY ON THE RIGHT SIGNAL CONNECTION D-END | 7937 | TEM | 1 | MC | 229 | 1
1PH81631HF202CB1 | SIMOTICS M COMPACT ASYNCHRONOUS MOTOR 1500RPM, 37KW, 236NM, 84A, 328V 1750RPM, 43KW, 235NM, 84A, 380V 2000RPM, 49KW, 234NM, 84A, 430V WATER COOLING DEGREE OF PROTECTION IP65 INCREMENT. ENCODER HTL 1024 S/R (ENCODER HTL1024S/R) DESIGN IM B3 (IM V5, IM V6) SHAFT WITH FITTED KEY HALF-KEY BALANCING BEARING: STANDARD WITH FIXED BEARING, VIBRATION SEVERITY GRADE S/A; SHAFT AND FLANGE ACCURACY: R TERMINAL BOX (ABOVE) CABLE ENTRY ON THE LEFT SIGNAL CONNECTION D-END | 7937 | TEM | 1 | MC | 229 | 1
1PH81631HF202CC1 | SIMOTICS M COMPACT ASYNCHRONOUS MOTOR 1500RPM, 37KW, 236NM, 84A, 328V 1750RPM, 43KW, 235NM, 84A, 380V 2000RPM, 49KW, 234NM, 84A, 430V WATER COOLING DEGREE OF PROTECTION IP65 INCREMENT. ENCODER HTL 1024 S/R (ENCODER HTL1024S/R) DESIGN IM B3 (IM V5, IM V6) SHAFT WITH FITTED KEY HALF-KEY BALANCING BEARING: STANDARD WITH FIXED BEARING, VIBRATION SEVERITY GRADE S/A; SHAFT AND FLANGE ACCURACY: R TERMINAL BOX (ABOVE) CABLE ENTRY ON THE ND-END SIGNAL CONNECTION LEFT | 7937 | TEM | 1 | MC | 229 | 1
1PH81631HF202FA1 | SIMOTICS M COMPACT ASYNCHRONOUS MOTOR 1500RPM, 37KW, 236NM, 84A, 328V 1750RPM, 43KW, 235NM, 84A, 380V 2000RPM, 49KW, 234NM, 84A, 430V WATER COOLING DEGREE OF PROTECTION IP65 INCREMENT. ENCODER HTL 1024 S/R (ENCODER HTL1024S/R) DESIGN IM B3 (IM V5, IM V6) SHAFT WITH FITTED KEY HALF-KEY BALANCING BEARING: INCREASED RADIAL FORCES, VIBRATION SEVERITY GRADE R/A; SHAFT AND FLANGE ACCURACY: R TERMINAL BOX (ABOVE) CABLE ENTRY ON THE RIGHT SIGNAL CONNECTION D-END | 7921 | TEM | 1 | MC | 229 | 1
1PH81631HF220BA1 | SIMOTICS M COMPACT ASYNCHRONOUS MOTOR 1500RPM, 37KW, 236NM, 84A, 328V 1750RPM, 43KW, 235NM, 84A, 380V 2000RPM, 49KW, 234NM, 84A, 430V WATER COOLING DEGREE OF PROTECTION IP65 INCREMENT. ENCODER HTL 1024 S/R (ENCODER HTL1024S/R) DESIGN IM B5 (IMV 1,IM V3) PLAIN SHAFT WITHOUT FITTED KEY; BEARING: STANDARD WITH FIXED BEARING, VIBRATION SEVERITY GRADE R/A; SHAFT AND FLANGE ACCURACY: R TERMINAL BOX (ABOVE) CABLE ENTRY ON THE RIGHT SIGNAL CONNECTION D-END | 8197 | TEM | 1 | MC | 229 | 1
1PH81631HF220BB1 | SIMOTICS M COMPACT ASYNCHRONOUS MOTOR 1500RPM, 37KW, 236NM, 84A, 328V 1750RPM, 43KW, 235NM, 84A, 380V 2000RPM, 49KW, 234NM, 84A, 430V WATER COOLING DEGREE OF PROTECTION IP65 INCREMENT. ENCODER HTL 1024 S/R (ENCODER HTL1024S/R) DESIGN IM B5 (IMV 1,IM V3) PLAIN SHAFT WITHOUT FITTED KEY; BEARING: STANDARD WITH FIXED BEARING, VIBRATION SEVERITY GRADE R/A; SHAFT AND FLANGE ACCURACY: R TERMINAL BOX (ABOVE) CABLE ENTRY ON THE LEFT SIGNAL CONNECTION D-END | 8197 | TEM | 1 | MC | 229 | 1
1PH81631HF220BC1 | SIMOTICS M COMPACT ASYNCHRONOUS MOTOR 1500RPM, 37KW, 236NM, 84A, 328V 1750RPM, 43KW, 235NM, 84A, 380V 2000RPM, 49KW, 234NM, 84A, 430V WATER COOLING DEGREE OF PROTECTION IP65 INCREMENT. ENCODER HTL 1024 S/R (ENCODER HTL1024S/R) DESIGN IM B5 (IMV 1,IM V3) PLAIN SHAFT WITHOUT FITTED KEY; BEARING: STANDARD WITH FIXED BEARING, VIBRATION SEVERITY GRADE R/A; SHAFT AND FLANGE ACCURACY: R TERMINAL BOX (ABOVE) CABLE ENTRY ON THE ND-END SIGNAL CONNECTION LEFT | 8197 | TEM | 1 | MC | 229 | 1
1PH81631HF220CA1 | SIMOTICS M COMPACT ASYNCHRONOUS MOTOR 1500RPM, 37KW, 236NM, 84A, 328V 1750RPM, 43KW, 235NM, 84A, 380V 2000RPM, 49KW, 234NM, 84A, 430V WATER COOLING DEGREE OF PROTECTION IP65 INCREMENT. ENCODER HTL 1024 S/R (ENCODER HTL1024S/R) DESIGN IM B5 (IMV 1,IM V3) PLAIN SHAFT WITHOUT FITTED KEY; BEARING: STANDARD WITH FIXED BEARING, VIBRATION SEVERITY GRADE S/A; SHAFT AND FLANGE ACCURACY: R TERMINAL BOX (ABOVE) CABLE ENTRY ON THE RIGHT SIGNAL CONNECTION D-END | 8392 | TEM | 1 | MC | 229 | 1
1PH81631HF220CB1 | SIMOTICS M COMPACT ASYNCHRONOUS MOTOR 1500RPM, 37KW, 236NM, 84A, 328V 1750RPM, 43KW, 235NM, 84A, 380V 2000RPM, 49KW, 234NM, 84A, 430V WATER COOLING DEGREE OF PROTECTION IP65 INCREMENT. ENCODER HTL 1024 S/R (ENCODER HTL1024S/R) DESIGN IM B5 (IMV 1,IM V3) PLAIN SHAFT WITHOUT FITTED KEY; BEARING: STANDARD WITH FIXED BEARING, VIBRATION SEVERITY GRADE S/A; SHAFT AND FLANGE ACCURACY: R TERMINAL BOX (ABOVE) CABLE ENTRY ON THE LEFT SIGNAL CONNECTION D-END | 8392 | TEM | 1 | MC | 229 | 1
1PH81631HF220CC1 | SIMOTICS M COMPACT ASYNCHRONOUS MOTOR 1500RPM, 37KW, 236NM, 84A, 328V 1750RPM, 43KW, 235NM, 84A, 380V 2000RPM, 49KW, 234NM, 84A, 430V WATER COOLING DEGREE OF PROTECTION IP65 INCREMENT. ENCODER HTL 1024 S/R (ENCODER HTL1024S/R) DESIGN IM B5 (IMV 1,IM V3) PLAIN SHAFT WITHOUT FITTED KEY; BEARING: STANDARD WITH FIXED BEARING, VIBRATION SEVERITY GRADE S/A; SHAFT AND FLANGE ACCURACY: R TERMINAL BOX (ABOVE) CABLE ENTRY ON THE ND-END SIGNAL CONNECTION LEFT | 8392 | TEM | 1 | MC | 229 | 1
1PH81631HF220DA1 | SIMOTICS M COMPACT ASYNCHRONOUS MOTOR 1500RPM, 37KW, 236NM, 84A, 328V 1750RPM, 43KW, 235NM, 84A, 380V 2000RPM, 49KW, 234NM, 84A, 430V WATER COOLING DEGREE OF PROTECTION IP65 INCREMENT. ENCODER HTL 1024 S/R (ENCODER HTL1024S/R) DESIGN IM B5 (IMV 1,IM V3) PLAIN SHAFT WITHOUT FITTED KEY; BEARING: STANDARD WITH FIXED BEARING, VIBRATION SEVERITY GRADE SR/A; SHAFT AND FLANGE ACCURACY: R TERMINAL BOX (ABOVE) CABLE ENTRY ON THE RIGHT SIGNAL CONNECTION D-END | 8484 | TEM | 1 | MC | 229 | 1
1PH81631HF222BA1 | SIMOTICS M COMPACT ASYNCHRONOUS MOTOR 1500RPM, 37KW, 236NM, 84A, 328V 1750RPM, 43KW, 235NM, 84A, 380V 2000RPM, 49KW, 234NM, 84A, 430V WATER COOLING DEGREE OF PROTECTION IP65 INCREMENT. ENCODER HTL 1024 S/R (ENCODER HTL1024S/R) DESIGN IM B5 (IMV 1,IM V3) SHAFT WITH FITTED KEY HALF-KEY BALANCING BEARING: STANDARD WITH FIXED BEARING, VIBRATION SEVERITY GRADE R/A; SHAFT AND FLANGE ACCURACY: R TERMINAL BOX (ABOVE) CABLE ENTRY ON THE RIGHT SIGNAL CONNECTION D-END | 8392 | TEM | 1 | MC | 229 | 1
1PH81631HF222BB1 | SIMOTICS M COMPACT ASYNCHRONOUS MOTOR 1500RPM, 37KW, 236NM, 84A, 328V 1750RPM, 43KW, 235NM, 84A, 380V 2000RPM, 49KW, 234NM, 84A, 430V WATER COOLING DEGREE OF PROTECTION IP65 INCREMENT. ENCODER HTL 1024 S/R (ENCODER HTL1024S/R) DESIGN IM B5 (IMV 1,IM V3) SHAFT WITH FITTED KEY HALF-KEY BALANCING BEARING: STANDARD WITH FIXED BEARING, VIBRATION SEVERITY GRADE R/A; SHAFT AND FLANGE ACCURACY: R TERMINAL BOX (ABOVE) CABLE ENTRY ON THE LEFT SIGNAL CONNECTION D-END | 8392 | TEM | 1 | MC | 229 | 1
1PH81631HF222BC1 | SIMOTICS M COMPACT ASYNCHRONOUS MOTOR 1500RPM, 37KW, 236NM, 84A, 328V 1750RPM, 43KW, 235NM, 84A, 380V 2000RPM, 49KW, 234NM, 84A, 430V WATER COOLING DEGREE OF PROTECTION IP65 INCREMENT. ENCODER HTL 1024 S/R (ENCODER HTL1024S/R) DESIGN IM B5 (IMV 1,IM V3) SHAFT WITH FITTED KEY HALF-KEY BALANCING BEARING: STANDARD WITH FIXED BEARING, VIBRATION SEVERITY GRADE R/A; SHAFT AND FLANGE ACCURACY: R TERMINAL BOX (ABOVE) CABLE ENTRY ON THE ND-END SIGNAL CONNECTION LEFT | 8392 | TEM | 1 | MC | 229 | 1
1PH81631HF222CA1 | SIMOTICS M COMPACT ASYNCHRONOUS MOTOR 1500RPM, 37KW, 236NM, 84A, 328V 1750RPM, 43KW, 235NM, 84A, 380V 2000RPM, 49KW, 234NM, 84A, 430V WATER COOLING DEGREE OF PROTECTION IP65 INCREMENT. ENCODER HTL 1024 S/R (ENCODER HTL1024S/R) DESIGN IM B5 (IMV 1,IM V3) SHAFT WITH FITTED KEY HALF-KEY BALANCING BEARING: STANDARD WITH FIXED BEARING, VIBRATION SEVERITY GRADE S/A; SHAFT AND FLANGE ACCURACY: R TERMINAL BOX (ABOVE) CABLE ENTRY ON THE RIGHT SIGNAL CONNECTION D-END | 8587 | TEM | 1 | MC | 229 | 1
1PH81631HF222CB1 | SIMOTICS M COMPACT ASYNCHRONOUS MOTOR 1500RPM, 37KW, 236NM, 84A, 328V 1750RPM, 43KW, 235NM, 84A, 380V 2000RPM, 49KW, 234NM, 84A, 430V WATER COOLING DEGREE OF PROTECTION IP65 INCREMENT. ENCODER HTL 1024 S/R (ENCODER HTL1024S/R) DESIGN IM B5 (IMV 1,IM V3) SHAFT WITH FITTED KEY HALF-KEY BALANCING BEARING: STANDARD WITH FIXED BEARING, VIBRATION SEVERITY GRADE S/A; SHAFT AND FLANGE ACCURACY: R TERMINAL BOX (ABOVE) CABLE ENTRY ON THE LEFT SIGNAL CONNECTION D-END | 8587 | TEM | 1 | MC | 229 | 1
1PH81631HF222CC1 | SIMOTICS M COMPACT ASYNCHRONOUS MOTOR 1500RPM, 37KW, 236NM, 84A, 328V 1750RPM, 43KW, 235NM, 84A, 380V 2000RPM, 49KW, 234NM, 84A, 430V WATER COOLING DEGREE OF PROTECTION IP65 INCREMENT. ENCODER HTL 1024 S/R (ENCODER HTL1024S/R) DESIGN IM B5 (IMV 1,IM V3) SHAFT WITH FITTED KEY HALF-KEY BALANCING BEARING: STANDARD WITH FIXED BEARING, VIBRATION SEVERITY GRADE S/A; SHAFT AND FLANGE ACCURACY: R TERMINAL BOX (ABOVE) CABLE ENTRY ON THE ND-END SIGNAL CONNECTION LEFT | 8587 | TEM | 1 | MC | 229 | 1
1PH81631HF230BA1 | SIMOTICS M COMPACT ASYNCHRONOUS MOTOR 1500RPM, 37KW, 236NM, 84A, 328V 1750RPM, 43KW, 235NM, 84A, 380V 2000RPM, 49KW, 234NM, 84A, 430V WATER COOLING DEGREE OF PROTECTION IP65 INCREMENT. ENCODER HTL 1024 S/R (ENCODER HTL1024S/R) DESIGN IM B35 (IM V15, IM V35) PLAIN SHAFT WITHOUT FITTED KEY; BEARING: STANDARD WITH FIXED BEARING, VIBRATION SEVERITY GRADE R/A; SHAFT AND FLANGE ACCURACY: R TERMINAL BOX (ABOVE) CABLE ENTRY ON THE RIGHT SIGNAL CONNECTION D-END | 8197 | TEM | 1 | MC | 229 | 1
1PH81631HF230BB1 | SIMOTICS M COMPACT ASYNCHRONOUS MOTOR 1500RPM, 37KW, 236NM, 84A, 328V 1750RPM, 43KW, 235NM, 84A, 380V 2000RPM, 49KW, 234NM, 84A, 430V WATER COOLING DEGREE OF PROTECTION IP65 INCREMENT. ENCODER HTL 1024 S/R (ENCODER HTL1024S/R) DESIGN IM B35 (IM V15, IM V35) PLAIN SHAFT WITHOUT FITTED KEY; BEARING: STANDARD WITH FIXED BEARING, VIBRATION SEVERITY GRADE R/A; SHAFT AND FLANGE ACCURACY: R TERMINAL BOX (ABOVE) CABLE ENTRY ON THE LEFT SIGNAL CONNECTION D-END | 8197 | TEM | 1 | MC | 229 | 1
1PH81631HF230BC1 | SIMOTICS M COMPACT ASYNCHRONOUS MOTOR 1500RPM, 37KW, 236NM, 84A, 328V 1750RPM, 43KW, 235NM, 84A, 380V 2000RPM, 49KW, 234NM, 84A, 430V WATER COOLING DEGREE OF PROTECTION IP65 INCREMENT. ENCODER HTL 1024 S/R (ENCODER HTL1024S/R) DESIGN IM B35 (IM V15, IM V35) PLAIN SHAFT WITHOUT FITTED KEY; BEARING: STANDARD WITH FIXED BEARING, VIBRATION SEVERITY GRADE R/A; SHAFT AND FLANGE ACCURACY: R TERMINAL BOX (ABOVE) CABLE ENTRY ON THE ND-END SIGNAL CONNECTION LEFT | 8197 | TEM | 1 | MC | 229 | 1
1PH81631HF230CA1 | SIMOTICS M COMPACT ASYNCHRONOUS MOTOR 1500RPM, 37KW, 236NM, 84A, 328V 1750RPM, 43KW, 235NM, 84A, 380V 2000RPM, 49KW, 234NM, 84A, 430V WATER COOLING DEGREE OF PROTECTION IP65 INCREMENT. ENCODER HTL 1024 S/R (ENCODER HTL1024S/R) DESIGN IM B35 (IM V15, IM V35) PLAIN SHAFT WITHOUT FITTED KEY; BEARING: STANDARD WITH FIXED BEARING, VIBRATION SEVERITY GRADE S/A; SHAFT AND FLANGE ACCURACY: R TERMINAL BOX (ABOVE) CABLE ENTRY ON THE RIGHT SIGNAL CONNECTION D-END | 8392 | TEM | 1 | MC | 229 | 1
1PH81631HF230CB1 | SIMOTICS M COMPACT ASYNCHRONOUS MOTOR 1500RPM, 37KW, 236NM, 84A, 328V 1750RPM, 43KW, 235NM, 84A, 380V 2000RPM, 49KW, 234NM, 84A, 430V WATER COOLING DEGREE OF PROTECTION IP65 INCREMENT. ENCODER HTL 1024 S/R (ENCODER HTL1024S/R) DESIGN IM B35 (IM V15, IM V35) PLAIN SHAFT WITHOUT FITTED KEY; BEARING: STANDARD WITH FIXED BEARING, VIBRATION SEVERITY GRADE S/A; SHAFT AND FLANGE ACCURACY: R TERMINAL BOX (ABOVE) CABLE ENTRY ON THE LEFT SIGNAL CONNECTION D-END | 8392 | TEM | 1 | MC | 229 | 1
1PH81631HF230CC1 | SIMOTICS M COMPACT ASYNCHRONOUS MOTOR 1500RPM, 37KW, 236NM, 84A, 328V 1750RPM, 43KW, 235NM, 84A, 380V 2000RPM, 49KW, 234NM, 84A, 430V WATER COOLING DEGREE OF PROTECTION IP65 INCREMENT. ENCODER HTL 1024 S/R (ENCODER HTL1024S/R) DESIGN IM B35 (IM V15, IM V35) PLAIN SHAFT WITHOUT FITTED KEY; BEARING: STANDARD WITH FIXED BEARING, VIBRATION SEVERITY GRADE S/A; SHAFT AND FLANGE ACCURACY: R TERMINAL BOX (ABOVE) CABLE ENTRY ON THE ND-END SIGNAL CONNECTION LEFT | 8392 | TEM | 1 | MC | 229 | 1
1PH81631HF231BA1 | SIMOTICS M COMPACT ASYNCHRONOUS MOTOR 1500RPM, 37KW, 236NM, 84A, 328V 1750RPM, 43KW, 235NM, 84A, 380V 2000RPM, 49KW, 234NM, 84A, 430V WATER COOLING DEGREE OF PROTECTION IP65 INCREMENT. ENCODER HTL 1024 S/R (ENCODER HTL1024S/R) DESIGN IM B35 (IM V15, IM V35) SHAFT WITH FITTED KEY FULL-KEY BALANCING BEARING: STANDARD WITH FIXED BEARING, VIBRATION SEVERITY GRADE R/A; SHAFT AND FLANGE ACCURACY: R TERMINAL BOX (ABOVE) CABLE ENTRY ON THE RIGHT SIGNAL CONNECTION D-END | 8392 | TEM | 1 | MC | 229 | 1
1PH81631HF232BA1 | SIMOTICS M COMPACT ASYNCHRONOUS MOTOR 1500RPM, 37KW, 236NM, 84A, 328V 1750RPM, 43KW, 235NM, 84A, 380V 2000RPM, 49KW, 234NM, 84A, 430V WATER COOLING DEGREE OF PROTECTION IP65 INCREMENT. ENCODER HTL 1024 S/R (ENCODER HTL1024S/R) DESIGN IM B35 (IM V15, IM V35) SHAFT WITH FITTED KEY HALF-KEY BALANCING BEARING: STANDARD WITH FIXED BEARING, VIBRATION SEVERITY GRADE R/A; SHAFT AND FLANGE ACCURACY: R TERMINAL BOX (ABOVE) CABLE ENTRY ON THE RIGHT SIGNAL CONNECTION D-END | 8392 | TEM | 1 | MC | 229 | 1
1PH81631HF232BB1 | SIMOTICS M COMPACT ASYNCHRONOUS MOTOR 1500RPM, 37KW, 236NM, 84A, 328V 1750RPM, 43KW, 235NM, 84A, 380V 2000RPM, 49KW, 234NM, 84A, 430V WATER COOLING DEGREE OF PROTECTION IP65 INCREMENT. ENCODER HTL 1024 S/R (ENCODER HTL1024S/R) DESIGN IM B35 (IM V15, IM V35) SHAFT WITH FITTED KEY HALF-KEY BALANCING BEARING: STANDARD WITH FIXED BEARING, VIBRATION SEVERITY GRADE R/A; SHAFT AND FLANGE ACCURACY: R TERMINAL BOX (ABOVE) CABLE ENTRY ON THE LEFT SIGNAL CONNECTION D-END | 8392 | TEM | 1 | MC | 229 | 1
1PH81631HF232BC1 | SIMOTICS M COMPACT ASYNCHRONOUS MOTOR 1500RPM, 37KW, 236NM, 84A, 328V 1750RPM, 43KW, 235NM, 84A, 380V 2000RPM, 49KW, 234NM, 84A, 430V WATER COOLING DEGREE OF PROTECTION IP65 INCREMENT. ENCODER HTL 1024 S/R (ENCODER HTL1024S/R) DESIGN IM B35 (IM V15, IM V35) SHAFT WITH FITTED KEY HALF-KEY BALANCING BEARING: STANDARD WITH FIXED BEARING, VIBRATION SEVERITY GRADE R/A; SHAFT AND FLANGE ACCURACY: R TERMINAL BOX (ABOVE) CABLE ENTRY ON THE ND-END SIGNAL CONNECTION LEFT | 8392 | TEM | 1 | MC | 229 | 1
1PH81631HF232CA1 | SIMOTICS M COMPACT ASYNCHRONOUS MOTOR 1500RPM, 37KW, 236NM, 84A, 328V 1750RPM, 43KW, 235NM, 84A, 380V 2000RPM, 49KW, 234NM, 84A, 430V WATER COOLING DEGREE OF PROTECTION IP65 INCREMENT. ENCODER HTL 1024 S/R (ENCODER HTL1024S/R) DESIGN IM B35 (IM V15, IM V35) SHAFT WITH FITTED KEY HALF-KEY BALANCING BEARING: STANDARD WITH FIXED BEARING, VIBRATION SEVERITY GRADE S/A; SHAFT AND FLANGE ACCURACY: R TERMINAL BOX (ABOVE) CABLE ENTRY ON THE RIGHT SIGNAL CONNECTION D-END | 8587 | TEM | 1 | MC | 229 | 1
1PH81631HF232CB1 | SIMOTICS M COMPACT ASYNCHRONOUS MOTOR 1500RPM, 37KW, 236NM, 84A, 328V 1750RPM, 43KW, 235NM, 84A, 380V 2000RPM, 49KW, 234NM, 84A, 430V WATER COOLING DEGREE OF PROTECTION IP65 INCREMENT. ENCODER HTL 1024 S/R (ENCODER HTL1024S/R) DESIGN IM B35 (IM V15, IM V35) SHAFT WITH FITTED KEY HALF-KEY BALANCING BEARING: STANDARD WITH FIXED BEARING, VIBRATION SEVERITY GRADE S/A; SHAFT AND FLANGE ACCURACY: R TERMINAL BOX (ABOVE) CABLE ENTRY ON THE LEFT SIGNAL CONNECTION D-END | 8587 | TEM | 1 | MC | 229 | 1
1PH81631HF232CC1 | SIMOTICS M COMPACT ASYNCHRONOUS MOTOR 1500RPM, 37KW, 236NM, 84A, 328V 1750RPM, 43KW, 235NM, 84A, 380V 2000RPM, 49KW, 234NM, 84A, 430V WATER COOLING DEGREE OF PROTECTION IP65 INCREMENT. ENCODER HTL 1024 S/R (ENCODER HTL1024S/R) DESIGN IM B35 (IM V15, IM V35) SHAFT WITH FITTED KEY HALF-KEY BALANCING BEARING: STANDARD WITH FIXED BEARING, VIBRATION SEVERITY GRADE S/A; SHAFT AND FLANGE ACCURACY: R TERMINAL BOX (ABOVE) CABLE ENTRY ON THE ND-END SIGNAL CONNECTION LEFT | 8587 | TEM | 1 | MC | 229 | 1
1PH81631HG001BA1 | SIMOTICS M COMPACT ASYNCHRONOUS MOTOR 2000RPM, 36KW, 172NM, 83A, 324V 2300RPM, 38KW, 158NM, 78A, 370V 2650RPM, 40KW, 144NM, 76A, 390V FORCED VENTILATION; DIRECTION OF AIR FLOW DE --> NDE; DEGREE OF PROTECTION IP55 INCREMENT. ENCODER HTL 1024 S/R (ENCODER HTL1024S/R) DESIGN IM B3 (IM V5, IM V6) SHAFT WITH FITTED KEY FULL-KEY BALANCING BEARING: STANDARD WITH FIXED BEARING, VIBRATION SEVERITY GRADE R/A; SHAFT AND FLANGE ACCURACY: R TERMINAL BOX (ABOVE) CABLE ENTRY ON THE RIGHT SIGNAL CONNECTION D-END | 6325 | TEM | 1 | MC | 196 | 1
1PH81631HG021BB1 | SIMOTICS M COMPACT ASYNCHRONOUS MOTOR 2000RPM, 36KW, 172NM, 83A, 324V 2300RPM, 38KW, 158NM, 78A, 370V 2650RPM, 40KW, 144NM, 76A, 390V FORCED VENTILATION; DIRECTION OF AIR FLOW DE --> NDE; DEGREE OF PROTECTION IP55 INCREMENT. ENCODER HTL 1024 S/R (ENCODER HTL1024S/R) DESIGN IM B5 (IMV 1,IM V3) SHAFT WITH FITTED KEY FULL-KEY BALANCING BEARING: STANDARD WITH FIXED BEARING, VIBRATION SEVERITY GRADE R/A; SHAFT AND FLANGE ACCURACY: R TERMINAL BOX (ABOVE) CABLE ENTRY ON THE LEFT SIGNAL CONNECTION D-END | 6976 | TEM | 1 | MC | 196 | 1
1PH81631HG030GC1 | SIMOTICS M COMPACT ASYNCHRONOUS MOTOR 2000RPM, 36KW, 172NM, 83A, 324V 2300RPM, 38KW, 158NM, 78A, 370V 2650RPM, 40KW, 144NM, 76A, 390V FORCED VENTILATION; DIRECTION OF AIR FLOW DE --> NDE; DEGREE OF PROTECTION IP55 INCREMENT. ENCODER HTL 1024 S/R (ENCODER HTL1024S/R) DESIGN IM B35 (IM V15, IM V35) PLAIN SHAFT WITHOUT FITTED KEY; BEARING: STANDARD, VIBRATION SEVERITY GRADE R/A; SHAFT AND FLANGE ACCURACY: R TERMINAL BOX (ABOVE) CABLE ENTRY ON THE ND-END SIGNAL CONNECTION LEFT | 6496 | TEM | 1 | MC | 196 | 1
1PH81631HG100BA1 | SIMOTICS M COMPACT ASYNCHRONOUS MOTOR 2000RPM, 36KW,172NM, 83A, 324V 2300RPM, 38KW,158NM, 78A, 370V 2650RPM, 40KW,144NM, 76A, 390V FORCED VENTILATION; DIRECTION OF AIR FLOW NDE --> DE; DEGREE OF PROTECTION IP55 INCREMENT. ENCODER HTL 1024 S/R (ENCODER HTL1024S/R) DESIGN IM B3 (IM V5, IM V6) PLAIN SHAFT WITHOUT FITTED KEY; BEARING: STANDARD WITH FIXED BEARING, VIBRATION SEVERITY GRADE R/A; SHAFT AND FLANGE ACCURACY: R TERMINAL BOX (ABOVE) CABLE ENTRY ON THE RIGHT SIGNAL CONNECTION D-END | 6130 | TEM | 1 | MC | 196 | 1
1PH81631HG102BA1 | SIMOTICS M COMPACT ASYNCHRONOUS MOTOR 2000RPM, 36KW,172NM, 83A, 324V 2300RPM, 38KW,158NM, 78A, 370V 2650RPM, 40KW,144NM, 76A, 390V FORCED VENTILATION; DIRECTION OF AIR FLOW NDE --> DE; DEGREE OF PROTECTION IP55 INCREMENT. ENCODER HTL 1024 S/R (ENCODER HTL1024S/R) DESIGN IM B3 (IM V5, IM V6) SHAFT WITH FITTED KEY HALF-KEY BALANCING BEARING: STANDARD WITH FIXED BEARING, VIBRATION SEVERITY GRADE R/A; SHAFT AND FLANGE ACCURACY: R TERMINAL BOX (ABOVE) CABLE ENTRY ON THE RIGHT SIGNAL CONNECTION D-END | 6325 | TEM | 1 | MC | 196 | 1
1PH81631HG102FA1 | SIMOTICS M COMPACT ASYNCHRONOUS MOTOR 2000RPM, 36KW,172NM, 83A, 324V 2300RPM, 38KW,158NM, 78A, 370V 2650RPM, 40KW,144NM, 76A, 390V FORCED VENTILATION; DIRECTION OF AIR FLOW NDE --> DE; DEGREE OF PROTECTION IP55 INCREMENT. ENCODER HTL 1024 S/R (ENCODER HTL1024S/R) DESIGN IM B3 (IM V5, IM V6) SHAFT WITH FITTED KEY HALF-KEY BALANCING BEARING: INCREASED RADIAL FORCES, VIBRATION SEVERITY GRADE R/A; SHAFT AND FLANGE ACCURACY: R TERMINAL BOX (ABOVE) CABLE ENTRY ON THE RIGHT SIGNAL CONNECTION D-END | 6505 | TEM | 1 | MC | 196 | 1
1PH81631HG102GA1 | SIMOTICS M COMPACT ASYNCHRONOUS MOTOR 2000RPM, 36KW,172NM, 83A, 324V 2300RPM, 38KW,158NM, 78A, 370V 2650RPM, 40KW,144NM, 76A, 390V FORCED VENTILATION; DIRECTION OF AIR FLOW NDE --> DE; DEGREE OF PROTECTION IP55 INCREMENT. ENCODER HTL 1024 S/R (ENCODER HTL1024S/R) DESIGN IM B3 (IM V5, IM V6) SHAFT WITH FITTED KEY HALF-KEY BALANCING BEARING: STANDARD, VIBRATION SEVERITY GRADE R/A; SHAFT AND FLANGE ACCURACY: R TERMINAL BOX (ABOVE) CABLE ENTRY ON THE RIGHT SIGNAL CONNECTION D-END | 6041 | TEM | 1 | MC | 196 | 1
1PH81631HG122BA1 | SIMOTICS M COMPACT ASYNCHRONOUS MOTOR 2000RPM, 36KW,172NM, 83A, 324V 2300RPM, 38KW,158NM, 78A, 370V 2650RPM, 40KW,144NM, 76A, 390V FORCED VENTILATION; DIRECTION OF AIR FLOW NDE --> DE; DEGREE OF PROTECTION IP55 INCREMENT. ENCODER HTL 1024 S/R (ENCODER HTL1024S/R) DESIGN IM B5 (IMV 1,IM V3) SHAFT WITH FITTED KEY HALF-KEY BALANCING BEARING: STANDARD WITH FIXED BEARING, VIBRATION SEVERITY GRADE R/A; SHAFT AND FLANGE ACCURACY: R TERMINAL BOX (ABOVE) CABLE ENTRY ON THE RIGHT SIGNAL CONNECTION D-END | 6976 | TEM | 1 | MC | 196 | 1
1PH81631HG131BA1 | SIMOTICS M COMPACT ASYNCHRONOUS MOTOR 2000RPM, 36KW,172NM, 83A, 324V 2300RPM, 38KW,158NM, 78A, 370V 2650RPM, 40KW,144NM, 76A, 390V FORCED VENTILATION; DIRECTION OF AIR FLOW NDE --> DE; DEGREE OF PROTECTION IP55 INCREMENT. ENCODER HTL 1024 S/R (ENCODER HTL1024S/R) DESIGN IM B35 (IM V15, IM V35) SHAFT WITH FITTED KEY FULL-KEY BALANCING BEARING: STANDARD WITH FIXED BEARING, VIBRATION SEVERITY GRADE R/A; SHAFT AND FLANGE ACCURACY: R TERMINAL BOX (ABOVE) CABLE ENTRY ON THE RIGHT SIGNAL CONNECTION D-END | 6976 | TEM | 1 | MC | 196 | 1
1PH81631JB001BA1 | SIMOTICS M COMPACT ASYNCHRONOUS MOTOR 400RPM, 9,5KW, 227NM, 30A, 260V 500RPM, 12KW, 229NM, 30A, 325V 600RPM, 14,5KW,231NM, 30A, 370V FORCED VENTILATION; DIRECTION OF AIR FLOW DE --> NDE; DEGREE OF PROTECTION IP55 INCREMENT. ENCODER HTL 2048 S/R (ENCODER HTL2048S/R) DESIGN IM B3 (IM V5, IM V6) SHAFT WITH FITTED KEY FULL-KEY BALANCING BEARING: STANDARD WITH FIXED BEARING, VIBRATION SEVERITY GRADE R/A; SHAFT AND FLANGE ACCURACY: R TERMINAL BOX (ABOVE) CABLE ENTRY ON THE RIGHT SIGNAL CONNECTION D-END | 6737 | TEM | 1 | MC | 196 | 1
1PH81631JB021BA1 | SIMOTICS M COMPACT ASYNCHRONOUS MOTOR 400RPM, 9,5KW, 227NM, 30A, 260V 500RPM, 12KW, 229NM, 30A, 325V 600RPM, 14,5KW,231NM, 30A, 370V FORCED VENTILATION; DIRECTION OF AIR FLOW DE --> NDE; DEGREE OF PROTECTION IP55 INCREMENT. ENCODER HTL 2048 S/R (ENCODER HTL2048S/R) DESIGN IM B5 (IMV 1,IM V3) SHAFT WITH FITTED KEY FULL-KEY BALANCING BEARING: STANDARD WITH FIXED BEARING, VIBRATION SEVERITY GRADE R/A; SHAFT AND FLANGE ACCURACY: R TERMINAL BOX (ABOVE) CABLE ENTRY ON THE RIGHT SIGNAL CONNECTION D-END | 7387 | TEM | 1 | MC | 196 | 1
1PH81631JB032BC1 | SIMOTICS M COMPACT ASYNCHRONOUS MOTOR 400RPM, 9,5KW, 227NM, 30A, 260V 500RPM, 12KW, 229NM, 30A, 325V 600RPM, 14,5KW,231NM, 30A, 370V FORCED VENTILATION; DIRECTION OF AIR FLOW DE --> NDE; DEGREE OF PROTECTION IP55 INCREMENT. ENCODER HTL 2048 S/R (ENCODER HTL2048S/R) DESIGN IM B35 (IM V15, IM V35) SHAFT WITH FITTED KEY HALF-KEY BALANCING BEARING: STANDARD WITH FIXED BEARING, VIBRATION SEVERITY GRADE R/A; SHAFT AND FLANGE ACCURACY: R TERMINAL BOX (ABOVE) CABLE ENTRY ON THE ND-END SIGNAL CONNECTION LEFT | 7387 | TEM | 1 | MC | 196 | 1
1PH81631JB032GA1 | SIMOTICS M COMPACT ASYNCHRONOUS MOTOR 400RPM, 9,5KW, 227NM, 30A, 260V 500RPM, 12KW, 229NM, 30A, 325V 600RPM, 14,5KW,231NM, 30A, 370V FORCED VENTILATION; DIRECTION OF AIR FLOW DE --> NDE; DEGREE OF PROTECTION IP55 INCREMENT. ENCODER HTL 2048 S/R (ENCODER HTL2048S/R) DESIGN IM B35 (IM V15, IM V35) SHAFT WITH FITTED KEY HALF-KEY BALANCING BEARING: STANDARD, VIBRATION SEVERITY GRADE R/A; SHAFT AND FLANGE ACCURACY: R TERMINAL BOX (ABOVE) CABLE ENTRY ON THE RIGHT SIGNAL CONNECTION D-END | 7103 | TEM | 1 | MC | 196 | 1
1PH81631JB100BA1 | SIMOTICS M COMPACT ASYNCHRONOUS MOTOR 400RPM, 9,5KW, 227NM, 30A, 260V 500RPM, 12KW, 229NM, 30A, 325V 600RPM, 14,5KW,231NM, 30A, 370V FORCED VENTILATION; DIRECTION OF AIR FLOW NDE --> DE; DEGREE OF PROTECTION IP55 INCREMENT. ENCODER HTL 2048 S/R (ENCODER HTL2048S/R) DESIGN IM B3 (IM V5, IM V6) PLAIN SHAFT WITHOUT FITTED KEY; BEARING: STANDARD WITH FIXED BEARING, VIBRATION SEVERITY GRADE R/A; SHAFT AND FLANGE ACCURACY: R TERMINAL BOX (ABOVE) CABLE ENTRY ON THE RIGHT SIGNAL CONNECTION D-END | 6542 | TEM | 1 | MC | 196 | 1
1PH81631JB100BB1 | SIMOTICS M COMPACT ASYNCHRONOUS MOTOR 400RPM, 9,5KW, 227NM, 30A, 260V 500RPM, 12KW, 229NM, 30A, 325V 600RPM, 14,5KW,231NM, 30A, 370V FORCED VENTILATION; DIRECTION OF AIR FLOW NDE --> DE; DEGREE OF PROTECTION IP55 INCREMENT. ENCODER HTL 2048 S/R (ENCODER HTL2048S/R) DESIGN IM B3 (IM V5, IM V6) PLAIN SHAFT WITHOUT FITTED KEY; BEARING: STANDARD WITH FIXED BEARING, VIBRATION SEVERITY GRADE R/A; SHAFT AND FLANGE ACCURACY: R TERMINAL BOX (ABOVE) CABLE ENTRY ON THE LEFT SIGNAL CONNECTION D-END | 6542 | TEM | 1 | MC | 196 | 1
1PH81631JB100BC1 | SIMOTICS M COMPACT ASYNCHRONOUS MOTOR 400RPM, 9,5KW, 227NM, 30A, 260V 500RPM, 12KW, 229NM, 30A, 325V 600RPM, 14,5KW,231NM, 30A, 370V FORCED VENTILATION; DIRECTION OF AIR FLOW NDE --> DE; DEGREE OF PROTECTION IP55 INCREMENT. ENCODER HTL 2048 S/R (ENCODER HTL2048S/R) DESIGN IM B3 (IM V5, IM V6) PLAIN SHAFT WITHOUT FITTED KEY; BEARING: STANDARD WITH FIXED BEARING, VIBRATION SEVERITY GRADE R/A; SHAFT AND FLANGE ACCURACY: R TERMINAL BOX (ABOVE) CABLE ENTRY ON THE ND-END SIGNAL CONNECTION LEFT | 6542 | TEM | 1 | MC | 196 | 1
1PH81631JB100CA1 | SIMOTICS M COMPACT ASYNCHRONOUS MOTOR 400RPM, 9,5KW, 227NM, 30A, 260V 500RPM, 12KW, 229NM, 30A, 325V 600RPM, 14,5KW,231NM, 30A, 370V FORCED VENTILATION; DIRECTION OF AIR FLOW NDE --> DE; DEGREE OF PROTECTION IP55 INCREMENT. ENCODER HTL 2048 S/R (ENCODER HTL2048S/R) DESIGN IM B3 (IM V5, IM V6) PLAIN SHAFT WITHOUT FITTED KEY; BEARING: STANDARD WITH FIXED BEARING, VIBRATION SEVERITY GRADE S/A; SHAFT AND FLANGE ACCURACY: R TERMINAL BOX (ABOVE) CABLE ENTRY ON THE RIGHT SIGNAL CONNECTION D-END | 6737 | TEM | 1 | MC | 196 | 1
1PH81631JB100CB1 | SIMOTICS M COMPACT ASYNCHRONOUS MOTOR 400RPM, 9,5KW, 227NM, 30A, 260V 500RPM, 12KW, 229NM, 30A, 325V 600RPM, 14,5KW,231NM, 30A, 370V FORCED VENTILATION; DIRECTION OF AIR FLOW NDE --> DE; DEGREE OF PROTECTION IP55 INCREMENT. ENCODER HTL 2048 S/R (ENCODER HTL2048S/R) DESIGN IM B3 (IM V5, IM V6) PLAIN SHAFT WITHOUT FITTED KEY; BEARING: STANDARD WITH FIXED BEARING, VIBRATION SEVERITY GRADE S/A; SHAFT AND FLANGE ACCURACY: R TERMINAL BOX (ABOVE) CABLE ENTRY ON THE LEFT SIGNAL CONNECTION D-END | 6737 | TEM | 1 | MC | 196 | 1
1PH81631JB100CC1 | SIMOTICS M COMPACT ASYNCHRONOUS MOTOR 400RPM, 9,5KW, 227NM, 30A, 260V 500RPM, 12KW, 229NM, 30A, 325V 600RPM, 14,5KW,231NM, 30A, 370V FORCED VENTILATION; DIRECTION OF AIR FLOW NDE --> DE; DEGREE OF PROTECTION IP55 INCREMENT. ENCODER HTL 2048 S/R (ENCODER HTL2048S/R) DESIGN IM B3 (IM V5, IM V6) PLAIN SHAFT WITHOUT FITTED KEY; BEARING: STANDARD WITH FIXED BEARING, VIBRATION SEVERITY GRADE S/A; SHAFT AND FLANGE ACCURACY: R TERMINAL BOX (ABOVE) CABLE ENTRY ON THE ND-END SIGNAL CONNECTION LEFT | 6737 | TEM | 1 | MC | 196 | 1
1PH81631JB102BA1 | SIMOTICS M COMPACT ASYNCHRONOUS MOTOR 400RPM, 9,5KW, 227NM, 30A, 260V 500RPM, 12KW, 229NM, 30A, 325V 600RPM, 14,5KW,231NM, 30A, 370V FORCED VENTILATION; DIRECTION OF AIR FLOW NDE --> DE; DEGREE OF PROTECTION IP55 INCREMENT. ENCODER HTL 2048 S/R (ENCODER HTL2048S/R) DESIGN IM B3 (IM V5, IM V6) SHAFT WITH FITTED KEY HALF-KEY BALANCING BEARING: STANDARD WITH FIXED BEARING, VIBRATION SEVERITY GRADE R/A; SHAFT AND FLANGE ACCURACY: R TERMINAL BOX (ABOVE) CABLE ENTRY ON THE RIGHT SIGNAL CONNECTION D-END | 6737 | TEM | 1 | MC | 196 | 1
1PH81631JB102BB1 | SIMOTICS M COMPACT ASYNCHRONOUS MOTOR 400RPM, 9,5KW, 227NM, 30A, 260V 500RPM, 12KW, 229NM, 30A, 325V 600RPM, 14,5KW,231NM, 30A, 370V FORCED VENTILATION; DIRECTION OF AIR FLOW NDE --> DE; DEGREE OF PROTECTION IP55 INCREMENT. ENCODER HTL 2048 S/R (ENCODER HTL2048S/R) DESIGN IM B3 (IM V5, IM V6) SHAFT WITH FITTED KEY HALF-KEY BALANCING BEARING: STANDARD WITH FIXED BEARING, VIBRATION SEVERITY GRADE R/A; SHAFT AND FLANGE ACCURACY: R TERMINAL BOX (ABOVE) CABLE ENTRY ON THE LEFT SIGNAL CONNECTION D-END | 6737 | TEM | 1 | MC | 196 | 1
1PH81631JB102BC1 | SIMOTICS M COMPACT ASYNCHRONOUS MOTOR 400RPM, 9,5KW, 227NM, 30A, 260V 500RPM, 12KW, 229NM, 30A, 325V 600RPM, 14,5KW,231NM, 30A, 370V FORCED VENTILATION; DIRECTION OF AIR FLOW NDE --> DE; DEGREE OF PROTECTION IP55 INCREMENT. ENCODER HTL 2048 S/R (ENCODER HTL2048S/R) DESIGN IM B3 (IM V5, IM V6) SHAFT WITH FITTED KEY HALF-KEY BALANCING BEARING: STANDARD WITH FIXED BEARING, VIBRATION SEVERITY GRADE R/A; SHAFT AND FLANGE ACCURACY: R TERMINAL BOX (ABOVE) CABLE ENTRY ON THE ND-END SIGNAL CONNECTION LEFT | 6737 | TEM | 1 | MC | 196 | 1
1PH81631JB102CA1 | SIMOTICS M COMPACT ASYNCHRONOUS MOTOR 400RPM, 9,5KW, 227NM, 30A, 260V 500RPM, 12KW, 229NM, 30A, 325V 600RPM, 14,5KW,231NM, 30A, 370V FORCED VENTILATION; DIRECTION OF AIR FLOW NDE --> DE; DEGREE OF PROTECTION IP55 INCREMENT. ENCODER HTL 2048 S/R (ENCODER HTL2048S/R) DESIGN IM B3 (IM V5, IM V6) SHAFT WITH FITTED KEY HALF-KEY BALANCING BEARING: STANDARD WITH FIXED BEARING, VIBRATION SEVERITY GRADE S/A; SHAFT AND FLANGE ACCURACY: R TERMINAL BOX (ABOVE) CABLE ENTRY ON THE RIGHT SIGNAL CONNECTION D-END | 6932 | TEM | 1 | MC | 196 | 1
1PH81631JB102CB1 | SIMOTICS M COMPACT ASYNCHRONOUS MOTOR 400RPM, 9,5KW, 227NM, 30A, 260V 500RPM, 12KW, 229NM, 30A, 325V 600RPM, 14,5KW,231NM, 30A, 370V FORCED VENTILATION; DIRECTION OF AIR FLOW NDE --> DE; DEGREE OF PROTECTION IP55 INCREMENT. ENCODER HTL 2048 S/R (ENCODER HTL2048S/R) DESIGN IM B3 (IM V5, IM V6) SHAFT WITH FITTED KEY HALF-KEY BALANCING BEARING: STANDARD WITH FIXED BEARING, VIBRATION SEVERITY GRADE S/A; SHAFT AND FLANGE ACCURACY: R TERMINAL BOX (ABOVE) CABLE ENTRY ON THE LEFT SIGNAL CONNECTION D-END | 6932 | TEM | 1 | MC | 196 | 1
1PH81631JB102CC1 | SIMOTICS M COMPACT ASYNCHRONOUS MOTOR 400RPM, 9,5KW, 227NM, 30A, 260V 500RPM, 12KW, 229NM, 30A, 325V 600RPM, 14,5KW,231NM, 30A, 370V FORCED VENTILATION; DIRECTION OF AIR FLOW NDE --> DE; DEGREE OF PROTECTION IP55 INCREMENT. ENCODER HTL 2048 S/R (ENCODER HTL2048S/R) DESIGN IM B3 (IM V5, IM V6) SHAFT WITH FITTED KEY HALF-KEY BALANCING BEARING: STANDARD WITH FIXED BEARING, VIBRATION SEVERITY GRADE S/A; SHAFT AND FLANGE ACCURACY: R TERMINAL BOX (ABOVE) CABLE ENTRY ON THE ND-END SIGNAL CONNECTION LEFT | 6932 | TEM | 1 | MC | 196 | 1
1PH81631JB120BA1 | SIMOTICS M COMPACT ASYNCHRONOUS MOTOR 400RPM, 9,5KW, 227NM, 30A, 260V 500RPM, 12KW, 229NM, 30A, 325V 600RPM, 14,5KW,231NM, 30A, 370V FORCED VENTILATION; DIRECTION OF AIR FLOW NDE --> DE; DEGREE OF PROTECTION IP55 INCREMENT. ENCODER HTL 2048 S/R (ENCODER HTL2048S/R) DESIGN IM B5 (IMV 1,IM V3) PLAIN SHAFT WITHOUT FITTED KEY; BEARING: STANDARD WITH FIXED BEARING, VIBRATION SEVERITY GRADE R/A; SHAFT AND FLANGE ACCURACY: R TERMINAL BOX (ABOVE) CABLE ENTRY ON THE RIGHT SIGNAL CONNECTION D-END | 7192 | TEM | 1 | MC | 196 | 1
1PH81631JB120BB1 | SIMOTICS M COMPACT ASYNCHRONOUS MOTOR 400RPM, 9,5KW, 227NM, 30A, 260V 500RPM, 12KW, 229NM, 30A, 325V 600RPM, 14,5KW,231NM, 30A, 370V FORCED VENTILATION; DIRECTION OF AIR FLOW NDE --> DE; DEGREE OF PROTECTION IP55 INCREMENT. ENCODER HTL 2048 S/R (ENCODER HTL2048S/R) DESIGN IM B5 (IMV 1,IM V3) PLAIN SHAFT WITHOUT FITTED KEY; BEARING: STANDARD WITH FIXED BEARING, VIBRATION SEVERITY GRADE R/A; SHAFT AND FLANGE ACCURACY: R TERMINAL BOX (ABOVE) CABLE ENTRY ON THE LEFT SIGNAL CONNECTION D-END | 7192 | TEM | 1 | MC | 196 | 1
1PH81631JB120BC1 | SIMOTICS M COMPACT ASYNCHRONOUS MOTOR 400RPM, 9,5KW, 227NM, 30A, 260V 500RPM, 12KW, 229NM, 30A, 325V 600RPM, 14,5KW,231NM, 30A, 370V FORCED VENTILATION; DIRECTION OF AIR FLOW NDE --> DE; DEGREE OF PROTECTION IP55 INCREMENT. ENCODER HTL 2048 S/R (ENCODER HTL2048S/R) DESIGN IM B5 (IMV 1,IM V3) PLAIN SHAFT WITHOUT FITTED KEY; BEARING: STANDARD WITH FIXED BEARING, VIBRATION SEVERITY GRADE R/A; SHAFT AND FLANGE ACCURACY: R TERMINAL BOX (ABOVE) CABLE ENTRY ON THE ND-END SIGNAL CONNECTION LEFT | 7192 | TEM | 1 | MC | 196 | 1
1PH81631JB120CA1 | SIMOTICS M COMPACT ASYNCHRONOUS MOTOR 400RPM, 9,5KW, 227NM, 30A, 260V 500RPM, 12KW, 229NM, 30A, 325V 600RPM, 14,5KW,231NM, 30A, 370V FORCED VENTILATION; DIRECTION OF AIR FLOW NDE --> DE; DEGREE OF PROTECTION IP55 INCREMENT. ENCODER HTL 2048 S/R (ENCODER HTL2048S/R) DESIGN IM B5 (IMV 1,IM V3) PLAIN SHAFT WITHOUT FITTED KEY; BEARING: STANDARD WITH FIXED BEARING, VIBRATION SEVERITY GRADE S/A; SHAFT AND FLANGE ACCURACY: R TERMINAL BOX (ABOVE) CABLE ENTRY ON THE RIGHT SIGNAL CONNECTION D-END | 7387 | TEM | 1 | MC | 196 | 1
1PH81631JB120CB1 | SIMOTICS M COMPACT ASYNCHRONOUS MOTOR 400RPM, 9,5KW, 227NM, 30A, 260V 500RPM, 12KW, 229NM, 30A, 325V 600RPM, 14,5KW,231NM, 30A, 370V FORCED VENTILATION; DIRECTION OF AIR FLOW NDE --> DE; DEGREE OF PROTECTION IP55 INCREMENT. ENCODER HTL 2048 S/R (ENCODER HTL2048S/R) DESIGN IM B5 (IMV 1,IM V3) PLAIN SHAFT WITHOUT FITTED KEY; BEARING: STANDARD WITH FIXED BEARING, VIBRATION SEVERITY GRADE S/A; SHAFT AND FLANGE ACCURACY: R TERMINAL BOX (ABOVE) CABLE ENTRY ON THE LEFT SIGNAL CONNECTION D-END | 7387 | TEM | 1 | MC | 196 | 1
1PH81631JB120CC1 | SIMOTICS M COMPACT ASYNCHRONOUS MOTOR 400RPM, 9,5KW, 227NM, 30A, 260V 500RPM, 12KW, 229NM, 30A, 325V 600RPM, 14,5KW,231NM, 30A, 370V FORCED VENTILATION; DIRECTION OF AIR FLOW NDE --> DE; DEGREE OF PROTECTION IP55 INCREMENT. ENCODER HTL 2048 S/R (ENCODER HTL2048S/R) DESIGN IM B5 (IMV 1,IM V3) PLAIN SHAFT WITHOUT FITTED KEY; BEARING: STANDARD WITH FIXED BEARING, VIBRATION SEVERITY GRADE S/A; SHAFT AND FLANGE ACCURACY: R TERMINAL BOX (ABOVE) CABLE ENTRY ON THE ND-END SIGNAL CONNECTION LEFT | 7387 | TEM | 1 | MC | 196 | 1
1PH81631JB122BA1 | SIMOTICS M COMPACT ASYNCHRONOUS MOTOR 400RPM, 9,5KW, 227NM, 30A, 260V 500RPM, 12KW, 229NM, 30A, 325V 600RPM, 14,5KW,231NM, 30A, 370V FORCED VENTILATION; DIRECTION OF AIR FLOW NDE --> DE; DEGREE OF PROTECTION IP55 INCREMENT. ENCODER HTL 2048 S/R (ENCODER HTL2048S/R) DESIGN IM B5 (IMV 1,IM V3) SHAFT WITH FITTED KEY HALF-KEY BALANCING BEARING: STANDARD WITH FIXED BEARING, VIBRATION SEVERITY GRADE R/A; SHAFT AND FLANGE ACCURACY: R TERMINAL BOX (ABOVE) CABLE ENTRY ON THE RIGHT SIGNAL CONNECTION D-END | 7387 | TEM | 1 | MC | 196 | 1
1PH81631JB122BB1 | SIMOTICS M COMPACT ASYNCHRONOUS MOTOR 400RPM, 9,5KW, 227NM, 30A, 260V 500RPM, 12KW, 229NM, 30A, 325V 600RPM, 14,5KW,231NM, 30A, 370V FORCED VENTILATION; DIRECTION OF AIR FLOW NDE --> DE; DEGREE OF PROTECTION IP55 INCREMENT. ENCODER HTL 2048 S/R (ENCODER HTL2048S/R) DESIGN IM B5 (IMV 1,IM V3) SHAFT WITH FITTED KEY HALF-KEY BALANCING BEARING: STANDARD WITH FIXED BEARING, VIBRATION SEVERITY GRADE R/A; SHAFT AND FLANGE ACCURACY: R TERMINAL BOX (ABOVE) CABLE ENTRY ON THE LEFT SIGNAL CONNECTION D-END | 7387 | TEM | 1 | MC | 196 | 1
1PH81631JB122BC1 | SIMOTICS M COMPACT ASYNCHRONOUS MOTOR 400RPM, 9,5KW, 227NM, 30A, 260V 500RPM, 12KW, 229NM, 30A, 325V 600RPM, 14,5KW,231NM, 30A, 370V FORCED VENTILATION; DIRECTION OF AIR FLOW NDE --> DE; DEGREE OF PROTECTION IP55 INCREMENT. ENCODER HTL 2048 S/R (ENCODER HTL2048S/R) DESIGN IM B5 (IMV 1,IM V3) SHAFT WITH FITTED KEY HALF-KEY BALANCING BEARING: STANDARD WITH FIXED BEARING, VIBRATION SEVERITY GRADE R/A; SHAFT AND FLANGE ACCURACY: R TERMINAL BOX (ABOVE) CABLE ENTRY ON THE ND-END SIGNAL CONNECTION LEFT | 7387 | TEM | 1 | MC | 196 | 1
1PH81631JB122CA1 | SIMOTICS M COMPACT ASYNCHRONOUS MOTOR 400RPM, 9,5KW, 227NM, 30A, 260V 500RPM, 12KW, 229NM, 30A, 325V 600RPM, 14,5KW,231NM, 30A, 370V FORCED VENTILATION; DIRECTION OF AIR FLOW NDE --> DE; DEGREE OF PROTECTION IP55 INCREMENT. ENCODER HTL 2048 S/R (ENCODER HTL2048S/R) DESIGN IM B5 (IMV 1,IM V3) SHAFT WITH FITTED KEY HALF-KEY BALANCING BEARING: STANDARD WITH FIXED BEARING, VIBRATION SEVERITY GRADE S/A; SHAFT AND FLANGE ACCURACY: R TERMINAL BOX (ABOVE) CABLE ENTRY ON THE RIGHT SIGNAL CONNECTION D-END | 7583 | TEM | 1 | MC | 196 | 1
1PH81631JB122CB1 | SIMOTICS M COMPACT ASYNCHRONOUS MOTOR 400RPM, 9,5KW, 227NM, 30A, 260V 500RPM, 12KW, 229NM, 30A, 325V 600RPM, 14,5KW,231NM, 30A, 370V FORCED VENTILATION; DIRECTION OF AIR FLOW NDE --> DE; DEGREE OF PROTECTION IP55 INCREMENT. ENCODER HTL 2048 S/R (ENCODER HTL2048S/R) DESIGN IM B5 (IMV 1,IM V3) SHAFT WITH FITTED KEY HALF-KEY BALANCING BEARING: STANDARD WITH FIXED BEARING, VIBRATION SEVERITY GRADE S/A; SHAFT AND FLANGE ACCURACY: R TERMINAL BOX (ABOVE) CABLE ENTRY ON THE LEFT SIGNAL CONNECTION D-END | 7583 | TEM | 1 | MC | 196 | 1
1PH81631JB122CC1 | SIMOTICS M COMPACT ASYNCHRONOUS MOTOR 400RPM, 9,5KW, 227NM, 30A, 260V 500RPM, 12KW, 229NM, 30A, 325V 600RPM, 14,5KW,231NM, 30A, 370V FORCED VENTILATION; DIRECTION OF AIR FLOW NDE --> DE; DEGREE OF PROTECTION IP55 INCREMENT. ENCODER HTL 2048 S/R (ENCODER HTL2048S/R) DESIGN IM B5 (IMV 1,IM V3) SHAFT WITH FITTED KEY HALF-KEY BALANCING BEARING: STANDARD WITH FIXED BEARING, VIBRATION SEVERITY GRADE S/A; SHAFT AND FLANGE ACCURACY: R TERMINAL BOX (ABOVE) CABLE ENTRY ON THE ND-END SIGNAL CONNECTION LEFT | 7583 | TEM | 1 | MC | 196 | 1
1PH81631JB130BA1 | SIMOTICS M COMPACT ASYNCHRONOUS MOTOR 400RPM, 9,5KW, 227NM, 30A, 260V 500RPM, 12KW, 229NM, 30A, 325V 600RPM, 14,5KW,231NM, 30A, 370V FORCED VENTILATION; DIRECTION OF AIR FLOW NDE --> DE; DEGREE OF PROTECTION IP55 INCREMENT. ENCODER HTL 2048 S/R (ENCODER HTL2048S/R) DESIGN IM B35 (IM V15, IM V35) PLAIN SHAFT WITHOUT FITTED KEY; BEARING: STANDARD WITH FIXED BEARING, VIBRATION SEVERITY GRADE R/A; SHAFT AND FLANGE ACCURACY: R TERMINAL BOX (ABOVE) CABLE ENTRY ON THE RIGHT SIGNAL CONNECTION D-END | 7192 | TEM | 1 | MC | 196 | 1
1PH81631JB130BB1 | SIMOTICS M COMPACT ASYNCHRONOUS MOTOR 400RPM, 9,5KW, 227NM, 30A, 260V 500RPM, 12KW, 229NM, 30A, 325V 600RPM, 14,5KW,231NM, 30A, 370V FORCED VENTILATION; DIRECTION OF AIR FLOW NDE --> DE; DEGREE OF PROTECTION IP55 INCREMENT. ENCODER HTL 2048 S/R (ENCODER HTL2048S/R) DESIGN IM B35 (IM V15, IM V35) PLAIN SHAFT WITHOUT FITTED KEY; BEARING: STANDARD WITH FIXED BEARING, VIBRATION SEVERITY GRADE R/A; SHAFT AND FLANGE ACCURACY: R TERMINAL BOX (ABOVE) CABLE ENTRY ON THE LEFT SIGNAL CONNECTION D-END | 7192 | TEM | 1 | MC | 196 | 1
1PH81631JB130BC1 | SIMOTICS M COMPACT ASYNCHRONOUS MOTOR 400RPM, 9,5KW, 227NM, 30A, 260V 500RPM, 12KW, 229NM, 30A, 325V 600RPM, 14,5KW,231NM, 30A, 370V FORCED VENTILATION; DIRECTION OF AIR FLOW NDE --> DE; DEGREE OF PROTECTION IP55 INCREMENT. ENCODER HTL 2048 S/R (ENCODER HTL2048S/R) DESIGN IM B35 (IM V15, IM V35) PLAIN SHAFT WITHOUT FITTED KEY; BEARING: STANDARD WITH FIXED BEARING, VIBRATION SEVERITY GRADE R/A; SHAFT AND FLANGE ACCURACY: R TERMINAL BOX (ABOVE) CABLE ENTRY ON THE ND-END SIGNAL CONNECTION LEFT | 7192 | TEM | 1 | MC | 196 | 1
1PH81631JB130CA1 | SIMOTICS M COMPACT ASYNCHRONOUS MOTOR 400RPM, 9,5KW, 227NM, 30A, 260V 500RPM, 12KW, 229NM, 30A, 325V 600RPM, 14,5KW,231NM, 30A, 370V FORCED VENTILATION; DIRECTION OF AIR FLOW NDE --> DE; DEGREE OF PROTECTION IP55 INCREMENT. ENCODER HTL 2048 S/R (ENCODER HTL2048S/R) DESIGN IM B35 (IM V15, IM V35) PLAIN SHAFT WITHOUT FITTED KEY; BEARING: STANDARD WITH FIXED BEARING, VIBRATION SEVERITY GRADE S/A; SHAFT AND FLANGE ACCURACY: R TERMINAL BOX (ABOVE) CABLE ENTRY ON THE RIGHT SIGNAL CONNECTION D-END | 7387 | TEM | 1 | MC | 196 | 1
1PH81631JB130CB1 | SIMOTICS M COMPACT ASYNCHRONOUS MOTOR 400RPM, 9,5KW, 227NM, 30A, 260V 500RPM, 12KW, 229NM, 30A, 325V 600RPM, 14,5KW,231NM, 30A, 370V FORCED VENTILATION; DIRECTION OF AIR FLOW NDE --> DE; DEGREE OF PROTECTION IP55 INCREMENT. ENCODER HTL 2048 S/R (ENCODER HTL2048S/R) DESIGN IM B35 (IM V15, IM V35) PLAIN SHAFT WITHOUT FITTED KEY; BEARING: STANDARD WITH FIXED BEARING, VIBRATION SEVERITY GRADE S/A; SHAFT AND FLANGE ACCURACY: R TERMINAL BOX (ABOVE) CABLE ENTRY ON THE LEFT SIGNAL CONNECTION D-END | 7387 | TEM | 1 | MC | 196 | 1
1PH81631JB130CC1 | SIMOTICS M COMPACT ASYNCHRONOUS MOTOR 400RPM, 9,5KW, 227NM, 30A, 260V 500RPM, 12KW, 229NM, 30A, 325V 600RPM, 14,5KW,231NM, 30A, 370V FORCED VENTILATION; DIRECTION OF AIR FLOW NDE --> DE; DEGREE OF PROTECTION IP55 INCREMENT. ENCODER HTL 2048 S/R (ENCODER HTL2048S/R) DESIGN IM B35 (IM V15, IM V35) PLAIN SHAFT WITHOUT FITTED KEY; BEARING: STANDARD WITH FIXED BEARING, VIBRATION SEVERITY GRADE S/A; SHAFT AND FLANGE ACCURACY: R TERMINAL BOX (ABOVE) CABLE ENTRY ON THE ND-END SIGNAL CONNECTION LEFT | 7387 | TEM | 1 | MC | 196 | 1
1PH81631JB132BA1 | SIMOTICS M COMPACT ASYNCHRONOUS MOTOR 400RPM, 9,5KW, 227NM, 30A, 260V 500RPM, 12KW, 229NM, 30A, 325V 600RPM, 14,5KW,231NM, 30A, 370V FORCED VENTILATION; DIRECTION OF AIR FLOW NDE --> DE; DEGREE OF PROTECTION IP55 INCREMENT. ENCODER HTL 2048 S/R (ENCODER HTL2048S/R) DESIGN IM B35 (IM V15, IM V35) SHAFT WITH FITTED KEY HALF-KEY BALANCING BEARING: STANDARD WITH FIXED BEARING, VIBRATION SEVERITY GRADE R/A; SHAFT AND FLANGE ACCURACY: R TERMINAL BOX (ABOVE) CABLE ENTRY ON THE RIGHT SIGNAL CONNECTION D-END | 7387 | TEM | 1 | MC | 196 | 1
1PH81631JB132BB1 | SIMOTICS M COMPACT ASYNCHRONOUS MOTOR 400RPM, 9,5KW, 227NM, 30A, 260V 500RPM, 12KW, 229NM, 30A, 325V 600RPM, 14,5KW,231NM, 30A, 370V FORCED VENTILATION; DIRECTION OF AIR FLOW NDE --> DE; DEGREE OF PROTECTION IP55 INCREMENT. ENCODER HTL 2048 S/R (ENCODER HTL2048S/R) DESIGN IM B35 (IM V15, IM V35) SHAFT WITH FITTED KEY HALF-KEY BALANCING BEARING: STANDARD WITH FIXED BEARING, VIBRATION SEVERITY GRADE R/A; SHAFT AND FLANGE ACCURACY: R TERMINAL BOX (ABOVE) CABLE ENTRY ON THE LEFT SIGNAL CONNECTION D-END | 7387 | TEM | 1 | MC | 196 | 1
1PH81631JB132BC1 | SIMOTICS M COMPACT ASYNCHRONOUS MOTOR 400RPM, 9,5KW, 227NM, 30A, 260V 500RPM, 12KW, 229NM, 30A, 325V 600RPM, 14,5KW,231NM, 30A, 370V FORCED VENTILATION; DIRECTION OF AIR FLOW NDE --> DE; DEGREE OF PROTECTION IP55 INCREMENT. ENCODER HTL 2048 S/R (ENCODER HTL2048S/R) DESIGN IM B35 (IM V15, IM V35) SHAFT WITH FITTED KEY HALF-KEY BALANCING BEARING: STANDARD WITH FIXED BEARING, VIBRATION SEVERITY GRADE R/A; SHAFT AND FLANGE ACCURACY: R TERMINAL BOX (ABOVE) CABLE ENTRY ON THE ND-END SIGNAL CONNECTION LEFT | 7387 | TEM | 1 | MC | 196 | 1
1PH81631JB132CA1 | SIMOTICS M COMPACT ASYNCHRONOUS MOTOR 400RPM, 9,5KW, 227NM, 30A, 260V 500RPM, 12KW, 229NM, 30A, 325V 600RPM, 14,5KW,231NM, 30A, 370V FORCED VENTILATION; DIRECTION OF AIR FLOW NDE --> DE; DEGREE OF PROTECTION IP55 INCREMENT. ENCODER HTL 2048 S/R (ENCODER HTL2048S/R) DESIGN IM B35 (IM V15, IM V35) SHAFT WITH FITTED KEY HALF-KEY BALANCING BEARING: STANDARD WITH FIXED BEARING, VIBRATION SEVERITY GRADE S/A; SHAFT AND FLANGE ACCURACY: R TERMINAL BOX (ABOVE) CABLE ENTRY ON THE RIGHT SIGNAL CONNECTION D-END | 7583 | TEM | 1 | MC | 196 | 1
1PH81631JB132CB1 | SIMOTICS M COMPACT ASYNCHRONOUS MOTOR 400RPM, 9,5KW, 227NM, 30A, 260V 500RPM, 12KW, 229NM, 30A, 325V 600RPM, 14,5KW,231NM, 30A, 370V FORCED VENTILATION; DIRECTION OF AIR FLOW NDE --> DE; DEGREE OF PROTECTION IP55 INCREMENT. ENCODER HTL 2048 S/R (ENCODER HTL2048S/R) DESIGN IM B35 (IM V15, IM V35) SHAFT WITH FITTED KEY HALF-KEY BALANCING BEARING: STANDARD WITH FIXED BEARING, VIBRATION SEVERITY GRADE S/A; SHAFT AND FLANGE ACCURACY: R TERMINAL BOX (ABOVE) CABLE ENTRY ON THE LEFT SIGNAL CONNECTION D-END | 7583 | TEM | 1 | MC | 196 | 1
1PH81631JB132CC1 | SIMOTICS M COMPACT ASYNCHRONOUS MOTOR 400RPM, 9,5KW, 227NM, 30A, 260V 500RPM, 12KW, 229NM, 30A, 325V 600RPM, 14,5KW,231NM, 30A, 370V FORCED VENTILATION; DIRECTION OF AIR FLOW NDE --> DE; DEGREE OF PROTECTION IP55 INCREMENT. ENCODER HTL 2048 S/R (ENCODER HTL2048S/R) DESIGN IM B35 (IM V15, IM V35) SHAFT WITH FITTED KEY HALF-KEY BALANCING BEARING: STANDARD WITH FIXED BEARING, VIBRATION SEVERITY GRADE S/A; SHAFT AND FLANGE ACCURACY: R TERMINAL BOX (ABOVE) CABLE ENTRY ON THE ND-END SIGNAL CONNECTION LEFT | 7583 | TEM | 1 | MC | 196 | 1
1PH81631JD001BA1 | SIMOTICS M COMPACT ASYNCHRONOUS MOTOR 1000RPM, 22KW,210NM, 55A, 300V 1150RPM, 25KW,208NM, 55A, 343V 1350RPM, 28KW, 198NM, 52A, 400V FORCED VENTILATION; DIRECTION OF AIR FLOW DE --> NDE; DEGREE OF PROTECTION IP55 INCREMENT. ENCODER HTL 2048 S/R (ENCODER HTL2048S/R) DESIGN IM B3 (IM V5, IM V6) SHAFT WITH FITTED KEY FULL-KEY BALANCING BEARING: STANDARD WITH FIXED BEARING, VIBRATION SEVERITY GRADE R/A; SHAFT AND FLANGE ACCURACY: R TERMINAL BOX (ABOVE) CABLE ENTRY ON THE RIGHT SIGNAL CONNECTION D-END | 6737 | TEM | 1 | MC | 196 | 1
1PH81631JD032BA1 | SIMOTICS M COMPACT ASYNCHRONOUS MOTOR 1000RPM, 22KW,210NM, 55A, 300V 1150RPM, 25KW,208NM, 55A, 343V 1350RPM, 28KW, 198NM, 52A, 400V FORCED VENTILATION; DIRECTION OF AIR FLOW DE --> NDE; DEGREE OF PROTECTION IP55 INCREMENT. ENCODER HTL 2048 S/R (ENCODER HTL2048S/R) DESIGN IM B35 (IM V15, IM V35) SHAFT WITH FITTED KEY HALF-KEY BALANCING BEARING: STANDARD WITH FIXED BEARING, VIBRATION SEVERITY GRADE R/A; SHAFT AND FLANGE ACCURACY: R TERMINAL BOX (ABOVE) CABLE ENTRY ON THE RIGHT SIGNAL CONNECTION D-END | 7387 | TEM | 1 | MC | 196 | 1
1PH81631JD100BA1 | SIMOTICS M COMPACT ASYNCHRONOUS MOTOR 1000RPM, 22KW, 210NM, 55A, 300V 1150RPM, 25KW, 208NM, 55A, 343V 1350RPM, 28 KW,198NM,52A, 400V FORCED VENTILATION; DIRECTION OF AIR FLOW NDE --> DE; DEGREE OF PROTECTION IP55 INCREMENT. ENCODER HTL 2048 S/R (ENCODER HTL2048S/R) DESIGN IM B3 (IM V5, IM V6) PLAIN SHAFT WITHOUT FITTED KEY; BEARING: STANDARD WITH FIXED BEARING, VIBRATION SEVERITY GRADE R/A; SHAFT AND FLANGE ACCURACY: R TERMINAL BOX (ABOVE) CABLE ENTRY ON THE RIGHT SIGNAL CONNECTION D-END | 6542 | TEM | 1 | MC | 196 | 1
1PH81631JD100BB1 | SIMOTICS M COMPACT ASYNCHRONOUS MOTOR 1000RPM, 22KW, 210NM, 55A, 300V 1150RPM, 25KW, 208NM, 55A, 343V 1350RPM, 28 KW,198NM,52A, 400V FORCED VENTILATION; DIRECTION OF AIR FLOW NDE --> DE; DEGREE OF PROTECTION IP55 INCREMENT. ENCODER HTL 2048 S/R (ENCODER HTL2048S/R) DESIGN IM B3 (IM V5, IM V6) PLAIN SHAFT WITHOUT FITTED KEY; BEARING: STANDARD WITH FIXED BEARING, VIBRATION SEVERITY GRADE R/A; SHAFT AND FLANGE ACCURACY: R TERMINAL BOX (ABOVE) CABLE ENTRY ON THE LEFT SIGNAL CONNECTION D-END | 6542 | TEM | 1 | MC | 196 | 1
1PH81631JD100BC1 | SIMOTICS M COMPACT ASYNCHRONOUS MOTOR 1000RPM, 22KW, 210NM, 55A, 300V 1150RPM, 25KW, 208NM, 55A, 343V 1350RPM, 28 KW,198NM,52A, 400V FORCED VENTILATION; DIRECTION OF AIR FLOW NDE --> DE; DEGREE OF PROTECTION IP55 INCREMENT. ENCODER HTL 2048 S/R (ENCODER HTL2048S/R) DESIGN IM B3 (IM V5, IM V6) PLAIN SHAFT WITHOUT FITTED KEY; BEARING: STANDARD WITH FIXED BEARING, VIBRATION SEVERITY GRADE R/A; SHAFT AND FLANGE ACCURACY: R TERMINAL BOX (ABOVE) CABLE ENTRY ON THE ND-END SIGNAL CONNECTION LEFT | 6542 | TEM | 1 | MC | 196 | 1
1PH81631JD100CA1 | SIMOTICS M COMPACT ASYNCHRONOUS MOTOR 1000RPM, 22KW, 210NM, 55A, 300V 1150RPM, 25KW, 208NM, 55A, 343V 1350RPM, 28 KW,198NM,52A, 400V FORCED VENTILATION; DIRECTION OF AIR FLOW NDE --> DE; DEGREE OF PROTECTION IP55 INCREMENT. ENCODER HTL 2048 S/R (ENCODER HTL2048S/R) DESIGN IM B3 (IM V5, IM V6) PLAIN SHAFT WITHOUT FITTED KEY; BEARING: STANDARD WITH FIXED BEARING, VIBRATION SEVERITY GRADE S/A; SHAFT AND FLANGE ACCURACY: R TERMINAL BOX (ABOVE) CABLE ENTRY ON THE RIGHT SIGNAL CONNECTION D-END | 6737 | TEM | 1 | MC | 196 | 1
1PH81631JD100CB1 | SIMOTICS M COMPACT ASYNCHRONOUS MOTOR 1000RPM, 22KW, 210NM, 55A, 300V 1150RPM, 25KW, 208NM, 55A, 343V 1350RPM, 28 KW,198NM,52A, 400V FORCED VENTILATION; DIRECTION OF AIR FLOW NDE --> DE; DEGREE OF PROTECTION IP55 INCREMENT. ENCODER HTL 2048 S/R (ENCODER HTL2048S/R) DESIGN IM B3 (IM V5, IM V6) PLAIN SHAFT WITHOUT FITTED KEY; BEARING: STANDARD WITH FIXED BEARING, VIBRATION SEVERITY GRADE S/A; SHAFT AND FLANGE ACCURACY: R TERMINAL BOX (ABOVE) CABLE ENTRY ON THE LEFT SIGNAL CONNECTION D-END | 6737 | TEM | 1 | MC | 196 | 1
1PH81631JD100CC1 | SIMOTICS M COMPACT ASYNCHRONOUS MOTOR 1000RPM, 22KW, 210NM, 55A, 300V 1150RPM, 25KW, 208NM, 55A, 343V 1350RPM, 28 KW,198NM,52A, 400V FORCED VENTILATION; DIRECTION OF AIR FLOW NDE --> DE; DEGREE OF PROTECTION IP55 INCREMENT. ENCODER HTL 2048 S/R (ENCODER HTL2048S/R) DESIGN IM B3 (IM V5, IM V6) PLAIN SHAFT WITHOUT FITTED KEY; BEARING: STANDARD WITH FIXED BEARING, VIBRATION SEVERITY GRADE S/A; SHAFT AND FLANGE ACCURACY: R TERMINAL BOX (ABOVE) CABLE ENTRY ON THE ND-END SIGNAL CONNECTION LEFT | 6737 | TEM | 1 | MC | 196 | 1
1PH81631JD102BA1 | SIMOTICS M COMPACT ASYNCHRONOUS MOTOR 1000RPM, 22KW, 210NM, 55A, 300V 1150RPM, 25KW, 208NM, 55A, 343V 1350RPM, 28 KW,198NM,52A, 400V FORCED VENTILATION; DIRECTION OF AIR FLOW NDE --> DE; DEGREE OF PROTECTION IP55 INCREMENT. ENCODER HTL 2048 S/R (ENCODER HTL2048S/R) DESIGN IM B3 (IM V5, IM V6) SHAFT WITH FITTED KEY HALF-KEY BALANCING BEARING: STANDARD WITH FIXED BEARING, VIBRATION SEVERITY GRADE R/A; SHAFT AND FLANGE ACCURACY: R TERMINAL BOX (ABOVE) CABLE ENTRY ON THE RIGHT SIGNAL CONNECTION D-END | 6737 | TEM | 1 | MC | 196 | 1
1PH81631JD102BB1 | SIMOTICS M COMPACT ASYNCHRONOUS MOTOR 1000RPM, 22KW, 210NM, 55A, 300V 1150RPM, 25KW, 208NM, 55A, 343V 1350RPM, 28 KW,198NM,52A, 400V FORCED VENTILATION; DIRECTION OF AIR FLOW NDE --> DE; DEGREE OF PROTECTION IP55 INCREMENT. ENCODER HTL 2048 S/R (ENCODER HTL2048S/R) DESIGN IM B3 (IM V5, IM V6) SHAFT WITH FITTED KEY HALF-KEY BALANCING BEARING: STANDARD WITH FIXED BEARING, VIBRATION SEVERITY GRADE R/A; SHAFT AND FLANGE ACCURACY: R TERMINAL BOX (ABOVE) CABLE ENTRY ON THE LEFT SIGNAL CONNECTION D-END | 6737 | TEM | 1 | MC | 196 | 1
1PH81631JD102BC1 | SIMOTICS M COMPACT ASYNCHRONOUS MOTOR 1000RPM, 22KW, 210NM, 55A, 300V 1150RPM, 25KW, 208NM, 55A, 343V 1350RPM, 28 KW,198NM,52A, 400V FORCED VENTILATION; DIRECTION OF AIR FLOW NDE --> DE; DEGREE OF PROTECTION IP55 INCREMENT. ENCODER HTL 2048 S/R (ENCODER HTL2048S/R) DESIGN IM B3 (IM V5, IM V6) SHAFT WITH FITTED KEY HALF-KEY BALANCING BEARING: STANDARD WITH FIXED BEARING, VIBRATION SEVERITY GRADE R/A; SHAFT AND FLANGE ACCURACY: R TERMINAL BOX (ABOVE) CABLE ENTRY ON THE ND-END SIGNAL CONNECTION LEFT | 6737 | TEM | 1 | MC | 196 | 1
1PH81631JD102CA1 | SIMOTICS M COMPACT ASYNCHRONOUS MOTOR 1000RPM, 22KW, 210NM, 55A, 300V 1150RPM, 25KW, 208NM, 55A, 343V 1350RPM, 28 KW,198NM,52A, 400V FORCED VENTILATION; DIRECTION OF AIR FLOW NDE --> DE; DEGREE OF PROTECTION IP55 INCREMENT. ENCODER HTL 2048 S/R (ENCODER HTL2048S/R) DESIGN IM B3 (IM V5, IM V6) SHAFT WITH FITTED KEY HALF-KEY BALANCING BEARING: STANDARD WITH FIXED BEARING, VIBRATION SEVERITY GRADE S/A; SHAFT AND FLANGE ACCURACY: R TERMINAL BOX (ABOVE) CABLE ENTRY ON THE RIGHT SIGNAL CONNECTION D-END | 6932 | TEM | 1 | MC | 196 | 1
1PH81631JD102CB1 | SIMOTICS M COMPACT ASYNCHRONOUS MOTOR 1000RPM, 22KW, 210NM, 55A, 300V 1150RPM, 25KW, 208NM, 55A, 343V 1350RPM, 28 KW,198NM,52A, 400V FORCED VENTILATION; DIRECTION OF AIR FLOW NDE --> DE; DEGREE OF PROTECTION IP55 INCREMENT. ENCODER HTL 2048 S/R (ENCODER HTL2048S/R) DESIGN IM B3 (IM V5, IM V6) SHAFT WITH FITTED KEY HALF-KEY BALANCING BEARING: STANDARD WITH FIXED BEARING, VIBRATION SEVERITY GRADE S/A; SHAFT AND FLANGE ACCURACY: R TERMINAL BOX (ABOVE) CABLE ENTRY ON THE LEFT SIGNAL CONNECTION D-END | 6932 | TEM | 1 | MC | 196 | 1
1PH81631JD102CC1 | SIMOTICS M COMPACT ASYNCHRONOUS MOTOR 1000RPM, 22KW, 210NM, 55A, 300V 1150RPM, 25KW, 208NM, 55A, 343V 1350RPM, 28 KW,198NM,52A, 400V FORCED VENTILATION; DIRECTION OF AIR FLOW NDE --> DE; DEGREE OF PROTECTION IP55 INCREMENT. ENCODER HTL 2048 S/R (ENCODER HTL2048S/R) DESIGN IM B3 (IM V5, IM V6) SHAFT WITH FITTED KEY HALF-KEY BALANCING BEARING: STANDARD WITH FIXED BEARING, VIBRATION SEVERITY GRADE S/A; SHAFT AND FLANGE ACCURACY: R TERMINAL BOX (ABOVE) CABLE ENTRY ON THE ND-END SIGNAL CONNECTION LEFT | 6932 | TEM | 1 | MC | 196 | 1
1PH81631JD120BA1 | SIMOTICS M COMPACT ASYNCHRONOUS MOTOR 1000RPM, 22KW, 210NM, 55A, 300V 1150RPM, 25KW, 208NM, 55A, 343V 1350RPM, 28 KW,198NM,52A, 400V FORCED VENTILATION; DIRECTION OF AIR FLOW NDE --> DE; DEGREE OF PROTECTION IP55 INCREMENT. ENCODER HTL 2048 S/R (ENCODER HTL2048S/R) DESIGN IM B5 (IMV 1,IM V3) PLAIN SHAFT WITHOUT FITTED KEY; BEARING: STANDARD WITH FIXED BEARING, VIBRATION SEVERITY GRADE R/A; SHAFT AND FLANGE ACCURACY: R TERMINAL BOX (ABOVE) CABLE ENTRY ON THE RIGHT SIGNAL CONNECTION D-END | 7192 | TEM | 1 | MC | 196 | 1
1PH81631JD120BB1 | SIMOTICS M COMPACT ASYNCHRONOUS MOTOR 1000RPM, 22KW, 210NM, 55A, 300V 1150RPM, 25KW, 208NM, 55A, 343V 1350RPM, 28 KW,198NM,52A, 400V FORCED VENTILATION; DIRECTION OF AIR FLOW NDE --> DE; DEGREE OF PROTECTION IP55 INCREMENT. ENCODER HTL 2048 S/R (ENCODER HTL2048S/R) DESIGN IM B5 (IMV 1,IM V3) PLAIN SHAFT WITHOUT FITTED KEY; BEARING: STANDARD WITH FIXED BEARING, VIBRATION SEVERITY GRADE R/A; SHAFT AND FLANGE ACCURACY: R TERMINAL BOX (ABOVE) CABLE ENTRY ON THE LEFT SIGNAL CONNECTION D-END | 7192 | TEM | 1 | MC | 196 | 1
1PH81631JD120BC1 | SIMOTICS M COMPACT ASYNCHRONOUS MOTOR 1000RPM, 22KW, 210NM, 55A, 300V 1150RPM, 25KW, 208NM, 55A, 343V 1350RPM, 28 KW,198NM,52A, 400V FORCED VENTILATION; DIRECTION OF AIR FLOW NDE --> DE; DEGREE OF PROTECTION IP55 INCREMENT. ENCODER HTL 2048 S/R (ENCODER HTL2048S/R) DESIGN IM B5 (IMV 1,IM V3) PLAIN SHAFT WITHOUT FITTED KEY; BEARING: STANDARD WITH FIXED BEARING, VIBRATION SEVERITY GRADE R/A; SHAFT AND FLANGE ACCURACY: R TERMINAL BOX (ABOVE) CABLE ENTRY ON THE ND-END SIGNAL CONNECTION LEFT | 7192 | TEM | 1 | MC | 196 | 1
1PH81631JD120CA1 | SIMOTICS M COMPACT ASYNCHRONOUS MOTOR 1000RPM, 22KW, 210NM, 55A, 300V 1150RPM, 25KW, 208NM, 55A, 343V 1350RPM, 28 KW,198NM,52A, 400V FORCED VENTILATION; DIRECTION OF AIR FLOW NDE --> DE; DEGREE OF PROTECTION IP55 INCREMENT. ENCODER HTL 2048 S/R (ENCODER HTL2048S/R) DESIGN IM B5 (IMV 1,IM V3) PLAIN SHAFT WITHOUT FITTED KEY; BEARING: STANDARD WITH FIXED BEARING, VIBRATION SEVERITY GRADE S/A; SHAFT AND FLANGE ACCURACY: R TERMINAL BOX (ABOVE) CABLE ENTRY ON THE RIGHT SIGNAL CONNECTION D-END | 7387 | TEM | 1 | MC | 196 | 1
1PH81631JD120CB1 | SIMOTICS M COMPACT ASYNCHRONOUS MOTOR 1000RPM, 22KW, 210NM, 55A, 300V 1150RPM, 25KW, 208NM, 55A, 343V 1350RPM, 28 KW,198NM,52A, 400V FORCED VENTILATION; DIRECTION OF AIR FLOW NDE --> DE; DEGREE OF PROTECTION IP55 INCREMENT. ENCODER HTL 2048 S/R (ENCODER HTL2048S/R) DESIGN IM B5 (IMV 1,IM V3) PLAIN SHAFT WITHOUT FITTED KEY; BEARING: STANDARD WITH FIXED BEARING, VIBRATION SEVERITY GRADE S/A; SHAFT AND FLANGE ACCURACY: R TERMINAL BOX (ABOVE) CABLE ENTRY ON THE LEFT SIGNAL CONNECTION D-END | 7387 | TEM | 1 | MC | 196 | 1
1PH81631JD120CC1 | SIMOTICS M COMPACT ASYNCHRONOUS MOTOR 1000RPM, 22KW, 210NM, 55A, 300V 1150RPM, 25KW, 208NM, 55A, 343V 1350RPM, 28 KW,198NM,52A, 400V FORCED VENTILATION; DIRECTION OF AIR FLOW NDE --> DE; DEGREE OF PROTECTION IP55 INCREMENT. ENCODER HTL 2048 S/R (ENCODER HTL2048S/R) DESIGN IM B5 (IMV 1,IM V3) PLAIN SHAFT WITHOUT FITTED KEY; BEARING: STANDARD WITH FIXED BEARING, VIBRATION SEVERITY GRADE S/A; SHAFT AND FLANGE ACCURACY: R TERMINAL BOX (ABOVE) CABLE ENTRY ON THE ND-END SIGNAL CONNECTION LEFT | 7387 | TEM | 1 | MC | 196 | 1
1PH81631JD122BA1 | SIMOTICS M COMPACT ASYNCHRONOUS MOTOR 1000RPM, 22KW, 210NM, 55A, 300V 1150RPM, 25KW, 208NM, 55A, 343V 1350RPM, 28 KW,198NM,52A, 400V FORCED VENTILATION; DIRECTION OF AIR FLOW NDE --> DE; DEGREE OF PROTECTION IP55 INCREMENT. ENCODER HTL 2048 S/R (ENCODER HTL2048S/R) DESIGN IM B5 (IMV 1,IM V3) SHAFT WITH FITTED KEY HALF-KEY BALANCING BEARING: STANDARD WITH FIXED BEARING, VIBRATION SEVERITY GRADE R/A; SHAFT AND FLANGE ACCURACY: R TERMINAL BOX (ABOVE) CABLE ENTRY ON THE RIGHT SIGNAL CONNECTION D-END | 7387 | TEM | 1 | MC | 196 | 1
1PH81631JD122BB1 | SIMOTICS M COMPACT ASYNCHRONOUS MOTOR 1000RPM, 22KW, 210NM, 55A, 300V 1150RPM, 25KW, 208NM, 55A, 343V 1350RPM, 28 KW,198NM,52A, 400V FORCED VENTILATION; DIRECTION OF AIR FLOW NDE --> DE; DEGREE OF PROTECTION IP55 INCREMENT. ENCODER HTL 2048 S/R (ENCODER HTL2048S/R) DESIGN IM B5 (IMV 1,IM V3) SHAFT WITH FITTED KEY HALF-KEY BALANCING BEARING: STANDARD WITH FIXED BEARING, VIBRATION SEVERITY GRADE R/A; SHAFT AND FLANGE ACCURACY: R TERMINAL BOX (ABOVE) CABLE ENTRY ON THE LEFT SIGNAL CONNECTION D-END | 7387 | TEM | 1 | MC | 196 | 1
1PH81631JD122BC1 | SIMOTICS M COMPACT ASYNCHRONOUS MOTOR 1000RPM, 22KW, 210NM, 55A, 300V 1150RPM, 25KW, 208NM, 55A, 343V 1350RPM, 28 KW,198NM,52A, 400V FORCED VENTILATION; DIRECTION OF AIR FLOW NDE --> DE; DEGREE OF PROTECTION IP55 INCREMENT. ENCODER HTL 2048 S/R (ENCODER HTL2048S/R) DESIGN IM B5 (IMV 1,IM V3) SHAFT WITH FITTED KEY HALF-KEY BALANCING BEARING: STANDARD WITH FIXED BEARING, VIBRATION SEVERITY GRADE R/A; SHAFT AND FLANGE ACCURACY: R TERMINAL BOX (ABOVE) CABLE ENTRY ON THE ND-END SIGNAL CONNECTION LEFT | 7387 | TEM | 1 | MC | 196 | 1
1PH81631JD122CA1 | SIMOTICS M COMPACT ASYNCHRONOUS MOTOR 1000RPM, 22KW, 210NM, 55A, 300V 1150RPM, 25KW, 208NM, 55A, 343V 1350RPM, 28 KW,198NM,52A, 400V FORCED VENTILATION; DIRECTION OF AIR FLOW NDE --> DE; DEGREE OF PROTECTION IP55 INCREMENT. ENCODER HTL 2048 S/R (ENCODER HTL2048S/R) DESIGN IM B5 (IMV 1,IM V3) SHAFT WITH FITTED KEY HALF-KEY BALANCING BEARING: STANDARD WITH FIXED BEARING, VIBRATION SEVERITY GRADE S/A; SHAFT AND FLANGE ACCURACY: R TERMINAL BOX (ABOVE) CABLE ENTRY ON THE RIGHT SIGNAL CONNECTION D-END | 7583 | TEM | 1 | MC | 196 | 1
1PH81631JD122CB1 | SIMOTICS M COMPACT ASYNCHRONOUS MOTOR 1000RPM, 22KW, 210NM, 55A, 300V 1150RPM, 25KW, 208NM, 55A, 343V 1350RPM, 28 KW,198NM,52A, 400V FORCED VENTILATION; DIRECTION OF AIR FLOW NDE --> DE; DEGREE OF PROTECTION IP55 INCREMENT. ENCODER HTL 2048 S/R (ENCODER HTL2048S/R) DESIGN IM B5 (IMV 1,IM V3) SHAFT WITH FITTED KEY HALF-KEY BALANCING BEARING: STANDARD WITH FIXED BEARING, VIBRATION SEVERITY GRADE S/A; SHAFT AND FLANGE ACCURACY: R TERMINAL BOX (ABOVE) CABLE ENTRY ON THE LEFT SIGNAL CONNECTION D-END | 7583 | TEM | 1 | MC | 196 | 1
1PH81631JD122CC1 | SIMOTICS M COMPACT ASYNCHRONOUS MOTOR 1000RPM, 22KW, 210NM, 55A, 300V 1150RPM, 25KW, 208NM, 55A, 343V 1350RPM, 28 KW,198NM,52A, 400V FORCED VENTILATION; DIRECTION OF AIR FLOW NDE --> DE; DEGREE OF PROTECTION IP55 INCREMENT. ENCODER HTL 2048 S/R (ENCODER HTL2048S/R) DESIGN IM B5 (IMV 1,IM V3) SHAFT WITH FITTED KEY HALF-KEY BALANCING BEARING: STANDARD WITH FIXED BEARING, VIBRATION SEVERITY GRADE S/A; SHAFT AND FLANGE ACCURACY: R TERMINAL BOX (ABOVE) CABLE ENTRY ON THE ND-END SIGNAL CONNECTION LEFT | 7583 | TEM | 1 | MC | 196 | 1
1PH81631JD130BA1 | SIMOTICS M COMPACT ASYNCHRONOUS MOTOR 1000RPM, 22KW, 210NM, 55A, 300V 1150RPM, 25KW, 208NM, 55A, 343V 1350RPM, 28 KW,198NM,52A, 400V FORCED VENTILATION; DIRECTION OF AIR FLOW NDE --> DE; DEGREE OF PROTECTION IP55 INCREMENT. ENCODER HTL 2048 S/R (ENCODER HTL2048S/R) DESIGN IM B35 (IM V15, IM V35) PLAIN SHAFT WITHOUT FITTED KEY; BEARING: STANDARD WITH FIXED BEARING, VIBRATION SEVERITY GRADE R/A; SHAFT AND FLANGE ACCURACY: R TERMINAL BOX (ABOVE) CABLE ENTRY ON THE RIGHT SIGNAL CONNECTION D-END | 7192 | TEM | 1 | MC | 196 | 1
1PH81631JD130BB1 | SIMOTICS M COMPACT ASYNCHRONOUS MOTOR 1000RPM, 22KW, 210NM, 55A, 300V 1150RPM, 25KW, 208NM, 55A, 343V 1350RPM, 28 KW,198NM,52A, 400V FORCED VENTILATION; DIRECTION OF AIR FLOW NDE --> DE; DEGREE OF PROTECTION IP55 INCREMENT. ENCODER HTL 2048 S/R (ENCODER HTL2048S/R) DESIGN IM B35 (IM V15, IM V35) PLAIN SHAFT WITHOUT FITTED KEY; BEARING: STANDARD WITH FIXED BEARING, VIBRATION SEVERITY GRADE R/A; SHAFT AND FLANGE ACCURACY: R TERMINAL BOX (ABOVE) CABLE ENTRY ON THE LEFT SIGNAL CONNECTION D-END | 7192 | TEM | 1 | MC | 196 | 1
1PH81631JD130BC1 | SIMOTICS M COMPACT ASYNCHRONOUS MOTOR 1000RPM, 22KW, 210NM, 55A, 300V 1150RPM, 25KW, 208NM, 55A, 343V 1350RPM, 28 KW,198NM,52A, 400V FORCED VENTILATION; DIRECTION OF AIR FLOW NDE --> DE; DEGREE OF PROTECTION IP55 INCREMENT. ENCODER HTL 2048 S/R (ENCODER HTL2048S/R) DESIGN IM B35 (IM V15, IM V35) PLAIN SHAFT WITHOUT FITTED KEY; BEARING: STANDARD WITH FIXED BEARING, VIBRATION SEVERITY GRADE R/A; SHAFT AND FLANGE ACCURACY: R TERMINAL BOX (ABOVE) CABLE ENTRY ON THE ND-END SIGNAL CONNECTION LEFT | 7192 | TEM | 1 | MC | 196 | 1
1PH81631JD130CA1 | SIMOTICS M COMPACT ASYNCHRONOUS MOTOR 1000RPM, 22KW, 210NM, 55A, 300V 1150RPM, 25KW, 208NM, 55A, 343V 1350RPM, 28 KW,198NM,52A, 400V FORCED VENTILATION; DIRECTION OF AIR FLOW NDE --> DE; DEGREE OF PROTECTION IP55 INCREMENT. ENCODER HTL 2048 S/R (ENCODER HTL2048S/R) DESIGN IM B35 (IM V15, IM V35) PLAIN SHAFT WITHOUT FITTED KEY; BEARING: STANDARD WITH FIXED BEARING, VIBRATION SEVERITY GRADE S/A; SHAFT AND FLANGE ACCURACY: R TERMINAL BOX (ABOVE) CABLE ENTRY ON THE RIGHT SIGNAL CONNECTION D-END | 7387 | TEM | 1 | MC | 196 | 1
1PH81631JD130CB1 | SIMOTICS M COMPACT ASYNCHRONOUS MOTOR 1000RPM, 22KW, 210NM, 55A, 300V 1150RPM, 25KW, 208NM, 55A, 343V 1350RPM, 28 KW,198NM,52A, 400V FORCED VENTILATION; DIRECTION OF AIR FLOW NDE --> DE; DEGREE OF PROTECTION IP55 INCREMENT. ENCODER HTL 2048 S/R (ENCODER HTL2048S/R) DESIGN IM B35 (IM V15, IM V35) PLAIN SHAFT WITHOUT FITTED KEY; BEARING: STANDARD WITH FIXED BEARING, VIBRATION SEVERITY GRADE S/A; SHAFT AND FLANGE ACCURACY: R TERMINAL BOX (ABOVE) CABLE ENTRY ON THE LEFT SIGNAL CONNECTION D-END | 7387 | TEM | 1 | MC | 196 | 1
1PH81631JD130CC1 | SIMOTICS M COMPACT ASYNCHRONOUS MOTOR 1000RPM, 22KW, 210NM, 55A, 300V 1150RPM, 25KW, 208NM, 55A, 343V 1350RPM, 28 KW,198NM,52A, 400V FORCED VENTILATION; DIRECTION OF AIR FLOW NDE --> DE; DEGREE OF PROTECTION IP55 INCREMENT. ENCODER HTL 2048 S/R (ENCODER HTL2048S/R) DESIGN IM B35 (IM V15, IM V35) PLAIN SHAFT WITHOUT FITTED KEY; BEARING: STANDARD WITH FIXED BEARING, VIBRATION SEVERITY GRADE S/A; SHAFT AND FLANGE ACCURACY: R TERMINAL BOX (ABOVE) CABLE ENTRY ON THE ND-END SIGNAL CONNECTION LEFT | 7387 | TEM | 1 | MC | 196 | 1
1PH81631JD132BA1 | SIMOTICS M COMPACT ASYNCHRONOUS MOTOR 1000RPM, 22KW, 210NM, 55A, 300V 1150RPM, 25KW, 208NM, 55A, 343V 1350RPM, 28 KW,198NM,52A, 400V FORCED VENTILATION; DIRECTION OF AIR FLOW NDE --> DE; DEGREE OF PROTECTION IP55 INCREMENT. ENCODER HTL 2048 S/R (ENCODER HTL2048S/R) DESIGN IM B35 (IM V15, IM V35) SHAFT WITH FITTED KEY HALF-KEY BALANCING BEARING: STANDARD WITH FIXED BEARING, VIBRATION SEVERITY GRADE R/A; SHAFT AND FLANGE ACCURACY: R TERMINAL BOX (ABOVE) CABLE ENTRY ON THE RIGHT SIGNAL CONNECTION D-END | 7387 | TEM | 1 | MC | 196 | 1
1PH81631JD132BB1 | SIMOTICS M COMPACT ASYNCHRONOUS MOTOR 1000RPM, 22KW, 210NM, 55A, 300V 1150RPM, 25KW, 208NM, 55A, 343V 1350RPM, 28 KW,198NM,52A, 400V FORCED VENTILATION; DIRECTION OF AIR FLOW NDE --> DE; DEGREE OF PROTECTION IP55 INCREMENT. ENCODER HTL 2048 S/R (ENCODER HTL2048S/R) DESIGN IM B35 (IM V15, IM V35) SHAFT WITH FITTED KEY HALF-KEY BALANCING BEARING: STANDARD WITH FIXED BEARING, VIBRATION SEVERITY GRADE R/A; SHAFT AND FLANGE ACCURACY: R TERMINAL BOX (ABOVE) CABLE ENTRY ON THE LEFT SIGNAL CONNECTION D-END | 7387 | TEM | 1 | MC | 196 | 1
1PH81631JD132BC1 | SIMOTICS M COMPACT ASYNCHRONOUS MOTOR 1000RPM, 22KW, 210NM, 55A, 300V 1150RPM, 25KW, 208NM, 55A, 343V 1350RPM, 28 KW,198NM,52A, 400V FORCED VENTILATION; DIRECTION OF AIR FLOW NDE --> DE; DEGREE OF PROTECTION IP55 INCREMENT. ENCODER HTL 2048 S/R (ENCODER HTL2048S/R) DESIGN IM B35 (IM V15, IM V35) SHAFT WITH FITTED KEY HALF-KEY BALANCING BEARING: STANDARD WITH FIXED BEARING, VIBRATION SEVERITY GRADE R/A; SHAFT AND FLANGE ACCURACY: R TERMINAL BOX (ABOVE) CABLE ENTRY ON THE ND-END SIGNAL CONNECTION LEFT | 7387 | TEM | 1 | MC | 196 | 1
1PH81631JD132CA1 | SIMOTICS M COMPACT ASYNCHRONOUS MOTOR 1000RPM, 22KW, 210NM, 55A, 300V 1150RPM, 25KW, 208NM, 55A, 343V 1350RPM, 28 KW,198NM,52A, 400V FORCED VENTILATION; DIRECTION OF AIR FLOW NDE --> DE; DEGREE OF PROTECTION IP55 INCREMENT. ENCODER HTL 2048 S/R (ENCODER HTL2048S/R) DESIGN IM B35 (IM V15, IM V35) SHAFT WITH FITTED KEY HALF-KEY BALANCING BEARING: STANDARD WITH FIXED BEARING, VIBRATION SEVERITY GRADE S/A; SHAFT AND FLANGE ACCURACY: R TERMINAL BOX (ABOVE) CABLE ENTRY ON THE RIGHT SIGNAL CONNECTION D-END | 7583 | TEM | 1 | MC | 196 | 1
1PH81631JD132CB1 | SIMOTICS M COMPACT ASYNCHRONOUS MOTOR 1000RPM, 22KW, 210NM, 55A, 300V 1150RPM, 25KW, 208NM, 55A, 343V 1350RPM, 28 KW,198NM,52A, 400V FORCED VENTILATION; DIRECTION OF AIR FLOW NDE --> DE; DEGREE OF PROTECTION IP55 INCREMENT. ENCODER HTL 2048 S/R (ENCODER HTL2048S/R) DESIGN IM B35 (IM V15, IM V35) SHAFT WITH FITTED KEY HALF-KEY BALANCING BEARING: STANDARD WITH FIXED BEARING, VIBRATION SEVERITY GRADE S/A; SHAFT AND FLANGE ACCURACY: R TERMINAL BOX (ABOVE) CABLE ENTRY ON THE LEFT SIGNAL CONNECTION D-END | 7583 | TEM | 1 | MC | 196 | 1
1PH81631JD132CC1 | SIMOTICS M COMPACT ASYNCHRONOUS MOTOR 1000RPM, 22KW, 210NM, 55A, 300V 1150RPM, 25KW, 208NM, 55A, 343V 1350RPM, 28 KW,198NM,52A, 400V FORCED VENTILATION; DIRECTION OF AIR FLOW NDE --> DE; DEGREE OF PROTECTION IP55 INCREMENT. ENCODER HTL 2048 S/R (ENCODER HTL2048S/R) DESIGN IM B35 (IM V15, IM V35) SHAFT WITH FITTED KEY HALF-KEY BALANCING BEARING: STANDARD WITH FIXED BEARING, VIBRATION SEVERITY GRADE S/A; SHAFT AND FLANGE ACCURACY: R TERMINAL BOX (ABOVE) CABLE ENTRY ON THE ND-END SIGNAL CONNECTION LEFT | 7583 | TEM | 1 | MC | 196 | 1
1PH81631JF001BA1 | SIMOTICS M COMPACT ASYNCHRONOUS MOTOR 1500RPM, 30KW, 191NM, 71A, 319V 1750RPM, 34KW, 186NM, 70A, 366V 2000RPM, 37KW, 177NM, 68A, 416V FORCED VENTILATION; DIRECTION OF AIR FLOW DE --> NDE; DEGREE OF PROTECTION IP55 INCREMENT. ENCODER HTL 2048 S/R (ENCODER HTL2048S/R) DESIGN IM B3 (IM V5, IM V6) SHAFT WITH FITTED KEY FULL-KEY BALANCING BEARING: STANDARD WITH FIXED BEARING, VIBRATION SEVERITY GRADE R/A; SHAFT AND FLANGE ACCURACY: R TERMINAL BOX (ABOVE) CABLE ENTRY ON THE RIGHT SIGNAL CONNECTION D-END | 6737 | TEM | 1 | MC | 196 | 1
1PH81631JF002BA1 | SIMOTICS M COMPACT ASYNCHRONOUS MOTOR 1500RPM, 30KW, 191NM, 71A, 319V 1750RPM, 34KW, 186NM, 70A, 366V 2000RPM, 37KW, 177NM, 68A, 416V FORCED VENTILATION; DIRECTION OF AIR FLOW DE --> NDE; DEGREE OF PROTECTION IP55 INCREMENT. ENCODER HTL 2048 S/R (ENCODER HTL2048S/R) DESIGN IM B3 (IM V5, IM V6) SHAFT WITH FITTED KEY HALF-KEY BALANCING BEARING: STANDARD WITH FIXED BEARING, VIBRATION SEVERITY GRADE R/A; SHAFT AND FLANGE ACCURACY: R TERMINAL BOX (ABOVE) CABLE ENTRY ON THE RIGHT SIGNAL CONNECTION D-END | 6737 | TEM | 1 | MC | 196 | 1
1PH81631JF002GA1 | SIMOTICS M COMPACT ASYNCHRONOUS MOTOR 1500RPM, 30KW, 191NM, 71A, 319V 1750RPM, 34KW, 186NM, 70A, 366V 2000RPM, 37KW, 177NM, 68A, 416V FORCED VENTILATION; DIRECTION OF AIR FLOW DE --> NDE; DEGREE OF PROTECTION IP55 INCREMENT. ENCODER HTL 2048 S/R (ENCODER HTL2048S/R) DESIGN IM B3 (IM V5, IM V6) SHAFT WITH FITTED KEY HALF-KEY BALANCING BEARING: STANDARD, VIBRATION SEVERITY GRADE R/A; SHAFT AND FLANGE ACCURACY: R TERMINAL BOX (ABOVE) CABLE ENTRY ON THE RIGHT SIGNAL CONNECTION D-END | 6452 | TEM | 1 | MC | 196 | 1
1PH81631JF032BA1 | SIMOTICS M COMPACT ASYNCHRONOUS MOTOR 1500RPM, 30KW, 191NM, 71A, 319V 1750RPM, 34KW, 186NM, 70A, 366V 2000RPM, 37KW, 177NM, 68A, 416V FORCED VENTILATION; DIRECTION OF AIR FLOW DE --> NDE; DEGREE OF PROTECTION IP55 INCREMENT. ENCODER HTL 2048 S/R (ENCODER HTL2048S/R) DESIGN IM B35 (IM V15, IM V35) SHAFT WITH FITTED KEY HALF-KEY BALANCING BEARING: STANDARD WITH FIXED BEARING, VIBRATION SEVERITY GRADE R/A; SHAFT AND FLANGE ACCURACY: R TERMINAL BOX (ABOVE) CABLE ENTRY ON THE RIGHT SIGNAL CONNECTION D-END | 7387 | TEM | 1 | MC | 196 | 1
1PH81631JF100BA1 | SIMOTICS M COMPACT ASYNCHRONOUS MOTOR 1500RPM, 30KW,191NM, 71A, 319V 1750RPM, 34KW,186NM, 70A, 366V 2000RPM, 37KW,177NM, 68A, 416V FORCED VENTILATION; DIRECTION OF AIR FLOW NDE --> DE; DEGREE OF PROTECTION IP55 INCREMENT. ENCODER HTL 2048 S/R (ENCODER HTL2048S/R) DESIGN IM B3 (IM V5, IM V6) PLAIN SHAFT WITHOUT FITTED KEY; BEARING: STANDARD WITH FIXED BEARING, VIBRATION SEVERITY GRADE R/A; SHAFT AND FLANGE ACCURACY: R TERMINAL BOX (ABOVE) CABLE ENTRY ON THE RIGHT SIGNAL CONNECTION D-END | 6542 | TEM | 1 | MC | 196 | 1
1PH81631JF100BB1 | SIMOTICS M COMPACT ASYNCHRONOUS MOTOR 1500RPM, 30KW,191NM, 71A, 319V 1750RPM, 34KW,186NM, 70A, 366V 2000RPM, 37KW,177NM, 68A, 416V FORCED VENTILATION; DIRECTION OF AIR FLOW NDE --> DE; DEGREE OF PROTECTION IP55 INCREMENT. ENCODER HTL 2048 S/R (ENCODER HTL2048S/R) DESIGN IM B3 (IM V5, IM V6) PLAIN SHAFT WITHOUT FITTED KEY; BEARING: STANDARD WITH FIXED BEARING, VIBRATION SEVERITY GRADE R/A; SHAFT AND FLANGE ACCURACY: R TERMINAL BOX (ABOVE) CABLE ENTRY ON THE LEFT SIGNAL CONNECTION D-END | 6542 | TEM | 1 | MC | 196 | 1
1PH81631JF100BC1 | SIMOTICS M COMPACT ASYNCHRONOUS MOTOR 1500RPM, 30KW,191NM, 71A, 319V 1750RPM, 34KW,186NM, 70A, 366V 2000RPM, 37KW,177NM, 68A, 416V FORCED VENTILATION; DIRECTION OF AIR FLOW NDE --> DE; DEGREE OF PROTECTION IP55 INCREMENT. ENCODER HTL 2048 S/R (ENCODER HTL2048S/R) DESIGN IM B3 (IM V5, IM V6) PLAIN SHAFT WITHOUT FITTED KEY; BEARING: STANDARD WITH FIXED BEARING, VIBRATION SEVERITY GRADE R/A; SHAFT AND FLANGE ACCURACY: R TERMINAL BOX (ABOVE) CABLE ENTRY ON THE ND-END SIGNAL CONNECTION LEFT | 6542 | TEM | 1 | MC | 196 | 1
1PH81631JF100CA1 | SIMOTICS M COMPACT ASYNCHRONOUS MOTOR 1500RPM, 30KW,191NM, 71A, 319V 1750RPM, 34KW,186NM, 70A, 366V 2000RPM, 37KW,177NM, 68A, 416V FORCED VENTILATION; DIRECTION OF AIR FLOW NDE --> DE; DEGREE OF PROTECTION IP55 INCREMENT. ENCODER HTL 2048 S/R (ENCODER HTL2048S/R) DESIGN IM B3 (IM V5, IM V6) PLAIN SHAFT WITHOUT FITTED KEY; BEARING: STANDARD WITH FIXED BEARING, VIBRATION SEVERITY GRADE S/A; SHAFT AND FLANGE ACCURACY: R TERMINAL BOX (ABOVE) CABLE ENTRY ON THE RIGHT SIGNAL CONNECTION D-END | 6737 | TEM | 1 | MC | 196 | 1
1PH81631JF100CB1 | SIMOTICS M COMPACT ASYNCHRONOUS MOTOR 1500RPM, 30KW,191NM, 71A, 319V 1750RPM, 34KW,186NM, 70A, 366V 2000RPM, 37KW,177NM, 68A, 416V FORCED VENTILATION; DIRECTION OF AIR FLOW NDE --> DE; DEGREE OF PROTECTION IP55 INCREMENT. ENCODER HTL 2048 S/R (ENCODER HTL2048S/R) DESIGN IM B3 (IM V5, IM V6) PLAIN SHAFT WITHOUT FITTED KEY; BEARING: STANDARD WITH FIXED BEARING, VIBRATION SEVERITY GRADE S/A; SHAFT AND FLANGE ACCURACY: R TERMINAL BOX (ABOVE) CABLE ENTRY ON THE LEFT SIGNAL CONNECTION D-END | 6737 | TEM | 1 | MC | 196 | 1
1PH81631JF100CC1 | SIMOTICS M COMPACT ASYNCHRONOUS MOTOR 1500RPM, 30KW,191NM, 71A, 319V 1750RPM, 34KW,186NM, 70A, 366V 2000RPM, 37KW,177NM, 68A, 416V FORCED VENTILATION; DIRECTION OF AIR FLOW NDE --> DE; DEGREE OF PROTECTION IP55 INCREMENT. ENCODER HTL 2048 S/R (ENCODER HTL2048S/R) DESIGN IM B3 (IM V5, IM V6) PLAIN SHAFT WITHOUT FITTED KEY; BEARING: STANDARD WITH FIXED BEARING, VIBRATION SEVERITY GRADE S/A; SHAFT AND FLANGE ACCURACY: R TERMINAL BOX (ABOVE) CABLE ENTRY ON THE ND-END SIGNAL CONNECTION LEFT | 6737 | TEM | 1 | MC | 196 | 1
1PH81631JF102BA1 | SIMOTICS M COMPACT ASYNCHRONOUS MOTOR 1500RPM, 30KW,191NM, 71A, 319V 1750RPM, 34KW,186NM, 70A, 366V 2000RPM, 37KW,177NM, 68A, 416V FORCED VENTILATION; DIRECTION OF AIR FLOW NDE --> DE; DEGREE OF PROTECTION IP55 INCREMENT. ENCODER HTL 2048 S/R (ENCODER HTL2048S/R) DESIGN IM B3 (IM V5, IM V6) SHAFT WITH FITTED KEY HALF-KEY BALANCING BEARING: STANDARD WITH FIXED BEARING, VIBRATION SEVERITY GRADE R/A; SHAFT AND FLANGE ACCURACY: R TERMINAL BOX (ABOVE) CABLE ENTRY ON THE RIGHT SIGNAL CONNECTION D-END | 6737 | TEM | 1 | MC | 196 | 1
1PH81631JF102BB1 | SIMOTICS M COMPACT ASYNCHRONOUS MOTOR 1500RPM, 30KW,191NM, 71A, 319V 1750RPM, 34KW,186NM, 70A, 366V 2000RPM, 37KW,177NM, 68A, 416V FORCED VENTILATION; DIRECTION OF AIR FLOW NDE --> DE; DEGREE OF PROTECTION IP55 INCREMENT. ENCODER HTL 2048 S/R (ENCODER HTL2048S/R) DESIGN IM B3 (IM V5, IM V6) SHAFT WITH FITTED KEY HALF-KEY BALANCING BEARING: STANDARD WITH FIXED BEARING, VIBRATION SEVERITY GRADE R/A; SHAFT AND FLANGE ACCURACY: R TERMINAL BOX (ABOVE) CABLE ENTRY ON THE LEFT SIGNAL CONNECTION D-END | 6737 | TEM | 1 | MC | 196 | 1
1PH81631JF102BC1 | SIMOTICS M COMPACT ASYNCHRONOUS MOTOR 1500RPM, 30KW,191NM, 71A, 319V 1750RPM, 34KW,186NM, 70A, 366V 2000RPM, 37KW,177NM, 68A, 416V FORCED VENTILATION; DIRECTION OF AIR FLOW NDE --> DE; DEGREE OF PROTECTION IP55 INCREMENT. ENCODER HTL 2048 S/R (ENCODER HTL2048S/R) DESIGN IM B3 (IM V5, IM V6) SHAFT WITH FITTED KEY HALF-KEY BALANCING BEARING: STANDARD WITH FIXED BEARING, VIBRATION SEVERITY GRADE R/A; SHAFT AND FLANGE ACCURACY: R TERMINAL BOX (ABOVE) CABLE ENTRY ON THE ND-END SIGNAL CONNECTION LEFT | 6737 | TEM | 1 | MC | 196 | 1
1PH81631JF102CA1 | SIMOTICS M COMPACT ASYNCHRONOUS MOTOR 1500RPM, 30KW,191NM, 71A, 319V 1750RPM, 34KW,186NM, 70A, 366V 2000RPM, 37KW,177NM, 68A, 416V FORCED VENTILATION; DIRECTION OF AIR FLOW NDE --> DE; DEGREE OF PROTECTION IP55 INCREMENT. ENCODER HTL 2048 S/R (ENCODER HTL2048S/R) DESIGN IM B3 (IM V5, IM V6) SHAFT WITH FITTED KEY HALF-KEY BALANCING BEARING: STANDARD WITH FIXED BEARING, VIBRATION SEVERITY GRADE S/A; SHAFT AND FLANGE ACCURACY: R TERMINAL BOX (ABOVE) CABLE ENTRY ON THE RIGHT SIGNAL CONNECTION D-END | 6932 | TEM | 1 | MC | 196 | 1
1PH81631JF102CB1 | SIMOTICS M COMPACT ASYNCHRONOUS MOTOR 1500RPM, 30KW,191NM, 71A, 319V 1750RPM, 34KW,186NM, 70A, 366V 2000RPM, 37KW,177NM, 68A, 416V FORCED VENTILATION; DIRECTION OF AIR FLOW NDE --> DE; DEGREE OF PROTECTION IP55 INCREMENT. ENCODER HTL 2048 S/R (ENCODER HTL2048S/R) DESIGN IM B3 (IM V5, IM V6) SHAFT WITH FITTED KEY HALF-KEY BALANCING BEARING: STANDARD WITH FIXED BEARING, VIBRATION SEVERITY GRADE S/A; SHAFT AND FLANGE ACCURACY: R TERMINAL BOX (ABOVE) CABLE ENTRY ON THE LEFT SIGNAL CONNECTION D-END | 6932 | TEM | 1 | MC | 196 | 1
1PH81631JF102CC1 | SIMOTICS M COMPACT ASYNCHRONOUS MOTOR 1500RPM, 30KW,191NM, 71A, 319V 1750RPM, 34KW,186NM, 70A, 366V 2000RPM, 37KW,177NM, 68A, 416V FORCED VENTILATION; DIRECTION OF AIR FLOW NDE --> DE; DEGREE OF PROTECTION IP55 INCREMENT. ENCODER HTL 2048 S/R (ENCODER HTL2048S/R) DESIGN IM B3 (IM V5, IM V6) SHAFT WITH FITTED KEY HALF-KEY BALANCING BEARING: STANDARD WITH FIXED BEARING, VIBRATION SEVERITY GRADE S/A; SHAFT AND FLANGE ACCURACY: R TERMINAL BOX (ABOVE) CABLE ENTRY ON THE ND-END SIGNAL CONNECTION LEFT | 6932 | TEM | 1 | MC | 196 | 1
1PH81631JF120BA1 | SIMOTICS M COMPACT ASYNCHRONOUS MOTOR 1500RPM, 30KW,191NM, 71A, 319V 1750RPM, 34KW,186NM, 70A, 366V 2000RPM, 37KW,177NM, 68A, 416V FORCED VENTILATION; DIRECTION OF AIR FLOW NDE --> DE; DEGREE OF PROTECTION IP55 INCREMENT. ENCODER HTL 2048 S/R (ENCODER HTL2048S/R) DESIGN IM B5 (IMV 1,IM V3) PLAIN SHAFT WITHOUT FITTED KEY; BEARING: STANDARD WITH FIXED BEARING, VIBRATION SEVERITY GRADE R/A; SHAFT AND FLANGE ACCURACY: R TERMINAL BOX (ABOVE) CABLE ENTRY ON THE RIGHT SIGNAL CONNECTION D-END | 7192 | TEM | 1 | MC | 196 | 1
1PH81631JF120BB1 | SIMOTICS M COMPACT ASYNCHRONOUS MOTOR 1500RPM, 30KW,191NM, 71A, 319V 1750RPM, 34KW,186NM, 70A, 366V 2000RPM, 37KW,177NM, 68A, 416V FORCED VENTILATION; DIRECTION OF AIR FLOW NDE --> DE; DEGREE OF PROTECTION IP55 INCREMENT. ENCODER HTL 2048 S/R (ENCODER HTL2048S/R) DESIGN IM B5 (IMV 1,IM V3) PLAIN SHAFT WITHOUT FITTED KEY; BEARING: STANDARD WITH FIXED BEARING, VIBRATION SEVERITY GRADE R/A; SHAFT AND FLANGE ACCURACY: R TERMINAL BOX (ABOVE) CABLE ENTRY ON THE LEFT SIGNAL CONNECTION D-END | 7192 | TEM | 1 | MC | 196 | 1
1PH81631JF120BC1 | SIMOTICS M COMPACT ASYNCHRONOUS MOTOR 1500RPM, 30KW,191NM, 71A, 319V 1750RPM, 34KW,186NM, 70A, 366V 2000RPM, 37KW,177NM, 68A, 416V FORCED VENTILATION; DIRECTION OF AIR FLOW NDE --> DE; DEGREE OF PROTECTION IP55 INCREMENT. ENCODER HTL 2048 S/R (ENCODER HTL2048S/R) DESIGN IM B5 (IMV 1,IM V3) PLAIN SHAFT WITHOUT FITTED KEY; BEARING: STANDARD WITH FIXED BEARING, VIBRATION SEVERITY GRADE R/A; SHAFT AND FLANGE ACCURACY: R TERMINAL BOX (ABOVE) CABLE ENTRY ON THE ND-END SIGNAL CONNECTION LEFT | 7192 | TEM | 1 | MC | 196 | 1
1PH81631JF120CA1 | SIMOTICS M COMPACT ASYNCHRONOUS MOTOR 1500RPM, 30KW,191NM, 71A, 319V 1750RPM, 34KW,186NM, 70A, 366V 2000RPM, 37KW,177NM, 68A, 416V FORCED VENTILATION; DIRECTION OF AIR FLOW NDE --> DE; DEGREE OF PROTECTION IP55 INCREMENT. ENCODER HTL 2048 S/R (ENCODER HTL2048S/R) DESIGN IM B5 (IMV 1,IM V3) PLAIN SHAFT WITHOUT FITTED KEY; BEARING: STANDARD WITH FIXED BEARING, VIBRATION SEVERITY GRADE S/A; SHAFT AND FLANGE ACCURACY: R TERMINAL BOX (ABOVE) CABLE ENTRY ON THE RIGHT SIGNAL CONNECTION D-END | 7387 | TEM | 1 | MC | 196 | 1
1PH81631JF120CB1 | SIMOTICS M COMPACT ASYNCHRONOUS MOTOR 1500RPM, 30KW,191NM, 71A, 319V 1750RPM, 34KW,186NM, 70A, 366V 2000RPM, 37KW,177NM, 68A, 416V FORCED VENTILATION; DIRECTION OF AIR FLOW NDE --> DE; DEGREE OF PROTECTION IP55 INCREMENT. ENCODER HTL 2048 S/R (ENCODER HTL2048S/R) DESIGN IM B5 (IMV 1,IM V3) PLAIN SHAFT WITHOUT FITTED KEY; BEARING: STANDARD WITH FIXED BEARING, VIBRATION SEVERITY GRADE S/A; SHAFT AND FLANGE ACCURACY: R TERMINAL BOX (ABOVE) CABLE ENTRY ON THE LEFT SIGNAL CONNECTION D-END | 7387 | TEM | 1 | MC | 196 | 1
1PH81631JF120CC1 | SIMOTICS M COMPACT ASYNCHRONOUS MOTOR 1500RPM, 30KW,191NM, 71A, 319V 1750RPM, 34KW,186NM, 70A, 366V 2000RPM, 37KW,177NM, 68A, 416V FORCED VENTILATION; DIRECTION OF AIR FLOW NDE --> DE; DEGREE OF PROTECTION IP55 INCREMENT. ENCODER HTL 2048 S/R (ENCODER HTL2048S/R) DESIGN IM B5 (IMV 1,IM V3) PLAIN SHAFT WITHOUT FITTED KEY; BEARING: STANDARD WITH FIXED BEARING, VIBRATION SEVERITY GRADE S/A; SHAFT AND FLANGE ACCURACY: R TERMINAL BOX (ABOVE) CABLE ENTRY ON THE ND-END SIGNAL CONNECTION LEFT | 7387 | TEM | 1 | MC | 196 | 1
1PH81631JF122BA1 | SIMOTICS M COMPACT ASYNCHRONOUS MOTOR 1500RPM, 30KW,191NM, 71A, 319V 1750RPM, 34KW,186NM, 70A, 366V 2000RPM, 37KW,177NM, 68A, 416V FORCED VENTILATION; DIRECTION OF AIR FLOW NDE --> DE; DEGREE OF PROTECTION IP55 INCREMENT. ENCODER HTL 2048 S/R (ENCODER HTL2048S/R) DESIGN IM B5 (IMV 1,IM V3) SHAFT WITH FITTED KEY HALF-KEY BALANCING BEARING: STANDARD WITH FIXED BEARING, VIBRATION SEVERITY GRADE R/A; SHAFT AND FLANGE ACCURACY: R TERMINAL BOX (ABOVE) CABLE ENTRY ON THE RIGHT SIGNAL CONNECTION D-END | 7387 | TEM | 1 | MC | 196 | 1
1PH81631JF122BB1 | SIMOTICS M COMPACT ASYNCHRONOUS MOTOR 1500RPM, 30KW,191NM, 71A, 319V 1750RPM, 34KW,186NM, 70A, 366V 2000RPM, 37KW,177NM, 68A, 416V FORCED VENTILATION; DIRECTION OF AIR FLOW NDE --> DE; DEGREE OF PROTECTION IP55 INCREMENT. ENCODER HTL 2048 S/R (ENCODER HTL2048S/R) DESIGN IM B5 (IMV 1,IM V3) SHAFT WITH FITTED KEY HALF-KEY BALANCING BEARING: STANDARD WITH FIXED BEARING, VIBRATION SEVERITY GRADE R/A; SHAFT AND FLANGE ACCURACY: R TERMINAL BOX (ABOVE) CABLE ENTRY ON THE LEFT SIGNAL CONNECTION D-END | 7387 | TEM | 1 | MC | 196 | 1
1PH81631JF122BC1 | SIMOTICS M COMPACT ASYNCHRONOUS MOTOR 1500RPM, 30KW,191NM, 71A, 319V 1750RPM, 34KW,186NM, 70A, 366V 2000RPM, 37KW,177NM, 68A, 416V FORCED VENTILATION; DIRECTION OF AIR FLOW NDE --> DE; DEGREE OF PROTECTION IP55 INCREMENT. ENCODER HTL 2048 S/R (ENCODER HTL2048S/R) DESIGN IM B5 (IMV 1,IM V3) SHAFT WITH FITTED KEY HALF-KEY BALANCING BEARING: STANDARD WITH FIXED BEARING, VIBRATION SEVERITY GRADE R/A; SHAFT AND FLANGE ACCURACY: R TERMINAL BOX (ABOVE) CABLE ENTRY ON THE ND-END SIGNAL CONNECTION LEFT | 7387 | TEM | 1 | MC | 196 | 1
1PH81631JF122CA1 | SIMOTICS M COMPACT ASYNCHRONOUS MOTOR 1500RPM, 30KW,191NM, 71A, 319V 1750RPM, 34KW,186NM, 70A, 366V 2000RPM, 37KW,177NM, 68A, 416V FORCED VENTILATION; DIRECTION OF AIR FLOW NDE --> DE; DEGREE OF PROTECTION IP55 INCREMENT. ENCODER HTL 2048 S/R (ENCODER HTL2048S/R) DESIGN IM B5 (IMV 1,IM V3) SHAFT WITH FITTED KEY HALF-KEY BALANCING BEARING: STANDARD WITH FIXED BEARING, VIBRATION SEVERITY GRADE S/A; SHAFT AND FLANGE ACCURACY: R TERMINAL BOX (ABOVE) CABLE ENTRY ON THE RIGHT SIGNAL CONNECTION D-END | 7583 | TEM | 1 | MC | 196 | 1
1PH81631JF122CB1 | SIMOTICS M COMPACT ASYNCHRONOUS MOTOR 1500RPM, 30KW,191NM, 71A, 319V 1750RPM, 34KW,186NM, 70A, 366V 2000RPM, 37KW,177NM, 68A, 416V FORCED VENTILATION; DIRECTION OF AIR FLOW NDE --> DE; DEGREE OF PROTECTION IP55 INCREMENT. ENCODER HTL 2048 S/R (ENCODER HTL2048S/R) DESIGN IM B5 (IMV 1,IM V3) SHAFT WITH FITTED KEY HALF-KEY BALANCING BEARING: STANDARD WITH FIXED BEARING, VIBRATION SEVERITY GRADE S/A; SHAFT AND FLANGE ACCURACY: R TERMINAL BOX (ABOVE) CABLE ENTRY ON THE LEFT SIGNAL CONNECTION D-END | 7583 | TEM | 1 | MC | 196 | 1
1PH81631JF122CC1 | SIMOTICS M COMPACT ASYNCHRONOUS MOTOR 1500RPM, 30KW,191NM, 71A, 319V 1750RPM, 34KW,186NM, 70A, 366V 2000RPM, 37KW,177NM, 68A, 416V FORCED VENTILATION; DIRECTION OF AIR FLOW NDE --> DE; DEGREE OF PROTECTION IP55 INCREMENT. ENCODER HTL 2048 S/R (ENCODER HTL2048S/R) DESIGN IM B5 (IMV 1,IM V3) SHAFT WITH FITTED KEY HALF-KEY BALANCING BEARING: STANDARD WITH FIXED BEARING, VIBRATION SEVERITY GRADE S/A; SHAFT AND FLANGE ACCURACY: R TERMINAL BOX (ABOVE) CABLE ENTRY ON THE ND-END SIGNAL CONNECTION LEFT | 7583 | TEM | 1 | MC | 196 | 1
1PH81631JF130BA1 | SIMOTICS M COMPACT ASYNCHRONOUS MOTOR 1500RPM, 30KW,191NM, 71A, 319V 1750RPM, 34KW,186NM, 70A, 366V 2000RPM, 37KW,177NM, 68A, 416V FORCED VENTILATION; DIRECTION OF AIR FLOW NDE --> DE; DEGREE OF PROTECTION IP55 INCREMENT. ENCODER HTL 2048 S/R (ENCODER HTL2048S/R) DESIGN IM B35 (IM V15, IM V35) PLAIN SHAFT WITHOUT FITTED KEY; BEARING: STANDARD WITH FIXED BEARING, VIBRATION SEVERITY GRADE R/A; SHAFT AND FLANGE ACCURACY: R TERMINAL BOX (ABOVE) CABLE ENTRY ON THE RIGHT SIGNAL CONNECTION D-END | 7192 | TEM | 1 | MC | 196 | 1
1PH81631JF130BB1 | SIMOTICS M COMPACT ASYNCHRONOUS MOTOR 1500RPM, 30KW,191NM, 71A, 319V 1750RPM, 34KW,186NM, 70A, 366V 2000RPM, 37KW,177NM, 68A, 416V FORCED VENTILATION; DIRECTION OF AIR FLOW NDE --> DE; DEGREE OF PROTECTION IP55 INCREMENT. ENCODER HTL 2048 S/R (ENCODER HTL2048S/R) DESIGN IM B35 (IM V15, IM V35) PLAIN SHAFT WITHOUT FITTED KEY; BEARING: STANDARD WITH FIXED BEARING, VIBRATION SEVERITY GRADE R/A; SHAFT AND FLANGE ACCURACY: R TERMINAL BOX (ABOVE) CABLE ENTRY ON THE LEFT SIGNAL CONNECTION D-END | 7192 | TEM | 1 | MC | 196 | 1
1PH81631JF130BC1 | SIMOTICS M COMPACT ASYNCHRONOUS MOTOR 1500RPM, 30KW,191NM, 71A, 319V 1750RPM, 34KW,186NM, 70A, 366V 2000RPM, 37KW,177NM, 68A, 416V FORCED VENTILATION; DIRECTION OF AIR FLOW NDE --> DE; DEGREE OF PROTECTION IP55 INCREMENT. ENCODER HTL 2048 S/R (ENCODER HTL2048S/R) DESIGN IM B35 (IM V15, IM V35) PLAIN SHAFT WITHOUT FITTED KEY; BEARING: STANDARD WITH FIXED BEARING, VIBRATION SEVERITY GRADE R/A; SHAFT AND FLANGE ACCURACY: R TERMINAL BOX (ABOVE) CABLE ENTRY ON THE ND-END SIGNAL CONNECTION LEFT | 7192 | TEM | 1 | MC | 196 | 1
1PH81631JF130CA1 | SIMOTICS M COMPACT ASYNCHRONOUS MOTOR 1500RPM, 30KW,191NM, 71A, 319V 1750RPM, 34KW,186NM, 70A, 366V 2000RPM, 37KW,177NM, 68A, 416V FORCED VENTILATION; DIRECTION OF AIR FLOW NDE --> DE; DEGREE OF PROTECTION IP55 INCREMENT. ENCODER HTL 2048 S/R (ENCODER HTL2048S/R) DESIGN IM B35 (IM V15, IM V35) PLAIN SHAFT WITHOUT FITTED KEY; BEARING: STANDARD WITH FIXED BEARING, VIBRATION SEVERITY GRADE S/A; SHAFT AND FLANGE ACCURACY: R TERMINAL BOX (ABOVE) CABLE ENTRY ON THE RIGHT SIGNAL CONNECTION D-END | 7387 | TEM | 1 | MC | 196 | 1
1PH81631JF130CB1 | SIMOTICS M COMPACT ASYNCHRONOUS MOTOR 1500RPM, 30KW,191NM, 71A, 319V 1750RPM, 34KW,186NM, 70A, 366V 2000RPM, 37KW,177NM, 68A, 416V FORCED VENTILATION; DIRECTION OF AIR FLOW NDE --> DE; DEGREE OF PROTECTION IP55 INCREMENT. ENCODER HTL 2048 S/R (ENCODER HTL2048S/R) DESIGN IM B35 (IM V15, IM V35) PLAIN SHAFT WITHOUT FITTED KEY; BEARING: STANDARD WITH FIXED BEARING, VIBRATION SEVERITY GRADE S/A; SHAFT AND FLANGE ACCURACY: R TERMINAL BOX (ABOVE) CABLE ENTRY ON THE LEFT SIGNAL CONNECTION D-END | 7387 | TEM | 1 | MC | 196 | 1
1PH81631JF130CC1 | SIMOTICS M COMPACT ASYNCHRONOUS MOTOR 1500RPM, 30KW,191NM, 71A, 319V 1750RPM, 34KW,186NM, 70A, 366V 2000RPM, 37KW,177NM, 68A, 416V FORCED VENTILATION; DIRECTION OF AIR FLOW NDE --> DE; DEGREE OF PROTECTION IP55 INCREMENT. ENCODER HTL 2048 S/R (ENCODER HTL2048S/R) DESIGN IM B35 (IM V15, IM V35) PLAIN SHAFT WITHOUT FITTED KEY; BEARING: STANDARD WITH FIXED BEARING, VIBRATION SEVERITY GRADE S/A; SHAFT AND FLANGE ACCURACY: R TERMINAL BOX (ABOVE) CABLE ENTRY ON THE ND-END SIGNAL CONNECTION LEFT | 7387 | TEM | 1 | MC | 196 | 1
1PH81631JF132BA1 | SIMOTICS M COMPACT ASYNCHRONOUS MOTOR 1500RPM, 30KW,191NM, 71A, 319V 1750RPM, 34KW,186NM, 70A, 366V 2000RPM, 37KW,177NM, 68A, 416V FORCED VENTILATION; DIRECTION OF AIR FLOW NDE --> DE; DEGREE OF PROTECTION IP55 INCREMENT. ENCODER HTL 2048 S/R (ENCODER HTL2048S/R) DESIGN IM B35 (IM V15, IM V35) SHAFT WITH FITTED KEY HALF-KEY BALANCING BEARING: STANDARD WITH FIXED BEARING, VIBRATION SEVERITY GRADE R/A; SHAFT AND FLANGE ACCURACY: R TERMINAL BOX (ABOVE) CABLE ENTRY ON THE RIGHT SIGNAL CONNECTION D-END | 7387 | TEM | 1 | MC | 196 | 1
1PH81631JF132BB1 | SIMOTICS M COMPACT ASYNCHRONOUS MOTOR 1500RPM, 30KW,191NM, 71A, 319V 1750RPM, 34KW,186NM, 70A, 366V 2000RPM, 37KW,177NM, 68A, 416V FORCED VENTILATION; DIRECTION OF AIR FLOW NDE --> DE; DEGREE OF PROTECTION IP55 INCREMENT. ENCODER HTL 2048 S/R (ENCODER HTL2048S/R) DESIGN IM B35 (IM V15, IM V35) SHAFT WITH FITTED KEY HALF-KEY BALANCING BEARING: STANDARD WITH FIXED BEARING, VIBRATION SEVERITY GRADE R/A; SHAFT AND FLANGE ACCURACY: R TERMINAL BOX (ABOVE) CABLE ENTRY ON THE LEFT SIGNAL CONNECTION D-END | 7387 | TEM | 1 | MC | 196 | 1
1PH81631JF132BC1 | SIMOTICS M COMPACT ASYNCHRONOUS MOTOR 1500RPM, 30KW,191NM, 71A, 319V 1750RPM, 34KW,186NM, 70A, 366V 2000RPM, 37KW,177NM, 68A, 416V FORCED VENTILATION; DIRECTION OF AIR FLOW NDE --> DE; DEGREE OF PROTECTION IP55 INCREMENT. ENCODER HTL 2048 S/R (ENCODER HTL2048S/R) DESIGN IM B35 (IM V15, IM V35) SHAFT WITH FITTED KEY HALF-KEY BALANCING BEARING: STANDARD WITH FIXED BEARING, VIBRATION SEVERITY GRADE R/A; SHAFT AND FLANGE ACCURACY: R TERMINAL BOX (ABOVE) CABLE ENTRY ON THE ND-END SIGNAL CONNECTION LEFT | 7387 | TEM | 1 | MC | 196 | 1
1PH81631JF132CA1 | SIMOTICS M COMPACT ASYNCHRONOUS MOTOR 1500RPM, 30KW,191NM, 71A, 319V 1750RPM, 34KW,186NM, 70A, 366V 2000RPM, 37KW,177NM, 68A, 416V FORCED VENTILATION; DIRECTION OF AIR FLOW NDE --> DE; DEGREE OF PROTECTION IP55 INCREMENT. ENCODER HTL 2048 S/R (ENCODER HTL2048S/R) DESIGN IM B35 (IM V15, IM V35) SHAFT WITH FITTED KEY HALF-KEY BALANCING BEARING: STANDARD WITH FIXED BEARING, VIBRATION SEVERITY GRADE S/A; SHAFT AND FLANGE ACCURACY: R TERMINAL BOX (ABOVE) CABLE ENTRY ON THE RIGHT SIGNAL CONNECTION D-END | 7583 | TEM | 1 | MC | 196 | 1
1PH81631JF132CB1 | SIMOTICS M COMPACT ASYNCHRONOUS MOTOR 1500RPM, 30KW,191NM, 71A, 319V 1750RPM, 34KW,186NM, 70A, 366V 2000RPM, 37KW,177NM, 68A, 416V FORCED VENTILATION; DIRECTION OF AIR FLOW NDE --> DE; DEGREE OF PROTECTION IP55 INCREMENT. ENCODER HTL 2048 S/R (ENCODER HTL2048S/R) DESIGN IM B35 (IM V15, IM V35) SHAFT WITH FITTED KEY HALF-KEY BALANCING BEARING: STANDARD WITH FIXED BEARING, VIBRATION SEVERITY GRADE S/A; SHAFT AND FLANGE ACCURACY: R TERMINAL BOX (ABOVE) CABLE ENTRY ON THE LEFT SIGNAL CONNECTION D-END | 7583 | TEM | 1 | MC | 196 | 1
1PH81631JF132CC1 | SIMOTICS M COMPACT ASYNCHRONOUS MOTOR 1500RPM, 30KW,191NM, 71A, 319V 1750RPM, 34KW,186NM, 70A, 366V 2000RPM, 37KW,177NM, 68A, 416V FORCED VENTILATION; DIRECTION OF AIR FLOW NDE --> DE; DEGREE OF PROTECTION IP55 INCREMENT. ENCODER HTL 2048 S/R (ENCODER HTL2048S/R) DESIGN IM B35 (IM V15, IM V35) SHAFT WITH FITTED KEY HALF-KEY BALANCING BEARING: STANDARD WITH FIXED BEARING, VIBRATION SEVERITY GRADE S/A; SHAFT AND FLANGE ACCURACY: R TERMINAL BOX (ABOVE) CABLE ENTRY ON THE ND-END SIGNAL CONNECTION LEFT | 7583 | TEM | 1 | MC | 196 | 1
1PH81631JF200BA1 | SIMOTICS M COMPACT ASYNCHRONOUS MOTOR 1500RPM, 37KW, 236NM, 84A, 328V 1750RPM, 43KW, 235NM, 84A, 380V 2000RPM, 49KW, 234NM, 84A, 430V WATER COOLING DEGREE OF PROTECTION IP65 INCREMENT. ENCODER HTL 2048 S/R (ENCODER HTL2048S/R) DESIGN IM B3 (IM V5, IM V6) PLAIN SHAFT WITHOUT FITTED KEY; BEARING: STANDARD WITH FIXED BEARING, VIBRATION SEVERITY GRADE R/A; SHAFT AND FLANGE ACCURACY: R TERMINAL BOX (ABOVE) CABLE ENTRY ON THE RIGHT SIGNAL CONNECTION D-END | 7958 | TEM | 1 | MC | 229 | 1
1PH81631JF200BB1 | SIMOTICS M COMPACT ASYNCHRONOUS MOTOR 1500RPM, 37KW, 236NM, 84A, 328V 1750RPM, 43KW, 235NM, 84A, 380V 2000RPM, 49KW, 234NM, 84A, 430V WATER COOLING DEGREE OF PROTECTION IP65 INCREMENT. ENCODER HTL 2048 S/R (ENCODER HTL2048S/R) DESIGN IM B3 (IM V5, IM V6) PLAIN SHAFT WITHOUT FITTED KEY; BEARING: STANDARD WITH FIXED BEARING, VIBRATION SEVERITY GRADE R/A; SHAFT AND FLANGE ACCURACY: R TERMINAL BOX (ABOVE) CABLE ENTRY ON THE LEFT SIGNAL CONNECTION D-END | 7958 | TEM | 1 | MC | 229 | 1
1PH81631JF200BC1 | SIMOTICS M COMPACT ASYNCHRONOUS MOTOR 1500RPM, 37KW, 236NM, 84A, 328V 1750RPM, 43KW, 235NM, 84A, 380V 2000RPM, 49KW, 234NM, 84A, 430V WATER COOLING DEGREE OF PROTECTION IP65 INCREMENT. ENCODER HTL 2048 S/R (ENCODER HTL2048S/R) DESIGN IM B3 (IM V5, IM V6) PLAIN SHAFT WITHOUT FITTED KEY; BEARING: STANDARD WITH FIXED BEARING, VIBRATION SEVERITY GRADE R/A; SHAFT AND FLANGE ACCURACY: R TERMINAL BOX (ABOVE) CABLE ENTRY ON THE ND-END SIGNAL CONNECTION LEFT | 7958 | TEM | 1 | MC | 229 | 1
1PH81631JF200CA1 | SIMOTICS M COMPACT ASYNCHRONOUS MOTOR 1500RPM, 37KW, 236NM, 84A, 328V 1750RPM, 43KW, 235NM, 84A, 380V 2000RPM, 49KW, 234NM, 84A, 430V WATER COOLING DEGREE OF PROTECTION IP65 INCREMENT. ENCODER HTL 2048 S/R (ENCODER HTL2048S/R) DESIGN IM B3 (IM V5, IM V6) PLAIN SHAFT WITHOUT FITTED KEY; BEARING: STANDARD WITH FIXED BEARING, VIBRATION SEVERITY GRADE S/A; SHAFT AND FLANGE ACCURACY: R TERMINAL BOX (ABOVE) CABLE ENTRY ON THE RIGHT SIGNAL CONNECTION D-END | 8153 | TEM | 1 | MC | 229 | 1
1PH81631JF200CB1 | SIMOTICS M COMPACT ASYNCHRONOUS MOTOR 1500RPM, 37KW, 236NM, 84A, 328V 1750RPM, 43KW, 235NM, 84A, 380V 2000RPM, 49KW, 234NM, 84A, 430V WATER COOLING DEGREE OF PROTECTION IP65 INCREMENT. ENCODER HTL 2048 S/R (ENCODER HTL2048S/R) DESIGN IM B3 (IM V5, IM V6) PLAIN SHAFT WITHOUT FITTED KEY; BEARING: STANDARD WITH FIXED BEARING, VIBRATION SEVERITY GRADE S/A; SHAFT AND FLANGE ACCURACY: R TERMINAL BOX (ABOVE) CABLE ENTRY ON THE LEFT SIGNAL CONNECTION D-END | 8153 | TEM | 1 | MC | 229 | 1
1PH81631JF200CC1 | SIMOTICS M COMPACT ASYNCHRONOUS MOTOR 1500RPM, 37KW, 236NM, 84A, 328V 1750RPM, 43KW, 235NM, 84A, 380V 2000RPM, 49KW, 234NM, 84A, 430V WATER COOLING DEGREE OF PROTECTION IP65 INCREMENT. ENCODER HTL 2048 S/R (ENCODER HTL2048S/R) DESIGN IM B3 (IM V5, IM V6) PLAIN SHAFT WITHOUT FITTED KEY; BEARING: STANDARD WITH FIXED BEARING, VIBRATION SEVERITY GRADE S/A; SHAFT AND FLANGE ACCURACY: R TERMINAL BOX (ABOVE) CABLE ENTRY ON THE ND-END SIGNAL CONNECTION LEFT | 8153 | TEM | 1 | MC | 229 | 1
1PH81631JF202BA1 | SIMOTICS M COMPACT ASYNCHRONOUS MOTOR 1500RPM, 37KW, 236NM, 84A, 328V 1750RPM, 43KW, 235NM, 84A, 380V 2000RPM, 49KW, 234NM, 84A, 430V WATER COOLING DEGREE OF PROTECTION IP65 INCREMENT. ENCODER HTL 2048 S/R (ENCODER HTL2048S/R) DESIGN IM B3 (IM V5, IM V6) SHAFT WITH FITTED KEY HALF-KEY BALANCING BEARING: STANDARD WITH FIXED BEARING, VIBRATION SEVERITY GRADE R/A; SHAFT AND FLANGE ACCURACY: R TERMINAL BOX (ABOVE) CABLE ENTRY ON THE RIGHT SIGNAL CONNECTION D-END | 8153 | TEM | 1 | MC | 229 | 1
1PH81631JF202BB1 | SIMOTICS M COMPACT ASYNCHRONOUS MOTOR 1500RPM, 37KW, 236NM, 84A, 328V 1750RPM, 43KW, 235NM, 84A, 380V 2000RPM, 49KW, 234NM, 84A, 430V WATER COOLING DEGREE OF PROTECTION IP65 INCREMENT. ENCODER HTL 2048 S/R (ENCODER HTL2048S/R) DESIGN IM B3 (IM V5, IM V6) SHAFT WITH FITTED KEY HALF-KEY BALANCING BEARING: STANDARD WITH FIXED BEARING, VIBRATION SEVERITY GRADE R/A; SHAFT AND FLANGE ACCURACY: R TERMINAL BOX (ABOVE) CABLE ENTRY ON THE LEFT SIGNAL CONNECTION D-END | 8153 | TEM | 1 | MC | 229 | 1
1PH81631JF202BC1 | SIMOTICS M COMPACT ASYNCHRONOUS MOTOR 1500RPM, 37KW, 236NM, 84A, 328V 1750RPM, 43KW, 235NM, 84A, 380V 2000RPM, 49KW, 234NM, 84A, 430V WATER COOLING DEGREE OF PROTECTION IP65 INCREMENT. ENCODER HTL 2048 S/R (ENCODER HTL2048S/R) DESIGN IM B3 (IM V5, IM V6) SHAFT WITH FITTED KEY HALF-KEY BALANCING BEARING: STANDARD WITH FIXED BEARING, VIBRATION SEVERITY GRADE R/A; SHAFT AND FLANGE ACCURACY: R TERMINAL BOX (ABOVE) CABLE ENTRY ON THE ND-END SIGNAL CONNECTION LEFT | 8153 | TEM | 1 | MC | 229 | 1
1PH81631JF202CA1 | SIMOTICS M COMPACT ASYNCHRONOUS MOTOR 1500RPM, 37KW, 236NM, 84A, 328V 1750RPM, 43KW, 235NM, 84A, 380V 2000RPM, 49KW, 234NM, 84A, 430V WATER COOLING DEGREE OF PROTECTION IP65 INCREMENT. ENCODER HTL 2048 S/R (ENCODER HTL2048S/R) DESIGN IM B3 (IM V5, IM V6) SHAFT WITH FITTED KEY HALF-KEY BALANCING BEARING: STANDARD WITH FIXED BEARING, VIBRATION SEVERITY GRADE S/A; SHAFT AND FLANGE ACCURACY: R TERMINAL BOX (ABOVE) CABLE ENTRY ON THE RIGHT SIGNAL CONNECTION D-END | 8348 | TEM | 1 | MC | 229 | 1
1PH81631JF202CB1 | SIMOTICS M COMPACT ASYNCHRONOUS MOTOR 1500RPM, 37KW, 236NM, 84A, 328V 1750RPM, 43KW, 235NM, 84A, 380V 2000RPM, 49KW, 234NM, 84A, 430V WATER COOLING DEGREE OF PROTECTION IP65 INCREMENT. ENCODER HTL 2048 S/R (ENCODER HTL2048S/R) DESIGN IM B3 (IM V5, IM V6) SHAFT WITH FITTED KEY HALF-KEY BALANCING BEARING: STANDARD WITH FIXED BEARING, VIBRATION SEVERITY GRADE S/A; SHAFT AND FLANGE ACCURACY: R TERMINAL BOX (ABOVE) CABLE ENTRY ON THE LEFT SIGNAL CONNECTION D-END | 8348 | TEM | 1 | MC | 229 | 1
1PH81631JF202CC1 | SIMOTICS M COMPACT ASYNCHRONOUS MOTOR 1500RPM, 37KW, 236NM, 84A, 328V 1750RPM, 43KW, 235NM, 84A, 380V 2000RPM, 49KW, 234NM, 84A, 430V WATER COOLING DEGREE OF PROTECTION IP65 INCREMENT. ENCODER HTL 2048 S/R (ENCODER HTL2048S/R) DESIGN IM B3 (IM V5, IM V6) SHAFT WITH FITTED KEY HALF-KEY BALANCING BEARING: STANDARD WITH FIXED BEARING, VIBRATION SEVERITY GRADE S/A; SHAFT AND FLANGE ACCURACY: R TERMINAL BOX (ABOVE) CABLE ENTRY ON THE ND-END SIGNAL CONNECTION LEFT | 8348 | TEM | 1 | MC | 229 | 1
1PH81631JF220BA1 | SIMOTICS M COMPACT ASYNCHRONOUS MOTOR 1500RPM, 37KW, 236NM, 84A, 328V 1750RPM, 43KW, 235NM, 84A, 380V 2000RPM, 49KW, 234NM, 84A, 430V WATER COOLING DEGREE OF PROTECTION IP65 INCREMENT. ENCODER HTL 2048 S/R (ENCODER HTL2048S/R) DESIGN IM B5 (IMV 1,IM V3) PLAIN SHAFT WITHOUT FITTED KEY; BEARING: STANDARD WITH FIXED BEARING, VIBRATION SEVERITY GRADE R/A; SHAFT AND FLANGE ACCURACY: R TERMINAL BOX (ABOVE) CABLE ENTRY ON THE RIGHT SIGNAL CONNECTION D-END | 8608 | TEM | 1 | MC | 229 | 1
1PH81631JF220BB1 | SIMOTICS M COMPACT ASYNCHRONOUS MOTOR 1500RPM, 37KW, 236NM, 84A, 328V 1750RPM, 43KW, 235NM, 84A, 380V 2000RPM, 49KW, 234NM, 84A, 430V WATER COOLING DEGREE OF PROTECTION IP65 INCREMENT. ENCODER HTL 2048 S/R (ENCODER HTL2048S/R) DESIGN IM B5 (IMV 1,IM V3) PLAIN SHAFT WITHOUT FITTED KEY; BEARING: STANDARD WITH FIXED BEARING, VIBRATION SEVERITY GRADE R/A; SHAFT AND FLANGE ACCURACY: R TERMINAL BOX (ABOVE) CABLE ENTRY ON THE LEFT SIGNAL CONNECTION D-END | 8608 | TEM | 1 | MC | 229 | 1
1PH81631JF220BC1 | SIMOTICS M COMPACT ASYNCHRONOUS MOTOR 1500RPM, 37KW, 236NM, 84A, 328V 1750RPM, 43KW, 235NM, 84A, 380V 2000RPM, 49KW, 234NM, 84A, 430V WATER COOLING DEGREE OF PROTECTION IP65 INCREMENT. ENCODER HTL 2048 S/R (ENCODER HTL2048S/R) DESIGN IM B5 (IMV 1,IM V3) PLAIN SHAFT WITHOUT FITTED KEY; BEARING: STANDARD WITH FIXED BEARING, VIBRATION SEVERITY GRADE R/A; SHAFT AND FLANGE ACCURACY: R TERMINAL BOX (ABOVE) CABLE ENTRY ON THE ND-END SIGNAL CONNECTION LEFT | 8608 | TEM | 1 | MC | 229 | 1
1PH81631JF220CA1 | SIMOTICS M COMPACT ASYNCHRONOUS MOTOR 1500RPM, 37KW, 236NM, 84A, 328V 1750RPM, 43KW, 235NM, 84A, 380V 2000RPM, 49KW, 234NM, 84A, 430V WATER COOLING DEGREE OF PROTECTION IP65 INCREMENT. ENCODER HTL 2048 S/R (ENCODER HTL2048S/R) DESIGN IM B5 (IMV 1,IM V3) PLAIN SHAFT WITHOUT FITTED KEY; BEARING: STANDARD WITH FIXED BEARING, VIBRATION SEVERITY GRADE S/A; SHAFT AND FLANGE ACCURACY: R TERMINAL BOX (ABOVE) CABLE ENTRY ON THE RIGHT SIGNAL CONNECTION D-END | 8804 | TEM | 1 | MC | 229 | 1
1PH81631JF220CB1 | SIMOTICS M COMPACT ASYNCHRONOUS MOTOR 1500RPM, 37KW, 236NM, 84A, 328V 1750RPM, 43KW, 235NM, 84A, 380V 2000RPM, 49KW, 234NM, 84A, 430V WATER COOLING DEGREE OF PROTECTION IP65 INCREMENT. ENCODER HTL 2048 S/R (ENCODER HTL2048S/R) DESIGN IM B5 (IMV 1,IM V3) PLAIN SHAFT WITHOUT FITTED KEY; BEARING: STANDARD WITH FIXED BEARING, VIBRATION SEVERITY GRADE S/A; SHAFT AND FLANGE ACCURACY: R TERMINAL BOX (ABOVE) CABLE ENTRY ON THE LEFT SIGNAL CONNECTION D-END | 8804 | TEM | 1 | MC | 229 | 1
1PH81631JF220CC1 | SIMOTICS M COMPACT ASYNCHRONOUS MOTOR 1500RPM, 37KW, 236NM, 84A, 328V 1750RPM, 43KW, 235NM, 84A, 380V 2000RPM, 49KW, 234NM, 84A, 430V WATER COOLING DEGREE OF PROTECTION IP65 INCREMENT. ENCODER HTL 2048 S/R (ENCODER HTL2048S/R) DESIGN IM B5 (IMV 1,IM V3) PLAIN SHAFT WITHOUT FITTED KEY; BEARING: STANDARD WITH FIXED BEARING, VIBRATION SEVERITY GRADE S/A; SHAFT AND FLANGE ACCURACY: R TERMINAL BOX (ABOVE) CABLE ENTRY ON THE ND-END SIGNAL CONNECTION LEFT | 8804 | TEM | 1 | MC | 229 | 1
1PH81631JF222BA1 | SIMOTICS M COMPACT ASYNCHRONOUS MOTOR 1500RPM, 37KW, 236NM, 84A, 328V 1750RPM, 43KW, 235NM, 84A, 380V 2000RPM, 49KW, 234NM, 84A, 430V WATER COOLING DEGREE OF PROTECTION IP65 INCREMENT. ENCODER HTL 2048 S/R (ENCODER HTL2048S/R) DESIGN IM B5 (IMV 1,IM V3) SHAFT WITH FITTED KEY HALF-KEY BALANCING BEARING: STANDARD WITH FIXED BEARING, VIBRATION SEVERITY GRADE R/A; SHAFT AND FLANGE ACCURACY: R TERMINAL BOX (ABOVE) CABLE ENTRY ON THE RIGHT SIGNAL CONNECTION D-END | 8804 | TEM | 1 | MC | 229 | 1
1PH81631JF222BB1 | SIMOTICS M COMPACT ASYNCHRONOUS MOTOR 1500RPM, 37KW, 236NM, 84A, 328V 1750RPM, 43KW, 235NM, 84A, 380V 2000RPM, 49KW, 234NM, 84A, 430V WATER COOLING DEGREE OF PROTECTION IP65 INCREMENT. ENCODER HTL 2048 S/R (ENCODER HTL2048S/R) DESIGN IM B5 (IMV 1,IM V3) SHAFT WITH FITTED KEY HALF-KEY BALANCING BEARING: STANDARD WITH FIXED BEARING, VIBRATION SEVERITY GRADE R/A; SHAFT AND FLANGE ACCURACY: R TERMINAL BOX (ABOVE) CABLE ENTRY ON THE LEFT SIGNAL CONNECTION D-END | 8804 | TEM | 1 | MC | 229 | 1
1PH81631JF222BC1 | SIMOTICS M COMPACT ASYNCHRONOUS MOTOR 1500RPM, 37KW, 236NM, 84A, 328V 1750RPM, 43KW, 235NM, 84A, 380V 2000RPM, 49KW, 234NM, 84A, 430V WATER COOLING DEGREE OF PROTECTION IP65 INCREMENT. ENCODER HTL 2048 S/R (ENCODER HTL2048S/R) DESIGN IM B5 (IMV 1,IM V3) SHAFT WITH FITTED KEY HALF-KEY BALANCING BEARING: STANDARD WITH FIXED BEARING, VIBRATION SEVERITY GRADE R/A; SHAFT AND FLANGE ACCURACY: R TERMINAL BOX (ABOVE) CABLE ENTRY ON THE ND-END SIGNAL CONNECTION LEFT | 8804 | TEM | 1 | MC | 229 | 1
1PH81631JF222CA1 | SIMOTICS M COMPACT ASYNCHRONOUS MOTOR 1500RPM, 37KW, 236NM, 84A, 328V 1750RPM, 43KW, 235NM, 84A, 380V 2000RPM, 49KW, 234NM, 84A, 430V WATER COOLING DEGREE OF PROTECTION IP65 INCREMENT. ENCODER HTL 2048 S/R (ENCODER HTL2048S/R) DESIGN IM B5 (IMV 1,IM V3) SHAFT WITH FITTED KEY HALF-KEY BALANCING BEARING: STANDARD WITH FIXED BEARING, VIBRATION SEVERITY GRADE S/A; SHAFT AND FLANGE ACCURACY: R TERMINAL BOX (ABOVE) CABLE ENTRY ON THE RIGHT SIGNAL CONNECTION D-END | 8999 | TEM | 1 | MC | 229 | 1
1PH81631JF222CB1 | SIMOTICS M COMPACT ASYNCHRONOUS MOTOR 1500RPM, 37KW, 236NM, 84A, 328V 1750RPM, 43KW, 235NM, 84A, 380V 2000RPM, 49KW, 234NM, 84A, 430V WATER COOLING DEGREE OF PROTECTION IP65 INCREMENT. ENCODER HTL 2048 S/R (ENCODER HTL2048S/R) DESIGN IM B5 (IMV 1,IM V3) SHAFT WITH FITTED KEY HALF-KEY BALANCING BEARING: STANDARD WITH FIXED BEARING, VIBRATION SEVERITY GRADE S/A; SHAFT AND FLANGE ACCURACY: R TERMINAL BOX (ABOVE) CABLE ENTRY ON THE LEFT SIGNAL CONNECTION D-END | 8999 | TEM | 1 | MC | 229 | 1
1PH81631JF222CC1 | SIMOTICS M COMPACT ASYNCHRONOUS MOTOR 1500RPM, 37KW, 236NM, 84A, 328V 1750RPM, 43KW, 235NM, 84A, 380V 2000RPM, 49KW, 234NM, 84A, 430V WATER COOLING DEGREE OF PROTECTION IP65 INCREMENT. ENCODER HTL 2048 S/R (ENCODER HTL2048S/R) DESIGN IM B5 (IMV 1,IM V3) SHAFT WITH FITTED KEY HALF-KEY BALANCING BEARING: STANDARD WITH FIXED BEARING, VIBRATION SEVERITY GRADE S/A; SHAFT AND FLANGE ACCURACY: R TERMINAL BOX (ABOVE) CABLE ENTRY ON THE ND-END SIGNAL CONNECTION LEFT | 8999 | TEM | 1 | MC | 229 | 1
1PH81631JF230BA1 | SIMOTICS M COMPACT ASYNCHRONOUS MOTOR 1500RPM, 37KW, 236NM, 84A, 328V 1750RPM, 43KW, 235NM, 84A, 380V 2000RPM, 49KW, 234NM, 84A, 430V WATER COOLING DEGREE OF PROTECTION IP65 INCREMENT. ENCODER HTL 2048 S/R (ENCODER HTL2048S/R) DESIGN IM B35 (IM V15, IM V35) PLAIN SHAFT WITHOUT FITTED KEY; BEARING: STANDARD WITH FIXED BEARING, VIBRATION SEVERITY GRADE R/A; SHAFT AND FLANGE ACCURACY: R TERMINAL BOX (ABOVE) CABLE ENTRY ON THE RIGHT SIGNAL CONNECTION D-END | 8608 | TEM | 1 | MC | 229 | 1
1PH81631JF230BB1 | SIMOTICS M COMPACT ASYNCHRONOUS MOTOR 1500RPM, 37KW, 236NM, 84A, 328V 1750RPM, 43KW, 235NM, 84A, 380V 2000RPM, 49KW, 234NM, 84A, 430V WATER COOLING DEGREE OF PROTECTION IP65 INCREMENT. ENCODER HTL 2048 S/R (ENCODER HTL2048S/R) DESIGN IM B35 (IM V15, IM V35) PLAIN SHAFT WITHOUT FITTED KEY; BEARING: STANDARD WITH FIXED BEARING, VIBRATION SEVERITY GRADE R/A; SHAFT AND FLANGE ACCURACY: R TERMINAL BOX (ABOVE) CABLE ENTRY ON THE LEFT SIGNAL CONNECTION D-END | 8608 | TEM | 1 | MC | 229 | 1
1PH81631JF230BC1 | SIMOTICS M COMPACT ASYNCHRONOUS MOTOR 1500RPM, 37KW, 236NM, 84A, 328V 1750RPM, 43KW, 235NM, 84A, 380V 2000RPM, 49KW, 234NM, 84A, 430V WATER COOLING DEGREE OF PROTECTION IP65 INCREMENT. ENCODER HTL 2048 S/R (ENCODER HTL2048S/R) DESIGN IM B35 (IM V15, IM V35) PLAIN SHAFT WITHOUT FITTED KEY; BEARING: STANDARD WITH FIXED BEARING, VIBRATION SEVERITY GRADE R/A; SHAFT AND FLANGE ACCURACY: R TERMINAL BOX (ABOVE) CABLE ENTRY ON THE ND-END SIGNAL CONNECTION LEFT | 8608 | TEM | 1 | MC | 229 | 1
1PH81631JF230CA1 | SIMOTICS M COMPACT ASYNCHRONOUS MOTOR 1500RPM, 37KW, 236NM, 84A, 328V 1750RPM, 43KW, 235NM, 84A, 380V 2000RPM, 49KW, 234NM, 84A, 430V WATER COOLING DEGREE OF PROTECTION IP65 INCREMENT. ENCODER HTL 2048 S/R (ENCODER HTL2048S/R) DESIGN IM B35 (IM V15, IM V35) PLAIN SHAFT WITHOUT FITTED KEY; BEARING: STANDARD WITH FIXED BEARING, VIBRATION SEVERITY GRADE S/A; SHAFT AND FLANGE ACCURACY: R TERMINAL BOX (ABOVE) CABLE ENTRY ON THE RIGHT SIGNAL CONNECTION D-END | 8804 | TEM | 1 | MC | 229 | 1
1PH81631JF230CB1 | SIMOTICS M COMPACT ASYNCHRONOUS MOTOR 1500RPM, 37KW, 236NM, 84A, 328V 1750RPM, 43KW, 235NM, 84A, 380V 2000RPM, 49KW, 234NM, 84A, 430V WATER COOLING DEGREE OF PROTECTION IP65 INCREMENT. ENCODER HTL 2048 S/R (ENCODER HTL2048S/R) DESIGN IM B35 (IM V15, IM V35) PLAIN SHAFT WITHOUT FITTED KEY; BEARING: STANDARD WITH FIXED BEARING, VIBRATION SEVERITY GRADE S/A; SHAFT AND FLANGE ACCURACY: R TERMINAL BOX (ABOVE) CABLE ENTRY ON THE LEFT SIGNAL CONNECTION D-END | 8804 | TEM | 1 | MC | 229 | 1
1PH81631JF230CC1 | SIMOTICS M COMPACT ASYNCHRONOUS MOTOR 1500RPM, 37KW, 236NM, 84A, 328V 1750RPM, 43KW, 235NM, 84A, 380V 2000RPM, 49KW, 234NM, 84A, 430V WATER COOLING DEGREE OF PROTECTION IP65 INCREMENT. ENCODER HTL 2048 S/R (ENCODER HTL2048S/R) DESIGN IM B35 (IM V15, IM V35) PLAIN SHAFT WITHOUT FITTED KEY; BEARING: STANDARD WITH FIXED BEARING, VIBRATION SEVERITY GRADE S/A; SHAFT AND FLANGE ACCURACY: R TERMINAL BOX (ABOVE) CABLE ENTRY ON THE ND-END SIGNAL CONNECTION LEFT | 8804 | TEM | 1 | MC | 229 | 1
1PH81631JF232BA1 | SIMOTICS M COMPACT ASYNCHRONOUS MOTOR 1500RPM, 37KW, 236NM, 84A, 328V 1750RPM, 43KW, 235NM, 84A, 380V 2000RPM, 49KW, 234NM, 84A, 430V WATER COOLING DEGREE OF PROTECTION IP65 INCREMENT. ENCODER HTL 2048 S/R (ENCODER HTL2048S/R) DESIGN IM B35 (IM V15, IM V35) SHAFT WITH FITTED KEY HALF-KEY BALANCING BEARING: STANDARD WITH FIXED BEARING, VIBRATION SEVERITY GRADE R/A; SHAFT AND FLANGE ACCURACY: R TERMINAL BOX (ABOVE) CABLE ENTRY ON THE RIGHT SIGNAL CONNECTION D-END | 8804 | TEM | 1 | MC | 229 | 1
1PH81631JF232BB1 | SIMOTICS M COMPACT ASYNCHRONOUS MOTOR 1500RPM, 37KW, 236NM, 84A, 328V 1750RPM, 43KW, 235NM, 84A, 380V 2000RPM, 49KW, 234NM, 84A, 430V WATER COOLING DEGREE OF PROTECTION IP65 INCREMENT. ENCODER HTL 2048 S/R (ENCODER HTL2048S/R) DESIGN IM B35 (IM V15, IM V35) SHAFT WITH FITTED KEY HALF-KEY BALANCING BEARING: STANDARD WITH FIXED BEARING, VIBRATION SEVERITY GRADE R/A; SHAFT AND FLANGE ACCURACY: R TERMINAL BOX (ABOVE) CABLE ENTRY ON THE LEFT SIGNAL CONNECTION D-END | 8804 | TEM | 1 | MC | 229 | 1
1PH81631JF232BC1 | SIMOTICS M COMPACT ASYNCHRONOUS MOTOR 1500RPM, 37KW, 236NM, 84A, 328V 1750RPM, 43KW, 235NM, 84A, 380V 2000RPM, 49KW, 234NM, 84A, 430V WATER COOLING DEGREE OF PROTECTION IP65 INCREMENT. ENCODER HTL 2048 S/R (ENCODER HTL2048S/R) DESIGN IM B35 (IM V15, IM V35) SHAFT WITH FITTED KEY HALF-KEY BALANCING BEARING: STANDARD WITH FIXED BEARING, VIBRATION SEVERITY GRADE R/A; SHAFT AND FLANGE ACCURACY: R TERMINAL BOX (ABOVE) CABLE ENTRY ON THE ND-END SIGNAL CONNECTION LEFT | 8804 | TEM | 1 | MC | 229 | 1
1PH81631JF232CA1 | SIMOTICS M COMPACT ASYNCHRONOUS MOTOR 1500RPM, 37KW, 236NM, 84A, 328V 1750RPM, 43KW, 235NM, 84A, 380V 2000RPM, 49KW, 234NM, 84A, 430V WATER COOLING DEGREE OF PROTECTION IP65 INCREMENT. ENCODER HTL 2048 S/R (ENCODER HTL2048S/R) DESIGN IM B35 (IM V15, IM V35) SHAFT WITH FITTED KEY HALF-KEY BALANCING BEARING: STANDARD WITH FIXED BEARING, VIBRATION SEVERITY GRADE S/A; SHAFT AND FLANGE ACCURACY: R TERMINAL BOX (ABOVE) CABLE ENTRY ON THE RIGHT SIGNAL CONNECTION D-END | 8999 | TEM | 1 | MC | 229 | 1
1PH81631JF232CB1 | SIMOTICS M COMPACT ASYNCHRONOUS MOTOR 1500RPM, 37KW, 236NM, 84A, 328V 1750RPM, 43KW, 235NM, 84A, 380V 2000RPM, 49KW, 234NM, 84A, 430V WATER COOLING DEGREE OF PROTECTION IP65 INCREMENT. ENCODER HTL 2048 S/R (ENCODER HTL2048S/R) DESIGN IM B35 (IM V15, IM V35) SHAFT WITH FITTED KEY HALF-KEY BALANCING BEARING: STANDARD WITH FIXED BEARING, VIBRATION SEVERITY GRADE S/A; SHAFT AND FLANGE ACCURACY: R TERMINAL BOX (ABOVE) CABLE ENTRY ON THE LEFT SIGNAL CONNECTION D-END | 8999 | TEM | 1 | MC | 229 | 1
1PH81631JF232CC1 | SIMOTICS M COMPACT ASYNCHRONOUS MOTOR 1500RPM, 37KW, 236NM, 84A, 328V 1750RPM, 43KW, 235NM, 84A, 380V 2000RPM, 49KW, 234NM, 84A, 430V WATER COOLING DEGREE OF PROTECTION IP65 INCREMENT. ENCODER HTL 2048 S/R (ENCODER HTL2048S/R) DESIGN IM B35 (IM V15, IM V35) SHAFT WITH FITTED KEY HALF-KEY BALANCING BEARING: STANDARD WITH FIXED BEARING, VIBRATION SEVERITY GRADE S/A; SHAFT AND FLANGE ACCURACY: R TERMINAL BOX (ABOVE) CABLE ENTRY ON THE ND-END SIGNAL CONNECTION LEFT | 8999 | TEM | 1 | MC | 229 | 1
1PH81631JG032BA1 | SIMOTICS M COMPACT ASYNCHRONOUS MOTOR 2000RPM, 36KW, 172NM, 83A, 324V 2300RPM, 38KW, 158NM, 78A, 370V 2650RPM, 40KW, 144NM, 76A, 390V FORCED VENTILATION; DIRECTION OF AIR FLOW DE --> NDE; DEGREE OF PROTECTION IP55 INCREMENT. ENCODER HTL 2048 S/R (ENCODER HTL2048S/R) DESIGN IM B35 (IM V15, IM V35) SHAFT WITH FITTED KEY HALF-KEY BALANCING BEARING: STANDARD WITH FIXED BEARING, VIBRATION SEVERITY GRADE R/A; SHAFT AND FLANGE ACCURACY: R TERMINAL BOX (ABOVE) CABLE ENTRY ON THE RIGHT SIGNAL CONNECTION D-END | 7387 | TEM | 1 | MC | 196 | 1
1PH81631JG132CA1 | SIMOTICS M COMPACT ASYNCHRONOUS MOTOR 2000RPM, 36KW,172NM, 83A, 324V 2300RPM, 38KW,158NM, 78A, 370V 2650RPM, 40KW,144NM, 76A, 390V FORCED VENTILATION; DIRECTION OF AIR FLOW NDE --> DE; DEGREE OF PROTECTION IP55 INCREMENT. ENCODER HTL 2048 S/R (ENCODER HTL2048S/R) DESIGN IM B35 (IM V15, IM V35) SHAFT WITH FITTED KEY HALF-KEY BALANCING BEARING: STANDARD WITH FIXED BEARING, VIBRATION SEVERITY GRADE S/A; SHAFT AND FLANGE ACCURACY: R TERMINAL BOX (ABOVE) CABLE ENTRY ON THE RIGHT SIGNAL CONNECTION D-END | 7583 | TEM | 1 | MC | 196 | 1
1PH81631JG222BA1 | SIMOTICS M COMPACT ASYNCHRONOUS MOTOR 2000RPM, 42KW, 201NM, 93A, 335V 2300RPM, 48KW, 199NM, 93A, 382V 2650RPM, 55KW, 198NM, 90A, 450V WATER COOLING DEGREE OF PROTECTION IP65 INCREMENT. ENCODER HTL 2048 S/R (ENCODER HTL2048S/R) DESIGN IM B5 (IMV 1,IM V3) SHAFT WITH FITTED KEY HALF-KEY BALANCING BEARING: STANDARD WITH FIXED BEARING, VIBRATION SEVERITY GRADE R/A; SHAFT AND FLANGE ACCURACY: R TERMINAL BOX (ABOVE) CABLE ENTRY ON THE RIGHT SIGNAL CONNECTION D-END | 8804 | TEM | 1 | MC | 229 | 1
1PH81631MB030LA1 | SIMOTICS M COMPACT ASYNCHRONOUS MOTOR 400RPM, 9,5KW, 227NM, 30A, 260V 500RPM, 12KW, 229NM, 30A, 325V 600RPM, 14,5KW,231NM, 30A, 370V FORCED VENTILATION; DIRECTION OF AIR FLOW DE --> NDE; DEGREE OF PROTECTION IP55 INCREMENTAL ENCODER SIN/COS 1VPP 2048 S/R WITH ND-END AT TERMINAL BOX (ENCODER IC2048S/R) DESIGN IM B35 (IM V15, IM V35) PLAIN SHAFT WITHOUT FITTED KEY; BEARING: PERFORMANCE, VIBRATION SEVERITY GRADE SPECIAL/B; SHAFT A. FLANGE ACCURACY GR. SPECIAL TERMINAL BOX (ABOVE) CABLE ENTRY ON THE RIGHT SIGNAL CONNECTION D-END | 7764 | TEM | 1 | MC | 196 | 1
1PH81631MB032GC1 | SIMOTICS M COMPACT ASYNCHRONOUS MOTOR 400RPM, 9,5KW, 227NM, 30A, 260V 500RPM, 12KW, 229NM, 30A, 325V 600RPM, 14,5KW,231NM, 30A, 370V FORCED VENTILATION; DIRECTION OF AIR FLOW DE --> NDE; DEGREE OF PROTECTION IP55 INCREMENTAL ENCODER SIN/COS 1VPP 2048 S/R WITH ND-END AT TERMINAL BOX (ENCODER IC2048S/R) DESIGN IM B35 (IM V15, IM V35) SHAFT WITH FITTED KEY HALF-KEY BALANCING BEARING: STANDARD, VIBRATION SEVERITY GRADE R/A; SHAFT AND FLANGE ACCURACY: R TERMINAL BOX (ABOVE) CABLE ENTRY ON THE ND-END SIGNAL CONNECTION LEFT | 7016 | TEM | 1 | MC | 196 | 1
1PH81631MB102BA1 | SIMOTICS M COMPACT ASYNCHRONOUS MOTOR 400RPM, 9,5KW, 227NM, 30A, 260V 500RPM, 12KW, 229NM, 30A, 325V 600RPM, 14,5KW,231NM, 30A, 370V FORCED VENTILATION; DIRECTION OF AIR FLOW NDE --> DE; DEGREE OF PROTECTION IP55 INCREMENTAL ENCODER SIN/COS 1VPP 2048 S/R WITH ND-END AT TERMINAL BOX (ENCODER IC2048S/R) DESIGN IM B3 (IM V5, IM V6) SHAFT WITH FITTED KEY HALF-KEY BALANCING BEARING: STANDARD WITH FIXED BEARING, VIBRATION SEVERITY GRADE R/A; SHAFT AND FLANGE ACCURACY: R TERMINAL BOX (ABOVE) CABLE ENTRY ON THE RIGHT SIGNAL CONNECTION D-END | 6651 | TEM | 1 | MC | 196 | 1
1PH81631MD000BA1 | SIMOTICS M COMPACT ASYNCHRONOUS MOTOR 1000RPM, 22KW,210NM, 55A, 300V 1150RPM, 25KW,208NM, 55A, 343V 1350RPM, 28KW, 198NM, 52A, 400V FORCED VENTILATION; DIRECTION OF AIR FLOW DE --> NDE; DEGREE OF PROTECTION IP55 INCREMENTAL ENCODER SIN/COS 1VPP 2048 S/R WITH ND-END AT TERMINAL BOX (ENCODER IC2048S/R) DESIGN IM B3 (IM V5, IM V6) PLAIN SHAFT WITHOUT FITTED KEY; BEARING: STANDARD WITH FIXED BEARING, VIBRATION SEVERITY GRADE R/A; SHAFT AND FLANGE ACCURACY: R TERMINAL BOX (ABOVE) CABLE ENTRY ON THE RIGHT SIGNAL CONNECTION D-END | 6455 | TEM | 1 | MC | 196 | 1
1PH81631MD002BB1 | SIMOTICS M COMPACT ASYNCHRONOUS MOTOR 1000RPM, 22KW,210NM, 55A, 300V 1150RPM, 25KW,208NM, 55A, 343V 1350RPM, 28KW, 198NM, 52A, 400V FORCED VENTILATION; DIRECTION OF AIR FLOW DE --> NDE; DEGREE OF PROTECTION IP55 INCREMENTAL ENCODER SIN/COS 1VPP 2048 S/R WITH ND-END AT TERMINAL BOX (ENCODER IC2048S/R) DESIGN IM B3 (IM V5, IM V6) SHAFT WITH FITTED KEY HALF-KEY BALANCING BEARING: STANDARD WITH FIXED BEARING, VIBRATION SEVERITY GRADE R/A; SHAFT AND FLANGE ACCURACY: R TERMINAL BOX (ABOVE) CABLE ENTRY ON THE LEFT SIGNAL CONNECTION D-END | 6651 | TEM | 1 | MC | 196 | 1
1PH81631MD021BA1 | SIMOTICS M COMPACT ASYNCHRONOUS MOTOR 1000RPM, 22KW,210NM, 55A, 300V 1150RPM, 25KW,208NM, 55A, 343V 1350RPM, 28KW, 198NM, 52A, 400V FORCED VENTILATION; DIRECTION OF AIR FLOW DE --> NDE; DEGREE OF PROTECTION IP55 INCREMENTAL ENCODER SIN/COS 1VPP 2048 S/R WITH ND-END AT TERMINAL BOX (ENCODER IC2048S/R) DESIGN IM B5 (IMV 1,IM V3) SHAFT WITH FITTED KEY FULL-KEY BALANCING BEARING: STANDARD WITH FIXED BEARING, VIBRATION SEVERITY GRADE R/A; SHAFT AND FLANGE ACCURACY: R TERMINAL BOX (ABOVE) CABLE ENTRY ON THE RIGHT SIGNAL CONNECTION D-END | 7301 | TEM | 1 | MC | 196 | 1
1PH81631MD022DA1 | SIMOTICS M COMPACT ASYNCHRONOUS MOTOR 1000RPM, 22KW,210NM, 55A, 300V 1150RPM, 25KW,208NM, 55A, 343V 1350RPM, 28KW, 198NM, 52A, 400V FORCED VENTILATION; DIRECTION OF AIR FLOW DE --> NDE; DEGREE OF PROTECTION IP55 INCREMENTAL ENCODER SIN/COS 1VPP 2048 S/R WITH ND-END AT TERMINAL BOX (ENCODER IC2048S/R) DESIGN IM B5 (IMV 1,IM V3) SHAFT WITH FITTED KEY HALF-KEY BALANCING BEARING: STANDARD WITH FIXED BEARING, VIBRATION SEVERITY GRADE SR/A; SHAFT AND FLANGE ACCURACY: R TERMINAL BOX (ABOVE) CABLE ENTRY ON THE RIGHT SIGNAL CONNECTION D-END | 7588 | TEM | 1 | MC | 196 | 1
1PH81631MD030BA1 | SIMOTICS M COMPACT ASYNCHRONOUS MOTOR 1000RPM, 22KW,210NM, 55A, 300V 1150RPM, 25KW,208NM, 55A, 343V 1350RPM, 28KW, 198NM, 52A, 400V FORCED VENTILATION; DIRECTION OF AIR FLOW DE --> NDE; DEGREE OF PROTECTION IP55 INCREMENTAL ENCODER SIN/COS 1VPP 2048 S/R WITH ND-END AT TERMINAL BOX (ENCODER IC2048S/R) DESIGN IM B35 (IM V15, IM V35) PLAIN SHAFT WITHOUT FITTED KEY; BEARING: STANDARD WITH FIXED BEARING, VIBRATION SEVERITY GRADE R/A; SHAFT AND FLANGE ACCURACY: R TERMINAL BOX (ABOVE) CABLE ENTRY ON THE RIGHT SIGNAL CONNECTION D-END | 7106 | TEM | 1 | MC | 196 | 1
1PH81631MD031BC1 | SIMOTICS M COMPACT ASYNCHRONOUS MOTOR 1000RPM, 22KW,210NM, 55A, 300V 1150RPM, 25KW,208NM, 55A, 343V 1350RPM, 28KW, 198NM, 52A, 400V FORCED VENTILATION; DIRECTION OF AIR FLOW DE --> NDE; DEGREE OF PROTECTION IP55 INCREMENTAL ENCODER SIN/COS 1VPP 2048 S/R WITH ND-END AT TERMINAL BOX (ENCODER IC2048S/R) DESIGN IM B35 (IM V15, IM V35) SHAFT WITH FITTED KEY FULL-KEY BALANCING BEARING: STANDARD WITH FIXED BEARING, VIBRATION SEVERITY GRADE R/A; SHAFT AND FLANGE ACCURACY: R TERMINAL BOX (ABOVE) CABLE ENTRY ON THE ND-END SIGNAL CONNECTION LEFT | 7301 | TEM | 1 | MC | 196 | 1
1PH81631MD031LA1 | SIMOTICS M COMPACT ASYNCHRONOUS MOTOR 1000RPM, 22KW,210NM, 55A, 300V 1150RPM, 25KW,208NM, 55A, 343V 1350RPM, 28KW, 198NM, 52A, 400V FORCED VENTILATION; DIRECTION OF AIR FLOW DE --> NDE; DEGREE OF PROTECTION IP55 INCREMENTAL ENCODER SIN/COS 1VPP 2048 S/R WITH ND-END AT TERMINAL BOX (ENCODER IC2048S/R) DESIGN IM B35 (IM V15, IM V35) SHAFT WITH FITTED KEY FULL-KEY BALANCING BEARING: PERFORMANCE, VIBRATION SEVERITY GRADE SPECIAL/B; SHAFT A. FLANGE ACCURACY GR. SPECIAL TERMINAL BOX (ABOVE) CABLE ENTRY ON THE RIGHT SIGNAL CONNECTION D-END | 7959 | TEM | 1 | MC | 196 | 1
1PH81631MD031LB1 | SIMOTICS M COMPACT ASYNCHRONOUS MOTOR 1000RPM, 22KW,210NM, 55A, 300V 1150RPM, 25KW,208NM, 55A, 343V 1350RPM, 28KW, 198NM, 52A, 400V FORCED VENTILATION; DIRECTION OF AIR FLOW DE --> NDE; DEGREE OF PROTECTION IP55 INCREMENTAL ENCODER SIN/COS 1VPP 2048 S/R WITH ND-END AT TERMINAL BOX (ENCODER IC2048S/R) DESIGN IM B35 (IM V15, IM V35) SHAFT WITH FITTED KEY FULL-KEY BALANCING BEARING: PERFORMANCE, VIBRATION SEVERITY GRADE SPECIAL/B; SHAFT A. FLANGE ACCURACY GR. SPECIAL TERMINAL BOX (ABOVE) CABLE ENTRY ON THE LEFT SIGNAL CONNECTION D-END | 7959 | TEM | 1 | MC | 196 | 1
1PH81631MD032BA1 | SIMOTICS M COMPACT ASYNCHRONOUS MOTOR 1000RPM, 22KW,210NM, 55A, 300V 1150RPM, 25KW,208NM, 55A, 343V 1350RPM, 28KW, 198NM, 52A, 400V FORCED VENTILATION; DIRECTION OF AIR FLOW DE --> NDE; DEGREE OF PROTECTION IP55 INCREMENTAL ENCODER SIN/COS 1VPP 2048 S/R WITH ND-END AT TERMINAL BOX (ENCODER IC2048S/R) DESIGN IM B35 (IM V15, IM V35) SHAFT WITH FITTED KEY HALF-KEY BALANCING BEARING: STANDARD WITH FIXED BEARING, VIBRATION SEVERITY GRADE R/A; SHAFT AND FLANGE ACCURACY: R TERMINAL BOX (ABOVE) CABLE ENTRY ON THE RIGHT SIGNAL CONNECTION D-END | 7301 | TEM | 1 | MC | 196 | 1
1PH81631MD032CA1 | SIMOTICS M COMPACT ASYNCHRONOUS MOTOR 1000RPM, 22KW,210NM, 55A, 300V 1150RPM, 25KW,208NM, 55A, 343V 1350RPM, 28KW, 198NM, 52A, 400V FORCED VENTILATION; DIRECTION OF AIR FLOW DE --> NDE; DEGREE OF PROTECTION IP55 INCREMENTAL ENCODER SIN/COS 1VPP 2048 S/R WITH ND-END AT TERMINAL BOX (ENCODER IC2048S/R) DESIGN IM B35 (IM V15, IM V35) SHAFT WITH FITTED KEY HALF-KEY BALANCING BEARING: STANDARD WITH FIXED BEARING, VIBRATION SEVERITY GRADE S/A; SHAFT AND FLANGE ACCURACY: R TERMINAL BOX (ABOVE) CABLE ENTRY ON THE RIGHT SIGNAL CONNECTION D-END | 7496 | TEM | 1 | MC | 196 | 1
1PH81631MD101DA1 | SIMOTICS M COMPACT ASYNCHRONOUS MOTOR 1000RPM, 22KW, 210NM, 55A, 300V 1150RPM, 25KW, 208NM, 55A, 343V 1350RPM, 28 KW,198NM,52A, 400V FORCED VENTILATION; DIRECTION OF AIR FLOW NDE --> DE; DEGREE OF PROTECTION IP55 INCREMENTAL ENCODER SIN/COS 1VPP 2048 S/R WITH ND-END AT TERMINAL BOX (ENCODER IC2048S/R) DESIGN IM B3 (IM V5, IM V6) SHAFT WITH FITTED KEY FULL-KEY BALANCING BEARING: STANDARD WITH FIXED BEARING, VIBRATION SEVERITY GRADE SR/A; SHAFT AND FLANGE ACCURACY: R TERMINAL BOX (ABOVE) CABLE ENTRY ON THE RIGHT SIGNAL CONNECTION D-END | 6937 | TEM | 1 | MC | 196 | 1
1PH81631MD102DA1 | SIMOTICS M COMPACT ASYNCHRONOUS MOTOR 1000RPM, 22KW, 210NM, 55A, 300V 1150RPM, 25KW, 208NM, 55A, 343V 1350RPM, 28 KW,198NM,52A, 400V FORCED VENTILATION; DIRECTION OF AIR FLOW NDE --> DE; DEGREE OF PROTECTION IP55 INCREMENTAL ENCODER SIN/COS 1VPP 2048 S/R WITH ND-END AT TERMINAL BOX (ENCODER IC2048S/R) DESIGN IM B3 (IM V5, IM V6) SHAFT WITH FITTED KEY HALF-KEY BALANCING BEARING: STANDARD WITH FIXED BEARING, VIBRATION SEVERITY GRADE SR/A; SHAFT AND FLANGE ACCURACY: R TERMINAL BOX (ABOVE) CABLE ENTRY ON THE RIGHT SIGNAL CONNECTION D-END | 6937 | TEM | 1 | MC | 196 | 1
1PH81631MD121BA1 | SIMOTICS M COMPACT ASYNCHRONOUS MOTOR 1000RPM, 22KW, 210NM, 55A, 300V 1150RPM, 25KW, 208NM, 55A, 343V 1350RPM, 28 KW,198NM,52A, 400V FORCED VENTILATION; DIRECTION OF AIR FLOW NDE --> DE; DEGREE OF PROTECTION IP55 INCREMENTAL ENCODER SIN/COS 1VPP 2048 S/R WITH ND-END AT TERMINAL BOX (ENCODER IC2048S/R) DESIGN IM B5 (IMV 1,IM V3) SHAFT WITH FITTED KEY FULL-KEY BALANCING BEARING: STANDARD WITH FIXED BEARING, VIBRATION SEVERITY GRADE R/A; SHAFT AND FLANGE ACCURACY: R TERMINAL BOX (ABOVE) CABLE ENTRY ON THE RIGHT SIGNAL CONNECTION D-END | 7301 | TEM | 1 | MC | 196 | 1
1PH81631MD130CA1 | SIMOTICS M COMPACT ASYNCHRONOUS MOTOR 1000RPM, 22KW, 210NM, 55A, 300V 1150RPM, 25KW, 208NM, 55A, 343V 1350RPM, 28 KW,198NM,52A, 400V FORCED VENTILATION; DIRECTION OF AIR FLOW NDE --> DE; DEGREE OF PROTECTION IP55 INCREMENTAL ENCODER SIN/COS 1VPP 2048 S/R WITH ND-END AT TERMINAL BOX (ENCODER IC2048S/R) DESIGN IM B35 (IM V15, IM V35) PLAIN SHAFT WITHOUT FITTED KEY; BEARING: STANDARD WITH FIXED BEARING, VIBRATION SEVERITY GRADE S/A; SHAFT AND FLANGE ACCURACY: R TERMINAL BOX (ABOVE) CABLE ENTRY ON THE RIGHT SIGNAL CONNECTION D-END | 7301 | TEM | 1 | MC | 196 | 1
1PH81631MD132CB1 | SIMOTICS M COMPACT ASYNCHRONOUS MOTOR 1000RPM, 22KW, 210NM, 55A, 300V 1150RPM, 25KW, 208NM, 55A, 343V 1350RPM, 28 KW,198NM,52A, 400V FORCED VENTILATION; DIRECTION OF AIR FLOW NDE --> DE; DEGREE OF PROTECTION IP55 INCREMENTAL ENCODER SIN/COS 1VPP 2048 S/R WITH ND-END AT TERMINAL BOX (ENCODER IC2048S/R) DESIGN IM B35 (IM V15, IM V35) SHAFT WITH FITTED KEY HALF-KEY BALANCING BEARING: STANDARD WITH FIXED BEARING, VIBRATION SEVERITY GRADE S/A; SHAFT AND FLANGE ACCURACY: R TERMINAL BOX (ABOVE) CABLE ENTRY ON THE LEFT SIGNAL CONNECTION D-END | 7496 | TEM | 1 | MC | 196 | 1
1PH81631MF000BA1 | SIMOTICS M COMPACT ASYNCHRONOUS MOTOR 1500RPM, 30KW, 191NM, 71A, 319V 1750RPM, 34KW, 186NM, 70A, 366V 2000RPM, 37KW, 177NM, 68A, 416V FORCED VENTILATION; DIRECTION OF AIR FLOW DE --> NDE; DEGREE OF PROTECTION IP55 INCREMENTAL ENCODER SIN/COS 1VPP 2048 S/R WITH ND-END AT TERMINAL BOX (ENCODER IC2048S/R) DESIGN IM B3 (IM V5, IM V6) PLAIN SHAFT WITHOUT FITTED KEY; BEARING: STANDARD WITH FIXED BEARING, VIBRATION SEVERITY GRADE R/A; SHAFT AND FLANGE ACCURACY: R TERMINAL BOX (ABOVE) CABLE ENTRY ON THE RIGHT SIGNAL CONNECTION D-END | 6455 | TEM | 1 | MC | 196 | 1
1PH81631MF001BA1 | SIMOTICS M COMPACT ASYNCHRONOUS MOTOR 1500RPM, 30KW, 191NM, 71A, 319V 1750RPM, 34KW, 186NM, 70A, 366V 2000RPM, 37KW, 177NM, 68A, 416V FORCED VENTILATION; DIRECTION OF AIR FLOW DE --> NDE; DEGREE OF PROTECTION IP55 INCREMENTAL ENCODER SIN/COS 1VPP 2048 S/R WITH ND-END AT TERMINAL BOX (ENCODER IC2048S/R) DESIGN IM B3 (IM V5, IM V6) SHAFT WITH FITTED KEY FULL-KEY BALANCING BEARING: STANDARD WITH FIXED BEARING, VIBRATION SEVERITY GRADE R/A; SHAFT AND FLANGE ACCURACY: R TERMINAL BOX (ABOVE) CABLE ENTRY ON THE RIGHT SIGNAL CONNECTION D-END | 6651 | TEM | 1 | MC | 196 | 1
1PH81631MF002BA1 | SIMOTICS M COMPACT ASYNCHRONOUS MOTOR 1500RPM, 30KW, 191NM, 71A, 319V 1750RPM, 34KW, 186NM, 70A, 366V 2000RPM, 37KW, 177NM, 68A, 416V FORCED VENTILATION; DIRECTION OF AIR FLOW DE --> NDE; DEGREE OF PROTECTION IP55 INCREMENTAL ENCODER SIN/COS 1VPP 2048 S/R WITH ND-END AT TERMINAL BOX (ENCODER IC2048S/R) DESIGN IM B3 (IM V5, IM V6) SHAFT WITH FITTED KEY HALF-KEY BALANCING BEARING: STANDARD WITH FIXED BEARING, VIBRATION SEVERITY GRADE R/A; SHAFT AND FLANGE ACCURACY: R TERMINAL BOX (ABOVE) CABLE ENTRY ON THE RIGHT SIGNAL CONNECTION D-END | 6651 | TEM | 1 | MC | 196 | 1
1PH81631MF002BC1 | SIMOTICS M COMPACT ASYNCHRONOUS MOTOR 1500RPM, 30KW, 191NM, 71A, 319V 1750RPM, 34KW, 186NM, 70A, 366V 2000RPM, 37KW, 177NM, 68A, 416V FORCED VENTILATION; DIRECTION OF AIR FLOW DE --> NDE; DEGREE OF PROTECTION IP55 INCREMENTAL ENCODER SIN/COS 1VPP 2048 S/R WITH ND-END AT TERMINAL BOX (ENCODER IC2048S/R) DESIGN IM B3 (IM V5, IM V6) SHAFT WITH FITTED KEY HALF-KEY BALANCING BEARING: STANDARD WITH FIXED BEARING, VIBRATION SEVERITY GRADE R/A; SHAFT AND FLANGE ACCURACY: R TERMINAL BOX (ABOVE) CABLE ENTRY ON THE ND-END SIGNAL CONNECTION LEFT | 6651 | TEM | 1 | MC | 196 | 1
1PH81631MF022BA1 | SIMOTICS M COMPACT ASYNCHRONOUS MOTOR 1500RPM, 30KW, 191NM, 71A, 319V 1750RPM, 34KW, 186NM, 70A, 366V 2000RPM, 37KW, 177NM, 68A, 416V FORCED VENTILATION; DIRECTION OF AIR FLOW DE --> NDE; DEGREE OF PROTECTION IP55 INCREMENTAL ENCODER SIN/COS 1VPP 2048 S/R WITH ND-END AT TERMINAL BOX (ENCODER IC2048S/R) DESIGN IM B5 (IMV 1,IM V3) SHAFT WITH FITTED KEY HALF-KEY BALANCING BEARING: STANDARD WITH FIXED BEARING, VIBRATION SEVERITY GRADE R/A; SHAFT AND FLANGE ACCURACY: R TERMINAL BOX (ABOVE) CABLE ENTRY ON THE RIGHT SIGNAL CONNECTION D-END | 7301 | TEM | 1 | MC | 196 | 1
1PH81631MF030DC1 | SIMOTICS M COMPACT ASYNCHRONOUS MOTOR 1500RPM, 30KW, 191NM, 71A, 319V 1750RPM, 34KW, 186NM, 70A, 366V 2000RPM, 37KW, 177NM, 68A, 416V FORCED VENTILATION; DIRECTION OF AIR FLOW DE --> NDE; DEGREE OF PROTECTION IP55 INCREMENTAL ENCODER SIN/COS 1VPP 2048 S/R WITH ND-END AT TERMINAL BOX (ENCODER IC2048S/R) DESIGN IM B35 (IM V15, IM V35) PLAIN SHAFT WITHOUT FITTED KEY; BEARING: STANDARD WITH FIXED BEARING, VIBRATION SEVERITY GRADE SR/A; SHAFT AND FLANGE ACCURACY: R TERMINAL BOX (ABOVE) CABLE ENTRY ON THE ND-END SIGNAL CONNECTION LEFT | 7393 | TEM | 1 | MC | 196 | 1
1PH81631MF030LA1 | SIMOTICS M COMPACT ASYNCHRONOUS MOTOR 1500RPM, 30KW, 191NM, 71A, 319V 1750RPM, 34KW, 186NM, 70A, 366V 2000RPM, 37KW, 177NM, 68A, 416V FORCED VENTILATION; DIRECTION OF AIR FLOW DE --> NDE; DEGREE OF PROTECTION IP55 INCREMENTAL ENCODER SIN/COS 1VPP 2048 S/R WITH ND-END AT TERMINAL BOX (ENCODER IC2048S/R) DESIGN IM B35 (IM V15, IM V35) PLAIN SHAFT WITHOUT FITTED KEY; BEARING: PERFORMANCE, VIBRATION SEVERITY GRADE SPECIAL/B; SHAFT A. FLANGE ACCURACY GR. SPECIAL TERMINAL BOX (ABOVE) CABLE ENTRY ON THE RIGHT SIGNAL CONNECTION D-END | 7764 | TEM | 1 | MC | 196 | 1
1PH81631MF031BA1 | SIMOTICS M COMPACT ASYNCHRONOUS MOTOR 1500RPM, 30KW, 191NM, 71A, 319V 1750RPM, 34KW, 186NM, 70A, 366V 2000RPM, 37KW, 177NM, 68A, 416V FORCED VENTILATION; DIRECTION OF AIR FLOW DE --> NDE; DEGREE OF PROTECTION IP55 INCREMENTAL ENCODER SIN/COS 1VPP 2048 S/R WITH ND-END AT TERMINAL BOX (ENCODER IC2048S/R) DESIGN IM B35 (IM V15, IM V35) SHAFT WITH FITTED KEY FULL-KEY BALANCING BEARING: STANDARD WITH FIXED BEARING, VIBRATION SEVERITY GRADE R/A; SHAFT AND FLANGE ACCURACY: R TERMINAL BOX (ABOVE) CABLE ENTRY ON THE RIGHT SIGNAL CONNECTION D-END | 7301 | TEM | 1 | MC | 196 | 1
1PH81631MF031BC1 | SIMOTICS M COMPACT ASYNCHRONOUS MOTOR 1500RPM, 30KW, 191NM, 71A, 319V 1750RPM, 34KW, 186NM, 70A, 366V 2000RPM, 37KW, 177NM, 68A, 416V FORCED VENTILATION; DIRECTION OF AIR FLOW DE --> NDE; DEGREE OF PROTECTION IP55 INCREMENTAL ENCODER SIN/COS 1VPP 2048 S/R WITH ND-END AT TERMINAL BOX (ENCODER IC2048S/R) DESIGN IM B35 (IM V15, IM V35) SHAFT WITH FITTED KEY FULL-KEY BALANCING BEARING: STANDARD WITH FIXED BEARING, VIBRATION SEVERITY GRADE R/A; SHAFT AND FLANGE ACCURACY: R TERMINAL BOX (ABOVE) CABLE ENTRY ON THE ND-END SIGNAL CONNECTION LEFT | 7301 | TEM | 1 | MC | 196 | 1
1PH81631MF031CC1 | SIMOTICS M COMPACT ASYNCHRONOUS MOTOR 1500RPM, 30KW, 191NM, 71A, 319V 1750RPM, 34KW, 186NM, 70A, 366V 2000RPM, 37KW, 177NM, 68A, 416V FORCED VENTILATION; DIRECTION OF AIR FLOW DE --> NDE; DEGREE OF PROTECTION IP55 INCREMENTAL ENCODER SIN/COS 1VPP 2048 S/R WITH ND-END AT TERMINAL BOX (ENCODER IC2048S/R) DESIGN IM B35 (IM V15, IM V35) SHAFT WITH FITTED KEY FULL-KEY BALANCING BEARING: STANDARD WITH FIXED BEARING, VIBRATION SEVERITY GRADE S/A; SHAFT AND FLANGE ACCURACY: R TERMINAL BOX (ABOVE) CABLE ENTRY ON THE ND-END SIGNAL CONNECTION LEFT | 7496 | TEM | 1 | MC | 196 | 1
1PH81631MF031HC1 | SIMOTICS M COMPACT ASYNCHRONOUS MOTOR 1500RPM, 30KW, 191NM, 71A, 319V 1750RPM, 34KW, 186NM, 70A, 366V 2000RPM, 37KW, 177NM, 68A, 416V FORCED VENTILATION; DIRECTION OF AIR FLOW DE --> NDE; DEGREE OF PROTECTION IP55 INCREMENTAL ENCODER SIN/COS 1VPP 2048 S/R WITH ND-END AT TERMINAL BOX (ENCODER IC2048S/R) DESIGN IM B35 (IM V15, IM V35) SHAFT WITH FITTED KEY FULL-KEY BALANCING BEARING: STANDARD, VIBRATION SEVERITY GRADE S/A; SHAFT AND FLANGE ACCURACY: R TERMINAL BOX (ABOVE) CABLE ENTRY ON THE ND-END SIGNAL CONNECTION LEFT | 7211 | TEM | 1 | MC | 196 | 1
1PH81631MF031LB1 | SIMOTICS M COMPACT ASYNCHRONOUS MOTOR 1500RPM, 30KW, 191NM, 71A, 319V 1750RPM, 34KW, 186NM, 70A, 366V 2000RPM, 37KW, 177NM, 68A, 416V FORCED VENTILATION; DIRECTION OF AIR FLOW DE --> NDE; DEGREE OF PROTECTION IP55 INCREMENTAL ENCODER SIN/COS 1VPP 2048 S/R WITH ND-END AT TERMINAL BOX (ENCODER IC2048S/R) DESIGN IM B35 (IM V15, IM V35) SHAFT WITH FITTED KEY FULL-KEY BALANCING BEARING: PERFORMANCE, VIBRATION SEVERITY GRADE SPECIAL/B; SHAFT A. FLANGE ACCURACY GR. SPECIAL TERMINAL BOX (ABOVE) CABLE ENTRY ON THE LEFT SIGNAL CONNECTION D-END | 7959 | TEM | 1 | MC | 196 | 1
1PH81631MF032BA1 | SIMOTICS M COMPACT ASYNCHRONOUS MOTOR 1500RPM, 30KW, 191NM, 71A, 319V 1750RPM, 34KW, 186NM, 70A, 366V 2000RPM, 37KW, 177NM, 68A, 416V FORCED VENTILATION; DIRECTION OF AIR FLOW DE --> NDE; DEGREE OF PROTECTION IP55 INCREMENTAL ENCODER SIN/COS 1VPP 2048 S/R WITH ND-END AT TERMINAL BOX (ENCODER IC2048S/R) DESIGN IM B35 (IM V15, IM V35) SHAFT WITH FITTED KEY HALF-KEY BALANCING BEARING: STANDARD WITH FIXED BEARING, VIBRATION SEVERITY GRADE R/A; SHAFT AND FLANGE ACCURACY: R TERMINAL BOX (ABOVE) CABLE ENTRY ON THE RIGHT SIGNAL CONNECTION D-END | 7301 | TEM | 1 | MC | 196 | 1
1PH81631MF032CA1 | SIMOTICS M COMPACT ASYNCHRONOUS MOTOR 1500RPM, 30KW, 191NM, 71A, 319V 1750RPM, 34KW, 186NM, 70A, 366V 2000RPM, 37KW, 177NM, 68A, 416V FORCED VENTILATION; DIRECTION OF AIR FLOW DE --> NDE; DEGREE OF PROTECTION IP55 INCREMENTAL ENCODER SIN/COS 1VPP 2048 S/R WITH ND-END AT TERMINAL BOX (ENCODER IC2048S/R) DESIGN IM B35 (IM V15, IM V35) SHAFT WITH FITTED KEY HALF-KEY BALANCING BEARING: STANDARD WITH FIXED BEARING, VIBRATION SEVERITY GRADE S/A; SHAFT AND FLANGE ACCURACY: R TERMINAL BOX (ABOVE) CABLE ENTRY ON THE RIGHT SIGNAL CONNECTION D-END | 7496 | TEM | 1 | MC | 196 | 1
1PH81631MF121BA1 | SIMOTICS M COMPACT ASYNCHRONOUS MOTOR 1500RPM, 30KW,191NM, 71A, 319V 1750RPM, 34KW,186NM, 70A, 366V 2000RPM, 37KW,177NM, 68A, 416V FORCED VENTILATION; DIRECTION OF AIR FLOW NDE --> DE; DEGREE OF PROTECTION IP55 INCREMENTAL ENCODER SIN/COS 1VPP 2048 S/R WITH ND-END AT TERMINAL BOX (ENCODER IC2048S/R) DESIGN IM B5 (IMV 1,IM V3) SHAFT WITH FITTED KEY FULL-KEY BALANCING BEARING: STANDARD WITH FIXED BEARING, VIBRATION SEVERITY GRADE R/A; SHAFT AND FLANGE ACCURACY: R TERMINAL BOX (ABOVE) CABLE ENTRY ON THE RIGHT SIGNAL CONNECTION D-END | 7301 | TEM | 1 | MC | 196 | 1
1PH81631MF121CC1 | SIMOTICS M COMPACT ASYNCHRONOUS MOTOR 1500RPM, 30KW,191NM, 71A, 319V 1750RPM, 34KW,186NM, 70A, 366V 2000RPM, 37KW,177NM, 68A, 416V FORCED VENTILATION; DIRECTION OF AIR FLOW NDE --> DE; DEGREE OF PROTECTION IP55 INCREMENTAL ENCODER SIN/COS 1VPP 2048 S/R WITH ND-END AT TERMINAL BOX (ENCODER IC2048S/R) DESIGN IM B5 (IMV 1,IM V3) SHAFT WITH FITTED KEY FULL-KEY BALANCING BEARING: STANDARD WITH FIXED BEARING, VIBRATION SEVERITY GRADE S/A; SHAFT AND FLANGE ACCURACY: R TERMINAL BOX (ABOVE) CABLE ENTRY ON THE ND-END SIGNAL CONNECTION LEFT | 7496 | TEM | 1 | MC | 196 | 1
1PH81631MF130LB1 | SIMOTICS M COMPACT ASYNCHRONOUS MOTOR 1500RPM, 30KW,191NM, 71A, 319V 1750RPM, 34KW,186NM, 70A, 366V 2000RPM, 37KW,177NM, 68A, 416V FORCED VENTILATION; DIRECTION OF AIR FLOW NDE --> DE; DEGREE OF PROTECTION IP55 INCREMENTAL ENCODER SIN/COS 1VPP 2048 S/R WITH ND-END AT TERMINAL BOX (ENCODER IC2048S/R) DESIGN IM B35 (IM V15, IM V35) PLAIN SHAFT WITHOUT FITTED KEY; BEARING: PERFORMANCE, VIBRATION SEVERITY GRADE SPECIAL/B; SHAFT A. FLANGE ACCURACY GR. SPECIAL TERMINAL BOX (ABOVE) CABLE ENTRY ON THE LEFT SIGNAL CONNECTION D-END | 7764 | TEM | 1 | MC | 196 | 1
1PH81631MF131BC1 | SIMOTICS M COMPACT ASYNCHRONOUS MOTOR 1500RPM, 30KW,191NM, 71A, 319V 1750RPM, 34KW,186NM, 70A, 366V 2000RPM, 37KW,177NM, 68A, 416V FORCED VENTILATION; DIRECTION OF AIR FLOW NDE --> DE; DEGREE OF PROTECTION IP55 INCREMENTAL ENCODER SIN/COS 1VPP 2048 S/R WITH ND-END AT TERMINAL BOX (ENCODER IC2048S/R) DESIGN IM B35 (IM V15, IM V35) SHAFT WITH FITTED KEY FULL-KEY BALANCING BEARING: STANDARD WITH FIXED BEARING, VIBRATION SEVERITY GRADE R/A; SHAFT AND FLANGE ACCURACY: R TERMINAL BOX (ABOVE) CABLE ENTRY ON THE ND-END SIGNAL CONNECTION LEFT | 7301 | TEM | 1 | MC | 196 | 1
1PH81631MF131LB1 | SIMOTICS M COMPACT ASYNCHRONOUS MOTOR 1500RPM, 30KW,191NM, 71A, 319V 1750RPM, 34KW,186NM, 70A, 366V 2000RPM, 37KW,177NM, 68A, 416V FORCED VENTILATION; DIRECTION OF AIR FLOW NDE --> DE; DEGREE OF PROTECTION IP55 INCREMENTAL ENCODER SIN/COS 1VPP 2048 S/R WITH ND-END AT TERMINAL BOX (ENCODER IC2048S/R) DESIGN IM B35 (IM V15, IM V35) SHAFT WITH FITTED KEY FULL-KEY BALANCING BEARING: PERFORMANCE, VIBRATION SEVERITY GRADE SPECIAL/B; SHAFT A. FLANGE ACCURACY GR. SPECIAL TERMINAL BOX (ABOVE) CABLE ENTRY ON THE LEFT SIGNAL CONNECTION D-END | 7959 | TEM | 1 | MC | 196 | 1
1PH81631MF200BA1 | SIMOTICS M COMPACT ASYNCHRONOUS MOTOR 1500RPM, 37KW, 236NM, 84A, 328V 1750RPM, 43KW, 235NM, 84A, 380V 2000RPM, 49KW, 234NM, 84A, 430V WATER COOLING DEGREE OF PROTECTION IP65 INCREMENTAL ENCODER SIN/COS 1VPP 2048 S/R WITH ND-END AT TERMINAL BOX (ENCODER IC2048S/R) DESIGN IM B3 (IM V5, IM V6) PLAIN SHAFT WITHOUT FITTED KEY; BEARING: STANDARD WITH FIXED BEARING, VIBRATION SEVERITY GRADE R/A; SHAFT AND FLANGE ACCURACY: R TERMINAL BOX (ABOVE) CABLE ENTRY ON THE RIGHT SIGNAL CONNECTION D-END | 7872 | TEM | 1 | MC | 229 | 1
1PH81631MF200DB1 | SIMOTICS M COMPACT ASYNCHRONOUS MOTOR 1500RPM, 37KW, 236NM, 84A, 328V 1750RPM, 43KW, 235NM, 84A, 380V 2000RPM, 49KW, 234NM, 84A, 430V WATER COOLING DEGREE OF PROTECTION IP65 INCREMENTAL ENCODER SIN/COS 1VPP 2048 S/R WITH ND-END AT TERMINAL BOX (ENCODER IC2048S/R) DESIGN IM B3 (IM V5, IM V6) PLAIN SHAFT WITHOUT FITTED KEY; BEARING: STANDARD WITH FIXED BEARING, VIBRATION SEVERITY GRADE SR/A; SHAFT AND FLANGE ACCURACY: R TERMINAL BOX (ABOVE) CABLE ENTRY ON THE LEFT SIGNAL CONNECTION D-END | 8158 | TEM | 1 | MC | 229 | 1
1PH81631MF220BA1 | SIMOTICS M COMPACT ASYNCHRONOUS MOTOR 1500RPM, 37KW, 236NM, 84A, 328V 1750RPM, 43KW, 235NM, 84A, 380V 2000RPM, 49KW, 234NM, 84A, 430V WATER COOLING DEGREE OF PROTECTION IP65 INCREMENTAL ENCODER SIN/COS 1VPP 2048 S/R WITH ND-END AT TERMINAL BOX (ENCODER IC2048S/R) DESIGN IM B5 (IMV 1,IM V3) PLAIN SHAFT WITHOUT FITTED KEY; BEARING: STANDARD WITH FIXED BEARING, VIBRATION SEVERITY GRADE R/A; SHAFT AND FLANGE ACCURACY: R TERMINAL BOX (ABOVE) CABLE ENTRY ON THE RIGHT SIGNAL CONNECTION D-END | 8522 | TEM | 1 | MC | 229 | 1
1PH81631MF220DA1 | SIMOTICS M COMPACT ASYNCHRONOUS MOTOR 1500RPM, 37KW, 236NM, 84A, 328V 1750RPM, 43KW, 235NM, 84A, 380V 2000RPM, 49KW, 234NM, 84A, 430V WATER COOLING DEGREE OF PROTECTION IP65 INCREMENTAL ENCODER SIN/COS 1VPP 2048 S/R WITH ND-END AT TERMINAL BOX (ENCODER IC2048S/R) DESIGN IM B5 (IMV 1,IM V3) PLAIN SHAFT WITHOUT FITTED KEY; BEARING: STANDARD WITH FIXED BEARING, VIBRATION SEVERITY GRADE SR/A; SHAFT AND FLANGE ACCURACY: R TERMINAL BOX (ABOVE) CABLE ENTRY ON THE RIGHT SIGNAL CONNECTION D-END | 8809 | TEM | 1 | MC | 229 | 1
1PH81631MF221BB1 | SIMOTICS M COMPACT ASYNCHRONOUS MOTOR 1500RPM, 37KW, 236NM, 84A, 328V 1750RPM, 43KW, 235NM, 84A, 380V 2000RPM, 49KW, 234NM, 84A, 430V WATER COOLING DEGREE OF PROTECTION IP65 INCREMENTAL ENCODER SIN/COS 1VPP 2048 S/R WITH ND-END AT TERMINAL BOX (ENCODER IC2048S/R) DESIGN IM B5 (IMV 1,IM V3) SHAFT WITH FITTED KEY FULL-KEY BALANCING BEARING: STANDARD WITH FIXED BEARING, VIBRATION SEVERITY GRADE R/A; SHAFT AND FLANGE ACCURACY: R TERMINAL BOX (ABOVE) CABLE ENTRY ON THE LEFT SIGNAL CONNECTION D-END | 8717 | TEM | 1 | MC | 229 | 1
1PH81631MF221CA1 | SIMOTICS M COMPACT ASYNCHRONOUS MOTOR 1500RPM, 37KW, 236NM, 84A, 328V 1750RPM, 43KW, 235NM, 84A, 380V 2000RPM, 49KW, 234NM, 84A, 430V WATER COOLING DEGREE OF PROTECTION IP65 INCREMENTAL ENCODER SIN/COS 1VPP 2048 S/R WITH ND-END AT TERMINAL BOX (ENCODER IC2048S/R) DESIGN IM B5 (IMV 1,IM V3) SHAFT WITH FITTED KEY FULL-KEY BALANCING BEARING: STANDARD WITH FIXED BEARING, VIBRATION SEVERITY GRADE S/A; SHAFT AND FLANGE ACCURACY: R TERMINAL BOX (ABOVE) CABLE ENTRY ON THE RIGHT SIGNAL CONNECTION D-END | 8912 | TEM | 1 | MC | 229 | 1
1PH81631MF230CA1 | SIMOTICS M COMPACT ASYNCHRONOUS MOTOR 1500RPM, 37KW, 236NM, 84A, 328V 1750RPM, 43KW, 235NM, 84A, 380V 2000RPM, 49KW, 234NM, 84A, 430V WATER COOLING DEGREE OF PROTECTION IP65 INCREMENTAL ENCODER SIN/COS 1VPP 2048 S/R WITH ND-END AT TERMINAL BOX (ENCODER IC2048S/R) DESIGN IM B35 (IM V15, IM V35) PLAIN SHAFT WITHOUT FITTED KEY; BEARING: STANDARD WITH FIXED BEARING, VIBRATION SEVERITY GRADE S/A; SHAFT AND FLANGE ACCURACY: R TERMINAL BOX (ABOVE) CABLE ENTRY ON THE RIGHT SIGNAL CONNECTION D-END | 8717 | TEM | 1 | MC | 229 | 1
1PH81631MF230CC1 | SIMOTICS M COMPACT ASYNCHRONOUS MOTOR 1500RPM, 37KW, 236NM, 84A, 328V 1750RPM, 43KW, 235NM, 84A, 380V 2000RPM, 49KW, 234NM, 84A, 430V WATER COOLING DEGREE OF PROTECTION IP65 INCREMENTAL ENCODER SIN/COS 1VPP 2048 S/R WITH ND-END AT TERMINAL BOX (ENCODER IC2048S/R) DESIGN IM B35 (IM V15, IM V35) PLAIN SHAFT WITHOUT FITTED KEY; BEARING: STANDARD WITH FIXED BEARING, VIBRATION SEVERITY GRADE S/A; SHAFT AND FLANGE ACCURACY: R TERMINAL BOX (ABOVE) CABLE ENTRY ON THE ND-END SIGNAL CONNECTION LEFT | 8717 | TEM | 1 | MC | 229 | 1
1PH81631MF230GA1 | SIMOTICS M COMPACT ASYNCHRONOUS MOTOR 1500RPM, 37KW, 236NM, 84A, 328V 1750RPM, 43KW, 235NM, 84A, 380V 2000RPM, 49KW, 234NM, 84A, 430V WATER COOLING DEGREE OF PROTECTION IP65 INCREMENTAL ENCODER SIN/COS 1VPP 2048 S/R WITH ND-END AT TERMINAL BOX (ENCODER IC2048S/R) DESIGN IM B35 (IM V15, IM V35) PLAIN SHAFT WITHOUT FITTED KEY; BEARING: STANDARD, VIBRATION SEVERITY GRADE R/A; SHAFT AND FLANGE ACCURACY: R TERMINAL BOX (ABOVE) CABLE ENTRY ON THE RIGHT SIGNAL CONNECTION D-END | 8237 | TEM | 1 | MC | 229 | 1
1PH81631MF230LA1 | SIMOTICS M COMPACT ASYNCHRONOUS MOTOR 1500RPM, 37KW, 236NM, 84A, 328V 1750RPM, 43KW, 235NM, 84A, 380V 2000RPM, 49KW, 234NM, 84A, 430V WATER COOLING DEGREE OF PROTECTION IP65 INCREMENTAL ENCODER SIN/COS 1VPP 2048 S/R WITH ND-END AT TERMINAL BOX (ENCODER IC2048S/R) DESIGN IM B35 (IM V15, IM V35) PLAIN SHAFT WITHOUT FITTED KEY; BEARING: PERFORMANCE, VIBRATION SEVERITY GRADE SPECIAL/B; SHAFT A. FLANGE ACCURACY GR. SPECIAL TERMINAL BOX (ABOVE) CABLE ENTRY ON THE RIGHT SIGNAL CONNECTION D-END | 9180 | TEM | 1 | MC | 229 | 1
1PH81631MF230MA1 | SIMOTICS M COMPACT ASYNCHRONOUS MOTOR 1500RPM, 37KW, 236NM, 84A, 328V 1750RPM, 43KW, 235NM, 84A, 380V 2000RPM, 49KW, 234NM, 84A, 430V WATER COOLING DEGREE OF PROTECTION IP65 INCREMENTAL ENCODER SIN/COS 1VPP 2048 S/R WITH ND-END AT TERMINAL BOX (ENCODER IC2048S/R) DESIGN IM B35 (IM V15, IM V35) PLAIN SHAFT WITHOUT FITTED KEY; BEARING: HIGH PERFORMANCE VIBRATION SEVERITY GRADE SPECIAL/B SHAFT AND FLANGE ACCURACY GR. SPECIAL TERMINAL BOX (ABOVE) CABLE ENTRY ON THE RIGHT SIGNAL CONNECTION D-END | 9971 | TEM | 1 | MC | 229 | 1
1PH81631MF231BA1 | SIMOTICS M COMPACT ASYNCHRONOUS MOTOR 1500RPM, 37KW, 236NM, 84A, 328V 1750RPM, 43KW, 235NM, 84A, 380V 2000RPM, 49KW, 234NM, 84A, 430V WATER COOLING DEGREE OF PROTECTION IP65 INCREMENTAL ENCODER SIN/COS 1VPP 2048 S/R WITH ND-END AT TERMINAL BOX (ENCODER IC2048S/R) DESIGN IM B35 (IM V15, IM V35) SHAFT WITH FITTED KEY FULL-KEY BALANCING BEARING: STANDARD WITH FIXED BEARING, VIBRATION SEVERITY GRADE R/A; SHAFT AND FLANGE ACCURACY: R TERMINAL BOX (ABOVE) CABLE ENTRY ON THE RIGHT SIGNAL CONNECTION D-END | 8717 | TEM | 1 | MC | 229 | 1
1PH81631MF231CA1 | SIMOTICS M COMPACT ASYNCHRONOUS MOTOR 1500RPM, 37KW, 236NM, 84A, 328V 1750RPM, 43KW, 235NM, 84A, 380V 2000RPM, 49KW, 234NM, 84A, 430V WATER COOLING DEGREE OF PROTECTION IP65 INCREMENTAL ENCODER SIN/COS 1VPP 2048 S/R WITH ND-END AT TERMINAL BOX (ENCODER IC2048S/R) DESIGN IM B35 (IM V15, IM V35) SHAFT WITH FITTED KEY FULL-KEY BALANCING BEARING: STANDARD WITH FIXED BEARING, VIBRATION SEVERITY GRADE S/A; SHAFT AND FLANGE ACCURACY: R TERMINAL BOX (ABOVE) CABLE ENTRY ON THE RIGHT SIGNAL CONNECTION D-END | 8912 | TEM | 1 | MC | 229 | 1
1PH81631MF231DC1 | SIMOTICS M COMPACT ASYNCHRONOUS MOTOR 1500RPM, 37KW, 236NM, 84A, 328V 1750RPM, 43KW, 235NM, 84A, 380V 2000RPM, 49KW, 234NM, 84A, 430V WATER COOLING DEGREE OF PROTECTION IP65 INCREMENTAL ENCODER SIN/COS 1VPP 2048 S/R WITH ND-END AT TERMINAL BOX (ENCODER IC2048S/R) DESIGN IM B35 (IM V15, IM V35) SHAFT WITH FITTED KEY FULL-KEY BALANCING BEARING: STANDARD WITH FIXED BEARING, VIBRATION SEVERITY GRADE SR/A; SHAFT AND FLANGE ACCURACY: R TERMINAL BOX (ABOVE) CABLE ENTRY ON THE ND-END SIGNAL CONNECTION LEFT | 9004 | TEM | 1 | MC | 229 | 1
1PH81631MF232BC1 | SIMOTICS M COMPACT ASYNCHRONOUS MOTOR 1500RPM, 37KW, 236NM, 84A, 328V 1750RPM, 43KW, 235NM, 84A, 380V 2000RPM, 49KW, 234NM, 84A, 430V WATER COOLING DEGREE OF PROTECTION IP65 INCREMENTAL ENCODER SIN/COS 1VPP 2048 S/R WITH ND-END AT TERMINAL BOX (ENCODER IC2048S/R) DESIGN IM B35 (IM V15, IM V35) SHAFT WITH FITTED KEY HALF-KEY BALANCING BEARING: STANDARD WITH FIXED BEARING, VIBRATION SEVERITY GRADE R/A; SHAFT AND FLANGE ACCURACY: R TERMINAL BOX (ABOVE) CABLE ENTRY ON THE ND-END SIGNAL CONNECTION LEFT | 8717 | TEM | 1 | MC | 229 | 1
1PH81631MF232CA1 | SIMOTICS M COMPACT ASYNCHRONOUS MOTOR 1500RPM, 37KW, 236NM, 84A, 328V 1750RPM, 43KW, 235NM, 84A, 380V 2000RPM, 49KW, 234NM, 84A, 430V WATER COOLING DEGREE OF PROTECTION IP65 INCREMENTAL ENCODER SIN/COS 1VPP 2048 S/R WITH ND-END AT TERMINAL BOX (ENCODER IC2048S/R) DESIGN IM B35 (IM V15, IM V35) SHAFT WITH FITTED KEY HALF-KEY BALANCING BEARING: STANDARD WITH FIXED BEARING, VIBRATION SEVERITY GRADE S/A; SHAFT AND FLANGE ACCURACY: R TERMINAL BOX (ABOVE) CABLE ENTRY ON THE RIGHT SIGNAL CONNECTION D-END | 8912 | TEM | 1 | MC | 229 | 1
1PH81631MG000BA1 | SIMOTICS M COMPACT ASYNCHRONOUS MOTOR 2000RPM, 36KW, 172NM, 83A, 324V 2300RPM, 38KW, 158NM, 78A, 370V 2650RPM, 40KW, 144NM, 76A, 390V FORCED VENTILATION; DIRECTION OF AIR FLOW DE --> NDE; DEGREE OF PROTECTION IP55 INCREMENTAL ENCODER SIN/COS 1VPP 2048 S/R WITH ND-END AT TERMINAL BOX (ENCODER IC2048S/R) DESIGN IM B3 (IM V5, IM V6) PLAIN SHAFT WITHOUT FITTED KEY; BEARING: STANDARD WITH FIXED BEARING, VIBRATION SEVERITY GRADE R/A; SHAFT AND FLANGE ACCURACY: R TERMINAL BOX (ABOVE) CABLE ENTRY ON THE RIGHT SIGNAL CONNECTION D-END | 6455 | TEM | 1 | MC | 196 | 1
1PH81631MG000LA1 | SIMOTICS M COMPACT ASYNCHRONOUS MOTOR 2000RPM, 36KW, 172NM, 83A, 324V 2300RPM, 38KW, 158NM, 78A, 370V 2650RPM, 40KW, 144NM, 76A, 390V FORCED VENTILATION; DIRECTION OF AIR FLOW DE --> NDE; DEGREE OF PROTECTION IP55 INCREMENTAL ENCODER SIN/COS 1VPP 2048 S/R WITH ND-END AT TERMINAL BOX (ENCODER IC2048S/R) DESIGN IM B3 (IM V5, IM V6) PLAIN SHAFT WITHOUT FITTED KEY; BEARING: PERFORMANCE, VIBRATION SEVERITY GRADE SPECIAL/B; SHAFT A. FLANGE ACCURACY GR. SPECIAL TERMINAL BOX (ABOVE) CABLE ENTRY ON THE RIGHT SIGNAL CONNECTION D-END | 7113 | TEM | 1 | MC | 196 | 1
1PH81631MG001BA1 | SIMOTICS M COMPACT ASYNCHRONOUS MOTOR 2000RPM, 36KW, 172NM, 83A, 324V 2300RPM, 38KW, 158NM, 78A, 370V 2650RPM, 40KW, 144NM, 76A, 390V FORCED VENTILATION; DIRECTION OF AIR FLOW DE --> NDE; DEGREE OF PROTECTION IP55 INCREMENTAL ENCODER SIN/COS 1VPP 2048 S/R WITH ND-END AT TERMINAL BOX (ENCODER IC2048S/R) DESIGN IM B3 (IM V5, IM V6) SHAFT WITH FITTED KEY FULL-KEY BALANCING BEARING: STANDARD WITH FIXED BEARING, VIBRATION SEVERITY GRADE R/A; SHAFT AND FLANGE ACCURACY: R TERMINAL BOX (ABOVE) CABLE ENTRY ON THE RIGHT SIGNAL CONNECTION D-END | 6651 | TEM | 1 | MC | 196 | 1
1PH81631MG031BA1 | SIMOTICS M COMPACT ASYNCHRONOUS MOTOR 2000RPM, 36KW, 172NM, 83A, 324V 2300RPM, 38KW, 158NM, 78A, 370V 2650RPM, 40KW, 144NM, 76A, 390V FORCED VENTILATION; DIRECTION OF AIR FLOW DE --> NDE; DEGREE OF PROTECTION IP55 INCREMENTAL ENCODER SIN/COS 1VPP 2048 S/R WITH ND-END AT TERMINAL BOX (ENCODER IC2048S/R) DESIGN IM B35 (IM V15, IM V35) SHAFT WITH FITTED KEY FULL-KEY BALANCING BEARING: STANDARD WITH FIXED BEARING, VIBRATION SEVERITY GRADE R/A; SHAFT AND FLANGE ACCURACY: R TERMINAL BOX (ABOVE) CABLE ENTRY ON THE RIGHT SIGNAL CONNECTION D-END | 7301 | TEM | 1 | MC | 196 | 1
1PH81631MG102BC1 | SIMOTICS M COMPACT ASYNCHRONOUS MOTOR 2000RPM, 36KW,172NM, 83A, 324V 2300RPM, 38KW,158NM, 78A, 370V 2650RPM, 40KW,144NM, 76A, 390V FORCED VENTILATION; DIRECTION OF AIR FLOW NDE --> DE; DEGREE OF PROTECTION IP55 INCREMENTAL ENCODER SIN/COS 1VPP 2048 S/R WITH ND-END AT TERMINAL BOX (ENCODER IC2048S/R) DESIGN IM B3 (IM V5, IM V6) SHAFT WITH FITTED KEY HALF-KEY BALANCING BEARING: STANDARD WITH FIXED BEARING, VIBRATION SEVERITY GRADE R/A; SHAFT AND FLANGE ACCURACY: R TERMINAL BOX (ABOVE) CABLE ENTRY ON THE ND-END SIGNAL CONNECTION LEFT | 6651 | TEM | 1 | MC | 196 | 1
1PH81631MG122BC1 | SIMOTICS M COMPACT ASYNCHRONOUS MOTOR 2000RPM, 36KW,172NM, 83A, 324V 2300RPM, 38KW,158NM, 78A, 370V 2650RPM, 40KW,144NM, 76A, 390V FORCED VENTILATION; DIRECTION OF AIR FLOW NDE --> DE; DEGREE OF PROTECTION IP55 INCREMENTAL ENCODER SIN/COS 1VPP 2048 S/R WITH ND-END AT TERMINAL BOX (ENCODER IC2048S/R) DESIGN IM B5 (IMV 1,IM V3) SHAFT WITH FITTED KEY HALF-KEY BALANCING BEARING: STANDARD WITH FIXED BEARING, VIBRATION SEVERITY GRADE R/A; SHAFT AND FLANGE ACCURACY: R TERMINAL BOX (ABOVE) CABLE ENTRY ON THE ND-END SIGNAL CONNECTION LEFT | 7301 | TEM | 1 | MC | 196 | 1
1PH81631MG200LA1 | SIMOTICS M COMPACT ASYNCHRONOUS MOTOR 2000RPM, 42KW, 201NM, 93A, 335V 2300RPM, 48KW, 199NM, 93A, 382V 2650RPM, 55KW, 198NM, 90A, 450V WATER COOLING DEGREE OF PROTECTION IP65 INCREMENTAL ENCODER SIN/COS 1VPP 2048 S/R WITH ND-END AT TERMINAL BOX (ENCODER IC2048S/R) DESIGN IM B3 (IM V5, IM V6) PLAIN SHAFT WITHOUT FITTED KEY; BEARING: PERFORMANCE, VIBRATION SEVERITY GRADE SPECIAL/B; SHAFT A. FLANGE ACCURACY GR. SPECIAL TERMINAL BOX (ABOVE) CABLE ENTRY ON THE RIGHT SIGNAL CONNECTION D-END | 8530 | TEM | 1 | MC | 229 | 1
1PH81631MG202BA1 | SIMOTICS M COMPACT ASYNCHRONOUS MOTOR 2000RPM, 42KW, 201NM, 93A, 335V 2300RPM, 48KW, 199NM, 93A, 382V 2650RPM, 55KW, 198NM, 90A, 450V WATER COOLING DEGREE OF PROTECTION IP65 INCREMENTAL ENCODER SIN/COS 1VPP 2048 S/R WITH ND-END AT TERMINAL BOX (ENCODER IC2048S/R) DESIGN IM B3 (IM V5, IM V6) SHAFT WITH FITTED KEY HALF-KEY BALANCING BEARING: STANDARD WITH FIXED BEARING, VIBRATION SEVERITY GRADE R/A; SHAFT AND FLANGE ACCURACY: R TERMINAL BOX (ABOVE) CABLE ENTRY ON THE RIGHT SIGNAL CONNECTION D-END | 8067 | TEM | 1 | MC | 229 | 1
1PH81631SB033LB1 | SIMOTICS M COMPACT ASYNCHRONOUS MOTOR 400RPM, 9,5KW, 227NM, 30A, 260V 500RPM, 12KW, 229NM, 30A, 325V 600RPM, 14,5KW,231NM, 30A, 370V FORCED VENTILATION; DIRECTION OF AIR FLOW DE --> NDE; DEGREE OF PROTECTION IP55 INCREMENTAL ENCODER 19 BIT (ENCODER IN19DQ) WITH DRIVE-CLIQ INTERFACE DESIGN IM B35 (IM V15, IM V35) PLAIN HOLLOW-SHAFT BEARING: PERFORMANCE, VIBRATION SEVERITY GRADE SPECIAL/B; SHAFT A. FLANGE ACCURACY GR. SPECIAL TERMINAL BOX (ABOVE) CABLE ENTRY ON THE LEFT SIGNAL CONNECTION D-END | 11535 | TEM | 1 | MC | 199 | 1
1PH81631TG001LA1 | SIMOTICS M COMPACT ASYNCHRONOUS MOTOR 2000RPM, 36KW, 172NM, 83A, 324V 2300RPM, 38KW, 158NM, 78A, 370V 2650RPM, 40KW, 144NM, 76A, 390V FORCED VENTILATION; DIRECTION OF AIR FLOW DE --> NDE; DEGREE OF PROTECTION IP55 INCREMENTAL ENCODER SIN/COS 1VPP 512 S/R WITHOUT ND-END AT TERMINAL BOX (ENCODER IC512S/R) DESIGN IM B3 (IM V5, IM V6) SHAFT WITH FITTED KEY FULL-KEY BALANCING BEARING: PERFORMANCE, VIBRATION SEVERITY GRADE SPECIAL/B; SHAFT A. FLANGE ACCURACY GR. SPECIAL TERMINAL BOX (ABOVE) CABLE ENTRY ON THE RIGHT SIGNAL CONNECTION D-END | 7525 | TEM | 1 | MC | 196 | 1
1PH81631UB001LA1 | SIMOTICS M COMPACT ASYNCHRONOUS MOTOR 400RPM, 9,5KW, 227NM, 30A, 260V 500RPM, 12KW, 229NM, 30A, 325V 600RPM, 14,5KW,231NM, 30A, 370V FORCED VENTILATION; DIRECTION OF AIR FLOW DE --> NDE; DEGREE OF PROTECTION IP55 INCREMENTAL ENCODER 20 BIT WITHOUT COMMUTATION POSITION (ENCODER IN20DQ) WITH DRIVE-CLIQ INTERFACE DESIGN IM B3 (IM V5, IM V6) SHAFT WITH FITTED KEY FULL-KEY BALANCING BEARING: PERFORMANCE, VIBRATION SEVERITY GRADE SPECIAL/B; SHAFT A. FLANGE ACCURACY GR. SPECIAL TERMINAL BOX (ABOVE) CABLE ENTRY ON THE RIGHT SIGNAL CONNECTION D-END | 8209 | TEM | 1 | MC | 196 | 1
1PH81631UD000LA1 | SIMOTICS M COMPACT ASYNCHRONOUS MOTOR 1000RPM, 22KW,210NM, 55A, 300V 1150RPM, 25KW,208NM, 55A, 343V 1350RPM, 28KW, 198NM, 52A, 400V FORCED VENTILATION; DIRECTION OF AIR FLOW DE --> NDE; DEGREE OF PROTECTION IP55 INCREMENTAL ENCODER 20 BIT WITHOUT COMMUTATION POSITION (ENCODER IN20DQ) WITH DRIVE-CLIQ INTERFACE DESIGN IM B3 (IM V5, IM V6) PLAIN SHAFT WITHOUT FITTED KEY; BEARING: PERFORMANCE, VIBRATION SEVERITY GRADE SPECIAL/B; SHAFT A. FLANGE ACCURACY GR. SPECIAL TERMINAL BOX (ABOVE) CABLE ENTRY ON THE RIGHT SIGNAL CONNECTION D-END | 8013 | TEM | 1 | MC | 196 | 1
1PH81631UD031LA1 | SIMOTICS M COMPACT ASYNCHRONOUS MOTOR 1000RPM, 22KW,210NM, 55A, 300V 1150RPM, 25KW,208NM, 55A, 343V 1350RPM, 28KW, 198NM, 52A, 400V FORCED VENTILATION; DIRECTION OF AIR FLOW DE --> NDE; DEGREE OF PROTECTION IP55 INCREMENTAL ENCODER 20 BIT WITHOUT COMMUTATION POSITION (ENCODER IN20DQ) WITH DRIVE-CLIQ INTERFACE DESIGN IM B35 (IM V15, IM V35) SHAFT WITH FITTED KEY FULL-KEY BALANCING BEARING: PERFORMANCE, VIBRATION SEVERITY GRADE SPECIAL/B; SHAFT A. FLANGE ACCURACY GR. SPECIAL TERMINAL BOX (ABOVE) CABLE ENTRY ON THE RIGHT SIGNAL CONNECTION D-END | 8859 | TEM | 1 | MC | 196 | 1
1PH81631UF002LA1 | SIMOTICS M COMPACT ASYNCHRONOUS MOTOR 1500RPM, 30KW, 191NM, 71A, 319V 1750RPM, 34KW, 186NM, 70A, 366V 2000RPM, 37KW, 177NM, 68A, 416V FORCED VENTILATION; DIRECTION OF AIR FLOW DE --> NDE; DEGREE OF PROTECTION IP55 INCREMENTAL ENCODER 20 BIT WITHOUT COMMUTATION POSITION (ENCODER IN20DQ) WITH DRIVE-CLIQ INTERFACE DESIGN IM B3 (IM V5, IM V6) SHAFT WITH FITTED KEY HALF-KEY BALANCING BEARING: PERFORMANCE, VIBRATION SEVERITY GRADE SPECIAL/B; SHAFT A. FLANGE ACCURACY GR. SPECIAL TERMINAL BOX (ABOVE) CABLE ENTRY ON THE RIGHT SIGNAL CONNECTION D-END | 8209 | TEM | 1 | MC | 196 | 1
1PH81631UF030LA1 | SIMOTICS M COMPACT ASYNCHRONOUS MOTOR 1500RPM, 30KW, 191NM, 71A, 319V 1750RPM, 34KW, 186NM, 70A, 366V 2000RPM, 37KW, 177NM, 68A, 416V FORCED VENTILATION; DIRECTION OF AIR FLOW DE --> NDE; DEGREE OF PROTECTION IP55 INCREMENTAL ENCODER 20 BIT WITHOUT COMMUTATION POSITION (ENCODER IN20DQ) WITH DRIVE-CLIQ INTERFACE DESIGN IM B35 (IM V15, IM V35) PLAIN SHAFT WITHOUT FITTED KEY; BEARING: PERFORMANCE, VIBRATION SEVERITY GRADE SPECIAL/B; SHAFT A. FLANGE ACCURACY GR. SPECIAL TERMINAL BOX (ABOVE) CABLE ENTRY ON THE RIGHT SIGNAL CONNECTION D-END | 8664 | TEM | 1 | MC | 196 | 1
1PH81631UF031LA1 | SIMOTICS M COMPACT ASYNCHRONOUS MOTOR 1500RPM, 30KW, 191NM, 71A, 319V 1750RPM, 34KW, 186NM, 70A, 366V 2000RPM, 37KW, 177NM, 68A, 416V FORCED VENTILATION; DIRECTION OF AIR FLOW DE --> NDE; DEGREE OF PROTECTION IP55 INCREMENTAL ENCODER 20 BIT WITHOUT COMMUTATION POSITION (ENCODER IN20DQ) WITH DRIVE-CLIQ INTERFACE DESIGN IM B35 (IM V15, IM V35) SHAFT WITH FITTED KEY FULL-KEY BALANCING BEARING: PERFORMANCE, VIBRATION SEVERITY GRADE SPECIAL/B; SHAFT A. FLANGE ACCURACY GR. SPECIAL TERMINAL BOX (ABOVE) CABLE ENTRY ON THE RIGHT SIGNAL CONNECTION D-END | 8859 | TEM | 1 | MC | 196 | 1
1PH81631UF231LB1 | SIMOTICS M COMPACT ASYNCHRONOUS MOTOR 1500RPM, 37KW, 236NM, 84A, 328V 1750RPM, 43KW, 235NM, 84A, 380V 2000RPM, 49KW, 234NM, 84A, 430V WATER COOLING DEGREE OF PROTECTION IP65 INCREMENTAL ENCODER 20 BIT WITHOUT COMMUTATION POSITION (ENCODER IN20DQ) WITH DRIVE-CLIQ INTERFACE DESIGN IM B35 (IM V15, IM V35) SHAFT WITH FITTED KEY FULL-KEY BALANCING BEARING: PERFORMANCE, VIBRATION SEVERITY GRADE SPECIAL/B; SHAFT A. FLANGE ACCURACY GR. SPECIAL TERMINAL BOX (ABOVE) CABLE ENTRY ON THE LEFT SIGNAL CONNECTION D-END | 10275 | TEM | 1 | MC | 229 | 1
1PH81631UG000LA1 | SIMOTICS M COMPACT ASYNCHRONOUS MOTOR 2000RPM, 36KW, 172NM, 83A, 324V 2300RPM, 38KW, 158NM, 78A, 370V 2650RPM, 40KW, 144NM, 76A, 390V FORCED VENTILATION; DIRECTION OF AIR FLOW DE --> NDE; DEGREE OF PROTECTION IP55 INCREMENTAL ENCODER 20 BIT WITHOUT COMMUTATION POSITION (ENCODER IN20DQ) WITH DRIVE-CLIQ INTERFACE DESIGN IM B3 (IM V5, IM V6) PLAIN SHAFT WITHOUT FITTED KEY; BEARING: PERFORMANCE, VIBRATION SEVERITY GRADE SPECIAL/B; SHAFT A. FLANGE ACCURACY GR. SPECIAL TERMINAL BOX (ABOVE) CABLE ENTRY ON THE RIGHT SIGNAL CONNECTION D-END | 8013 | TEM | 1 | MC | 196 | 1
1PH81631UG002LB1 | SIMOTICS M COMPACT ASYNCHRONOUS MOTOR 2000RPM, 36KW, 172NM, 83A, 324V 2300RPM, 38KW, 158NM, 78A, 370V 2650RPM, 40KW, 144NM, 76A, 390V FORCED VENTILATION; DIRECTION OF AIR FLOW DE --> NDE; DEGREE OF PROTECTION IP55 INCREMENTAL ENCODER 20 BIT WITHOUT COMMUTATION POSITION (ENCODER IN20DQ) WITH DRIVE-CLIQ INTERFACE DESIGN IM B3 (IM V5, IM V6) SHAFT WITH FITTED KEY HALF-KEY BALANCING BEARING: PERFORMANCE, VIBRATION SEVERITY GRADE SPECIAL/B; SHAFT A. FLANGE ACCURACY GR. SPECIAL TERMINAL BOX (ABOVE) CABLE ENTRY ON THE LEFT SIGNAL CONNECTION D-END | 8209 | TEM | 1 | MC | 196 | 1
1PH81631WD002BB1 | SIMOTICS M COMPACT ASYNCHRONOUS MOTOR 1000RPM, 22KW,210NM, 55A, 300V 1150RPM, 25KW,208NM, 55A, 343V 1350RPM, 28KW, 198NM, 52A, 400V FORCED VENTILATION; DIRECTION OF AIR FLOW DE --> NDE; DEGREE OF PROTECTION IP55 INCREMENT. ENCODER HTL 1024 S/R (ENCODER HTL 1024 S/R) CONNECTION VIA TERMINAL BLOCK (ADDITIONAL TERMINAL BOX) DESIGN IM B3 (IM V5, IM V6) SHAFT WITH FITTED KEY HALF-KEY BALANCING BEARING: STANDARD WITH FIXED BEARING, VIBRATION SEVERITY GRADE R/A; SHAFT AND FLANGE ACCURACY: R TERMINAL BOX (ABOVE) CABLE ENTRY ON THE LEFT SIGNAL CONNECTION D-END | 7060 | TEM | 1 | MC | 196 | 1
1PH81633DB020AA1 | SIMOTICS M COMPACT ASYNCHRONOUS MOTOR 400RPM, 9,5KW, 227NM, 30A, 260V 500RPM, 12KW, 229NM, 30A, 325V 600RPM, 14,5KW,231NM, 30A, 370V FORCED VENTILATION; DIRECTION OF AIR FLOW DE --> NDE; DEGREE OF PROTECTION IP55 INCREMENTAL ENCODER 22 BIT WITH COMMUTATING POSITION (ENCODER IC22DQ) WITH DRIVE-CLIQ INTERFACE DESIGN IM B5 (IMV 1,IM V3) PLAIN SHAFT WITHOUT FITTED KEY; BEARING: STANDARD VIBRATION SEVERITY GRADE A; SHAFT A.FLANGE ACCURACY GR. N TERMINAL BOX (ABOVE) CABLE ENTRY ON THE RIGHT SIGNAL CONNECTION D-END | 7411 | TEM | 1 | MC | 196 | 1
1PH81633DB032AA1 | SIMOTICS M COMPACT ASYNCHRONOUS MOTOR 400RPM, 9,5KW, 227NM, 30A, 260V 500RPM, 12KW, 229NM, 30A, 325V 600RPM, 14,5KW,231NM, 30A, 370V FORCED VENTILATION; DIRECTION OF AIR FLOW DE --> NDE; DEGREE OF PROTECTION IP55 INCREMENTAL ENCODER 22 BIT WITH COMMUTATING POSITION (ENCODER IC22DQ) WITH DRIVE-CLIQ INTERFACE DESIGN IM B35 (IM V15, IM V35) SHAFT WITH FITTED KEY HALF-KEY BALANCING BEARING: STANDARD VIBRATION SEVERITY GRADE A; SHAFT A.FLANGE ACCURACY GR. N TERMINAL BOX (ABOVE) CABLE ENTRY ON THE RIGHT SIGNAL CONNECTION D-END | 7606 | TEM | 1 | MC | 196 | 1
1PH81642DL200CA1 | SIMOTICS M COMPACT SYNCHRONOUS MOTOR 2500RPM, 88KW, 335NM,165A, 355V 2800RPM, 93KW, 315NM,156A, 395V 3000RPM, 96KW, 305NM,150A, 420V WATER COOLING DEGREE OF PROTECTION IP65 INCREMENTAL ENCODER 22 BIT WITH COMMUTATING POSITION (ENCODER IC22DQ) WITH DRIVE-CLIQ INTERFACE DESIGN IM B3 (IM V5, IM V6) PLAIN SHAFT WITHOUT FITTED KEY; BEARING: STANDARD WITH FIXED BEARING, VIBRATION SEVERITY GRADE S/A; SHAFT AND FLANGE ACCURACY: R TERMINAL BOX (ABOVE) CABLE ENTRY ON THE RIGHT SIGNAL CONNECTION D-END | 14689 | TEM | 1 | MC | 224 | 1
1PH81642DL230CA1 | SIMOTICS M COMPACT SYNCHRONOUS MOTOR 2500RPM, 88KW, 335NM,165A, 355V 2800RPM, 93KW, 315NM,156A, 395V 3000RPM, 96KW, 305NM,150A, 420V WATER COOLING DEGREE OF PROTECTION IP65 INCREMENTAL ENCODER 22 BIT WITH COMMUTATING POSITION (ENCODER IC22DQ) WITH DRIVE-CLIQ INTERFACE DESIGN IM B35 (IM V15, IM V35) PLAIN SHAFT WITHOUT FITTED KEY; BEARING: STANDARD WITH FIXED BEARING, VIBRATION SEVERITY GRADE S/A; SHAFT AND FLANGE ACCURACY: R TERMINAL BOX (ABOVE) CABLE ENTRY ON THE RIGHT SIGNAL CONNECTION D-END | 15339 | TEM | 1 | MC | 224 | 1
1PH81642DL232BC1 | SIMOTICS M COMPACT SYNCHRONOUS MOTOR 2500RPM, 88KW, 335NM,165A, 355V 2800RPM, 93KW, 315NM,156A, 395V 3000RPM, 96KW, 305NM,150A, 420V WATER COOLING DEGREE OF PROTECTION IP65 INCREMENTAL ENCODER 22 BIT WITH COMMUTATING POSITION (ENCODER IC22DQ) WITH DRIVE-CLIQ INTERFACE DESIGN IM B35 (IM V15, IM V35) SHAFT WITH FITTED KEY HALF-KEY BALANCING BEARING: STANDARD WITH FIXED BEARING, VIBRATION SEVERITY GRADE R/A; SHAFT AND FLANGE ACCURACY: R TERMINAL BOX (ABOVE) CABLE ENTRY ON THE ND-END SIGNAL CONNECTION LEFT | 15339 | TEM | 1 | MC | 224 | 1
1PH81642DL232CA1 | SIMOTICS M COMPACT SYNCHRONOUS MOTOR 2500RPM, 88KW, 335NM,165A, 355V 2800RPM, 93KW, 315NM,156A, 395V 3000RPM, 96KW, 305NM,150A, 420V WATER COOLING DEGREE OF PROTECTION IP65 INCREMENTAL ENCODER 22 BIT WITH COMMUTATING POSITION (ENCODER IC22DQ) WITH DRIVE-CLIQ INTERFACE DESIGN IM B35 (IM V15, IM V35) SHAFT WITH FITTED KEY HALF-KEY BALANCING BEARING: STANDARD WITH FIXED BEARING, VIBRATION SEVERITY GRADE S/A; SHAFT AND FLANGE ACCURACY: R TERMINAL BOX (ABOVE) CABLE ENTRY ON THE RIGHT SIGNAL CONNECTION D-END | 15534 | TEM | 1 | MC | 224 | 1
1PH81642EF220BC1 | SIMOTICS M COMPACT SYNCHRONOUS MOTOR 1500RPM, 59KW, 375NM,111A, 380V 1750RPM, 67KW, 365NM,108A, 440V 2000RPM, 70KW, 330NM,105A, 500V WATER COOLING DEGREE OF PROTECTION IP65 ABSOLUTE ENCODER ENDAT 2048 S/R (ENCODER AM2048S/R) DESIGN IM B5 (IMV 1,IM V3) PLAIN SHAFT WITHOUT FITTED KEY; BEARING: STANDARD WITH FIXED BEARING, VIBRATION SEVERITY GRADE R/A; SHAFT AND FLANGE ACCURACY: R TERMINAL BOX (ABOVE) CABLE ENTRY ON THE ND-END SIGNAL CONNECTION LEFT | 15361 | TEM | 1 | MC | 224 | 1
1PH81642EL220CA1 | SIMOTICS M COMPACT SYNCHRONOUS MOTOR 2500RPM, 88KW, 335NM,165A, 355V 2800RPM, 93KW, 315NM,156A, 395V 3000RPM, 96KW, 305NM,150A, 420V WATER COOLING DEGREE OF PROTECTION IP65 ABSOLUTE ENCODER ENDAT 2048 S/R (ENCODER AM2048S/R) DESIGN IM B5 (IMV 1,IM V3) PLAIN SHAFT WITHOUT FITTED KEY; BEARING: STANDARD WITH FIXED BEARING, VIBRATION SEVERITY GRADE S/A; SHAFT AND FLANGE ACCURACY: R TERMINAL BOX (ABOVE) CABLE ENTRY ON THE RIGHT SIGNAL CONNECTION D-END | 15556 | TEM | 1 | MC | 224 | 1
1PH81642FL220CC1 | SIMOTICS M COMPACT SYNCHRONOUS MOTOR 2500RPM, 88KW, 335NM,165A, 355V 2800RPM, 93KW, 315NM,156A, 395V 3000RPM, 96KW, 305NM,150A, 420V WATER COOLING DEGREE OF PROTECTION IP65 ABSOLUTE ENCODER 22 BIT SINGLETURN AND 12 BIT MULTITURN (ENCODER AM22DQ) WITH DRIVE-CLIQ INTERFACE DESIGN IM B5 (IMV 1,IM V3) PLAIN SHAFT WITHOUT FITTED KEY; BEARING: STANDARD WITH FIXED BEARING, VIBRATION SEVERITY GRADE S/A; SHAFT AND FLANGE ACCURACY: R TERMINAL BOX (ABOVE) CABLE ENTRY ON THE ND-END SIGNAL CONNECTION LEFT | 16249 | TEM | 1 | MC | 224 | 1
1PH81642MF220BC1 | SIMOTICS M COMPACT SYNCHRONOUS MOTOR 1500RPM, 59KW, 375NM,111A, 380V 1750RPM, 67KW, 365NM,108A, 440V 2000RPM, 70KW, 330NM,105A, 500V WATER COOLING DEGREE OF PROTECTION IP65 INCREMENTAL ENCODER SIN/COS 1VPP 2048 S/R WITH ND-END AT TERMINAL BOX (ENCODER IC2048S/R) DESIGN IM B5 (IMV 1,IM V3) PLAIN SHAFT WITHOUT FITTED KEY; BEARING: STANDARD WITH FIXED BEARING, VIBRATION SEVERITY GRADE R/A; SHAFT AND FLANGE ACCURACY: R TERMINAL BOX (ABOVE) CABLE ENTRY ON THE ND-END SIGNAL CONNECTION LEFT | 14450 | TEM | 1 | MC | 224 | 1
1PH81651AB002BA1 | SIMOTICS M COMPACT ASYNCHRONOUS MOTOR 400RPM, 13KW, 310NM, 36A, 300V 500RPM, 16KW, 306NM, 36A, 365V 600RPM, 19KW, 302NM, 35A, 420V FORCED VENTILATION; DIRECTION OF AIR FLOW DE --> NDE; DEGREE OF PROTECTION IP55 W/O ENCODER DESIGN IM B3 (IM V5, IM V6) SHAFT WITH FITTED KEY HALF-KEY BALANCING BEARING: STANDARD WITH FIXED BEARING, VIBRATION SEVERITY GRADE R/A; SHAFT AND FLANGE ACCURACY: R TERMINAL BOX (ABOVE) CABLE ENTRY ON THE RIGHT SIGNAL CONNECTION D-END | 6489 | TEM | 1 | MC | 230 | 1
1PH81651AB002CA1 | SIMOTICS M COMPACT ASYNCHRONOUS MOTOR 400RPM, 13KW, 310NM, 36A, 300V 500RPM, 16KW, 306NM, 36A, 365V 600RPM, 19KW, 302NM, 35A, 420V FORCED VENTILATION; DIRECTION OF AIR FLOW DE --> NDE; DEGREE OF PROTECTION IP55 W/O ENCODER DESIGN IM B3 (IM V5, IM V6) SHAFT WITH FITTED KEY HALF-KEY BALANCING BEARING: STANDARD WITH FIXED BEARING, VIBRATION SEVERITY GRADE S/A; SHAFT AND FLANGE ACCURACY: R TERMINAL BOX (ABOVE) CABLE ENTRY ON THE RIGHT SIGNAL CONNECTION D-END | 6684 | TEM | 1 | MC | 230 | 1
1PH81651AB002QA1 | SIMOTICS M COMPACT ASYNCHRONOUS MOTOR 400RPM, 13KW, 310NM, 36A, 300V 500RPM, 16KW, 306NM, 36A, 365V 600RPM, 19KW, 302NM, 35A, 420V FORCED VENTILATION; DIRECTION OF AIR FLOW DE --> NDE; DEGREE OF PROTECTION IP55 W/O ENCODER DESIGN IM B3 (IM V5, IM V6) SHAFT WITH FITTED KEY HALF-KEY BALANCING BEARING: ADVANCED LIFETIME VIBRATION SEVERITY S/A SHAFT A. FLANGE ACCURACY GR. R TERMINAL BOX (ABOVE) CABLE ENTRY ON THE RIGHT SIGNAL CONNECTION D-END | 7014 | TEM | 1 | MC | 230 | 1
1PH81651AB032BA1 | SIMOTICS M COMPACT ASYNCHRONOUS MOTOR 400RPM, 13KW, 310NM, 36A, 300V 500RPM, 16KW, 306NM, 36A, 365V 600RPM, 19KW, 302NM, 35A, 420V FORCED VENTILATION; DIRECTION OF AIR FLOW DE --> NDE; DEGREE OF PROTECTION IP55 W/O ENCODER DESIGN IM B35 (IM V15, IM V35) SHAFT WITH FITTED KEY HALF-KEY BALANCING BEARING: STANDARD WITH FIXED BEARING, VIBRATION SEVERITY GRADE R/A; SHAFT AND FLANGE ACCURACY: R TERMINAL BOX (ABOVE) CABLE ENTRY ON THE RIGHT SIGNAL CONNECTION D-END | 7139 | TEM | 1 | MC | 230 | 1
1PH81651AB100BA1 | SIMOTICS M COMPACT ASYNCHRONOUS MOTOR 400RPM, 13KW, 310NM, 36A, 300V 500RPM, 16KW, 306NM, 36A, 365V 600RPM, 19KW, 302NM, 35A, 420V FORCED VENTILATION; DIRECTION OF AIR FLOW NDE --> DE; DEGREE OF PROTECTION IP55 W/O ENCODER DESIGN IM B3 (IM V5, IM V6) PLAIN SHAFT WITHOUT FITTED KEY; BEARING: STANDARD WITH FIXED BEARING, VIBRATION SEVERITY GRADE R/A; SHAFT AND FLANGE ACCURACY: R TERMINAL BOX (ABOVE) CABLE ENTRY ON THE RIGHT SIGNAL CONNECTION D-END | 6294 | TEM | 1 | MC | 230 | 1
1PH81651AB100BB1 | SIMOTICS M COMPACT ASYNCHRONOUS MOTOR 400RPM, 13KW, 310NM, 36A, 300V 500RPM, 16KW, 306NM, 36A, 365V 600RPM, 19KW, 302NM, 35A, 420V FORCED VENTILATION; DIRECTION OF AIR FLOW NDE --> DE; DEGREE OF PROTECTION IP55 W/O ENCODER DESIGN IM B3 (IM V5, IM V6) PLAIN SHAFT WITHOUT FITTED KEY; BEARING: STANDARD WITH FIXED BEARING, VIBRATION SEVERITY GRADE R/A; SHAFT AND FLANGE ACCURACY: R TERMINAL BOX (ABOVE) CABLE ENTRY ON THE LEFT SIGNAL CONNECTION D-END | 6294 | TEM | 1 | MC | 230 | 1
1PH81651AB100BC1 | SIMOTICS M COMPACT ASYNCHRONOUS MOTOR 400RPM, 13KW, 310NM, 36A, 300V 500RPM, 16KW, 306NM, 36A, 365V 600RPM, 19KW, 302NM, 35A, 420V FORCED VENTILATION; DIRECTION OF AIR FLOW NDE --> DE; DEGREE OF PROTECTION IP55 W/O ENCODER DESIGN IM B3 (IM V5, IM V6) PLAIN SHAFT WITHOUT FITTED KEY; BEARING: STANDARD WITH FIXED BEARING, VIBRATION SEVERITY GRADE R/A; SHAFT AND FLANGE ACCURACY: R TERMINAL BOX (ABOVE) CABLE ENTRY ON THE ND-END SIGNAL CONNECTION LEFT | 6294 | TEM | 1 | MC | 230 | 1
1PH81651AB100CA1 | SIMOTICS M COMPACT ASYNCHRONOUS MOTOR 400RPM, 13KW, 310NM, 36A, 300V 500RPM, 16KW, 306NM, 36A, 365V 600RPM, 19KW, 302NM, 35A, 420V FORCED VENTILATION; DIRECTION OF AIR FLOW NDE --> DE; DEGREE OF PROTECTION IP55 W/O ENCODER DESIGN IM B3 (IM V5, IM V6) PLAIN SHAFT WITHOUT FITTED KEY; BEARING: STANDARD WITH FIXED BEARING, VIBRATION SEVERITY GRADE S/A; SHAFT AND FLANGE ACCURACY: R TERMINAL BOX (ABOVE) CABLE ENTRY ON THE RIGHT SIGNAL CONNECTION D-END | 6489 | TEM | 1 | MC | 230 | 1
1PH81651AB100CB1 | SIMOTICS M COMPACT ASYNCHRONOUS MOTOR 400RPM, 13KW, 310NM, 36A, 300V 500RPM, 16KW, 306NM, 36A, 365V 600RPM, 19KW, 302NM, 35A, 420V FORCED VENTILATION; DIRECTION OF AIR FLOW NDE --> DE; DEGREE OF PROTECTION IP55 W/O ENCODER DESIGN IM B3 (IM V5, IM V6) PLAIN SHAFT WITHOUT FITTED KEY; BEARING: STANDARD WITH FIXED BEARING, VIBRATION SEVERITY GRADE S/A; SHAFT AND FLANGE ACCURACY: R TERMINAL BOX (ABOVE) CABLE ENTRY ON THE LEFT SIGNAL CONNECTION D-END | 6489 | TEM | 1 | MC | 230 | 1
1PH81651AB100CC1 | SIMOTICS M COMPACT ASYNCHRONOUS MOTOR 400RPM, 13KW, 310NM, 36A, 300V 500RPM, 16KW, 306NM, 36A, 365V 600RPM, 19KW, 302NM, 35A, 420V FORCED VENTILATION; DIRECTION OF AIR FLOW NDE --> DE; DEGREE OF PROTECTION IP55 W/O ENCODER DESIGN IM B3 (IM V5, IM V6) PLAIN SHAFT WITHOUT FITTED KEY; BEARING: STANDARD WITH FIXED BEARING, VIBRATION SEVERITY GRADE S/A; SHAFT AND FLANGE ACCURACY: R TERMINAL BOX (ABOVE) CABLE ENTRY ON THE ND-END SIGNAL CONNECTION LEFT | 6489 | TEM | 1 | MC | 230 | 1
1PH81651AB102BA1 | SIMOTICS M COMPACT ASYNCHRONOUS MOTOR 400RPM, 13KW, 310NM, 36A, 300V 500RPM, 16KW, 306NM, 36A, 365V 600RPM, 19KW, 302NM, 35A, 420V FORCED VENTILATION; DIRECTION OF AIR FLOW NDE --> DE; DEGREE OF PROTECTION IP55 W/O ENCODER DESIGN IM B3 (IM V5, IM V6) SHAFT WITH FITTED KEY HALF-KEY BALANCING BEARING: STANDARD WITH FIXED BEARING, VIBRATION SEVERITY GRADE R/A; SHAFT AND FLANGE ACCURACY: R TERMINAL BOX (ABOVE) CABLE ENTRY ON THE RIGHT SIGNAL CONNECTION D-END | 6489 | TEM | 1 | MC | 230 | 1
1PH81651AB102BB1 | SIMOTICS M COMPACT ASYNCHRONOUS MOTOR 400RPM, 13KW, 310NM, 36A, 300V 500RPM, 16KW, 306NM, 36A, 365V 600RPM, 19KW, 302NM, 35A, 420V FORCED VENTILATION; DIRECTION OF AIR FLOW NDE --> DE; DEGREE OF PROTECTION IP55 W/O ENCODER DESIGN IM B3 (IM V5, IM V6) SHAFT WITH FITTED KEY HALF-KEY BALANCING BEARING: STANDARD WITH FIXED BEARING, VIBRATION SEVERITY GRADE R/A; SHAFT AND FLANGE ACCURACY: R TERMINAL BOX (ABOVE) CABLE ENTRY ON THE LEFT SIGNAL CONNECTION D-END | 6489 | TEM | 1 | MC | 230 | 1
1PH81651AB102BC1 | SIMOTICS M COMPACT ASYNCHRONOUS MOTOR 400RPM, 13KW, 310NM, 36A, 300V 500RPM, 16KW, 306NM, 36A, 365V 600RPM, 19KW, 302NM, 35A, 420V FORCED VENTILATION; DIRECTION OF AIR FLOW NDE --> DE; DEGREE OF PROTECTION IP55 W/O ENCODER DESIGN IM B3 (IM V5, IM V6) SHAFT WITH FITTED KEY HALF-KEY BALANCING BEARING: STANDARD WITH FIXED BEARING, VIBRATION SEVERITY GRADE R/A; SHAFT AND FLANGE ACCURACY: R TERMINAL BOX (ABOVE) CABLE ENTRY ON THE ND-END SIGNAL CONNECTION LEFT | 6489 | TEM | 1 | MC | 230 | 1
1PH81651AB102CA1 | SIMOTICS M COMPACT ASYNCHRONOUS MOTOR 400RPM, 13KW, 310NM, 36A, 300V 500RPM, 16KW, 306NM, 36A, 365V 600RPM, 19KW, 302NM, 35A, 420V FORCED VENTILATION; DIRECTION OF AIR FLOW NDE --> DE; DEGREE OF PROTECTION IP55 W/O ENCODER DESIGN IM B3 (IM V5, IM V6) SHAFT WITH FITTED KEY HALF-KEY BALANCING BEARING: STANDARD WITH FIXED BEARING, VIBRATION SEVERITY GRADE S/A; SHAFT AND FLANGE ACCURACY: R TERMINAL BOX (ABOVE) CABLE ENTRY ON THE RIGHT SIGNAL CONNECTION D-END | 6684 | TEM | 1 | MC | 230 | 1
1PH81651AB102CB1 | SIMOTICS M COMPACT ASYNCHRONOUS MOTOR 400RPM, 13KW, 310NM, 36A, 300V 500RPM, 16KW, 306NM, 36A, 365V 600RPM, 19KW, 302NM, 35A, 420V FORCED VENTILATION; DIRECTION OF AIR FLOW NDE --> DE; DEGREE OF PROTECTION IP55 W/O ENCODER DESIGN IM B3 (IM V5, IM V6) SHAFT WITH FITTED KEY HALF-KEY BALANCING BEARING: STANDARD WITH FIXED BEARING, VIBRATION SEVERITY GRADE S/A; SHAFT AND FLANGE ACCURACY: R TERMINAL BOX (ABOVE) CABLE ENTRY ON THE LEFT SIGNAL CONNECTION D-END | 6684 | TEM | 1 | MC | 230 | 1
1PH81651AB102CC1 | SIMOTICS M COMPACT ASYNCHRONOUS MOTOR 400RPM, 13KW, 310NM, 36A, 300V 500RPM, 16KW, 306NM, 36A, 365V 600RPM, 19KW, 302NM, 35A, 420V FORCED VENTILATION; DIRECTION OF AIR FLOW NDE --> DE; DEGREE OF PROTECTION IP55 W/O ENCODER DESIGN IM B3 (IM V5, IM V6) SHAFT WITH FITTED KEY HALF-KEY BALANCING BEARING: STANDARD WITH FIXED BEARING, VIBRATION SEVERITY GRADE S/A; SHAFT AND FLANGE ACCURACY: R TERMINAL BOX (ABOVE) CABLE ENTRY ON THE ND-END SIGNAL CONNECTION LEFT | 6684 | TEM | 1 | MC | 230 | 1
1PH81651AB120BA1 | SIMOTICS M COMPACT ASYNCHRONOUS MOTOR 400RPM, 13KW, 310NM, 36A, 300V 500RPM, 16KW, 306NM, 36A, 365V 600RPM, 19KW, 302NM, 35A, 420V FORCED VENTILATION; DIRECTION OF AIR FLOW NDE --> DE; DEGREE OF PROTECTION IP55 W/O ENCODER DESIGN IM B5 (IMV 1,IM V3) PLAIN SHAFT WITHOUT FITTED KEY; BEARING: STANDARD WITH FIXED BEARING, VIBRATION SEVERITY GRADE R/A; SHAFT AND FLANGE ACCURACY: R TERMINAL BOX (ABOVE) CABLE ENTRY ON THE RIGHT SIGNAL CONNECTION D-END | 6944 | TEM | 1 | MC | 230 | 1
1PH81651AB120BB1 | SIMOTICS M COMPACT ASYNCHRONOUS MOTOR 400RPM, 13KW, 310NM, 36A, 300V 500RPM, 16KW, 306NM, 36A, 365V 600RPM, 19KW, 302NM, 35A, 420V FORCED VENTILATION; DIRECTION OF AIR FLOW NDE --> DE; DEGREE OF PROTECTION IP55 W/O ENCODER DESIGN IM B5 (IMV 1,IM V3) PLAIN SHAFT WITHOUT FITTED KEY; BEARING: STANDARD WITH FIXED BEARING, VIBRATION SEVERITY GRADE R/A; SHAFT AND FLANGE ACCURACY: R TERMINAL BOX (ABOVE) CABLE ENTRY ON THE LEFT SIGNAL CONNECTION D-END | 6944 | TEM | 1 | MC | 230 | 1
1PH81651AB120BC1 | SIMOTICS M COMPACT ASYNCHRONOUS MOTOR 400RPM, 13KW, 310NM, 36A, 300V 500RPM, 16KW, 306NM, 36A, 365V 600RPM, 19KW, 302NM, 35A, 420V FORCED VENTILATION; DIRECTION OF AIR FLOW NDE --> DE; DEGREE OF PROTECTION IP55 W/O ENCODER DESIGN IM B5 (IMV 1,IM V3) PLAIN SHAFT WITHOUT FITTED KEY; BEARING: STANDARD WITH FIXED BEARING, VIBRATION SEVERITY GRADE R/A; SHAFT AND FLANGE ACCURACY: R TERMINAL BOX (ABOVE) CABLE ENTRY ON THE ND-END SIGNAL CONNECTION LEFT | 6944 | TEM | 1 | MC | 230 | 1
1PH81651AB120CA1 | SIMOTICS M COMPACT ASYNCHRONOUS MOTOR 400RPM, 13KW, 310NM, 36A, 300V 500RPM, 16KW, 306NM, 36A, 365V 600RPM, 19KW, 302NM, 35A, 420V FORCED VENTILATION; DIRECTION OF AIR FLOW NDE --> DE; DEGREE OF PROTECTION IP55 W/O ENCODER DESIGN IM B5 (IMV 1,IM V3) PLAIN SHAFT WITHOUT FITTED KEY; BEARING: STANDARD WITH FIXED BEARING, VIBRATION SEVERITY GRADE S/A; SHAFT AND FLANGE ACCURACY: R TERMINAL BOX (ABOVE) CABLE ENTRY ON THE RIGHT SIGNAL CONNECTION D-END | 7139 | TEM | 1 | MC | 230 | 1
1PH81651AB120CB1 | SIMOTICS M COMPACT ASYNCHRONOUS MOTOR 400RPM, 13KW, 310NM, 36A, 300V 500RPM, 16KW, 306NM, 36A, 365V 600RPM, 19KW, 302NM, 35A, 420V FORCED VENTILATION; DIRECTION OF AIR FLOW NDE --> DE; DEGREE OF PROTECTION IP55 W/O ENCODER DESIGN IM B5 (IMV 1,IM V3) PLAIN SHAFT WITHOUT FITTED KEY; BEARING: STANDARD WITH FIXED BEARING, VIBRATION SEVERITY GRADE S/A; SHAFT AND FLANGE ACCURACY: R TERMINAL BOX (ABOVE) CABLE ENTRY ON THE LEFT SIGNAL CONNECTION D-END | 7139 | TEM | 1 | MC | 230 | 1
1PH81651AB120CC1 | SIMOTICS M COMPACT ASYNCHRONOUS MOTOR 400RPM, 13KW, 310NM, 36A, 300V 500RPM, 16KW, 306NM, 36A, 365V 600RPM, 19KW, 302NM, 35A, 420V FORCED VENTILATION; DIRECTION OF AIR FLOW NDE --> DE; DEGREE OF PROTECTION IP55 W/O ENCODER DESIGN IM B5 (IMV 1,IM V3) PLAIN SHAFT WITHOUT FITTED KEY; BEARING: STANDARD WITH FIXED BEARING, VIBRATION SEVERITY GRADE S/A; SHAFT AND FLANGE ACCURACY: R TERMINAL BOX (ABOVE) CABLE ENTRY ON THE ND-END SIGNAL CONNECTION LEFT | 7139 | TEM | 1 | MC | 230 | 1
1PH81651AB122BA1 | SIMOTICS M COMPACT ASYNCHRONOUS MOTOR 400RPM, 13KW, 310NM, 36A, 300V 500RPM, 16KW, 306NM, 36A, 365V 600RPM, 19KW, 302NM, 35A, 420V FORCED VENTILATION; DIRECTION OF AIR FLOW NDE --> DE; DEGREE OF PROTECTION IP55 W/O ENCODER DESIGN IM B5 (IMV 1,IM V3) SHAFT WITH FITTED KEY HALF-KEY BALANCING BEARING: STANDARD WITH FIXED BEARING, VIBRATION SEVERITY GRADE R/A; SHAFT AND FLANGE ACCURACY: R TERMINAL BOX (ABOVE) CABLE ENTRY ON THE RIGHT SIGNAL CONNECTION D-END | 7139 | TEM | 1 | MC | 230 | 1
1PH81651AB122BB1 | SIMOTICS M COMPACT ASYNCHRONOUS MOTOR 400RPM, 13KW, 310NM, 36A, 300V 500RPM, 16KW, 306NM, 36A, 365V 600RPM, 19KW, 302NM, 35A, 420V FORCED VENTILATION; DIRECTION OF AIR FLOW NDE --> DE; DEGREE OF PROTECTION IP55 W/O ENCODER DESIGN IM B5 (IMV 1,IM V3) SHAFT WITH FITTED KEY HALF-KEY BALANCING BEARING: STANDARD WITH FIXED BEARING, VIBRATION SEVERITY GRADE R/A; SHAFT AND FLANGE ACCURACY: R TERMINAL BOX (ABOVE) CABLE ENTRY ON THE LEFT SIGNAL CONNECTION D-END | 7139 | TEM | 1 | MC | 230 | 1
1PH81651AB122BC1 | SIMOTICS M COMPACT ASYNCHRONOUS MOTOR 400RPM, 13KW, 310NM, 36A, 300V 500RPM, 16KW, 306NM, 36A, 365V 600RPM, 19KW, 302NM, 35A, 420V FORCED VENTILATION; DIRECTION OF AIR FLOW NDE --> DE; DEGREE OF PROTECTION IP55 W/O ENCODER DESIGN IM B5 (IMV 1,IM V3) SHAFT WITH FITTED KEY HALF-KEY BALANCING BEARING: STANDARD WITH FIXED BEARING, VIBRATION SEVERITY GRADE R/A; SHAFT AND FLANGE ACCURACY: R TERMINAL BOX (ABOVE) CABLE ENTRY ON THE ND-END SIGNAL CONNECTION LEFT | 7139 | TEM | 1 | MC | 230 | 1
1PH81651AB122CA1 | SIMOTICS M COMPACT ASYNCHRONOUS MOTOR 400RPM, 13KW, 310NM, 36A, 300V 500RPM, 16KW, 306NM, 36A, 365V 600RPM, 19KW, 302NM, 35A, 420V FORCED VENTILATION; DIRECTION OF AIR FLOW NDE --> DE; DEGREE OF PROTECTION IP55 W/O ENCODER DESIGN IM B5 (IMV 1,IM V3) SHAFT WITH FITTED KEY HALF-KEY BALANCING BEARING: STANDARD WITH FIXED BEARING, VIBRATION SEVERITY GRADE S/A; SHAFT AND FLANGE ACCURACY: R TERMINAL BOX (ABOVE) CABLE ENTRY ON THE RIGHT SIGNAL CONNECTION D-END | 7334 | TEM | 1 | MC | 230 | 1
1PH81651AB122CB1 | SIMOTICS M COMPACT ASYNCHRONOUS MOTOR 400RPM, 13KW, 310NM, 36A, 300V 500RPM, 16KW, 306NM, 36A, 365V 600RPM, 19KW, 302NM, 35A, 420V FORCED VENTILATION; DIRECTION OF AIR FLOW NDE --> DE; DEGREE OF PROTECTION IP55 W/O ENCODER DESIGN IM B5 (IMV 1,IM V3) SHAFT WITH FITTED KEY HALF-KEY BALANCING BEARING: STANDARD WITH FIXED BEARING, VIBRATION SEVERITY GRADE S/A; SHAFT AND FLANGE ACCURACY: R TERMINAL BOX (ABOVE) CABLE ENTRY ON THE LEFT SIGNAL CONNECTION D-END | 7334 | TEM | 1 | MC | 230 | 1
1PH81651AB122CC1 | SIMOTICS M COMPACT ASYNCHRONOUS MOTOR 400RPM, 13KW, 310NM, 36A, 300V 500RPM, 16KW, 306NM, 36A, 365V 600RPM, 19KW, 302NM, 35A, 420V FORCED VENTILATION; DIRECTION OF AIR FLOW NDE --> DE; DEGREE OF PROTECTION IP55 W/O ENCODER DESIGN IM B5 (IMV 1,IM V3) SHAFT WITH FITTED KEY HALF-KEY BALANCING BEARING: STANDARD WITH FIXED BEARING, VIBRATION SEVERITY GRADE S/A; SHAFT AND FLANGE ACCURACY: R TERMINAL BOX (ABOVE) CABLE ENTRY ON THE ND-END SIGNAL CONNECTION LEFT | 7334 | TEM | 1 | MC | 230 | 1
1PH81651AB130BA1 | SIMOTICS M COMPACT ASYNCHRONOUS MOTOR 400RPM, 13KW, 310NM, 36A, 300V 500RPM, 16KW, 306NM, 36A, 365V 600RPM, 19KW, 302NM, 35A, 420V FORCED VENTILATION; DIRECTION OF AIR FLOW NDE --> DE; DEGREE OF PROTECTION IP55 W/O ENCODER DESIGN IM B35 (IM V15, IM V35) PLAIN SHAFT WITHOUT FITTED KEY; BEARING: STANDARD WITH FIXED BEARING, VIBRATION SEVERITY GRADE R/A; SHAFT AND FLANGE ACCURACY: R TERMINAL BOX (ABOVE) CABLE ENTRY ON THE RIGHT SIGNAL CONNECTION D-END | 6944 | TEM | 1 | MC | 230 | 1
1PH81651AB130BB1 | SIMOTICS M COMPACT ASYNCHRONOUS MOTOR 400RPM, 13KW, 310NM, 36A, 300V 500RPM, 16KW, 306NM, 36A, 365V 600RPM, 19KW, 302NM, 35A, 420V FORCED VENTILATION; DIRECTION OF AIR FLOW NDE --> DE; DEGREE OF PROTECTION IP55 W/O ENCODER DESIGN IM B35 (IM V15, IM V35) PLAIN SHAFT WITHOUT FITTED KEY; BEARING: STANDARD WITH FIXED BEARING, VIBRATION SEVERITY GRADE R/A; SHAFT AND FLANGE ACCURACY: R TERMINAL BOX (ABOVE) CABLE ENTRY ON THE LEFT SIGNAL CONNECTION D-END | 6944 | TEM | 1 | MC | 230 | 1
1PH81651AB130BC1 | SIMOTICS M COMPACT ASYNCHRONOUS MOTOR 400RPM, 13KW, 310NM, 36A, 300V 500RPM, 16KW, 306NM, 36A, 365V 600RPM, 19KW, 302NM, 35A, 420V FORCED VENTILATION; DIRECTION OF AIR FLOW NDE --> DE; DEGREE OF PROTECTION IP55 W/O ENCODER DESIGN IM B35 (IM V15, IM V35) PLAIN SHAFT WITHOUT FITTED KEY; BEARING: STANDARD WITH FIXED BEARING, VIBRATION SEVERITY GRADE R/A; SHAFT AND FLANGE ACCURACY: R TERMINAL BOX (ABOVE) CABLE ENTRY ON THE ND-END SIGNAL CONNECTION LEFT | 6944 | TEM | 1 | MC | 230 | 1
1PH81651AB130CA1 | SIMOTICS M COMPACT ASYNCHRONOUS MOTOR 400RPM, 13KW, 310NM, 36A, 300V 500RPM, 16KW, 306NM, 36A, 365V 600RPM, 19KW, 302NM, 35A, 420V FORCED VENTILATION; DIRECTION OF AIR FLOW NDE --> DE; DEGREE OF PROTECTION IP55 W/O ENCODER DESIGN IM B35 (IM V15, IM V35) PLAIN SHAFT WITHOUT FITTED KEY; BEARING: STANDARD WITH FIXED BEARING, VIBRATION SEVERITY GRADE S/A; SHAFT AND FLANGE ACCURACY: R TERMINAL BOX (ABOVE) CABLE ENTRY ON THE RIGHT SIGNAL CONNECTION D-END | 7139 | TEM | 1 | MC | 230 | 1
1PH81651AB130CB1 | SIMOTICS M COMPACT ASYNCHRONOUS MOTOR 400RPM, 13KW, 310NM, 36A, 300V 500RPM, 16KW, 306NM, 36A, 365V 600RPM, 19KW, 302NM, 35A, 420V FORCED VENTILATION; DIRECTION OF AIR FLOW NDE --> DE; DEGREE OF PROTECTION IP55 W/O ENCODER DESIGN IM B35 (IM V15, IM V35) PLAIN SHAFT WITHOUT FITTED KEY; BEARING: STANDARD WITH FIXED BEARING, VIBRATION SEVERITY GRADE S/A; SHAFT AND FLANGE ACCURACY: R TERMINAL BOX (ABOVE) CABLE ENTRY ON THE LEFT SIGNAL CONNECTION D-END | 7139 | TEM | 1 | MC | 230 | 1
1PH81651AB130CC1 | SIMOTICS M COMPACT ASYNCHRONOUS MOTOR 400RPM, 13KW, 310NM, 36A, 300V 500RPM, 16KW, 306NM, 36A, 365V 600RPM, 19KW, 302NM, 35A, 420V FORCED VENTILATION; DIRECTION OF AIR FLOW NDE --> DE; DEGREE OF PROTECTION IP55 W/O ENCODER DESIGN IM B35 (IM V15, IM V35) PLAIN SHAFT WITHOUT FITTED KEY; BEARING: STANDARD WITH FIXED BEARING, VIBRATION SEVERITY GRADE S/A; SHAFT AND FLANGE ACCURACY: R TERMINAL BOX (ABOVE) CABLE ENTRY ON THE ND-END SIGNAL CONNECTION LEFT | 7139 | TEM | 1 | MC | 230 | 1
1PH81651AB132BA1 | SIMOTICS M COMPACT ASYNCHRONOUS MOTOR 400RPM, 13KW, 310NM, 36A, 300V 500RPM, 16KW, 306NM, 36A, 365V 600RPM, 19KW, 302NM, 35A, 420V FORCED VENTILATION; DIRECTION OF AIR FLOW NDE --> DE; DEGREE OF PROTECTION IP55 W/O ENCODER DESIGN IM B35 (IM V15, IM V35) SHAFT WITH FITTED KEY HALF-KEY BALANCING BEARING: STANDARD WITH FIXED BEARING, VIBRATION SEVERITY GRADE R/A; SHAFT AND FLANGE ACCURACY: R TERMINAL BOX (ABOVE) CABLE ENTRY ON THE RIGHT SIGNAL CONNECTION D-END | 7139 | TEM | 1 | MC | 230 | 1
1PH81651AB132BB1 | SIMOTICS M COMPACT ASYNCHRONOUS MOTOR 400RPM, 13KW, 310NM, 36A, 300V 500RPM, 16KW, 306NM, 36A, 365V 600RPM, 19KW, 302NM, 35A, 420V FORCED VENTILATION; DIRECTION OF AIR FLOW NDE --> DE; DEGREE OF PROTECTION IP55 W/O ENCODER DESIGN IM B35 (IM V15, IM V35) SHAFT WITH FITTED KEY HALF-KEY BALANCING BEARING: STANDARD WITH FIXED BEARING, VIBRATION SEVERITY GRADE R/A; SHAFT AND FLANGE ACCURACY: R TERMINAL BOX (ABOVE) CABLE ENTRY ON THE LEFT SIGNAL CONNECTION D-END | 7139 | TEM | 1 | MC | 230 | 1
1PH81651AB132BC1 | SIMOTICS M COMPACT ASYNCHRONOUS MOTOR 400RPM, 13KW, 310NM, 36A, 300V 500RPM, 16KW, 306NM, 36A, 365V 600RPM, 19KW, 302NM, 35A, 420V FORCED VENTILATION; DIRECTION OF AIR FLOW NDE --> DE; DEGREE OF PROTECTION IP55 W/O ENCODER DESIGN IM B35 (IM V15, IM V35) SHAFT WITH FITTED KEY HALF-KEY BALANCING BEARING: STANDARD WITH FIXED BEARING, VIBRATION SEVERITY GRADE R/A; SHAFT AND FLANGE ACCURACY: R TERMINAL BOX (ABOVE) CABLE ENTRY ON THE ND-END SIGNAL CONNECTION LEFT | 7139 | TEM | 1 | MC | 230 | 1
1PH81651AB132CA1 | SIMOTICS M COMPACT ASYNCHRONOUS MOTOR 400RPM, 13KW, 310NM, 36A, 300V 500RPM, 16KW, 306NM, 36A, 365V 600RPM, 19KW, 302NM, 35A, 420V FORCED VENTILATION; DIRECTION OF AIR FLOW NDE --> DE; DEGREE OF PROTECTION IP55 W/O ENCODER DESIGN IM B35 (IM V15, IM V35) SHAFT WITH FITTED KEY HALF-KEY BALANCING BEARING: STANDARD WITH FIXED BEARING, VIBRATION SEVERITY GRADE S/A; SHAFT AND FLANGE ACCURACY: R TERMINAL BOX (ABOVE) CABLE ENTRY ON THE RIGHT SIGNAL CONNECTION D-END | 7334 | TEM | 1 | MC | 230 | 1
1PH81651AB132CB1 | SIMOTICS M COMPACT ASYNCHRONOUS MOTOR 400RPM, 13KW, 310NM, 36A, 300V 500RPM, 16KW, 306NM, 36A, 365V 600RPM, 19KW, 302NM, 35A, 420V FORCED VENTILATION; DIRECTION OF AIR FLOW NDE --> DE; DEGREE OF PROTECTION IP55 W/O ENCODER DESIGN IM B35 (IM V15, IM V35) SHAFT WITH FITTED KEY HALF-KEY BALANCING BEARING: STANDARD WITH FIXED BEARING, VIBRATION SEVERITY GRADE S/A; SHAFT AND FLANGE ACCURACY: R TERMINAL BOX (ABOVE) CABLE ENTRY ON THE LEFT SIGNAL CONNECTION D-END | 7334 | TEM | 1 | MC | 230 | 1
1PH81651AB132CC1 | SIMOTICS M COMPACT ASYNCHRONOUS MOTOR 400RPM, 13KW, 310NM, 36A, 300V 500RPM, 16KW, 306NM, 36A, 365V 600RPM, 19KW, 302NM, 35A, 420V FORCED VENTILATION; DIRECTION OF AIR FLOW NDE --> DE; DEGREE OF PROTECTION IP55 W/O ENCODER DESIGN IM B35 (IM V15, IM V35) SHAFT WITH FITTED KEY HALF-KEY BALANCING BEARING: STANDARD WITH FIXED BEARING, VIBRATION SEVERITY GRADE S/A; SHAFT AND FLANGE ACCURACY: R TERMINAL BOX (ABOVE) CABLE ENTRY ON THE ND-END SIGNAL CONNECTION LEFT | 7334 | TEM | 1 | MC | 230 | 1
1PH81651AD001BA1 | SIMOTICS M COMPACT ASYNCHRONOUS MOTOR 1000RPM, 28KW, 267NM, 71A, 292V 1150RPM, 31KW, 257NM, 69A, 333V 1350RPM, 34KW, 241NM, 66A, 387V FORCED VENTILATION; DIRECTION OF AIR FLOW DE --> NDE; DEGREE OF PROTECTION IP55 W/O ENCODER DESIGN IM B3 (IM V5, IM V6) SHAFT WITH FITTED KEY FULL-KEY BALANCING BEARING: STANDARD WITH FIXED BEARING, VIBRATION SEVERITY GRADE R/A; SHAFT AND FLANGE ACCURACY: R TERMINAL BOX (ABOVE) CABLE ENTRY ON THE RIGHT SIGNAL CONNECTION D-END | 6489 | TEM | 1 | MC | 230 | 1
1PH81651AD002FA1 | SIMOTICS M COMPACT ASYNCHRONOUS MOTOR 1000RPM, 28KW, 267NM, 71A, 292V 1150RPM, 31KW, 257NM, 69A, 333V 1350RPM, 34KW, 241NM, 66A, 387V FORCED VENTILATION; DIRECTION OF AIR FLOW DE --> NDE; DEGREE OF PROTECTION IP55 W/O ENCODER DESIGN IM B3 (IM V5, IM V6) SHAFT WITH FITTED KEY HALF-KEY BALANCING BEARING: INCREASED RADIAL FORCES, VIBRATION SEVERITY GRADE R/A; SHAFT AND FLANGE ACCURACY: R TERMINAL BOX (ABOVE) CABLE ENTRY ON THE RIGHT SIGNAL CONNECTION D-END | 6669 | TEM | 1 | MC | 230 | 1
1PH81651AD031BB1 | SIMOTICS M COMPACT ASYNCHRONOUS MOTOR 1000RPM, 28KW, 267NM, 71A, 292V 1150RPM, 31KW, 257NM, 69A, 333V 1350RPM, 34KW, 241NM, 66A, 387V FORCED VENTILATION; DIRECTION OF AIR FLOW DE --> NDE; DEGREE OF PROTECTION IP55 W/O ENCODER DESIGN IM B35 (IM V15, IM V35) SHAFT WITH FITTED KEY FULL-KEY BALANCING BEARING: STANDARD WITH FIXED BEARING, VIBRATION SEVERITY GRADE R/A; SHAFT AND FLANGE ACCURACY: R TERMINAL BOX (ABOVE) CABLE ENTRY ON THE LEFT SIGNAL CONNECTION D-END | 7139 | TEM | 1 | MC | 230 | 1
1PH81651AD032BA1 | SIMOTICS M COMPACT ASYNCHRONOUS MOTOR 1000RPM, 28KW, 267NM, 71A, 292V 1150RPM, 31KW, 257NM, 69A, 333V 1350RPM, 34KW, 241NM, 66A, 387V FORCED VENTILATION; DIRECTION OF AIR FLOW DE --> NDE; DEGREE OF PROTECTION IP55 W/O ENCODER DESIGN IM B35 (IM V15, IM V35) SHAFT WITH FITTED KEY HALF-KEY BALANCING BEARING: STANDARD WITH FIXED BEARING, VIBRATION SEVERITY GRADE R/A; SHAFT AND FLANGE ACCURACY: R TERMINAL BOX (ABOVE) CABLE ENTRY ON THE RIGHT SIGNAL CONNECTION D-END | 7139 | TEM | 1 | MC | 230 | 1
1PH81651AD100BA1 | SIMOTICS M COMPACT ASYNCHRONOUS MOTOR 1000RPM, 28KW, 267NM, 71A, 292V 1150RPM, 31KW, 257NM, 69A, 333V 1350RPM, 34KW, 241NM, 66A, 387V FORCED VENTILATION; DIRECTION OF AIR FLOW NDE --> DE; DEGREE OF PROTECTION IP55 W/O ENCODER DESIGN IM B3 (IM V5, IM V6) PLAIN SHAFT WITHOUT FITTED KEY; BEARING: STANDARD WITH FIXED BEARING, VIBRATION SEVERITY GRADE R/A; SHAFT AND FLANGE ACCURACY: R TERMINAL BOX (ABOVE) CABLE ENTRY ON THE RIGHT SIGNAL CONNECTION D-END | 6294 | TEM | 1 | MC | 230 | 1
1PH81651AD100BB1 | SIMOTICS M COMPACT ASYNCHRONOUS MOTOR 1000RPM, 28KW, 267NM, 71A, 292V 1150RPM, 31KW, 257NM, 69A, 333V 1350RPM, 34KW, 241NM, 66A, 387V FORCED VENTILATION; DIRECTION OF AIR FLOW NDE --> DE; DEGREE OF PROTECTION IP55 W/O ENCODER DESIGN IM B3 (IM V5, IM V6) PLAIN SHAFT WITHOUT FITTED KEY; BEARING: STANDARD WITH FIXED BEARING, VIBRATION SEVERITY GRADE R/A; SHAFT AND FLANGE ACCURACY: R TERMINAL BOX (ABOVE) CABLE ENTRY ON THE LEFT SIGNAL CONNECTION D-END | 6294 | TEM | 1 | MC | 230 | 1
1PH81651AD100BC1 | SIMOTICS M COMPACT ASYNCHRONOUS MOTOR 1000RPM, 28KW, 267NM, 71A, 292V 1150RPM, 31KW, 257NM, 69A, 333V 1350RPM, 34KW, 241NM, 66A, 387V FORCED VENTILATION; DIRECTION OF AIR FLOW NDE --> DE; DEGREE OF PROTECTION IP55 W/O ENCODER DESIGN IM B3 (IM V5, IM V6) PLAIN SHAFT WITHOUT FITTED KEY; BEARING: STANDARD WITH FIXED BEARING, VIBRATION SEVERITY GRADE R/A; SHAFT AND FLANGE ACCURACY: R TERMINAL BOX (ABOVE) CABLE ENTRY ON THE ND-END SIGNAL CONNECTION LEFT | 6294 | TEM | 1 | MC | 230 | 1
1PH81651AD100CA1 | SIMOTICS M COMPACT ASYNCHRONOUS MOTOR 1000RPM, 28KW, 267NM, 71A, 292V 1150RPM, 31KW, 257NM, 69A, 333V 1350RPM, 34KW, 241NM, 66A, 387V FORCED VENTILATION; DIRECTION OF AIR FLOW NDE --> DE; DEGREE OF PROTECTION IP55 W/O ENCODER DESIGN IM B3 (IM V5, IM V6) PLAIN SHAFT WITHOUT FITTED KEY; BEARING: STANDARD WITH FIXED BEARING, VIBRATION SEVERITY GRADE S/A; SHAFT AND FLANGE ACCURACY: R TERMINAL BOX (ABOVE) CABLE ENTRY ON THE RIGHT SIGNAL CONNECTION D-END | 6489 | TEM | 1 | MC | 230 | 1
1PH81651AD100CB1 | SIMOTICS M COMPACT ASYNCHRONOUS MOTOR 1000RPM, 28KW, 267NM, 71A, 292V 1150RPM, 31KW, 257NM, 69A, 333V 1350RPM, 34KW, 241NM, 66A, 387V FORCED VENTILATION; DIRECTION OF AIR FLOW NDE --> DE; DEGREE OF PROTECTION IP55 W/O ENCODER DESIGN IM B3 (IM V5, IM V6) PLAIN SHAFT WITHOUT FITTED KEY; BEARING: STANDARD WITH FIXED BEARING, VIBRATION SEVERITY GRADE S/A; SHAFT AND FLANGE ACCURACY: R TERMINAL BOX (ABOVE) CABLE ENTRY ON THE LEFT SIGNAL CONNECTION D-END | 6489 | TEM | 1 | MC | 230 | 1
1PH81651AD100CC1 | SIMOTICS M COMPACT ASYNCHRONOUS MOTOR 1000RPM, 28KW, 267NM, 71A, 292V 1150RPM, 31KW, 257NM, 69A, 333V 1350RPM, 34KW, 241NM, 66A, 387V FORCED VENTILATION; DIRECTION OF AIR FLOW NDE --> DE; DEGREE OF PROTECTION IP55 W/O ENCODER DESIGN IM B3 (IM V5, IM V6) PLAIN SHAFT WITHOUT FITTED KEY; BEARING: STANDARD WITH FIXED BEARING, VIBRATION SEVERITY GRADE S/A; SHAFT AND FLANGE ACCURACY: R TERMINAL BOX (ABOVE) CABLE ENTRY ON THE ND-END SIGNAL CONNECTION LEFT | 6489 | TEM | 1 | MC | 230 | 1
1PH81651AD101BA1 | SIMOTICS M COMPACT ASYNCHRONOUS MOTOR 1000RPM, 28KW, 267NM, 71A, 292V 1150RPM, 31KW, 257NM, 69A, 333V 1350RPM, 34KW, 241NM, 66A, 387V FORCED VENTILATION; DIRECTION OF AIR FLOW NDE --> DE; DEGREE OF PROTECTION IP55 W/O ENCODER DESIGN IM B3 (IM V5, IM V6) SHAFT WITH FITTED KEY FULL-KEY BALANCING BEARING: STANDARD WITH FIXED BEARING, VIBRATION SEVERITY GRADE R/A; SHAFT AND FLANGE ACCURACY: R TERMINAL BOX (ABOVE) CABLE ENTRY ON THE RIGHT SIGNAL CONNECTION D-END | 6489 | TEM | 1 | MC | 230 | 1
1PH81651AD102BA1 | SIMOTICS M COMPACT ASYNCHRONOUS MOTOR 1000RPM, 28KW, 267NM, 71A, 292V 1150RPM, 31KW, 257NM, 69A, 333V 1350RPM, 34KW, 241NM, 66A, 387V FORCED VENTILATION; DIRECTION OF AIR FLOW NDE --> DE; DEGREE OF PROTECTION IP55 W/O ENCODER DESIGN IM B3 (IM V5, IM V6) SHAFT WITH FITTED KEY HALF-KEY BALANCING BEARING: STANDARD WITH FIXED BEARING, VIBRATION SEVERITY GRADE R/A; SHAFT AND FLANGE ACCURACY: R TERMINAL BOX (ABOVE) CABLE ENTRY ON THE RIGHT SIGNAL CONNECTION D-END | 6489 | TEM | 1 | MC | 230 | 1
1PH81651AD102BB1 | SIMOTICS M COMPACT ASYNCHRONOUS MOTOR 1000RPM, 28KW, 267NM, 71A, 292V 1150RPM, 31KW, 257NM, 69A, 333V 1350RPM, 34KW, 241NM, 66A, 387V FORCED VENTILATION; DIRECTION OF AIR FLOW NDE --> DE; DEGREE OF PROTECTION IP55 W/O ENCODER DESIGN IM B3 (IM V5, IM V6) SHAFT WITH FITTED KEY HALF-KEY BALANCING BEARING: STANDARD WITH FIXED BEARING, VIBRATION SEVERITY GRADE R/A; SHAFT AND FLANGE ACCURACY: R TERMINAL BOX (ABOVE) CABLE ENTRY ON THE LEFT SIGNAL CONNECTION D-END | 6489 | TEM | 1 | MC | 230 | 1
1PH81651AD102BC1 | SIMOTICS M COMPACT ASYNCHRONOUS MOTOR 1000RPM, 28KW, 267NM, 71A, 292V 1150RPM, 31KW, 257NM, 69A, 333V 1350RPM, 34KW, 241NM, 66A, 387V FORCED VENTILATION; DIRECTION OF AIR FLOW NDE --> DE; DEGREE OF PROTECTION IP55 W/O ENCODER DESIGN IM B3 (IM V5, IM V6) SHAFT WITH FITTED KEY HALF-KEY BALANCING BEARING: STANDARD WITH FIXED BEARING, VIBRATION SEVERITY GRADE R/A; SHAFT AND FLANGE ACCURACY: R TERMINAL BOX (ABOVE) CABLE ENTRY ON THE ND-END SIGNAL CONNECTION LEFT | 6489 | TEM | 1 | MC | 230 | 1
1PH81651AD102CA1 | SIMOTICS M COMPACT ASYNCHRONOUS MOTOR 1000RPM, 28KW, 267NM, 71A, 292V 1150RPM, 31KW, 257NM, 69A, 333V 1350RPM, 34KW, 241NM, 66A, 387V FORCED VENTILATION; DIRECTION OF AIR FLOW NDE --> DE; DEGREE OF PROTECTION IP55 W/O ENCODER DESIGN IM B3 (IM V5, IM V6) SHAFT WITH FITTED KEY HALF-KEY BALANCING BEARING: STANDARD WITH FIXED BEARING, VIBRATION SEVERITY GRADE S/A; SHAFT AND FLANGE ACCURACY: R TERMINAL BOX (ABOVE) CABLE ENTRY ON THE RIGHT SIGNAL CONNECTION D-END | 6684 | TEM | 1 | MC | 230 | 1
1PH81651AD102CB1 | SIMOTICS M COMPACT ASYNCHRONOUS MOTOR 1000RPM, 28KW, 267NM, 71A, 292V 1150RPM, 31KW, 257NM, 69A, 333V 1350RPM, 34KW, 241NM, 66A, 387V FORCED VENTILATION; DIRECTION OF AIR FLOW NDE --> DE; DEGREE OF PROTECTION IP55 W/O ENCODER DESIGN IM B3 (IM V5, IM V6) SHAFT WITH FITTED KEY HALF-KEY BALANCING BEARING: STANDARD WITH FIXED BEARING, VIBRATION SEVERITY GRADE S/A; SHAFT AND FLANGE ACCURACY: R TERMINAL BOX (ABOVE) CABLE ENTRY ON THE LEFT SIGNAL CONNECTION D-END | 6684 | TEM | 1 | MC | 230 | 1
1PH81651AD102CC1 | SIMOTICS M COMPACT ASYNCHRONOUS MOTOR 1000RPM, 28KW, 267NM, 71A, 292V 1150RPM, 31KW, 257NM, 69A, 333V 1350RPM, 34KW, 241NM, 66A, 387V FORCED VENTILATION; DIRECTION OF AIR FLOW NDE --> DE; DEGREE OF PROTECTION IP55 W/O ENCODER DESIGN IM B3 (IM V5, IM V6) SHAFT WITH FITTED KEY HALF-KEY BALANCING BEARING: STANDARD WITH FIXED BEARING, VIBRATION SEVERITY GRADE S/A; SHAFT AND FLANGE ACCURACY: R TERMINAL BOX (ABOVE) CABLE ENTRY ON THE ND-END SIGNAL CONNECTION LEFT | 6684 | TEM | 1 | MC | 230 | 1
1PH81651AD120BA1 | SIMOTICS M COMPACT ASYNCHRONOUS MOTOR 1000RPM, 28KW, 267NM, 71A, 292V 1150RPM, 31KW, 257NM, 69A, 333V 1350RPM, 34KW, 241NM, 66A, 387V FORCED VENTILATION; DIRECTION OF AIR FLOW NDE --> DE; DEGREE OF PROTECTION IP55 W/O ENCODER DESIGN IM B5 (IMV 1,IM V3) PLAIN SHAFT WITHOUT FITTED KEY; BEARING: STANDARD WITH FIXED BEARING, VIBRATION SEVERITY GRADE R/A; SHAFT AND FLANGE ACCURACY: R TERMINAL BOX (ABOVE) CABLE ENTRY ON THE RIGHT SIGNAL CONNECTION D-END | 6944 | TEM | 1 | MC | 230 | 1
1PH81651AD120BB1 | SIMOTICS M COMPACT ASYNCHRONOUS MOTOR 1000RPM, 28KW, 267NM, 71A, 292V 1150RPM, 31KW, 257NM, 69A, 333V 1350RPM, 34KW, 241NM, 66A, 387V FORCED VENTILATION; DIRECTION OF AIR FLOW NDE --> DE; DEGREE OF PROTECTION IP55 W/O ENCODER DESIGN IM B5 (IMV 1,IM V3) PLAIN SHAFT WITHOUT FITTED KEY; BEARING: STANDARD WITH FIXED BEARING, VIBRATION SEVERITY GRADE R/A; SHAFT AND FLANGE ACCURACY: R TERMINAL BOX (ABOVE) CABLE ENTRY ON THE LEFT SIGNAL CONNECTION D-END | 6944 | TEM | 1 | MC | 230 | 1
1PH81651AD120BC1 | SIMOTICS M COMPACT ASYNCHRONOUS MOTOR 1000RPM, 28KW, 267NM, 71A, 292V 1150RPM, 31KW, 257NM, 69A, 333V 1350RPM, 34KW, 241NM, 66A, 387V FORCED VENTILATION; DIRECTION OF AIR FLOW NDE --> DE; DEGREE OF PROTECTION IP55 W/O ENCODER DESIGN IM B5 (IMV 1,IM V3) PLAIN SHAFT WITHOUT FITTED KEY; BEARING: STANDARD WITH FIXED BEARING, VIBRATION SEVERITY GRADE R/A; SHAFT AND FLANGE ACCURACY: R TERMINAL BOX (ABOVE) CABLE ENTRY ON THE ND-END SIGNAL CONNECTION LEFT | 6944 | TEM | 1 | MC | 230 | 1
1PH81651AD120CA1 | SIMOTICS M COMPACT ASYNCHRONOUS MOTOR 1000RPM, 28KW, 267NM, 71A, 292V 1150RPM, 31KW, 257NM, 69A, 333V 1350RPM, 34KW, 241NM, 66A, 387V FORCED VENTILATION; DIRECTION OF AIR FLOW NDE --> DE; DEGREE OF PROTECTION IP55 W/O ENCODER DESIGN IM B5 (IMV 1,IM V3) PLAIN SHAFT WITHOUT FITTED KEY; BEARING: STANDARD WITH FIXED BEARING, VIBRATION SEVERITY GRADE S/A; SHAFT AND FLANGE ACCURACY: R TERMINAL BOX (ABOVE) CABLE ENTRY ON THE RIGHT SIGNAL CONNECTION D-END | 7139 | TEM | 1 | MC | 230 | 1
1PH81651AD120CB1 | SIMOTICS M COMPACT ASYNCHRONOUS MOTOR 1000RPM, 28KW, 267NM, 71A, 292V 1150RPM, 31KW, 257NM, 69A, 333V 1350RPM, 34KW, 241NM, 66A, 387V FORCED VENTILATION; DIRECTION OF AIR FLOW NDE --> DE; DEGREE OF PROTECTION IP55 W/O ENCODER DESIGN IM B5 (IMV 1,IM V3) PLAIN SHAFT WITHOUT FITTED KEY; BEARING: STANDARD WITH FIXED BEARING, VIBRATION SEVERITY GRADE S/A; SHAFT AND FLANGE ACCURACY: R TERMINAL BOX (ABOVE) CABLE ENTRY ON THE LEFT SIGNAL CONNECTION D-END | 7139 | TEM | 1 | MC | 230 | 1
1PH81651AD120CC1 | SIMOTICS M COMPACT ASYNCHRONOUS MOTOR 1000RPM, 28KW, 267NM, 71A, 292V 1150RPM, 31KW, 257NM, 69A, 333V 1350RPM, 34KW, 241NM, 66A, 387V FORCED VENTILATION; DIRECTION OF AIR FLOW NDE --> DE; DEGREE OF PROTECTION IP55 W/O ENCODER DESIGN IM B5 (IMV 1,IM V3) PLAIN SHAFT WITHOUT FITTED KEY; BEARING: STANDARD WITH FIXED BEARING, VIBRATION SEVERITY GRADE S/A; SHAFT AND FLANGE ACCURACY: R TERMINAL BOX (ABOVE) CABLE ENTRY ON THE ND-END SIGNAL CONNECTION LEFT | 7139 | TEM | 1 | MC | 230 | 1
1PH81651AD122BA1 | SIMOTICS M COMPACT ASYNCHRONOUS MOTOR 1000RPM, 28KW, 267NM, 71A, 292V 1150RPM, 31KW, 257NM, 69A, 333V 1350RPM, 34KW, 241NM, 66A, 387V FORCED VENTILATION; DIRECTION OF AIR FLOW NDE --> DE; DEGREE OF PROTECTION IP55 W/O ENCODER DESIGN IM B5 (IMV 1,IM V3) SHAFT WITH FITTED KEY HALF-KEY BALANCING BEARING: STANDARD WITH FIXED BEARING, VIBRATION SEVERITY GRADE R/A; SHAFT AND FLANGE ACCURACY: R TERMINAL BOX (ABOVE) CABLE ENTRY ON THE RIGHT SIGNAL CONNECTION D-END | 7139 | TEM | 1 | MC | 230 | 1
1PH81651AD122BB1 | SIMOTICS M COMPACT ASYNCHRONOUS MOTOR 1000RPM, 28KW, 267NM, 71A, 292V 1150RPM, 31KW, 257NM, 69A, 333V 1350RPM, 34KW, 241NM, 66A, 387V FORCED VENTILATION; DIRECTION OF AIR FLOW NDE --> DE; DEGREE OF PROTECTION IP55 W/O ENCODER DESIGN IM B5 (IMV 1,IM V3) SHAFT WITH FITTED KEY HALF-KEY BALANCING BEARING: STANDARD WITH FIXED BEARING, VIBRATION SEVERITY GRADE R/A; SHAFT AND FLANGE ACCURACY: R TERMINAL BOX (ABOVE) CABLE ENTRY ON THE LEFT SIGNAL CONNECTION D-END | 7139 | TEM | 1 | MC | 230 | 1
1PH81651AD122BC1 | SIMOTICS M COMPACT ASYNCHRONOUS MOTOR 1000RPM, 28KW, 267NM, 71A, 292V 1150RPM, 31KW, 257NM, 69A, 333V 1350RPM, 34KW, 241NM, 66A, 387V FORCED VENTILATION; DIRECTION OF AIR FLOW NDE --> DE; DEGREE OF PROTECTION IP55 W/O ENCODER DESIGN IM B5 (IMV 1,IM V3) SHAFT WITH FITTED KEY HALF-KEY BALANCING BEARING: STANDARD WITH FIXED BEARING, VIBRATION SEVERITY GRADE R/A; SHAFT AND FLANGE ACCURACY: R TERMINAL BOX (ABOVE) CABLE ENTRY ON THE ND-END SIGNAL CONNECTION LEFT | 7139 | TEM | 1 | MC | 230 | 1
1PH81651AD122CA1 | SIMOTICS M COMPACT ASYNCHRONOUS MOTOR 1000RPM, 28KW, 267NM, 71A, 292V 1150RPM, 31KW, 257NM, 69A, 333V 1350RPM, 34KW, 241NM, 66A, 387V FORCED VENTILATION; DIRECTION OF AIR FLOW NDE --> DE; DEGREE OF PROTECTION IP55 W/O ENCODER DESIGN IM B5 (IMV 1,IM V3) SHAFT WITH FITTED KEY HALF-KEY BALANCING BEARING: STANDARD WITH FIXED BEARING, VIBRATION SEVERITY GRADE S/A; SHAFT AND FLANGE ACCURACY: R TERMINAL BOX (ABOVE) CABLE ENTRY ON THE RIGHT SIGNAL CONNECTION D-END | 7334 | TEM | 1 | MC | 230 | 1
1PH81651AD122CB1 | SIMOTICS M COMPACT ASYNCHRONOUS MOTOR 1000RPM, 28KW, 267NM, 71A, 292V 1150RPM, 31KW, 257NM, 69A, 333V 1350RPM, 34KW, 241NM, 66A, 387V FORCED VENTILATION; DIRECTION OF AIR FLOW NDE --> DE; DEGREE OF PROTECTION IP55 W/O ENCODER DESIGN IM B5 (IMV 1,IM V3) SHAFT WITH FITTED KEY HALF-KEY BALANCING BEARING: STANDARD WITH FIXED BEARING, VIBRATION SEVERITY GRADE S/A; SHAFT AND FLANGE ACCURACY: R TERMINAL BOX (ABOVE) CABLE ENTRY ON THE LEFT SIGNAL CONNECTION D-END | 7334 | TEM | 1 | MC | 230 | 1
1PH81651AD122CC1 | SIMOTICS M COMPACT ASYNCHRONOUS MOTOR 1000RPM, 28KW, 267NM, 71A, 292V 1150RPM, 31KW, 257NM, 69A, 333V 1350RPM, 34KW, 241NM, 66A, 387V FORCED VENTILATION; DIRECTION OF AIR FLOW NDE --> DE; DEGREE OF PROTECTION IP55 W/O ENCODER DESIGN IM B5 (IMV 1,IM V3) SHAFT WITH FITTED KEY HALF-KEY BALANCING BEARING: STANDARD WITH FIXED BEARING, VIBRATION SEVERITY GRADE S/A; SHAFT AND FLANGE ACCURACY: R TERMINAL BOX (ABOVE) CABLE ENTRY ON THE ND-END SIGNAL CONNECTION LEFT | 7334 | TEM | 1 | MC | 230 | 1
1PH81651AD130BA1 | SIMOTICS M COMPACT ASYNCHRONOUS MOTOR 1000RPM, 28KW, 267NM, 71A, 292V 1150RPM, 31KW, 257NM, 69A, 333V 1350RPM, 34KW, 241NM, 66A, 387V FORCED VENTILATION; DIRECTION OF AIR FLOW NDE --> DE; DEGREE OF PROTECTION IP55 W/O ENCODER DESIGN IM B35 (IM V15, IM V35) PLAIN SHAFT WITHOUT FITTED KEY; BEARING: STANDARD WITH FIXED BEARING, VIBRATION SEVERITY GRADE R/A; SHAFT AND FLANGE ACCURACY: R TERMINAL BOX (ABOVE) CABLE ENTRY ON THE RIGHT SIGNAL CONNECTION D-END | 6944 | TEM | 1 | MC | 230 | 1
1PH81651AD130BB1 | SIMOTICS M COMPACT ASYNCHRONOUS MOTOR 1000RPM, 28KW, 267NM, 71A, 292V 1150RPM, 31KW, 257NM, 69A, 333V 1350RPM, 34KW, 241NM, 66A, 387V FORCED VENTILATION; DIRECTION OF AIR FLOW NDE --> DE; DEGREE OF PROTECTION IP55 W/O ENCODER DESIGN IM B35 (IM V15, IM V35) PLAIN SHAFT WITHOUT FITTED KEY; BEARING: STANDARD WITH FIXED BEARING, VIBRATION SEVERITY GRADE R/A; SHAFT AND FLANGE ACCURACY: R TERMINAL BOX (ABOVE) CABLE ENTRY ON THE LEFT SIGNAL CONNECTION D-END | 6944 | TEM | 1 | MC | 230 | 1
1PH81651AD130BC1 | SIMOTICS M COMPACT ASYNCHRONOUS MOTOR 1000RPM, 28KW, 267NM, 71A, 292V 1150RPM, 31KW, 257NM, 69A, 333V 1350RPM, 34KW, 241NM, 66A, 387V FORCED VENTILATION; DIRECTION OF AIR FLOW NDE --> DE; DEGREE OF PROTECTION IP55 W/O ENCODER DESIGN IM B35 (IM V15, IM V35) PLAIN SHAFT WITHOUT FITTED KEY; BEARING: STANDARD WITH FIXED BEARING, VIBRATION SEVERITY GRADE R/A; SHAFT AND FLANGE ACCURACY: R TERMINAL BOX (ABOVE) CABLE ENTRY ON THE ND-END SIGNAL CONNECTION LEFT | 6944 | TEM | 1 | MC | 230 | 1
1PH81651AD130CA1 | SIMOTICS M COMPACT ASYNCHRONOUS MOTOR 1000RPM, 28KW, 267NM, 71A, 292V 1150RPM, 31KW, 257NM, 69A, 333V 1350RPM, 34KW, 241NM, 66A, 387V FORCED VENTILATION; DIRECTION OF AIR FLOW NDE --> DE; DEGREE OF PROTECTION IP55 W/O ENCODER DESIGN IM B35 (IM V15, IM V35) PLAIN SHAFT WITHOUT FITTED KEY; BEARING: STANDARD WITH FIXED BEARING, VIBRATION SEVERITY GRADE S/A; SHAFT AND FLANGE ACCURACY: R TERMINAL BOX (ABOVE) CABLE ENTRY ON THE RIGHT SIGNAL CONNECTION D-END | 7139 | TEM | 1 | MC | 230 | 1
1PH81651AD130CB1 | SIMOTICS M COMPACT ASYNCHRONOUS MOTOR 1000RPM, 28KW, 267NM, 71A, 292V 1150RPM, 31KW, 257NM, 69A, 333V 1350RPM, 34KW, 241NM, 66A, 387V FORCED VENTILATION; DIRECTION OF AIR FLOW NDE --> DE; DEGREE OF PROTECTION IP55 W/O ENCODER DESIGN IM B35 (IM V15, IM V35) PLAIN SHAFT WITHOUT FITTED KEY; BEARING: STANDARD WITH FIXED BEARING, VIBRATION SEVERITY GRADE S/A; SHAFT AND FLANGE ACCURACY: R TERMINAL BOX (ABOVE) CABLE ENTRY ON THE LEFT SIGNAL CONNECTION D-END | 7139 | TEM | 1 | MC | 230 | 1
1PH81651AD130CC1 | SIMOTICS M COMPACT ASYNCHRONOUS MOTOR 1000RPM, 28KW, 267NM, 71A, 292V 1150RPM, 31KW, 257NM, 69A, 333V 1350RPM, 34KW, 241NM, 66A, 387V FORCED VENTILATION; DIRECTION OF AIR FLOW NDE --> DE; DEGREE OF PROTECTION IP55 W/O ENCODER DESIGN IM B35 (IM V15, IM V35) PLAIN SHAFT WITHOUT FITTED KEY; BEARING: STANDARD WITH FIXED BEARING, VIBRATION SEVERITY GRADE S/A; SHAFT AND FLANGE ACCURACY: R TERMINAL BOX (ABOVE) CABLE ENTRY ON THE ND-END SIGNAL CONNECTION LEFT | 7139 | TEM | 1 | MC | 230 | 1
1PH81651AD132BA1 | SIMOTICS M COMPACT ASYNCHRONOUS MOTOR 1000RPM, 28KW, 267NM, 71A, 292V 1150RPM, 31KW, 257NM, 69A, 333V 1350RPM, 34KW, 241NM, 66A, 387V FORCED VENTILATION; DIRECTION OF AIR FLOW NDE --> DE; DEGREE OF PROTECTION IP55 W/O ENCODER DESIGN IM B35 (IM V15, IM V35) SHAFT WITH FITTED KEY HALF-KEY BALANCING BEARING: STANDARD WITH FIXED BEARING, VIBRATION SEVERITY GRADE R/A; SHAFT AND FLANGE ACCURACY: R TERMINAL BOX (ABOVE) CABLE ENTRY ON THE RIGHT SIGNAL CONNECTION D-END | 7139 | TEM | 1 | MC | 230 | 1
1PH81651AD132BB1 | SIMOTICS M COMPACT ASYNCHRONOUS MOTOR 1000RPM, 28KW, 267NM, 71A, 292V 1150RPM, 31KW, 257NM, 69A, 333V 1350RPM, 34KW, 241NM, 66A, 387V FORCED VENTILATION; DIRECTION OF AIR FLOW NDE --> DE; DEGREE OF PROTECTION IP55 W/O ENCODER DESIGN IM B35 (IM V15, IM V35) SHAFT WITH FITTED KEY HALF-KEY BALANCING BEARING: STANDARD WITH FIXED BEARING, VIBRATION SEVERITY GRADE R/A; SHAFT AND FLANGE ACCURACY: R TERMINAL BOX (ABOVE) CABLE ENTRY ON THE LEFT SIGNAL CONNECTION D-END | 7139 | TEM | 1 | MC | 230 | 1
1PH81651AD132BC1 | SIMOTICS M COMPACT ASYNCHRONOUS MOTOR 1000RPM, 28KW, 267NM, 71A, 292V 1150RPM, 31KW, 257NM, 69A, 333V 1350RPM, 34KW, 241NM, 66A, 387V FORCED VENTILATION; DIRECTION OF AIR FLOW NDE --> DE; DEGREE OF PROTECTION IP55 W/O ENCODER DESIGN IM B35 (IM V15, IM V35) SHAFT WITH FITTED KEY HALF-KEY BALANCING BEARING: STANDARD WITH FIXED BEARING, VIBRATION SEVERITY GRADE R/A; SHAFT AND FLANGE ACCURACY: R TERMINAL BOX (ABOVE) CABLE ENTRY ON THE ND-END SIGNAL CONNECTION LEFT | 7139 | TEM | 1 | MC | 230 | 1
1PH81651AD132CA1 | SIMOTICS M COMPACT ASYNCHRONOUS MOTOR 1000RPM, 28KW, 267NM, 71A, 292V 1150RPM, 31KW, 257NM, 69A, 333V 1350RPM, 34KW, 241NM, 66A, 387V FORCED VENTILATION; DIRECTION OF AIR FLOW NDE --> DE; DEGREE OF PROTECTION IP55 W/O ENCODER DESIGN IM B35 (IM V15, IM V35) SHAFT WITH FITTED KEY HALF-KEY BALANCING BEARING: STANDARD WITH FIXED BEARING, VIBRATION SEVERITY GRADE S/A; SHAFT AND FLANGE ACCURACY: R TERMINAL BOX (ABOVE) CABLE ENTRY ON THE RIGHT SIGNAL CONNECTION D-END | 7334 | TEM | 1 | MC | 230 | 1
1PH81651AD132CB1 | SIMOTICS M COMPACT ASYNCHRONOUS MOTOR 1000RPM, 28KW, 267NM, 71A, 292V 1150RPM, 31KW, 257NM, 69A, 333V 1350RPM, 34KW, 241NM, 66A, 387V FORCED VENTILATION; DIRECTION OF AIR FLOW NDE --> DE; DEGREE OF PROTECTION IP55 W/O ENCODER DESIGN IM B35 (IM V15, IM V35) SHAFT WITH FITTED KEY HALF-KEY BALANCING BEARING: STANDARD WITH FIXED BEARING, VIBRATION SEVERITY GRADE S/A; SHAFT AND FLANGE ACCURACY: R TERMINAL BOX (ABOVE) CABLE ENTRY ON THE LEFT SIGNAL CONNECTION D-END | 7334 | TEM | 1 | MC | 230 | 1
1PH81651AD132CC1 | SIMOTICS M COMPACT ASYNCHRONOUS MOTOR 1000RPM, 28KW, 267NM, 71A, 292V 1150RPM, 31KW, 257NM, 69A, 333V 1350RPM, 34KW, 241NM, 66A, 387V FORCED VENTILATION; DIRECTION OF AIR FLOW NDE --> DE; DEGREE OF PROTECTION IP55 W/O ENCODER DESIGN IM B35 (IM V15, IM V35) SHAFT WITH FITTED KEY HALF-KEY BALANCING BEARING: STANDARD WITH FIXED BEARING, VIBRATION SEVERITY GRADE S/A; SHAFT AND FLANGE ACCURACY: R TERMINAL BOX (ABOVE) CABLE ENTRY ON THE ND-END SIGNAL CONNECTION LEFT | 7334 | TEM | 1 | MC | 230 | 1
1PH81651AF001BA1 | SIMOTICS M COMPACT ASYNCHRONOUS MOTOR 1500RPM, 37KW, 236NM, 78A, 350V 1750RPM, 41KW, 224NM, 76A, 400V 2000RPM, 45KW, 215NM, 75A, 440V FORCED VENTILATION; DIRECTION OF AIR FLOW DE --> NDE; DEGREE OF PROTECTION IP55 W/O ENCODER DESIGN IM B3 (IM V5, IM V6) SHAFT WITH FITTED KEY FULL-KEY BALANCING BEARING: STANDARD WITH FIXED BEARING, VIBRATION SEVERITY GRADE R/A; SHAFT AND FLANGE ACCURACY: R TERMINAL BOX (ABOVE) CABLE ENTRY ON THE RIGHT SIGNAL CONNECTION D-END | 6489 | TEM | 1 | MC | 230 | 1
1PH81651AF002BA1 | SIMOTICS M COMPACT ASYNCHRONOUS MOTOR 1500RPM, 37KW, 236NM, 78A, 350V 1750RPM, 41KW, 224NM, 76A, 400V 2000RPM, 45KW, 215NM, 75A, 440V FORCED VENTILATION; DIRECTION OF AIR FLOW DE --> NDE; DEGREE OF PROTECTION IP55 W/O ENCODER DESIGN IM B3 (IM V5, IM V6) SHAFT WITH FITTED KEY HALF-KEY BALANCING BEARING: STANDARD WITH FIXED BEARING, VIBRATION SEVERITY GRADE R/A; SHAFT AND FLANGE ACCURACY: R TERMINAL BOX (ABOVE) CABLE ENTRY ON THE RIGHT SIGNAL CONNECTION D-END | 6489 | TEM | 1 | MC | 230 | 1
1PH81651AF002BC1 | SIMOTICS M COMPACT ASYNCHRONOUS MOTOR 1500RPM, 37KW, 236NM, 78A, 350V 1750RPM, 41KW, 224NM, 76A, 400V 2000RPM, 45KW, 215NM, 75A, 440V FORCED VENTILATION; DIRECTION OF AIR FLOW DE --> NDE; DEGREE OF PROTECTION IP55 W/O ENCODER DESIGN IM B3 (IM V5, IM V6) SHAFT WITH FITTED KEY HALF-KEY BALANCING BEARING: STANDARD WITH FIXED BEARING, VIBRATION SEVERITY GRADE R/A; SHAFT AND FLANGE ACCURACY: R TERMINAL BOX (ABOVE) CABLE ENTRY ON THE ND-END SIGNAL CONNECTION LEFT | 6489 | TEM | 1 | MC | 230 | 1
1PH81651AF002QA1 | SIMOTICS M COMPACT ASYNCHRONOUS MOTOR 1500RPM, 37KW, 236NM, 78A, 350V 1750RPM, 41KW, 224NM, 76A, 400V 2000RPM, 45KW, 215NM, 75A, 440V FORCED VENTILATION; DIRECTION OF AIR FLOW DE --> NDE; DEGREE OF PROTECTION IP55 W/O ENCODER DESIGN IM B3 (IM V5, IM V6) SHAFT WITH FITTED KEY HALF-KEY BALANCING BEARING: ADVANCED LIFETIME VIBRATION SEVERITY S/A SHAFT A. FLANGE ACCURACY GR. R TERMINAL BOX (ABOVE) CABLE ENTRY ON THE RIGHT SIGNAL CONNECTION D-END | 7014 | TEM | 1 | MC | 230 | 1
1PH81651AF022BA1 | SIMOTICS M COMPACT ASYNCHRONOUS MOTOR 1500RPM, 37KW, 236NM, 78A, 350V 1750RPM, 41KW, 224NM, 76A, 400V 2000RPM, 45KW, 215NM, 75A, 440V FORCED VENTILATION; DIRECTION OF AIR FLOW DE --> NDE; DEGREE OF PROTECTION IP55 W/O ENCODER DESIGN IM B5 (IMV 1,IM V3) SHAFT WITH FITTED KEY HALF-KEY BALANCING BEARING: STANDARD WITH FIXED BEARING, VIBRATION SEVERITY GRADE R/A; SHAFT AND FLANGE ACCURACY: R TERMINAL BOX (ABOVE) CABLE ENTRY ON THE RIGHT SIGNAL CONNECTION D-END | 7139 | TEM | 1 | MC | 230 | 1
1PH81651AF032BA1 | SIMOTICS M COMPACT ASYNCHRONOUS MOTOR 1500RPM, 37KW, 236NM, 78A, 350V 1750RPM, 41KW, 224NM, 76A, 400V 2000RPM, 45KW, 215NM, 75A, 440V FORCED VENTILATION; DIRECTION OF AIR FLOW DE --> NDE; DEGREE OF PROTECTION IP55 W/O ENCODER DESIGN IM B35 (IM V15, IM V35) SHAFT WITH FITTED KEY HALF-KEY BALANCING BEARING: STANDARD WITH FIXED BEARING, VIBRATION SEVERITY GRADE R/A; SHAFT AND FLANGE ACCURACY: R TERMINAL BOX (ABOVE) CABLE ENTRY ON THE RIGHT SIGNAL CONNECTION D-END | 7139 | TEM | 1 | MC | 230 | 1
1PH81651AF100BA1 | SIMOTICS M COMPACT ASYNCHRONOUS MOTOR 1500RPM, 37KW, 236NM, 78A, 350V 1750RPM, 41KW, 224NM, 76A, 400V 2000RPM, 45KW, 215NM, 75A, 440V FORCED VENTILATION; DIRECTION OF AIR FLOW NDE --> DE; DEGREE OF PROTECTION IP55 W/O ENCODER DESIGN IM B3 (IM V5, IM V6) PLAIN SHAFT WITHOUT FITTED KEY; BEARING: STANDARD WITH FIXED BEARING, VIBRATION SEVERITY GRADE R/A; SHAFT AND FLANGE ACCURACY: R TERMINAL BOX (ABOVE) CABLE ENTRY ON THE RIGHT SIGNAL CONNECTION D-END | 6294 | TEM | 1 | MC | 230 | 1
1PH81651AF100BB1 | SIMOTICS M COMPACT ASYNCHRONOUS MOTOR 1500RPM, 37KW, 236NM, 78A, 350V 1750RPM, 41KW, 224NM, 76A, 400V 2000RPM, 45KW, 215NM, 75A, 440V FORCED VENTILATION; DIRECTION OF AIR FLOW NDE --> DE; DEGREE OF PROTECTION IP55 W/O ENCODER DESIGN IM B3 (IM V5, IM V6) PLAIN SHAFT WITHOUT FITTED KEY; BEARING: STANDARD WITH FIXED BEARING, VIBRATION SEVERITY GRADE R/A; SHAFT AND FLANGE ACCURACY: R TERMINAL BOX (ABOVE) CABLE ENTRY ON THE LEFT SIGNAL CONNECTION D-END | 6294 | TEM | 1 | MC | 230 | 1
1PH81651AF100BC1 | SIMOTICS M COMPACT ASYNCHRONOUS MOTOR 1500RPM, 37KW, 236NM, 78A, 350V 1750RPM, 41KW, 224NM, 76A, 400V 2000RPM, 45KW, 215NM, 75A, 440V FORCED VENTILATION; DIRECTION OF AIR FLOW NDE --> DE; DEGREE OF PROTECTION IP55 W/O ENCODER DESIGN IM B3 (IM V5, IM V6) PLAIN SHAFT WITHOUT FITTED KEY; BEARING: STANDARD WITH FIXED BEARING, VIBRATION SEVERITY GRADE R/A; SHAFT AND FLANGE ACCURACY: R TERMINAL BOX (ABOVE) CABLE ENTRY ON THE ND-END SIGNAL CONNECTION LEFT | 6294 | TEM | 1 | MC | 230 | 1
1PH81651AF100CA1 | SIMOTICS M COMPACT ASYNCHRONOUS MOTOR 1500RPM, 37KW, 236NM, 78A, 350V 1750RPM, 41KW, 224NM, 76A, 400V 2000RPM, 45KW, 215NM, 75A, 440V FORCED VENTILATION; DIRECTION OF AIR FLOW NDE --> DE; DEGREE OF PROTECTION IP55 W/O ENCODER DESIGN IM B3 (IM V5, IM V6) PLAIN SHAFT WITHOUT FITTED KEY; BEARING: STANDARD WITH FIXED BEARING, VIBRATION SEVERITY GRADE S/A; SHAFT AND FLANGE ACCURACY: R TERMINAL BOX (ABOVE) CABLE ENTRY ON THE RIGHT SIGNAL CONNECTION D-END | 6489 | TEM | 1 | MC | 230 | 1
1PH81651AF100CB1 | SIMOTICS M COMPACT ASYNCHRONOUS MOTOR 1500RPM, 37KW, 236NM, 78A, 350V 1750RPM, 41KW, 224NM, 76A, 400V 2000RPM, 45KW, 215NM, 75A, 440V FORCED VENTILATION; DIRECTION OF AIR FLOW NDE --> DE; DEGREE OF PROTECTION IP55 W/O ENCODER DESIGN IM B3 (IM V5, IM V6) PLAIN SHAFT WITHOUT FITTED KEY; BEARING: STANDARD WITH FIXED BEARING, VIBRATION SEVERITY GRADE S/A; SHAFT AND FLANGE ACCURACY: R TERMINAL BOX (ABOVE) CABLE ENTRY ON THE LEFT SIGNAL CONNECTION D-END | 6489 | TEM | 1 | MC | 230 | 1
1PH81651AF100CC1 | SIMOTICS M COMPACT ASYNCHRONOUS MOTOR 1500RPM, 37KW, 236NM, 78A, 350V 1750RPM, 41KW, 224NM, 76A, 400V 2000RPM, 45KW, 215NM, 75A, 440V FORCED VENTILATION; DIRECTION OF AIR FLOW NDE --> DE; DEGREE OF PROTECTION IP55 W/O ENCODER DESIGN IM B3 (IM V5, IM V6) PLAIN SHAFT WITHOUT FITTED KEY; BEARING: STANDARD WITH FIXED BEARING, VIBRATION SEVERITY GRADE S/A; SHAFT AND FLANGE ACCURACY: R TERMINAL BOX (ABOVE) CABLE ENTRY ON THE ND-END SIGNAL CONNECTION LEFT | 6489 | TEM | 1 | MC | 230 | 1
1PH81651AF100QB1 | SIMOTICS M COMPACT ASYNCHRONOUS MOTOR 1500RPM, 37KW, 236NM, 78A, 350V 1750RPM, 41KW, 224NM, 76A, 400V 2000RPM, 45KW, 215NM, 75A, 440V FORCED VENTILATION; DIRECTION OF AIR FLOW NDE --> DE; DEGREE OF PROTECTION IP55 W/O ENCODER DESIGN IM B3 (IM V5, IM V6) PLAIN SHAFT WITHOUT FITTED KEY; BEARING: ADVANCED LIFETIME VIBRATION SEVERITY S/A SHAFT A. FLANGE ACCURACY GR. R TERMINAL BOX (ABOVE) CABLE ENTRY ON THE LEFT SIGNAL CONNECTION D-END | 6819 | TEM | 1 | MC | 230 | 1
1PH81651AF102BA1 | SIMOTICS M COMPACT ASYNCHRONOUS MOTOR 1500RPM, 37KW, 236NM, 78A, 350V 1750RPM, 41KW, 224NM, 76A, 400V 2000RPM, 45KW, 215NM, 75A, 440V FORCED VENTILATION; DIRECTION OF AIR FLOW NDE --> DE; DEGREE OF PROTECTION IP55 W/O ENCODER DESIGN IM B3 (IM V5, IM V6) SHAFT WITH FITTED KEY HALF-KEY BALANCING BEARING: STANDARD WITH FIXED BEARING, VIBRATION SEVERITY GRADE R/A; SHAFT AND FLANGE ACCURACY: R TERMINAL BOX (ABOVE) CABLE ENTRY ON THE RIGHT SIGNAL CONNECTION D-END | 6489 | TEM | 1 | MC | 230 | 1
1PH81651AF102BB1 | SIMOTICS M COMPACT ASYNCHRONOUS MOTOR 1500RPM, 37KW, 236NM, 78A, 350V 1750RPM, 41KW, 224NM, 76A, 400V 2000RPM, 45KW, 215NM, 75A, 440V FORCED VENTILATION; DIRECTION OF AIR FLOW NDE --> DE; DEGREE OF PROTECTION IP55 W/O ENCODER DESIGN IM B3 (IM V5, IM V6) SHAFT WITH FITTED KEY HALF-KEY BALANCING BEARING: STANDARD WITH FIXED BEARING, VIBRATION SEVERITY GRADE R/A; SHAFT AND FLANGE ACCURACY: R TERMINAL BOX (ABOVE) CABLE ENTRY ON THE LEFT SIGNAL CONNECTION D-END | 6489 | TEM | 1 | MC | 230 | 1
1PH81651AF102BC1 | SIMOTICS M COMPACT ASYNCHRONOUS MOTOR 1500RPM, 37KW, 236NM, 78A, 350V 1750RPM, 41KW, 224NM, 76A, 400V 2000RPM, 45KW, 215NM, 75A, 440V FORCED VENTILATION; DIRECTION OF AIR FLOW NDE --> DE; DEGREE OF PROTECTION IP55 W/O ENCODER DESIGN IM B3 (IM V5, IM V6) SHAFT WITH FITTED KEY HALF-KEY BALANCING BEARING: STANDARD WITH FIXED BEARING, VIBRATION SEVERITY GRADE R/A; SHAFT AND FLANGE ACCURACY: R TERMINAL BOX (ABOVE) CABLE ENTRY ON THE ND-END SIGNAL CONNECTION LEFT | 6489 | TEM | 1 | MC | 230 | 1
1PH81651AF102CA1 | SIMOTICS M COMPACT ASYNCHRONOUS MOTOR 1500RPM, 37KW, 236NM, 78A, 350V 1750RPM, 41KW, 224NM, 76A, 400V 2000RPM, 45KW, 215NM, 75A, 440V FORCED VENTILATION; DIRECTION OF AIR FLOW NDE --> DE; DEGREE OF PROTECTION IP55 W/O ENCODER DESIGN IM B3 (IM V5, IM V6) SHAFT WITH FITTED KEY HALF-KEY BALANCING BEARING: STANDARD WITH FIXED BEARING, VIBRATION SEVERITY GRADE S/A; SHAFT AND FLANGE ACCURACY: R TERMINAL BOX (ABOVE) CABLE ENTRY ON THE RIGHT SIGNAL CONNECTION D-END | 6684 | TEM | 1 | MC | 230 | 1
1PH81651AF102CB1 | SIMOTICS M COMPACT ASYNCHRONOUS MOTOR 1500RPM, 37KW, 236NM, 78A, 350V 1750RPM, 41KW, 224NM, 76A, 400V 2000RPM, 45KW, 215NM, 75A, 440V FORCED VENTILATION; DIRECTION OF AIR FLOW NDE --> DE; DEGREE OF PROTECTION IP55 W/O ENCODER DESIGN IM B3 (IM V5, IM V6) SHAFT WITH FITTED KEY HALF-KEY BALANCING BEARING: STANDARD WITH FIXED BEARING, VIBRATION SEVERITY GRADE S/A; SHAFT AND FLANGE ACCURACY: R TERMINAL BOX (ABOVE) CABLE ENTRY ON THE LEFT SIGNAL CONNECTION D-END | 6684 | TEM | 1 | MC | 230 | 1
1PH81651AF102CC1 | SIMOTICS M COMPACT ASYNCHRONOUS MOTOR 1500RPM, 37KW, 236NM, 78A, 350V 1750RPM, 41KW, 224NM, 76A, 400V 2000RPM, 45KW, 215NM, 75A, 440V FORCED VENTILATION; DIRECTION OF AIR FLOW NDE --> DE; DEGREE OF PROTECTION IP55 W/O ENCODER DESIGN IM B3 (IM V5, IM V6) SHAFT WITH FITTED KEY HALF-KEY BALANCING BEARING: STANDARD WITH FIXED BEARING, VIBRATION SEVERITY GRADE S/A; SHAFT AND FLANGE ACCURACY: R TERMINAL BOX (ABOVE) CABLE ENTRY ON THE ND-END SIGNAL CONNECTION LEFT | 6684 | TEM | 1 | MC | 230 | 1
1PH81651AF102DA1 | SIMOTICS M COMPACT ASYNCHRONOUS MOTOR 1500RPM, 37KW, 236NM, 78A, 350V 1750RPM, 41KW, 224NM, 76A, 400V 2000RPM, 45KW, 215NM, 75A, 440V FORCED VENTILATION; DIRECTION OF AIR FLOW NDE --> DE; DEGREE OF PROTECTION IP55 W/O ENCODER DESIGN IM B3 (IM V5, IM V6) SHAFT WITH FITTED KEY HALF-KEY BALANCING BEARING: STANDARD WITH FIXED BEARING, VIBRATION SEVERITY GRADE SR/A; SHAFT AND FLANGE ACCURACY: R TERMINAL BOX (ABOVE) CABLE ENTRY ON THE RIGHT SIGNAL CONNECTION D-END | 6776 | TEM | 1 | MC | 230 | 1
1PH81651AF120BA1 | SIMOTICS M COMPACT ASYNCHRONOUS MOTOR 1500RPM, 37KW, 236NM, 78A, 350V 1750RPM, 41KW, 224NM, 76A, 400V 2000RPM, 45KW, 215NM, 75A, 440V FORCED VENTILATION; DIRECTION OF AIR FLOW NDE --> DE; DEGREE OF PROTECTION IP55 W/O ENCODER DESIGN IM B5 (IMV 1,IM V3) PLAIN SHAFT WITHOUT FITTED KEY; BEARING: STANDARD WITH FIXED BEARING, VIBRATION SEVERITY GRADE R/A; SHAFT AND FLANGE ACCURACY: R TERMINAL BOX (ABOVE) CABLE ENTRY ON THE RIGHT SIGNAL CONNECTION D-END | 6944 | TEM | 1 | MC | 230 | 1
1PH81651AF120BB1 | SIMOTICS M COMPACT ASYNCHRONOUS MOTOR 1500RPM, 37KW, 236NM, 78A, 350V 1750RPM, 41KW, 224NM, 76A, 400V 2000RPM, 45KW, 215NM, 75A, 440V FORCED VENTILATION; DIRECTION OF AIR FLOW NDE --> DE; DEGREE OF PROTECTION IP55 W/O ENCODER DESIGN IM B5 (IMV 1,IM V3) PLAIN SHAFT WITHOUT FITTED KEY; BEARING: STANDARD WITH FIXED BEARING, VIBRATION SEVERITY GRADE R/A; SHAFT AND FLANGE ACCURACY: R TERMINAL BOX (ABOVE) CABLE ENTRY ON THE LEFT SIGNAL CONNECTION D-END | 6944 | TEM | 1 | MC | 230 | 1
1PH81651AF120BC1 | SIMOTICS M COMPACT ASYNCHRONOUS MOTOR 1500RPM, 37KW, 236NM, 78A, 350V 1750RPM, 41KW, 224NM, 76A, 400V 2000RPM, 45KW, 215NM, 75A, 440V FORCED VENTILATION; DIRECTION OF AIR FLOW NDE --> DE; DEGREE OF PROTECTION IP55 W/O ENCODER DESIGN IM B5 (IMV 1,IM V3) PLAIN SHAFT WITHOUT FITTED KEY; BEARING: STANDARD WITH FIXED BEARING, VIBRATION SEVERITY GRADE R/A; SHAFT AND FLANGE ACCURACY: R TERMINAL BOX (ABOVE) CABLE ENTRY ON THE ND-END SIGNAL CONNECTION LEFT | 6944 | TEM | 1 | MC | 230 | 1
1PH81651AF120CA1 | SIMOTICS M COMPACT ASYNCHRONOUS MOTOR 1500RPM, 37KW, 236NM, 78A, 350V 1750RPM, 41KW, 224NM, 76A, 400V 2000RPM, 45KW, 215NM, 75A, 440V FORCED VENTILATION; DIRECTION OF AIR FLOW NDE --> DE; DEGREE OF PROTECTION IP55 W/O ENCODER DESIGN IM B5 (IMV 1,IM V3) PLAIN SHAFT WITHOUT FITTED KEY; BEARING: STANDARD WITH FIXED BEARING, VIBRATION SEVERITY GRADE S/A; SHAFT AND FLANGE ACCURACY: R TERMINAL BOX (ABOVE) CABLE ENTRY ON THE RIGHT SIGNAL CONNECTION D-END | 7139 | TEM | 1 | MC | 230 | 1
1PH81651AF120CB1 | SIMOTICS M COMPACT ASYNCHRONOUS MOTOR 1500RPM, 37KW, 236NM, 78A, 350V 1750RPM, 41KW, 224NM, 76A, 400V 2000RPM, 45KW, 215NM, 75A, 440V FORCED VENTILATION; DIRECTION OF AIR FLOW NDE --> DE; DEGREE OF PROTECTION IP55 W/O ENCODER DESIGN IM B5 (IMV 1,IM V3) PLAIN SHAFT WITHOUT FITTED KEY; BEARING: STANDARD WITH FIXED BEARING, VIBRATION SEVERITY GRADE S/A; SHAFT AND FLANGE ACCURACY: R TERMINAL BOX (ABOVE) CABLE ENTRY ON THE LEFT SIGNAL CONNECTION D-END | 7139 | TEM | 1 | MC | 230 | 1
1PH81651AF120CC1 | SIMOTICS M COMPACT ASYNCHRONOUS MOTOR 1500RPM, 37KW, 236NM, 78A, 350V 1750RPM, 41KW, 224NM, 76A, 400V 2000RPM, 45KW, 215NM, 75A, 440V FORCED VENTILATION; DIRECTION OF AIR FLOW NDE --> DE; DEGREE OF PROTECTION IP55 W/O ENCODER DESIGN IM B5 (IMV 1,IM V3) PLAIN SHAFT WITHOUT FITTED KEY; BEARING: STANDARD WITH FIXED BEARING, VIBRATION SEVERITY GRADE S/A; SHAFT AND FLANGE ACCURACY: R TERMINAL BOX (ABOVE) CABLE ENTRY ON THE ND-END SIGNAL CONNECTION LEFT | 7139 | TEM | 1 | MC | 230 | 1
1PH81651AF122BA1 | SIMOTICS M COMPACT ASYNCHRONOUS MOTOR 1500RPM, 37KW, 236NM, 78A, 350V 1750RPM, 41KW, 224NM, 76A, 400V 2000RPM, 45KW, 215NM, 75A, 440V FORCED VENTILATION; DIRECTION OF AIR FLOW NDE --> DE; DEGREE OF PROTECTION IP55 W/O ENCODER DESIGN IM B5 (IMV 1,IM V3) SHAFT WITH FITTED KEY HALF-KEY BALANCING BEARING: STANDARD WITH FIXED BEARING, VIBRATION SEVERITY GRADE R/A; SHAFT AND FLANGE ACCURACY: R TERMINAL BOX (ABOVE) CABLE ENTRY ON THE RIGHT SIGNAL CONNECTION D-END | 7139 | TEM | 1 | MC | 230 | 1
1PH81651AF122BB1 | SIMOTICS M COMPACT ASYNCHRONOUS MOTOR 1500RPM, 37KW, 236NM, 78A, 350V 1750RPM, 41KW, 224NM, 76A, 400V 2000RPM, 45KW, 215NM, 75A, 440V FORCED VENTILATION; DIRECTION OF AIR FLOW NDE --> DE; DEGREE OF PROTECTION IP55 W/O ENCODER DESIGN IM B5 (IMV 1,IM V3) SHAFT WITH FITTED KEY HALF-KEY BALANCING BEARING: STANDARD WITH FIXED BEARING, VIBRATION SEVERITY GRADE R/A; SHAFT AND FLANGE ACCURACY: R TERMINAL BOX (ABOVE) CABLE ENTRY ON THE LEFT SIGNAL CONNECTION D-END | 7139 | TEM | 1 | MC | 230 | 1
1PH81651AF122BC1 | SIMOTICS M COMPACT ASYNCHRONOUS MOTOR 1500RPM, 37KW, 236NM, 78A, 350V 1750RPM, 41KW, 224NM, 76A, 400V 2000RPM, 45KW, 215NM, 75A, 440V FORCED VENTILATION; DIRECTION OF AIR FLOW NDE --> DE; DEGREE OF PROTECTION IP55 W/O ENCODER DESIGN IM B5 (IMV 1,IM V3) SHAFT WITH FITTED KEY HALF-KEY BALANCING BEARING: STANDARD WITH FIXED BEARING, VIBRATION SEVERITY GRADE R/A; SHAFT AND FLANGE ACCURACY: R TERMINAL BOX (ABOVE) CABLE ENTRY ON THE ND-END SIGNAL CONNECTION LEFT | 7139 | TEM | 1 | MC | 230 | 1
1PH81651AF122CA1 | SIMOTICS M COMPACT ASYNCHRONOUS MOTOR 1500RPM, 37KW, 236NM, 78A, 350V 1750RPM, 41KW, 224NM, 76A, 400V 2000RPM, 45KW, 215NM, 75A, 440V FORCED VENTILATION; DIRECTION OF AIR FLOW NDE --> DE; DEGREE OF PROTECTION IP55 W/O ENCODER DESIGN IM B5 (IMV 1,IM V3) SHAFT WITH FITTED KEY HALF-KEY BALANCING BEARING: STANDARD WITH FIXED BEARING, VIBRATION SEVERITY GRADE S/A; SHAFT AND FLANGE ACCURACY: R TERMINAL BOX (ABOVE) CABLE ENTRY ON THE RIGHT SIGNAL CONNECTION D-END | 7334 | TEM | 1 | MC | 230 | 1
1PH81651AF122CB1 | SIMOTICS M COMPACT ASYNCHRONOUS MOTOR 1500RPM, 37KW, 236NM, 78A, 350V 1750RPM, 41KW, 224NM, 76A, 400V 2000RPM, 45KW, 215NM, 75A, 440V FORCED VENTILATION; DIRECTION OF AIR FLOW NDE --> DE; DEGREE OF PROTECTION IP55 W/O ENCODER DESIGN IM B5 (IMV 1,IM V3) SHAFT WITH FITTED KEY HALF-KEY BALANCING BEARING: STANDARD WITH FIXED BEARING, VIBRATION SEVERITY GRADE S/A; SHAFT AND FLANGE ACCURACY: R TERMINAL BOX (ABOVE) CABLE ENTRY ON THE LEFT SIGNAL CONNECTION D-END | 7334 | TEM | 1 | MC | 230 | 1
1PH81651AF122CC1 | SIMOTICS M COMPACT ASYNCHRONOUS MOTOR 1500RPM, 37KW, 236NM, 78A, 350V 1750RPM, 41KW, 224NM, 76A, 400V 2000RPM, 45KW, 215NM, 75A, 440V FORCED VENTILATION; DIRECTION OF AIR FLOW NDE --> DE; DEGREE OF PROTECTION IP55 W/O ENCODER DESIGN IM B5 (IMV 1,IM V3) SHAFT WITH FITTED KEY HALF-KEY BALANCING BEARING: STANDARD WITH FIXED BEARING, VIBRATION SEVERITY GRADE S/A; SHAFT AND FLANGE ACCURACY: R TERMINAL BOX (ABOVE) CABLE ENTRY ON THE ND-END SIGNAL CONNECTION LEFT | 7334 | TEM | 1 | MC | 230 | 1
1PH81651AF130BA1 | SIMOTICS M COMPACT ASYNCHRONOUS MOTOR 1500RPM, 37KW, 236NM, 78A, 350V 1750RPM, 41KW, 224NM, 76A, 400V 2000RPM, 45KW, 215NM, 75A, 440V FORCED VENTILATION; DIRECTION OF AIR FLOW NDE --> DE; DEGREE OF PROTECTION IP55 W/O ENCODER DESIGN IM B35 (IM V15, IM V35) PLAIN SHAFT WITHOUT FITTED KEY; BEARING: STANDARD WITH FIXED BEARING, VIBRATION SEVERITY GRADE R/A; SHAFT AND FLANGE ACCURACY: R TERMINAL BOX (ABOVE) CABLE ENTRY ON THE RIGHT SIGNAL CONNECTION D-END | 6944 | TEM | 1 | MC | 230 | 1
1PH81651AF130BB1 | SIMOTICS M COMPACT ASYNCHRONOUS MOTOR 1500RPM, 37KW, 236NM, 78A, 350V 1750RPM, 41KW, 224NM, 76A, 400V 2000RPM, 45KW, 215NM, 75A, 440V FORCED VENTILATION; DIRECTION OF AIR FLOW NDE --> DE; DEGREE OF PROTECTION IP55 W/O ENCODER DESIGN IM B35 (IM V15, IM V35) PLAIN SHAFT WITHOUT FITTED KEY; BEARING: STANDARD WITH FIXED BEARING, VIBRATION SEVERITY GRADE R/A; SHAFT AND FLANGE ACCURACY: R TERMINAL BOX (ABOVE) CABLE ENTRY ON THE LEFT SIGNAL CONNECTION D-END | 6944 | TEM | 1 | MC | 230 | 1
1PH81651AF130BC1 | SIMOTICS M COMPACT ASYNCHRONOUS MOTOR 1500RPM, 37KW, 236NM, 78A, 350V 1750RPM, 41KW, 224NM, 76A, 400V 2000RPM, 45KW, 215NM, 75A, 440V FORCED VENTILATION; DIRECTION OF AIR FLOW NDE --> DE; DEGREE OF PROTECTION IP55 W/O ENCODER DESIGN IM B35 (IM V15, IM V35) PLAIN SHAFT WITHOUT FITTED KEY; BEARING: STANDARD WITH FIXED BEARING, VIBRATION SEVERITY GRADE R/A; SHAFT AND FLANGE ACCURACY: R TERMINAL BOX (ABOVE) CABLE ENTRY ON THE ND-END SIGNAL CONNECTION LEFT | 6944 | TEM | 1 | MC | 230 | 1
1PH81651AF130CA1 | SIMOTICS M COMPACT ASYNCHRONOUS MOTOR 1500RPM, 37KW, 236NM, 78A, 350V 1750RPM, 41KW, 224NM, 76A, 400V 2000RPM, 45KW, 215NM, 75A, 440V FORCED VENTILATION; DIRECTION OF AIR FLOW NDE --> DE; DEGREE OF PROTECTION IP55 W/O ENCODER DESIGN IM B35 (IM V15, IM V35) PLAIN SHAFT WITHOUT FITTED KEY; BEARING: STANDARD WITH FIXED BEARING, VIBRATION SEVERITY GRADE S/A; SHAFT AND FLANGE ACCURACY: R TERMINAL BOX (ABOVE) CABLE ENTRY ON THE RIGHT SIGNAL CONNECTION D-END | 7139 | TEM | 1 | MC | 230 | 1
1PH81651AF130CB1 | SIMOTICS M COMPACT ASYNCHRONOUS MOTOR 1500RPM, 37KW, 236NM, 78A, 350V 1750RPM, 41KW, 224NM, 76A, 400V 2000RPM, 45KW, 215NM, 75A, 440V FORCED VENTILATION; DIRECTION OF AIR FLOW NDE --> DE; DEGREE OF PROTECTION IP55 W/O ENCODER DESIGN IM B35 (IM V15, IM V35) PLAIN SHAFT WITHOUT FITTED KEY; BEARING: STANDARD WITH FIXED BEARING, VIBRATION SEVERITY GRADE S/A; SHAFT AND FLANGE ACCURACY: R TERMINAL BOX (ABOVE) CABLE ENTRY ON THE LEFT SIGNAL CONNECTION D-END | 7139 | TEM | 1 | MC | 230 | 1
1PH81651AF130CC1 | SIMOTICS M COMPACT ASYNCHRONOUS MOTOR 1500RPM, 37KW, 236NM, 78A, 350V 1750RPM, 41KW, 224NM, 76A, 400V 2000RPM, 45KW, 215NM, 75A, 440V FORCED VENTILATION; DIRECTION OF AIR FLOW NDE --> DE; DEGREE OF PROTECTION IP55 W/O ENCODER DESIGN IM B35 (IM V15, IM V35) PLAIN SHAFT WITHOUT FITTED KEY; BEARING: STANDARD WITH FIXED BEARING, VIBRATION SEVERITY GRADE S/A; SHAFT AND FLANGE ACCURACY: R TERMINAL BOX (ABOVE) CABLE ENTRY ON THE ND-END SIGNAL CONNECTION LEFT | 7139 | TEM | 1 | MC | 230 | 1
1PH81651AF131BA1 | SIMOTICS M COMPACT ASYNCHRONOUS MOTOR 1500RPM, 37KW, 236NM, 78A, 350V 1750RPM, 41KW, 224NM, 76A, 400V 2000RPM, 45KW, 215NM, 75A, 440V FORCED VENTILATION; DIRECTION OF AIR FLOW NDE --> DE; DEGREE OF PROTECTION IP55 W/O ENCODER DESIGN IM B35 (IM V15, IM V35) SHAFT WITH FITTED KEY FULL-KEY BALANCING BEARING: STANDARD WITH FIXED BEARING, VIBRATION SEVERITY GRADE R/A; SHAFT AND FLANGE ACCURACY: R TERMINAL BOX (ABOVE) CABLE ENTRY ON THE RIGHT SIGNAL CONNECTION D-END | 7139 | TEM | 1 | MC | 230 | 1
1PH81651AF132BA1 | SIMOTICS M COMPACT ASYNCHRONOUS MOTOR 1500RPM, 37KW, 236NM, 78A, 350V 1750RPM, 41KW, 224NM, 76A, 400V 2000RPM, 45KW, 215NM, 75A, 440V FORCED VENTILATION; DIRECTION OF AIR FLOW NDE --> DE; DEGREE OF PROTECTION IP55 W/O ENCODER DESIGN IM B35 (IM V15, IM V35) SHAFT WITH FITTED KEY HALF-KEY BALANCING BEARING: STANDARD WITH FIXED BEARING, VIBRATION SEVERITY GRADE R/A; SHAFT AND FLANGE ACCURACY: R TERMINAL BOX (ABOVE) CABLE ENTRY ON THE RIGHT SIGNAL CONNECTION D-END | 7139 | TEM | 1 | MC | 230 | 1
1PH81651AF132BB1 | SIMOTICS M COMPACT ASYNCHRONOUS MOTOR 1500RPM, 37KW, 236NM, 78A, 350V 1750RPM, 41KW, 224NM, 76A, 400V 2000RPM, 45KW, 215NM, 75A, 440V FORCED VENTILATION; DIRECTION OF AIR FLOW NDE --> DE; DEGREE OF PROTECTION IP55 W/O ENCODER DESIGN IM B35 (IM V15, IM V35) SHAFT WITH FITTED KEY HALF-KEY BALANCING BEARING: STANDARD WITH FIXED BEARING, VIBRATION SEVERITY GRADE R/A; SHAFT AND FLANGE ACCURACY: R TERMINAL BOX (ABOVE) CABLE ENTRY ON THE LEFT SIGNAL CONNECTION D-END | 7139 | TEM | 1 | MC | 230 | 1
1PH81651AF132BC1 | SIMOTICS M COMPACT ASYNCHRONOUS MOTOR 1500RPM, 37KW, 236NM, 78A, 350V 1750RPM, 41KW, 224NM, 76A, 400V 2000RPM, 45KW, 215NM, 75A, 440V FORCED VENTILATION; DIRECTION OF AIR FLOW NDE --> DE; DEGREE OF PROTECTION IP55 W/O ENCODER DESIGN IM B35 (IM V15, IM V35) SHAFT WITH FITTED KEY HALF-KEY BALANCING BEARING: STANDARD WITH FIXED BEARING, VIBRATION SEVERITY GRADE R/A; SHAFT AND FLANGE ACCURACY: R TERMINAL BOX (ABOVE) CABLE ENTRY ON THE ND-END SIGNAL CONNECTION LEFT | 7139 | TEM | 1 | MC | 230 | 1
1PH81651AF132CA1 | SIMOTICS M COMPACT ASYNCHRONOUS MOTOR 1500RPM, 37KW, 236NM, 78A, 350V 1750RPM, 41KW, 224NM, 76A, 400V 2000RPM, 45KW, 215NM, 75A, 440V FORCED VENTILATION; DIRECTION OF AIR FLOW NDE --> DE; DEGREE OF PROTECTION IP55 W/O ENCODER DESIGN IM B35 (IM V15, IM V35) SHAFT WITH FITTED KEY HALF-KEY BALANCING BEARING: STANDARD WITH FIXED BEARING, VIBRATION SEVERITY GRADE S/A; SHAFT AND FLANGE ACCURACY: R TERMINAL BOX (ABOVE) CABLE ENTRY ON THE RIGHT SIGNAL CONNECTION D-END | 7334 | TEM | 1 | MC | 230 | 1
1PH81651AF132CB1 | SIMOTICS M COMPACT ASYNCHRONOUS MOTOR 1500RPM, 37KW, 236NM, 78A, 350V 1750RPM, 41KW, 224NM, 76A, 400V 2000RPM, 45KW, 215NM, 75A, 440V FORCED VENTILATION; DIRECTION OF AIR FLOW NDE --> DE; DEGREE OF PROTECTION IP55 W/O ENCODER DESIGN IM B35 (IM V15, IM V35) SHAFT WITH FITTED KEY HALF-KEY BALANCING BEARING: STANDARD WITH FIXED BEARING, VIBRATION SEVERITY GRADE S/A; SHAFT AND FLANGE ACCURACY: R TERMINAL BOX (ABOVE) CABLE ENTRY ON THE LEFT SIGNAL CONNECTION D-END | 7334 | TEM | 1 | MC | 230 | 1
1PH81651AF132CC1 | SIMOTICS M COMPACT ASYNCHRONOUS MOTOR 1500RPM, 37KW, 236NM, 78A, 350V 1750RPM, 41KW, 224NM, 76A, 400V 2000RPM, 45KW, 215NM, 75A, 440V FORCED VENTILATION; DIRECTION OF AIR FLOW NDE --> DE; DEGREE OF PROTECTION IP55 W/O ENCODER DESIGN IM B35 (IM V15, IM V35) SHAFT WITH FITTED KEY HALF-KEY BALANCING BEARING: STANDARD WITH FIXED BEARING, VIBRATION SEVERITY GRADE S/A; SHAFT AND FLANGE ACCURACY: R TERMINAL BOX (ABOVE) CABLE ENTRY ON THE ND-END SIGNAL CONNECTION LEFT | 7334 | TEM | 1 | MC | 230 | 1
1PH81651AF200BA1 | SIMOTICS M COMPACT ASYNCHRONOUS MOTOR 1500RPM, 46KW, 293NM,104A, 330V 1750RPM, 53KW, 289NM,104A, 374V 2000RPM, 60KW, 287NM,103A, 426V WATER COOLING DEGREE OF PROTECTION IP65 W/O ENCODER DESIGN IM B3 (IM V5, IM V6) PLAIN SHAFT WITHOUT FITTED KEY; BEARING: STANDARD WITH FIXED BEARING, VIBRATION SEVERITY GRADE R/A; SHAFT AND FLANGE ACCURACY: R TERMINAL BOX (ABOVE) CABLE ENTRY ON THE RIGHT SIGNAL CONNECTION D-END | 8675 | TEM | 1 | MC | 264 | 1
1PH81651AF200BB1 | SIMOTICS M COMPACT ASYNCHRONOUS MOTOR 1500RPM, 46KW, 293NM,104A, 330V 1750RPM, 53KW, 289NM,104A, 374V 2000RPM, 60KW, 287NM,103A, 426V WATER COOLING DEGREE OF PROTECTION IP65 W/O ENCODER DESIGN IM B3 (IM V5, IM V6) PLAIN SHAFT WITHOUT FITTED KEY; BEARING: STANDARD WITH FIXED BEARING, VIBRATION SEVERITY GRADE R/A; SHAFT AND FLANGE ACCURACY: R TERMINAL BOX (ABOVE) CABLE ENTRY ON THE LEFT SIGNAL CONNECTION D-END | 8675 | TEM | 1 | MC | 264 | 1
1PH81651AF200BC1 | SIMOTICS M COMPACT ASYNCHRONOUS MOTOR 1500RPM, 46KW, 293NM,104A, 330V 1750RPM, 53KW, 289NM,104A, 374V 2000RPM, 60KW, 287NM,103A, 426V WATER COOLING DEGREE OF PROTECTION IP65 W/O ENCODER DESIGN IM B3 (IM V5, IM V6) PLAIN SHAFT WITHOUT FITTED KEY; BEARING: STANDARD WITH FIXED BEARING, VIBRATION SEVERITY GRADE R/A; SHAFT AND FLANGE ACCURACY: R TERMINAL BOX (ABOVE) CABLE ENTRY ON THE ND-END SIGNAL CONNECTION LEFT | 8675 | TEM | 1 | MC | 264 | 1
1PH81651AF200CA1 | SIMOTICS M COMPACT ASYNCHRONOUS MOTOR 1500RPM, 46KW, 293NM,104A, 330V 1750RPM, 53KW, 289NM,104A, 374V 2000RPM, 60KW, 287NM,103A, 426V WATER COOLING DEGREE OF PROTECTION IP65 W/O ENCODER DESIGN IM B3 (IM V5, IM V6) PLAIN SHAFT WITHOUT FITTED KEY; BEARING: STANDARD WITH FIXED BEARING, VIBRATION SEVERITY GRADE S/A; SHAFT AND FLANGE ACCURACY: R TERMINAL BOX (ABOVE) CABLE ENTRY ON THE RIGHT SIGNAL CONNECTION D-END | 8870 | TEM | 1 | MC | 264 | 1
1PH81651AF200CB1 | SIMOTICS M COMPACT ASYNCHRONOUS MOTOR 1500RPM, 46KW, 293NM,104A, 330V 1750RPM, 53KW, 289NM,104A, 374V 2000RPM, 60KW, 287NM,103A, 426V WATER COOLING DEGREE OF PROTECTION IP65 W/O ENCODER DESIGN IM B3 (IM V5, IM V6) PLAIN SHAFT WITHOUT FITTED KEY; BEARING: STANDARD WITH FIXED BEARING, VIBRATION SEVERITY GRADE S/A; SHAFT AND FLANGE ACCURACY: R TERMINAL BOX (ABOVE) CABLE ENTRY ON THE LEFT SIGNAL CONNECTION D-END | 8870 | TEM | 1 | MC | 264 | 1
1PH81651AF200CC1 | SIMOTICS M COMPACT ASYNCHRONOUS MOTOR 1500RPM, 46KW, 293NM,104A, 330V 1750RPM, 53KW, 289NM,104A, 374V 2000RPM, 60KW, 287NM,103A, 426V WATER COOLING DEGREE OF PROTECTION IP65 W/O ENCODER DESIGN IM B3 (IM V5, IM V6) PLAIN SHAFT WITHOUT FITTED KEY; BEARING: STANDARD WITH FIXED BEARING, VIBRATION SEVERITY GRADE S/A; SHAFT AND FLANGE ACCURACY: R TERMINAL BOX (ABOVE) CABLE ENTRY ON THE ND-END SIGNAL CONNECTION LEFT | 8870 | TEM | 1 | MC | 264 | 1
1PH81651AF201BA1 | SIMOTICS M COMPACT ASYNCHRONOUS MOTOR 1500RPM, 46KW, 293NM,104A, 330V 1750RPM, 53KW, 289NM,104A, 374V 2000RPM, 60KW, 287NM,103A, 426V WATER COOLING DEGREE OF PROTECTION IP65 W/O ENCODER DESIGN IM B3 (IM V5, IM V6) SHAFT WITH FITTED KEY FULL-KEY BALANCING BEARING: STANDARD WITH FIXED BEARING, VIBRATION SEVERITY GRADE R/A; SHAFT AND FLANGE ACCURACY: R TERMINAL BOX (ABOVE) CABLE ENTRY ON THE RIGHT SIGNAL CONNECTION D-END | 8870 | TEM | 1 | MC | 264 | 1
1PH81651AF202BA1 | SIMOTICS M COMPACT ASYNCHRONOUS MOTOR 1500RPM, 46KW, 293NM,104A, 330V 1750RPM, 53KW, 289NM,104A, 374V 2000RPM, 60KW, 287NM,103A, 426V WATER COOLING DEGREE OF PROTECTION IP65 W/O ENCODER DESIGN IM B3 (IM V5, IM V6) SHAFT WITH FITTED KEY HALF-KEY BALANCING BEARING: STANDARD WITH FIXED BEARING, VIBRATION SEVERITY GRADE R/A; SHAFT AND FLANGE ACCURACY: R TERMINAL BOX (ABOVE) CABLE ENTRY ON THE RIGHT SIGNAL CONNECTION D-END | 8870 | TEM | 1 | MC | 264 | 1
1PH81651AF202BB1 | SIMOTICS M COMPACT ASYNCHRONOUS MOTOR 1500RPM, 46KW, 293NM,104A, 330V 1750RPM, 53KW, 289NM,104A, 374V 2000RPM, 60KW, 287NM,103A, 426V WATER COOLING DEGREE OF PROTECTION IP65 W/O ENCODER DESIGN IM B3 (IM V5, IM V6) SHAFT WITH FITTED KEY HALF-KEY BALANCING BEARING: STANDARD WITH FIXED BEARING, VIBRATION SEVERITY GRADE R/A; SHAFT AND FLANGE ACCURACY: R TERMINAL BOX (ABOVE) CABLE ENTRY ON THE LEFT SIGNAL CONNECTION D-END | 8870 | TEM | 1 | MC | 264 | 1
1PH81651AF202BC1 | SIMOTICS M COMPACT ASYNCHRONOUS MOTOR 1500RPM, 46KW, 293NM,104A, 330V 1750RPM, 53KW, 289NM,104A, 374V 2000RPM, 60KW, 287NM,103A, 426V WATER COOLING DEGREE OF PROTECTION IP65 W/O ENCODER DESIGN IM B3 (IM V5, IM V6) SHAFT WITH FITTED KEY HALF-KEY BALANCING BEARING: STANDARD WITH FIXED BEARING, VIBRATION SEVERITY GRADE R/A; SHAFT AND FLANGE ACCURACY: R TERMINAL BOX (ABOVE) CABLE ENTRY ON THE ND-END SIGNAL CONNECTION LEFT | 8870 | TEM | 1 | MC | 264 | 1
1PH81651AF202CA1 | SIMOTICS M COMPACT ASYNCHRONOUS MOTOR 1500RPM, 46KW, 293NM,104A, 330V 1750RPM, 53KW, 289NM,104A, 374V 2000RPM, 60KW, 287NM,103A, 426V WATER COOLING DEGREE OF PROTECTION IP65 W/O ENCODER DESIGN IM B3 (IM V5, IM V6) SHAFT WITH FITTED KEY HALF-KEY BALANCING BEARING: STANDARD WITH FIXED BEARING, VIBRATION SEVERITY GRADE S/A; SHAFT AND FLANGE ACCURACY: R TERMINAL BOX (ABOVE) CABLE ENTRY ON THE RIGHT SIGNAL CONNECTION D-END | 9065 | TEM | 1 | MC | 264 | 1
1PH81651AF202CB1 | SIMOTICS M COMPACT ASYNCHRONOUS MOTOR 1500RPM, 46KW, 293NM,104A, 330V 1750RPM, 53KW, 289NM,104A, 374V 2000RPM, 60KW, 287NM,103A, 426V WATER COOLING DEGREE OF PROTECTION IP65 W/O ENCODER DESIGN IM B3 (IM V5, IM V6) SHAFT WITH FITTED KEY HALF-KEY BALANCING BEARING: STANDARD WITH FIXED BEARING, VIBRATION SEVERITY GRADE S/A; SHAFT AND FLANGE ACCURACY: R TERMINAL BOX (ABOVE) CABLE ENTRY ON THE LEFT SIGNAL CONNECTION D-END | 9065 | TEM | 1 | MC | 264 | 1
1PH81651AF202CC1 | SIMOTICS M COMPACT ASYNCHRONOUS MOTOR 1500RPM, 46KW, 293NM,104A, 330V 1750RPM, 53KW, 289NM,104A, 374V 2000RPM, 60KW, 287NM,103A, 426V WATER COOLING DEGREE OF PROTECTION IP65 W/O ENCODER DESIGN IM B3 (IM V5, IM V6) SHAFT WITH FITTED KEY HALF-KEY BALANCING BEARING: STANDARD WITH FIXED BEARING, VIBRATION SEVERITY GRADE S/A; SHAFT AND FLANGE ACCURACY: R TERMINAL BOX (ABOVE) CABLE ENTRY ON THE ND-END SIGNAL CONNECTION LEFT | 9065 | TEM | 1 | MC | 264 | 1
1PH81651AF220BA1 | SIMOTICS M COMPACT ASYNCHRONOUS MOTOR 1500RPM, 46KW, 293NM,104A, 330V 1750RPM, 53KW, 289NM,104A, 374V 2000RPM, 60KW, 287NM,103A, 426V WATER COOLING DEGREE OF PROTECTION IP65 W/O ENCODER DESIGN IM B5 (IMV 1,IM V3) PLAIN SHAFT WITHOUT FITTED KEY; BEARING: STANDARD WITH FIXED BEARING, VIBRATION SEVERITY GRADE R/A; SHAFT AND FLANGE ACCURACY: R TERMINAL BOX (ABOVE) CABLE ENTRY ON THE RIGHT SIGNAL CONNECTION D-END | 9325 | TEM | 1 | MC | 264 | 1
1PH81651AF220BB1 | SIMOTICS M COMPACT ASYNCHRONOUS MOTOR 1500RPM, 46KW, 293NM,104A, 330V 1750RPM, 53KW, 289NM,104A, 374V 2000RPM, 60KW, 287NM,103A, 426V WATER COOLING DEGREE OF PROTECTION IP65 W/O ENCODER DESIGN IM B5 (IMV 1,IM V3) PLAIN SHAFT WITHOUT FITTED KEY; BEARING: STANDARD WITH FIXED BEARING, VIBRATION SEVERITY GRADE R/A; SHAFT AND FLANGE ACCURACY: R TERMINAL BOX (ABOVE) CABLE ENTRY ON THE LEFT SIGNAL CONNECTION D-END | 9325 | TEM | 1 | MC | 264 | 1
1PH81651AF220BC1 | SIMOTICS M COMPACT ASYNCHRONOUS MOTOR 1500RPM, 46KW, 293NM,104A, 330V 1750RPM, 53KW, 289NM,104A, 374V 2000RPM, 60KW, 287NM,103A, 426V WATER COOLING DEGREE OF PROTECTION IP65 W/O ENCODER DESIGN IM B5 (IMV 1,IM V3) PLAIN SHAFT WITHOUT FITTED KEY; BEARING: STANDARD WITH FIXED BEARING, VIBRATION SEVERITY GRADE R/A; SHAFT AND FLANGE ACCURACY: R TERMINAL BOX (ABOVE) CABLE ENTRY ON THE ND-END SIGNAL CONNECTION LEFT | 9325 | TEM | 1 | MC | 264 | 1
1PH81651AF220CA1 | SIMOTICS M COMPACT ASYNCHRONOUS MOTOR 1500RPM, 46KW, 293NM,104A, 330V 1750RPM, 53KW, 289NM,104A, 374V 2000RPM, 60KW, 287NM,103A, 426V WATER COOLING DEGREE OF PROTECTION IP65 W/O ENCODER DESIGN IM B5 (IMV 1,IM V3) PLAIN SHAFT WITHOUT FITTED KEY; BEARING: STANDARD WITH FIXED BEARING, VIBRATION SEVERITY GRADE S/A; SHAFT AND FLANGE ACCURACY: R TERMINAL BOX (ABOVE) CABLE ENTRY ON THE RIGHT SIGNAL CONNECTION D-END | 9520 | TEM | 1 | MC | 264 | 1
1PH81651AF220CB1 | SIMOTICS M COMPACT ASYNCHRONOUS MOTOR 1500RPM, 46KW, 293NM,104A, 330V 1750RPM, 53KW, 289NM,104A, 374V 2000RPM, 60KW, 287NM,103A, 426V WATER COOLING DEGREE OF PROTECTION IP65 W/O ENCODER DESIGN IM B5 (IMV 1,IM V3) PLAIN SHAFT WITHOUT FITTED KEY; BEARING: STANDARD WITH FIXED BEARING, VIBRATION SEVERITY GRADE S/A; SHAFT AND FLANGE ACCURACY: R TERMINAL BOX (ABOVE) CABLE ENTRY ON THE LEFT SIGNAL CONNECTION D-END | 9520 | TEM | 1 | MC | 264 | 1
1PH81651AF220CC1 | SIMOTICS M COMPACT ASYNCHRONOUS MOTOR 1500RPM, 46KW, 293NM,104A, 330V 1750RPM, 53KW, 289NM,104A, 374V 2000RPM, 60KW, 287NM,103A, 426V WATER COOLING DEGREE OF PROTECTION IP65 W/O ENCODER DESIGN IM B5 (IMV 1,IM V3) PLAIN SHAFT WITHOUT FITTED KEY; BEARING: STANDARD WITH FIXED BEARING, VIBRATION SEVERITY GRADE S/A; SHAFT AND FLANGE ACCURACY: R TERMINAL BOX (ABOVE) CABLE ENTRY ON THE ND-END SIGNAL CONNECTION LEFT | 9520 | TEM | 1 | MC | 264 | 1
1PH81651AF222BA1 | SIMOTICS M COMPACT ASYNCHRONOUS MOTOR 1500RPM, 46KW, 293NM,104A, 330V 1750RPM, 53KW, 289NM,104A, 374V 2000RPM, 60KW, 287NM,103A, 426V WATER COOLING DEGREE OF PROTECTION IP65 W/O ENCODER DESIGN IM B5 (IMV 1,IM V3) SHAFT WITH FITTED KEY HALF-KEY BALANCING BEARING: STANDARD WITH FIXED BEARING, VIBRATION SEVERITY GRADE R/A; SHAFT AND FLANGE ACCURACY: R TERMINAL BOX (ABOVE) CABLE ENTRY ON THE RIGHT SIGNAL CONNECTION D-END | 9520 | TEM | 1 | MC | 264 | 1
1PH81651AF222BB1 | SIMOTICS M COMPACT ASYNCHRONOUS MOTOR 1500RPM, 46KW, 293NM,104A, 330V 1750RPM, 53KW, 289NM,104A, 374V 2000RPM, 60KW, 287NM,103A, 426V WATER COOLING DEGREE OF PROTECTION IP65 W/O ENCODER DESIGN IM B5 (IMV 1,IM V3) SHAFT WITH FITTED KEY HALF-KEY BALANCING BEARING: STANDARD WITH FIXED BEARING, VIBRATION SEVERITY GRADE R/A; SHAFT AND FLANGE ACCURACY: R TERMINAL BOX (ABOVE) CABLE ENTRY ON THE LEFT SIGNAL CONNECTION D-END | 9520 | TEM | 1 | MC | 264 | 1
1PH81651AF222BC1 | SIMOTICS M COMPACT ASYNCHRONOUS MOTOR 1500RPM, 46KW, 293NM,104A, 330V 1750RPM, 53KW, 289NM,104A, 374V 2000RPM, 60KW, 287NM,103A, 426V WATER COOLING DEGREE OF PROTECTION IP65 W/O ENCODER DESIGN IM B5 (IMV 1,IM V3) SHAFT WITH FITTED KEY HALF-KEY BALANCING BEARING: STANDARD WITH FIXED BEARING, VIBRATION SEVERITY GRADE R/A; SHAFT AND FLANGE ACCURACY: R TERMINAL BOX (ABOVE) CABLE ENTRY ON THE ND-END SIGNAL CONNECTION LEFT | 9520 | TEM | 1 | MC | 264 | 1
1PH81651AF222CA1 | SIMOTICS M COMPACT ASYNCHRONOUS MOTOR 1500RPM, 46KW, 293NM,104A, 330V 1750RPM, 53KW, 289NM,104A, 374V 2000RPM, 60KW, 287NM,103A, 426V WATER COOLING DEGREE OF PROTECTION IP65 W/O ENCODER DESIGN IM B5 (IMV 1,IM V3) SHAFT WITH FITTED KEY HALF-KEY BALANCING BEARING: STANDARD WITH FIXED BEARING, VIBRATION SEVERITY GRADE S/A; SHAFT AND FLANGE ACCURACY: R TERMINAL BOX (ABOVE) CABLE ENTRY ON THE RIGHT SIGNAL CONNECTION D-END | 9715 | TEM | 1 | MC | 264 | 1
1PH81651AF222CB1 | SIMOTICS M COMPACT ASYNCHRONOUS MOTOR 1500RPM, 46KW, 293NM,104A, 330V 1750RPM, 53KW, 289NM,104A, 374V 2000RPM, 60KW, 287NM,103A, 426V WATER COOLING DEGREE OF PROTECTION IP65 W/O ENCODER DESIGN IM B5 (IMV 1,IM V3) SHAFT WITH FITTED KEY HALF-KEY BALANCING BEARING: STANDARD WITH FIXED BEARING, VIBRATION SEVERITY GRADE S/A; SHAFT AND FLANGE ACCURACY: R TERMINAL BOX (ABOVE) CABLE ENTRY ON THE LEFT SIGNAL CONNECTION D-END | 9715 | TEM | 1 | MC | 264 | 1
1PH81651AF222CC1 | SIMOTICS M COMPACT ASYNCHRONOUS MOTOR 1500RPM, 46KW, 293NM,104A, 330V 1750RPM, 53KW, 289NM,104A, 374V 2000RPM, 60KW, 287NM,103A, 426V WATER COOLING DEGREE OF PROTECTION IP65 W/O ENCODER DESIGN IM B5 (IMV 1,IM V3) SHAFT WITH FITTED KEY HALF-KEY BALANCING BEARING: STANDARD WITH FIXED BEARING, VIBRATION SEVERITY GRADE S/A; SHAFT AND FLANGE ACCURACY: R TERMINAL BOX (ABOVE) CABLE ENTRY ON THE ND-END SIGNAL CONNECTION LEFT | 9715 | TEM | 1 | MC | 264 | 1
1PH81651AF230BA1 | SIMOTICS M COMPACT ASYNCHRONOUS MOTOR 1500RPM, 46KW, 293NM,104A, 330V 1750RPM, 53KW, 289NM,104A, 374V 2000RPM, 60KW, 287NM,103A, 426V WATER COOLING DEGREE OF PROTECTION IP65 W/O ENCODER DESIGN IM B35 (IM V15, IM V35) PLAIN SHAFT WITHOUT FITTED KEY; BEARING: STANDARD WITH FIXED BEARING, VIBRATION SEVERITY GRADE R/A; SHAFT AND FLANGE ACCURACY: R TERMINAL BOX (ABOVE) CABLE ENTRY ON THE RIGHT SIGNAL CONNECTION D-END | 9325 | TEM | 1 | MC | 264 | 1
1PH81651AF230BB1 | SIMOTICS M COMPACT ASYNCHRONOUS MOTOR 1500RPM, 46KW, 293NM,104A, 330V 1750RPM, 53KW, 289NM,104A, 374V 2000RPM, 60KW, 287NM,103A, 426V WATER COOLING DEGREE OF PROTECTION IP65 W/O ENCODER DESIGN IM B35 (IM V15, IM V35) PLAIN SHAFT WITHOUT FITTED KEY; BEARING: STANDARD WITH FIXED BEARING, VIBRATION SEVERITY GRADE R/A; SHAFT AND FLANGE ACCURACY: R TERMINAL BOX (ABOVE) CABLE ENTRY ON THE LEFT SIGNAL CONNECTION D-END | 9325 | TEM | 1 | MC | 264 | 1
1PH81651AF230BC1 | SIMOTICS M COMPACT ASYNCHRONOUS MOTOR 1500RPM, 46KW, 293NM,104A, 330V 1750RPM, 53KW, 289NM,104A, 374V 2000RPM, 60KW, 287NM,103A, 426V WATER COOLING DEGREE OF PROTECTION IP65 W/O ENCODER DESIGN IM B35 (IM V15, IM V35) PLAIN SHAFT WITHOUT FITTED KEY; BEARING: STANDARD WITH FIXED BEARING, VIBRATION SEVERITY GRADE R/A; SHAFT AND FLANGE ACCURACY: R TERMINAL BOX (ABOVE) CABLE ENTRY ON THE ND-END SIGNAL CONNECTION LEFT | 9325 | TEM | 1 | MC | 264 | 1
1PH81651AF230CA1 | SIMOTICS M COMPACT ASYNCHRONOUS MOTOR 1500RPM, 46KW, 293NM,104A, 330V 1750RPM, 53KW, 289NM,104A, 374V 2000RPM, 60KW, 287NM,103A, 426V WATER COOLING DEGREE OF PROTECTION IP65 W/O ENCODER DESIGN IM B35 (IM V15, IM V35) PLAIN SHAFT WITHOUT FITTED KEY; BEARING: STANDARD WITH FIXED BEARING, VIBRATION SEVERITY GRADE S/A; SHAFT AND FLANGE ACCURACY: R TERMINAL BOX (ABOVE) CABLE ENTRY ON THE RIGHT SIGNAL CONNECTION D-END | 9520 | TEM | 1 | MC | 264 | 1
1PH81651AF230CB1 | SIMOTICS M COMPACT ASYNCHRONOUS MOTOR 1500RPM, 46KW, 293NM,104A, 330V 1750RPM, 53KW, 289NM,104A, 374V 2000RPM, 60KW, 287NM,103A, 426V WATER COOLING DEGREE OF PROTECTION IP65 W/O ENCODER DESIGN IM B35 (IM V15, IM V35) PLAIN SHAFT WITHOUT FITTED KEY; BEARING: STANDARD WITH FIXED BEARING, VIBRATION SEVERITY GRADE S/A; SHAFT AND FLANGE ACCURACY: R TERMINAL BOX (ABOVE) CABLE ENTRY ON THE LEFT SIGNAL CONNECTION D-END | 9520 | TEM | 1 | MC | 264 | 1
1PH81651AF230CC1 | SIMOTICS M COMPACT ASYNCHRONOUS MOTOR 1500RPM, 46KW, 293NM,104A, 330V 1750RPM, 53KW, 289NM,104A, 374V 2000RPM, 60KW, 287NM,103A, 426V WATER COOLING DEGREE OF PROTECTION IP65 W/O ENCODER DESIGN IM B35 (IM V15, IM V35) PLAIN SHAFT WITHOUT FITTED KEY; BEARING: STANDARD WITH FIXED BEARING, VIBRATION SEVERITY GRADE S/A; SHAFT AND FLANGE ACCURACY: R TERMINAL BOX (ABOVE) CABLE ENTRY ON THE ND-END SIGNAL CONNECTION LEFT | 9520 | TEM | 1 | MC | 264 | 1
1PH81651AF232BA1 | SIMOTICS M COMPACT ASYNCHRONOUS MOTOR 1500RPM, 46KW, 293NM,104A, 330V 1750RPM, 53KW, 289NM,104A, 374V 2000RPM, 60KW, 287NM,103A, 426V WATER COOLING DEGREE OF PROTECTION IP65 W/O ENCODER DESIGN IM B35 (IM V15, IM V35) SHAFT WITH FITTED KEY HALF-KEY BALANCING BEARING: STANDARD WITH FIXED BEARING, VIBRATION SEVERITY GRADE R/A; SHAFT AND FLANGE ACCURACY: R TERMINAL BOX (ABOVE) CABLE ENTRY ON THE RIGHT SIGNAL CONNECTION D-END | 9520 | TEM | 1 | MC | 264 | 1
1PH81651AF232BB1 | SIMOTICS M COMPACT ASYNCHRONOUS MOTOR 1500RPM, 46KW, 293NM,104A, 330V 1750RPM, 53KW, 289NM,104A, 374V 2000RPM, 60KW, 287NM,103A, 426V WATER COOLING DEGREE OF PROTECTION IP65 W/O ENCODER DESIGN IM B35 (IM V15, IM V35) SHAFT WITH FITTED KEY HALF-KEY BALANCING BEARING: STANDARD WITH FIXED BEARING, VIBRATION SEVERITY GRADE R/A; SHAFT AND FLANGE ACCURACY: R TERMINAL BOX (ABOVE) CABLE ENTRY ON THE LEFT SIGNAL CONNECTION D-END | 9520 | TEM | 1 | MC | 264 | 1
1PH81651AF232BC1 | SIMOTICS M COMPACT ASYNCHRONOUS MOTOR 1500RPM, 46KW, 293NM,104A, 330V 1750RPM, 53KW, 289NM,104A, 374V 2000RPM, 60KW, 287NM,103A, 426V WATER COOLING DEGREE OF PROTECTION IP65 W/O ENCODER DESIGN IM B35 (IM V15, IM V35) SHAFT WITH FITTED KEY HALF-KEY BALANCING BEARING: STANDARD WITH FIXED BEARING, VIBRATION SEVERITY GRADE R/A; SHAFT AND FLANGE ACCURACY: R TERMINAL BOX (ABOVE) CABLE ENTRY ON THE ND-END SIGNAL CONNECTION LEFT | 9520 | TEM | 1 | MC | 264 | 1
1PH81651AF232CA1 | SIMOTICS M COMPACT ASYNCHRONOUS MOTOR 1500RPM, 46KW, 293NM,104A, 330V 1750RPM, 53KW, 289NM,104A, 374V 2000RPM, 60KW, 287NM,103A, 426V WATER COOLING DEGREE OF PROTECTION IP65 W/O ENCODER DESIGN IM B35 (IM V15, IM V35) SHAFT WITH FITTED KEY HALF-KEY BALANCING BEARING: STANDARD WITH FIXED BEARING, VIBRATION SEVERITY GRADE S/A; SHAFT AND FLANGE ACCURACY: R TERMINAL BOX (ABOVE) CABLE ENTRY ON THE RIGHT SIGNAL CONNECTION D-END | 9715 | TEM | 1 | MC | 264 | 1
1PH81651AF232CB1 | SIMOTICS M COMPACT ASYNCHRONOUS MOTOR 1500RPM, 46KW, 293NM,104A, 330V 1750RPM, 53KW, 289NM,104A, 374V 2000RPM, 60KW, 287NM,103A, 426V WATER COOLING DEGREE OF PROTECTION IP65 W/O ENCODER DESIGN IM B35 (IM V15, IM V35) SHAFT WITH FITTED KEY HALF-KEY BALANCING BEARING: STANDARD WITH FIXED BEARING, VIBRATION SEVERITY GRADE S/A; SHAFT AND FLANGE ACCURACY: R TERMINAL BOX (ABOVE) CABLE ENTRY ON THE LEFT SIGNAL CONNECTION D-END | 9715 | TEM | 1 | MC | 264 | 1
1PH81651AF232CC1 | SIMOTICS M COMPACT ASYNCHRONOUS MOTOR 1500RPM, 46KW, 293NM,104A, 330V 1750RPM, 53KW, 289NM,104A, 374V 2000RPM, 60KW, 287NM,103A, 426V WATER COOLING DEGREE OF PROTECTION IP65 W/O ENCODER DESIGN IM B35 (IM V15, IM V35) SHAFT WITH FITTED KEY HALF-KEY BALANCING BEARING: STANDARD WITH FIXED BEARING, VIBRATION SEVERITY GRADE S/A; SHAFT AND FLANGE ACCURACY: R TERMINAL BOX (ABOVE) CABLE ENTRY ON THE ND-END SIGNAL CONNECTION LEFT | 9715 | TEM | 1 | MC | 264 | 1
1PH81651AG000BA1 | SIMOTICS M COMPACT ASYNCHRONOUS MOTOR 2000RPM, 41KW, 196NM, 88A, 350V 2300RPM, 44KW, 183NM, 85A, 394V 2650RPM, 50KW, 180NM, 85A, 440V FORCED VENTILATION; DIRECTION OF AIR FLOW DE --> NDE; DEGREE OF PROTECTION IP55 W/O ENCODER DESIGN IM B3 (IM V5, IM V6) PLAIN SHAFT WITHOUT FITTED KEY; BEARING: STANDARD WITH FIXED BEARING, VIBRATION SEVERITY GRADE R/A; SHAFT AND FLANGE ACCURACY: R TERMINAL BOX (ABOVE) CABLE ENTRY ON THE RIGHT SIGNAL CONNECTION D-END | 6294 | TEM | 1 | MC | 230 | 1
1PH81651AG002BA1 | SIMOTICS M COMPACT ASYNCHRONOUS MOTOR 2000RPM, 41KW, 196NM, 88A, 350V 2300RPM, 44KW, 183NM, 85A, 394V 2650RPM, 50KW, 180NM, 85A, 440V FORCED VENTILATION; DIRECTION OF AIR FLOW DE --> NDE; DEGREE OF PROTECTION IP55 W/O ENCODER DESIGN IM B3 (IM V5, IM V6) SHAFT WITH FITTED KEY HALF-KEY BALANCING BEARING: STANDARD WITH FIXED BEARING, VIBRATION SEVERITY GRADE R/A; SHAFT AND FLANGE ACCURACY: R TERMINAL BOX (ABOVE) CABLE ENTRY ON THE RIGHT SIGNAL CONNECTION D-END | 6489 | TEM | 1 | MC | 230 | 1
1PH81651AG022BB1 | SIMOTICS M COMPACT ASYNCHRONOUS MOTOR 2000RPM, 41KW, 196NM, 88A, 350V 2300RPM, 44KW, 183NM, 85A, 394V 2650RPM, 50KW, 180NM, 85A, 440V FORCED VENTILATION; DIRECTION OF AIR FLOW DE --> NDE; DEGREE OF PROTECTION IP55 W/O ENCODER DESIGN IM B5 (IMV 1,IM V3) SHAFT WITH FITTED KEY HALF-KEY BALANCING BEARING: STANDARD WITH FIXED BEARING, VIBRATION SEVERITY GRADE R/A; SHAFT AND FLANGE ACCURACY: R TERMINAL BOX (ABOVE) CABLE ENTRY ON THE LEFT SIGNAL CONNECTION D-END | 7139 | TEM | 1 | MC | 230 | 1
1PH81651AG022GB1 | SIMOTICS M COMPACT ASYNCHRONOUS MOTOR 2000RPM, 41KW, 196NM, 88A, 350V 2300RPM, 44KW, 183NM, 85A, 394V 2650RPM, 50KW, 180NM, 85A, 440V FORCED VENTILATION; DIRECTION OF AIR FLOW DE --> NDE; DEGREE OF PROTECTION IP55 W/O ENCODER DESIGN IM B5 (IMV 1,IM V3) SHAFT WITH FITTED KEY HALF-KEY BALANCING BEARING: STANDARD, VIBRATION SEVERITY GRADE R/A; SHAFT AND FLANGE ACCURACY: R TERMINAL BOX (ABOVE) CABLE ENTRY ON THE LEFT SIGNAL CONNECTION D-END | 6855 | TEM | 1 | MC | 230 | 1
1PH81651AG100MC1 | SIMOTICS M COMPACT ASYNCHRONOUS MOTOR 2000RPM, 41KW, 196NM, 88A, 350V 2300RPM, 44KW, 183NM, 85A, 394V 2650RPM, 50KW, 180NM, 85A, 440V FORCED VENTILATION; DIRECTION OF AIR FLOW NDE --> DE; DEGREE OF PROTECTION IP55 W/O ENCODER DESIGN IM B3 (IM V5, IM V6) PLAIN SHAFT WITHOUT FITTED KEY; BEARING: HIGH PERFORMANCE VIBRATION SEVERITY GRADE SPECIAL/B SHAFT AND FLANGE ACCURACY GR. SPECIAL TERMINAL BOX (ABOVE) CABLE ENTRY ON THE ND-END SIGNAL CONNECTION LEFT | 7743 | TEM | 1 | MC | 230 | 1
1PH81651AG101BA1 | SIMOTICS M COMPACT ASYNCHRONOUS MOTOR 2000RPM, 41KW, 196NM, 88A, 350V 2300RPM, 44KW, 183NM, 85A, 394V 2650RPM, 50KW, 180NM, 85A, 440V FORCED VENTILATION; DIRECTION OF AIR FLOW NDE --> DE; DEGREE OF PROTECTION IP55 W/O ENCODER DESIGN IM B3 (IM V5, IM V6) SHAFT WITH FITTED KEY FULL-KEY BALANCING BEARING: STANDARD WITH FIXED BEARING, VIBRATION SEVERITY GRADE R/A; SHAFT AND FLANGE ACCURACY: R TERMINAL BOX (ABOVE) CABLE ENTRY ON THE RIGHT SIGNAL CONNECTION D-END | 6489 | TEM | 1 | MC | 230 | 1
1PH81651AG102BA1 | SIMOTICS M COMPACT ASYNCHRONOUS MOTOR 2000RPM, 41KW, 196NM, 88A, 350V 2300RPM, 44KW, 183NM, 85A, 394V 2650RPM, 50KW, 180NM, 85A, 440V FORCED VENTILATION; DIRECTION OF AIR FLOW NDE --> DE; DEGREE OF PROTECTION IP55 W/O ENCODER DESIGN IM B3 (IM V5, IM V6) SHAFT WITH FITTED KEY HALF-KEY BALANCING BEARING: STANDARD WITH FIXED BEARING, VIBRATION SEVERITY GRADE R/A; SHAFT AND FLANGE ACCURACY: R TERMINAL BOX (ABOVE) CABLE ENTRY ON THE RIGHT SIGNAL CONNECTION D-END | 6489 | TEM | 1 | MC | 230 | 1
1PH81651AG132BA1 | SIMOTICS M COMPACT ASYNCHRONOUS MOTOR 2000RPM, 41KW, 196NM, 88A, 350V 2300RPM, 44KW, 183NM, 85A, 394V 2650RPM, 50KW, 180NM, 85A, 440V FORCED VENTILATION; DIRECTION OF AIR FLOW NDE --> DE; DEGREE OF PROTECTION IP55 W/O ENCODER DESIGN IM B35 (IM V15, IM V35) SHAFT WITH FITTED KEY HALF-KEY BALANCING BEARING: STANDARD WITH FIXED BEARING, VIBRATION SEVERITY GRADE R/A; SHAFT AND FLANGE ACCURACY: R TERMINAL BOX (ABOVE) CABLE ENTRY ON THE RIGHT SIGNAL CONNECTION D-END | 7139 | TEM | 1 | MC | 230 | 1
1PH81651AG202GA1 | SIMOTICS M COMPACT ASYNCHRONOUS MOTOR 2000RPM, 53KW, 253NM,110A, 352V 2300RPM, 60KW, 249NM,107A, 410V 2650RPM, 65KW, 234NM,100A, 460V WATER COOLING DEGREE OF PROTECTION IP65 W/O ENCODER DESIGN IM B3 (IM V5, IM V6) SHAFT WITH FITTED KEY HALF-KEY BALANCING BEARING: STANDARD, VIBRATION SEVERITY GRADE R/A; SHAFT AND FLANGE ACCURACY: R TERMINAL BOX (ABOVE) CABLE ENTRY ON THE RIGHT SIGNAL CONNECTION D-END | 8585 | TEM | 1 | MC | 264 | 1
1PH81651AG221BA1 | SIMOTICS M COMPACT ASYNCHRONOUS MOTOR 2000RPM, 53KW, 253NM,110A, 352V 2300RPM, 60KW, 249NM,107A, 410V 2650RPM, 65KW, 234NM,100A, 460V WATER COOLING DEGREE OF PROTECTION IP65 W/O ENCODER DESIGN IM B5 (IMV 1,IM V3) SHAFT WITH FITTED KEY FULL-KEY BALANCING BEARING: STANDARD WITH FIXED BEARING, VIBRATION SEVERITY GRADE R/A; SHAFT AND FLANGE ACCURACY: R TERMINAL BOX (ABOVE) CABLE ENTRY ON THE RIGHT SIGNAL CONNECTION D-END | 9520 | TEM | 1 | MC | 264 | 1
1PH81651AG232DA1 | SIMOTICS M COMPACT ASYNCHRONOUS MOTOR 2000RPM, 53KW, 253NM,110A, 352V 2300RPM, 60KW, 249NM,107A, 410V 2650RPM, 65KW, 234NM,100A, 460V WATER COOLING DEGREE OF PROTECTION IP65 W/O ENCODER DESIGN IM B35 (IM V15, IM V35) SHAFT WITH FITTED KEY HALF-KEY BALANCING BEARING: STANDARD WITH FIXED BEARING, VIBRATION SEVERITY GRADE SR/A; SHAFT AND FLANGE ACCURACY: R TERMINAL BOX (ABOVE) CABLE ENTRY ON THE RIGHT SIGNAL CONNECTION D-END | 9807 | TEM | 1 | MC | 264 | 1
1PH81651DB000BA1 | SIMOTICS M COMPACT ASYNCHRONOUS MOTOR 400RPM, 13KW, 310NM, 36A, 300V 500RPM, 16KW, 306NM, 36A, 365V 600RPM, 19KW, 302NM, 35A, 420V FORCED VENTILATION; DIRECTION OF AIR FLOW DE --> NDE; DEGREE OF PROTECTION IP55 INCREMENTAL ENCODER 22 BIT WITH COMMUTATING POSITION (ENCODER IC22DQ) WITH DRIVE-CLIQ INTERFACE DESIGN IM B3 (IM V5, IM V6) PLAIN SHAFT WITHOUT FITTED KEY; BEARING: STANDARD WITH FIXED BEARING, VIBRATION SEVERITY GRADE R/A; SHAFT AND FLANGE ACCURACY: R TERMINAL BOX (ABOVE) CABLE ENTRY ON THE RIGHT SIGNAL CONNECTION D-END | 7702 | TEM | 1 | MC | 230 | 1
1PH81651DB000CA1 | SIMOTICS M COMPACT ASYNCHRONOUS MOTOR 400RPM, 13KW, 310NM, 36A, 300V 500RPM, 16KW, 306NM, 36A, 365V 600RPM, 19KW, 302NM, 35A, 420V FORCED VENTILATION; DIRECTION OF AIR FLOW DE --> NDE; DEGREE OF PROTECTION IP55 INCREMENTAL ENCODER 22 BIT WITH COMMUTATING POSITION (ENCODER IC22DQ) WITH DRIVE-CLIQ INTERFACE DESIGN IM B3 (IM V5, IM V6) PLAIN SHAFT WITHOUT FITTED KEY; BEARING: STANDARD WITH FIXED BEARING, VIBRATION SEVERITY GRADE S/A; SHAFT AND FLANGE ACCURACY: R TERMINAL BOX (ABOVE) CABLE ENTRY ON THE RIGHT SIGNAL CONNECTION D-END | 7897 | TEM | 1 | MC | 230 | 1
1PH81651DB000DA1 | SIMOTICS M COMPACT ASYNCHRONOUS MOTOR 400RPM, 13KW, 310NM, 36A, 300V 500RPM, 16KW, 306NM, 36A, 365V 600RPM, 19KW, 302NM, 35A, 420V FORCED VENTILATION; DIRECTION OF AIR FLOW DE --> NDE; DEGREE OF PROTECTION IP55 INCREMENTAL ENCODER 22 BIT WITH COMMUTATING POSITION (ENCODER IC22DQ) WITH DRIVE-CLIQ INTERFACE DESIGN IM B3 (IM V5, IM V6) PLAIN SHAFT WITHOUT FITTED KEY; BEARING: STANDARD WITH FIXED BEARING, VIBRATION SEVERITY GRADE SR/A; SHAFT AND FLANGE ACCURACY: R TERMINAL BOX (ABOVE) CABLE ENTRY ON THE RIGHT SIGNAL CONNECTION D-END | 7988 | TEM | 1 | MC | 230 | 1
1PH81651DB000DB1 | SIMOTICS M COMPACT ASYNCHRONOUS MOTOR 400RPM, 13KW, 310NM, 36A, 300V 500RPM, 16KW, 306NM, 36A, 365V 600RPM, 19KW, 302NM, 35A, 420V FORCED VENTILATION; DIRECTION OF AIR FLOW DE --> NDE; DEGREE OF PROTECTION IP55 INCREMENTAL ENCODER 22 BIT WITH COMMUTATING POSITION (ENCODER IC22DQ) WITH DRIVE-CLIQ INTERFACE DESIGN IM B3 (IM V5, IM V6) PLAIN SHAFT WITHOUT FITTED KEY; BEARING: STANDARD WITH FIXED BEARING, VIBRATION SEVERITY GRADE SR/A; SHAFT AND FLANGE ACCURACY: R TERMINAL BOX (ABOVE) CABLE ENTRY ON THE LEFT SIGNAL CONNECTION D-END | 7988 | TEM | 1 | MC | 230 | 1
1PH81651DB001BA1 | SIMOTICS M COMPACT ASYNCHRONOUS MOTOR 400RPM, 13KW, 310NM, 36A, 300V 500RPM, 16KW, 306NM, 36A, 365V 600RPM, 19KW, 302NM, 35A, 420V FORCED VENTILATION; DIRECTION OF AIR FLOW DE --> NDE; DEGREE OF PROTECTION IP55 INCREMENTAL ENCODER 22 BIT WITH COMMUTATING POSITION (ENCODER IC22DQ) WITH DRIVE-CLIQ INTERFACE DESIGN IM B3 (IM V5, IM V6) SHAFT WITH FITTED KEY FULL-KEY BALANCING BEARING: STANDARD WITH FIXED BEARING, VIBRATION SEVERITY GRADE R/A; SHAFT AND FLANGE ACCURACY: R TERMINAL BOX (ABOVE) CABLE ENTRY ON THE RIGHT SIGNAL CONNECTION D-END | 7897 | TEM | 1 | MC | 230 | 1
1PH81651DB001BB1 | SIMOTICS M COMPACT ASYNCHRONOUS MOTOR 400RPM, 13KW, 310NM, 36A, 300V 500RPM, 16KW, 306NM, 36A, 365V 600RPM, 19KW, 302NM, 35A, 420V FORCED VENTILATION; DIRECTION OF AIR FLOW DE --> NDE; DEGREE OF PROTECTION IP55 INCREMENTAL ENCODER 22 BIT WITH COMMUTATING POSITION (ENCODER IC22DQ) WITH DRIVE-CLIQ INTERFACE DESIGN IM B3 (IM V5, IM V6) SHAFT WITH FITTED KEY FULL-KEY BALANCING BEARING: STANDARD WITH FIXED BEARING, VIBRATION SEVERITY GRADE R/A; SHAFT AND FLANGE ACCURACY: R TERMINAL BOX (ABOVE) CABLE ENTRY ON THE LEFT SIGNAL CONNECTION D-END | 7897 | TEM | 1 | MC | 230 | 1
1PH81651DB001LA1 | SIMOTICS M COMPACT ASYNCHRONOUS MOTOR 400RPM, 13KW, 310NM, 36A, 300V 500RPM, 16KW, 306NM, 36A, 365V 600RPM, 19KW, 302NM, 35A, 420V FORCED VENTILATION; DIRECTION OF AIR FLOW DE --> NDE; DEGREE OF PROTECTION IP55 INCREMENTAL ENCODER 22 BIT WITH COMMUTATING POSITION (ENCODER IC22DQ) WITH DRIVE-CLIQ INTERFACE DESIGN IM B3 (IM V5, IM V6) SHAFT WITH FITTED KEY FULL-KEY BALANCING BEARING: PERFORMANCE, VIBRATION SEVERITY GRADE SPECIAL/B; SHAFT A. FLANGE ACCURACY GR. SPECIAL TERMINAL BOX (ABOVE) CABLE ENTRY ON THE RIGHT SIGNAL CONNECTION D-END | 8555 | TEM | 1 | MC | 230 | 1
1PH81651DB002BA1 | SIMOTICS M COMPACT ASYNCHRONOUS MOTOR 400RPM, 13KW, 310NM, 36A, 300V 500RPM, 16KW, 306NM, 36A, 365V 600RPM, 19KW, 302NM, 35A, 420V FORCED VENTILATION; DIRECTION OF AIR FLOW DE --> NDE; DEGREE OF PROTECTION IP55 INCREMENTAL ENCODER 22 BIT WITH COMMUTATING POSITION (ENCODER IC22DQ) WITH DRIVE-CLIQ INTERFACE DESIGN IM B3 (IM V5, IM V6) SHAFT WITH FITTED KEY HALF-KEY BALANCING BEARING: STANDARD WITH FIXED BEARING, VIBRATION SEVERITY GRADE R/A; SHAFT AND FLANGE ACCURACY: R TERMINAL BOX (ABOVE) CABLE ENTRY ON THE RIGHT SIGNAL CONNECTION D-END | 7897 | TEM | 1 | MC | 230 | 1
1PH81651DB002BB1 | SIMOTICS M COMPACT ASYNCHRONOUS MOTOR 400RPM, 13KW, 310NM, 36A, 300V 500RPM, 16KW, 306NM, 36A, 365V 600RPM, 19KW, 302NM, 35A, 420V FORCED VENTILATION; DIRECTION OF AIR FLOW DE --> NDE; DEGREE OF PROTECTION IP55 INCREMENTAL ENCODER 22 BIT WITH COMMUTATING POSITION (ENCODER IC22DQ) WITH DRIVE-CLIQ INTERFACE DESIGN IM B3 (IM V5, IM V6) SHAFT WITH FITTED KEY HALF-KEY BALANCING BEARING: STANDARD WITH FIXED BEARING, VIBRATION SEVERITY GRADE R/A; SHAFT AND FLANGE ACCURACY: R TERMINAL BOX (ABOVE) CABLE ENTRY ON THE LEFT SIGNAL CONNECTION D-END | 7897 | TEM | 1 | MC | 230 | 1
1PH81651DB002DA1 | SIMOTICS M COMPACT ASYNCHRONOUS MOTOR 400RPM, 13KW, 310NM, 36A, 300V 500RPM, 16KW, 306NM, 36A, 365V 600RPM, 19KW, 302NM, 35A, 420V FORCED VENTILATION; DIRECTION OF AIR FLOW DE --> NDE; DEGREE OF PROTECTION IP55 INCREMENTAL ENCODER 22 BIT WITH COMMUTATING POSITION (ENCODER IC22DQ) WITH DRIVE-CLIQ INTERFACE DESIGN IM B3 (IM V5, IM V6) SHAFT WITH FITTED KEY HALF-KEY BALANCING BEARING: STANDARD WITH FIXED BEARING, VIBRATION SEVERITY GRADE SR/A; SHAFT AND FLANGE ACCURACY: R TERMINAL BOX (ABOVE) CABLE ENTRY ON THE RIGHT SIGNAL CONNECTION D-END | 8184 | TEM | 1 | MC | 230 | 1
1PH81651DB020BA1 | SIMOTICS M COMPACT ASYNCHRONOUS MOTOR 400RPM, 13KW, 310NM, 36A, 300V 500RPM, 16KW, 306NM, 36A, 365V 600RPM, 19KW, 302NM, 35A, 420V FORCED VENTILATION; DIRECTION OF AIR FLOW DE --> NDE; DEGREE OF PROTECTION IP55 INCREMENTAL ENCODER 22 BIT WITH COMMUTATING POSITION (ENCODER IC22DQ) WITH DRIVE-CLIQ INTERFACE DESIGN IM B5 (IMV 1,IM V3) PLAIN SHAFT WITHOUT FITTED KEY; BEARING: STANDARD WITH FIXED BEARING, VIBRATION SEVERITY GRADE R/A; SHAFT AND FLANGE ACCURACY: R TERMINAL BOX (ABOVE) CABLE ENTRY ON THE RIGHT SIGNAL CONNECTION D-END | 8352 | TEM | 1 | MC | 230 | 1
1PH81651DB020CA1 | SIMOTICS M COMPACT ASYNCHRONOUS MOTOR 400RPM, 13KW, 310NM, 36A, 300V 500RPM, 16KW, 306NM, 36A, 365V 600RPM, 19KW, 302NM, 35A, 420V FORCED VENTILATION; DIRECTION OF AIR FLOW DE --> NDE; DEGREE OF PROTECTION IP55 INCREMENTAL ENCODER 22 BIT WITH COMMUTATING POSITION (ENCODER IC22DQ) WITH DRIVE-CLIQ INTERFACE DESIGN IM B5 (IMV 1,IM V3) PLAIN SHAFT WITHOUT FITTED KEY; BEARING: STANDARD WITH FIXED BEARING, VIBRATION SEVERITY GRADE S/A; SHAFT AND FLANGE ACCURACY: R TERMINAL BOX (ABOVE) CABLE ENTRY ON THE RIGHT SIGNAL CONNECTION D-END | 8547 | TEM | 1 | MC | 230 | 1
1PH81651DB021CA1 | SIMOTICS M COMPACT ASYNCHRONOUS MOTOR 400RPM, 13KW, 310NM, 36A, 300V 500RPM, 16KW, 306NM, 36A, 365V 600RPM, 19KW, 302NM, 35A, 420V FORCED VENTILATION; DIRECTION OF AIR FLOW DE --> NDE; DEGREE OF PROTECTION IP55 INCREMENTAL ENCODER 22 BIT WITH COMMUTATING POSITION (ENCODER IC22DQ) WITH DRIVE-CLIQ INTERFACE DESIGN IM B5 (IMV 1,IM V3) SHAFT WITH FITTED KEY FULL-KEY BALANCING BEARING: STANDARD WITH FIXED BEARING, VIBRATION SEVERITY GRADE S/A; SHAFT AND FLANGE ACCURACY: R TERMINAL BOX (ABOVE) CABLE ENTRY ON THE RIGHT SIGNAL CONNECTION D-END | 8742 | TEM | 1 | MC | 230 | 1
1PH81651DB022BA1 | SIMOTICS M COMPACT ASYNCHRONOUS MOTOR 400RPM, 13KW, 310NM, 36A, 300V 500RPM, 16KW, 306NM, 36A, 365V 600RPM, 19KW, 302NM, 35A, 420V FORCED VENTILATION; DIRECTION OF AIR FLOW DE --> NDE; DEGREE OF PROTECTION IP55 INCREMENTAL ENCODER 22 BIT WITH COMMUTATING POSITION (ENCODER IC22DQ) WITH DRIVE-CLIQ INTERFACE DESIGN IM B5 (IMV 1,IM V3) SHAFT WITH FITTED KEY HALF-KEY BALANCING BEARING: STANDARD WITH FIXED BEARING, VIBRATION SEVERITY GRADE R/A; SHAFT AND FLANGE ACCURACY: R TERMINAL BOX (ABOVE) CABLE ENTRY ON THE RIGHT SIGNAL CONNECTION D-END | 8547 | TEM | 1 | MC | 230 | 1
1PH81651DB022BC1 | SIMOTICS M COMPACT ASYNCHRONOUS MOTOR 400RPM, 13KW, 310NM, 36A, 300V 500RPM, 16KW, 306NM, 36A, 365V 600RPM, 19KW, 302NM, 35A, 420V FORCED VENTILATION; DIRECTION OF AIR FLOW DE --> NDE; DEGREE OF PROTECTION IP55 INCREMENTAL ENCODER 22 BIT WITH COMMUTATING POSITION (ENCODER IC22DQ) WITH DRIVE-CLIQ INTERFACE DESIGN IM B5 (IMV 1,IM V3) SHAFT WITH FITTED KEY HALF-KEY BALANCING BEARING: STANDARD WITH FIXED BEARING, VIBRATION SEVERITY GRADE R/A; SHAFT AND FLANGE ACCURACY: R TERMINAL BOX (ABOVE) CABLE ENTRY ON THE ND-END SIGNAL CONNECTION LEFT | 8547 | TEM | 1 | MC | 230 | 1
1PH81651DB022CA1 | SIMOTICS M COMPACT ASYNCHRONOUS MOTOR 400RPM, 13KW, 310NM, 36A, 300V 500RPM, 16KW, 306NM, 36A, 365V 600RPM, 19KW, 302NM, 35A, 420V FORCED VENTILATION; DIRECTION OF AIR FLOW DE --> NDE; DEGREE OF PROTECTION IP55 INCREMENTAL ENCODER 22 BIT WITH COMMUTATING POSITION (ENCODER IC22DQ) WITH DRIVE-CLIQ INTERFACE DESIGN IM B5 (IMV 1,IM V3) SHAFT WITH FITTED KEY HALF-KEY BALANCING BEARING: STANDARD WITH FIXED BEARING, VIBRATION SEVERITY GRADE S/A; SHAFT AND FLANGE ACCURACY: R TERMINAL BOX (ABOVE) CABLE ENTRY ON THE RIGHT SIGNAL CONNECTION D-END | 8742 | TEM | 1 | MC | 230 | 1
1PH81651DB030BB1 | SIMOTICS M COMPACT ASYNCHRONOUS MOTOR 400RPM, 13KW, 310NM, 36A, 300V 500RPM, 16KW, 306NM, 36A, 365V 600RPM, 19KW, 302NM, 35A, 420V FORCED VENTILATION; DIRECTION OF AIR FLOW DE --> NDE; DEGREE OF PROTECTION IP55 INCREMENTAL ENCODER 22 BIT WITH COMMUTATING POSITION (ENCODER IC22DQ) WITH DRIVE-CLIQ INTERFACE DESIGN IM B35 (IM V15, IM V35) PLAIN SHAFT WITHOUT FITTED KEY; BEARING: STANDARD WITH FIXED BEARING, VIBRATION SEVERITY GRADE R/A; SHAFT AND FLANGE ACCURACY: R TERMINAL BOX (ABOVE) CABLE ENTRY ON THE LEFT SIGNAL CONNECTION D-END | 8352 | TEM | 1 | MC | 230 | 1
1PH81651DB030CA1 | SIMOTICS M COMPACT ASYNCHRONOUS MOTOR 400RPM, 13KW, 310NM, 36A, 300V 500RPM, 16KW, 306NM, 36A, 365V 600RPM, 19KW, 302NM, 35A, 420V FORCED VENTILATION; DIRECTION OF AIR FLOW DE --> NDE; DEGREE OF PROTECTION IP55 INCREMENTAL ENCODER 22 BIT WITH COMMUTATING POSITION (ENCODER IC22DQ) WITH DRIVE-CLIQ INTERFACE DESIGN IM B35 (IM V15, IM V35) PLAIN SHAFT WITHOUT FITTED KEY; BEARING: STANDARD WITH FIXED BEARING, VIBRATION SEVERITY GRADE S/A; SHAFT AND FLANGE ACCURACY: R TERMINAL BOX (ABOVE) CABLE ENTRY ON THE RIGHT SIGNAL CONNECTION D-END | 8547 | TEM | 1 | MC | 230 | 1
1PH81651DB030DA1 | SIMOTICS M COMPACT ASYNCHRONOUS MOTOR 400RPM, 13KW, 310NM, 36A, 300V 500RPM, 16KW, 306NM, 36A, 365V 600RPM, 19KW, 302NM, 35A, 420V FORCED VENTILATION; DIRECTION OF AIR FLOW DE --> NDE; DEGREE OF PROTECTION IP55 INCREMENTAL ENCODER 22 BIT WITH COMMUTATING POSITION (ENCODER IC22DQ) WITH DRIVE-CLIQ INTERFACE DESIGN IM B35 (IM V15, IM V35) PLAIN SHAFT WITHOUT FITTED KEY; BEARING: STANDARD WITH FIXED BEARING, VIBRATION SEVERITY GRADE SR/A; SHAFT AND FLANGE ACCURACY: R TERMINAL BOX (ABOVE) CABLE ENTRY ON THE RIGHT SIGNAL CONNECTION D-END | 8639 | TEM | 1 | MC | 230 | 1
1PH81651DB031BA1 | SIMOTICS M COMPACT ASYNCHRONOUS MOTOR 400RPM, 13KW, 310NM, 36A, 300V 500RPM, 16KW, 306NM, 36A, 365V 600RPM, 19KW, 302NM, 35A, 420V FORCED VENTILATION; DIRECTION OF AIR FLOW DE --> NDE; DEGREE OF PROTECTION IP55 INCREMENTAL ENCODER 22 BIT WITH COMMUTATING POSITION (ENCODER IC22DQ) WITH DRIVE-CLIQ INTERFACE DESIGN IM B35 (IM V15, IM V35) SHAFT WITH FITTED KEY FULL-KEY BALANCING BEARING: STANDARD WITH FIXED BEARING, VIBRATION SEVERITY GRADE R/A; SHAFT AND FLANGE ACCURACY: R TERMINAL BOX (ABOVE) CABLE ENTRY ON THE RIGHT SIGNAL CONNECTION D-END | 8547 | TEM | 1 | MC | 230 | 1
1PH81651DB031BB1 | SIMOTICS M COMPACT ASYNCHRONOUS MOTOR 400RPM, 13KW, 310NM, 36A, 300V 500RPM, 16KW, 306NM, 36A, 365V 600RPM, 19KW, 302NM, 35A, 420V FORCED VENTILATION; DIRECTION OF AIR FLOW DE --> NDE; DEGREE OF PROTECTION IP55 INCREMENTAL ENCODER 22 BIT WITH COMMUTATING POSITION (ENCODER IC22DQ) WITH DRIVE-CLIQ INTERFACE DESIGN IM B35 (IM V15, IM V35) SHAFT WITH FITTED KEY FULL-KEY BALANCING BEARING: STANDARD WITH FIXED BEARING, VIBRATION SEVERITY GRADE R/A; SHAFT AND FLANGE ACCURACY: R TERMINAL BOX (ABOVE) CABLE ENTRY ON THE LEFT SIGNAL CONNECTION D-END | 8547 | TEM | 1 | MC | 230 | 1
1PH81651DB031BC1 | SIMOTICS M COMPACT ASYNCHRONOUS MOTOR 400RPM, 13KW, 310NM, 36A, 300V 500RPM, 16KW, 306NM, 36A, 365V 600RPM, 19KW, 302NM, 35A, 420V FORCED VENTILATION; DIRECTION OF AIR FLOW DE --> NDE; DEGREE OF PROTECTION IP55 INCREMENTAL ENCODER 22 BIT WITH COMMUTATING POSITION (ENCODER IC22DQ) WITH DRIVE-CLIQ INTERFACE DESIGN IM B35 (IM V15, IM V35) SHAFT WITH FITTED KEY FULL-KEY BALANCING BEARING: STANDARD WITH FIXED BEARING, VIBRATION SEVERITY GRADE R/A; SHAFT AND FLANGE ACCURACY: R TERMINAL BOX (ABOVE) CABLE ENTRY ON THE ND-END SIGNAL CONNECTION LEFT | 8547 | TEM | 1 | MC | 230 | 1
1PH81651DB031CA1 | SIMOTICS M COMPACT ASYNCHRONOUS MOTOR 400RPM, 13KW, 310NM, 36A, 300V 500RPM, 16KW, 306NM, 36A, 365V 600RPM, 19KW, 302NM, 35A, 420V FORCED VENTILATION; DIRECTION OF AIR FLOW DE --> NDE; DEGREE OF PROTECTION IP55 INCREMENTAL ENCODER 22 BIT WITH COMMUTATING POSITION (ENCODER IC22DQ) WITH DRIVE-CLIQ INTERFACE DESIGN IM B35 (IM V15, IM V35) SHAFT WITH FITTED KEY FULL-KEY BALANCING BEARING: STANDARD WITH FIXED BEARING, VIBRATION SEVERITY GRADE S/A; SHAFT AND FLANGE ACCURACY: R TERMINAL BOX (ABOVE) CABLE ENTRY ON THE RIGHT SIGNAL CONNECTION D-END | 8742 | TEM | 1 | MC | 230 | 1
1PH81651DB032BA1 | SIMOTICS M COMPACT ASYNCHRONOUS MOTOR 400RPM, 13KW, 310NM, 36A, 300V 500RPM, 16KW, 306NM, 36A, 365V 600RPM, 19KW, 302NM, 35A, 420V FORCED VENTILATION; DIRECTION OF AIR FLOW DE --> NDE; DEGREE OF PROTECTION IP55 INCREMENTAL ENCODER 22 BIT WITH COMMUTATING POSITION (ENCODER IC22DQ) WITH DRIVE-CLIQ INTERFACE DESIGN IM B35 (IM V15, IM V35) SHAFT WITH FITTED KEY HALF-KEY BALANCING BEARING: STANDARD WITH FIXED BEARING, VIBRATION SEVERITY GRADE R/A; SHAFT AND FLANGE ACCURACY: R TERMINAL BOX (ABOVE) CABLE ENTRY ON THE RIGHT SIGNAL CONNECTION D-END | 8547 | TEM | 1 | MC | 230 | 1
1PH81651DB032BC1 | SIMOTICS M COMPACT ASYNCHRONOUS MOTOR 400RPM, 13KW, 310NM, 36A, 300V 500RPM, 16KW, 306NM, 36A, 365V 600RPM, 19KW, 302NM, 35A, 420V FORCED VENTILATION; DIRECTION OF AIR FLOW DE --> NDE; DEGREE OF PROTECTION IP55 INCREMENTAL ENCODER 22 BIT WITH COMMUTATING POSITION (ENCODER IC22DQ) WITH DRIVE-CLIQ INTERFACE DESIGN IM B35 (IM V15, IM V35) SHAFT WITH FITTED KEY HALF-KEY BALANCING BEARING: STANDARD WITH FIXED BEARING, VIBRATION SEVERITY GRADE R/A; SHAFT AND FLANGE ACCURACY: R TERMINAL BOX (ABOVE) CABLE ENTRY ON THE ND-END SIGNAL CONNECTION LEFT | 8547 | TEM | 1 | MC | 230 | 1
1PH81651DB032CA1 | SIMOTICS M COMPACT ASYNCHRONOUS MOTOR 400RPM, 13KW, 310NM, 36A, 300V 500RPM, 16KW, 306NM, 36A, 365V 600RPM, 19KW, 302NM, 35A, 420V FORCED VENTILATION; DIRECTION OF AIR FLOW DE --> NDE; DEGREE OF PROTECTION IP55 INCREMENTAL ENCODER 22 BIT WITH COMMUTATING POSITION (ENCODER IC22DQ) WITH DRIVE-CLIQ INTERFACE DESIGN IM B35 (IM V15, IM V35) SHAFT WITH FITTED KEY HALF-KEY BALANCING BEARING: STANDARD WITH FIXED BEARING, VIBRATION SEVERITY GRADE S/A; SHAFT AND FLANGE ACCURACY: R TERMINAL BOX (ABOVE) CABLE ENTRY ON THE RIGHT SIGNAL CONNECTION D-END | 8742 | TEM | 1 | MC | 230 | 1
1PH81651DB102DC1 | SIMOTICS M COMPACT ASYNCHRONOUS MOTOR 400RPM, 13KW, 310NM, 36A, 300V 500RPM, 16KW, 306NM, 36A, 365V 600RPM, 19KW, 302NM, 35A, 420V FORCED VENTILATION; DIRECTION OF AIR FLOW NDE --> DE; DEGREE OF PROTECTION IP55 INCREMENTAL ENCODER 22 BIT WITH COMMUTATING POSITION (ENCODER IC22DQ) WITH DRIVE-CLIQ INTERFACE DESIGN IM B3 (IM V5, IM V6) SHAFT WITH FITTED KEY HALF-KEY BALANCING BEARING: STANDARD WITH FIXED BEARING, VIBRATION SEVERITY GRADE SR/A; SHAFT AND FLANGE ACCURACY: R TERMINAL BOX (ABOVE) CABLE ENTRY ON THE ND-END SIGNAL CONNECTION LEFT | 8184 | TEM | 1 | MC | 230 | 1
1PH81651DB121BA1 | SIMOTICS M COMPACT ASYNCHRONOUS MOTOR 400RPM, 13KW, 310NM, 36A, 300V 500RPM, 16KW, 306NM, 36A, 365V 600RPM, 19KW, 302NM, 35A, 420V FORCED VENTILATION; DIRECTION OF AIR FLOW NDE --> DE; DEGREE OF PROTECTION IP55 INCREMENTAL ENCODER 22 BIT WITH COMMUTATING POSITION (ENCODER IC22DQ) WITH DRIVE-CLIQ INTERFACE DESIGN IM B5 (IMV 1,IM V3) SHAFT WITH FITTED KEY FULL-KEY BALANCING BEARING: STANDARD WITH FIXED BEARING, VIBRATION SEVERITY GRADE R/A; SHAFT AND FLANGE ACCURACY: R TERMINAL BOX (ABOVE) CABLE ENTRY ON THE RIGHT SIGNAL CONNECTION D-END | 8547 | TEM | 1 | MC | 230 | 1
1PH81651DB121BB1 | SIMOTICS M COMPACT ASYNCHRONOUS MOTOR 400RPM, 13KW, 310NM, 36A, 300V 500RPM, 16KW, 306NM, 36A, 365V 600RPM, 19KW, 302NM, 35A, 420V FORCED VENTILATION; DIRECTION OF AIR FLOW NDE --> DE; DEGREE OF PROTECTION IP55 INCREMENTAL ENCODER 22 BIT WITH COMMUTATING POSITION (ENCODER IC22DQ) WITH DRIVE-CLIQ INTERFACE DESIGN IM B5 (IMV 1,IM V3) SHAFT WITH FITTED KEY FULL-KEY BALANCING BEARING: STANDARD WITH FIXED BEARING, VIBRATION SEVERITY GRADE R/A; SHAFT AND FLANGE ACCURACY: R TERMINAL BOX (ABOVE) CABLE ENTRY ON THE LEFT SIGNAL CONNECTION D-END | 8547 | TEM | 1 | MC | 230 | 1
1PH81651DB122BA1 | SIMOTICS M COMPACT ASYNCHRONOUS MOTOR 400RPM, 13KW, 310NM, 36A, 300V 500RPM, 16KW, 306NM, 36A, 365V 600RPM, 19KW, 302NM, 35A, 420V FORCED VENTILATION; DIRECTION OF AIR FLOW NDE --> DE; DEGREE OF PROTECTION IP55 INCREMENTAL ENCODER 22 BIT WITH COMMUTATING POSITION (ENCODER IC22DQ) WITH DRIVE-CLIQ INTERFACE DESIGN IM B5 (IMV 1,IM V3) SHAFT WITH FITTED KEY HALF-KEY BALANCING BEARING: STANDARD WITH FIXED BEARING, VIBRATION SEVERITY GRADE R/A; SHAFT AND FLANGE ACCURACY: R TERMINAL BOX (ABOVE) CABLE ENTRY ON THE RIGHT SIGNAL CONNECTION D-END | 8547 | TEM | 1 | MC | 230 | 1
1PH81651DB130BA1 | SIMOTICS M COMPACT ASYNCHRONOUS MOTOR 400RPM, 13KW, 310NM, 36A, 300V 500RPM, 16KW, 306NM, 36A, 365V 600RPM, 19KW, 302NM, 35A, 420V FORCED VENTILATION; DIRECTION OF AIR FLOW NDE --> DE; DEGREE OF PROTECTION IP55 INCREMENTAL ENCODER 22 BIT WITH COMMUTATING POSITION (ENCODER IC22DQ) WITH DRIVE-CLIQ INTERFACE DESIGN IM B35 (IM V15, IM V35) PLAIN SHAFT WITHOUT FITTED KEY; BEARING: STANDARD WITH FIXED BEARING, VIBRATION SEVERITY GRADE R/A; SHAFT AND FLANGE ACCURACY: R TERMINAL BOX (ABOVE) CABLE ENTRY ON THE RIGHT SIGNAL CONNECTION D-END | 8352 | TEM | 1 | MC | 230 | 1
1PH81651DB130BB1 | SIMOTICS M COMPACT ASYNCHRONOUS MOTOR 400RPM, 13KW, 310NM, 36A, 300V 500RPM, 16KW, 306NM, 36A, 365V 600RPM, 19KW, 302NM, 35A, 420V FORCED VENTILATION; DIRECTION OF AIR FLOW NDE --> DE; DEGREE OF PROTECTION IP55 INCREMENTAL ENCODER 22 BIT WITH COMMUTATING POSITION (ENCODER IC22DQ) WITH DRIVE-CLIQ INTERFACE DESIGN IM B35 (IM V15, IM V35) PLAIN SHAFT WITHOUT FITTED KEY; BEARING: STANDARD WITH FIXED BEARING, VIBRATION SEVERITY GRADE R/A; SHAFT AND FLANGE ACCURACY: R TERMINAL BOX (ABOVE) CABLE ENTRY ON THE LEFT SIGNAL CONNECTION D-END | 8352 | TEM | 1 | MC | 230 | 1
1PH81651DB132BC1 | SIMOTICS M COMPACT ASYNCHRONOUS MOTOR 400RPM, 13KW, 310NM, 36A, 300V 500RPM, 16KW, 306NM, 36A, 365V 600RPM, 19KW, 302NM, 35A, 420V FORCED VENTILATION; DIRECTION OF AIR FLOW NDE --> DE; DEGREE OF PROTECTION IP55 INCREMENTAL ENCODER 22 BIT WITH COMMUTATING POSITION (ENCODER IC22DQ) WITH DRIVE-CLIQ INTERFACE DESIGN IM B35 (IM V15, IM V35) SHAFT WITH FITTED KEY HALF-KEY BALANCING BEARING: STANDARD WITH FIXED BEARING, VIBRATION SEVERITY GRADE R/A; SHAFT AND FLANGE ACCURACY: R TERMINAL BOX (ABOVE) CABLE ENTRY ON THE ND-END SIGNAL CONNECTION LEFT | 8547 | TEM | 1 | MC | 230 | 1
1PH81651DD000BA1 | SIMOTICS M COMPACT ASYNCHRONOUS MOTOR 1000RPM, 28KW, 267NM, 71A, 292V 1150RPM, 31KW, 257NM, 69A, 333V 1350RPM, 34KW, 241NM, 66A, 387V FORCED VENTILATION; DIRECTION OF AIR FLOW DE --> NDE; DEGREE OF PROTECTION IP55 INCREMENTAL ENCODER 22 BIT WITH COMMUTATING POSITION (ENCODER IC22DQ) WITH DRIVE-CLIQ INTERFACE DESIGN IM B3 (IM V5, IM V6) PLAIN SHAFT WITHOUT FITTED KEY; BEARING: STANDARD WITH FIXED BEARING, VIBRATION SEVERITY GRADE R/A; SHAFT AND FLANGE ACCURACY: R TERMINAL BOX (ABOVE) CABLE ENTRY ON THE RIGHT SIGNAL CONNECTION D-END | 7702 | TEM | 1 | MC | 230 | 1
1PH81651DD000BC1 | SIMOTICS M COMPACT ASYNCHRONOUS MOTOR 1000RPM, 28KW, 267NM, 71A, 292V 1150RPM, 31KW, 257NM, 69A, 333V 1350RPM, 34KW, 241NM, 66A, 387V FORCED VENTILATION; DIRECTION OF AIR FLOW DE --> NDE; DEGREE OF PROTECTION IP55 INCREMENTAL ENCODER 22 BIT WITH COMMUTATING POSITION (ENCODER IC22DQ) WITH DRIVE-CLIQ INTERFACE DESIGN IM B3 (IM V5, IM V6) PLAIN SHAFT WITHOUT FITTED KEY; BEARING: STANDARD WITH FIXED BEARING, VIBRATION SEVERITY GRADE R/A; SHAFT AND FLANGE ACCURACY: R TERMINAL BOX (ABOVE) CABLE ENTRY ON THE ND-END SIGNAL CONNECTION LEFT | 7702 | TEM | 1 | MC | 230 | 1
1PH81651DD000CA1 | SIMOTICS M COMPACT ASYNCHRONOUS MOTOR 1000RPM, 28KW, 267NM, 71A, 292V 1150RPM, 31KW, 257NM, 69A, 333V 1350RPM, 34KW, 241NM, 66A, 387V FORCED VENTILATION; DIRECTION OF AIR FLOW DE --> NDE; DEGREE OF PROTECTION IP55 INCREMENTAL ENCODER 22 BIT WITH COMMUTATING POSITION (ENCODER IC22DQ) WITH DRIVE-CLIQ INTERFACE DESIGN IM B3 (IM V5, IM V6) PLAIN SHAFT WITHOUT FITTED KEY; BEARING: STANDARD WITH FIXED BEARING, VIBRATION SEVERITY GRADE S/A; SHAFT AND FLANGE ACCURACY: R TERMINAL BOX (ABOVE) CABLE ENTRY ON THE RIGHT SIGNAL CONNECTION D-END | 7897 | TEM | 1 | MC | 230 | 1
1PH81651DD000CB1 | SIMOTICS M COMPACT ASYNCHRONOUS MOTOR 1000RPM, 28KW, 267NM, 71A, 292V 1150RPM, 31KW, 257NM, 69A, 333V 1350RPM, 34KW, 241NM, 66A, 387V FORCED VENTILATION; DIRECTION OF AIR FLOW DE --> NDE; DEGREE OF PROTECTION IP55 INCREMENTAL ENCODER 22 BIT WITH COMMUTATING POSITION (ENCODER IC22DQ) WITH DRIVE-CLIQ INTERFACE DESIGN IM B3 (IM V5, IM V6) PLAIN SHAFT WITHOUT FITTED KEY; BEARING: STANDARD WITH FIXED BEARING, VIBRATION SEVERITY GRADE S/A; SHAFT AND FLANGE ACCURACY: R TERMINAL BOX (ABOVE) CABLE ENTRY ON THE LEFT SIGNAL CONNECTION D-END | 7897 | TEM | 1 | MC | 230 | 1
1PH81651DD000DA1 | SIMOTICS M COMPACT ASYNCHRONOUS MOTOR 1000RPM, 28KW, 267NM, 71A, 292V 1150RPM, 31KW, 257NM, 69A, 333V 1350RPM, 34KW, 241NM, 66A, 387V FORCED VENTILATION; DIRECTION OF AIR FLOW DE --> NDE; DEGREE OF PROTECTION IP55 INCREMENTAL ENCODER 22 BIT WITH COMMUTATING POSITION (ENCODER IC22DQ) WITH DRIVE-CLIQ INTERFACE DESIGN IM B3 (IM V5, IM V6) PLAIN SHAFT WITHOUT FITTED KEY; BEARING: STANDARD WITH FIXED BEARING, VIBRATION SEVERITY GRADE SR/A; SHAFT AND FLANGE ACCURACY: R TERMINAL BOX (ABOVE) CABLE ENTRY ON THE RIGHT SIGNAL CONNECTION D-END | 7988 | TEM | 1 | MC | 230 | 1
1PH81651DD000DB1 | SIMOTICS M COMPACT ASYNCHRONOUS MOTOR 1000RPM, 28KW, 267NM, 71A, 292V 1150RPM, 31KW, 257NM, 69A, 333V 1350RPM, 34KW, 241NM, 66A, 387V FORCED VENTILATION; DIRECTION OF AIR FLOW DE --> NDE; DEGREE OF PROTECTION IP55 INCREMENTAL ENCODER 22 BIT WITH COMMUTATING POSITION (ENCODER IC22DQ) WITH DRIVE-CLIQ INTERFACE DESIGN IM B3 (IM V5, IM V6) PLAIN SHAFT WITHOUT FITTED KEY; BEARING: STANDARD WITH FIXED BEARING, VIBRATION SEVERITY GRADE SR/A; SHAFT AND FLANGE ACCURACY: R TERMINAL BOX (ABOVE) CABLE ENTRY ON THE LEFT SIGNAL CONNECTION D-END | 7988 | TEM | 1 | MC | 230 | 1
1PH81651DD000LA1 | SIMOTICS M COMPACT ASYNCHRONOUS MOTOR 1000RPM, 28KW, 267NM, 71A, 292V 1150RPM, 31KW, 257NM, 69A, 333V 1350RPM, 34KW, 241NM, 66A, 387V FORCED VENTILATION; DIRECTION OF AIR FLOW DE --> NDE; DEGREE OF PROTECTION IP55 INCREMENTAL ENCODER 22 BIT WITH COMMUTATING POSITION (ENCODER IC22DQ) WITH DRIVE-CLIQ INTERFACE DESIGN IM B3 (IM V5, IM V6) PLAIN SHAFT WITHOUT FITTED KEY; BEARING: PERFORMANCE, VIBRATION SEVERITY GRADE SPECIAL/B; SHAFT A. FLANGE ACCURACY GR. SPECIAL TERMINAL BOX (ABOVE) CABLE ENTRY ON THE RIGHT SIGNAL CONNECTION D-END | 8360 | TEM | 1 | MC | 230 | 1
1PH81651DD001BA1 | SIMOTICS M COMPACT ASYNCHRONOUS MOTOR 1000RPM, 28KW, 267NM, 71A, 292V 1150RPM, 31KW, 257NM, 69A, 333V 1350RPM, 34KW, 241NM, 66A, 387V FORCED VENTILATION; DIRECTION OF AIR FLOW DE --> NDE; DEGREE OF PROTECTION IP55 INCREMENTAL ENCODER 22 BIT WITH COMMUTATING POSITION (ENCODER IC22DQ) WITH DRIVE-CLIQ INTERFACE DESIGN IM B3 (IM V5, IM V6) SHAFT WITH FITTED KEY FULL-KEY BALANCING BEARING: STANDARD WITH FIXED BEARING, VIBRATION SEVERITY GRADE R/A; SHAFT AND FLANGE ACCURACY: R TERMINAL BOX (ABOVE) CABLE ENTRY ON THE RIGHT SIGNAL CONNECTION D-END | 7897 | TEM | 1 | MC | 230 | 1
1PH81651DD001BB1 | SIMOTICS M COMPACT ASYNCHRONOUS MOTOR 1000RPM, 28KW, 267NM, 71A, 292V 1150RPM, 31KW, 257NM, 69A, 333V 1350RPM, 34KW, 241NM, 66A, 387V FORCED VENTILATION; DIRECTION OF AIR FLOW DE --> NDE; DEGREE OF PROTECTION IP55 INCREMENTAL ENCODER 22 BIT WITH COMMUTATING POSITION (ENCODER IC22DQ) WITH DRIVE-CLIQ INTERFACE DESIGN IM B3 (IM V5, IM V6) SHAFT WITH FITTED KEY FULL-KEY BALANCING BEARING: STANDARD WITH FIXED BEARING, VIBRATION SEVERITY GRADE R/A; SHAFT AND FLANGE ACCURACY: R TERMINAL BOX (ABOVE) CABLE ENTRY ON THE LEFT SIGNAL CONNECTION D-END | 7897 | TEM | 1 | MC | 230 | 1
1PH81651DD001BC1 | SIMOTICS M COMPACT ASYNCHRONOUS MOTOR 1000RPM, 28KW, 267NM, 71A, 292V 1150RPM, 31KW, 257NM, 69A, 333V 1350RPM, 34KW, 241NM, 66A, 387V FORCED VENTILATION; DIRECTION OF AIR FLOW DE --> NDE; DEGREE OF PROTECTION IP55 INCREMENTAL ENCODER 22 BIT WITH COMMUTATING POSITION (ENCODER IC22DQ) WITH DRIVE-CLIQ INTERFACE DESIGN IM B3 (IM V5, IM V6) SHAFT WITH FITTED KEY FULL-KEY BALANCING BEARING: STANDARD WITH FIXED BEARING, VIBRATION SEVERITY GRADE R/A; SHAFT AND FLANGE ACCURACY: R TERMINAL BOX (ABOVE) CABLE ENTRY ON THE ND-END SIGNAL CONNECTION LEFT | 7897 | TEM | 1 | MC | 230 | 1
1PH81651DD001CA1 | SIMOTICS M COMPACT ASYNCHRONOUS MOTOR 1000RPM, 28KW, 267NM, 71A, 292V 1150RPM, 31KW, 257NM, 69A, 333V 1350RPM, 34KW, 241NM, 66A, 387V FORCED VENTILATION; DIRECTION OF AIR FLOW DE --> NDE; DEGREE OF PROTECTION IP55 INCREMENTAL ENCODER 22 BIT WITH COMMUTATING POSITION (ENCODER IC22DQ) WITH DRIVE-CLIQ INTERFACE DESIGN IM B3 (IM V5, IM V6) SHAFT WITH FITTED KEY FULL-KEY BALANCING BEARING: STANDARD WITH FIXED BEARING, VIBRATION SEVERITY GRADE S/A; SHAFT AND FLANGE ACCURACY: R TERMINAL BOX (ABOVE) CABLE ENTRY ON THE RIGHT SIGNAL CONNECTION D-END | 8092 | TEM | 1 | MC | 230 | 1
1PH81651DD001DA1 | SIMOTICS M COMPACT ASYNCHRONOUS MOTOR 1000RPM, 28KW, 267NM, 71A, 292V 1150RPM, 31KW, 257NM, 69A, 333V 1350RPM, 34KW, 241NM, 66A, 387V FORCED VENTILATION; DIRECTION OF AIR FLOW DE --> NDE; DEGREE OF PROTECTION IP55 INCREMENTAL ENCODER 22 BIT WITH COMMUTATING POSITION (ENCODER IC22DQ) WITH DRIVE-CLIQ INTERFACE DESIGN IM B3 (IM V5, IM V6) SHAFT WITH FITTED KEY FULL-KEY BALANCING BEARING: STANDARD WITH FIXED BEARING, VIBRATION SEVERITY GRADE SR/A; SHAFT AND FLANGE ACCURACY: R TERMINAL BOX (ABOVE) CABLE ENTRY ON THE RIGHT SIGNAL CONNECTION D-END | 8184 | TEM | 1 | MC | 230 | 1
1PH81651DD001DB1 | SIMOTICS M COMPACT ASYNCHRONOUS MOTOR 1000RPM, 28KW, 267NM, 71A, 292V 1150RPM, 31KW, 257NM, 69A, 333V 1350RPM, 34KW, 241NM, 66A, 387V FORCED VENTILATION; DIRECTION OF AIR FLOW DE --> NDE; DEGREE OF PROTECTION IP55 INCREMENTAL ENCODER 22 BIT WITH COMMUTATING POSITION (ENCODER IC22DQ) WITH DRIVE-CLIQ INTERFACE DESIGN IM B3 (IM V5, IM V6) SHAFT WITH FITTED KEY FULL-KEY BALANCING BEARING: STANDARD WITH FIXED BEARING, VIBRATION SEVERITY GRADE SR/A; SHAFT AND FLANGE ACCURACY: R TERMINAL BOX (ABOVE) CABLE ENTRY ON THE LEFT SIGNAL CONNECTION D-END | 8184 | TEM | 1 | MC | 230 | 1
1PH81651DD001QA1 | SIMOTICS M COMPACT ASYNCHRONOUS MOTOR 1000RPM, 28KW, 267NM, 71A, 292V 1150RPM, 31KW, 257NM, 69A, 333V 1350RPM, 34KW, 241NM, 66A, 387V FORCED VENTILATION; DIRECTION OF AIR FLOW DE --> NDE; DEGREE OF PROTECTION IP55 INCREMENTAL ENCODER 22 BIT WITH COMMUTATING POSITION (ENCODER IC22DQ) WITH DRIVE-CLIQ INTERFACE DESIGN IM B3 (IM V5, IM V6) SHAFT WITH FITTED KEY FULL-KEY BALANCING BEARING: ADVANCED LIFETIME VIBRATION SEVERITY S/A SHAFT A. FLANGE ACCURACY GR. R TERMINAL BOX (ABOVE) CABLE ENTRY ON THE RIGHT SIGNAL CONNECTION D-END | 8422 | TEM | 1 | MC | 230 | 1
1PH81651DD002BA1 | SIMOTICS M COMPACT ASYNCHRONOUS MOTOR 1000RPM, 28KW, 267NM, 71A, 292V 1150RPM, 31KW, 257NM, 69A, 333V 1350RPM, 34KW, 241NM, 66A, 387V FORCED VENTILATION; DIRECTION OF AIR FLOW DE --> NDE; DEGREE OF PROTECTION IP55 INCREMENTAL ENCODER 22 BIT WITH COMMUTATING POSITION (ENCODER IC22DQ) WITH DRIVE-CLIQ INTERFACE DESIGN IM B3 (IM V5, IM V6) SHAFT WITH FITTED KEY HALF-KEY BALANCING BEARING: STANDARD WITH FIXED BEARING, VIBRATION SEVERITY GRADE R/A; SHAFT AND FLANGE ACCURACY: R TERMINAL BOX (ABOVE) CABLE ENTRY ON THE RIGHT SIGNAL CONNECTION D-END | 7897 | TEM | 1 | MC | 230 | 1
1PH81651DD002BB1 | SIMOTICS M COMPACT ASYNCHRONOUS MOTOR 1000RPM, 28KW, 267NM, 71A, 292V 1150RPM, 31KW, 257NM, 69A, 333V 1350RPM, 34KW, 241NM, 66A, 387V FORCED VENTILATION; DIRECTION OF AIR FLOW DE --> NDE; DEGREE OF PROTECTION IP55 INCREMENTAL ENCODER 22 BIT WITH COMMUTATING POSITION (ENCODER IC22DQ) WITH DRIVE-CLIQ INTERFACE DESIGN IM B3 (IM V5, IM V6) SHAFT WITH FITTED KEY HALF-KEY BALANCING BEARING: STANDARD WITH FIXED BEARING, VIBRATION SEVERITY GRADE R/A; SHAFT AND FLANGE ACCURACY: R TERMINAL BOX (ABOVE) CABLE ENTRY ON THE LEFT SIGNAL CONNECTION D-END | 7897 | TEM | 1 | MC | 230 | 1
1PH81651DD002BC1 | SIMOTICS M COMPACT ASYNCHRONOUS MOTOR 1000RPM, 28KW, 267NM, 71A, 292V 1150RPM, 31KW, 257NM, 69A, 333V 1350RPM, 34KW, 241NM, 66A, 387V FORCED VENTILATION; DIRECTION OF AIR FLOW DE --> NDE; DEGREE OF PROTECTION IP55 INCREMENTAL ENCODER 22 BIT WITH COMMUTATING POSITION (ENCODER IC22DQ) WITH DRIVE-CLIQ INTERFACE DESIGN IM B3 (IM V5, IM V6) SHAFT WITH FITTED KEY HALF-KEY BALANCING BEARING: STANDARD WITH FIXED BEARING, VIBRATION SEVERITY GRADE R/A; SHAFT AND FLANGE ACCURACY: R TERMINAL BOX (ABOVE) CABLE ENTRY ON THE ND-END SIGNAL CONNECTION LEFT | 7897 | TEM | 1 | MC | 230 | 1
1PH81651DD002CA1 | SIMOTICS M COMPACT ASYNCHRONOUS MOTOR 1000RPM, 28KW, 267NM, 71A, 292V 1150RPM, 31KW, 257NM, 69A, 333V 1350RPM, 34KW, 241NM, 66A, 387V FORCED VENTILATION; DIRECTION OF AIR FLOW DE --> NDE; DEGREE OF PROTECTION IP55 INCREMENTAL ENCODER 22 BIT WITH COMMUTATING POSITION (ENCODER IC22DQ) WITH DRIVE-CLIQ INTERFACE DESIGN IM B3 (IM V5, IM V6) SHAFT WITH FITTED KEY HALF-KEY BALANCING BEARING: STANDARD WITH FIXED BEARING, VIBRATION SEVERITY GRADE S/A; SHAFT AND FLANGE ACCURACY: R TERMINAL BOX (ABOVE) CABLE ENTRY ON THE RIGHT SIGNAL CONNECTION D-END | 8092 | TEM | 1 | MC | 230 | 1
1PH81651DD002DA1 | SIMOTICS M COMPACT ASYNCHRONOUS MOTOR 1000RPM, 28KW, 267NM, 71A, 292V 1150RPM, 31KW, 257NM, 69A, 333V 1350RPM, 34KW, 241NM, 66A, 387V FORCED VENTILATION; DIRECTION OF AIR FLOW DE --> NDE; DEGREE OF PROTECTION IP55 INCREMENTAL ENCODER 22 BIT WITH COMMUTATING POSITION (ENCODER IC22DQ) WITH DRIVE-CLIQ INTERFACE DESIGN IM B3 (IM V5, IM V6) SHAFT WITH FITTED KEY HALF-KEY BALANCING BEARING: STANDARD WITH FIXED BEARING, VIBRATION SEVERITY GRADE SR/A; SHAFT AND FLANGE ACCURACY: R TERMINAL BOX (ABOVE) CABLE ENTRY ON THE RIGHT SIGNAL CONNECTION D-END | 8184 | TEM | 1 | MC | 230 | 1
1PH81651DD002DB1 | SIMOTICS M COMPACT ASYNCHRONOUS MOTOR 1000RPM, 28KW, 267NM, 71A, 292V 1150RPM, 31KW, 257NM, 69A, 333V 1350RPM, 34KW, 241NM, 66A, 387V FORCED VENTILATION; DIRECTION OF AIR FLOW DE --> NDE; DEGREE OF PROTECTION IP55 INCREMENTAL ENCODER 22 BIT WITH COMMUTATING POSITION (ENCODER IC22DQ) WITH DRIVE-CLIQ INTERFACE DESIGN IM B3 (IM V5, IM V6) SHAFT WITH FITTED KEY HALF-KEY BALANCING BEARING: STANDARD WITH FIXED BEARING, VIBRATION SEVERITY GRADE SR/A; SHAFT AND FLANGE ACCURACY: R TERMINAL BOX (ABOVE) CABLE ENTRY ON THE LEFT SIGNAL CONNECTION D-END | 8184 | TEM | 1 | MC | 230 | 1
1PH81651DD002GA1 | SIMOTICS M COMPACT ASYNCHRONOUS MOTOR 1000RPM, 28KW, 267NM, 71A, 292V 1150RPM, 31KW, 257NM, 69A, 333V 1350RPM, 34KW, 241NM, 66A, 387V FORCED VENTILATION; DIRECTION OF AIR FLOW DE --> NDE; DEGREE OF PROTECTION IP55 INCREMENTAL ENCODER 22 BIT WITH COMMUTATING POSITION (ENCODER IC22DQ) WITH DRIVE-CLIQ INTERFACE DESIGN IM B3 (IM V5, IM V6) SHAFT WITH FITTED KEY HALF-KEY BALANCING BEARING: STANDARD, VIBRATION SEVERITY GRADE R/A; SHAFT AND FLANGE ACCURACY: R TERMINAL BOX (ABOVE) CABLE ENTRY ON THE RIGHT SIGNAL CONNECTION D-END | 7612 | TEM | 1 | MC | 230 | 1
1PH81651DD002GB1 | SIMOTICS M COMPACT ASYNCHRONOUS MOTOR 1000RPM, 28KW, 267NM, 71A, 292V 1150RPM, 31KW, 257NM, 69A, 333V 1350RPM, 34KW, 241NM, 66A, 387V FORCED VENTILATION; DIRECTION OF AIR FLOW DE --> NDE; DEGREE OF PROTECTION IP55 INCREMENTAL ENCODER 22 BIT WITH COMMUTATING POSITION (ENCODER IC22DQ) WITH DRIVE-CLIQ INTERFACE DESIGN IM B3 (IM V5, IM V6) SHAFT WITH FITTED KEY HALF-KEY BALANCING BEARING: STANDARD, VIBRATION SEVERITY GRADE R/A; SHAFT AND FLANGE ACCURACY: R TERMINAL BOX (ABOVE) CABLE ENTRY ON THE LEFT SIGNAL CONNECTION D-END | 7612 | TEM | 1 | MC | 230 | 1
1PH81651DD020BA1 | SIMOTICS M COMPACT ASYNCHRONOUS MOTOR 1000RPM, 28KW, 267NM, 71A, 292V 1150RPM, 31KW, 257NM, 69A, 333V 1350RPM, 34KW, 241NM, 66A, 387V FORCED VENTILATION; DIRECTION OF AIR FLOW DE --> NDE; DEGREE OF PROTECTION IP55 INCREMENTAL ENCODER 22 BIT WITH COMMUTATING POSITION (ENCODER IC22DQ) WITH DRIVE-CLIQ INTERFACE DESIGN IM B5 (IMV 1,IM V3) PLAIN SHAFT WITHOUT FITTED KEY; BEARING: STANDARD WITH FIXED BEARING, VIBRATION SEVERITY GRADE R/A; SHAFT AND FLANGE ACCURACY: R TERMINAL BOX (ABOVE) CABLE ENTRY ON THE RIGHT SIGNAL CONNECTION D-END | 8352 | TEM | 1 | MC | 230 | 1
1PH81651DD020BB1 | SIMOTICS M COMPACT ASYNCHRONOUS MOTOR 1000RPM, 28KW, 267NM, 71A, 292V 1150RPM, 31KW, 257NM, 69A, 333V 1350RPM, 34KW, 241NM, 66A, 387V FORCED VENTILATION; DIRECTION OF AIR FLOW DE --> NDE; DEGREE OF PROTECTION IP55 INCREMENTAL ENCODER 22 BIT WITH COMMUTATING POSITION (ENCODER IC22DQ) WITH DRIVE-CLIQ INTERFACE DESIGN IM B5 (IMV 1,IM V3) PLAIN SHAFT WITHOUT FITTED KEY; BEARING: STANDARD WITH FIXED BEARING, VIBRATION SEVERITY GRADE R/A; SHAFT AND FLANGE ACCURACY: R TERMINAL BOX (ABOVE) CABLE ENTRY ON THE LEFT SIGNAL CONNECTION D-END | 8352 | TEM | 1 | MC | 230 | 1
1PH81651DD020BC1 | SIMOTICS M COMPACT ASYNCHRONOUS MOTOR 1000RPM, 28KW, 267NM, 71A, 292V 1150RPM, 31KW, 257NM, 69A, 333V 1350RPM, 34KW, 241NM, 66A, 387V FORCED VENTILATION; DIRECTION OF AIR FLOW DE --> NDE; DEGREE OF PROTECTION IP55 INCREMENTAL ENCODER 22 BIT WITH COMMUTATING POSITION (ENCODER IC22DQ) WITH DRIVE-CLIQ INTERFACE DESIGN IM B5 (IMV 1,IM V3) PLAIN SHAFT WITHOUT FITTED KEY; BEARING: STANDARD WITH FIXED BEARING, VIBRATION SEVERITY GRADE R/A; SHAFT AND FLANGE ACCURACY: R TERMINAL BOX (ABOVE) CABLE ENTRY ON THE ND-END SIGNAL CONNECTION LEFT | 8352 | TEM | 1 | MC | 230 | 1
1PH81651DD020CA1 | SIMOTICS M COMPACT ASYNCHRONOUS MOTOR 1000RPM, 28KW, 267NM, 71A, 292V 1150RPM, 31KW, 257NM, 69A, 333V 1350RPM, 34KW, 241NM, 66A, 387V FORCED VENTILATION; DIRECTION OF AIR FLOW DE --> NDE; DEGREE OF PROTECTION IP55 INCREMENTAL ENCODER 22 BIT WITH COMMUTATING POSITION (ENCODER IC22DQ) WITH DRIVE-CLIQ INTERFACE DESIGN IM B5 (IMV 1,IM V3) PLAIN SHAFT WITHOUT FITTED KEY; BEARING: STANDARD WITH FIXED BEARING, VIBRATION SEVERITY GRADE S/A; SHAFT AND FLANGE ACCURACY: R TERMINAL BOX (ABOVE) CABLE ENTRY ON THE RIGHT SIGNAL CONNECTION D-END | 8547 | TEM | 1 | MC | 230 | 1
1PH81651DD020DA1 | SIMOTICS M COMPACT ASYNCHRONOUS MOTOR 1000RPM, 28KW, 267NM, 71A, 292V 1150RPM, 31KW, 257NM, 69A, 333V 1350RPM, 34KW, 241NM, 66A, 387V FORCED VENTILATION; DIRECTION OF AIR FLOW DE --> NDE; DEGREE OF PROTECTION IP55 INCREMENTAL ENCODER 22 BIT WITH COMMUTATING POSITION (ENCODER IC22DQ) WITH DRIVE-CLIQ INTERFACE DESIGN IM B5 (IMV 1,IM V3) PLAIN SHAFT WITHOUT FITTED KEY; BEARING: STANDARD WITH FIXED BEARING, VIBRATION SEVERITY GRADE SR/A; SHAFT AND FLANGE ACCURACY: R TERMINAL BOX (ABOVE) CABLE ENTRY ON THE RIGHT SIGNAL CONNECTION D-END | 8639 | TEM | 1 | MC | 230 | 1
1PH81651DD020DB1 | SIMOTICS M COMPACT ASYNCHRONOUS MOTOR 1000RPM, 28KW, 267NM, 71A, 292V 1150RPM, 31KW, 257NM, 69A, 333V 1350RPM, 34KW, 241NM, 66A, 387V FORCED VENTILATION; DIRECTION OF AIR FLOW DE --> NDE; DEGREE OF PROTECTION IP55 INCREMENTAL ENCODER 22 BIT WITH COMMUTATING POSITION (ENCODER IC22DQ) WITH DRIVE-CLIQ INTERFACE DESIGN IM B5 (IMV 1,IM V3) PLAIN SHAFT WITHOUT FITTED KEY; BEARING: STANDARD WITH FIXED BEARING, VIBRATION SEVERITY GRADE SR/A; SHAFT AND FLANGE ACCURACY: R TERMINAL BOX (ABOVE) CABLE ENTRY ON THE LEFT SIGNAL CONNECTION D-END | 8639 | TEM | 1 | MC | 230 | 1
1PH81651DD020GA1 | SIMOTICS M COMPACT ASYNCHRONOUS MOTOR 1000RPM, 28KW, 267NM, 71A, 292V 1150RPM, 31KW, 257NM, 69A, 333V 1350RPM, 34KW, 241NM, 66A, 387V FORCED VENTILATION; DIRECTION OF AIR FLOW DE --> NDE; DEGREE OF PROTECTION IP55 INCREMENTAL ENCODER 22 BIT WITH COMMUTATING POSITION (ENCODER IC22DQ) WITH DRIVE-CLIQ INTERFACE DESIGN IM B5 (IMV 1,IM V3) PLAIN SHAFT WITHOUT FITTED KEY; BEARING: STANDARD, VIBRATION SEVERITY GRADE R/A; SHAFT AND FLANGE ACCURACY: R TERMINAL BOX (ABOVE) CABLE ENTRY ON THE RIGHT SIGNAL CONNECTION D-END | 8067 | TEM | 1 | MC | 230 | 1
1PH81651DD021BA1 | SIMOTICS M COMPACT ASYNCHRONOUS MOTOR 1000RPM, 28KW, 267NM, 71A, 292V 1150RPM, 31KW, 257NM, 69A, 333V 1350RPM, 34KW, 241NM, 66A, 387V FORCED VENTILATION; DIRECTION OF AIR FLOW DE --> NDE; DEGREE OF PROTECTION IP55 INCREMENTAL ENCODER 22 BIT WITH COMMUTATING POSITION (ENCODER IC22DQ) WITH DRIVE-CLIQ INTERFACE DESIGN IM B5 (IMV 1,IM V3) SHAFT WITH FITTED KEY FULL-KEY BALANCING BEARING: STANDARD WITH FIXED BEARING, VIBRATION SEVERITY GRADE R/A; SHAFT AND FLANGE ACCURACY: R TERMINAL BOX (ABOVE) CABLE ENTRY ON THE RIGHT SIGNAL CONNECTION D-END | 8547 | TEM | 1 | MC | 230 | 1
1PH81651DD021CA1 | SIMOTICS M COMPACT ASYNCHRONOUS MOTOR 1000RPM, 28KW, 267NM, 71A, 292V 1150RPM, 31KW, 257NM, 69A, 333V 1350RPM, 34KW, 241NM, 66A, 387V FORCED VENTILATION; DIRECTION OF AIR FLOW DE --> NDE; DEGREE OF PROTECTION IP55 INCREMENTAL ENCODER 22 BIT WITH COMMUTATING POSITION (ENCODER IC22DQ) WITH DRIVE-CLIQ INTERFACE DESIGN IM B5 (IMV 1,IM V3) SHAFT WITH FITTED KEY FULL-KEY BALANCING BEARING: STANDARD WITH FIXED BEARING, VIBRATION SEVERITY GRADE S/A; SHAFT AND FLANGE ACCURACY: R TERMINAL BOX (ABOVE) CABLE ENTRY ON THE RIGHT SIGNAL CONNECTION D-END | 8742 | TEM | 1 | MC | 230 | 1
1PH81651DD021CB1 | SIMOTICS M COMPACT ASYNCHRONOUS MOTOR 1000RPM, 28KW, 267NM, 71A, 292V 1150RPM, 31KW, 257NM, 69A, 333V 1350RPM, 34KW, 241NM, 66A, 387V FORCED VENTILATION; DIRECTION OF AIR FLOW DE --> NDE; DEGREE OF PROTECTION IP55 INCREMENTAL ENCODER 22 BIT WITH COMMUTATING POSITION (ENCODER IC22DQ) WITH DRIVE-CLIQ INTERFACE DESIGN IM B5 (IMV 1,IM V3) SHAFT WITH FITTED KEY FULL-KEY BALANCING BEARING: STANDARD WITH FIXED BEARING, VIBRATION SEVERITY GRADE S/A; SHAFT AND FLANGE ACCURACY: R TERMINAL BOX (ABOVE) CABLE ENTRY ON THE LEFT SIGNAL CONNECTION D-END | 8742 | TEM | 1 | MC | 230 | 1
1PH81651DD021DC1 | SIMOTICS M COMPACT ASYNCHRONOUS MOTOR 1000RPM, 28KW, 267NM, 71A, 292V 1150RPM, 31KW, 257NM, 69A, 333V 1350RPM, 34KW, 241NM, 66A, 387V FORCED VENTILATION; DIRECTION OF AIR FLOW DE --> NDE; DEGREE OF PROTECTION IP55 INCREMENTAL ENCODER 22 BIT WITH COMMUTATING POSITION (ENCODER IC22DQ) WITH DRIVE-CLIQ INTERFACE DESIGN IM B5 (IMV 1,IM V3) SHAFT WITH FITTED KEY FULL-KEY BALANCING BEARING: STANDARD WITH FIXED BEARING, VIBRATION SEVERITY GRADE SR/A; SHAFT AND FLANGE ACCURACY: R TERMINAL BOX (ABOVE) CABLE ENTRY ON THE ND-END SIGNAL CONNECTION LEFT | 8834 | TEM | 1 | MC | 230 | 1
1PH81651DD022BA1 | SIMOTICS M COMPACT ASYNCHRONOUS MOTOR 1000RPM, 28KW, 267NM, 71A, 292V 1150RPM, 31KW, 257NM, 69A, 333V 1350RPM, 34KW, 241NM, 66A, 387V FORCED VENTILATION; DIRECTION OF AIR FLOW DE --> NDE; DEGREE OF PROTECTION IP55 INCREMENTAL ENCODER 22 BIT WITH COMMUTATING POSITION (ENCODER IC22DQ) WITH DRIVE-CLIQ INTERFACE DESIGN IM B5 (IMV 1,IM V3) SHAFT WITH FITTED KEY HALF-KEY BALANCING BEARING: STANDARD WITH FIXED BEARING, VIBRATION SEVERITY GRADE R/A; SHAFT AND FLANGE ACCURACY: R TERMINAL BOX (ABOVE) CABLE ENTRY ON THE RIGHT SIGNAL CONNECTION D-END | 8547 | TEM | 1 | MC | 230 | 1
1PH81651DD022BB1 | SIMOTICS M COMPACT ASYNCHRONOUS MOTOR 1000RPM, 28KW, 267NM, 71A, 292V 1150RPM, 31KW, 257NM, 69A, 333V 1350RPM, 34KW, 241NM, 66A, 387V FORCED VENTILATION; DIRECTION OF AIR FLOW DE --> NDE; DEGREE OF PROTECTION IP55 INCREMENTAL ENCODER 22 BIT WITH COMMUTATING POSITION (ENCODER IC22DQ) WITH DRIVE-CLIQ INTERFACE DESIGN IM B5 (IMV 1,IM V3) SHAFT WITH FITTED KEY HALF-KEY BALANCING BEARING: STANDARD WITH FIXED BEARING, VIBRATION SEVERITY GRADE R/A; SHAFT AND FLANGE ACCURACY: R TERMINAL BOX (ABOVE) CABLE ENTRY ON THE LEFT SIGNAL CONNECTION D-END | 8547 | TEM | 1 | MC | 230 | 1
1PH81651DD022GA1 | SIMOTICS M COMPACT ASYNCHRONOUS MOTOR 1000RPM, 28KW, 267NM, 71A, 292V 1150RPM, 31KW, 257NM, 69A, 333V 1350RPM, 34KW, 241NM, 66A, 387V FORCED VENTILATION; DIRECTION OF AIR FLOW DE --> NDE; DEGREE OF PROTECTION IP55 INCREMENTAL ENCODER 22 BIT WITH COMMUTATING POSITION (ENCODER IC22DQ) WITH DRIVE-CLIQ INTERFACE DESIGN IM B5 (IMV 1,IM V3) SHAFT WITH FITTED KEY HALF-KEY BALANCING BEARING: STANDARD, VIBRATION SEVERITY GRADE R/A; SHAFT AND FLANGE ACCURACY: R TERMINAL BOX (ABOVE) CABLE ENTRY ON THE RIGHT SIGNAL CONNECTION D-END | 8262 | TEM | 1 | MC | 230 | 1
1PH81651DD030BA1 | SIMOTICS M COMPACT ASYNCHRONOUS MOTOR 1000RPM, 28KW, 267NM, 71A, 292V 1150RPM, 31KW, 257NM, 69A, 333V 1350RPM, 34KW, 241NM, 66A, 387V FORCED VENTILATION; DIRECTION OF AIR FLOW DE --> NDE; DEGREE OF PROTECTION IP55 INCREMENTAL ENCODER 22 BIT WITH COMMUTATING POSITION (ENCODER IC22DQ) WITH DRIVE-CLIQ INTERFACE DESIGN IM B35 (IM V15, IM V35) PLAIN SHAFT WITHOUT FITTED KEY; BEARING: STANDARD WITH FIXED BEARING, VIBRATION SEVERITY GRADE R/A; SHAFT AND FLANGE ACCURACY: R TERMINAL BOX (ABOVE) CABLE ENTRY ON THE RIGHT SIGNAL CONNECTION D-END | 8352 | TEM | 1 | MC | 230 | 1
1PH81651DD030BB1 | SIMOTICS M COMPACT ASYNCHRONOUS MOTOR 1000RPM, 28KW, 267NM, 71A, 292V 1150RPM, 31KW, 257NM, 69A, 333V 1350RPM, 34KW, 241NM, 66A, 387V FORCED VENTILATION; DIRECTION OF AIR FLOW DE --> NDE; DEGREE OF PROTECTION IP55 INCREMENTAL ENCODER 22 BIT WITH COMMUTATING POSITION (ENCODER IC22DQ) WITH DRIVE-CLIQ INTERFACE DESIGN IM B35 (IM V15, IM V35) PLAIN SHAFT WITHOUT FITTED KEY; BEARING: STANDARD WITH FIXED BEARING, VIBRATION SEVERITY GRADE R/A; SHAFT AND FLANGE ACCURACY: R TERMINAL BOX (ABOVE) CABLE ENTRY ON THE LEFT SIGNAL CONNECTION D-END | 8352 | TEM | 1 | MC | 230 | 1
1PH81651DD030BC1 | SIMOTICS M COMPACT ASYNCHRONOUS MOTOR 1000RPM, 28KW, 267NM, 71A, 292V 1150RPM, 31KW, 257NM, 69A, 333V 1350RPM, 34KW, 241NM, 66A, 387V FORCED VENTILATION; DIRECTION OF AIR FLOW DE --> NDE; DEGREE OF PROTECTION IP55 INCREMENTAL ENCODER 22 BIT WITH COMMUTATING POSITION (ENCODER IC22DQ) WITH DRIVE-CLIQ INTERFACE DESIGN IM B35 (IM V15, IM V35) PLAIN SHAFT WITHOUT FITTED KEY; BEARING: STANDARD WITH FIXED BEARING, VIBRATION SEVERITY GRADE R/A; SHAFT AND FLANGE ACCURACY: R TERMINAL BOX (ABOVE) CABLE ENTRY ON THE ND-END SIGNAL CONNECTION LEFT | 8352 | TEM | 1 | MC | 230 | 1
1PH81651DD030CA1 | SIMOTICS M COMPACT ASYNCHRONOUS MOTOR 1000RPM, 28KW, 267NM, 71A, 292V 1150RPM, 31KW, 257NM, 69A, 333V 1350RPM, 34KW, 241NM, 66A, 387V FORCED VENTILATION; DIRECTION OF AIR FLOW DE --> NDE; DEGREE OF PROTECTION IP55 INCREMENTAL ENCODER 22 BIT WITH COMMUTATING POSITION (ENCODER IC22DQ) WITH DRIVE-CLIQ INTERFACE DESIGN IM B35 (IM V15, IM V35) PLAIN SHAFT WITHOUT FITTED KEY; BEARING: STANDARD WITH FIXED BEARING, VIBRATION SEVERITY GRADE S/A; SHAFT AND FLANGE ACCURACY: R TERMINAL BOX (ABOVE) CABLE ENTRY ON THE RIGHT SIGNAL CONNECTION D-END | 8547 | TEM | 1 | MC | 230 | 1
1PH81651DD030CC1 | SIMOTICS M COMPACT ASYNCHRONOUS MOTOR 1000RPM, 28KW, 267NM, 71A, 292V 1150RPM, 31KW, 257NM, 69A, 333V 1350RPM, 34KW, 241NM, 66A, 387V FORCED VENTILATION; DIRECTION OF AIR FLOW DE --> NDE; DEGREE OF PROTECTION IP55 INCREMENTAL ENCODER 22 BIT WITH COMMUTATING POSITION (ENCODER IC22DQ) WITH DRIVE-CLIQ INTERFACE DESIGN IM B35 (IM V15, IM V35) PLAIN SHAFT WITHOUT FITTED KEY; BEARING: STANDARD WITH FIXED BEARING, VIBRATION SEVERITY GRADE S/A; SHAFT AND FLANGE ACCURACY: R TERMINAL BOX (ABOVE) CABLE ENTRY ON THE ND-END SIGNAL CONNECTION LEFT | 8547 | TEM | 1 | MC | 230 | 1
1PH81651DD030DA1 | SIMOTICS M COMPACT ASYNCHRONOUS MOTOR 1000RPM, 28KW, 267NM, 71A, 292V 1150RPM, 31KW, 257NM, 69A, 333V 1350RPM, 34KW, 241NM, 66A, 387V FORCED VENTILATION; DIRECTION OF AIR FLOW DE --> NDE; DEGREE OF PROTECTION IP55 INCREMENTAL ENCODER 22 BIT WITH COMMUTATING POSITION (ENCODER IC22DQ) WITH DRIVE-CLIQ INTERFACE DESIGN IM B35 (IM V15, IM V35) PLAIN SHAFT WITHOUT FITTED KEY; BEARING: STANDARD WITH FIXED BEARING, VIBRATION SEVERITY GRADE SR/A; SHAFT AND FLANGE ACCURACY: R TERMINAL BOX (ABOVE) CABLE ENTRY ON THE RIGHT SIGNAL CONNECTION D-END | 8639 | TEM | 1 | MC | 230 | 1
1PH81651DD030DC1 | SIMOTICS M COMPACT ASYNCHRONOUS MOTOR 1000RPM, 28KW, 267NM, 71A, 292V 1150RPM, 31KW, 257NM, 69A, 333V 1350RPM, 34KW, 241NM, 66A, 387V FORCED VENTILATION; DIRECTION OF AIR FLOW DE --> NDE; DEGREE OF PROTECTION IP55 INCREMENTAL ENCODER 22 BIT WITH COMMUTATING POSITION (ENCODER IC22DQ) WITH DRIVE-CLIQ INTERFACE DESIGN IM B35 (IM V15, IM V35) PLAIN SHAFT WITHOUT FITTED KEY; BEARING: STANDARD WITH FIXED BEARING, VIBRATION SEVERITY GRADE SR/A; SHAFT AND FLANGE ACCURACY: R TERMINAL BOX (ABOVE) CABLE ENTRY ON THE ND-END SIGNAL CONNECTION LEFT | 8639 | TEM | 1 | MC | 230 | 1
1PH81651DD030MA1 | SIMOTICS M COMPACT ASYNCHRONOUS MOTOR 1000RPM, 28KW, 267NM, 71A, 292V 1150RPM, 31KW, 257NM, 69A, 333V 1350RPM, 34KW, 241NM, 66A, 387V FORCED VENTILATION; DIRECTION OF AIR FLOW DE --> NDE; DEGREE OF PROTECTION IP55 INCREMENTAL ENCODER 22 BIT WITH COMMUTATING POSITION (ENCODER IC22DQ) WITH DRIVE-CLIQ INTERFACE DESIGN IM B35 (IM V15, IM V35) PLAIN SHAFT WITHOUT FITTED KEY; BEARING: HIGH PERFORMANCE VIBRATION SEVERITY GRADE SPECIAL/B SHAFT AND FLANGE ACCURACY GR. SPECIAL TERMINAL BOX (ABOVE) CABLE ENTRY ON THE RIGHT SIGNAL CONNECTION D-END | 9801 | TEM | 1 | MC | 230 | 1
1PH81651DD031BA1 | SIMOTICS M COMPACT ASYNCHRONOUS MOTOR 1000RPM, 28KW, 267NM, 71A, 292V 1150RPM, 31KW, 257NM, 69A, 333V 1350RPM, 34KW, 241NM, 66A, 387V FORCED VENTILATION; DIRECTION OF AIR FLOW DE --> NDE; DEGREE OF PROTECTION IP55 INCREMENTAL ENCODER 22 BIT WITH COMMUTATING POSITION (ENCODER IC22DQ) WITH DRIVE-CLIQ INTERFACE DESIGN IM B35 (IM V15, IM V35) SHAFT WITH FITTED KEY FULL-KEY BALANCING BEARING: STANDARD WITH FIXED BEARING, VIBRATION SEVERITY GRADE R/A; SHAFT AND FLANGE ACCURACY: R TERMINAL BOX (ABOVE) CABLE ENTRY ON THE RIGHT SIGNAL CONNECTION D-END | 8547 | TEM | 1 | MC | 230 | 1
1PH81651DD031BB1 | SIMOTICS M COMPACT ASYNCHRONOUS MOTOR 1000RPM, 28KW, 267NM, 71A, 292V 1150RPM, 31KW, 257NM, 69A, 333V 1350RPM, 34KW, 241NM, 66A, 387V FORCED VENTILATION; DIRECTION OF AIR FLOW DE --> NDE; DEGREE OF PROTECTION IP55 INCREMENTAL ENCODER 22 BIT WITH COMMUTATING POSITION (ENCODER IC22DQ) WITH DRIVE-CLIQ INTERFACE DESIGN IM B35 (IM V15, IM V35) SHAFT WITH FITTED KEY FULL-KEY BALANCING BEARING: STANDARD WITH FIXED BEARING, VIBRATION SEVERITY GRADE R/A; SHAFT AND FLANGE ACCURACY: R TERMINAL BOX (ABOVE) CABLE ENTRY ON THE LEFT SIGNAL CONNECTION D-END | 8547 | TEM | 1 | MC | 230 | 1
1PH81651DD031BC1 | SIMOTICS M COMPACT ASYNCHRONOUS MOTOR 1000RPM, 28KW, 267NM, 71A, 292V 1150RPM, 31KW, 257NM, 69A, 333V 1350RPM, 34KW, 241NM, 66A, 387V FORCED VENTILATION; DIRECTION OF AIR FLOW DE --> NDE; DEGREE OF PROTECTION IP55 INCREMENTAL ENCODER 22 BIT WITH COMMUTATING POSITION (ENCODER IC22DQ) WITH DRIVE-CLIQ INTERFACE DESIGN IM B35 (IM V15, IM V35) SHAFT WITH FITTED KEY FULL-KEY BALANCING BEARING: STANDARD WITH FIXED BEARING, VIBRATION SEVERITY GRADE R/A; SHAFT AND FLANGE ACCURACY: R TERMINAL BOX (ABOVE) CABLE ENTRY ON THE ND-END SIGNAL CONNECTION LEFT | 8547 | TEM | 1 | MC | 230 | 1
1PH81651DD031CA1 | SIMOTICS M COMPACT ASYNCHRONOUS MOTOR 1000RPM, 28KW, 267NM, 71A, 292V 1150RPM, 31KW, 257NM, 69A, 333V 1350RPM, 34KW, 241NM, 66A, 387V FORCED VENTILATION; DIRECTION OF AIR FLOW DE --> NDE; DEGREE OF PROTECTION IP55 INCREMENTAL ENCODER 22 BIT WITH COMMUTATING POSITION (ENCODER IC22DQ) WITH DRIVE-CLIQ INTERFACE DESIGN IM B35 (IM V15, IM V35) SHAFT WITH FITTED KEY FULL-KEY BALANCING BEARING: STANDARD WITH FIXED BEARING, VIBRATION SEVERITY GRADE S/A; SHAFT AND FLANGE ACCURACY: R TERMINAL BOX (ABOVE) CABLE ENTRY ON THE RIGHT SIGNAL CONNECTION D-END | 8742 | TEM | 1 | MC | 230 | 1
1PH81651DD031CB1 | SIMOTICS M COMPACT ASYNCHRONOUS MOTOR 1000RPM, 28KW, 267NM, 71A, 292V 1150RPM, 31KW, 257NM, 69A, 333V 1350RPM, 34KW, 241NM, 66A, 387V FORCED VENTILATION; DIRECTION OF AIR FLOW DE --> NDE; DEGREE OF PROTECTION IP55 INCREMENTAL ENCODER 22 BIT WITH COMMUTATING POSITION (ENCODER IC22DQ) WITH DRIVE-CLIQ INTERFACE DESIGN IM B35 (IM V15, IM V35) SHAFT WITH FITTED KEY FULL-KEY BALANCING BEARING: STANDARD WITH FIXED BEARING, VIBRATION SEVERITY GRADE S/A; SHAFT AND FLANGE ACCURACY: R TERMINAL BOX (ABOVE) CABLE ENTRY ON THE LEFT SIGNAL CONNECTION D-END | 8742 | TEM | 1 | MC | 230 | 1
1PH81651DD031CC1 | SIMOTICS M COMPACT ASYNCHRONOUS MOTOR 1000RPM, 28KW, 267NM, 71A, 292V 1150RPM, 31KW, 257NM, 69A, 333V 1350RPM, 34KW, 241NM, 66A, 387V FORCED VENTILATION; DIRECTION OF AIR FLOW DE --> NDE; DEGREE OF PROTECTION IP55 INCREMENTAL ENCODER 22 BIT WITH COMMUTATING POSITION (ENCODER IC22DQ) WITH DRIVE-CLIQ INTERFACE DESIGN IM B35 (IM V15, IM V35) SHAFT WITH FITTED KEY FULL-KEY BALANCING BEARING: STANDARD WITH FIXED BEARING, VIBRATION SEVERITY GRADE S/A; SHAFT AND FLANGE ACCURACY: R TERMINAL BOX (ABOVE) CABLE ENTRY ON THE ND-END SIGNAL CONNECTION LEFT | 8742 | TEM | 1 | MC | 230 | 1
1PH81651DD031DA1 | SIMOTICS M COMPACT ASYNCHRONOUS MOTOR 1000RPM, 28KW, 267NM, 71A, 292V 1150RPM, 31KW, 257NM, 69A, 333V 1350RPM, 34KW, 241NM, 66A, 387V FORCED VENTILATION; DIRECTION OF AIR FLOW DE --> NDE; DEGREE OF PROTECTION IP55 INCREMENTAL ENCODER 22 BIT WITH COMMUTATING POSITION (ENCODER IC22DQ) WITH DRIVE-CLIQ INTERFACE DESIGN IM B35 (IM V15, IM V35) SHAFT WITH FITTED KEY FULL-KEY BALANCING BEARING: STANDARD WITH FIXED BEARING, VIBRATION SEVERITY GRADE SR/A; SHAFT AND FLANGE ACCURACY: R TERMINAL BOX (ABOVE) CABLE ENTRY ON THE RIGHT SIGNAL CONNECTION D-END | 8834 | TEM | 1 | MC | 230 | 1
1PH81651DD031DC1 | SIMOTICS M COMPACT ASYNCHRONOUS MOTOR 1000RPM, 28KW, 267NM, 71A, 292V 1150RPM, 31KW, 257NM, 69A, 333V 1350RPM, 34KW, 241NM, 66A, 387V FORCED VENTILATION; DIRECTION OF AIR FLOW DE --> NDE; DEGREE OF PROTECTION IP55 INCREMENTAL ENCODER 22 BIT WITH COMMUTATING POSITION (ENCODER IC22DQ) WITH DRIVE-CLIQ INTERFACE DESIGN IM B35 (IM V15, IM V35) SHAFT WITH FITTED KEY FULL-KEY BALANCING BEARING: STANDARD WITH FIXED BEARING, VIBRATION SEVERITY GRADE SR/A; SHAFT AND FLANGE ACCURACY: R TERMINAL BOX (ABOVE) CABLE ENTRY ON THE ND-END SIGNAL CONNECTION LEFT | 8834 | TEM | 1 | MC | 230 | 1
1PH81651DD031GA1 | SIMOTICS M COMPACT ASYNCHRONOUS MOTOR 1000RPM, 28KW, 267NM, 71A, 292V 1150RPM, 31KW, 257NM, 69A, 333V 1350RPM, 34KW, 241NM, 66A, 387V FORCED VENTILATION; DIRECTION OF AIR FLOW DE --> NDE; DEGREE OF PROTECTION IP55 INCREMENTAL ENCODER 22 BIT WITH COMMUTATING POSITION (ENCODER IC22DQ) WITH DRIVE-CLIQ INTERFACE DESIGN IM B35 (IM V15, IM V35) SHAFT WITH FITTED KEY FULL-KEY BALANCING BEARING: STANDARD, VIBRATION SEVERITY GRADE R/A; SHAFT AND FLANGE ACCURACY: R TERMINAL BOX (ABOVE) CABLE ENTRY ON THE RIGHT SIGNAL CONNECTION D-END | 8262 | TEM | 1 | MC | 230 | 1
1PH81651DD031LA1 | SIMOTICS M COMPACT ASYNCHRONOUS MOTOR 1000RPM, 28KW, 267NM, 71A, 292V 1150RPM, 31KW, 257NM, 69A, 333V 1350RPM, 34KW, 241NM, 66A, 387V FORCED VENTILATION; DIRECTION OF AIR FLOW DE --> NDE; DEGREE OF PROTECTION IP55 INCREMENTAL ENCODER 22 BIT WITH COMMUTATING POSITION (ENCODER IC22DQ) WITH DRIVE-CLIQ INTERFACE DESIGN IM B35 (IM V15, IM V35) SHAFT WITH FITTED KEY FULL-KEY BALANCING BEARING: PERFORMANCE, VIBRATION SEVERITY GRADE SPECIAL/B; SHAFT A. FLANGE ACCURACY GR. SPECIAL TERMINAL BOX (ABOVE) CABLE ENTRY ON THE RIGHT SIGNAL CONNECTION D-END | 9205 | TEM | 1 | MC | 230 | 1
1PH81651DD032BA1 | SIMOTICS M COMPACT ASYNCHRONOUS MOTOR 1000RPM, 28KW, 267NM, 71A, 292V 1150RPM, 31KW, 257NM, 69A, 333V 1350RPM, 34KW, 241NM, 66A, 387V FORCED VENTILATION; DIRECTION OF AIR FLOW DE --> NDE; DEGREE OF PROTECTION IP55 INCREMENTAL ENCODER 22 BIT WITH COMMUTATING POSITION (ENCODER IC22DQ) WITH DRIVE-CLIQ INTERFACE DESIGN IM B35 (IM V15, IM V35) SHAFT WITH FITTED KEY HALF-KEY BALANCING BEARING: STANDARD WITH FIXED BEARING, VIBRATION SEVERITY GRADE R/A; SHAFT AND FLANGE ACCURACY: R TERMINAL BOX (ABOVE) CABLE ENTRY ON THE RIGHT SIGNAL CONNECTION D-END | 8547 | TEM | 1 | MC | 230 | 1
1PH81651DD032BB1 | SIMOTICS M COMPACT ASYNCHRONOUS MOTOR 1000RPM, 28KW, 267NM, 71A, 292V 1150RPM, 31KW, 257NM, 69A, 333V 1350RPM, 34KW, 241NM, 66A, 387V FORCED VENTILATION; DIRECTION OF AIR FLOW DE --> NDE; DEGREE OF PROTECTION IP55 INCREMENTAL ENCODER 22 BIT WITH COMMUTATING POSITION (ENCODER IC22DQ) WITH DRIVE-CLIQ INTERFACE DESIGN IM B35 (IM V15, IM V35) SHAFT WITH FITTED KEY HALF-KEY BALANCING BEARING: STANDARD WITH FIXED BEARING, VIBRATION SEVERITY GRADE R/A; SHAFT AND FLANGE ACCURACY: R TERMINAL BOX (ABOVE) CABLE ENTRY ON THE LEFT SIGNAL CONNECTION D-END | 8547 | TEM | 1 | MC | 230 | 1
1PH81651DD032BC1 | SIMOTICS M COMPACT ASYNCHRONOUS MOTOR 1000RPM, 28KW, 267NM, 71A, 292V 1150RPM, 31KW, 257NM, 69A, 333V 1350RPM, 34KW, 241NM, 66A, 387V FORCED VENTILATION; DIRECTION OF AIR FLOW DE --> NDE; DEGREE OF PROTECTION IP55 INCREMENTAL ENCODER 22 BIT WITH COMMUTATING POSITION (ENCODER IC22DQ) WITH DRIVE-CLIQ INTERFACE DESIGN IM B35 (IM V15, IM V35) SHAFT WITH FITTED KEY HALF-KEY BALANCING BEARING: STANDARD WITH FIXED BEARING, VIBRATION SEVERITY GRADE R/A; SHAFT AND FLANGE ACCURACY: R TERMINAL BOX (ABOVE) CABLE ENTRY ON THE ND-END SIGNAL CONNECTION LEFT | 8547 | TEM | 1 | MC | 230 | 1
1PH81651DD032CA1 | SIMOTICS M COMPACT ASYNCHRONOUS MOTOR 1000RPM, 28KW, 267NM, 71A, 292V 1150RPM, 31KW, 257NM, 69A, 333V 1350RPM, 34KW, 241NM, 66A, 387V FORCED VENTILATION; DIRECTION OF AIR FLOW DE --> NDE; DEGREE OF PROTECTION IP55 INCREMENTAL ENCODER 22 BIT WITH COMMUTATING POSITION (ENCODER IC22DQ) WITH DRIVE-CLIQ INTERFACE DESIGN IM B35 (IM V15, IM V35) SHAFT WITH FITTED KEY HALF-KEY BALANCING BEARING: STANDARD WITH FIXED BEARING, VIBRATION SEVERITY GRADE S/A; SHAFT AND FLANGE ACCURACY: R TERMINAL BOX (ABOVE) CABLE ENTRY ON THE RIGHT SIGNAL CONNECTION D-END | 8742 | TEM | 1 | MC | 230 | 1
1PH81651DD032CC1 | SIMOTICS M COMPACT ASYNCHRONOUS MOTOR 1000RPM, 28KW, 267NM, 71A, 292V 1150RPM, 31KW, 257NM, 69A, 333V 1350RPM, 34KW, 241NM, 66A, 387V FORCED VENTILATION; DIRECTION OF AIR FLOW DE --> NDE; DEGREE OF PROTECTION IP55 INCREMENTAL ENCODER 22 BIT WITH COMMUTATING POSITION (ENCODER IC22DQ) WITH DRIVE-CLIQ INTERFACE DESIGN IM B35 (IM V15, IM V35) SHAFT WITH FITTED KEY HALF-KEY BALANCING BEARING: STANDARD WITH FIXED BEARING, VIBRATION SEVERITY GRADE S/A; SHAFT AND FLANGE ACCURACY: R TERMINAL BOX (ABOVE) CABLE ENTRY ON THE ND-END SIGNAL CONNECTION LEFT | 8742 | TEM | 1 | MC | 230 | 1
1PH81651DD032FA1 | SIMOTICS M COMPACT ASYNCHRONOUS MOTOR 1000RPM, 28KW, 267NM, 71A, 292V 1150RPM, 31KW, 257NM, 69A, 333V 1350RPM, 34KW, 241NM, 66A, 387V FORCED VENTILATION; DIRECTION OF AIR FLOW DE --> NDE; DEGREE OF PROTECTION IP55 INCREMENTAL ENCODER 22 BIT WITH COMMUTATING POSITION (ENCODER IC22DQ) WITH DRIVE-CLIQ INTERFACE DESIGN IM B35 (IM V15, IM V35) SHAFT WITH FITTED KEY HALF-KEY BALANCING BEARING: INCREASED RADIAL FORCES, VIBRATION SEVERITY GRADE R/A; SHAFT AND FLANGE ACCURACY: R TERMINAL BOX (ABOVE) CABLE ENTRY ON THE RIGHT SIGNAL CONNECTION D-END | 8727 | TEM | 1 | MC | 230 | 1
1PH81651DD032LA1 | SIMOTICS M COMPACT ASYNCHRONOUS MOTOR 1000RPM, 28KW, 267NM, 71A, 292V 1150RPM, 31KW, 257NM, 69A, 333V 1350RPM, 34KW, 241NM, 66A, 387V FORCED VENTILATION; DIRECTION OF AIR FLOW DE --> NDE; DEGREE OF PROTECTION IP55 INCREMENTAL ENCODER 22 BIT WITH COMMUTATING POSITION (ENCODER IC22DQ) WITH DRIVE-CLIQ INTERFACE DESIGN IM B35 (IM V15, IM V35) SHAFT WITH FITTED KEY HALF-KEY BALANCING BEARING: PERFORMANCE, VIBRATION SEVERITY GRADE SPECIAL/B; SHAFT A. FLANGE ACCURACY GR. SPECIAL TERMINAL BOX (ABOVE) CABLE ENTRY ON THE RIGHT SIGNAL CONNECTION D-END | 9205 | TEM | 1 | MC | 230 | 1
1PH81651DD100BA1 | SIMOTICS M COMPACT ASYNCHRONOUS MOTOR 1000RPM, 28KW, 267NM, 71A, 292V 1150RPM, 31KW, 257NM, 69A, 333V 1350RPM, 34KW, 241NM, 66A, 387V FORCED VENTILATION; DIRECTION OF AIR FLOW NDE --> DE; DEGREE OF PROTECTION IP55 INCREMENTAL ENCODER 22 BIT WITH COMMUTATING POSITION (ENCODER IC22DQ) WITH DRIVE-CLIQ INTERFACE DESIGN IM B3 (IM V5, IM V6) PLAIN SHAFT WITHOUT FITTED KEY; BEARING: STANDARD WITH FIXED BEARING, VIBRATION SEVERITY GRADE R/A; SHAFT AND FLANGE ACCURACY: R TERMINAL BOX (ABOVE) CABLE ENTRY ON THE RIGHT SIGNAL CONNECTION D-END | 7702 | TEM | 1 | MC | 230 | 1
1PH81651DD100BC1 | SIMOTICS M COMPACT ASYNCHRONOUS MOTOR 1000RPM, 28KW, 267NM, 71A, 292V 1150RPM, 31KW, 257NM, 69A, 333V 1350RPM, 34KW, 241NM, 66A, 387V FORCED VENTILATION; DIRECTION OF AIR FLOW NDE --> DE; DEGREE OF PROTECTION IP55 INCREMENTAL ENCODER 22 BIT WITH COMMUTATING POSITION (ENCODER IC22DQ) WITH DRIVE-CLIQ INTERFACE DESIGN IM B3 (IM V5, IM V6) PLAIN SHAFT WITHOUT FITTED KEY; BEARING: STANDARD WITH FIXED BEARING, VIBRATION SEVERITY GRADE R/A; SHAFT AND FLANGE ACCURACY: R TERMINAL BOX (ABOVE) CABLE ENTRY ON THE ND-END SIGNAL CONNECTION LEFT | 7702 | TEM | 1 | MC | 230 | 1
1PH81651DD100CB1 | SIMOTICS M COMPACT ASYNCHRONOUS MOTOR 1000RPM, 28KW, 267NM, 71A, 292V 1150RPM, 31KW, 257NM, 69A, 333V 1350RPM, 34KW, 241NM, 66A, 387V FORCED VENTILATION; DIRECTION OF AIR FLOW NDE --> DE; DEGREE OF PROTECTION IP55 INCREMENTAL ENCODER 22 BIT WITH COMMUTATING POSITION (ENCODER IC22DQ) WITH DRIVE-CLIQ INTERFACE DESIGN IM B3 (IM V5, IM V6) PLAIN SHAFT WITHOUT FITTED KEY; BEARING: STANDARD WITH FIXED BEARING, VIBRATION SEVERITY GRADE S/A; SHAFT AND FLANGE ACCURACY: R TERMINAL BOX (ABOVE) CABLE ENTRY ON THE LEFT SIGNAL CONNECTION D-END | 7897 | TEM | 1 | MC | 230 | 1
1PH81651DD100DA1 | SIMOTICS M COMPACT ASYNCHRONOUS MOTOR 1000RPM, 28KW, 267NM, 71A, 292V 1150RPM, 31KW, 257NM, 69A, 333V 1350RPM, 34KW, 241NM, 66A, 387V FORCED VENTILATION; DIRECTION OF AIR FLOW NDE --> DE; DEGREE OF PROTECTION IP55 INCREMENTAL ENCODER 22 BIT WITH COMMUTATING POSITION (ENCODER IC22DQ) WITH DRIVE-CLIQ INTERFACE DESIGN IM B3 (IM V5, IM V6) PLAIN SHAFT WITHOUT FITTED KEY; BEARING: STANDARD WITH FIXED BEARING, VIBRATION SEVERITY GRADE SR/A; SHAFT AND FLANGE ACCURACY: R TERMINAL BOX (ABOVE) CABLE ENTRY ON THE RIGHT SIGNAL CONNECTION D-END | 7988 | TEM | 1 | MC | 230 | 1
1PH81651DD101BA1 | SIMOTICS M COMPACT ASYNCHRONOUS MOTOR 1000RPM, 28KW, 267NM, 71A, 292V 1150RPM, 31KW, 257NM, 69A, 333V 1350RPM, 34KW, 241NM, 66A, 387V FORCED VENTILATION; DIRECTION OF AIR FLOW NDE --> DE; DEGREE OF PROTECTION IP55 INCREMENTAL ENCODER 22 BIT WITH COMMUTATING POSITION (ENCODER IC22DQ) WITH DRIVE-CLIQ INTERFACE DESIGN IM B3 (IM V5, IM V6) SHAFT WITH FITTED KEY FULL-KEY BALANCING BEARING: STANDARD WITH FIXED BEARING, VIBRATION SEVERITY GRADE R/A; SHAFT AND FLANGE ACCURACY: R TERMINAL BOX (ABOVE) CABLE ENTRY ON THE RIGHT SIGNAL CONNECTION D-END | 7897 | TEM | 1 | MC | 230 | 1
1PH81651DD101DA1 | SIMOTICS M COMPACT ASYNCHRONOUS MOTOR 1000RPM, 28KW, 267NM, 71A, 292V 1150RPM, 31KW, 257NM, 69A, 333V 1350RPM, 34KW, 241NM, 66A, 387V FORCED VENTILATION; DIRECTION OF AIR FLOW NDE --> DE; DEGREE OF PROTECTION IP55 INCREMENTAL ENCODER 22 BIT WITH COMMUTATING POSITION (ENCODER IC22DQ) WITH DRIVE-CLIQ INTERFACE DESIGN IM B3 (IM V5, IM V6) SHAFT WITH FITTED KEY FULL-KEY BALANCING BEARING: STANDARD WITH FIXED BEARING, VIBRATION SEVERITY GRADE SR/A; SHAFT AND FLANGE ACCURACY: R TERMINAL BOX (ABOVE) CABLE ENTRY ON THE RIGHT SIGNAL CONNECTION D-END | 8184 | TEM | 1 | MC | 230 | 1
1PH81651DD102BA1 | SIMOTICS M COMPACT ASYNCHRONOUS MOTOR 1000RPM, 28KW, 267NM, 71A, 292V 1150RPM, 31KW, 257NM, 69A, 333V 1350RPM, 34KW, 241NM, 66A, 387V FORCED VENTILATION; DIRECTION OF AIR FLOW NDE --> DE; DEGREE OF PROTECTION IP55 INCREMENTAL ENCODER 22 BIT WITH COMMUTATING POSITION (ENCODER IC22DQ) WITH DRIVE-CLIQ INTERFACE DESIGN IM B3 (IM V5, IM V6) SHAFT WITH FITTED KEY HALF-KEY BALANCING BEARING: STANDARD WITH FIXED BEARING, VIBRATION SEVERITY GRADE R/A; SHAFT AND FLANGE ACCURACY: R TERMINAL BOX (ABOVE) CABLE ENTRY ON THE RIGHT SIGNAL CONNECTION D-END | 7897 | TEM | 1 | MC | 230 | 1
1PH81651DD102BB1 | SIMOTICS M COMPACT ASYNCHRONOUS MOTOR 1000RPM, 28KW, 267NM, 71A, 292V 1150RPM, 31KW, 257NM, 69A, 333V 1350RPM, 34KW, 241NM, 66A, 387V FORCED VENTILATION; DIRECTION OF AIR FLOW NDE --> DE; DEGREE OF PROTECTION IP55 INCREMENTAL ENCODER 22 BIT WITH COMMUTATING POSITION (ENCODER IC22DQ) WITH DRIVE-CLIQ INTERFACE DESIGN IM B3 (IM V5, IM V6) SHAFT WITH FITTED KEY HALF-KEY BALANCING BEARING: STANDARD WITH FIXED BEARING, VIBRATION SEVERITY GRADE R/A; SHAFT AND FLANGE ACCURACY: R TERMINAL BOX (ABOVE) CABLE ENTRY ON THE LEFT SIGNAL CONNECTION D-END | 7897 | TEM | 1 | MC | 230 | 1
1PH81651DD102DA1 | SIMOTICS M COMPACT ASYNCHRONOUS MOTOR 1000RPM, 28KW, 267NM, 71A, 292V 1150RPM, 31KW, 257NM, 69A, 333V 1350RPM, 34KW, 241NM, 66A, 387V FORCED VENTILATION; DIRECTION OF AIR FLOW NDE --> DE; DEGREE OF PROTECTION IP55 INCREMENTAL ENCODER 22 BIT WITH COMMUTATING POSITION (ENCODER IC22DQ) WITH DRIVE-CLIQ INTERFACE DESIGN IM B3 (IM V5, IM V6) SHAFT WITH FITTED KEY HALF-KEY BALANCING BEARING: STANDARD WITH FIXED BEARING, VIBRATION SEVERITY GRADE SR/A; SHAFT AND FLANGE ACCURACY: R TERMINAL BOX (ABOVE) CABLE ENTRY ON THE RIGHT SIGNAL CONNECTION D-END | 8184 | TEM | 1 | MC | 230 | 1
1PH81651DD122BA1 | SIMOTICS M COMPACT ASYNCHRONOUS MOTOR 1000RPM, 28KW, 267NM, 71A, 292V 1150RPM, 31KW, 257NM, 69A, 333V 1350RPM, 34KW, 241NM, 66A, 387V FORCED VENTILATION; DIRECTION OF AIR FLOW NDE --> DE; DEGREE OF PROTECTION IP55 INCREMENTAL ENCODER 22 BIT WITH COMMUTATING POSITION (ENCODER IC22DQ) WITH DRIVE-CLIQ INTERFACE DESIGN IM B5 (IMV 1,IM V3) SHAFT WITH FITTED KEY HALF-KEY BALANCING BEARING: STANDARD WITH FIXED BEARING, VIBRATION SEVERITY GRADE R/A; SHAFT AND FLANGE ACCURACY: R TERMINAL BOX (ABOVE) CABLE ENTRY ON THE RIGHT SIGNAL CONNECTION D-END | 8547 | TEM | 1 | MC | 230 | 1
1PH81651DD122BC1 | SIMOTICS M COMPACT ASYNCHRONOUS MOTOR 1000RPM, 28KW, 267NM, 71A, 292V 1150RPM, 31KW, 257NM, 69A, 333V 1350RPM, 34KW, 241NM, 66A, 387V FORCED VENTILATION; DIRECTION OF AIR FLOW NDE --> DE; DEGREE OF PROTECTION IP55 INCREMENTAL ENCODER 22 BIT WITH COMMUTATING POSITION (ENCODER IC22DQ) WITH DRIVE-CLIQ INTERFACE DESIGN IM B5 (IMV 1,IM V3) SHAFT WITH FITTED KEY HALF-KEY BALANCING BEARING: STANDARD WITH FIXED BEARING, VIBRATION SEVERITY GRADE R/A; SHAFT AND FLANGE ACCURACY: R TERMINAL BOX (ABOVE) CABLE ENTRY ON THE ND-END SIGNAL CONNECTION LEFT | 8547 | TEM | 1 | MC | 230 | 1
1PH81651DD131BA1 | SIMOTICS M COMPACT ASYNCHRONOUS MOTOR 1000RPM, 28KW, 267NM, 71A, 292V 1150RPM, 31KW, 257NM, 69A, 333V 1350RPM, 34KW, 241NM, 66A, 387V FORCED VENTILATION; DIRECTION OF AIR FLOW NDE --> DE; DEGREE OF PROTECTION IP55 INCREMENTAL ENCODER 22 BIT WITH COMMUTATING POSITION (ENCODER IC22DQ) WITH DRIVE-CLIQ INTERFACE DESIGN IM B35 (IM V15, IM V35) SHAFT WITH FITTED KEY FULL-KEY BALANCING BEARING: STANDARD WITH FIXED BEARING, VIBRATION SEVERITY GRADE R/A; SHAFT AND FLANGE ACCURACY: R TERMINAL BOX (ABOVE) CABLE ENTRY ON THE RIGHT SIGNAL CONNECTION D-END | 8547 | TEM | 1 | MC | 230 | 1
1PH81651DD131BB1 | SIMOTICS M COMPACT ASYNCHRONOUS MOTOR 1000RPM, 28KW, 267NM, 71A, 292V 1150RPM, 31KW, 257NM, 69A, 333V 1350RPM, 34KW, 241NM, 66A, 387V FORCED VENTILATION; DIRECTION OF AIR FLOW NDE --> DE; DEGREE OF PROTECTION IP55 INCREMENTAL ENCODER 22 BIT WITH COMMUTATING POSITION (ENCODER IC22DQ) WITH DRIVE-CLIQ INTERFACE DESIGN IM B35 (IM V15, IM V35) SHAFT WITH FITTED KEY FULL-KEY BALANCING BEARING: STANDARD WITH FIXED BEARING, VIBRATION SEVERITY GRADE R/A; SHAFT AND FLANGE ACCURACY: R TERMINAL BOX (ABOVE) CABLE ENTRY ON THE LEFT SIGNAL CONNECTION D-END | 8547 | TEM | 1 | MC | 230 | 1
1PH81651DD131DA1 | SIMOTICS M COMPACT ASYNCHRONOUS MOTOR 1000RPM, 28KW, 267NM, 71A, 292V 1150RPM, 31KW, 257NM, 69A, 333V 1350RPM, 34KW, 241NM, 66A, 387V FORCED VENTILATION; DIRECTION OF AIR FLOW NDE --> DE; DEGREE OF PROTECTION IP55 INCREMENTAL ENCODER 22 BIT WITH COMMUTATING POSITION (ENCODER IC22DQ) WITH DRIVE-CLIQ INTERFACE DESIGN IM B35 (IM V15, IM V35) SHAFT WITH FITTED KEY FULL-KEY BALANCING BEARING: STANDARD WITH FIXED BEARING, VIBRATION SEVERITY GRADE SR/A; SHAFT AND FLANGE ACCURACY: R TERMINAL BOX (ABOVE) CABLE ENTRY ON THE RIGHT SIGNAL CONNECTION D-END | 8834 | TEM | 1 | MC | 230 | 1
1PH81651DD131DB1 | SIMOTICS M COMPACT ASYNCHRONOUS MOTOR 1000RPM, 28KW, 267NM, 71A, 292V 1150RPM, 31KW, 257NM, 69A, 333V 1350RPM, 34KW, 241NM, 66A, 387V FORCED VENTILATION; DIRECTION OF AIR FLOW NDE --> DE; DEGREE OF PROTECTION IP55 INCREMENTAL ENCODER 22 BIT WITH COMMUTATING POSITION (ENCODER IC22DQ) WITH DRIVE-CLIQ INTERFACE DESIGN IM B35 (IM V15, IM V35) SHAFT WITH FITTED KEY FULL-KEY BALANCING BEARING: STANDARD WITH FIXED BEARING, VIBRATION SEVERITY GRADE SR/A; SHAFT AND FLANGE ACCURACY: R TERMINAL BOX (ABOVE) CABLE ENTRY ON THE LEFT SIGNAL CONNECTION D-END | 8834 | TEM | 1 | MC | 230 | 1
1PH81651DD131DC1 | SIMOTICS M COMPACT ASYNCHRONOUS MOTOR 1000RPM, 28KW, 267NM, 71A, 292V 1150RPM, 31KW, 257NM, 69A, 333V 1350RPM, 34KW, 241NM, 66A, 387V FORCED VENTILATION; DIRECTION OF AIR FLOW NDE --> DE; DEGREE OF PROTECTION IP55 INCREMENTAL ENCODER 22 BIT WITH COMMUTATING POSITION (ENCODER IC22DQ) WITH DRIVE-CLIQ INTERFACE DESIGN IM B35 (IM V15, IM V35) SHAFT WITH FITTED KEY FULL-KEY BALANCING BEARING: STANDARD WITH FIXED BEARING, VIBRATION SEVERITY GRADE SR/A; SHAFT AND FLANGE ACCURACY: R TERMINAL BOX (ABOVE) CABLE ENTRY ON THE ND-END SIGNAL CONNECTION LEFT | 8834 | TEM | 1 | MC | 230 | 1
1PH81651DD132BA1 | SIMOTICS M COMPACT ASYNCHRONOUS MOTOR 1000RPM, 28KW, 267NM, 71A, 292V 1150RPM, 31KW, 257NM, 69A, 333V 1350RPM, 34KW, 241NM, 66A, 387V FORCED VENTILATION; DIRECTION OF AIR FLOW NDE --> DE; DEGREE OF PROTECTION IP55 INCREMENTAL ENCODER 22 BIT WITH COMMUTATING POSITION (ENCODER IC22DQ) WITH DRIVE-CLIQ INTERFACE DESIGN IM B35 (IM V15, IM V35) SHAFT WITH FITTED KEY HALF-KEY BALANCING BEARING: STANDARD WITH FIXED BEARING, VIBRATION SEVERITY GRADE R/A; SHAFT AND FLANGE ACCURACY: R TERMINAL BOX (ABOVE) CABLE ENTRY ON THE RIGHT SIGNAL CONNECTION D-END | 8547 | TEM | 1 | MC | 230 | 1
1PH81651DD132BB1 | SIMOTICS M COMPACT ASYNCHRONOUS MOTOR 1000RPM, 28KW, 267NM, 71A, 292V 1150RPM, 31KW, 257NM, 69A, 333V 1350RPM, 34KW, 241NM, 66A, 387V FORCED VENTILATION; DIRECTION OF AIR FLOW NDE --> DE; DEGREE OF PROTECTION IP55 INCREMENTAL ENCODER 22 BIT WITH COMMUTATING POSITION (ENCODER IC22DQ) WITH DRIVE-CLIQ INTERFACE DESIGN IM B35 (IM V15, IM V35) SHAFT WITH FITTED KEY HALF-KEY BALANCING BEARING: STANDARD WITH FIXED BEARING, VIBRATION SEVERITY GRADE R/A; SHAFT AND FLANGE ACCURACY: R TERMINAL BOX (ABOVE) CABLE ENTRY ON THE LEFT SIGNAL CONNECTION D-END | 8547 | TEM | 1 | MC | 230 | 1
1PH81651DD132DA1 | SIMOTICS M COMPACT ASYNCHRONOUS MOTOR 1000RPM, 28KW, 267NM, 71A, 292V 1150RPM, 31KW, 257NM, 69A, 333V 1350RPM, 34KW, 241NM, 66A, 387V FORCED VENTILATION; DIRECTION OF AIR FLOW NDE --> DE; DEGREE OF PROTECTION IP55 INCREMENTAL ENCODER 22 BIT WITH COMMUTATING POSITION (ENCODER IC22DQ) WITH DRIVE-CLIQ INTERFACE DESIGN IM B35 (IM V15, IM V35) SHAFT WITH FITTED KEY HALF-KEY BALANCING BEARING: STANDARD WITH FIXED BEARING, VIBRATION SEVERITY GRADE SR/A; SHAFT AND FLANGE ACCURACY: R TERMINAL BOX (ABOVE) CABLE ENTRY ON THE RIGHT SIGNAL CONNECTION D-END | 8834 | TEM | 1 | MC | 230 | 1
1PH81651DF000BA1 | SIMOTICS M COMPACT ASYNCHRONOUS MOTOR 1500RPM, 37KW, 236NM, 78A, 350V 1750RPM, 41KW, 224NM, 76A, 400V 2000RPM, 45KW, 215NM, 75A, 440V FORCED VENTILATION; DIRECTION OF AIR FLOW DE --> NDE; DEGREE OF PROTECTION IP55 INCREMENTAL ENCODER 22 BIT WITH COMMUTATING POSITION (ENCODER IC22DQ) WITH DRIVE-CLIQ INTERFACE DESIGN IM B3 (IM V5, IM V6) PLAIN SHAFT WITHOUT FITTED KEY; BEARING: STANDARD WITH FIXED BEARING, VIBRATION SEVERITY GRADE R/A; SHAFT AND FLANGE ACCURACY: R TERMINAL BOX (ABOVE) CABLE ENTRY ON THE RIGHT SIGNAL CONNECTION D-END | 7702 | TEM | 1 | MC | 230 | 1
1PH81651DF000BC1 | SIMOTICS M COMPACT ASYNCHRONOUS MOTOR 1500RPM, 37KW, 236NM, 78A, 350V 1750RPM, 41KW, 224NM, 76A, 400V 2000RPM, 45KW, 215NM, 75A, 440V FORCED VENTILATION; DIRECTION OF AIR FLOW DE --> NDE; DEGREE OF PROTECTION IP55 INCREMENTAL ENCODER 22 BIT WITH COMMUTATING POSITION (ENCODER IC22DQ) WITH DRIVE-CLIQ INTERFACE DESIGN IM B3 (IM V5, IM V6) PLAIN SHAFT WITHOUT FITTED KEY; BEARING: STANDARD WITH FIXED BEARING, VIBRATION SEVERITY GRADE R/A; SHAFT AND FLANGE ACCURACY: R TERMINAL BOX (ABOVE) CABLE ENTRY ON THE ND-END SIGNAL CONNECTION LEFT | 7702 | TEM | 1 | MC | 230 | 1
1PH81651DF000CA1 | SIMOTICS M COMPACT ASYNCHRONOUS MOTOR 1500RPM, 37KW, 236NM, 78A, 350V 1750RPM, 41KW, 224NM, 76A, 400V 2000RPM, 45KW, 215NM, 75A, 440V FORCED VENTILATION; DIRECTION OF AIR FLOW DE --> NDE; DEGREE OF PROTECTION IP55 INCREMENTAL ENCODER 22 BIT WITH COMMUTATING POSITION (ENCODER IC22DQ) WITH DRIVE-CLIQ INTERFACE DESIGN IM B3 (IM V5, IM V6) PLAIN SHAFT WITHOUT FITTED KEY; BEARING: STANDARD WITH FIXED BEARING, VIBRATION SEVERITY GRADE S/A; SHAFT AND FLANGE ACCURACY: R TERMINAL BOX (ABOVE) CABLE ENTRY ON THE RIGHT SIGNAL CONNECTION D-END | 7897 | TEM | 1 | MC | 230 | 1
1PH81651DF000DA1 | SIMOTICS M COMPACT ASYNCHRONOUS MOTOR 1500RPM, 37KW, 236NM, 78A, 350V 1750RPM, 41KW, 224NM, 76A, 400V 2000RPM, 45KW, 215NM, 75A, 440V FORCED VENTILATION; DIRECTION OF AIR FLOW DE --> NDE; DEGREE OF PROTECTION IP55 INCREMENTAL ENCODER 22 BIT WITH COMMUTATING POSITION (ENCODER IC22DQ) WITH DRIVE-CLIQ INTERFACE DESIGN IM B3 (IM V5, IM V6) PLAIN SHAFT WITHOUT FITTED KEY; BEARING: STANDARD WITH FIXED BEARING, VIBRATION SEVERITY GRADE SR/A; SHAFT AND FLANGE ACCURACY: R TERMINAL BOX (ABOVE) CABLE ENTRY ON THE RIGHT SIGNAL CONNECTION D-END | 7988 | TEM | 1 | MC | 230 | 1
1PH81651DF000LB1 | SIMOTICS M COMPACT ASYNCHRONOUS MOTOR 1500RPM, 37KW, 236NM, 78A, 350V 1750RPM, 41KW, 224NM, 76A, 400V 2000RPM, 45KW, 215NM, 75A, 440V FORCED VENTILATION; DIRECTION OF AIR FLOW DE --> NDE; DEGREE OF PROTECTION IP55 INCREMENTAL ENCODER 22 BIT WITH COMMUTATING POSITION (ENCODER IC22DQ) WITH DRIVE-CLIQ INTERFACE DESIGN IM B3 (IM V5, IM V6) PLAIN SHAFT WITHOUT FITTED KEY; BEARING: PERFORMANCE, VIBRATION SEVERITY GRADE SPECIAL/B; SHAFT A. FLANGE ACCURACY GR. SPECIAL TERMINAL BOX (ABOVE) CABLE ENTRY ON THE LEFT SIGNAL CONNECTION D-END | 8360 | TEM | 1 | MC | 230 | 1
1PH81651DF000MA1 | SIMOTICS M COMPACT ASYNCHRONOUS MOTOR 1500RPM, 37KW, 236NM, 78A, 350V 1750RPM, 41KW, 224NM, 76A, 400V 2000RPM, 45KW, 215NM, 75A, 440V FORCED VENTILATION; DIRECTION OF AIR FLOW DE --> NDE; DEGREE OF PROTECTION IP55 INCREMENTAL ENCODER 22 BIT WITH COMMUTATING POSITION (ENCODER IC22DQ) WITH DRIVE-CLIQ INTERFACE DESIGN IM B3 (IM V5, IM V6) PLAIN SHAFT WITHOUT FITTED KEY; BEARING: HIGH PERFORMANCE VIBRATION SEVERITY GRADE SPECIAL/B SHAFT AND FLANGE ACCURACY GR. SPECIAL TERMINAL BOX (ABOVE) CABLE ENTRY ON THE RIGHT SIGNAL CONNECTION D-END | 9151 | TEM | 1 | MC | 230 | 1
1PH81651DF001BA1 | SIMOTICS M COMPACT ASYNCHRONOUS MOTOR 1500RPM, 37KW, 236NM, 78A, 350V 1750RPM, 41KW, 224NM, 76A, 400V 2000RPM, 45KW, 215NM, 75A, 440V FORCED VENTILATION; DIRECTION OF AIR FLOW DE --> NDE; DEGREE OF PROTECTION IP55 INCREMENTAL ENCODER 22 BIT WITH COMMUTATING POSITION (ENCODER IC22DQ) WITH DRIVE-CLIQ INTERFACE DESIGN IM B3 (IM V5, IM V6) SHAFT WITH FITTED KEY FULL-KEY BALANCING BEARING: STANDARD WITH FIXED BEARING, VIBRATION SEVERITY GRADE R/A; SHAFT AND FLANGE ACCURACY: R TERMINAL BOX (ABOVE) CABLE ENTRY ON THE RIGHT SIGNAL CONNECTION D-END | 7897 | TEM | 1 | MC | 230 | 1
1PH81651DF001BB1 | SIMOTICS M COMPACT ASYNCHRONOUS MOTOR 1500RPM, 37KW, 236NM, 78A, 350V 1750RPM, 41KW, 224NM, 76A, 400V 2000RPM, 45KW, 215NM, 75A, 440V FORCED VENTILATION; DIRECTION OF AIR FLOW DE --> NDE; DEGREE OF PROTECTION IP55 INCREMENTAL ENCODER 22 BIT WITH COMMUTATING POSITION (ENCODER IC22DQ) WITH DRIVE-CLIQ INTERFACE DESIGN IM B3 (IM V5, IM V6) SHAFT WITH FITTED KEY FULL-KEY BALANCING BEARING: STANDARD WITH FIXED BEARING, VIBRATION SEVERITY GRADE R/A; SHAFT AND FLANGE ACCURACY: R TERMINAL BOX (ABOVE) CABLE ENTRY ON THE LEFT SIGNAL CONNECTION D-END | 7897 | TEM | 1 | MC | 230 | 1
1PH81651DF001CA1 | SIMOTICS M COMPACT ASYNCHRONOUS MOTOR 1500RPM, 37KW, 236NM, 78A, 350V 1750RPM, 41KW, 224NM, 76A, 400V 2000RPM, 45KW, 215NM, 75A, 440V FORCED VENTILATION; DIRECTION OF AIR FLOW DE --> NDE; DEGREE OF PROTECTION IP55 INCREMENTAL ENCODER 22 BIT WITH COMMUTATING POSITION (ENCODER IC22DQ) WITH DRIVE-CLIQ INTERFACE DESIGN IM B3 (IM V5, IM V6) SHAFT WITH FITTED KEY FULL-KEY BALANCING BEARING: STANDARD WITH FIXED BEARING, VIBRATION SEVERITY GRADE S/A; SHAFT AND FLANGE ACCURACY: R TERMINAL BOX (ABOVE) CABLE ENTRY ON THE RIGHT SIGNAL CONNECTION D-END | 8092 | TEM | 1 | MC | 230 | 1
1PH81651DF001DA1 | SIMOTICS M COMPACT ASYNCHRONOUS MOTOR 1500RPM, 37KW, 236NM, 78A, 350V 1750RPM, 41KW, 224NM, 76A, 400V 2000RPM, 45KW, 215NM, 75A, 440V FORCED VENTILATION; DIRECTION OF AIR FLOW DE --> NDE; DEGREE OF PROTECTION IP55 INCREMENTAL ENCODER 22 BIT WITH COMMUTATING POSITION (ENCODER IC22DQ) WITH DRIVE-CLIQ INTERFACE DESIGN IM B3 (IM V5, IM V6) SHAFT WITH FITTED KEY FULL-KEY BALANCING BEARING: STANDARD WITH FIXED BEARING, VIBRATION SEVERITY GRADE SR/A; SHAFT AND FLANGE ACCURACY: R TERMINAL BOX (ABOVE) CABLE ENTRY ON THE RIGHT SIGNAL CONNECTION D-END | 8184 | TEM | 1 | MC | 230 | 1
1PH81651DF001QA1 | SIMOTICS M COMPACT ASYNCHRONOUS MOTOR 1500RPM, 37KW, 236NM, 78A, 350V 1750RPM, 41KW, 224NM, 76A, 400V 2000RPM, 45KW, 215NM, 75A, 440V FORCED VENTILATION; DIRECTION OF AIR FLOW DE --> NDE; DEGREE OF PROTECTION IP55 INCREMENTAL ENCODER 22 BIT WITH COMMUTATING POSITION (ENCODER IC22DQ) WITH DRIVE-CLIQ INTERFACE DESIGN IM B3 (IM V5, IM V6) SHAFT WITH FITTED KEY FULL-KEY BALANCING BEARING: ADVANCED LIFETIME VIBRATION SEVERITY S/A SHAFT A. FLANGE ACCURACY GR. R TERMINAL BOX (ABOVE) CABLE ENTRY ON THE RIGHT SIGNAL CONNECTION D-END | 8422 | TEM | 1 | MC | 230 | 1
1PH81651DF002BA1 | SIMOTICS M COMPACT ASYNCHRONOUS MOTOR 1500RPM, 37KW, 236NM, 78A, 350V 1750RPM, 41KW, 224NM, 76A, 400V 2000RPM, 45KW, 215NM, 75A, 440V FORCED VENTILATION; DIRECTION OF AIR FLOW DE --> NDE; DEGREE OF PROTECTION IP55 INCREMENTAL ENCODER 22 BIT WITH COMMUTATING POSITION (ENCODER IC22DQ) WITH DRIVE-CLIQ INTERFACE DESIGN IM B3 (IM V5, IM V6) SHAFT WITH FITTED KEY HALF-KEY BALANCING BEARING: STANDARD WITH FIXED BEARING, VIBRATION SEVERITY GRADE R/A; SHAFT AND FLANGE ACCURACY: R TERMINAL BOX (ABOVE) CABLE ENTRY ON THE RIGHT SIGNAL CONNECTION D-END | 7897 | TEM | 1 | MC | 230 | 1
1PH81651DF002CA1 | SIMOTICS M COMPACT ASYNCHRONOUS MOTOR 1500RPM, 37KW, 236NM, 78A, 350V 1750RPM, 41KW, 224NM, 76A, 400V 2000RPM, 45KW, 215NM, 75A, 440V FORCED VENTILATION; DIRECTION OF AIR FLOW DE --> NDE; DEGREE OF PROTECTION IP55 INCREMENTAL ENCODER 22 BIT WITH COMMUTATING POSITION (ENCODER IC22DQ) WITH DRIVE-CLIQ INTERFACE DESIGN IM B3 (IM V5, IM V6) SHAFT WITH FITTED KEY HALF-KEY BALANCING BEARING: STANDARD WITH FIXED BEARING, VIBRATION SEVERITY GRADE S/A; SHAFT AND FLANGE ACCURACY: R TERMINAL BOX (ABOVE) CABLE ENTRY ON THE RIGHT SIGNAL CONNECTION D-END | 8092 | TEM | 1 | MC | 230 | 1
1PH81651DF002DB1 | SIMOTICS M COMPACT ASYNCHRONOUS MOTOR 1500RPM, 37KW, 236NM, 78A, 350V 1750RPM, 41KW, 224NM, 76A, 400V 2000RPM, 45KW, 215NM, 75A, 440V FORCED VENTILATION; DIRECTION OF AIR FLOW DE --> NDE; DEGREE OF PROTECTION IP55 INCREMENTAL ENCODER 22 BIT WITH COMMUTATING POSITION (ENCODER IC22DQ) WITH DRIVE-CLIQ INTERFACE DESIGN IM B3 (IM V5, IM V6) SHAFT WITH FITTED KEY HALF-KEY BALANCING BEARING: STANDARD WITH FIXED BEARING, VIBRATION SEVERITY GRADE SR/A; SHAFT AND FLANGE ACCURACY: R TERMINAL BOX (ABOVE) CABLE ENTRY ON THE LEFT SIGNAL CONNECTION D-END | 8184 | TEM | 1 | MC | 230 | 1
1PH81651DF002GC1 | SIMOTICS M COMPACT ASYNCHRONOUS MOTOR 1500RPM, 37KW, 236NM, 78A, 350V 1750RPM, 41KW, 224NM, 76A, 400V 2000RPM, 45KW, 215NM, 75A, 440V FORCED VENTILATION; DIRECTION OF AIR FLOW DE --> NDE; DEGREE OF PROTECTION IP55 INCREMENTAL ENCODER 22 BIT WITH COMMUTATING POSITION (ENCODER IC22DQ) WITH DRIVE-CLIQ INTERFACE DESIGN IM B3 (IM V5, IM V6) SHAFT WITH FITTED KEY HALF-KEY BALANCING BEARING: STANDARD, VIBRATION SEVERITY GRADE R/A; SHAFT AND FLANGE ACCURACY: R TERMINAL BOX (ABOVE) CABLE ENTRY ON THE ND-END SIGNAL CONNECTION LEFT | 7612 | TEM | 1 | MC | 230 | 1
1PH81651DF020BA1 | SIMOTICS M COMPACT ASYNCHRONOUS MOTOR 1500RPM, 37KW, 236NM, 78A, 350V 1750RPM, 41KW, 224NM, 76A, 400V 2000RPM, 45KW, 215NM, 75A, 440V FORCED VENTILATION; DIRECTION OF AIR FLOW DE --> NDE; DEGREE OF PROTECTION IP55 INCREMENTAL ENCODER 22 BIT WITH COMMUTATING POSITION (ENCODER IC22DQ) WITH DRIVE-CLIQ INTERFACE DESIGN IM B5 (IMV 1,IM V3) PLAIN SHAFT WITHOUT FITTED KEY; BEARING: STANDARD WITH FIXED BEARING, VIBRATION SEVERITY GRADE R/A; SHAFT AND FLANGE ACCURACY: R TERMINAL BOX (ABOVE) CABLE ENTRY ON THE RIGHT SIGNAL CONNECTION D-END | 8352 | TEM | 1 | MC | 230 | 1
1PH81651DF020CA1 | SIMOTICS M COMPACT ASYNCHRONOUS MOTOR 1500RPM, 37KW, 236NM, 78A, 350V 1750RPM, 41KW, 224NM, 76A, 400V 2000RPM, 45KW, 215NM, 75A, 440V FORCED VENTILATION; DIRECTION OF AIR FLOW DE --> NDE; DEGREE OF PROTECTION IP55 INCREMENTAL ENCODER 22 BIT WITH COMMUTATING POSITION (ENCODER IC22DQ) WITH DRIVE-CLIQ INTERFACE DESIGN IM B5 (IMV 1,IM V3) PLAIN SHAFT WITHOUT FITTED KEY; BEARING: STANDARD WITH FIXED BEARING, VIBRATION SEVERITY GRADE S/A; SHAFT AND FLANGE ACCURACY: R TERMINAL BOX (ABOVE) CABLE ENTRY ON THE RIGHT SIGNAL CONNECTION D-END | 8547 | TEM | 1 | MC | 230 | 1
1PH81651DF020DA1 | SIMOTICS M COMPACT ASYNCHRONOUS MOTOR 1500RPM, 37KW, 236NM, 78A, 350V 1750RPM, 41KW, 224NM, 76A, 400V 2000RPM, 45KW, 215NM, 75A, 440V FORCED VENTILATION; DIRECTION OF AIR FLOW DE --> NDE; DEGREE OF PROTECTION IP55 INCREMENTAL ENCODER 22 BIT WITH COMMUTATING POSITION (ENCODER IC22DQ) WITH DRIVE-CLIQ INTERFACE DESIGN IM B5 (IMV 1,IM V3) PLAIN SHAFT WITHOUT FITTED KEY; BEARING: STANDARD WITH FIXED BEARING, VIBRATION SEVERITY GRADE SR/A; SHAFT AND FLANGE ACCURACY: R TERMINAL BOX (ABOVE) CABLE ENTRY ON THE RIGHT SIGNAL CONNECTION D-END | 8639 | TEM | 1 | MC | 230 | 1
1PH81651DF020DC1 | SIMOTICS M COMPACT ASYNCHRONOUS MOTOR 1500RPM, 37KW, 236NM, 78A, 350V 1750RPM, 41KW, 224NM, 76A, 400V 2000RPM, 45KW, 215NM, 75A, 440V FORCED VENTILATION; DIRECTION OF AIR FLOW DE --> NDE; DEGREE OF PROTECTION IP55 INCREMENTAL ENCODER 22 BIT WITH COMMUTATING POSITION (ENCODER IC22DQ) WITH DRIVE-CLIQ INTERFACE DESIGN IM B5 (IMV 1,IM V3) PLAIN SHAFT WITHOUT FITTED KEY; BEARING: STANDARD WITH FIXED BEARING, VIBRATION SEVERITY GRADE SR/A; SHAFT AND FLANGE ACCURACY: R TERMINAL BOX (ABOVE) CABLE ENTRY ON THE ND-END SIGNAL CONNECTION LEFT | 8639 | TEM | 1 | MC | 230 | 1
1PH81651DF021BA1 | SIMOTICS M COMPACT ASYNCHRONOUS MOTOR 1500RPM, 37KW, 236NM, 78A, 350V 1750RPM, 41KW, 224NM, 76A, 400V 2000RPM, 45KW, 215NM, 75A, 440V FORCED VENTILATION; DIRECTION OF AIR FLOW DE --> NDE; DEGREE OF PROTECTION IP55 INCREMENTAL ENCODER 22 BIT WITH COMMUTATING POSITION (ENCODER IC22DQ) WITH DRIVE-CLIQ INTERFACE DESIGN IM B5 (IMV 1,IM V3) SHAFT WITH FITTED KEY FULL-KEY BALANCING BEARING: STANDARD WITH FIXED BEARING, VIBRATION SEVERITY GRADE R/A; SHAFT AND FLANGE ACCURACY: R TERMINAL BOX (ABOVE) CABLE ENTRY ON THE RIGHT SIGNAL CONNECTION D-END | 8547 | TEM | 1 | MC | 230 | 1
1PH81651DF021BB1 | SIMOTICS M COMPACT ASYNCHRONOUS MOTOR 1500RPM, 37KW, 236NM, 78A, 350V 1750RPM, 41KW, 224NM, 76A, 400V 2000RPM, 45KW, 215NM, 75A, 440V FORCED VENTILATION; DIRECTION OF AIR FLOW DE --> NDE; DEGREE OF PROTECTION IP55 INCREMENTAL ENCODER 22 BIT WITH COMMUTATING POSITION (ENCODER IC22DQ) WITH DRIVE-CLIQ INTERFACE DESIGN IM B5 (IMV 1,IM V3) SHAFT WITH FITTED KEY FULL-KEY BALANCING BEARING: STANDARD WITH FIXED BEARING, VIBRATION SEVERITY GRADE R/A; SHAFT AND FLANGE ACCURACY: R TERMINAL BOX (ABOVE) CABLE ENTRY ON THE LEFT SIGNAL CONNECTION D-END | 8547 | TEM | 1 | MC | 230 | 1
1PH81651DF021BC1 | SIMOTICS M COMPACT ASYNCHRONOUS MOTOR 1500RPM, 37KW, 236NM, 78A, 350V 1750RPM, 41KW, 224NM, 76A, 400V 2000RPM, 45KW, 215NM, 75A, 440V FORCED VENTILATION; DIRECTION OF AIR FLOW DE --> NDE; DEGREE OF PROTECTION IP55 INCREMENTAL ENCODER 22 BIT WITH COMMUTATING POSITION (ENCODER IC22DQ) WITH DRIVE-CLIQ INTERFACE DESIGN IM B5 (IMV 1,IM V3) SHAFT WITH FITTED KEY FULL-KEY BALANCING BEARING: STANDARD WITH FIXED BEARING, VIBRATION SEVERITY GRADE R/A; SHAFT AND FLANGE ACCURACY: R TERMINAL BOX (ABOVE) CABLE ENTRY ON THE ND-END SIGNAL CONNECTION LEFT | 8547 | TEM | 1 | MC | 230 | 1
1PH81651DF021CA1 | SIMOTICS M COMPACT ASYNCHRONOUS MOTOR 1500RPM, 37KW, 236NM, 78A, 350V 1750RPM, 41KW, 224NM, 76A, 400V 2000RPM, 45KW, 215NM, 75A, 440V FORCED VENTILATION; DIRECTION OF AIR FLOW DE --> NDE; DEGREE OF PROTECTION IP55 INCREMENTAL ENCODER 22 BIT WITH COMMUTATING POSITION (ENCODER IC22DQ) WITH DRIVE-CLIQ INTERFACE DESIGN IM B5 (IMV 1,IM V3) SHAFT WITH FITTED KEY FULL-KEY BALANCING BEARING: STANDARD WITH FIXED BEARING, VIBRATION SEVERITY GRADE S/A; SHAFT AND FLANGE ACCURACY: R TERMINAL BOX (ABOVE) CABLE ENTRY ON THE RIGHT SIGNAL CONNECTION D-END | 8742 | TEM | 1 | MC | 230 | 1
1PH81651DF021CB1 | SIMOTICS M COMPACT ASYNCHRONOUS MOTOR 1500RPM, 37KW, 236NM, 78A, 350V 1750RPM, 41KW, 224NM, 76A, 400V 2000RPM, 45KW, 215NM, 75A, 440V FORCED VENTILATION; DIRECTION OF AIR FLOW DE --> NDE; DEGREE OF PROTECTION IP55 INCREMENTAL ENCODER 22 BIT WITH COMMUTATING POSITION (ENCODER IC22DQ) WITH DRIVE-CLIQ INTERFACE DESIGN IM B5 (IMV 1,IM V3) SHAFT WITH FITTED KEY FULL-KEY BALANCING BEARING: STANDARD WITH FIXED BEARING, VIBRATION SEVERITY GRADE S/A; SHAFT AND FLANGE ACCURACY: R TERMINAL BOX (ABOVE) CABLE ENTRY ON THE LEFT SIGNAL CONNECTION D-END | 8742 | TEM | 1 | MC | 230 | 1
1PH81651DF021DA1 | SIMOTICS M COMPACT ASYNCHRONOUS MOTOR 1500RPM, 37KW, 236NM, 78A, 350V 1750RPM, 41KW, 224NM, 76A, 400V 2000RPM, 45KW, 215NM, 75A, 440V FORCED VENTILATION; DIRECTION OF AIR FLOW DE --> NDE; DEGREE OF PROTECTION IP55 INCREMENTAL ENCODER 22 BIT WITH COMMUTATING POSITION (ENCODER IC22DQ) WITH DRIVE-CLIQ INTERFACE DESIGN IM B5 (IMV 1,IM V3) SHAFT WITH FITTED KEY FULL-KEY BALANCING BEARING: STANDARD WITH FIXED BEARING, VIBRATION SEVERITY GRADE SR/A; SHAFT AND FLANGE ACCURACY: R TERMINAL BOX (ABOVE) CABLE ENTRY ON THE RIGHT SIGNAL CONNECTION D-END | 8834 | TEM | 1 | MC | 230 | 1
1PH81651DF022BA1 | SIMOTICS M COMPACT ASYNCHRONOUS MOTOR 1500RPM, 37KW, 236NM, 78A, 350V 1750RPM, 41KW, 224NM, 76A, 400V 2000RPM, 45KW, 215NM, 75A, 440V FORCED VENTILATION; DIRECTION OF AIR FLOW DE --> NDE; DEGREE OF PROTECTION IP55 INCREMENTAL ENCODER 22 BIT WITH COMMUTATING POSITION (ENCODER IC22DQ) WITH DRIVE-CLIQ INTERFACE DESIGN IM B5 (IMV 1,IM V3) SHAFT WITH FITTED KEY HALF-KEY BALANCING BEARING: STANDARD WITH FIXED BEARING, VIBRATION SEVERITY GRADE R/A; SHAFT AND FLANGE ACCURACY: R TERMINAL BOX (ABOVE) CABLE ENTRY ON THE RIGHT SIGNAL CONNECTION D-END | 8547 | TEM | 1 | MC | 230 | 1
1PH81651DF022CA1 | SIMOTICS M COMPACT ASYNCHRONOUS MOTOR 1500RPM, 37KW, 236NM, 78A, 350V 1750RPM, 41KW, 224NM, 76A, 400V 2000RPM, 45KW, 215NM, 75A, 440V FORCED VENTILATION; DIRECTION OF AIR FLOW DE --> NDE; DEGREE OF PROTECTION IP55 INCREMENTAL ENCODER 22 BIT WITH COMMUTATING POSITION (ENCODER IC22DQ) WITH DRIVE-CLIQ INTERFACE DESIGN IM B5 (IMV 1,IM V3) SHAFT WITH FITTED KEY HALF-KEY BALANCING BEARING: STANDARD WITH FIXED BEARING, VIBRATION SEVERITY GRADE S/A; SHAFT AND FLANGE ACCURACY: R TERMINAL BOX (ABOVE) CABLE ENTRY ON THE RIGHT SIGNAL CONNECTION D-END | 8742 | TEM | 1 | MC | 230 | 1
1PH81651DF022CC1 | SIMOTICS M COMPACT ASYNCHRONOUS MOTOR 1500RPM, 37KW, 236NM, 78A, 350V 1750RPM, 41KW, 224NM, 76A, 400V 2000RPM, 45KW, 215NM, 75A, 440V FORCED VENTILATION; DIRECTION OF AIR FLOW DE --> NDE; DEGREE OF PROTECTION IP55 INCREMENTAL ENCODER 22 BIT WITH COMMUTATING POSITION (ENCODER IC22DQ) WITH DRIVE-CLIQ INTERFACE DESIGN IM B5 (IMV 1,IM V3) SHAFT WITH FITTED KEY HALF-KEY BALANCING BEARING: STANDARD WITH FIXED BEARING, VIBRATION SEVERITY GRADE S/A; SHAFT AND FLANGE ACCURACY: R TERMINAL BOX (ABOVE) CABLE ENTRY ON THE ND-END SIGNAL CONNECTION LEFT | 8742 | TEM | 1 | MC | 230 | 1
1PH81651DF022DA1 | SIMOTICS M COMPACT ASYNCHRONOUS MOTOR 1500RPM, 37KW, 236NM, 78A, 350V 1750RPM, 41KW, 224NM, 76A, 400V 2000RPM, 45KW, 215NM, 75A, 440V FORCED VENTILATION; DIRECTION OF AIR FLOW DE --> NDE; DEGREE OF PROTECTION IP55 INCREMENTAL ENCODER 22 BIT WITH COMMUTATING POSITION (ENCODER IC22DQ) WITH DRIVE-CLIQ INTERFACE DESIGN IM B5 (IMV 1,IM V3) SHAFT WITH FITTED KEY HALF-KEY BALANCING BEARING: STANDARD WITH FIXED BEARING, VIBRATION SEVERITY GRADE SR/A; SHAFT AND FLANGE ACCURACY: R TERMINAL BOX (ABOVE) CABLE ENTRY ON THE RIGHT SIGNAL CONNECTION D-END | 8834 | TEM | 1 | MC | 230 | 1
1PH81651DF022GA1 | SIMOTICS M COMPACT ASYNCHRONOUS MOTOR 1500RPM, 37KW, 236NM, 78A, 350V 1750RPM, 41KW, 224NM, 76A, 400V 2000RPM, 45KW, 215NM, 75A, 440V FORCED VENTILATION; DIRECTION OF AIR FLOW DE --> NDE; DEGREE OF PROTECTION IP55 INCREMENTAL ENCODER 22 BIT WITH COMMUTATING POSITION (ENCODER IC22DQ) WITH DRIVE-CLIQ INTERFACE DESIGN IM B5 (IMV 1,IM V3) SHAFT WITH FITTED KEY HALF-KEY BALANCING BEARING: STANDARD, VIBRATION SEVERITY GRADE R/A; SHAFT AND FLANGE ACCURACY: R TERMINAL BOX (ABOVE) CABLE ENTRY ON THE RIGHT SIGNAL CONNECTION D-END | 8262 | TEM | 1 | MC | 230 | 1
1PH81651DF030BA1 | SIMOTICS M COMPACT ASYNCHRONOUS MOTOR 1500RPM, 37KW, 236NM, 78A, 350V 1750RPM, 41KW, 224NM, 76A, 400V 2000RPM, 45KW, 215NM, 75A, 440V FORCED VENTILATION; DIRECTION OF AIR FLOW DE --> NDE; DEGREE OF PROTECTION IP55 INCREMENTAL ENCODER 22 BIT WITH COMMUTATING POSITION (ENCODER IC22DQ) WITH DRIVE-CLIQ INTERFACE DESIGN IM B35 (IM V15, IM V35) PLAIN SHAFT WITHOUT FITTED KEY; BEARING: STANDARD WITH FIXED BEARING, VIBRATION SEVERITY GRADE R/A; SHAFT AND FLANGE ACCURACY: R TERMINAL BOX (ABOVE) CABLE ENTRY ON THE RIGHT SIGNAL CONNECTION D-END | 8352 | TEM | 1 | MC | 230 | 1
1PH81651DF030BB1 | SIMOTICS M COMPACT ASYNCHRONOUS MOTOR 1500RPM, 37KW, 236NM, 78A, 350V 1750RPM, 41KW, 224NM, 76A, 400V 2000RPM, 45KW, 215NM, 75A, 440V FORCED VENTILATION; DIRECTION OF AIR FLOW DE --> NDE; DEGREE OF PROTECTION IP55 INCREMENTAL ENCODER 22 BIT WITH COMMUTATING POSITION (ENCODER IC22DQ) WITH DRIVE-CLIQ INTERFACE DESIGN IM B35 (IM V15, IM V35) PLAIN SHAFT WITHOUT FITTED KEY; BEARING: STANDARD WITH FIXED BEARING, VIBRATION SEVERITY GRADE R/A; SHAFT AND FLANGE ACCURACY: R TERMINAL BOX (ABOVE) CABLE ENTRY ON THE LEFT SIGNAL CONNECTION D-END | 8352 | TEM | 1 | MC | 230 | 1
1PH81651DF030BC1 | SIMOTICS M COMPACT ASYNCHRONOUS MOTOR 1500RPM, 37KW, 236NM, 78A, 350V 1750RPM, 41KW, 224NM, 76A, 400V 2000RPM, 45KW, 215NM, 75A, 440V FORCED VENTILATION; DIRECTION OF AIR FLOW DE --> NDE; DEGREE OF PROTECTION IP55 INCREMENTAL ENCODER 22 BIT WITH COMMUTATING POSITION (ENCODER IC22DQ) WITH DRIVE-CLIQ INTERFACE DESIGN IM B35 (IM V15, IM V35) PLAIN SHAFT WITHOUT FITTED KEY; BEARING: STANDARD WITH FIXED BEARING, VIBRATION SEVERITY GRADE R/A; SHAFT AND FLANGE ACCURACY: R TERMINAL BOX (ABOVE) CABLE ENTRY ON THE ND-END SIGNAL CONNECTION LEFT | 8352 | TEM | 1 | MC | 230 | 1
1PH81651DF030CA1 | SIMOTICS M COMPACT ASYNCHRONOUS MOTOR 1500RPM, 37KW, 236NM, 78A, 350V 1750RPM, 41KW, 224NM, 76A, 400V 2000RPM, 45KW, 215NM, 75A, 440V FORCED VENTILATION; DIRECTION OF AIR FLOW DE --> NDE; DEGREE OF PROTECTION IP55 INCREMENTAL ENCODER 22 BIT WITH COMMUTATING POSITION (ENCODER IC22DQ) WITH DRIVE-CLIQ INTERFACE DESIGN IM B35 (IM V15, IM V35) PLAIN SHAFT WITHOUT FITTED KEY; BEARING: STANDARD WITH FIXED BEARING, VIBRATION SEVERITY GRADE S/A; SHAFT AND FLANGE ACCURACY: R TERMINAL BOX (ABOVE) CABLE ENTRY ON THE RIGHT SIGNAL CONNECTION D-END | 8547 | TEM | 1 | MC | 230 | 1
1PH81651DF030CB1 | SIMOTICS M COMPACT ASYNCHRONOUS MOTOR 1500RPM, 37KW, 236NM, 78A, 350V 1750RPM, 41KW, 224NM, 76A, 400V 2000RPM, 45KW, 215NM, 75A, 440V FORCED VENTILATION; DIRECTION OF AIR FLOW DE --> NDE; DEGREE OF PROTECTION IP55 INCREMENTAL ENCODER 22 BIT WITH COMMUTATING POSITION (ENCODER IC22DQ) WITH DRIVE-CLIQ INTERFACE DESIGN IM B35 (IM V15, IM V35) PLAIN SHAFT WITHOUT FITTED KEY; BEARING: STANDARD WITH FIXED BEARING, VIBRATION SEVERITY GRADE S/A; SHAFT AND FLANGE ACCURACY: R TERMINAL BOX (ABOVE) CABLE ENTRY ON THE LEFT SIGNAL CONNECTION D-END | 8547 | TEM | 1 | MC | 230 | 1
1PH81651DF030CC1 | SIMOTICS M COMPACT ASYNCHRONOUS MOTOR 1500RPM, 37KW, 236NM, 78A, 350V 1750RPM, 41KW, 224NM, 76A, 400V 2000RPM, 45KW, 215NM, 75A, 440V FORCED VENTILATION; DIRECTION OF AIR FLOW DE --> NDE; DEGREE OF PROTECTION IP55 INCREMENTAL ENCODER 22 BIT WITH COMMUTATING POSITION (ENCODER IC22DQ) WITH DRIVE-CLIQ INTERFACE DESIGN IM B35 (IM V15, IM V35) PLAIN SHAFT WITHOUT FITTED KEY; BEARING: STANDARD WITH FIXED BEARING, VIBRATION SEVERITY GRADE S/A; SHAFT AND FLANGE ACCURACY: R TERMINAL BOX (ABOVE) CABLE ENTRY ON THE ND-END SIGNAL CONNECTION LEFT | 8547 | TEM | 1 | MC | 230 | 1
1PH81651DF030DA1 | SIMOTICS M COMPACT ASYNCHRONOUS MOTOR 1500RPM, 37KW, 236NM, 78A, 350V 1750RPM, 41KW, 224NM, 76A, 400V 2000RPM, 45KW, 215NM, 75A, 440V FORCED VENTILATION; DIRECTION OF AIR FLOW DE --> NDE; DEGREE OF PROTECTION IP55 INCREMENTAL ENCODER 22 BIT WITH COMMUTATING POSITION (ENCODER IC22DQ) WITH DRIVE-CLIQ INTERFACE DESIGN IM B35 (IM V15, IM V35) PLAIN SHAFT WITHOUT FITTED KEY; BEARING: STANDARD WITH FIXED BEARING, VIBRATION SEVERITY GRADE SR/A; SHAFT AND FLANGE ACCURACY: R TERMINAL BOX (ABOVE) CABLE ENTRY ON THE RIGHT SIGNAL CONNECTION D-END | 8639 | TEM | 1 | MC | 230 | 1
1PH81651DF030DC1 | SIMOTICS M COMPACT ASYNCHRONOUS MOTOR 1500RPM, 37KW, 236NM, 78A, 350V 1750RPM, 41KW, 224NM, 76A, 400V 2000RPM, 45KW, 215NM, 75A, 440V FORCED VENTILATION; DIRECTION OF AIR FLOW DE --> NDE; DEGREE OF PROTECTION IP55 INCREMENTAL ENCODER 22 BIT WITH COMMUTATING POSITION (ENCODER IC22DQ) WITH DRIVE-CLIQ INTERFACE DESIGN IM B35 (IM V15, IM V35) PLAIN SHAFT WITHOUT FITTED KEY; BEARING: STANDARD WITH FIXED BEARING, VIBRATION SEVERITY GRADE SR/A; SHAFT AND FLANGE ACCURACY: R TERMINAL BOX (ABOVE) CABLE ENTRY ON THE ND-END SIGNAL CONNECTION LEFT | 8639 | TEM | 1 | MC | 230 | 1
1PH81651DF030HA1 | SIMOTICS M COMPACT ASYNCHRONOUS MOTOR 1500RPM, 37KW, 236NM, 78A, 350V 1750RPM, 41KW, 224NM, 76A, 400V 2000RPM, 45KW, 215NM, 75A, 440V FORCED VENTILATION; DIRECTION OF AIR FLOW DE --> NDE; DEGREE OF PROTECTION IP55 INCREMENTAL ENCODER 22 BIT WITH COMMUTATING POSITION (ENCODER IC22DQ) WITH DRIVE-CLIQ INTERFACE DESIGN IM B35 (IM V15, IM V35) PLAIN SHAFT WITHOUT FITTED KEY; BEARING: STANDARD, VIBRATION SEVERITY GRADE S/A; SHAFT AND FLANGE ACCURACY: R TERMINAL BOX (ABOVE) CABLE ENTRY ON THE RIGHT SIGNAL CONNECTION D-END | 8262 | TEM | 1 | MC | 230 | 1
1PH81651DF030LA1 | SIMOTICS M COMPACT ASYNCHRONOUS MOTOR 1500RPM, 37KW, 236NM, 78A, 350V 1750RPM, 41KW, 224NM, 76A, 400V 2000RPM, 45KW, 215NM, 75A, 440V FORCED VENTILATION; DIRECTION OF AIR FLOW DE --> NDE; DEGREE OF PROTECTION IP55 INCREMENTAL ENCODER 22 BIT WITH COMMUTATING POSITION (ENCODER IC22DQ) WITH DRIVE-CLIQ INTERFACE DESIGN IM B35 (IM V15, IM V35) PLAIN SHAFT WITHOUT FITTED KEY; BEARING: PERFORMANCE, VIBRATION SEVERITY GRADE SPECIAL/B; SHAFT A. FLANGE ACCURACY GR. SPECIAL TERMINAL BOX (ABOVE) CABLE ENTRY ON THE RIGHT SIGNAL CONNECTION D-END | 9010 | TEM | 1 | MC | 230 | 1
1PH81651DF030LC1 | SIMOTICS M COMPACT ASYNCHRONOUS MOTOR 1500RPM, 37KW, 236NM, 78A, 350V 1750RPM, 41KW, 224NM, 76A, 400V 2000RPM, 45KW, 215NM, 75A, 440V FORCED VENTILATION; DIRECTION OF AIR FLOW DE --> NDE; DEGREE OF PROTECTION IP55 INCREMENTAL ENCODER 22 BIT WITH COMMUTATING POSITION (ENCODER IC22DQ) WITH DRIVE-CLIQ INTERFACE DESIGN IM B35 (IM V15, IM V35) PLAIN SHAFT WITHOUT FITTED KEY; BEARING: PERFORMANCE, VIBRATION SEVERITY GRADE SPECIAL/B; SHAFT A. FLANGE ACCURACY GR. SPECIAL TERMINAL BOX (ABOVE) CABLE ENTRY ON THE ND-END SIGNAL CONNECTION LEFT | 9010 | TEM | 1 | MC | 230 | 1
1PH81651DF030MC1 | SIMOTICS M COMPACT ASYNCHRONOUS MOTOR 1500RPM, 37KW, 236NM, 78A, 350V 1750RPM, 41KW, 224NM, 76A, 400V 2000RPM, 45KW, 215NM, 75A, 440V FORCED VENTILATION; DIRECTION OF AIR FLOW DE --> NDE; DEGREE OF PROTECTION IP55 INCREMENTAL ENCODER 22 BIT WITH COMMUTATING POSITION (ENCODER IC22DQ) WITH DRIVE-CLIQ INTERFACE DESIGN IM B35 (IM V15, IM V35) PLAIN SHAFT WITHOUT FITTED KEY; BEARING: HIGH PERFORMANCE VIBRATION SEVERITY GRADE SPECIAL/B SHAFT AND FLANGE ACCURACY GR. SPECIAL TERMINAL BOX (ABOVE) CABLE ENTRY ON THE ND-END SIGNAL CONNECTION LEFT | 9801 | TEM | 1 | MC | 230 | 1
1PH81651DF031BA1 | SIMOTICS M COMPACT ASYNCHRONOUS MOTOR 1500RPM, 37KW, 236NM, 78A, 350V 1750RPM, 41KW, 224NM, 76A, 400V 2000RPM, 45KW, 215NM, 75A, 440V FORCED VENTILATION; DIRECTION OF AIR FLOW DE --> NDE; DEGREE OF PROTECTION IP55 INCREMENTAL ENCODER 22 BIT WITH COMMUTATING POSITION (ENCODER IC22DQ) WITH DRIVE-CLIQ INTERFACE DESIGN IM B35 (IM V15, IM V35) SHAFT WITH FITTED KEY FULL-KEY BALANCING BEARING: STANDARD WITH FIXED BEARING, VIBRATION SEVERITY GRADE R/A; SHAFT AND FLANGE ACCURACY: R TERMINAL BOX (ABOVE) CABLE ENTRY ON THE RIGHT SIGNAL CONNECTION D-END | 8547 | TEM | 1 | MC | 230 | 1
1PH81651DF031BB1 | SIMOTICS M COMPACT ASYNCHRONOUS MOTOR 1500RPM, 37KW, 236NM, 78A, 350V 1750RPM, 41KW, 224NM, 76A, 400V 2000RPM, 45KW, 215NM, 75A, 440V FORCED VENTILATION; DIRECTION OF AIR FLOW DE --> NDE; DEGREE OF PROTECTION IP55 INCREMENTAL ENCODER 22 BIT WITH COMMUTATING POSITION (ENCODER IC22DQ) WITH DRIVE-CLIQ INTERFACE DESIGN IM B35 (IM V15, IM V35) SHAFT WITH FITTED KEY FULL-KEY BALANCING BEARING: STANDARD WITH FIXED BEARING, VIBRATION SEVERITY GRADE R/A; SHAFT AND FLANGE ACCURACY: R TERMINAL BOX (ABOVE) CABLE ENTRY ON THE LEFT SIGNAL CONNECTION D-END | 8547 | TEM | 1 | MC | 230 | 1
1PH81651DF031BC1 | SIMOTICS M COMPACT ASYNCHRONOUS MOTOR 1500RPM, 37KW, 236NM, 78A, 350V 1750RPM, 41KW, 224NM, 76A, 400V 2000RPM, 45KW, 215NM, 75A, 440V FORCED VENTILATION; DIRECTION OF AIR FLOW DE --> NDE; DEGREE OF PROTECTION IP55 INCREMENTAL ENCODER 22 BIT WITH COMMUTATING POSITION (ENCODER IC22DQ) WITH DRIVE-CLIQ INTERFACE DESIGN IM B35 (IM V15, IM V35) SHAFT WITH FITTED KEY FULL-KEY BALANCING BEARING: STANDARD WITH FIXED BEARING, VIBRATION SEVERITY GRADE R/A; SHAFT AND FLANGE ACCURACY: R TERMINAL BOX (ABOVE) CABLE ENTRY ON THE ND-END SIGNAL CONNECTION LEFT | 8547 | TEM | 1 | MC | 230 | 1
1PH81651DF031CA1 | SIMOTICS M COMPACT ASYNCHRONOUS MOTOR 1500RPM, 37KW, 236NM, 78A, 350V 1750RPM, 41KW, 224NM, 76A, 400V 2000RPM, 45KW, 215NM, 75A, 440V FORCED VENTILATION; DIRECTION OF AIR FLOW DE --> NDE; DEGREE OF PROTECTION IP55 INCREMENTAL ENCODER 22 BIT WITH COMMUTATING POSITION (ENCODER IC22DQ) WITH DRIVE-CLIQ INTERFACE DESIGN IM B35 (IM V15, IM V35) SHAFT WITH FITTED KEY FULL-KEY BALANCING BEARING: STANDARD WITH FIXED BEARING, VIBRATION SEVERITY GRADE S/A; SHAFT AND FLANGE ACCURACY: R TERMINAL BOX (ABOVE) CABLE ENTRY ON THE RIGHT SIGNAL CONNECTION D-END | 8742 | TEM | 1 | MC | 230 | 1
1PH81651DF031CC1 | SIMOTICS M COMPACT ASYNCHRONOUS MOTOR 1500RPM, 37KW, 236NM, 78A, 350V 1750RPM, 41KW, 224NM, 76A, 400V 2000RPM, 45KW, 215NM, 75A, 440V FORCED VENTILATION; DIRECTION OF AIR FLOW DE --> NDE; DEGREE OF PROTECTION IP55 INCREMENTAL ENCODER 22 BIT WITH COMMUTATING POSITION (ENCODER IC22DQ) WITH DRIVE-CLIQ INTERFACE DESIGN IM B35 (IM V15, IM V35) SHAFT WITH FITTED KEY FULL-KEY BALANCING BEARING: STANDARD WITH FIXED BEARING, VIBRATION SEVERITY GRADE S/A; SHAFT AND FLANGE ACCURACY: R TERMINAL BOX (ABOVE) CABLE ENTRY ON THE ND-END SIGNAL CONNECTION LEFT | 8742 | TEM | 1 | MC | 230 | 1
1PH81651DF031DA1 | SIMOTICS M COMPACT ASYNCHRONOUS MOTOR 1500RPM, 37KW, 236NM, 78A, 350V 1750RPM, 41KW, 224NM, 76A, 400V 2000RPM, 45KW, 215NM, 75A, 440V FORCED VENTILATION; DIRECTION OF AIR FLOW DE --> NDE; DEGREE OF PROTECTION IP55 INCREMENTAL ENCODER 22 BIT WITH COMMUTATING POSITION (ENCODER IC22DQ) WITH DRIVE-CLIQ INTERFACE DESIGN IM B35 (IM V15, IM V35) SHAFT WITH FITTED KEY FULL-KEY BALANCING BEARING: STANDARD WITH FIXED BEARING, VIBRATION SEVERITY GRADE SR/A; SHAFT AND FLANGE ACCURACY: R TERMINAL BOX (ABOVE) CABLE ENTRY ON THE RIGHT SIGNAL CONNECTION D-END | 8834 | TEM | 1 | MC | 230 | 1
1PH81651DF031DB1 | SIMOTICS M COMPACT ASYNCHRONOUS MOTOR 1500RPM, 37KW, 236NM, 78A, 350V 1750RPM, 41KW, 224NM, 76A, 400V 2000RPM, 45KW, 215NM, 75A, 440V FORCED VENTILATION; DIRECTION OF AIR FLOW DE --> NDE; DEGREE OF PROTECTION IP55 INCREMENTAL ENCODER 22 BIT WITH COMMUTATING POSITION (ENCODER IC22DQ) WITH DRIVE-CLIQ INTERFACE DESIGN IM B35 (IM V15, IM V35) SHAFT WITH FITTED KEY FULL-KEY BALANCING BEARING: STANDARD WITH FIXED BEARING, VIBRATION SEVERITY GRADE SR/A; SHAFT AND FLANGE ACCURACY: R TERMINAL BOX (ABOVE) CABLE ENTRY ON THE LEFT SIGNAL CONNECTION D-END | 8834 | TEM | 1 | MC | 230 | 1
1PH81651DF031DC1 | SIMOTICS M COMPACT ASYNCHRONOUS MOTOR 1500RPM, 37KW, 236NM, 78A, 350V 1750RPM, 41KW, 224NM, 76A, 400V 2000RPM, 45KW, 215NM, 75A, 440V FORCED VENTILATION; DIRECTION OF AIR FLOW DE --> NDE; DEGREE OF PROTECTION IP55 INCREMENTAL ENCODER 22 BIT WITH COMMUTATING POSITION (ENCODER IC22DQ) WITH DRIVE-CLIQ INTERFACE DESIGN IM B35 (IM V15, IM V35) SHAFT WITH FITTED KEY FULL-KEY BALANCING BEARING: STANDARD WITH FIXED BEARING, VIBRATION SEVERITY GRADE SR/A; SHAFT AND FLANGE ACCURACY: R TERMINAL BOX (ABOVE) CABLE ENTRY ON THE ND-END SIGNAL CONNECTION LEFT | 8834 | TEM | 1 | MC | 230 | 1
1PH81651DF031GC1 | SIMOTICS M COMPACT ASYNCHRONOUS MOTOR 1500RPM, 37KW, 236NM, 78A, 350V 1750RPM, 41KW, 224NM, 76A, 400V 2000RPM, 45KW, 215NM, 75A, 440V FORCED VENTILATION; DIRECTION OF AIR FLOW DE --> NDE; DEGREE OF PROTECTION IP55 INCREMENTAL ENCODER 22 BIT WITH COMMUTATING POSITION (ENCODER IC22DQ) WITH DRIVE-CLIQ INTERFACE DESIGN IM B35 (IM V15, IM V35) SHAFT WITH FITTED KEY FULL-KEY BALANCING BEARING: STANDARD, VIBRATION SEVERITY GRADE R/A; SHAFT AND FLANGE ACCURACY: R TERMINAL BOX (ABOVE) CABLE ENTRY ON THE ND-END SIGNAL CONNECTION LEFT | 8262 | TEM | 1 | MC | 230 | 1
1PH81651DF031LA1 | SIMOTICS M COMPACT ASYNCHRONOUS MOTOR 1500RPM, 37KW, 236NM, 78A, 350V 1750RPM, 41KW, 224NM, 76A, 400V 2000RPM, 45KW, 215NM, 75A, 440V FORCED VENTILATION; DIRECTION OF AIR FLOW DE --> NDE; DEGREE OF PROTECTION IP55 INCREMENTAL ENCODER 22 BIT WITH COMMUTATING POSITION (ENCODER IC22DQ) WITH DRIVE-CLIQ INTERFACE DESIGN IM B35 (IM V15, IM V35) SHAFT WITH FITTED KEY FULL-KEY BALANCING BEARING: PERFORMANCE, VIBRATION SEVERITY GRADE SPECIAL/B; SHAFT A. FLANGE ACCURACY GR. SPECIAL TERMINAL BOX (ABOVE) CABLE ENTRY ON THE RIGHT SIGNAL CONNECTION D-END | 9205 | TEM | 1 | MC | 230 | 1
1PH81651DF031LB1 | SIMOTICS M COMPACT ASYNCHRONOUS MOTOR 1500RPM, 37KW, 236NM, 78A, 350V 1750RPM, 41KW, 224NM, 76A, 400V 2000RPM, 45KW, 215NM, 75A, 440V FORCED VENTILATION; DIRECTION OF AIR FLOW DE --> NDE; DEGREE OF PROTECTION IP55 INCREMENTAL ENCODER 22 BIT WITH COMMUTATING POSITION (ENCODER IC22DQ) WITH DRIVE-CLIQ INTERFACE DESIGN IM B35 (IM V15, IM V35) SHAFT WITH FITTED KEY FULL-KEY BALANCING BEARING: PERFORMANCE, VIBRATION SEVERITY GRADE SPECIAL/B; SHAFT A. FLANGE ACCURACY GR. SPECIAL TERMINAL BOX (ABOVE) CABLE ENTRY ON THE LEFT SIGNAL CONNECTION D-END | 9205 | TEM | 1 | MC | 230 | 1
1PH81651DF031LC1 | SIMOTICS M COMPACT ASYNCHRONOUS MOTOR 1500RPM, 37KW, 236NM, 78A, 350V 1750RPM, 41KW, 224NM, 76A, 400V 2000RPM, 45KW, 215NM, 75A, 440V FORCED VENTILATION; DIRECTION OF AIR FLOW DE --> NDE; DEGREE OF PROTECTION IP55 INCREMENTAL ENCODER 22 BIT WITH COMMUTATING POSITION (ENCODER IC22DQ) WITH DRIVE-CLIQ INTERFACE DESIGN IM B35 (IM V15, IM V35) SHAFT WITH FITTED KEY FULL-KEY BALANCING BEARING: PERFORMANCE, VIBRATION SEVERITY GRADE SPECIAL/B; SHAFT A. FLANGE ACCURACY GR. SPECIAL TERMINAL BOX (ABOVE) CABLE ENTRY ON THE ND-END SIGNAL CONNECTION LEFT | 9205 | TEM | 1 | MC | 230 | 1
1PH81651DF032BA1 | SIMOTICS M COMPACT ASYNCHRONOUS MOTOR 1500RPM, 37KW, 236NM, 78A, 350V 1750RPM, 41KW, 224NM, 76A, 400V 2000RPM, 45KW, 215NM, 75A, 440V FORCED VENTILATION; DIRECTION OF AIR FLOW DE --> NDE; DEGREE OF PROTECTION IP55 INCREMENTAL ENCODER 22 BIT WITH COMMUTATING POSITION (ENCODER IC22DQ) WITH DRIVE-CLIQ INTERFACE DESIGN IM B35 (IM V15, IM V35) SHAFT WITH FITTED KEY HALF-KEY BALANCING BEARING: STANDARD WITH FIXED BEARING, VIBRATION SEVERITY GRADE R/A; SHAFT AND FLANGE ACCURACY: R TERMINAL BOX (ABOVE) CABLE ENTRY ON THE RIGHT SIGNAL CONNECTION D-END | 8547 | TEM | 1 | MC | 230 | 1
1PH81651DF032BB1 | SIMOTICS M COMPACT ASYNCHRONOUS MOTOR 1500RPM, 37KW, 236NM, 78A, 350V 1750RPM, 41KW, 224NM, 76A, 400V 2000RPM, 45KW, 215NM, 75A, 440V FORCED VENTILATION; DIRECTION OF AIR FLOW DE --> NDE; DEGREE OF PROTECTION IP55 INCREMENTAL ENCODER 22 BIT WITH COMMUTATING POSITION (ENCODER IC22DQ) WITH DRIVE-CLIQ INTERFACE DESIGN IM B35 (IM V15, IM V35) SHAFT WITH FITTED KEY HALF-KEY BALANCING BEARING: STANDARD WITH FIXED BEARING, VIBRATION SEVERITY GRADE R/A; SHAFT AND FLANGE ACCURACY: R TERMINAL BOX (ABOVE) CABLE ENTRY ON THE LEFT SIGNAL CONNECTION D-END | 8547 | TEM | 1 | MC | 230 | 1
1PH81651DF032BC1 | SIMOTICS M COMPACT ASYNCHRONOUS MOTOR 1500RPM, 37KW, 236NM, 78A, 350V 1750RPM, 41KW, 224NM, 76A, 400V 2000RPM, 45KW, 215NM, 75A, 440V FORCED VENTILATION; DIRECTION OF AIR FLOW DE --> NDE; DEGREE OF PROTECTION IP55 INCREMENTAL ENCODER 22 BIT WITH COMMUTATING POSITION (ENCODER IC22DQ) WITH DRIVE-CLIQ INTERFACE DESIGN IM B35 (IM V15, IM V35) SHAFT WITH FITTED KEY HALF-KEY BALANCING BEARING: STANDARD WITH FIXED BEARING, VIBRATION SEVERITY GRADE R/A; SHAFT AND FLANGE ACCURACY: R TERMINAL BOX (ABOVE) CABLE ENTRY ON THE ND-END SIGNAL CONNECTION LEFT | 8547 | TEM | 1 | MC | 230 | 1
1PH81651DF032CA1 | SIMOTICS M COMPACT ASYNCHRONOUS MOTOR 1500RPM, 37KW, 236NM, 78A, 350V 1750RPM, 41KW, 224NM, 76A, 400V 2000RPM, 45KW, 215NM, 75A, 440V FORCED VENTILATION; DIRECTION OF AIR FLOW DE --> NDE; DEGREE OF PROTECTION IP55 INCREMENTAL ENCODER 22 BIT WITH COMMUTATING POSITION (ENCODER IC22DQ) WITH DRIVE-CLIQ INTERFACE DESIGN IM B35 (IM V15, IM V35) SHAFT WITH FITTED KEY HALF-KEY BALANCING BEARING: STANDARD WITH FIXED BEARING, VIBRATION SEVERITY GRADE S/A; SHAFT AND FLANGE ACCURACY: R TERMINAL BOX (ABOVE) CABLE ENTRY ON THE RIGHT SIGNAL CONNECTION D-END | 8742 | TEM | 1 | MC | 230 | 1
1PH81651DF032CB1 | SIMOTICS M COMPACT ASYNCHRONOUS MOTOR 1500RPM, 37KW, 236NM, 78A, 350V 1750RPM, 41KW, 224NM, 76A, 400V 2000RPM, 45KW, 215NM, 75A, 440V FORCED VENTILATION; DIRECTION OF AIR FLOW DE --> NDE; DEGREE OF PROTECTION IP55 INCREMENTAL ENCODER 22 BIT WITH COMMUTATING POSITION (ENCODER IC22DQ) WITH DRIVE-CLIQ INTERFACE DESIGN IM B35 (IM V15, IM V35) SHAFT WITH FITTED KEY HALF-KEY BALANCING BEARING: STANDARD WITH FIXED BEARING, VIBRATION SEVERITY GRADE S/A; SHAFT AND FLANGE ACCURACY: R TERMINAL BOX (ABOVE) CABLE ENTRY ON THE LEFT SIGNAL CONNECTION D-END | 8742 | TEM | 1 | MC | 230 | 1
1PH81651DF032CC1 | SIMOTICS M COMPACT ASYNCHRONOUS MOTOR 1500RPM, 37KW, 236NM, 78A, 350V 1750RPM, 41KW, 224NM, 76A, 400V 2000RPM, 45KW, 215NM, 75A, 440V FORCED VENTILATION; DIRECTION OF AIR FLOW DE --> NDE; DEGREE OF PROTECTION IP55 INCREMENTAL ENCODER 22 BIT WITH COMMUTATING POSITION (ENCODER IC22DQ) WITH DRIVE-CLIQ INTERFACE DESIGN IM B35 (IM V15, IM V35) SHAFT WITH FITTED KEY HALF-KEY BALANCING BEARING: STANDARD WITH FIXED BEARING, VIBRATION SEVERITY GRADE S/A; SHAFT AND FLANGE ACCURACY: R TERMINAL BOX (ABOVE) CABLE ENTRY ON THE ND-END SIGNAL CONNECTION LEFT | 8742 | TEM | 1 | MC | 230 | 1
1PH81651DF032DA1 | SIMOTICS M COMPACT ASYNCHRONOUS MOTOR 1500RPM, 37KW, 236NM, 78A, 350V 1750RPM, 41KW, 224NM, 76A, 400V 2000RPM, 45KW, 215NM, 75A, 440V FORCED VENTILATION; DIRECTION OF AIR FLOW DE --> NDE; DEGREE OF PROTECTION IP55 INCREMENTAL ENCODER 22 BIT WITH COMMUTATING POSITION (ENCODER IC22DQ) WITH DRIVE-CLIQ INTERFACE DESIGN IM B35 (IM V15, IM V35) SHAFT WITH FITTED KEY HALF-KEY BALANCING BEARING: STANDARD WITH FIXED BEARING, VIBRATION SEVERITY GRADE SR/A; SHAFT AND FLANGE ACCURACY: R TERMINAL BOX (ABOVE) CABLE ENTRY ON THE RIGHT SIGNAL CONNECTION D-END | 8834 | TEM | 1 | MC | 230 | 1
1PH81651DF032FA1 | SIMOTICS M COMPACT ASYNCHRONOUS MOTOR 1500RPM, 37KW, 236NM, 78A, 350V 1750RPM, 41KW, 224NM, 76A, 400V 2000RPM, 45KW, 215NM, 75A, 440V FORCED VENTILATION; DIRECTION OF AIR FLOW DE --> NDE; DEGREE OF PROTECTION IP55 INCREMENTAL ENCODER 22 BIT WITH COMMUTATING POSITION (ENCODER IC22DQ) WITH DRIVE-CLIQ INTERFACE DESIGN IM B35 (IM V15, IM V35) SHAFT WITH FITTED KEY HALF-KEY BALANCING BEARING: INCREASED RADIAL FORCES, VIBRATION SEVERITY GRADE R/A; SHAFT AND FLANGE ACCURACY: R TERMINAL BOX (ABOVE) CABLE ENTRY ON THE RIGHT SIGNAL CONNECTION D-END | 8727 | TEM | 1 | MC | 230 | 1
1PH81651DF032GC1 | SIMOTICS M COMPACT ASYNCHRONOUS MOTOR 1500RPM, 37KW, 236NM, 78A, 350V 1750RPM, 41KW, 224NM, 76A, 400V 2000RPM, 45KW, 215NM, 75A, 440V FORCED VENTILATION; DIRECTION OF AIR FLOW DE --> NDE; DEGREE OF PROTECTION IP55 INCREMENTAL ENCODER 22 BIT WITH COMMUTATING POSITION (ENCODER IC22DQ) WITH DRIVE-CLIQ INTERFACE DESIGN IM B35 (IM V15, IM V35) SHAFT WITH FITTED KEY HALF-KEY BALANCING BEARING: STANDARD, VIBRATION SEVERITY GRADE R/A; SHAFT AND FLANGE ACCURACY: R TERMINAL BOX (ABOVE) CABLE ENTRY ON THE ND-END SIGNAL CONNECTION LEFT | 8262 | TEM | 1 | MC | 230 | 1
1PH81651DF032HA1 | SIMOTICS M COMPACT ASYNCHRONOUS MOTOR 1500RPM, 37KW, 236NM, 78A, 350V 1750RPM, 41KW, 224NM, 76A, 400V 2000RPM, 45KW, 215NM, 75A, 440V FORCED VENTILATION; DIRECTION OF AIR FLOW DE --> NDE; DEGREE OF PROTECTION IP55 INCREMENTAL ENCODER 22 BIT WITH COMMUTATING POSITION (ENCODER IC22DQ) WITH DRIVE-CLIQ INTERFACE DESIGN IM B35 (IM V15, IM V35) SHAFT WITH FITTED KEY HALF-KEY BALANCING BEARING: STANDARD, VIBRATION SEVERITY GRADE S/A; SHAFT AND FLANGE ACCURACY: R TERMINAL BOX (ABOVE) CABLE ENTRY ON THE RIGHT SIGNAL CONNECTION D-END | 8457 | TEM | 1 | MC | 230 | 1
1PH81651DF100DA1 | SIMOTICS M COMPACT ASYNCHRONOUS MOTOR 1500RPM, 37KW, 236NM, 78A, 350V 1750RPM, 41KW, 224NM, 76A, 400V 2000RPM, 45KW, 215NM, 75A, 440V FORCED VENTILATION; DIRECTION OF AIR FLOW NDE --> DE; DEGREE OF PROTECTION IP55 INCREMENTAL ENCODER 22 BIT WITH COMMUTATING POSITION (ENCODER IC22DQ) WITH DRIVE-CLIQ INTERFACE DESIGN IM B3 (IM V5, IM V6) PLAIN SHAFT WITHOUT FITTED KEY; BEARING: STANDARD WITH FIXED BEARING, VIBRATION SEVERITY GRADE SR/A; SHAFT AND FLANGE ACCURACY: R TERMINAL BOX (ABOVE) CABLE ENTRY ON THE RIGHT SIGNAL CONNECTION D-END | 7988 | TEM | 1 | MC | 230 | 1
1PH81651DF101BA1 | SIMOTICS M COMPACT ASYNCHRONOUS MOTOR 1500RPM, 37KW, 236NM, 78A, 350V 1750RPM, 41KW, 224NM, 76A, 400V 2000RPM, 45KW, 215NM, 75A, 440V FORCED VENTILATION; DIRECTION OF AIR FLOW NDE --> DE; DEGREE OF PROTECTION IP55 INCREMENTAL ENCODER 22 BIT WITH COMMUTATING POSITION (ENCODER IC22DQ) WITH DRIVE-CLIQ INTERFACE DESIGN IM B3 (IM V5, IM V6) SHAFT WITH FITTED KEY FULL-KEY BALANCING BEARING: STANDARD WITH FIXED BEARING, VIBRATION SEVERITY GRADE R/A; SHAFT AND FLANGE ACCURACY: R TERMINAL BOX (ABOVE) CABLE ENTRY ON THE RIGHT SIGNAL CONNECTION D-END | 7897 | TEM | 1 | MC | 230 | 1
1PH81651DF102BA1 | SIMOTICS M COMPACT ASYNCHRONOUS MOTOR 1500RPM, 37KW, 236NM, 78A, 350V 1750RPM, 41KW, 224NM, 76A, 400V 2000RPM, 45KW, 215NM, 75A, 440V FORCED VENTILATION; DIRECTION OF AIR FLOW NDE --> DE; DEGREE OF PROTECTION IP55 INCREMENTAL ENCODER 22 BIT WITH COMMUTATING POSITION (ENCODER IC22DQ) WITH DRIVE-CLIQ INTERFACE DESIGN IM B3 (IM V5, IM V6) SHAFT WITH FITTED KEY HALF-KEY BALANCING BEARING: STANDARD WITH FIXED BEARING, VIBRATION SEVERITY GRADE R/A; SHAFT AND FLANGE ACCURACY: R TERMINAL BOX (ABOVE) CABLE ENTRY ON THE RIGHT SIGNAL CONNECTION D-END | 7897 | TEM | 1 | MC | 230 | 1
1PH81651DF102BB1 | SIMOTICS M COMPACT ASYNCHRONOUS MOTOR 1500RPM, 37KW, 236NM, 78A, 350V 1750RPM, 41KW, 224NM, 76A, 400V 2000RPM, 45KW, 215NM, 75A, 440V FORCED VENTILATION; DIRECTION OF AIR FLOW NDE --> DE; DEGREE OF PROTECTION IP55 INCREMENTAL ENCODER 22 BIT WITH COMMUTATING POSITION (ENCODER IC22DQ) WITH DRIVE-CLIQ INTERFACE DESIGN IM B3 (IM V5, IM V6) SHAFT WITH FITTED KEY HALF-KEY BALANCING BEARING: STANDARD WITH FIXED BEARING, VIBRATION SEVERITY GRADE R/A; SHAFT AND FLANGE ACCURACY: R TERMINAL BOX (ABOVE) CABLE ENTRY ON THE LEFT SIGNAL CONNECTION D-END | 7897 | TEM | 1 | MC | 230 | 1
1PH81651DF102CA1 | SIMOTICS M COMPACT ASYNCHRONOUS MOTOR 1500RPM, 37KW, 236NM, 78A, 350V 1750RPM, 41KW, 224NM, 76A, 400V 2000RPM, 45KW, 215NM, 75A, 440V FORCED VENTILATION; DIRECTION OF AIR FLOW NDE --> DE; DEGREE OF PROTECTION IP55 INCREMENTAL ENCODER 22 BIT WITH COMMUTATING POSITION (ENCODER IC22DQ) WITH DRIVE-CLIQ INTERFACE DESIGN IM B3 (IM V5, IM V6) SHAFT WITH FITTED KEY HALF-KEY BALANCING BEARING: STANDARD WITH FIXED BEARING, VIBRATION SEVERITY GRADE S/A; SHAFT AND FLANGE ACCURACY: R TERMINAL BOX (ABOVE) CABLE ENTRY ON THE RIGHT SIGNAL CONNECTION D-END | 8092 | TEM | 1 | MC | 230 | 1
1PH81651DF102DA1 | SIMOTICS M COMPACT ASYNCHRONOUS MOTOR 1500RPM, 37KW, 236NM, 78A, 350V 1750RPM, 41KW, 224NM, 76A, 400V 2000RPM, 45KW, 215NM, 75A, 440V FORCED VENTILATION; DIRECTION OF AIR FLOW NDE --> DE; DEGREE OF PROTECTION IP55 INCREMENTAL ENCODER 22 BIT WITH COMMUTATING POSITION (ENCODER IC22DQ) WITH DRIVE-CLIQ INTERFACE DESIGN IM B3 (IM V5, IM V6) SHAFT WITH FITTED KEY HALF-KEY BALANCING BEARING: STANDARD WITH FIXED BEARING, VIBRATION SEVERITY GRADE SR/A; SHAFT AND FLANGE ACCURACY: R TERMINAL BOX (ABOVE) CABLE ENTRY ON THE RIGHT SIGNAL CONNECTION D-END | 8184 | TEM | 1 | MC | 230 | 1
1PH81651DF102QA1 | SIMOTICS M COMPACT ASYNCHRONOUS MOTOR 1500RPM, 37KW, 236NM, 78A, 350V 1750RPM, 41KW, 224NM, 76A, 400V 2000RPM, 45KW, 215NM, 75A, 440V FORCED VENTILATION; DIRECTION OF AIR FLOW NDE --> DE; DEGREE OF PROTECTION IP55 INCREMENTAL ENCODER 22 BIT WITH COMMUTATING POSITION (ENCODER IC22DQ) WITH DRIVE-CLIQ INTERFACE DESIGN IM B3 (IM V5, IM V6) SHAFT WITH FITTED KEY HALF-KEY BALANCING BEARING: ADVANCED LIFETIME VIBRATION SEVERITY S/A SHAFT A. FLANGE ACCURACY GR. R TERMINAL BOX (ABOVE) CABLE ENTRY ON THE RIGHT SIGNAL CONNECTION D-END | 8422 | TEM | 1 | MC | 230 | 1
1PH81651DF120DA1 | SIMOTICS M COMPACT ASYNCHRONOUS MOTOR 1500RPM, 37KW, 236NM, 78A, 350V 1750RPM, 41KW, 224NM, 76A, 400V 2000RPM, 45KW, 215NM, 75A, 440V FORCED VENTILATION; DIRECTION OF AIR FLOW NDE --> DE; DEGREE OF PROTECTION IP55 INCREMENTAL ENCODER 22 BIT WITH COMMUTATING POSITION (ENCODER IC22DQ) WITH DRIVE-CLIQ INTERFACE DESIGN IM B5 (IMV 1,IM V3) PLAIN SHAFT WITHOUT FITTED KEY; BEARING: STANDARD WITH FIXED BEARING, VIBRATION SEVERITY GRADE SR/A; SHAFT AND FLANGE ACCURACY: R TERMINAL BOX (ABOVE) CABLE ENTRY ON THE RIGHT SIGNAL CONNECTION D-END | 8639 | TEM | 1 | MC | 230 | 1
1PH81651DF120DB1 | SIMOTICS M COMPACT ASYNCHRONOUS MOTOR 1500RPM, 37KW, 236NM, 78A, 350V 1750RPM, 41KW, 224NM, 76A, 400V 2000RPM, 45KW, 215NM, 75A, 440V FORCED VENTILATION; DIRECTION OF AIR FLOW NDE --> DE; DEGREE OF PROTECTION IP55 INCREMENTAL ENCODER 22 BIT WITH COMMUTATING POSITION (ENCODER IC22DQ) WITH DRIVE-CLIQ INTERFACE DESIGN IM B5 (IMV 1,IM V3) PLAIN SHAFT WITHOUT FITTED KEY; BEARING: STANDARD WITH FIXED BEARING, VIBRATION SEVERITY GRADE SR/A; SHAFT AND FLANGE ACCURACY: R TERMINAL BOX (ABOVE) CABLE ENTRY ON THE LEFT SIGNAL CONNECTION D-END | 8639 | TEM | 1 | MC | 230 | 1
1PH81651DF122BA1 | SIMOTICS M COMPACT ASYNCHRONOUS MOTOR 1500RPM, 37KW, 236NM, 78A, 350V 1750RPM, 41KW, 224NM, 76A, 400V 2000RPM, 45KW, 215NM, 75A, 440V FORCED VENTILATION; DIRECTION OF AIR FLOW NDE --> DE; DEGREE OF PROTECTION IP55 INCREMENTAL ENCODER 22 BIT WITH COMMUTATING POSITION (ENCODER IC22DQ) WITH DRIVE-CLIQ INTERFACE DESIGN IM B5 (IMV 1,IM V3) SHAFT WITH FITTED KEY HALF-KEY BALANCING BEARING: STANDARD WITH FIXED BEARING, VIBRATION SEVERITY GRADE R/A; SHAFT AND FLANGE ACCURACY: R TERMINAL BOX (ABOVE) CABLE ENTRY ON THE RIGHT SIGNAL CONNECTION D-END | 8547 | TEM | 1 | MC | 230 | 1
1PH81651DF130BA1 | SIMOTICS M COMPACT ASYNCHRONOUS MOTOR 1500RPM, 37KW, 236NM, 78A, 350V 1750RPM, 41KW, 224NM, 76A, 400V 2000RPM, 45KW, 215NM, 75A, 440V FORCED VENTILATION; DIRECTION OF AIR FLOW NDE --> DE; DEGREE OF PROTECTION IP55 INCREMENTAL ENCODER 22 BIT WITH COMMUTATING POSITION (ENCODER IC22DQ) WITH DRIVE-CLIQ INTERFACE DESIGN IM B35 (IM V15, IM V35) PLAIN SHAFT WITHOUT FITTED KEY; BEARING: STANDARD WITH FIXED BEARING, VIBRATION SEVERITY GRADE R/A; SHAFT AND FLANGE ACCURACY: R TERMINAL BOX (ABOVE) CABLE ENTRY ON THE RIGHT SIGNAL CONNECTION D-END | 8352 | TEM | 1 | MC | 230 | 1
1PH81651DF130CB1 | SIMOTICS M COMPACT ASYNCHRONOUS MOTOR 1500RPM, 37KW, 236NM, 78A, 350V 1750RPM, 41KW, 224NM, 76A, 400V 2000RPM, 45KW, 215NM, 75A, 440V FORCED VENTILATION; DIRECTION OF AIR FLOW NDE --> DE; DEGREE OF PROTECTION IP55 INCREMENTAL ENCODER 22 BIT WITH COMMUTATING POSITION (ENCODER IC22DQ) WITH DRIVE-CLIQ INTERFACE DESIGN IM B35 (IM V15, IM V35) PLAIN SHAFT WITHOUT FITTED KEY; BEARING: STANDARD WITH FIXED BEARING, VIBRATION SEVERITY GRADE S/A; SHAFT AND FLANGE ACCURACY: R TERMINAL BOX (ABOVE) CABLE ENTRY ON THE LEFT SIGNAL CONNECTION D-END | 8547 | TEM | 1 | MC | 230 | 1
1PH81651DF131BA1 | SIMOTICS M COMPACT ASYNCHRONOUS MOTOR 1500RPM, 37KW, 236NM, 78A, 350V 1750RPM, 41KW, 224NM, 76A, 400V 2000RPM, 45KW, 215NM, 75A, 440V FORCED VENTILATION; DIRECTION OF AIR FLOW NDE --> DE; DEGREE OF PROTECTION IP55 INCREMENTAL ENCODER 22 BIT WITH COMMUTATING POSITION (ENCODER IC22DQ) WITH DRIVE-CLIQ INTERFACE DESIGN IM B35 (IM V15, IM V35) SHAFT WITH FITTED KEY FULL-KEY BALANCING BEARING: STANDARD WITH FIXED BEARING, VIBRATION SEVERITY GRADE R/A; SHAFT AND FLANGE ACCURACY: R TERMINAL BOX (ABOVE) CABLE ENTRY ON THE RIGHT SIGNAL CONNECTION D-END | 8547 | TEM | 1 | MC | 230 | 1
1PH81651DF131BB1 | SIMOTICS M COMPACT ASYNCHRONOUS MOTOR 1500RPM, 37KW, 236NM, 78A, 350V 1750RPM, 41KW, 224NM, 76A, 400V 2000RPM, 45KW, 215NM, 75A, 440V FORCED VENTILATION; DIRECTION OF AIR FLOW NDE --> DE; DEGREE OF PROTECTION IP55 INCREMENTAL ENCODER 22 BIT WITH COMMUTATING POSITION (ENCODER IC22DQ) WITH DRIVE-CLIQ INTERFACE DESIGN IM B35 (IM V15, IM V35) SHAFT WITH FITTED KEY FULL-KEY BALANCING BEARING: STANDARD WITH FIXED BEARING, VIBRATION SEVERITY GRADE R/A; SHAFT AND FLANGE ACCURACY: R TERMINAL BOX (ABOVE) CABLE ENTRY ON THE LEFT SIGNAL CONNECTION D-END | 8547 | TEM | 1 | MC | 230 | 1
1PH81651DF131CA1 | SIMOTICS M COMPACT ASYNCHRONOUS MOTOR 1500RPM, 37KW, 236NM, 78A, 350V 1750RPM, 41KW, 224NM, 76A, 400V 2000RPM, 45KW, 215NM, 75A, 440V FORCED VENTILATION; DIRECTION OF AIR FLOW NDE --> DE; DEGREE OF PROTECTION IP55 INCREMENTAL ENCODER 22 BIT WITH COMMUTATING POSITION (ENCODER IC22DQ) WITH DRIVE-CLIQ INTERFACE DESIGN IM B35 (IM V15, IM V35) SHAFT WITH FITTED KEY FULL-KEY BALANCING BEARING: STANDARD WITH FIXED BEARING, VIBRATION SEVERITY GRADE S/A; SHAFT AND FLANGE ACCURACY: R TERMINAL BOX (ABOVE) CABLE ENTRY ON THE RIGHT SIGNAL CONNECTION D-END | 8742 | TEM | 1 | MC | 230 | 1
1PH81651DF131DA1 | SIMOTICS M COMPACT ASYNCHRONOUS MOTOR 1500RPM, 37KW, 236NM, 78A, 350V 1750RPM, 41KW, 224NM, 76A, 400V 2000RPM, 45KW, 215NM, 75A, 440V FORCED VENTILATION; DIRECTION OF AIR FLOW NDE --> DE; DEGREE OF PROTECTION IP55 INCREMENTAL ENCODER 22 BIT WITH COMMUTATING POSITION (ENCODER IC22DQ) WITH DRIVE-CLIQ INTERFACE DESIGN IM B35 (IM V15, IM V35) SHAFT WITH FITTED KEY FULL-KEY BALANCING BEARING: STANDARD WITH FIXED BEARING, VIBRATION SEVERITY GRADE SR/A; SHAFT AND FLANGE ACCURACY: R TERMINAL BOX (ABOVE) CABLE ENTRY ON THE RIGHT SIGNAL CONNECTION D-END | 8834 | TEM | 1 | MC | 230 | 1
1PH81651DF131DC1 | SIMOTICS M COMPACT ASYNCHRONOUS MOTOR 1500RPM, 37KW, 236NM, 78A, 350V 1750RPM, 41KW, 224NM, 76A, 400V 2000RPM, 45KW, 215NM, 75A, 440V FORCED VENTILATION; DIRECTION OF AIR FLOW NDE --> DE; DEGREE OF PROTECTION IP55 INCREMENTAL ENCODER 22 BIT WITH COMMUTATING POSITION (ENCODER IC22DQ) WITH DRIVE-CLIQ INTERFACE DESIGN IM B35 (IM V15, IM V35) SHAFT WITH FITTED KEY FULL-KEY BALANCING BEARING: STANDARD WITH FIXED BEARING, VIBRATION SEVERITY GRADE SR/A; SHAFT AND FLANGE ACCURACY: R TERMINAL BOX (ABOVE) CABLE ENTRY ON THE ND-END SIGNAL CONNECTION LEFT | 8834 | TEM | 1 | MC | 230 | 1
1PH81651DF131LA1 | SIMOTICS M COMPACT ASYNCHRONOUS MOTOR 1500RPM, 37KW, 236NM, 78A, 350V 1750RPM, 41KW, 224NM, 76A, 400V 2000RPM, 45KW, 215NM, 75A, 440V FORCED VENTILATION; DIRECTION OF AIR FLOW NDE --> DE; DEGREE OF PROTECTION IP55 INCREMENTAL ENCODER 22 BIT WITH COMMUTATING POSITION (ENCODER IC22DQ) WITH DRIVE-CLIQ INTERFACE DESIGN IM B35 (IM V15, IM V35) SHAFT WITH FITTED KEY FULL-KEY BALANCING BEARING: PERFORMANCE, VIBRATION SEVERITY GRADE SPECIAL/B; SHAFT A. FLANGE ACCURACY GR. SPECIAL TERMINAL BOX (ABOVE) CABLE ENTRY ON THE RIGHT SIGNAL CONNECTION D-END | 9205 | TEM | 1 | MC | 230 | 1
1PH81651DF132BA1 | SIMOTICS M COMPACT ASYNCHRONOUS MOTOR 1500RPM, 37KW, 236NM, 78A, 350V 1750RPM, 41KW, 224NM, 76A, 400V 2000RPM, 45KW, 215NM, 75A, 440V FORCED VENTILATION; DIRECTION OF AIR FLOW NDE --> DE; DEGREE OF PROTECTION IP55 INCREMENTAL ENCODER 22 BIT WITH COMMUTATING POSITION (ENCODER IC22DQ) WITH DRIVE-CLIQ INTERFACE DESIGN IM B35 (IM V15, IM V35) SHAFT WITH FITTED KEY HALF-KEY BALANCING BEARING: STANDARD WITH FIXED BEARING, VIBRATION SEVERITY GRADE R/A; SHAFT AND FLANGE ACCURACY: R TERMINAL BOX (ABOVE) CABLE ENTRY ON THE RIGHT SIGNAL CONNECTION D-END | 8547 | TEM | 1 | MC | 230 | 1
1PH81651DF132BB1 | SIMOTICS M COMPACT ASYNCHRONOUS MOTOR 1500RPM, 37KW, 236NM, 78A, 350V 1750RPM, 41KW, 224NM, 76A, 400V 2000RPM, 45KW, 215NM, 75A, 440V FORCED VENTILATION; DIRECTION OF AIR FLOW NDE --> DE; DEGREE OF PROTECTION IP55 INCREMENTAL ENCODER 22 BIT WITH COMMUTATING POSITION (ENCODER IC22DQ) WITH DRIVE-CLIQ INTERFACE DESIGN IM B35 (IM V15, IM V35) SHAFT WITH FITTED KEY HALF-KEY BALANCING BEARING: STANDARD WITH FIXED BEARING, VIBRATION SEVERITY GRADE R/A; SHAFT AND FLANGE ACCURACY: R TERMINAL BOX (ABOVE) CABLE ENTRY ON THE LEFT SIGNAL CONNECTION D-END | 8547 | TEM | 1 | MC | 230 | 1
1PH81651DF132BC1 | SIMOTICS M COMPACT ASYNCHRONOUS MOTOR 1500RPM, 37KW, 236NM, 78A, 350V 1750RPM, 41KW, 224NM, 76A, 400V 2000RPM, 45KW, 215NM, 75A, 440V FORCED VENTILATION; DIRECTION OF AIR FLOW NDE --> DE; DEGREE OF PROTECTION IP55 INCREMENTAL ENCODER 22 BIT WITH COMMUTATING POSITION (ENCODER IC22DQ) WITH DRIVE-CLIQ INTERFACE DESIGN IM B35 (IM V15, IM V35) SHAFT WITH FITTED KEY HALF-KEY BALANCING BEARING: STANDARD WITH FIXED BEARING, VIBRATION SEVERITY GRADE R/A; SHAFT AND FLANGE ACCURACY: R TERMINAL BOX (ABOVE) CABLE ENTRY ON THE ND-END SIGNAL CONNECTION LEFT | 8547 | TEM | 1 | MC | 230 | 1
1PH81651DF132CA1 | SIMOTICS M COMPACT ASYNCHRONOUS MOTOR 1500RPM, 37KW, 236NM, 78A, 350V 1750RPM, 41KW, 224NM, 76A, 400V 2000RPM, 45KW, 215NM, 75A, 440V FORCED VENTILATION; DIRECTION OF AIR FLOW NDE --> DE; DEGREE OF PROTECTION IP55 INCREMENTAL ENCODER 22 BIT WITH COMMUTATING POSITION (ENCODER IC22DQ) WITH DRIVE-CLIQ INTERFACE DESIGN IM B35 (IM V15, IM V35) SHAFT WITH FITTED KEY HALF-KEY BALANCING BEARING: STANDARD WITH FIXED BEARING, VIBRATION SEVERITY GRADE S/A; SHAFT AND FLANGE ACCURACY: R TERMINAL BOX (ABOVE) CABLE ENTRY ON THE RIGHT SIGNAL CONNECTION D-END | 8742 | TEM | 1 | MC | 230 | 1
1PH81651DF200BC1 | SIMOTICS M COMPACT ASYNCHRONOUS MOTOR 1500RPM, 46KW, 293NM,104A, 330V 1750RPM, 53KW, 289NM,104A, 374V 2000RPM, 60KW, 287NM,103A, 426V WATER COOLING DEGREE OF PROTECTION IP65 INCREMENTAL ENCODER 22 BIT WITH COMMUTATING POSITION (ENCODER IC22DQ) WITH DRIVE-CLIQ INTERFACE DESIGN IM B3 (IM V5, IM V6) PLAIN SHAFT WITHOUT FITTED KEY; BEARING: STANDARD WITH FIXED BEARING, VIBRATION SEVERITY GRADE R/A; SHAFT AND FLANGE ACCURACY: R TERMINAL BOX (ABOVE) CABLE ENTRY ON THE ND-END SIGNAL CONNECTION LEFT | 10082 | TEM | 1 | MC | 264 | 1
1PH81651DF200DA1 | SIMOTICS M COMPACT ASYNCHRONOUS MOTOR 1500RPM, 46KW, 293NM,104A, 330V 1750RPM, 53KW, 289NM,104A, 374V 2000RPM, 60KW, 287NM,103A, 426V WATER COOLING DEGREE OF PROTECTION IP65 INCREMENTAL ENCODER 22 BIT WITH COMMUTATING POSITION (ENCODER IC22DQ) WITH DRIVE-CLIQ INTERFACE DESIGN IM B3 (IM V5, IM V6) PLAIN SHAFT WITHOUT FITTED KEY; BEARING: STANDARD WITH FIXED BEARING, VIBRATION SEVERITY GRADE SR/A; SHAFT AND FLANGE ACCURACY: R TERMINAL BOX (ABOVE) CABLE ENTRY ON THE RIGHT SIGNAL CONNECTION D-END | 10369 | TEM | 1 | MC | 264 | 1
1PH81651DF201BB1 | SIMOTICS M COMPACT ASYNCHRONOUS MOTOR 1500RPM, 46KW, 293NM,104A, 330V 1750RPM, 53KW, 289NM,104A, 374V 2000RPM, 60KW, 287NM,103A, 426V WATER COOLING DEGREE OF PROTECTION IP65 INCREMENTAL ENCODER 22 BIT WITH COMMUTATING POSITION (ENCODER IC22DQ) WITH DRIVE-CLIQ INTERFACE DESIGN IM B3 (IM V5, IM V6) SHAFT WITH FITTED KEY FULL-KEY BALANCING BEARING: STANDARD WITH FIXED BEARING, VIBRATION SEVERITY GRADE R/A; SHAFT AND FLANGE ACCURACY: R TERMINAL BOX (ABOVE) CABLE ENTRY ON THE LEFT SIGNAL CONNECTION D-END | 10277 | TEM | 1 | MC | 264 | 1
1PH81651DF201DA1 | SIMOTICS M COMPACT ASYNCHRONOUS MOTOR 1500RPM, 46KW, 293NM,104A, 330V 1750RPM, 53KW, 289NM,104A, 374V 2000RPM, 60KW, 287NM,103A, 426V WATER COOLING DEGREE OF PROTECTION IP65 INCREMENTAL ENCODER 22 BIT WITH COMMUTATING POSITION (ENCODER IC22DQ) WITH DRIVE-CLIQ INTERFACE DESIGN IM B3 (IM V5, IM V6) SHAFT WITH FITTED KEY FULL-KEY BALANCING BEARING: STANDARD WITH FIXED BEARING, VIBRATION SEVERITY GRADE SR/A; SHAFT AND FLANGE ACCURACY: R TERMINAL BOX (ABOVE) CABLE ENTRY ON THE RIGHT SIGNAL CONNECTION D-END | 10564 | TEM | 1 | MC | 264 | 1
1PH81651DF220BA1 | SIMOTICS M COMPACT ASYNCHRONOUS MOTOR 1500RPM, 46KW, 293NM,104A, 330V 1750RPM, 53KW, 289NM,104A, 374V 2000RPM, 60KW, 287NM,103A, 426V WATER COOLING DEGREE OF PROTECTION IP65 INCREMENTAL ENCODER 22 BIT WITH COMMUTATING POSITION (ENCODER IC22DQ) WITH DRIVE-CLIQ INTERFACE DESIGN IM B5 (IMV 1,IM V3) PLAIN SHAFT WITHOUT FITTED KEY; BEARING: STANDARD WITH FIXED BEARING, VIBRATION SEVERITY GRADE R/A; SHAFT AND FLANGE ACCURACY: R TERMINAL BOX (ABOVE) CABLE ENTRY ON THE RIGHT SIGNAL CONNECTION D-END | 10733 | TEM | 1 | MC | 264 | 1
1PH81651DF222DA1 | SIMOTICS M COMPACT ASYNCHRONOUS MOTOR 1500RPM, 46KW, 293NM,104A, 330V 1750RPM, 53KW, 289NM,104A, 374V 2000RPM, 60KW, 287NM,103A, 426V WATER COOLING DEGREE OF PROTECTION IP65 INCREMENTAL ENCODER 22 BIT WITH COMMUTATING POSITION (ENCODER IC22DQ) WITH DRIVE-CLIQ INTERFACE DESIGN IM B5 (IMV 1,IM V3) SHAFT WITH FITTED KEY HALF-KEY BALANCING BEARING: STANDARD WITH FIXED BEARING, VIBRATION SEVERITY GRADE SR/A; SHAFT AND FLANGE ACCURACY: R TERMINAL BOX (ABOVE) CABLE ENTRY ON THE RIGHT SIGNAL CONNECTION D-END | 11215 | TEM | 1 | MC | 264 | 1
1PH81651DF230BA1 | SIMOTICS M COMPACT ASYNCHRONOUS MOTOR 1500RPM, 46KW, 293NM,104A, 330V 1750RPM, 53KW, 289NM,104A, 374V 2000RPM, 60KW, 287NM,103A, 426V WATER COOLING DEGREE OF PROTECTION IP65 INCREMENTAL ENCODER 22 BIT WITH COMMUTATING POSITION (ENCODER IC22DQ) WITH DRIVE-CLIQ INTERFACE DESIGN IM B35 (IM V15, IM V35) PLAIN SHAFT WITHOUT FITTED KEY; BEARING: STANDARD WITH FIXED BEARING, VIBRATION SEVERITY GRADE R/A; SHAFT AND FLANGE ACCURACY: R TERMINAL BOX (ABOVE) CABLE ENTRY ON THE RIGHT SIGNAL CONNECTION D-END | 10733 | TEM | 1 | MC | 264 | 1
1PH81651DF230CC1 | SIMOTICS M COMPACT ASYNCHRONOUS MOTOR 1500RPM, 46KW, 293NM,104A, 330V 1750RPM, 53KW, 289NM,104A, 374V 2000RPM, 60KW, 287NM,103A, 426V WATER COOLING DEGREE OF PROTECTION IP65 INCREMENTAL ENCODER 22 BIT WITH COMMUTATING POSITION (ENCODER IC22DQ) WITH DRIVE-CLIQ INTERFACE DESIGN IM B35 (IM V15, IM V35) PLAIN SHAFT WITHOUT FITTED KEY; BEARING: STANDARD WITH FIXED BEARING, VIBRATION SEVERITY GRADE S/A; SHAFT AND FLANGE ACCURACY: R TERMINAL BOX (ABOVE) CABLE ENTRY ON THE ND-END SIGNAL CONNECTION LEFT | 10928 | TEM | 1 | MC | 264 | 1
1PH81651DF230LA1 | SIMOTICS M COMPACT ASYNCHRONOUS MOTOR 1500RPM, 46KW, 293NM,104A, 330V 1750RPM, 53KW, 289NM,104A, 374V 2000RPM, 60KW, 287NM,103A, 426V WATER COOLING DEGREE OF PROTECTION IP65 INCREMENTAL ENCODER 22 BIT WITH COMMUTATING POSITION (ENCODER IC22DQ) WITH DRIVE-CLIQ INTERFACE DESIGN IM B35 (IM V15, IM V35) PLAIN SHAFT WITHOUT FITTED KEY; BEARING: PERFORMANCE, VIBRATION SEVERITY GRADE SPECIAL/B; SHAFT A. FLANGE ACCURACY GR. SPECIAL TERMINAL BOX (ABOVE) CABLE ENTRY ON THE RIGHT SIGNAL CONNECTION D-END | 11391 | TEM | 1 | MC | 264 | 1
1PH81651DF230LB1 | SIMOTICS M COMPACT ASYNCHRONOUS MOTOR 1500RPM, 46KW, 293NM,104A, 330V 1750RPM, 53KW, 289NM,104A, 374V 2000RPM, 60KW, 287NM,103A, 426V WATER COOLING DEGREE OF PROTECTION IP65 INCREMENTAL ENCODER 22 BIT WITH COMMUTATING POSITION (ENCODER IC22DQ) WITH DRIVE-CLIQ INTERFACE DESIGN IM B35 (IM V15, IM V35) PLAIN SHAFT WITHOUT FITTED KEY; BEARING: PERFORMANCE, VIBRATION SEVERITY GRADE SPECIAL/B; SHAFT A. FLANGE ACCURACY GR. SPECIAL TERMINAL BOX (ABOVE) CABLE ENTRY ON THE LEFT SIGNAL CONNECTION D-END | 11391 | TEM | 1 | MC | 264 | 1
1PH81651DF231BA1 | SIMOTICS M COMPACT ASYNCHRONOUS MOTOR 1500RPM, 46KW, 293NM,104A, 330V 1750RPM, 53KW, 289NM,104A, 374V 2000RPM, 60KW, 287NM,103A, 426V WATER COOLING DEGREE OF PROTECTION IP65 INCREMENTAL ENCODER 22 BIT WITH COMMUTATING POSITION (ENCODER IC22DQ) WITH DRIVE-CLIQ INTERFACE DESIGN IM B35 (IM V15, IM V35) SHAFT WITH FITTED KEY FULL-KEY BALANCING BEARING: STANDARD WITH FIXED BEARING, VIBRATION SEVERITY GRADE R/A; SHAFT AND FLANGE ACCURACY: R TERMINAL BOX (ABOVE) CABLE ENTRY ON THE RIGHT SIGNAL CONNECTION D-END | 10928 | TEM | 1 | MC | 264 | 1
1PH81651DF231BB1 | SIMOTICS M COMPACT ASYNCHRONOUS MOTOR 1500RPM, 46KW, 293NM,104A, 330V 1750RPM, 53KW, 289NM,104A, 374V 2000RPM, 60KW, 287NM,103A, 426V WATER COOLING DEGREE OF PROTECTION IP65 INCREMENTAL ENCODER 22 BIT WITH COMMUTATING POSITION (ENCODER IC22DQ) WITH DRIVE-CLIQ INTERFACE DESIGN IM B35 (IM V15, IM V35) SHAFT WITH FITTED KEY FULL-KEY BALANCING BEARING: STANDARD WITH FIXED BEARING, VIBRATION SEVERITY GRADE R/A; SHAFT AND FLANGE ACCURACY: R TERMINAL BOX (ABOVE) CABLE ENTRY ON THE LEFT SIGNAL CONNECTION D-END | 10928 | TEM | 1 | MC | 264 | 1
1PH81651DF231BC1 | SIMOTICS M COMPACT ASYNCHRONOUS MOTOR 1500RPM, 46KW, 293NM,104A, 330V 1750RPM, 53KW, 289NM,104A, 374V 2000RPM, 60KW, 287NM,103A, 426V WATER COOLING DEGREE OF PROTECTION IP65 INCREMENTAL ENCODER 22 BIT WITH COMMUTATING POSITION (ENCODER IC22DQ) WITH DRIVE-CLIQ INTERFACE DESIGN IM B35 (IM V15, IM V35) SHAFT WITH FITTED KEY FULL-KEY BALANCING BEARING: STANDARD WITH FIXED BEARING, VIBRATION SEVERITY GRADE R/A; SHAFT AND FLANGE ACCURACY: R TERMINAL BOX (ABOVE) CABLE ENTRY ON THE ND-END SIGNAL CONNECTION LEFT | 10928 | TEM | 1 | MC | 264 | 1
1PH81651DF231FA1 | SIMOTICS M COMPACT ASYNCHRONOUS MOTOR 1500RPM, 46KW, 293NM,104A, 330V 1750RPM, 53KW, 289NM,104A, 374V 2000RPM, 60KW, 287NM,103A, 426V WATER COOLING DEGREE OF PROTECTION IP65 INCREMENTAL ENCODER 22 BIT WITH COMMUTATING POSITION (ENCODER IC22DQ) WITH DRIVE-CLIQ INTERFACE DESIGN IM B35 (IM V15, IM V35) SHAFT WITH FITTED KEY FULL-KEY BALANCING BEARING: INCREASED RADIAL FORCES, VIBRATION SEVERITY GRADE R/A; SHAFT AND FLANGE ACCURACY: R TERMINAL BOX (ABOVE) CABLE ENTRY ON THE RIGHT SIGNAL CONNECTION D-END | 11107 | TEM | 1 | MC | 264 | 1
1PH81651DF231LC1 | SIMOTICS M COMPACT ASYNCHRONOUS MOTOR 1500RPM, 46KW, 293NM,104A, 330V 1750RPM, 53KW, 289NM,104A, 374V 2000RPM, 60KW, 287NM,103A, 426V WATER COOLING DEGREE OF PROTECTION IP65 INCREMENTAL ENCODER 22 BIT WITH COMMUTATING POSITION (ENCODER IC22DQ) WITH DRIVE-CLIQ INTERFACE DESIGN IM B35 (IM V15, IM V35) SHAFT WITH FITTED KEY FULL-KEY BALANCING BEARING: PERFORMANCE, VIBRATION SEVERITY GRADE SPECIAL/B; SHAFT A. FLANGE ACCURACY GR. SPECIAL TERMINAL BOX (ABOVE) CABLE ENTRY ON THE ND-END SIGNAL CONNECTION LEFT | 11586 | TEM | 1 | MC | 264 | 1
1PH81651DF232LA1 | SIMOTICS M COMPACT ASYNCHRONOUS MOTOR 1500RPM, 46KW, 293NM,104A, 330V 1750RPM, 53KW, 289NM,104A, 374V 2000RPM, 60KW, 287NM,103A, 426V WATER COOLING DEGREE OF PROTECTION IP65 INCREMENTAL ENCODER 22 BIT WITH COMMUTATING POSITION (ENCODER IC22DQ) WITH DRIVE-CLIQ INTERFACE DESIGN IM B35 (IM V15, IM V35) SHAFT WITH FITTED KEY HALF-KEY BALANCING BEARING: PERFORMANCE, VIBRATION SEVERITY GRADE SPECIAL/B; SHAFT A. FLANGE ACCURACY GR. SPECIAL TERMINAL BOX (ABOVE) CABLE ENTRY ON THE RIGHT SIGNAL CONNECTION D-END | 11586 | TEM | 1 | MC | 264 | 1
1PH81651DF232LC1 | SIMOTICS M COMPACT ASYNCHRONOUS MOTOR 1500RPM, 46KW, 293NM,104A, 330V 1750RPM, 53KW, 289NM,104A, 374V 2000RPM, 60KW, 287NM,103A, 426V WATER COOLING DEGREE OF PROTECTION IP65 INCREMENTAL ENCODER 22 BIT WITH COMMUTATING POSITION (ENCODER IC22DQ) WITH DRIVE-CLIQ INTERFACE DESIGN IM B35 (IM V15, IM V35) SHAFT WITH FITTED KEY HALF-KEY BALANCING BEARING: PERFORMANCE, VIBRATION SEVERITY GRADE SPECIAL/B; SHAFT A. FLANGE ACCURACY GR. SPECIAL TERMINAL BOX (ABOVE) CABLE ENTRY ON THE ND-END SIGNAL CONNECTION LEFT | 11586 | TEM | 1 | MC | 264 | 1
1PH81651DG000BA1 | SIMOTICS M COMPACT ASYNCHRONOUS MOTOR 2000RPM, 41KW, 196NM, 88A, 350V 2300RPM, 44KW, 183NM, 85A, 394V 2650RPM, 50KW, 180NM, 85A, 440V FORCED VENTILATION; DIRECTION OF AIR FLOW DE --> NDE; DEGREE OF PROTECTION IP55 INCREMENTAL ENCODER 22 BIT WITH COMMUTATING POSITION (ENCODER IC22DQ) WITH DRIVE-CLIQ INTERFACE DESIGN IM B3 (IM V5, IM V6) PLAIN SHAFT WITHOUT FITTED KEY; BEARING: STANDARD WITH FIXED BEARING, VIBRATION SEVERITY GRADE R/A; SHAFT AND FLANGE ACCURACY: R TERMINAL BOX (ABOVE) CABLE ENTRY ON THE RIGHT SIGNAL CONNECTION D-END | 7702 | TEM | 1 | MC | 230 | 1
1PH81651DG000BC1 | SIMOTICS M COMPACT ASYNCHRONOUS MOTOR 2000RPM, 41KW, 196NM, 88A, 350V 2300RPM, 44KW, 183NM, 85A, 394V 2650RPM, 50KW, 180NM, 85A, 440V FORCED VENTILATION; DIRECTION OF AIR FLOW DE --> NDE; DEGREE OF PROTECTION IP55 INCREMENTAL ENCODER 22 BIT WITH COMMUTATING POSITION (ENCODER IC22DQ) WITH DRIVE-CLIQ INTERFACE DESIGN IM B3 (IM V5, IM V6) PLAIN SHAFT WITHOUT FITTED KEY; BEARING: STANDARD WITH FIXED BEARING, VIBRATION SEVERITY GRADE R/A; SHAFT AND FLANGE ACCURACY: R TERMINAL BOX (ABOVE) CABLE ENTRY ON THE ND-END SIGNAL CONNECTION LEFT | 7702 | TEM | 1 | MC | 230 | 1
1PH81651DG000CA1 | SIMOTICS M COMPACT ASYNCHRONOUS MOTOR 2000RPM, 41KW, 196NM, 88A, 350V 2300RPM, 44KW, 183NM, 85A, 394V 2650RPM, 50KW, 180NM, 85A, 440V FORCED VENTILATION; DIRECTION OF AIR FLOW DE --> NDE; DEGREE OF PROTECTION IP55 INCREMENTAL ENCODER 22 BIT WITH COMMUTATING POSITION (ENCODER IC22DQ) WITH DRIVE-CLIQ INTERFACE DESIGN IM B3 (IM V5, IM V6) PLAIN SHAFT WITHOUT FITTED KEY; BEARING: STANDARD WITH FIXED BEARING, VIBRATION SEVERITY GRADE S/A; SHAFT AND FLANGE ACCURACY: R TERMINAL BOX (ABOVE) CABLE ENTRY ON THE RIGHT SIGNAL CONNECTION D-END | 7897 | TEM | 1 | MC | 230 | 1
1PH81651DG000DA1 | SIMOTICS M COMPACT ASYNCHRONOUS MOTOR 2000RPM, 41KW, 196NM, 88A, 350V 2300RPM, 44KW, 183NM, 85A, 394V 2650RPM, 50KW, 180NM, 85A, 440V FORCED VENTILATION; DIRECTION OF AIR FLOW DE --> NDE; DEGREE OF PROTECTION IP55 INCREMENTAL ENCODER 22 BIT WITH COMMUTATING POSITION (ENCODER IC22DQ) WITH DRIVE-CLIQ INTERFACE DESIGN IM B3 (IM V5, IM V6) PLAIN SHAFT WITHOUT FITTED KEY; BEARING: STANDARD WITH FIXED BEARING, VIBRATION SEVERITY GRADE SR/A; SHAFT AND FLANGE ACCURACY: R TERMINAL BOX (ABOVE) CABLE ENTRY ON THE RIGHT SIGNAL CONNECTION D-END | 7988 | TEM | 1 | MC | 230 | 1
1PH81651DG000DB1 | SIMOTICS M COMPACT ASYNCHRONOUS MOTOR 2000RPM, 41KW, 196NM, 88A, 350V 2300RPM, 44KW, 183NM, 85A, 394V 2650RPM, 50KW, 180NM, 85A, 440V FORCED VENTILATION; DIRECTION OF AIR FLOW DE --> NDE; DEGREE OF PROTECTION IP55 INCREMENTAL ENCODER 22 BIT WITH COMMUTATING POSITION (ENCODER IC22DQ) WITH DRIVE-CLIQ INTERFACE DESIGN IM B3 (IM V5, IM V6) PLAIN SHAFT WITHOUT FITTED KEY; BEARING: STANDARD WITH FIXED BEARING, VIBRATION SEVERITY GRADE SR/A; SHAFT AND FLANGE ACCURACY: R TERMINAL BOX (ABOVE) CABLE ENTRY ON THE LEFT SIGNAL CONNECTION D-END | 7988 | TEM | 1 | MC | 230 | 1
1PH81651DG000LA1 | SIMOTICS M COMPACT ASYNCHRONOUS MOTOR 2000RPM, 41KW, 196NM, 88A, 350V 2300RPM, 44KW, 183NM, 85A, 394V 2650RPM, 50KW, 180NM, 85A, 440V FORCED VENTILATION; DIRECTION OF AIR FLOW DE --> NDE; DEGREE OF PROTECTION IP55 INCREMENTAL ENCODER 22 BIT WITH COMMUTATING POSITION (ENCODER IC22DQ) WITH DRIVE-CLIQ INTERFACE DESIGN IM B3 (IM V5, IM V6) PLAIN SHAFT WITHOUT FITTED KEY; BEARING: PERFORMANCE, VIBRATION SEVERITY GRADE SPECIAL/B; SHAFT A. FLANGE ACCURACY GR. SPECIAL TERMINAL BOX (ABOVE) CABLE ENTRY ON THE RIGHT SIGNAL CONNECTION D-END | 8360 | TEM | 1 | MC | 230 | 1
1PH81651DG000MA1 | SIMOTICS M COMPACT ASYNCHRONOUS MOTOR 2000RPM, 41KW, 196NM, 88A, 350V 2300RPM, 44KW, 183NM, 85A, 394V 2650RPM, 50KW, 180NM, 85A, 440V FORCED VENTILATION; DIRECTION OF AIR FLOW DE --> NDE; DEGREE OF PROTECTION IP55 INCREMENTAL ENCODER 22 BIT WITH COMMUTATING POSITION (ENCODER IC22DQ) WITH DRIVE-CLIQ INTERFACE DESIGN IM B3 (IM V5, IM V6) PLAIN SHAFT WITHOUT FITTED KEY; BEARING: HIGH PERFORMANCE VIBRATION SEVERITY GRADE SPECIAL/B SHAFT AND FLANGE ACCURACY GR. SPECIAL TERMINAL BOX (ABOVE) CABLE ENTRY ON THE RIGHT SIGNAL CONNECTION D-END | 9151 | TEM | 1 | MC | 230 | 1
1PH81651DG001BA1 | SIMOTICS M COMPACT ASYNCHRONOUS MOTOR 2000RPM, 41KW, 196NM, 88A, 350V 2300RPM, 44KW, 183NM, 85A, 394V 2650RPM, 50KW, 180NM, 85A, 440V FORCED VENTILATION; DIRECTION OF AIR FLOW DE --> NDE; DEGREE OF PROTECTION IP55 INCREMENTAL ENCODER 22 BIT WITH COMMUTATING POSITION (ENCODER IC22DQ) WITH DRIVE-CLIQ INTERFACE DESIGN IM B3 (IM V5, IM V6) SHAFT WITH FITTED KEY FULL-KEY BALANCING BEARING: STANDARD WITH FIXED BEARING, VIBRATION SEVERITY GRADE R/A; SHAFT AND FLANGE ACCURACY: R TERMINAL BOX (ABOVE) CABLE ENTRY ON THE RIGHT SIGNAL CONNECTION D-END | 7897 | TEM | 1 | MC | 230 | 1
1PH81651DG001BB1 | SIMOTICS M COMPACT ASYNCHRONOUS MOTOR 2000RPM, 41KW, 196NM, 88A, 350V 2300RPM, 44KW, 183NM, 85A, 394V 2650RPM, 50KW, 180NM, 85A, 440V FORCED VENTILATION; DIRECTION OF AIR FLOW DE --> NDE; DEGREE OF PROTECTION IP55 INCREMENTAL ENCODER 22 BIT WITH COMMUTATING POSITION (ENCODER IC22DQ) WITH DRIVE-CLIQ INTERFACE DESIGN IM B3 (IM V5, IM V6) SHAFT WITH FITTED KEY FULL-KEY BALANCING BEARING: STANDARD WITH FIXED BEARING, VIBRATION SEVERITY GRADE R/A; SHAFT AND FLANGE ACCURACY: R TERMINAL BOX (ABOVE) CABLE ENTRY ON THE LEFT SIGNAL CONNECTION D-END | 7897 | TEM | 1 | MC | 230 | 1
1PH81651DG001BC1 | SIMOTICS M COMPACT ASYNCHRONOUS MOTOR 2000RPM, 41KW, 196NM, 88A, 350V 2300RPM, 44KW, 183NM, 85A, 394V 2650RPM, 50KW, 180NM, 85A, 440V FORCED VENTILATION; DIRECTION OF AIR FLOW DE --> NDE; DEGREE OF PROTECTION IP55 INCREMENTAL ENCODER 22 BIT WITH COMMUTATING POSITION (ENCODER IC22DQ) WITH DRIVE-CLIQ INTERFACE DESIGN IM B3 (IM V5, IM V6) SHAFT WITH FITTED KEY FULL-KEY BALANCING BEARING: STANDARD WITH FIXED BEARING, VIBRATION SEVERITY GRADE R/A; SHAFT AND FLANGE ACCURACY: R TERMINAL BOX (ABOVE) CABLE ENTRY ON THE ND-END SIGNAL CONNECTION LEFT | 7897 | TEM | 1 | MC | 230 | 1
1PH81651DG001GA1 | SIMOTICS M COMPACT ASYNCHRONOUS MOTOR 2000RPM, 41KW, 196NM, 88A, 350V 2300RPM, 44KW, 183NM, 85A, 394V 2650RPM, 50KW, 180NM, 85A, 440V FORCED VENTILATION; DIRECTION OF AIR FLOW DE --> NDE; DEGREE OF PROTECTION IP55 INCREMENTAL ENCODER 22 BIT WITH COMMUTATING POSITION (ENCODER IC22DQ) WITH DRIVE-CLIQ INTERFACE DESIGN IM B3 (IM V5, IM V6) SHAFT WITH FITTED KEY FULL-KEY BALANCING BEARING: STANDARD, VIBRATION SEVERITY GRADE R/A; SHAFT AND FLANGE ACCURACY: R TERMINAL BOX (ABOVE) CABLE ENTRY ON THE RIGHT SIGNAL CONNECTION D-END | 7612 | TEM | 1 | MC | 230 | 1
1PH81651DG001LA1 | SIMOTICS M COMPACT ASYNCHRONOUS MOTOR 2000RPM, 41KW, 196NM, 88A, 350V 2300RPM, 44KW, 183NM, 85A, 394V 2650RPM, 50KW, 180NM, 85A, 440V FORCED VENTILATION; DIRECTION OF AIR FLOW DE --> NDE; DEGREE OF PROTECTION IP55 INCREMENTAL ENCODER 22 BIT WITH COMMUTATING POSITION (ENCODER IC22DQ) WITH DRIVE-CLIQ INTERFACE DESIGN IM B3 (IM V5, IM V6) SHAFT WITH FITTED KEY FULL-KEY BALANCING BEARING: PERFORMANCE, VIBRATION SEVERITY GRADE SPECIAL/B; SHAFT A. FLANGE ACCURACY GR. SPECIAL TERMINAL BOX (ABOVE) CABLE ENTRY ON THE RIGHT SIGNAL CONNECTION D-END | 8555 | TEM | 1 | MC | 230 | 1
1PH81651DG002BA1 | SIMOTICS M COMPACT ASYNCHRONOUS MOTOR 2000RPM, 41KW, 196NM, 88A, 350V 2300RPM, 44KW, 183NM, 85A, 394V 2650RPM, 50KW, 180NM, 85A, 440V FORCED VENTILATION; DIRECTION OF AIR FLOW DE --> NDE; DEGREE OF PROTECTION IP55 INCREMENTAL ENCODER 22 BIT WITH COMMUTATING POSITION (ENCODER IC22DQ) WITH DRIVE-CLIQ INTERFACE DESIGN IM B3 (IM V5, IM V6) SHAFT WITH FITTED KEY HALF-KEY BALANCING BEARING: STANDARD WITH FIXED BEARING, VIBRATION SEVERITY GRADE R/A; SHAFT AND FLANGE ACCURACY: R TERMINAL BOX (ABOVE) CABLE ENTRY ON THE RIGHT SIGNAL CONNECTION D-END | 7897 | TEM | 1 | MC | 230 | 1
1PH81651DG002BB1 | SIMOTICS M COMPACT ASYNCHRONOUS MOTOR 2000RPM, 41KW, 196NM, 88A, 350V 2300RPM, 44KW, 183NM, 85A, 394V 2650RPM, 50KW, 180NM, 85A, 440V FORCED VENTILATION; DIRECTION OF AIR FLOW DE --> NDE; DEGREE OF PROTECTION IP55 INCREMENTAL ENCODER 22 BIT WITH COMMUTATING POSITION (ENCODER IC22DQ) WITH DRIVE-CLIQ INTERFACE DESIGN IM B3 (IM V5, IM V6) SHAFT WITH FITTED KEY HALF-KEY BALANCING BEARING: STANDARD WITH FIXED BEARING, VIBRATION SEVERITY GRADE R/A; SHAFT AND FLANGE ACCURACY: R TERMINAL BOX (ABOVE) CABLE ENTRY ON THE LEFT SIGNAL CONNECTION D-END | 7897 | TEM | 1 | MC | 230 | 1
1PH81651DG002BC1 | SIMOTICS M COMPACT ASYNCHRONOUS MOTOR 2000RPM, 41KW, 196NM, 88A, 350V 2300RPM, 44KW, 183NM, 85A, 394V 2650RPM, 50KW, 180NM, 85A, 440V FORCED VENTILATION; DIRECTION OF AIR FLOW DE --> NDE; DEGREE OF PROTECTION IP55 INCREMENTAL ENCODER 22 BIT WITH COMMUTATING POSITION (ENCODER IC22DQ) WITH DRIVE-CLIQ INTERFACE DESIGN IM B3 (IM V5, IM V6) SHAFT WITH FITTED KEY HALF-KEY BALANCING BEARING: STANDARD WITH FIXED BEARING, VIBRATION SEVERITY GRADE R/A; SHAFT AND FLANGE ACCURACY: R TERMINAL BOX (ABOVE) CABLE ENTRY ON THE ND-END SIGNAL CONNECTION LEFT | 7897 | TEM | 1 | MC | 230 | 1
1PH81651DG002CA1 | SIMOTICS M COMPACT ASYNCHRONOUS MOTOR 2000RPM, 41KW, 196NM, 88A, 350V 2300RPM, 44KW, 183NM, 85A, 394V 2650RPM, 50KW, 180NM, 85A, 440V FORCED VENTILATION; DIRECTION OF AIR FLOW DE --> NDE; DEGREE OF PROTECTION IP55 INCREMENTAL ENCODER 22 BIT WITH COMMUTATING POSITION (ENCODER IC22DQ) WITH DRIVE-CLIQ INTERFACE DESIGN IM B3 (IM V5, IM V6) SHAFT WITH FITTED KEY HALF-KEY BALANCING BEARING: STANDARD WITH FIXED BEARING, VIBRATION SEVERITY GRADE S/A; SHAFT AND FLANGE ACCURACY: R TERMINAL BOX (ABOVE) CABLE ENTRY ON THE RIGHT SIGNAL CONNECTION D-END | 8092 | TEM | 1 | MC | 230 | 1
1PH81651DG002QA1 | SIMOTICS M COMPACT ASYNCHRONOUS MOTOR 2000RPM, 41KW, 196NM, 88A, 350V 2300RPM, 44KW, 183NM, 85A, 394V 2650RPM, 50KW, 180NM, 85A, 440V FORCED VENTILATION; DIRECTION OF AIR FLOW DE --> NDE; DEGREE OF PROTECTION IP55 INCREMENTAL ENCODER 22 BIT WITH COMMUTATING POSITION (ENCODER IC22DQ) WITH DRIVE-CLIQ INTERFACE DESIGN IM B3 (IM V5, IM V6) SHAFT WITH FITTED KEY HALF-KEY BALANCING BEARING: ADVANCED LIFETIME VIBRATION SEVERITY S/A SHAFT A. FLANGE ACCURACY GR. R TERMINAL BOX (ABOVE) CABLE ENTRY ON THE RIGHT SIGNAL CONNECTION D-END | 8422 | TEM | 1 | MC | 230 | 1
1PH81651DG020DB1 | SIMOTICS M COMPACT ASYNCHRONOUS MOTOR 2000RPM, 41KW, 196NM, 88A, 350V 2300RPM, 44KW, 183NM, 85A, 394V 2650RPM, 50KW, 180NM, 85A, 440V FORCED VENTILATION; DIRECTION OF AIR FLOW DE --> NDE; DEGREE OF PROTECTION IP55 INCREMENTAL ENCODER 22 BIT WITH COMMUTATING POSITION (ENCODER IC22DQ) WITH DRIVE-CLIQ INTERFACE DESIGN IM B5 (IMV 1,IM V3) PLAIN SHAFT WITHOUT FITTED KEY; BEARING: STANDARD WITH FIXED BEARING, VIBRATION SEVERITY GRADE SR/A; SHAFT AND FLANGE ACCURACY: R TERMINAL BOX (ABOVE) CABLE ENTRY ON THE LEFT SIGNAL CONNECTION D-END | 8639 | TEM | 1 | MC | 230 | 1
1PH81651DG020DC1 | SIMOTICS M COMPACT ASYNCHRONOUS MOTOR 2000RPM, 41KW, 196NM, 88A, 350V 2300RPM, 44KW, 183NM, 85A, 394V 2650RPM, 50KW, 180NM, 85A, 440V FORCED VENTILATION; DIRECTION OF AIR FLOW DE --> NDE; DEGREE OF PROTECTION IP55 INCREMENTAL ENCODER 22 BIT WITH COMMUTATING POSITION (ENCODER IC22DQ) WITH DRIVE-CLIQ INTERFACE DESIGN IM B5 (IMV 1,IM V3) PLAIN SHAFT WITHOUT FITTED KEY; BEARING: STANDARD WITH FIXED BEARING, VIBRATION SEVERITY GRADE SR/A; SHAFT AND FLANGE ACCURACY: R TERMINAL BOX (ABOVE) CABLE ENTRY ON THE ND-END SIGNAL CONNECTION LEFT | 8639 | TEM | 1 | MC | 230 | 1
1PH81651DG021BA1 | SIMOTICS M COMPACT ASYNCHRONOUS MOTOR 2000RPM, 41KW, 196NM, 88A, 350V 2300RPM, 44KW, 183NM, 85A, 394V 2650RPM, 50KW, 180NM, 85A, 440V FORCED VENTILATION; DIRECTION OF AIR FLOW DE --> NDE; DEGREE OF PROTECTION IP55 INCREMENTAL ENCODER 22 BIT WITH COMMUTATING POSITION (ENCODER IC22DQ) WITH DRIVE-CLIQ INTERFACE DESIGN IM B5 (IMV 1,IM V3) SHAFT WITH FITTED KEY FULL-KEY BALANCING BEARING: STANDARD WITH FIXED BEARING, VIBRATION SEVERITY GRADE R/A; SHAFT AND FLANGE ACCURACY: R TERMINAL BOX (ABOVE) CABLE ENTRY ON THE RIGHT SIGNAL CONNECTION D-END | 8547 | TEM | 1 | MC | 230 | 1
1PH81651DG021DC1 | SIMOTICS M COMPACT ASYNCHRONOUS MOTOR 2000RPM, 41KW, 196NM, 88A, 350V 2300RPM, 44KW, 183NM, 85A, 394V 2650RPM, 50KW, 180NM, 85A, 440V FORCED VENTILATION; DIRECTION OF AIR FLOW DE --> NDE; DEGREE OF PROTECTION IP55 INCREMENTAL ENCODER 22 BIT WITH COMMUTATING POSITION (ENCODER IC22DQ) WITH DRIVE-CLIQ INTERFACE DESIGN IM B5 (IMV 1,IM V3) SHAFT WITH FITTED KEY FULL-KEY BALANCING BEARING: STANDARD WITH FIXED BEARING, VIBRATION SEVERITY GRADE SR/A; SHAFT AND FLANGE ACCURACY: R TERMINAL BOX (ABOVE) CABLE ENTRY ON THE ND-END SIGNAL CONNECTION LEFT | 8834 | TEM | 1 | MC | 230 | 1
1PH81651DG022BA1 | SIMOTICS M COMPACT ASYNCHRONOUS MOTOR 2000RPM, 41KW, 196NM, 88A, 350V 2300RPM, 44KW, 183NM, 85A, 394V 2650RPM, 50KW, 180NM, 85A, 440V FORCED VENTILATION; DIRECTION OF AIR FLOW DE --> NDE; DEGREE OF PROTECTION IP55 INCREMENTAL ENCODER 22 BIT WITH COMMUTATING POSITION (ENCODER IC22DQ) WITH DRIVE-CLIQ INTERFACE DESIGN IM B5 (IMV 1,IM V3) SHAFT WITH FITTED KEY HALF-KEY BALANCING BEARING: STANDARD WITH FIXED BEARING, VIBRATION SEVERITY GRADE R/A; SHAFT AND FLANGE ACCURACY: R TERMINAL BOX (ABOVE) CABLE ENTRY ON THE RIGHT SIGNAL CONNECTION D-END | 8547 | TEM | 1 | MC | 230 | 1
1PH81651DG022CA1 | SIMOTICS M COMPACT ASYNCHRONOUS MOTOR 2000RPM, 41KW, 196NM, 88A, 350V 2300RPM, 44KW, 183NM, 85A, 394V 2650RPM, 50KW, 180NM, 85A, 440V FORCED VENTILATION; DIRECTION OF AIR FLOW DE --> NDE; DEGREE OF PROTECTION IP55 INCREMENTAL ENCODER 22 BIT WITH COMMUTATING POSITION (ENCODER IC22DQ) WITH DRIVE-CLIQ INTERFACE DESIGN IM B5 (IMV 1,IM V3) SHAFT WITH FITTED KEY HALF-KEY BALANCING BEARING: STANDARD WITH FIXED BEARING, VIBRATION SEVERITY GRADE S/A; SHAFT AND FLANGE ACCURACY: R TERMINAL BOX (ABOVE) CABLE ENTRY ON THE RIGHT SIGNAL CONNECTION D-END | 8742 | TEM | 1 | MC | 230 | 1
1PH81651DG022CB1 | SIMOTICS M COMPACT ASYNCHRONOUS MOTOR 2000RPM, 41KW, 196NM, 88A, 350V 2300RPM, 44KW, 183NM, 85A, 394V 2650RPM, 50KW, 180NM, 85A, 440V FORCED VENTILATION; DIRECTION OF AIR FLOW DE --> NDE; DEGREE OF PROTECTION IP55 INCREMENTAL ENCODER 22 BIT WITH COMMUTATING POSITION (ENCODER IC22DQ) WITH DRIVE-CLIQ INTERFACE DESIGN IM B5 (IMV 1,IM V3) SHAFT WITH FITTED KEY HALF-KEY BALANCING BEARING: STANDARD WITH FIXED BEARING, VIBRATION SEVERITY GRADE S/A; SHAFT AND FLANGE ACCURACY: R TERMINAL BOX (ABOVE) CABLE ENTRY ON THE LEFT SIGNAL CONNECTION D-END | 8742 | TEM | 1 | MC | 230 | 1
1PH81651DG022GA1 | SIMOTICS M COMPACT ASYNCHRONOUS MOTOR 2000RPM, 41KW, 196NM, 88A, 350V 2300RPM, 44KW, 183NM, 85A, 394V 2650RPM, 50KW, 180NM, 85A, 440V FORCED VENTILATION; DIRECTION OF AIR FLOW DE --> NDE; DEGREE OF PROTECTION IP55 INCREMENTAL ENCODER 22 BIT WITH COMMUTATING POSITION (ENCODER IC22DQ) WITH DRIVE-CLIQ INTERFACE DESIGN IM B5 (IMV 1,IM V3) SHAFT WITH FITTED KEY HALF-KEY BALANCING BEARING: STANDARD, VIBRATION SEVERITY GRADE R/A; SHAFT AND FLANGE ACCURACY: R TERMINAL BOX (ABOVE) CABLE ENTRY ON THE RIGHT SIGNAL CONNECTION D-END | 8262 | TEM | 1 | MC | 230 | 1
1PH81651DG030BA1 | SIMOTICS M COMPACT ASYNCHRONOUS MOTOR 2000RPM, 41KW, 196NM, 88A, 350V 2300RPM, 44KW, 183NM, 85A, 394V 2650RPM, 50KW, 180NM, 85A, 440V FORCED VENTILATION; DIRECTION OF AIR FLOW DE --> NDE; DEGREE OF PROTECTION IP55 INCREMENTAL ENCODER 22 BIT WITH COMMUTATING POSITION (ENCODER IC22DQ) WITH DRIVE-CLIQ INTERFACE DESIGN IM B35 (IM V15, IM V35) PLAIN SHAFT WITHOUT FITTED KEY; BEARING: STANDARD WITH FIXED BEARING, VIBRATION SEVERITY GRADE R/A; SHAFT AND FLANGE ACCURACY: R TERMINAL BOX (ABOVE) CABLE ENTRY ON THE RIGHT SIGNAL CONNECTION D-END | 8352 | TEM | 1 | MC | 230 | 1
1PH81651DG030GB1 | SIMOTICS M COMPACT ASYNCHRONOUS MOTOR 2000RPM, 41KW, 196NM, 88A, 350V 2300RPM, 44KW, 183NM, 85A, 394V 2650RPM, 50KW, 180NM, 85A, 440V FORCED VENTILATION; DIRECTION OF AIR FLOW DE --> NDE; DEGREE OF PROTECTION IP55 INCREMENTAL ENCODER 22 BIT WITH COMMUTATING POSITION (ENCODER IC22DQ) WITH DRIVE-CLIQ INTERFACE DESIGN IM B35 (IM V15, IM V35) PLAIN SHAFT WITHOUT FITTED KEY; BEARING: STANDARD, VIBRATION SEVERITY GRADE R/A; SHAFT AND FLANGE ACCURACY: R TERMINAL BOX (ABOVE) CABLE ENTRY ON THE LEFT SIGNAL CONNECTION D-END | 8067 | TEM | 1 | MC | 230 | 1
1PH81651DG030LC1 | SIMOTICS M COMPACT ASYNCHRONOUS MOTOR 2000RPM, 41KW, 196NM, 88A, 350V 2300RPM, 44KW, 183NM, 85A, 394V 2650RPM, 50KW, 180NM, 85A, 440V FORCED VENTILATION; DIRECTION OF AIR FLOW DE --> NDE; DEGREE OF PROTECTION IP55 INCREMENTAL ENCODER 22 BIT WITH COMMUTATING POSITION (ENCODER IC22DQ) WITH DRIVE-CLIQ INTERFACE DESIGN IM B35 (IM V15, IM V35) PLAIN SHAFT WITHOUT FITTED KEY; BEARING: PERFORMANCE, VIBRATION SEVERITY GRADE SPECIAL/B; SHAFT A. FLANGE ACCURACY GR. SPECIAL TERMINAL BOX (ABOVE) CABLE ENTRY ON THE ND-END SIGNAL CONNECTION LEFT | 9010 | TEM | 1 | MC | 230 | 1
1PH81651DG031BA1 | SIMOTICS M COMPACT ASYNCHRONOUS MOTOR 2000RPM, 41KW, 196NM, 88A, 350V 2300RPM, 44KW, 183NM, 85A, 394V 2650RPM, 50KW, 180NM, 85A, 440V FORCED VENTILATION; DIRECTION OF AIR FLOW DE --> NDE; DEGREE OF PROTECTION IP55 INCREMENTAL ENCODER 22 BIT WITH COMMUTATING POSITION (ENCODER IC22DQ) WITH DRIVE-CLIQ INTERFACE DESIGN IM B35 (IM V15, IM V35) SHAFT WITH FITTED KEY FULL-KEY BALANCING BEARING: STANDARD WITH FIXED BEARING, VIBRATION SEVERITY GRADE R/A; SHAFT AND FLANGE ACCURACY: R TERMINAL BOX (ABOVE) CABLE ENTRY ON THE RIGHT SIGNAL CONNECTION D-END | 8547 | TEM | 1 | MC | 230 | 1
1PH81651DG031BC1 | SIMOTICS M COMPACT ASYNCHRONOUS MOTOR 2000RPM, 41KW, 196NM, 88A, 350V 2300RPM, 44KW, 183NM, 85A, 394V 2650RPM, 50KW, 180NM, 85A, 440V FORCED VENTILATION; DIRECTION OF AIR FLOW DE --> NDE; DEGREE OF PROTECTION IP55 INCREMENTAL ENCODER 22 BIT WITH COMMUTATING POSITION (ENCODER IC22DQ) WITH DRIVE-CLIQ INTERFACE DESIGN IM B35 (IM V15, IM V35) SHAFT WITH FITTED KEY FULL-KEY BALANCING BEARING: STANDARD WITH FIXED BEARING, VIBRATION SEVERITY GRADE R/A; SHAFT AND FLANGE ACCURACY: R TERMINAL BOX (ABOVE) CABLE ENTRY ON THE ND-END SIGNAL CONNECTION LEFT | 8547 | TEM | 1 | MC | 230 | 1
1PH81651DG031CA1 | SIMOTICS M COMPACT ASYNCHRONOUS MOTOR 2000RPM, 41KW, 196NM, 88A, 350V 2300RPM, 44KW, 183NM, 85A, 394V 2650RPM, 50KW, 180NM, 85A, 440V FORCED VENTILATION; DIRECTION OF AIR FLOW DE --> NDE; DEGREE OF PROTECTION IP55 INCREMENTAL ENCODER 22 BIT WITH COMMUTATING POSITION (ENCODER IC22DQ) WITH DRIVE-CLIQ INTERFACE DESIGN IM B35 (IM V15, IM V35) SHAFT WITH FITTED KEY FULL-KEY BALANCING BEARING: STANDARD WITH FIXED BEARING, VIBRATION SEVERITY GRADE S/A; SHAFT AND FLANGE ACCURACY: R TERMINAL BOX (ABOVE) CABLE ENTRY ON THE RIGHT SIGNAL CONNECTION D-END | 8742 | TEM | 1 | MC | 230 | 1
1PH81651DG031LC1 | SIMOTICS M COMPACT ASYNCHRONOUS MOTOR 2000RPM, 41KW, 196NM, 88A, 350V 2300RPM, 44KW, 183NM, 85A, 394V 2650RPM, 50KW, 180NM, 85A, 440V FORCED VENTILATION; DIRECTION OF AIR FLOW DE --> NDE; DEGREE OF PROTECTION IP55 INCREMENTAL ENCODER 22 BIT WITH COMMUTATING POSITION (ENCODER IC22DQ) WITH DRIVE-CLIQ INTERFACE DESIGN IM B35 (IM V15, IM V35) SHAFT WITH FITTED KEY FULL-KEY BALANCING BEARING: PERFORMANCE, VIBRATION SEVERITY GRADE SPECIAL/B; SHAFT A. FLANGE ACCURACY GR. SPECIAL TERMINAL BOX (ABOVE) CABLE ENTRY ON THE ND-END SIGNAL CONNECTION LEFT | 9205 | TEM | 1 | MC | 230 | 1
1PH81651DG032BA1 | SIMOTICS M COMPACT ASYNCHRONOUS MOTOR 2000RPM, 41KW, 196NM, 88A, 350V 2300RPM, 44KW, 183NM, 85A, 394V 2650RPM, 50KW, 180NM, 85A, 440V FORCED VENTILATION; DIRECTION OF AIR FLOW DE --> NDE; DEGREE OF PROTECTION IP55 INCREMENTAL ENCODER 22 BIT WITH COMMUTATING POSITION (ENCODER IC22DQ) WITH DRIVE-CLIQ INTERFACE DESIGN IM B35 (IM V15, IM V35) SHAFT WITH FITTED KEY HALF-KEY BALANCING BEARING: STANDARD WITH FIXED BEARING, VIBRATION SEVERITY GRADE R/A; SHAFT AND FLANGE ACCURACY: R TERMINAL BOX (ABOVE) CABLE ENTRY ON THE RIGHT SIGNAL CONNECTION D-END | 8547 | TEM | 1 | MC | 230 | 1
1PH81651DG032BB1 | SIMOTICS M COMPACT ASYNCHRONOUS MOTOR 2000RPM, 41KW, 196NM, 88A, 350V 2300RPM, 44KW, 183NM, 85A, 394V 2650RPM, 50KW, 180NM, 85A, 440V FORCED VENTILATION; DIRECTION OF AIR FLOW DE --> NDE; DEGREE OF PROTECTION IP55 INCREMENTAL ENCODER 22 BIT WITH COMMUTATING POSITION (ENCODER IC22DQ) WITH DRIVE-CLIQ INTERFACE DESIGN IM B35 (IM V15, IM V35) SHAFT WITH FITTED KEY HALF-KEY BALANCING BEARING: STANDARD WITH FIXED BEARING, VIBRATION SEVERITY GRADE R/A; SHAFT AND FLANGE ACCURACY: R TERMINAL BOX (ABOVE) CABLE ENTRY ON THE LEFT SIGNAL CONNECTION D-END | 8547 | TEM | 1 | MC | 230 | 1
1PH81651DG032BC1 | SIMOTICS M COMPACT ASYNCHRONOUS MOTOR 2000RPM, 41KW, 196NM, 88A, 350V 2300RPM, 44KW, 183NM, 85A, 394V 2650RPM, 50KW, 180NM, 85A, 440V FORCED VENTILATION; DIRECTION OF AIR FLOW DE --> NDE; DEGREE OF PROTECTION IP55 INCREMENTAL ENCODER 22 BIT WITH COMMUTATING POSITION (ENCODER IC22DQ) WITH DRIVE-CLIQ INTERFACE DESIGN IM B35 (IM V15, IM V35) SHAFT WITH FITTED KEY HALF-KEY BALANCING BEARING: STANDARD WITH FIXED BEARING, VIBRATION SEVERITY GRADE R/A; SHAFT AND FLANGE ACCURACY: R TERMINAL BOX (ABOVE) CABLE ENTRY ON THE ND-END SIGNAL CONNECTION LEFT | 8547 | TEM | 1 | MC | 230 | 1
1PH81651DG032CA1 | SIMOTICS M COMPACT ASYNCHRONOUS MOTOR 2000RPM, 41KW, 196NM, 88A, 350V 2300RPM, 44KW, 183NM, 85A, 394V 2650RPM, 50KW, 180NM, 85A, 440V FORCED VENTILATION; DIRECTION OF AIR FLOW DE --> NDE; DEGREE OF PROTECTION IP55 INCREMENTAL ENCODER 22 BIT WITH COMMUTATING POSITION (ENCODER IC22DQ) WITH DRIVE-CLIQ INTERFACE DESIGN IM B35 (IM V15, IM V35) SHAFT WITH FITTED KEY HALF-KEY BALANCING BEARING: STANDARD WITH FIXED BEARING, VIBRATION SEVERITY GRADE S/A; SHAFT AND FLANGE ACCURACY: R TERMINAL BOX (ABOVE) CABLE ENTRY ON THE RIGHT SIGNAL CONNECTION D-END | 8742 | TEM | 1 | MC | 230 | 1
1PH81651DG032GA1 | SIMOTICS M COMPACT ASYNCHRONOUS MOTOR 2000RPM, 41KW, 196NM, 88A, 350V 2300RPM, 44KW, 183NM, 85A, 394V 2650RPM, 50KW, 180NM, 85A, 440V FORCED VENTILATION; DIRECTION OF AIR FLOW DE --> NDE; DEGREE OF PROTECTION IP55 INCREMENTAL ENCODER 22 BIT WITH COMMUTATING POSITION (ENCODER IC22DQ) WITH DRIVE-CLIQ INTERFACE DESIGN IM B35 (IM V15, IM V35) SHAFT WITH FITTED KEY HALF-KEY BALANCING BEARING: STANDARD, VIBRATION SEVERITY GRADE R/A; SHAFT AND FLANGE ACCURACY: R TERMINAL BOX (ABOVE) CABLE ENTRY ON THE RIGHT SIGNAL CONNECTION D-END | 8262 | TEM | 1 | MC | 230 | 1
1PH81651DG100DA1 | SIMOTICS M COMPACT ASYNCHRONOUS MOTOR 2000RPM, 41KW, 196NM, 88A, 350V 2300RPM, 44KW, 183NM, 85A, 394V 2650RPM, 50KW, 180NM, 85A, 440V FORCED VENTILATION; DIRECTION OF AIR FLOW NDE --> DE; DEGREE OF PROTECTION IP55 INCREMENTAL ENCODER 22 BIT WITH COMMUTATING POSITION (ENCODER IC22DQ) WITH DRIVE-CLIQ INTERFACE DESIGN IM B3 (IM V5, IM V6) PLAIN SHAFT WITHOUT FITTED KEY; BEARING: STANDARD WITH FIXED BEARING, VIBRATION SEVERITY GRADE SR/A; SHAFT AND FLANGE ACCURACY: R TERMINAL BOX (ABOVE) CABLE ENTRY ON THE RIGHT SIGNAL CONNECTION D-END | 7988 | TEM | 1 | MC | 230 | 1
1PH81651DG100LC1 | SIMOTICS M COMPACT ASYNCHRONOUS MOTOR 2000RPM, 41KW, 196NM, 88A, 350V 2300RPM, 44KW, 183NM, 85A, 394V 2650RPM, 50KW, 180NM, 85A, 440V FORCED VENTILATION; DIRECTION OF AIR FLOW NDE --> DE; DEGREE OF PROTECTION IP55 INCREMENTAL ENCODER 22 BIT WITH COMMUTATING POSITION (ENCODER IC22DQ) WITH DRIVE-CLIQ INTERFACE DESIGN IM B3 (IM V5, IM V6) PLAIN SHAFT WITHOUT FITTED KEY; BEARING: PERFORMANCE, VIBRATION SEVERITY GRADE SPECIAL/B; SHAFT A. FLANGE ACCURACY GR. SPECIAL TERMINAL BOX (ABOVE) CABLE ENTRY ON THE ND-END SIGNAL CONNECTION LEFT | 8360 | TEM | 1 | MC | 230 | 1
1PH81651DG100MA1 | SIMOTICS M COMPACT ASYNCHRONOUS MOTOR 2000RPM, 41KW, 196NM, 88A, 350V 2300RPM, 44KW, 183NM, 85A, 394V 2650RPM, 50KW, 180NM, 85A, 440V FORCED VENTILATION; DIRECTION OF AIR FLOW NDE --> DE; DEGREE OF PROTECTION IP55 INCREMENTAL ENCODER 22 BIT WITH COMMUTATING POSITION (ENCODER IC22DQ) WITH DRIVE-CLIQ INTERFACE DESIGN IM B3 (IM V5, IM V6) PLAIN SHAFT WITHOUT FITTED KEY; BEARING: HIGH PERFORMANCE VIBRATION SEVERITY GRADE SPECIAL/B SHAFT AND FLANGE ACCURACY GR. SPECIAL TERMINAL BOX (ABOVE) CABLE ENTRY ON THE RIGHT SIGNAL CONNECTION D-END | 9151 | TEM | 1 | MC | 230 | 1
1PH81651DG101BA1 | SIMOTICS M COMPACT ASYNCHRONOUS MOTOR 2000RPM, 41KW, 196NM, 88A, 350V 2300RPM, 44KW, 183NM, 85A, 394V 2650RPM, 50KW, 180NM, 85A, 440V FORCED VENTILATION; DIRECTION OF AIR FLOW NDE --> DE; DEGREE OF PROTECTION IP55 INCREMENTAL ENCODER 22 BIT WITH COMMUTATING POSITION (ENCODER IC22DQ) WITH DRIVE-CLIQ INTERFACE DESIGN IM B3 (IM V5, IM V6) SHAFT WITH FITTED KEY FULL-KEY BALANCING BEARING: STANDARD WITH FIXED BEARING, VIBRATION SEVERITY GRADE R/A; SHAFT AND FLANGE ACCURACY: R TERMINAL BOX (ABOVE) CABLE ENTRY ON THE RIGHT SIGNAL CONNECTION D-END | 7897 | TEM | 1 | MC | 230 | 1
1PH81651DG101BC1 | SIMOTICS M COMPACT ASYNCHRONOUS MOTOR 2000RPM, 41KW, 196NM, 88A, 350V 2300RPM, 44KW, 183NM, 85A, 394V 2650RPM, 50KW, 180NM, 85A, 440V FORCED VENTILATION; DIRECTION OF AIR FLOW NDE --> DE; DEGREE OF PROTECTION IP55 INCREMENTAL ENCODER 22 BIT WITH COMMUTATING POSITION (ENCODER IC22DQ) WITH DRIVE-CLIQ INTERFACE DESIGN IM B3 (IM V5, IM V6) SHAFT WITH FITTED KEY FULL-KEY BALANCING BEARING: STANDARD WITH FIXED BEARING, VIBRATION SEVERITY GRADE R/A; SHAFT AND FLANGE ACCURACY: R TERMINAL BOX (ABOVE) CABLE ENTRY ON THE ND-END SIGNAL CONNECTION LEFT | 7897 | TEM | 1 | MC | 230 | 1
1PH81651DG102BA1 | SIMOTICS M COMPACT ASYNCHRONOUS MOTOR 2000RPM, 41KW, 196NM, 88A, 350V 2300RPM, 44KW, 183NM, 85A, 394V 2650RPM, 50KW, 180NM, 85A, 440V FORCED VENTILATION; DIRECTION OF AIR FLOW NDE --> DE; DEGREE OF PROTECTION IP55 INCREMENTAL ENCODER 22 BIT WITH COMMUTATING POSITION (ENCODER IC22DQ) WITH DRIVE-CLIQ INTERFACE DESIGN IM B3 (IM V5, IM V6) SHAFT WITH FITTED KEY HALF-KEY BALANCING BEARING: STANDARD WITH FIXED BEARING, VIBRATION SEVERITY GRADE R/A; SHAFT AND FLANGE ACCURACY: R TERMINAL BOX (ABOVE) CABLE ENTRY ON THE RIGHT SIGNAL CONNECTION D-END | 7897 | TEM | 1 | MC | 230 | 1
1PH81651DG102BB1 | SIMOTICS M COMPACT ASYNCHRONOUS MOTOR 2000RPM, 41KW, 196NM, 88A, 350V 2300RPM, 44KW, 183NM, 85A, 394V 2650RPM, 50KW, 180NM, 85A, 440V FORCED VENTILATION; DIRECTION OF AIR FLOW NDE --> DE; DEGREE OF PROTECTION IP55 INCREMENTAL ENCODER 22 BIT WITH COMMUTATING POSITION (ENCODER IC22DQ) WITH DRIVE-CLIQ INTERFACE DESIGN IM B3 (IM V5, IM V6) SHAFT WITH FITTED KEY HALF-KEY BALANCING BEARING: STANDARD WITH FIXED BEARING, VIBRATION SEVERITY GRADE R/A; SHAFT AND FLANGE ACCURACY: R TERMINAL BOX (ABOVE) CABLE ENTRY ON THE LEFT SIGNAL CONNECTION D-END | 7897 | TEM | 1 | MC | 230 | 1
1PH81651DG102GA1 | SIMOTICS M COMPACT ASYNCHRONOUS MOTOR 2000RPM, 41KW, 196NM, 88A, 350V 2300RPM, 44KW, 183NM, 85A, 394V 2650RPM, 50KW, 180NM, 85A, 440V FORCED VENTILATION; DIRECTION OF AIR FLOW NDE --> DE; DEGREE OF PROTECTION IP55 INCREMENTAL ENCODER 22 BIT WITH COMMUTATING POSITION (ENCODER IC22DQ) WITH DRIVE-CLIQ INTERFACE DESIGN IM B3 (IM V5, IM V6) SHAFT WITH FITTED KEY HALF-KEY BALANCING BEARING: STANDARD, VIBRATION SEVERITY GRADE R/A; SHAFT AND FLANGE ACCURACY: R TERMINAL BOX (ABOVE) CABLE ENTRY ON THE RIGHT SIGNAL CONNECTION D-END | 7612 | TEM | 1 | MC | 230 | 1
1PH81651DG121BA1 | SIMOTICS M COMPACT ASYNCHRONOUS MOTOR 2000RPM, 41KW, 196NM, 88A, 350V 2300RPM, 44KW, 183NM, 85A, 394V 2650RPM, 50KW, 180NM, 85A, 440V FORCED VENTILATION; DIRECTION OF AIR FLOW NDE --> DE; DEGREE OF PROTECTION IP55 INCREMENTAL ENCODER 22 BIT WITH COMMUTATING POSITION (ENCODER IC22DQ) WITH DRIVE-CLIQ INTERFACE DESIGN IM B5 (IMV 1,IM V3) SHAFT WITH FITTED KEY FULL-KEY BALANCING BEARING: STANDARD WITH FIXED BEARING, VIBRATION SEVERITY GRADE R/A; SHAFT AND FLANGE ACCURACY: R TERMINAL BOX (ABOVE) CABLE ENTRY ON THE RIGHT SIGNAL CONNECTION D-END | 8547 | TEM | 1 | MC | 230 | 1
1PH81651DG130LB1 | SIMOTICS M COMPACT ASYNCHRONOUS MOTOR 2000RPM, 41KW, 196NM, 88A, 350V 2300RPM, 44KW, 183NM, 85A, 394V 2650RPM, 50KW, 180NM, 85A, 440V FORCED VENTILATION; DIRECTION OF AIR FLOW NDE --> DE; DEGREE OF PROTECTION IP55 INCREMENTAL ENCODER 22 BIT WITH COMMUTATING POSITION (ENCODER IC22DQ) WITH DRIVE-CLIQ INTERFACE DESIGN IM B35 (IM V15, IM V35) PLAIN SHAFT WITHOUT FITTED KEY; BEARING: PERFORMANCE, VIBRATION SEVERITY GRADE SPECIAL/B; SHAFT A. FLANGE ACCURACY GR. SPECIAL TERMINAL BOX (ABOVE) CABLE ENTRY ON THE LEFT SIGNAL CONNECTION D-END | 9010 | TEM | 1 | MC | 230 | 1
1PH81651DG131FA1 | SIMOTICS M COMPACT ASYNCHRONOUS MOTOR 2000RPM, 41KW, 196NM, 88A, 350V 2300RPM, 44KW, 183NM, 85A, 394V 2650RPM, 50KW, 180NM, 85A, 440V FORCED VENTILATION; DIRECTION OF AIR FLOW NDE --> DE; DEGREE OF PROTECTION IP55 INCREMENTAL ENCODER 22 BIT WITH COMMUTATING POSITION (ENCODER IC22DQ) WITH DRIVE-CLIQ INTERFACE DESIGN IM B35 (IM V15, IM V35) SHAFT WITH FITTED KEY FULL-KEY BALANCING BEARING: INCREASED RADIAL FORCES, VIBRATION SEVERITY GRADE R/A; SHAFT AND FLANGE ACCURACY: R TERMINAL BOX (ABOVE) CABLE ENTRY ON THE RIGHT SIGNAL CONNECTION D-END | 8727 | TEM | 1 | MC | 230 | 1
1PH81651DG132BA1 | SIMOTICS M COMPACT ASYNCHRONOUS MOTOR 2000RPM, 41KW, 196NM, 88A, 350V 2300RPM, 44KW, 183NM, 85A, 394V 2650RPM, 50KW, 180NM, 85A, 440V FORCED VENTILATION; DIRECTION OF AIR FLOW NDE --> DE; DEGREE OF PROTECTION IP55 INCREMENTAL ENCODER 22 BIT WITH COMMUTATING POSITION (ENCODER IC22DQ) WITH DRIVE-CLIQ INTERFACE DESIGN IM B35 (IM V15, IM V35) SHAFT WITH FITTED KEY HALF-KEY BALANCING BEARING: STANDARD WITH FIXED BEARING, VIBRATION SEVERITY GRADE R/A; SHAFT AND FLANGE ACCURACY: R TERMINAL BOX (ABOVE) CABLE ENTRY ON THE RIGHT SIGNAL CONNECTION D-END | 8547 | TEM | 1 | MC | 230 | 1
1PH81651DG132BB1 | SIMOTICS M COMPACT ASYNCHRONOUS MOTOR 2000RPM, 41KW, 196NM, 88A, 350V 2300RPM, 44KW, 183NM, 85A, 394V 2650RPM, 50KW, 180NM, 85A, 440V FORCED VENTILATION; DIRECTION OF AIR FLOW NDE --> DE; DEGREE OF PROTECTION IP55 INCREMENTAL ENCODER 22 BIT WITH COMMUTATING POSITION (ENCODER IC22DQ) WITH DRIVE-CLIQ INTERFACE DESIGN IM B35 (IM V15, IM V35) SHAFT WITH FITTED KEY HALF-KEY BALANCING BEARING: STANDARD WITH FIXED BEARING, VIBRATION SEVERITY GRADE R/A; SHAFT AND FLANGE ACCURACY: R TERMINAL BOX (ABOVE) CABLE ENTRY ON THE LEFT SIGNAL CONNECTION D-END | 8547 | TEM | 1 | MC | 230 | 1
1PH81651DG132LC1 | SIMOTICS M COMPACT ASYNCHRONOUS MOTOR 2000RPM, 41KW, 196NM, 88A, 350V 2300RPM, 44KW, 183NM, 85A, 394V 2650RPM, 50KW, 180NM, 85A, 440V FORCED VENTILATION; DIRECTION OF AIR FLOW NDE --> DE; DEGREE OF PROTECTION IP55 INCREMENTAL ENCODER 22 BIT WITH COMMUTATING POSITION (ENCODER IC22DQ) WITH DRIVE-CLIQ INTERFACE DESIGN IM B35 (IM V15, IM V35) SHAFT WITH FITTED KEY HALF-KEY BALANCING BEARING: PERFORMANCE, VIBRATION SEVERITY GRADE SPECIAL/B; SHAFT A. FLANGE ACCURACY GR. SPECIAL TERMINAL BOX (ABOVE) CABLE ENTRY ON THE ND-END SIGNAL CONNECTION LEFT | 9205 | TEM | 1 | MC | 230 | 1
1PH81651DG200MA1 | SIMOTICS M COMPACT ASYNCHRONOUS MOTOR 2000RPM, 53KW, 253NM,110A, 352V 2300RPM, 60KW, 249NM,107A, 410V 2650RPM, 65KW, 234NM,100A, 460V WATER COOLING DEGREE OF PROTECTION IP65 INCREMENTAL ENCODER 22 BIT WITH COMMUTATING POSITION (ENCODER IC22DQ) WITH DRIVE-CLIQ INTERFACE DESIGN IM B3 (IM V5, IM V6) PLAIN SHAFT WITHOUT FITTED KEY; BEARING: HIGH PERFORMANCE VIBRATION SEVERITY GRADE SPECIAL/B SHAFT AND FLANGE ACCURACY GR. SPECIAL TERMINAL BOX (ABOVE) CABLE ENTRY ON THE RIGHT SIGNAL CONNECTION D-END | 11531 | TEM | 1 | MC | 264 | 1
1PH81651DG201BC1 | SIMOTICS M COMPACT ASYNCHRONOUS MOTOR 2000RPM, 53KW, 253NM,110A, 352V 2300RPM, 60KW, 249NM,107A, 410V 2650RPM, 65KW, 234NM,100A, 460V WATER COOLING DEGREE OF PROTECTION IP65 INCREMENTAL ENCODER 22 BIT WITH COMMUTATING POSITION (ENCODER IC22DQ) WITH DRIVE-CLIQ INTERFACE DESIGN IM B3 (IM V5, IM V6) SHAFT WITH FITTED KEY FULL-KEY BALANCING BEARING: STANDARD WITH FIXED BEARING, VIBRATION SEVERITY GRADE R/A; SHAFT AND FLANGE ACCURACY: R TERMINAL BOX (ABOVE) CABLE ENTRY ON THE ND-END SIGNAL CONNECTION LEFT | 10277 | TEM | 1 | MC | 264 | 1
1PH81651DG202DA1 | SIMOTICS M COMPACT ASYNCHRONOUS MOTOR 2000RPM, 53KW, 253NM,110A, 352V 2300RPM, 60KW, 249NM,107A, 410V 2650RPM, 65KW, 234NM,100A, 460V WATER COOLING DEGREE OF PROTECTION IP65 INCREMENTAL ENCODER 22 BIT WITH COMMUTATING POSITION (ENCODER IC22DQ) WITH DRIVE-CLIQ INTERFACE DESIGN IM B3 (IM V5, IM V6) SHAFT WITH FITTED KEY HALF-KEY BALANCING BEARING: STANDARD WITH FIXED BEARING, VIBRATION SEVERITY GRADE SR/A; SHAFT AND FLANGE ACCURACY: R TERMINAL BOX (ABOVE) CABLE ENTRY ON THE RIGHT SIGNAL CONNECTION D-END | 10564 | TEM | 1 | MC | 264 | 1
1PH81651DG230CA1 | SIMOTICS M COMPACT ASYNCHRONOUS MOTOR 2000RPM, 53KW, 253NM,110A, 352V 2300RPM, 60KW, 249NM,107A, 410V 2650RPM, 65KW, 234NM,100A, 460V WATER COOLING DEGREE OF PROTECTION IP65 INCREMENTAL ENCODER 22 BIT WITH COMMUTATING POSITION (ENCODER IC22DQ) WITH DRIVE-CLIQ INTERFACE DESIGN IM B35 (IM V15, IM V35) PLAIN SHAFT WITHOUT FITTED KEY; BEARING: STANDARD WITH FIXED BEARING, VIBRATION SEVERITY GRADE S/A; SHAFT AND FLANGE ACCURACY: R TERMINAL BOX (ABOVE) CABLE ENTRY ON THE RIGHT SIGNAL CONNECTION D-END | 10928 | TEM | 1 | MC | 264 | 1
1PH81651DG230MA1 | SIMOTICS M COMPACT ASYNCHRONOUS MOTOR 2000RPM, 53KW, 253NM,110A, 352V 2300RPM, 60KW, 249NM,107A, 410V 2650RPM, 65KW, 234NM,100A, 460V WATER COOLING DEGREE OF PROTECTION IP65 INCREMENTAL ENCODER 22 BIT WITH COMMUTATING POSITION (ENCODER IC22DQ) WITH DRIVE-CLIQ INTERFACE DESIGN IM B35 (IM V15, IM V35) PLAIN SHAFT WITHOUT FITTED KEY; BEARING: HIGH PERFORMANCE VIBRATION SEVERITY GRADE SPECIAL/B SHAFT AND FLANGE ACCURACY GR. SPECIAL TERMINAL BOX (ABOVE) CABLE ENTRY ON THE RIGHT SIGNAL CONNECTION D-END | 12182 | TEM | 1 | MC | 264 | 1
1PH81651DG231BA1 | SIMOTICS M COMPACT ASYNCHRONOUS MOTOR 2000RPM, 53KW, 253NM,110A, 352V 2300RPM, 60KW, 249NM,107A, 410V 2650RPM, 65KW, 234NM,100A, 460V WATER COOLING DEGREE OF PROTECTION IP65 INCREMENTAL ENCODER 22 BIT WITH COMMUTATING POSITION (ENCODER IC22DQ) WITH DRIVE-CLIQ INTERFACE DESIGN IM B35 (IM V15, IM V35) SHAFT WITH FITTED KEY FULL-KEY BALANCING BEARING: STANDARD WITH FIXED BEARING, VIBRATION SEVERITY GRADE R/A; SHAFT AND FLANGE ACCURACY: R TERMINAL BOX (ABOVE) CABLE ENTRY ON THE RIGHT SIGNAL CONNECTION D-END | 10928 | TEM | 1 | MC | 264 | 1
1PH81651DG231LA1 | SIMOTICS M COMPACT ASYNCHRONOUS MOTOR 2000RPM, 53KW, 253NM,110A, 352V 2300RPM, 60KW, 249NM,107A, 410V 2650RPM, 65KW, 234NM,100A, 460V WATER COOLING DEGREE OF PROTECTION IP65 INCREMENTAL ENCODER 22 BIT WITH COMMUTATING POSITION (ENCODER IC22DQ) WITH DRIVE-CLIQ INTERFACE DESIGN IM B35 (IM V15, IM V35) SHAFT WITH FITTED KEY FULL-KEY BALANCING BEARING: PERFORMANCE, VIBRATION SEVERITY GRADE SPECIAL/B; SHAFT A. FLANGE ACCURACY GR. SPECIAL TERMINAL BOX (ABOVE) CABLE ENTRY ON THE RIGHT SIGNAL CONNECTION D-END | 11586 | TEM | 1 | MC | 264 | 1
1PH81651DG232BC1 | SIMOTICS M COMPACT ASYNCHRONOUS MOTOR 2000RPM, 53KW, 253NM,110A, 352V 2300RPM, 60KW, 249NM,107A, 410V 2650RPM, 65KW, 234NM,100A, 460V WATER COOLING DEGREE OF PROTECTION IP65 INCREMENTAL ENCODER 22 BIT WITH COMMUTATING POSITION (ENCODER IC22DQ) WITH DRIVE-CLIQ INTERFACE DESIGN IM B35 (IM V15, IM V35) SHAFT WITH FITTED KEY HALF-KEY BALANCING BEARING: STANDARD WITH FIXED BEARING, VIBRATION SEVERITY GRADE R/A; SHAFT AND FLANGE ACCURACY: R TERMINAL BOX (ABOVE) CABLE ENTRY ON THE ND-END SIGNAL CONNECTION LEFT | 10928 | TEM | 1 | MC | 264 | 1
1PH81651DG232DA1 | SIMOTICS M COMPACT ASYNCHRONOUS MOTOR 2000RPM, 53KW, 253NM,110A, 352V 2300RPM, 60KW, 249NM,107A, 410V 2650RPM, 65KW, 234NM,100A, 460V WATER COOLING DEGREE OF PROTECTION IP65 INCREMENTAL ENCODER 22 BIT WITH COMMUTATING POSITION (ENCODER IC22DQ) WITH DRIVE-CLIQ INTERFACE DESIGN IM B35 (IM V15, IM V35) SHAFT WITH FITTED KEY HALF-KEY BALANCING BEARING: STANDARD WITH FIXED BEARING, VIBRATION SEVERITY GRADE SR/A; SHAFT AND FLANGE ACCURACY: R TERMINAL BOX (ABOVE) CABLE ENTRY ON THE RIGHT SIGNAL CONNECTION D-END | 11215 | TEM | 1 | MC | 264 | 1
1PH81651ED132BA1 | SIMOTICS M COMPACT ASYNCHRONOUS MOTOR 1000RPM, 28KW, 267NM, 71A, 292V 1150RPM, 31KW, 257NM, 69A, 333V 1350RPM, 34KW, 241NM, 66A, 387V FORCED VENTILATION; DIRECTION OF AIR FLOW NDE --> DE; DEGREE OF PROTECTION IP55 ABSOLUTE ENCODER ENDAT 2048 S/R (ENCODER AM2048S/R) DESIGN IM B35 (IM V15, IM V35) SHAFT WITH FITTED KEY HALF-KEY BALANCING BEARING: STANDARD WITH FIXED BEARING, VIBRATION SEVERITY GRADE R/A; SHAFT AND FLANGE ACCURACY: R TERMINAL BOX (ABOVE) CABLE ENTRY ON THE RIGHT SIGNAL CONNECTION D-END | 8764 | TEM | 1 | MC | 230 | 1
1PH81651EF000CA1 | SIMOTICS M COMPACT ASYNCHRONOUS MOTOR 1500RPM, 37KW, 236NM, 78A, 350V 1750RPM, 41KW, 224NM, 76A, 400V 2000RPM, 45KW, 215NM, 75A, 440V FORCED VENTILATION; DIRECTION OF AIR FLOW DE --> NDE; DEGREE OF PROTECTION IP55 ABSOLUTE ENCODER ENDAT 2048 S/R (ENCODER AM2048S/R) DESIGN IM B3 (IM V5, IM V6) PLAIN SHAFT WITHOUT FITTED KEY; BEARING: STANDARD WITH FIXED BEARING, VIBRATION SEVERITY GRADE S/A; SHAFT AND FLANGE ACCURACY: R TERMINAL BOX (ABOVE) CABLE ENTRY ON THE RIGHT SIGNAL CONNECTION D-END | 8113 | TEM | 1 | MC | 230 | 1
1PH81651FB000BA1 | SIMOTICS M COMPACT ASYNCHRONOUS MOTOR 400RPM, 13KW, 310NM, 36A, 300V 500RPM, 16KW, 306NM, 36A, 365V 600RPM, 19KW, 302NM, 35A, 420V FORCED VENTILATION; DIRECTION OF AIR FLOW DE --> NDE; DEGREE OF PROTECTION IP55 ABSOLUTE ENCODER 22 BIT SINGLETURN AND 12 BIT MULTITURN (ENCODER AM22DQ) WITH DRIVE-CLIQ INTERFACE DESIGN IM B3 (IM V5, IM V6) PLAIN SHAFT WITHOUT FITTED KEY; BEARING: STANDARD WITH FIXED BEARING, VIBRATION SEVERITY GRADE R/A; SHAFT AND FLANGE ACCURACY: R TERMINAL BOX (ABOVE) CABLE ENTRY ON THE RIGHT SIGNAL CONNECTION D-END | 8612 | TEM | 1 | MC | 230 | 1
1PH81651FB000GC1 | SIMOTICS M COMPACT ASYNCHRONOUS MOTOR 400RPM, 13KW, 310NM, 36A, 300V 500RPM, 16KW, 306NM, 36A, 365V 600RPM, 19KW, 302NM, 35A, 420V FORCED VENTILATION; DIRECTION OF AIR FLOW DE --> NDE; DEGREE OF PROTECTION IP55 ABSOLUTE ENCODER 22 BIT SINGLETURN AND 12 BIT MULTITURN (ENCODER AM22DQ) WITH DRIVE-CLIQ INTERFACE DESIGN IM B3 (IM V5, IM V6) PLAIN SHAFT WITHOUT FITTED KEY; BEARING: STANDARD, VIBRATION SEVERITY GRADE R/A; SHAFT AND FLANGE ACCURACY: R TERMINAL BOX (ABOVE) CABLE ENTRY ON THE ND-END SIGNAL CONNECTION LEFT | 8327 | TEM | 1 | MC | 230 | 1
1PH81651FB001DA1 | SIMOTICS M COMPACT ASYNCHRONOUS MOTOR 400RPM, 13KW, 310NM, 36A, 300V 500RPM, 16KW, 306NM, 36A, 365V 600RPM, 19KW, 302NM, 35A, 420V FORCED VENTILATION; DIRECTION OF AIR FLOW DE --> NDE; DEGREE OF PROTECTION IP55 ABSOLUTE ENCODER 22 BIT SINGLETURN AND 12 BIT MULTITURN (ENCODER AM22DQ) WITH DRIVE-CLIQ INTERFACE DESIGN IM B3 (IM V5, IM V6) SHAFT WITH FITTED KEY FULL-KEY BALANCING BEARING: STANDARD WITH FIXED BEARING, VIBRATION SEVERITY GRADE SR/A; SHAFT AND FLANGE ACCURACY: R TERMINAL BOX (ABOVE) CABLE ENTRY ON THE RIGHT SIGNAL CONNECTION D-END | 9094 | TEM | 1 | MC | 230 | 1
1PH81651FB102BA1 | SIMOTICS M COMPACT ASYNCHRONOUS MOTOR 400RPM, 13KW, 310NM, 36A, 300V 500RPM, 16KW, 306NM, 36A, 365V 600RPM, 19KW, 302NM, 35A, 420V FORCED VENTILATION; DIRECTION OF AIR FLOW NDE --> DE; DEGREE OF PROTECTION IP55 ABSOLUTE ENCODER 22 BIT SINGLETURN AND 12 BIT MULTITURN (ENCODER AM22DQ) WITH DRIVE-CLIQ INTERFACE DESIGN IM B3 (IM V5, IM V6) SHAFT WITH FITTED KEY HALF-KEY BALANCING BEARING: STANDARD WITH FIXED BEARING, VIBRATION SEVERITY GRADE R/A; SHAFT AND FLANGE ACCURACY: R TERMINAL BOX (ABOVE) CABLE ENTRY ON THE RIGHT SIGNAL CONNECTION D-END | 8807 | TEM | 1 | MC | 230 | 1
1PH81651FB130BA1 | SIMOTICS M COMPACT ASYNCHRONOUS MOTOR 400RPM, 13KW, 310NM, 36A, 300V 500RPM, 16KW, 306NM, 36A, 365V 600RPM, 19KW, 302NM, 35A, 420V FORCED VENTILATION; DIRECTION OF AIR FLOW NDE --> DE; DEGREE OF PROTECTION IP55 ABSOLUTE ENCODER 22 BIT SINGLETURN AND 12 BIT MULTITURN (ENCODER AM22DQ) WITH DRIVE-CLIQ INTERFACE DESIGN IM B35 (IM V15, IM V35) PLAIN SHAFT WITHOUT FITTED KEY; BEARING: STANDARD WITH FIXED BEARING, VIBRATION SEVERITY GRADE R/A; SHAFT AND FLANGE ACCURACY: R TERMINAL BOX (ABOVE) CABLE ENTRY ON THE RIGHT SIGNAL CONNECTION D-END | 9262 | TEM | 1 | MC | 230 | 1
1PH81651FD001LA1 | SIMOTICS M COMPACT ASYNCHRONOUS MOTOR 1000RPM, 28KW, 267NM, 71A, 292V 1150RPM, 31KW, 257NM, 69A, 333V 1350RPM, 34KW, 241NM, 66A, 387V FORCED VENTILATION; DIRECTION OF AIR FLOW DE --> NDE; DEGREE OF PROTECTION IP55 ABSOLUTE ENCODER 22 BIT SINGLETURN AND 12 BIT MULTITURN (ENCODER AM22DQ) WITH DRIVE-CLIQ INTERFACE DESIGN IM B3 (IM V5, IM V6) SHAFT WITH FITTED KEY FULL-KEY BALANCING BEARING: PERFORMANCE, VIBRATION SEVERITY GRADE SPECIAL/B; SHAFT A. FLANGE ACCURACY GR. SPECIAL TERMINAL BOX (ABOVE) CABLE ENTRY ON THE RIGHT SIGNAL CONNECTION D-END | 9465 | TEM | 1 | MC | 230 | 1
1PH81651FD002BA1 | SIMOTICS M COMPACT ASYNCHRONOUS MOTOR 1000RPM, 28KW, 267NM, 71A, 292V 1150RPM, 31KW, 257NM, 69A, 333V 1350RPM, 34KW, 241NM, 66A, 387V FORCED VENTILATION; DIRECTION OF AIR FLOW DE --> NDE; DEGREE OF PROTECTION IP55 ABSOLUTE ENCODER 22 BIT SINGLETURN AND 12 BIT MULTITURN (ENCODER AM22DQ) WITH DRIVE-CLIQ INTERFACE DESIGN IM B3 (IM V5, IM V6) SHAFT WITH FITTED KEY HALF-KEY BALANCING BEARING: STANDARD WITH FIXED BEARING, VIBRATION SEVERITY GRADE R/A; SHAFT AND FLANGE ACCURACY: R TERMINAL BOX (ABOVE) CABLE ENTRY ON THE RIGHT SIGNAL CONNECTION D-END | 8807 | TEM | 1 | MC | 230 | 1
1PH81651FD021BA1 | SIMOTICS M COMPACT ASYNCHRONOUS MOTOR 1000RPM, 28KW, 267NM, 71A, 292V 1150RPM, 31KW, 257NM, 69A, 333V 1350RPM, 34KW, 241NM, 66A, 387V FORCED VENTILATION; DIRECTION OF AIR FLOW DE --> NDE; DEGREE OF PROTECTION IP55 ABSOLUTE ENCODER 22 BIT SINGLETURN AND 12 BIT MULTITURN (ENCODER AM22DQ) WITH DRIVE-CLIQ INTERFACE DESIGN IM B5 (IMV 1,IM V3) SHAFT WITH FITTED KEY FULL-KEY BALANCING BEARING: STANDARD WITH FIXED BEARING, VIBRATION SEVERITY GRADE R/A; SHAFT AND FLANGE ACCURACY: R TERMINAL BOX (ABOVE) CABLE ENTRY ON THE RIGHT SIGNAL CONNECTION D-END | 9457 | TEM | 1 | MC | 230 | 1
1PH81651FD030BA1 | SIMOTICS M COMPACT ASYNCHRONOUS MOTOR 1000RPM, 28KW, 267NM, 71A, 292V 1150RPM, 31KW, 257NM, 69A, 333V 1350RPM, 34KW, 241NM, 66A, 387V FORCED VENTILATION; DIRECTION OF AIR FLOW DE --> NDE; DEGREE OF PROTECTION IP55 ABSOLUTE ENCODER 22 BIT SINGLETURN AND 12 BIT MULTITURN (ENCODER AM22DQ) WITH DRIVE-CLIQ INTERFACE DESIGN IM B35 (IM V15, IM V35) PLAIN SHAFT WITHOUT FITTED KEY; BEARING: STANDARD WITH FIXED BEARING, VIBRATION SEVERITY GRADE R/A; SHAFT AND FLANGE ACCURACY: R TERMINAL BOX (ABOVE) CABLE ENTRY ON THE RIGHT SIGNAL CONNECTION D-END | 9262 | TEM | 1 | MC | 230 | 1
1PH81651FD031BA1 | SIMOTICS M COMPACT ASYNCHRONOUS MOTOR 1000RPM, 28KW, 267NM, 71A, 292V 1150RPM, 31KW, 257NM, 69A, 333V 1350RPM, 34KW, 241NM, 66A, 387V FORCED VENTILATION; DIRECTION OF AIR FLOW DE --> NDE; DEGREE OF PROTECTION IP55 ABSOLUTE ENCODER 22 BIT SINGLETURN AND 12 BIT MULTITURN (ENCODER AM22DQ) WITH DRIVE-CLIQ INTERFACE DESIGN IM B35 (IM V15, IM V35) SHAFT WITH FITTED KEY FULL-KEY BALANCING BEARING: STANDARD WITH FIXED BEARING, VIBRATION SEVERITY GRADE R/A; SHAFT AND FLANGE ACCURACY: R TERMINAL BOX (ABOVE) CABLE ENTRY ON THE RIGHT SIGNAL CONNECTION D-END | 9457 | TEM | 1 | MC | 230 | 1
1PH81651FD031DC1 | SIMOTICS M COMPACT ASYNCHRONOUS MOTOR 1000RPM, 28KW, 267NM, 71A, 292V 1150RPM, 31KW, 257NM, 69A, 333V 1350RPM, 34KW, 241NM, 66A, 387V FORCED VENTILATION; DIRECTION OF AIR FLOW DE --> NDE; DEGREE OF PROTECTION IP55 ABSOLUTE ENCODER 22 BIT SINGLETURN AND 12 BIT MULTITURN (ENCODER AM22DQ) WITH DRIVE-CLIQ INTERFACE DESIGN IM B35 (IM V15, IM V35) SHAFT WITH FITTED KEY FULL-KEY BALANCING BEARING: STANDARD WITH FIXED BEARING, VIBRATION SEVERITY GRADE SR/A; SHAFT AND FLANGE ACCURACY: R TERMINAL BOX (ABOVE) CABLE ENTRY ON THE ND-END SIGNAL CONNECTION LEFT | 9744 | TEM | 1 | MC | 230 | 1
1PH81651FD032BA1 | SIMOTICS M COMPACT ASYNCHRONOUS MOTOR 1000RPM, 28KW, 267NM, 71A, 292V 1150RPM, 31KW, 257NM, 69A, 333V 1350RPM, 34KW, 241NM, 66A, 387V FORCED VENTILATION; DIRECTION OF AIR FLOW DE --> NDE; DEGREE OF PROTECTION IP55 ABSOLUTE ENCODER 22 BIT SINGLETURN AND 12 BIT MULTITURN (ENCODER AM22DQ) WITH DRIVE-CLIQ INTERFACE DESIGN IM B35 (IM V15, IM V35) SHAFT WITH FITTED KEY HALF-KEY BALANCING BEARING: STANDARD WITH FIXED BEARING, VIBRATION SEVERITY GRADE R/A; SHAFT AND FLANGE ACCURACY: R TERMINAL BOX (ABOVE) CABLE ENTRY ON THE RIGHT SIGNAL CONNECTION D-END | 9457 | TEM | 1 | MC | 230 | 1
1PH81651FD120QB1 | SIMOTICS M COMPACT ASYNCHRONOUS MOTOR 1000RPM, 28KW, 267NM, 71A, 292V 1150RPM, 31KW, 257NM, 69A, 333V 1350RPM, 34KW, 241NM, 66A, 387V FORCED VENTILATION; DIRECTION OF AIR FLOW NDE --> DE; DEGREE OF PROTECTION IP55 ABSOLUTE ENCODER 22 BIT SINGLETURN AND 12 BIT MULTITURN (ENCODER AM22DQ) WITH DRIVE-CLIQ INTERFACE DESIGN IM B5 (IMV 1,IM V3) PLAIN SHAFT WITHOUT FITTED KEY; BEARING: ADVANCED LIFETIME VIBRATION SEVERITY S/A SHAFT A. FLANGE ACCURACY GR. R TERMINAL BOX (ABOVE) CABLE ENTRY ON THE LEFT SIGNAL CONNECTION D-END | 9787 | TEM | 1 | MC | 230 | 1
1PH81651FD130BA1 | SIMOTICS M COMPACT ASYNCHRONOUS MOTOR 1000RPM, 28KW, 267NM, 71A, 292V 1150RPM, 31KW, 257NM, 69A, 333V 1350RPM, 34KW, 241NM, 66A, 387V FORCED VENTILATION; DIRECTION OF AIR FLOW NDE --> DE; DEGREE OF PROTECTION IP55 ABSOLUTE ENCODER 22 BIT SINGLETURN AND 12 BIT MULTITURN (ENCODER AM22DQ) WITH DRIVE-CLIQ INTERFACE DESIGN IM B35 (IM V15, IM V35) PLAIN SHAFT WITHOUT FITTED KEY; BEARING: STANDARD WITH FIXED BEARING, VIBRATION SEVERITY GRADE R/A; SHAFT AND FLANGE ACCURACY: R TERMINAL BOX (ABOVE) CABLE ENTRY ON THE RIGHT SIGNAL CONNECTION D-END | 9262 | TEM | 1 | MC | 230 | 1
1PH81651FD130QA1 | SIMOTICS M COMPACT ASYNCHRONOUS MOTOR 1000RPM, 28KW, 267NM, 71A, 292V 1150RPM, 31KW, 257NM, 69A, 333V 1350RPM, 34KW, 241NM, 66A, 387V FORCED VENTILATION; DIRECTION OF AIR FLOW NDE --> DE; DEGREE OF PROTECTION IP55 ABSOLUTE ENCODER 22 BIT SINGLETURN AND 12 BIT MULTITURN (ENCODER AM22DQ) WITH DRIVE-CLIQ INTERFACE DESIGN IM B35 (IM V15, IM V35) PLAIN SHAFT WITHOUT FITTED KEY; BEARING: ADVANCED LIFETIME VIBRATION SEVERITY S/A SHAFT A. FLANGE ACCURACY GR. R TERMINAL BOX (ABOVE) CABLE ENTRY ON THE RIGHT SIGNAL CONNECTION D-END | 9787 | TEM | 1 | MC | 230 | 1
1PH81651FF000BA1 | SIMOTICS M COMPACT ASYNCHRONOUS MOTOR 1500RPM, 37KW, 236NM, 78A, 350V 1750RPM, 41KW, 224NM, 76A, 400V 2000RPM, 45KW, 215NM, 75A, 440V FORCED VENTILATION; DIRECTION OF AIR FLOW DE --> NDE; DEGREE OF PROTECTION IP55 ABSOLUTE ENCODER 22 BIT SINGLETURN AND 12 BIT MULTITURN (ENCODER AM22DQ) WITH DRIVE-CLIQ INTERFACE DESIGN IM B3 (IM V5, IM V6) PLAIN SHAFT WITHOUT FITTED KEY; BEARING: STANDARD WITH FIXED BEARING, VIBRATION SEVERITY GRADE R/A; SHAFT AND FLANGE ACCURACY: R TERMINAL BOX (ABOVE) CABLE ENTRY ON THE RIGHT SIGNAL CONNECTION D-END | 8612 | TEM | 1 | MC | 230 | 1
1PH81651FF001BA1 | SIMOTICS M COMPACT ASYNCHRONOUS MOTOR 1500RPM, 37KW, 236NM, 78A, 350V 1750RPM, 41KW, 224NM, 76A, 400V 2000RPM, 45KW, 215NM, 75A, 440V FORCED VENTILATION; DIRECTION OF AIR FLOW DE --> NDE; DEGREE OF PROTECTION IP55 ABSOLUTE ENCODER 22 BIT SINGLETURN AND 12 BIT MULTITURN (ENCODER AM22DQ) WITH DRIVE-CLIQ INTERFACE DESIGN IM B3 (IM V5, IM V6) SHAFT WITH FITTED KEY FULL-KEY BALANCING BEARING: STANDARD WITH FIXED BEARING, VIBRATION SEVERITY GRADE R/A; SHAFT AND FLANGE ACCURACY: R TERMINAL BOX (ABOVE) CABLE ENTRY ON THE RIGHT SIGNAL CONNECTION D-END | 8807 | TEM | 1 | MC | 230 | 1
1PH81651FF001DA1 | SIMOTICS M COMPACT ASYNCHRONOUS MOTOR 1500RPM, 37KW, 236NM, 78A, 350V 1750RPM, 41KW, 224NM, 76A, 400V 2000RPM, 45KW, 215NM, 75A, 440V FORCED VENTILATION; DIRECTION OF AIR FLOW DE --> NDE; DEGREE OF PROTECTION IP55 ABSOLUTE ENCODER 22 BIT SINGLETURN AND 12 BIT MULTITURN (ENCODER AM22DQ) WITH DRIVE-CLIQ INTERFACE DESIGN IM B3 (IM V5, IM V6) SHAFT WITH FITTED KEY FULL-KEY BALANCING BEARING: STANDARD WITH FIXED BEARING, VIBRATION SEVERITY GRADE SR/A; SHAFT AND FLANGE ACCURACY: R TERMINAL BOX (ABOVE) CABLE ENTRY ON THE RIGHT SIGNAL CONNECTION D-END | 9094 | TEM | 1 | MC | 230 | 1
1PH81651FF002CA1 | SIMOTICS M COMPACT ASYNCHRONOUS MOTOR 1500RPM, 37KW, 236NM, 78A, 350V 1750RPM, 41KW, 224NM, 76A, 400V 2000RPM, 45KW, 215NM, 75A, 440V FORCED VENTILATION; DIRECTION OF AIR FLOW DE --> NDE; DEGREE OF PROTECTION IP55 ABSOLUTE ENCODER 22 BIT SINGLETURN AND 12 BIT MULTITURN (ENCODER AM22DQ) WITH DRIVE-CLIQ INTERFACE DESIGN IM B3 (IM V5, IM V6) SHAFT WITH FITTED KEY HALF-KEY BALANCING BEARING: STANDARD WITH FIXED BEARING, VIBRATION SEVERITY GRADE S/A; SHAFT AND FLANGE ACCURACY: R TERMINAL BOX (ABOVE) CABLE ENTRY ON THE RIGHT SIGNAL CONNECTION D-END | 9002 | TEM | 1 | MC | 230 | 1
1PH81651FF002GA1 | SIMOTICS M COMPACT ASYNCHRONOUS MOTOR 1500RPM, 37KW, 236NM, 78A, 350V 1750RPM, 41KW, 224NM, 76A, 400V 2000RPM, 45KW, 215NM, 75A, 440V FORCED VENTILATION; DIRECTION OF AIR FLOW DE --> NDE; DEGREE OF PROTECTION IP55 ABSOLUTE ENCODER 22 BIT SINGLETURN AND 12 BIT MULTITURN (ENCODER AM22DQ) WITH DRIVE-CLIQ INTERFACE DESIGN IM B3 (IM V5, IM V6) SHAFT WITH FITTED KEY HALF-KEY BALANCING BEARING: STANDARD, VIBRATION SEVERITY GRADE R/A; SHAFT AND FLANGE ACCURACY: R TERMINAL BOX (ABOVE) CABLE ENTRY ON THE RIGHT SIGNAL CONNECTION D-END | 8522 | TEM | 1 | MC | 230 | 1
1PH81651FF022BA1 | SIMOTICS M COMPACT ASYNCHRONOUS MOTOR 1500RPM, 37KW, 236NM, 78A, 350V 1750RPM, 41KW, 224NM, 76A, 400V 2000RPM, 45KW, 215NM, 75A, 440V FORCED VENTILATION; DIRECTION OF AIR FLOW DE --> NDE; DEGREE OF PROTECTION IP55 ABSOLUTE ENCODER 22 BIT SINGLETURN AND 12 BIT MULTITURN (ENCODER AM22DQ) WITH DRIVE-CLIQ INTERFACE DESIGN IM B5 (IMV 1,IM V3) SHAFT WITH FITTED KEY HALF-KEY BALANCING BEARING: STANDARD WITH FIXED BEARING, VIBRATION SEVERITY GRADE R/A; SHAFT AND FLANGE ACCURACY: R TERMINAL BOX (ABOVE) CABLE ENTRY ON THE RIGHT SIGNAL CONNECTION D-END | 9457 | TEM | 1 | MC | 230 | 1
1PH81651FF030BA1 | SIMOTICS M COMPACT ASYNCHRONOUS MOTOR 1500RPM, 37KW, 236NM, 78A, 350V 1750RPM, 41KW, 224NM, 76A, 400V 2000RPM, 45KW, 215NM, 75A, 440V FORCED VENTILATION; DIRECTION OF AIR FLOW DE --> NDE; DEGREE OF PROTECTION IP55 ABSOLUTE ENCODER 22 BIT SINGLETURN AND 12 BIT MULTITURN (ENCODER AM22DQ) WITH DRIVE-CLIQ INTERFACE DESIGN IM B35 (IM V15, IM V35) PLAIN SHAFT WITHOUT FITTED KEY; BEARING: STANDARD WITH FIXED BEARING, VIBRATION SEVERITY GRADE R/A; SHAFT AND FLANGE ACCURACY: R TERMINAL BOX (ABOVE) CABLE ENTRY ON THE RIGHT SIGNAL CONNECTION D-END | 9262 | TEM | 1 | MC | 230 | 1
1PH81651FF030CA1 | SIMOTICS M COMPACT ASYNCHRONOUS MOTOR 1500RPM, 37KW, 236NM, 78A, 350V 1750RPM, 41KW, 224NM, 76A, 400V 2000RPM, 45KW, 215NM, 75A, 440V FORCED VENTILATION; DIRECTION OF AIR FLOW DE --> NDE; DEGREE OF PROTECTION IP55 ABSOLUTE ENCODER 22 BIT SINGLETURN AND 12 BIT MULTITURN (ENCODER AM22DQ) WITH DRIVE-CLIQ INTERFACE DESIGN IM B35 (IM V15, IM V35) PLAIN SHAFT WITHOUT FITTED KEY; BEARING: STANDARD WITH FIXED BEARING, VIBRATION SEVERITY GRADE S/A; SHAFT AND FLANGE ACCURACY: R TERMINAL BOX (ABOVE) CABLE ENTRY ON THE RIGHT SIGNAL CONNECTION D-END | 9457 | TEM | 1 | MC | 230 | 1
1PH81651FF032BA1 | SIMOTICS M COMPACT ASYNCHRONOUS MOTOR 1500RPM, 37KW, 236NM, 78A, 350V 1750RPM, 41KW, 224NM, 76A, 400V 2000RPM, 45KW, 215NM, 75A, 440V FORCED VENTILATION; DIRECTION OF AIR FLOW DE --> NDE; DEGREE OF PROTECTION IP55 ABSOLUTE ENCODER 22 BIT SINGLETURN AND 12 BIT MULTITURN (ENCODER AM22DQ) WITH DRIVE-CLIQ INTERFACE DESIGN IM B35 (IM V15, IM V35) SHAFT WITH FITTED KEY HALF-KEY BALANCING BEARING: STANDARD WITH FIXED BEARING, VIBRATION SEVERITY GRADE R/A; SHAFT AND FLANGE ACCURACY: R TERMINAL BOX (ABOVE) CABLE ENTRY ON THE RIGHT SIGNAL CONNECTION D-END | 9457 | TEM | 1 | MC | 230 | 1
1PH81651FF101BB1 | SIMOTICS M COMPACT ASYNCHRONOUS MOTOR 1500RPM, 37KW, 236NM, 78A, 350V 1750RPM, 41KW, 224NM, 76A, 400V 2000RPM, 45KW, 215NM, 75A, 440V FORCED VENTILATION; DIRECTION OF AIR FLOW NDE --> DE; DEGREE OF PROTECTION IP55 ABSOLUTE ENCODER 22 BIT SINGLETURN AND 12 BIT MULTITURN (ENCODER AM22DQ) WITH DRIVE-CLIQ INTERFACE DESIGN IM B3 (IM V5, IM V6) SHAFT WITH FITTED KEY FULL-KEY BALANCING BEARING: STANDARD WITH FIXED BEARING, VIBRATION SEVERITY GRADE R/A; SHAFT AND FLANGE ACCURACY: R TERMINAL BOX (ABOVE) CABLE ENTRY ON THE LEFT SIGNAL CONNECTION D-END | 8807 | TEM | 1 | MC | 230 | 1
1PH81651FF101BC1 | SIMOTICS M COMPACT ASYNCHRONOUS MOTOR 1500RPM, 37KW, 236NM, 78A, 350V 1750RPM, 41KW, 224NM, 76A, 400V 2000RPM, 45KW, 215NM, 75A, 440V FORCED VENTILATION; DIRECTION OF AIR FLOW NDE --> DE; DEGREE OF PROTECTION IP55 ABSOLUTE ENCODER 22 BIT SINGLETURN AND 12 BIT MULTITURN (ENCODER AM22DQ) WITH DRIVE-CLIQ INTERFACE DESIGN IM B3 (IM V5, IM V6) SHAFT WITH FITTED KEY FULL-KEY BALANCING BEARING: STANDARD WITH FIXED BEARING, VIBRATION SEVERITY GRADE R/A; SHAFT AND FLANGE ACCURACY: R TERMINAL BOX (ABOVE) CABLE ENTRY ON THE ND-END SIGNAL CONNECTION LEFT | 8807 | TEM | 1 | MC | 230 | 1
1PH81651FF101GC1 | SIMOTICS M COMPACT ASYNCHRONOUS MOTOR 1500RPM, 37KW, 236NM, 78A, 350V 1750RPM, 41KW, 224NM, 76A, 400V 2000RPM, 45KW, 215NM, 75A, 440V FORCED VENTILATION; DIRECTION OF AIR FLOW NDE --> DE; DEGREE OF PROTECTION IP55 ABSOLUTE ENCODER 22 BIT SINGLETURN AND 12 BIT MULTITURN (ENCODER AM22DQ) WITH DRIVE-CLIQ INTERFACE DESIGN IM B3 (IM V5, IM V6) SHAFT WITH FITTED KEY FULL-KEY BALANCING BEARING: STANDARD, VIBRATION SEVERITY GRADE R/A; SHAFT AND FLANGE ACCURACY: R TERMINAL BOX (ABOVE) CABLE ENTRY ON THE ND-END SIGNAL CONNECTION LEFT | 8522 | TEM | 1 | MC | 230 | 1
1PH81651FF102BA1 | SIMOTICS M COMPACT ASYNCHRONOUS MOTOR 1500RPM, 37KW, 236NM, 78A, 350V 1750RPM, 41KW, 224NM, 76A, 400V 2000RPM, 45KW, 215NM, 75A, 440V FORCED VENTILATION; DIRECTION OF AIR FLOW NDE --> DE; DEGREE OF PROTECTION IP55 ABSOLUTE ENCODER 22 BIT SINGLETURN AND 12 BIT MULTITURN (ENCODER AM22DQ) WITH DRIVE-CLIQ INTERFACE DESIGN IM B3 (IM V5, IM V6) SHAFT WITH FITTED KEY HALF-KEY BALANCING BEARING: STANDARD WITH FIXED BEARING, VIBRATION SEVERITY GRADE R/A; SHAFT AND FLANGE ACCURACY: R TERMINAL BOX (ABOVE) CABLE ENTRY ON THE RIGHT SIGNAL CONNECTION D-END | 8807 | TEM | 1 | MC | 230 | 1
1PH81651FF120BA1 | SIMOTICS M COMPACT ASYNCHRONOUS MOTOR 1500RPM, 37KW, 236NM, 78A, 350V 1750RPM, 41KW, 224NM, 76A, 400V 2000RPM, 45KW, 215NM, 75A, 440V FORCED VENTILATION; DIRECTION OF AIR FLOW NDE --> DE; DEGREE OF PROTECTION IP55 ABSOLUTE ENCODER 22 BIT SINGLETURN AND 12 BIT MULTITURN (ENCODER AM22DQ) WITH DRIVE-CLIQ INTERFACE DESIGN IM B5 (IMV 1,IM V3) PLAIN SHAFT WITHOUT FITTED KEY; BEARING: STANDARD WITH FIXED BEARING, VIBRATION SEVERITY GRADE R/A; SHAFT AND FLANGE ACCURACY: R TERMINAL BOX (ABOVE) CABLE ENTRY ON THE RIGHT SIGNAL CONNECTION D-END | 9262 | TEM | 1 | MC | 230 | 1
1PH81651FF130BA1 | SIMOTICS M COMPACT ASYNCHRONOUS MOTOR 1500RPM, 37KW, 236NM, 78A, 350V 1750RPM, 41KW, 224NM, 76A, 400V 2000RPM, 45KW, 215NM, 75A, 440V FORCED VENTILATION; DIRECTION OF AIR FLOW NDE --> DE; DEGREE OF PROTECTION IP55 ABSOLUTE ENCODER 22 BIT SINGLETURN AND 12 BIT MULTITURN (ENCODER AM22DQ) WITH DRIVE-CLIQ INTERFACE DESIGN IM B35 (IM V15, IM V35) PLAIN SHAFT WITHOUT FITTED KEY; BEARING: STANDARD WITH FIXED BEARING, VIBRATION SEVERITY GRADE R/A; SHAFT AND FLANGE ACCURACY: R TERMINAL BOX (ABOVE) CABLE ENTRY ON THE RIGHT SIGNAL CONNECTION D-END | 9262 | TEM | 1 | MC | 230 | 1
1PH81651FF131BA1 | SIMOTICS M COMPACT ASYNCHRONOUS MOTOR 1500RPM, 37KW, 236NM, 78A, 350V 1750RPM, 41KW, 224NM, 76A, 400V 2000RPM, 45KW, 215NM, 75A, 440V FORCED VENTILATION; DIRECTION OF AIR FLOW NDE --> DE; DEGREE OF PROTECTION IP55 ABSOLUTE ENCODER 22 BIT SINGLETURN AND 12 BIT MULTITURN (ENCODER AM22DQ) WITH DRIVE-CLIQ INTERFACE DESIGN IM B35 (IM V15, IM V35) SHAFT WITH FITTED KEY FULL-KEY BALANCING BEARING: STANDARD WITH FIXED BEARING, VIBRATION SEVERITY GRADE R/A; SHAFT AND FLANGE ACCURACY: R TERMINAL BOX (ABOVE) CABLE ENTRY ON THE RIGHT SIGNAL CONNECTION D-END | 9457 | TEM | 1 | MC | 230 | 1
1PH81651FF220BA1 | SIMOTICS M COMPACT ASYNCHRONOUS MOTOR 1500RPM, 46KW, 293NM,104A, 330V 1750RPM, 53KW, 289NM,104A, 374V 2000RPM, 60KW, 287NM,103A, 426V WATER COOLING DEGREE OF PROTECTION IP65 ABSOLUTE ENCODER 22 BIT SINGLETURN AND 12 BIT MULTITURN (ENCODER AM22DQ) WITH DRIVE-CLIQ INTERFACE DESIGN IM B5 (IMV 1,IM V3) PLAIN SHAFT WITHOUT FITTED KEY; BEARING: STANDARD WITH FIXED BEARING, VIBRATION SEVERITY GRADE R/A; SHAFT AND FLANGE ACCURACY: R TERMINAL BOX (ABOVE) CABLE ENTRY ON THE RIGHT SIGNAL CONNECTION D-END | 11643 | TEM | 1 | MC | 264 | 1
1PH81651FF230BC1 | SIMOTICS M COMPACT ASYNCHRONOUS MOTOR 1500RPM, 46KW, 293NM,104A, 330V 1750RPM, 53KW, 289NM,104A, 374V 2000RPM, 60KW, 287NM,103A, 426V WATER COOLING DEGREE OF PROTECTION IP65 ABSOLUTE ENCODER 22 BIT SINGLETURN AND 12 BIT MULTITURN (ENCODER AM22DQ) WITH DRIVE-CLIQ INTERFACE DESIGN IM B35 (IM V15, IM V35) PLAIN SHAFT WITHOUT FITTED KEY; BEARING: STANDARD WITH FIXED BEARING, VIBRATION SEVERITY GRADE R/A; SHAFT AND FLANGE ACCURACY: R TERMINAL BOX (ABOVE) CABLE ENTRY ON THE ND-END SIGNAL CONNECTION LEFT | 11643 | TEM | 1 | MC | 264 | 1
1PH81651FG000BA1 | SIMOTICS M COMPACT ASYNCHRONOUS MOTOR 2000RPM, 41KW, 196NM, 88A, 350V 2300RPM, 44KW, 183NM, 85A, 394V 2650RPM, 50KW, 180NM, 85A, 440V FORCED VENTILATION; DIRECTION OF AIR FLOW DE --> NDE; DEGREE OF PROTECTION IP55 ABSOLUTE ENCODER 22 BIT SINGLETURN AND 12 BIT MULTITURN (ENCODER AM22DQ) WITH DRIVE-CLIQ INTERFACE DESIGN IM B3 (IM V5, IM V6) PLAIN SHAFT WITHOUT FITTED KEY; BEARING: STANDARD WITH FIXED BEARING, VIBRATION SEVERITY GRADE R/A; SHAFT AND FLANGE ACCURACY: R TERMINAL BOX (ABOVE) CABLE ENTRY ON THE RIGHT SIGNAL CONNECTION D-END | 8612 | TEM | 1 | MC | 230 | 1
1PH81651FG001BA1 | SIMOTICS M COMPACT ASYNCHRONOUS MOTOR 2000RPM, 41KW, 196NM, 88A, 350V 2300RPM, 44KW, 183NM, 85A, 394V 2650RPM, 50KW, 180NM, 85A, 440V FORCED VENTILATION; DIRECTION OF AIR FLOW DE --> NDE; DEGREE OF PROTECTION IP55 ABSOLUTE ENCODER 22 BIT SINGLETURN AND 12 BIT MULTITURN (ENCODER AM22DQ) WITH DRIVE-CLIQ INTERFACE DESIGN IM B3 (IM V5, IM V6) SHAFT WITH FITTED KEY FULL-KEY BALANCING BEARING: STANDARD WITH FIXED BEARING, VIBRATION SEVERITY GRADE R/A; SHAFT AND FLANGE ACCURACY: R TERMINAL BOX (ABOVE) CABLE ENTRY ON THE RIGHT SIGNAL CONNECTION D-END | 8807 | TEM | 1 | MC | 230 | 1
1PH81651FG002BA1 | SIMOTICS M COMPACT ASYNCHRONOUS MOTOR 2000RPM, 41KW, 196NM, 88A, 350V 2300RPM, 44KW, 183NM, 85A, 394V 2650RPM, 50KW, 180NM, 85A, 440V FORCED VENTILATION; DIRECTION OF AIR FLOW DE --> NDE; DEGREE OF PROTECTION IP55 ABSOLUTE ENCODER 22 BIT SINGLETURN AND 12 BIT MULTITURN (ENCODER AM22DQ) WITH DRIVE-CLIQ INTERFACE DESIGN IM B3 (IM V5, IM V6) SHAFT WITH FITTED KEY HALF-KEY BALANCING BEARING: STANDARD WITH FIXED BEARING, VIBRATION SEVERITY GRADE R/A; SHAFT AND FLANGE ACCURACY: R TERMINAL BOX (ABOVE) CABLE ENTRY ON THE RIGHT SIGNAL CONNECTION D-END | 8807 | TEM | 1 | MC | 230 | 1
1PH81651FG020BA1 | SIMOTICS M COMPACT ASYNCHRONOUS MOTOR 2000RPM, 41KW, 196NM, 88A, 350V 2300RPM, 44KW, 183NM, 85A, 394V 2650RPM, 50KW, 180NM, 85A, 440V FORCED VENTILATION; DIRECTION OF AIR FLOW DE --> NDE; DEGREE OF PROTECTION IP55 ABSOLUTE ENCODER 22 BIT SINGLETURN AND 12 BIT MULTITURN (ENCODER AM22DQ) WITH DRIVE-CLIQ INTERFACE DESIGN IM B5 (IMV 1,IM V3) PLAIN SHAFT WITHOUT FITTED KEY; BEARING: STANDARD WITH FIXED BEARING, VIBRATION SEVERITY GRADE R/A; SHAFT AND FLANGE ACCURACY: R TERMINAL BOX (ABOVE) CABLE ENTRY ON THE RIGHT SIGNAL CONNECTION D-END | 9262 | TEM | 1 | MC | 230 | 1
1PH81651FG030BA1 | SIMOTICS M COMPACT ASYNCHRONOUS MOTOR 2000RPM, 41KW, 196NM, 88A, 350V 2300RPM, 44KW, 183NM, 85A, 394V 2650RPM, 50KW, 180NM, 85A, 440V FORCED VENTILATION; DIRECTION OF AIR FLOW DE --> NDE; DEGREE OF PROTECTION IP55 ABSOLUTE ENCODER 22 BIT SINGLETURN AND 12 BIT MULTITURN (ENCODER AM22DQ) WITH DRIVE-CLIQ INTERFACE DESIGN IM B35 (IM V15, IM V35) PLAIN SHAFT WITHOUT FITTED KEY; BEARING: STANDARD WITH FIXED BEARING, VIBRATION SEVERITY GRADE R/A; SHAFT AND FLANGE ACCURACY: R TERMINAL BOX (ABOVE) CABLE ENTRY ON THE RIGHT SIGNAL CONNECTION D-END | 9262 | TEM | 1 | MC | 230 | 1
1PH81651FG101BB1 | SIMOTICS M COMPACT ASYNCHRONOUS MOTOR 2000RPM, 41KW, 196NM, 88A, 350V 2300RPM, 44KW, 183NM, 85A, 394V 2650RPM, 50KW, 180NM, 85A, 440V FORCED VENTILATION; DIRECTION OF AIR FLOW NDE --> DE; DEGREE OF PROTECTION IP55 ABSOLUTE ENCODER 22 BIT SINGLETURN AND 12 BIT MULTITURN (ENCODER AM22DQ) WITH DRIVE-CLIQ INTERFACE DESIGN IM B3 (IM V5, IM V6) SHAFT WITH FITTED KEY FULL-KEY BALANCING BEARING: STANDARD WITH FIXED BEARING, VIBRATION SEVERITY GRADE R/A; SHAFT AND FLANGE ACCURACY: R TERMINAL BOX (ABOVE) CABLE ENTRY ON THE LEFT SIGNAL CONNECTION D-END | 8807 | TEM | 1 | MC | 230 | 1
1PH81651FG120QA1 | SIMOTICS M COMPACT ASYNCHRONOUS MOTOR 2000RPM, 41KW, 196NM, 88A, 350V 2300RPM, 44KW, 183NM, 85A, 394V 2650RPM, 50KW, 180NM, 85A, 440V FORCED VENTILATION; DIRECTION OF AIR FLOW NDE --> DE; DEGREE OF PROTECTION IP55 ABSOLUTE ENCODER 22 BIT SINGLETURN AND 12 BIT MULTITURN (ENCODER AM22DQ) WITH DRIVE-CLIQ INTERFACE DESIGN IM B5 (IMV 1,IM V3) PLAIN SHAFT WITHOUT FITTED KEY; BEARING: ADVANCED LIFETIME VIBRATION SEVERITY S/A SHAFT A. FLANGE ACCURACY GR. R TERMINAL BOX (ABOVE) CABLE ENTRY ON THE RIGHT SIGNAL CONNECTION D-END | 9787 | TEM | 1 | MC | 230 | 1
1PH81651FG130QB1 | SIMOTICS M COMPACT ASYNCHRONOUS MOTOR 2000RPM, 41KW, 196NM, 88A, 350V 2300RPM, 44KW, 183NM, 85A, 394V 2650RPM, 50KW, 180NM, 85A, 440V FORCED VENTILATION; DIRECTION OF AIR FLOW NDE --> DE; DEGREE OF PROTECTION IP55 ABSOLUTE ENCODER 22 BIT SINGLETURN AND 12 BIT MULTITURN (ENCODER AM22DQ) WITH DRIVE-CLIQ INTERFACE DESIGN IM B35 (IM V15, IM V35) PLAIN SHAFT WITHOUT FITTED KEY; BEARING: ADVANCED LIFETIME VIBRATION SEVERITY S/A SHAFT A. FLANGE ACCURACY GR. R TERMINAL BOX (ABOVE) CABLE ENTRY ON THE LEFT SIGNAL CONNECTION D-END | 9787 | TEM | 1 | MC | 230 | 1
1PH81651FG131BA1 | SIMOTICS M COMPACT ASYNCHRONOUS MOTOR 2000RPM, 41KW, 196NM, 88A, 350V 2300RPM, 44KW, 183NM, 85A, 394V 2650RPM, 50KW, 180NM, 85A, 440V FORCED VENTILATION; DIRECTION OF AIR FLOW NDE --> DE; DEGREE OF PROTECTION IP55 ABSOLUTE ENCODER 22 BIT SINGLETURN AND 12 BIT MULTITURN (ENCODER AM22DQ) WITH DRIVE-CLIQ INTERFACE DESIGN IM B35 (IM V15, IM V35) SHAFT WITH FITTED KEY FULL-KEY BALANCING BEARING: STANDARD WITH FIXED BEARING, VIBRATION SEVERITY GRADE R/A; SHAFT AND FLANGE ACCURACY: R TERMINAL BOX (ABOVE) CABLE ENTRY ON THE RIGHT SIGNAL CONNECTION D-END | 9457 | TEM | 1 | MC | 230 | 1
1PH81651FG132BA1 | SIMOTICS M COMPACT ASYNCHRONOUS MOTOR 2000RPM, 41KW, 196NM, 88A, 350V 2300RPM, 44KW, 183NM, 85A, 394V 2650RPM, 50KW, 180NM, 85A, 440V FORCED VENTILATION; DIRECTION OF AIR FLOW NDE --> DE; DEGREE OF PROTECTION IP55 ABSOLUTE ENCODER 22 BIT SINGLETURN AND 12 BIT MULTITURN (ENCODER AM22DQ) WITH DRIVE-CLIQ INTERFACE DESIGN IM B35 (IM V15, IM V35) SHAFT WITH FITTED KEY HALF-KEY BALANCING BEARING: STANDARD WITH FIXED BEARING, VIBRATION SEVERITY GRADE R/A; SHAFT AND FLANGE ACCURACY: R TERMINAL BOX (ABOVE) CABLE ENTRY ON THE RIGHT SIGNAL CONNECTION D-END | 9457 | TEM | 1 | MC | 230 | 1
1PH81651FG132BC1 | SIMOTICS M COMPACT ASYNCHRONOUS MOTOR 2000RPM, 41KW, 196NM, 88A, 350V 2300RPM, 44KW, 183NM, 85A, 394V 2650RPM, 50KW, 180NM, 85A, 440V FORCED VENTILATION; DIRECTION OF AIR FLOW NDE --> DE; DEGREE OF PROTECTION IP55 ABSOLUTE ENCODER 22 BIT SINGLETURN AND 12 BIT MULTITURN (ENCODER AM22DQ) WITH DRIVE-CLIQ INTERFACE DESIGN IM B35 (IM V15, IM V35) SHAFT WITH FITTED KEY HALF-KEY BALANCING BEARING: STANDARD WITH FIXED BEARING, VIBRATION SEVERITY GRADE R/A; SHAFT AND FLANGE ACCURACY: R TERMINAL BOX (ABOVE) CABLE ENTRY ON THE ND-END SIGNAL CONNECTION LEFT | 9457 | TEM | 1 | MC | 230 | 1
1PH81651FG132GB1 | SIMOTICS M COMPACT ASYNCHRONOUS MOTOR 2000RPM, 41KW, 196NM, 88A, 350V 2300RPM, 44KW, 183NM, 85A, 394V 2650RPM, 50KW, 180NM, 85A, 440V FORCED VENTILATION; DIRECTION OF AIR FLOW NDE --> DE; DEGREE OF PROTECTION IP55 ABSOLUTE ENCODER 22 BIT SINGLETURN AND 12 BIT MULTITURN (ENCODER AM22DQ) WITH DRIVE-CLIQ INTERFACE DESIGN IM B35 (IM V15, IM V35) SHAFT WITH FITTED KEY HALF-KEY BALANCING BEARING: STANDARD, VIBRATION SEVERITY GRADE R/A; SHAFT AND FLANGE ACCURACY: R TERMINAL BOX (ABOVE) CABLE ENTRY ON THE LEFT SIGNAL CONNECTION D-END | 9172 | TEM | 1 | MC | 230 | 1
1PH81651FG230BA1 | SIMOTICS M COMPACT ASYNCHRONOUS MOTOR 2000RPM, 53KW, 253NM,110A, 352V 2300RPM, 60KW, 249NM,107A, 410V 2650RPM, 65KW, 234NM,100A, 460V WATER COOLING DEGREE OF PROTECTION IP65 ABSOLUTE ENCODER 22 BIT SINGLETURN AND 12 BIT MULTITURN (ENCODER AM22DQ) WITH DRIVE-CLIQ INTERFACE DESIGN IM B35 (IM V15, IM V35) PLAIN SHAFT WITHOUT FITTED KEY; BEARING: STANDARD WITH FIXED BEARING, VIBRATION SEVERITY GRADE R/A; SHAFT AND FLANGE ACCURACY: R TERMINAL BOX (ABOVE) CABLE ENTRY ON THE RIGHT SIGNAL CONNECTION D-END | 11643 | TEM | 1 | MC | 264 | 1
1PH81651FG231BA1 | SIMOTICS M COMPACT ASYNCHRONOUS MOTOR 2000RPM, 53KW, 253NM,110A, 352V 2300RPM, 60KW, 249NM,107A, 410V 2650RPM, 65KW, 234NM,100A, 460V WATER COOLING DEGREE OF PROTECTION IP65 ABSOLUTE ENCODER 22 BIT SINGLETURN AND 12 BIT MULTITURN (ENCODER AM22DQ) WITH DRIVE-CLIQ INTERFACE DESIGN IM B35 (IM V15, IM V35) SHAFT WITH FITTED KEY FULL-KEY BALANCING BEARING: STANDARD WITH FIXED BEARING, VIBRATION SEVERITY GRADE R/A; SHAFT AND FLANGE ACCURACY: R TERMINAL BOX (ABOVE) CABLE ENTRY ON THE RIGHT SIGNAL CONNECTION D-END | 11838 | TEM | 1 | MC | 264 | 1
1PH81651HB001BA1 | SIMOTICS M COMPACT ASYNCHRONOUS MOTOR 400RPM, 13KW, 310NM, 36A, 300V 500RPM, 16KW, 306NM, 36A, 365V 600RPM, 19KW, 302NM, 35A, 420V FORCED VENTILATION; DIRECTION OF AIR FLOW DE --> NDE; DEGREE OF PROTECTION IP55 INCREMENT. ENCODER HTL 1024 S/R (ENCODER HTL1024S/R) DESIGN IM B3 (IM V5, IM V6) SHAFT WITH FITTED KEY FULL-KEY BALANCING BEARING: STANDARD WITH FIXED BEARING, VIBRATION SEVERITY GRADE R/A; SHAFT AND FLANGE ACCURACY: R TERMINAL BOX (ABOVE) CABLE ENTRY ON THE RIGHT SIGNAL CONNECTION D-END | 6878 | TEM | 1 | MC | 230 | 1
1PH81651HB002BB1 | SIMOTICS M COMPACT ASYNCHRONOUS MOTOR 400RPM, 13KW, 310NM, 36A, 300V 500RPM, 16KW, 306NM, 36A, 365V 600RPM, 19KW, 302NM, 35A, 420V FORCED VENTILATION; DIRECTION OF AIR FLOW DE --> NDE; DEGREE OF PROTECTION IP55 INCREMENT. ENCODER HTL 1024 S/R (ENCODER HTL1024S/R) DESIGN IM B3 (IM V5, IM V6) SHAFT WITH FITTED KEY HALF-KEY BALANCING BEARING: STANDARD WITH FIXED BEARING, VIBRATION SEVERITY GRADE R/A; SHAFT AND FLANGE ACCURACY: R TERMINAL BOX (ABOVE) CABLE ENTRY ON THE LEFT SIGNAL CONNECTION D-END | 6878 | TEM | 1 | MC | 230 | 1
1PH81651HB022BA1 | SIMOTICS M COMPACT ASYNCHRONOUS MOTOR 400RPM, 13KW, 310NM, 36A, 300V 500RPM, 16KW, 306NM, 36A, 365V 600RPM, 19KW, 302NM, 35A, 420V FORCED VENTILATION; DIRECTION OF AIR FLOW DE --> NDE; DEGREE OF PROTECTION IP55 INCREMENT. ENCODER HTL 1024 S/R (ENCODER HTL1024S/R) DESIGN IM B5 (IMV 1,IM V3) SHAFT WITH FITTED KEY HALF-KEY BALANCING BEARING: STANDARD WITH FIXED BEARING, VIBRATION SEVERITY GRADE R/A; SHAFT AND FLANGE ACCURACY: R TERMINAL BOX (ABOVE) CABLE ENTRY ON THE RIGHT SIGNAL CONNECTION D-END | 7528 | TEM | 1 | MC | 230 | 1
1PH81651HB030BA1 | SIMOTICS M COMPACT ASYNCHRONOUS MOTOR 400RPM, 13KW, 310NM, 36A, 300V 500RPM, 16KW, 306NM, 36A, 365V 600RPM, 19KW, 302NM, 35A, 420V FORCED VENTILATION; DIRECTION OF AIR FLOW DE --> NDE; DEGREE OF PROTECTION IP55 INCREMENT. ENCODER HTL 1024 S/R (ENCODER HTL1024S/R) DESIGN IM B35 (IM V15, IM V35) PLAIN SHAFT WITHOUT FITTED KEY; BEARING: STANDARD WITH FIXED BEARING, VIBRATION SEVERITY GRADE R/A; SHAFT AND FLANGE ACCURACY: R TERMINAL BOX (ABOVE) CABLE ENTRY ON THE RIGHT SIGNAL CONNECTION D-END | 7333 | TEM | 1 | MC | 230 | 1
1PH81651HB031CA1 | SIMOTICS M COMPACT ASYNCHRONOUS MOTOR 400RPM, 13KW, 310NM, 36A, 300V 500RPM, 16KW, 306NM, 36A, 365V 600RPM, 19KW, 302NM, 35A, 420V FORCED VENTILATION; DIRECTION OF AIR FLOW DE --> NDE; DEGREE OF PROTECTION IP55 INCREMENT. ENCODER HTL 1024 S/R (ENCODER HTL1024S/R) DESIGN IM B35 (IM V15, IM V35) SHAFT WITH FITTED KEY FULL-KEY BALANCING BEARING: STANDARD WITH FIXED BEARING, VIBRATION SEVERITY GRADE S/A; SHAFT AND FLANGE ACCURACY: R TERMINAL BOX (ABOVE) CABLE ENTRY ON THE RIGHT SIGNAL CONNECTION D-END | 7723 | TEM | 1 | MC | 230 | 1
1PH81651HB032BA1 | SIMOTICS M COMPACT ASYNCHRONOUS MOTOR 400RPM, 13KW, 310NM, 36A, 300V 500RPM, 16KW, 306NM, 36A, 365V 600RPM, 19KW, 302NM, 35A, 420V FORCED VENTILATION; DIRECTION OF AIR FLOW DE --> NDE; DEGREE OF PROTECTION IP55 INCREMENT. ENCODER HTL 1024 S/R (ENCODER HTL1024S/R) DESIGN IM B35 (IM V15, IM V35) SHAFT WITH FITTED KEY HALF-KEY BALANCING BEARING: STANDARD WITH FIXED BEARING, VIBRATION SEVERITY GRADE R/A; SHAFT AND FLANGE ACCURACY: R TERMINAL BOX (ABOVE) CABLE ENTRY ON THE RIGHT SIGNAL CONNECTION D-END | 7528 | TEM | 1 | MC | 230 | 1
1PH81651HB100BA1 | SIMOTICS M COMPACT ASYNCHRONOUS MOTOR 400RPM, 13KW, 310NM, 36A, 300V 500RPM, 16KW, 306NM, 36A, 365V 600RPM, 19KW, 302NM, 35A, 420V FORCED VENTILATION; DIRECTION OF AIR FLOW NDE --> DE; DEGREE OF PROTECTION IP55 INCREMENT. ENCODER HTL 1024 S/R (ENCODER HTL1024S/R) DESIGN IM B3 (IM V5, IM V6) PLAIN SHAFT WITHOUT FITTED KEY; BEARING: STANDARD WITH FIXED BEARING, VIBRATION SEVERITY GRADE R/A; SHAFT AND FLANGE ACCURACY: R TERMINAL BOX (ABOVE) CABLE ENTRY ON THE RIGHT SIGNAL CONNECTION D-END | 6683 | TEM | 1 | MC | 230 | 1
1PH81651HB100BB1 | SIMOTICS M COMPACT ASYNCHRONOUS MOTOR 400RPM, 13KW, 310NM, 36A, 300V 500RPM, 16KW, 306NM, 36A, 365V 600RPM, 19KW, 302NM, 35A, 420V FORCED VENTILATION; DIRECTION OF AIR FLOW NDE --> DE; DEGREE OF PROTECTION IP55 INCREMENT. ENCODER HTL 1024 S/R (ENCODER HTL1024S/R) DESIGN IM B3 (IM V5, IM V6) PLAIN SHAFT WITHOUT FITTED KEY; BEARING: STANDARD WITH FIXED BEARING, VIBRATION SEVERITY GRADE R/A; SHAFT AND FLANGE ACCURACY: R TERMINAL BOX (ABOVE) CABLE ENTRY ON THE LEFT SIGNAL CONNECTION D-END | 6683 | TEM | 1 | MC | 230 | 1
1PH81651HB100BC1 | SIMOTICS M COMPACT ASYNCHRONOUS MOTOR 400RPM, 13KW, 310NM, 36A, 300V 500RPM, 16KW, 306NM, 36A, 365V 600RPM, 19KW, 302NM, 35A, 420V FORCED VENTILATION; DIRECTION OF AIR FLOW NDE --> DE; DEGREE OF PROTECTION IP55 INCREMENT. ENCODER HTL 1024 S/R (ENCODER HTL1024S/R) DESIGN IM B3 (IM V5, IM V6) PLAIN SHAFT WITHOUT FITTED KEY; BEARING: STANDARD WITH FIXED BEARING, VIBRATION SEVERITY GRADE R/A; SHAFT AND FLANGE ACCURACY: R TERMINAL BOX (ABOVE) CABLE ENTRY ON THE ND-END SIGNAL CONNECTION LEFT | 6683 | TEM | 1 | MC | 230 | 1
1PH81651HB100CA1 | SIMOTICS M COMPACT ASYNCHRONOUS MOTOR 400RPM, 13KW, 310NM, 36A, 300V 500RPM, 16KW, 306NM, 36A, 365V 600RPM, 19KW, 302NM, 35A, 420V FORCED VENTILATION; DIRECTION OF AIR FLOW NDE --> DE; DEGREE OF PROTECTION IP55 INCREMENT. ENCODER HTL 1024 S/R (ENCODER HTL1024S/R) DESIGN IM B3 (IM V5, IM V6) PLAIN SHAFT WITHOUT FITTED KEY; BEARING: STANDARD WITH FIXED BEARING, VIBRATION SEVERITY GRADE S/A; SHAFT AND FLANGE ACCURACY: R TERMINAL BOX (ABOVE) CABLE ENTRY ON THE RIGHT SIGNAL CONNECTION D-END | 6878 | TEM | 1 | MC | 230 | 1
1PH81651HB100CB1 | SIMOTICS M COMPACT ASYNCHRONOUS MOTOR 400RPM, 13KW, 310NM, 36A, 300V 500RPM, 16KW, 306NM, 36A, 365V 600RPM, 19KW, 302NM, 35A, 420V FORCED VENTILATION; DIRECTION OF AIR FLOW NDE --> DE; DEGREE OF PROTECTION IP55 INCREMENT. ENCODER HTL 1024 S/R (ENCODER HTL1024S/R) DESIGN IM B3 (IM V5, IM V6) PLAIN SHAFT WITHOUT FITTED KEY; BEARING: STANDARD WITH FIXED BEARING, VIBRATION SEVERITY GRADE S/A; SHAFT AND FLANGE ACCURACY: R TERMINAL BOX (ABOVE) CABLE ENTRY ON THE LEFT SIGNAL CONNECTION D-END | 6878 | TEM | 1 | MC | 230 | 1
1PH81651HB100CC1 | SIMOTICS M COMPACT ASYNCHRONOUS MOTOR 400RPM, 13KW, 310NM, 36A, 300V 500RPM, 16KW, 306NM, 36A, 365V 600RPM, 19KW, 302NM, 35A, 420V FORCED VENTILATION; DIRECTION OF AIR FLOW NDE --> DE; DEGREE OF PROTECTION IP55 INCREMENT. ENCODER HTL 1024 S/R (ENCODER HTL1024S/R) DESIGN IM B3 (IM V5, IM V6) PLAIN SHAFT WITHOUT FITTED KEY; BEARING: STANDARD WITH FIXED BEARING, VIBRATION SEVERITY GRADE S/A; SHAFT AND FLANGE ACCURACY: R TERMINAL BOX (ABOVE) CABLE ENTRY ON THE ND-END SIGNAL CONNECTION LEFT | 6878 | TEM | 1 | MC | 230 | 1
1PH81651HB101BA1 | SIMOTICS M COMPACT ASYNCHRONOUS MOTOR 400RPM, 13KW, 310NM, 36A, 300V 500RPM, 16KW, 306NM, 36A, 365V 600RPM, 19KW, 302NM, 35A, 420V FORCED VENTILATION; DIRECTION OF AIR FLOW NDE --> DE; DEGREE OF PROTECTION IP55 INCREMENT. ENCODER HTL 1024 S/R (ENCODER HTL1024S/R) DESIGN IM B3 (IM V5, IM V6) SHAFT WITH FITTED KEY FULL-KEY BALANCING BEARING: STANDARD WITH FIXED BEARING, VIBRATION SEVERITY GRADE R/A; SHAFT AND FLANGE ACCURACY: R TERMINAL BOX (ABOVE) CABLE ENTRY ON THE RIGHT SIGNAL CONNECTION D-END | 6878 | TEM | 1 | MC | 230 | 1
1PH81651HB102BA1 | SIMOTICS M COMPACT ASYNCHRONOUS MOTOR 400RPM, 13KW, 310NM, 36A, 300V 500RPM, 16KW, 306NM, 36A, 365V 600RPM, 19KW, 302NM, 35A, 420V FORCED VENTILATION; DIRECTION OF AIR FLOW NDE --> DE; DEGREE OF PROTECTION IP55 INCREMENT. ENCODER HTL 1024 S/R (ENCODER HTL1024S/R) DESIGN IM B3 (IM V5, IM V6) SHAFT WITH FITTED KEY HALF-KEY BALANCING BEARING: STANDARD WITH FIXED BEARING, VIBRATION SEVERITY GRADE R/A; SHAFT AND FLANGE ACCURACY: R TERMINAL BOX (ABOVE) CABLE ENTRY ON THE RIGHT SIGNAL CONNECTION D-END | 6878 | TEM | 1 | MC | 230 | 1
1PH81651HB102BB1 | SIMOTICS M COMPACT ASYNCHRONOUS MOTOR 400RPM, 13KW, 310NM, 36A, 300V 500RPM, 16KW, 306NM, 36A, 365V 600RPM, 19KW, 302NM, 35A, 420V FORCED VENTILATION; DIRECTION OF AIR FLOW NDE --> DE; DEGREE OF PROTECTION IP55 INCREMENT. ENCODER HTL 1024 S/R (ENCODER HTL1024S/R) DESIGN IM B3 (IM V5, IM V6) SHAFT WITH FITTED KEY HALF-KEY BALANCING BEARING: STANDARD WITH FIXED BEARING, VIBRATION SEVERITY GRADE R/A; SHAFT AND FLANGE ACCURACY: R TERMINAL BOX (ABOVE) CABLE ENTRY ON THE LEFT SIGNAL CONNECTION D-END | 6878 | TEM | 1 | MC | 230 | 1
1PH81651HB102BC1 | SIMOTICS M COMPACT ASYNCHRONOUS MOTOR 400RPM, 13KW, 310NM, 36A, 300V 500RPM, 16KW, 306NM, 36A, 365V 600RPM, 19KW, 302NM, 35A, 420V FORCED VENTILATION; DIRECTION OF AIR FLOW NDE --> DE; DEGREE OF PROTECTION IP55 INCREMENT. ENCODER HTL 1024 S/R (ENCODER HTL1024S/R) DESIGN IM B3 (IM V5, IM V6) SHAFT WITH FITTED KEY HALF-KEY BALANCING BEARING: STANDARD WITH FIXED BEARING, VIBRATION SEVERITY GRADE R/A; SHAFT AND FLANGE ACCURACY: R TERMINAL BOX (ABOVE) CABLE ENTRY ON THE ND-END SIGNAL CONNECTION LEFT | 6878 | TEM | 1 | MC | 230 | 1
1PH81651HB102CA1 | SIMOTICS M COMPACT ASYNCHRONOUS MOTOR 400RPM, 13KW, 310NM, 36A, 300V 500RPM, 16KW, 306NM, 36A, 365V 600RPM, 19KW, 302NM, 35A, 420V FORCED VENTILATION; DIRECTION OF AIR FLOW NDE --> DE; DEGREE OF PROTECTION IP55 INCREMENT. ENCODER HTL 1024 S/R (ENCODER HTL1024S/R) DESIGN IM B3 (IM V5, IM V6) SHAFT WITH FITTED KEY HALF-KEY BALANCING BEARING: STANDARD WITH FIXED BEARING, VIBRATION SEVERITY GRADE S/A; SHAFT AND FLANGE ACCURACY: R TERMINAL BOX (ABOVE) CABLE ENTRY ON THE RIGHT SIGNAL CONNECTION D-END | 7073 | TEM | 1 | MC | 230 | 1
1PH81651HB102CB1 | SIMOTICS M COMPACT ASYNCHRONOUS MOTOR 400RPM, 13KW, 310NM, 36A, 300V 500RPM, 16KW, 306NM, 36A, 365V 600RPM, 19KW, 302NM, 35A, 420V FORCED VENTILATION; DIRECTION OF AIR FLOW NDE --> DE; DEGREE OF PROTECTION IP55 INCREMENT. ENCODER HTL 1024 S/R (ENCODER HTL1024S/R) DESIGN IM B3 (IM V5, IM V6) SHAFT WITH FITTED KEY HALF-KEY BALANCING BEARING: STANDARD WITH FIXED BEARING, VIBRATION SEVERITY GRADE S/A; SHAFT AND FLANGE ACCURACY: R TERMINAL BOX (ABOVE) CABLE ENTRY ON THE LEFT SIGNAL CONNECTION D-END | 7073 | TEM | 1 | MC | 230 | 1
1PH81651HB102CC1 | SIMOTICS M COMPACT ASYNCHRONOUS MOTOR 400RPM, 13KW, 310NM, 36A, 300V 500RPM, 16KW, 306NM, 36A, 365V 600RPM, 19KW, 302NM, 35A, 420V FORCED VENTILATION; DIRECTION OF AIR FLOW NDE --> DE; DEGREE OF PROTECTION IP55 INCREMENT. ENCODER HTL 1024 S/R (ENCODER HTL1024S/R) DESIGN IM B3 (IM V5, IM V6) SHAFT WITH FITTED KEY HALF-KEY BALANCING BEARING: STANDARD WITH FIXED BEARING, VIBRATION SEVERITY GRADE S/A; SHAFT AND FLANGE ACCURACY: R TERMINAL BOX (ABOVE) CABLE ENTRY ON THE ND-END SIGNAL CONNECTION LEFT | 7073 | TEM | 1 | MC | 230 | 1
1PH81651HB120BA1 | SIMOTICS M COMPACT ASYNCHRONOUS MOTOR 400RPM, 13KW, 310NM, 36A, 300V 500RPM, 16KW, 306NM, 36A, 365V 600RPM, 19KW, 302NM, 35A, 420V FORCED VENTILATION; DIRECTION OF AIR FLOW NDE --> DE; DEGREE OF PROTECTION IP55 INCREMENT. ENCODER HTL 1024 S/R (ENCODER HTL1024S/R) DESIGN IM B5 (IMV 1,IM V3) PLAIN SHAFT WITHOUT FITTED KEY; BEARING: STANDARD WITH FIXED BEARING, VIBRATION SEVERITY GRADE R/A; SHAFT AND FLANGE ACCURACY: R TERMINAL BOX (ABOVE) CABLE ENTRY ON THE RIGHT SIGNAL CONNECTION D-END | 7333 | TEM | 1 | MC | 230 | 1
1PH81651HB120BB1 | SIMOTICS M COMPACT ASYNCHRONOUS MOTOR 400RPM, 13KW, 310NM, 36A, 300V 500RPM, 16KW, 306NM, 36A, 365V 600RPM, 19KW, 302NM, 35A, 420V FORCED VENTILATION; DIRECTION OF AIR FLOW NDE --> DE; DEGREE OF PROTECTION IP55 INCREMENT. ENCODER HTL 1024 S/R (ENCODER HTL1024S/R) DESIGN IM B5 (IMV 1,IM V3) PLAIN SHAFT WITHOUT FITTED KEY; BEARING: STANDARD WITH FIXED BEARING, VIBRATION SEVERITY GRADE R/A; SHAFT AND FLANGE ACCURACY: R TERMINAL BOX (ABOVE) CABLE ENTRY ON THE LEFT SIGNAL CONNECTION D-END | 7333 | TEM | 1 | MC | 230 | 1
1PH81651HB120BC1 | SIMOTICS M COMPACT ASYNCHRONOUS MOTOR 400RPM, 13KW, 310NM, 36A, 300V 500RPM, 16KW, 306NM, 36A, 365V 600RPM, 19KW, 302NM, 35A, 420V FORCED VENTILATION; DIRECTION OF AIR FLOW NDE --> DE; DEGREE OF PROTECTION IP55 INCREMENT. ENCODER HTL 1024 S/R (ENCODER HTL1024S/R) DESIGN IM B5 (IMV 1,IM V3) PLAIN SHAFT WITHOUT FITTED KEY; BEARING: STANDARD WITH FIXED BEARING, VIBRATION SEVERITY GRADE R/A; SHAFT AND FLANGE ACCURACY: R TERMINAL BOX (ABOVE) CABLE ENTRY ON THE ND-END SIGNAL CONNECTION LEFT | 7333 | TEM | 1 | MC | 230 | 1
1PH81651HB120CA1 | SIMOTICS M COMPACT ASYNCHRONOUS MOTOR 400RPM, 13KW, 310NM, 36A, 300V 500RPM, 16KW, 306NM, 36A, 365V 600RPM, 19KW, 302NM, 35A, 420V FORCED VENTILATION; DIRECTION OF AIR FLOW NDE --> DE; DEGREE OF PROTECTION IP55 INCREMENT. ENCODER HTL 1024 S/R (ENCODER HTL1024S/R) DESIGN IM B5 (IMV 1,IM V3) PLAIN SHAFT WITHOUT FITTED KEY; BEARING: STANDARD WITH FIXED BEARING, VIBRATION SEVERITY GRADE S/A; SHAFT AND FLANGE ACCURACY: R TERMINAL BOX (ABOVE) CABLE ENTRY ON THE RIGHT SIGNAL CONNECTION D-END | 7528 | TEM | 1 | MC | 230 | 1
1PH81651HB120CB1 | SIMOTICS M COMPACT ASYNCHRONOUS MOTOR 400RPM, 13KW, 310NM, 36A, 300V 500RPM, 16KW, 306NM, 36A, 365V 600RPM, 19KW, 302NM, 35A, 420V FORCED VENTILATION; DIRECTION OF AIR FLOW NDE --> DE; DEGREE OF PROTECTION IP55 INCREMENT. ENCODER HTL 1024 S/R (ENCODER HTL1024S/R) DESIGN IM B5 (IMV 1,IM V3) PLAIN SHAFT WITHOUT FITTED KEY; BEARING: STANDARD WITH FIXED BEARING, VIBRATION SEVERITY GRADE S/A; SHAFT AND FLANGE ACCURACY: R TERMINAL BOX (ABOVE) CABLE ENTRY ON THE LEFT SIGNAL CONNECTION D-END | 7528 | TEM | 1 | MC | 230 | 1
1PH81651HB120CC1 | SIMOTICS M COMPACT ASYNCHRONOUS MOTOR 400RPM, 13KW, 310NM, 36A, 300V 500RPM, 16KW, 306NM, 36A, 365V 600RPM, 19KW, 302NM, 35A, 420V FORCED VENTILATION; DIRECTION OF AIR FLOW NDE --> DE; DEGREE OF PROTECTION IP55 INCREMENT. ENCODER HTL 1024 S/R (ENCODER HTL1024S/R) DESIGN IM B5 (IMV 1,IM V3) PLAIN SHAFT WITHOUT FITTED KEY; BEARING: STANDARD WITH FIXED BEARING, VIBRATION SEVERITY GRADE S/A; SHAFT AND FLANGE ACCURACY: R TERMINAL BOX (ABOVE) CABLE ENTRY ON THE ND-END SIGNAL CONNECTION LEFT | 7528 | TEM | 1 | MC | 230 | 1
1PH81651HB122BA1 | SIMOTICS M COMPACT ASYNCHRONOUS MOTOR 400RPM, 13KW, 310NM, 36A, 300V 500RPM, 16KW, 306NM, 36A, 365V 600RPM, 19KW, 302NM, 35A, 420V FORCED VENTILATION; DIRECTION OF AIR FLOW NDE --> DE; DEGREE OF PROTECTION IP55 INCREMENT. ENCODER HTL 1024 S/R (ENCODER HTL1024S/R) DESIGN IM B5 (IMV 1,IM V3) SHAFT WITH FITTED KEY HALF-KEY BALANCING BEARING: STANDARD WITH FIXED BEARING, VIBRATION SEVERITY GRADE R/A; SHAFT AND FLANGE ACCURACY: R TERMINAL BOX (ABOVE) CABLE ENTRY ON THE RIGHT SIGNAL CONNECTION D-END | 7528 | TEM | 1 | MC | 230 | 1
1PH81651HB122BB1 | SIMOTICS M COMPACT ASYNCHRONOUS MOTOR 400RPM, 13KW, 310NM, 36A, 300V 500RPM, 16KW, 306NM, 36A, 365V 600RPM, 19KW, 302NM, 35A, 420V FORCED VENTILATION; DIRECTION OF AIR FLOW NDE --> DE; DEGREE OF PROTECTION IP55 INCREMENT. ENCODER HTL 1024 S/R (ENCODER HTL1024S/R) DESIGN IM B5 (IMV 1,IM V3) SHAFT WITH FITTED KEY HALF-KEY BALANCING BEARING: STANDARD WITH FIXED BEARING, VIBRATION SEVERITY GRADE R/A; SHAFT AND FLANGE ACCURACY: R TERMINAL BOX (ABOVE) CABLE ENTRY ON THE LEFT SIGNAL CONNECTION D-END | 7528 | TEM | 1 | MC | 230 | 1
1PH81651HB122BC1 | SIMOTICS M COMPACT ASYNCHRONOUS MOTOR 400RPM, 13KW, 310NM, 36A, 300V 500RPM, 16KW, 306NM, 36A, 365V 600RPM, 19KW, 302NM, 35A, 420V FORCED VENTILATION; DIRECTION OF AIR FLOW NDE --> DE; DEGREE OF PROTECTION IP55 INCREMENT. ENCODER HTL 1024 S/R (ENCODER HTL1024S/R) DESIGN IM B5 (IMV 1,IM V3) SHAFT WITH FITTED KEY HALF-KEY BALANCING BEARING: STANDARD WITH FIXED BEARING, VIBRATION SEVERITY GRADE R/A; SHAFT AND FLANGE ACCURACY: R TERMINAL BOX (ABOVE) CABLE ENTRY ON THE ND-END SIGNAL CONNECTION LEFT | 7528 | TEM | 1 | MC | 230 | 1
1PH81651HB122CA1 | SIMOTICS M COMPACT ASYNCHRONOUS MOTOR 400RPM, 13KW, 310NM, 36A, 300V 500RPM, 16KW, 306NM, 36A, 365V 600RPM, 19KW, 302NM, 35A, 420V FORCED VENTILATION; DIRECTION OF AIR FLOW NDE --> DE; DEGREE OF PROTECTION IP55 INCREMENT. ENCODER HTL 1024 S/R (ENCODER HTL1024S/R) DESIGN IM B5 (IMV 1,IM V3) SHAFT WITH FITTED KEY HALF-KEY BALANCING BEARING: STANDARD WITH FIXED BEARING, VIBRATION SEVERITY GRADE S/A; SHAFT AND FLANGE ACCURACY: R TERMINAL BOX (ABOVE) CABLE ENTRY ON THE RIGHT SIGNAL CONNECTION D-END | 7723 | TEM | 1 | MC | 230 | 1
1PH81651HB122CB1 | SIMOTICS M COMPACT ASYNCHRONOUS MOTOR 400RPM, 13KW, 310NM, 36A, 300V 500RPM, 16KW, 306NM, 36A, 365V 600RPM, 19KW, 302NM, 35A, 420V FORCED VENTILATION; DIRECTION OF AIR FLOW NDE --> DE; DEGREE OF PROTECTION IP55 INCREMENT. ENCODER HTL 1024 S/R (ENCODER HTL1024S/R) DESIGN IM B5 (IMV 1,IM V3) SHAFT WITH FITTED KEY HALF-KEY BALANCING BEARING: STANDARD WITH FIXED BEARING, VIBRATION SEVERITY GRADE S/A; SHAFT AND FLANGE ACCURACY: R TERMINAL BOX (ABOVE) CABLE ENTRY ON THE LEFT SIGNAL CONNECTION D-END | 7723 | TEM | 1 | MC | 230 | 1
1PH81651HB122CC1 | SIMOTICS M COMPACT ASYNCHRONOUS MOTOR 400RPM, 13KW, 310NM, 36A, 300V 500RPM, 16KW, 306NM, 36A, 365V 600RPM, 19KW, 302NM, 35A, 420V FORCED VENTILATION; DIRECTION OF AIR FLOW NDE --> DE; DEGREE OF PROTECTION IP55 INCREMENT. ENCODER HTL 1024 S/R (ENCODER HTL1024S/R) DESIGN IM B5 (IMV 1,IM V3) SHAFT WITH FITTED KEY HALF-KEY BALANCING BEARING: STANDARD WITH FIXED BEARING, VIBRATION SEVERITY GRADE S/A; SHAFT AND FLANGE ACCURACY: R TERMINAL BOX (ABOVE) CABLE ENTRY ON THE ND-END SIGNAL CONNECTION LEFT | 7723 | TEM | 1 | MC | 230 | 1
1PH81651HB130BA1 | SIMOTICS M COMPACT ASYNCHRONOUS MOTOR 400RPM, 13KW, 310NM, 36A, 300V 500RPM, 16KW, 306NM, 36A, 365V 600RPM, 19KW, 302NM, 35A, 420V FORCED VENTILATION; DIRECTION OF AIR FLOW NDE --> DE; DEGREE OF PROTECTION IP55 INCREMENT. ENCODER HTL 1024 S/R (ENCODER HTL1024S/R) DESIGN IM B35 (IM V15, IM V35) PLAIN SHAFT WITHOUT FITTED KEY; BEARING: STANDARD WITH FIXED BEARING, VIBRATION SEVERITY GRADE R/A; SHAFT AND FLANGE ACCURACY: R TERMINAL BOX (ABOVE) CABLE ENTRY ON THE RIGHT SIGNAL CONNECTION D-END | 7333 | TEM | 1 | MC | 230 | 1
1PH81651HB130BB1 | SIMOTICS M COMPACT ASYNCHRONOUS MOTOR 400RPM, 13KW, 310NM, 36A, 300V 500RPM, 16KW, 306NM, 36A, 365V 600RPM, 19KW, 302NM, 35A, 420V FORCED VENTILATION; DIRECTION OF AIR FLOW NDE --> DE; DEGREE OF PROTECTION IP55 INCREMENT. ENCODER HTL 1024 S/R (ENCODER HTL1024S/R) DESIGN IM B35 (IM V15, IM V35) PLAIN SHAFT WITHOUT FITTED KEY; BEARING: STANDARD WITH FIXED BEARING, VIBRATION SEVERITY GRADE R/A; SHAFT AND FLANGE ACCURACY: R TERMINAL BOX (ABOVE) CABLE ENTRY ON THE LEFT SIGNAL CONNECTION D-END | 7333 | TEM | 1 | MC | 230 | 1
1PH81651HB130BC1 | SIMOTICS M COMPACT ASYNCHRONOUS MOTOR 400RPM, 13KW, 310NM, 36A, 300V 500RPM, 16KW, 306NM, 36A, 365V 600RPM, 19KW, 302NM, 35A, 420V FORCED VENTILATION; DIRECTION OF AIR FLOW NDE --> DE; DEGREE OF PROTECTION IP55 INCREMENT. ENCODER HTL 1024 S/R (ENCODER HTL1024S/R) DESIGN IM B35 (IM V15, IM V35) PLAIN SHAFT WITHOUT FITTED KEY; BEARING: STANDARD WITH FIXED BEARING, VIBRATION SEVERITY GRADE R/A; SHAFT AND FLANGE ACCURACY: R TERMINAL BOX (ABOVE) CABLE ENTRY ON THE ND-END SIGNAL CONNECTION LEFT | 7333 | TEM | 1 | MC | 230 | 1
1PH81651HB130CA1 | SIMOTICS M COMPACT ASYNCHRONOUS MOTOR 400RPM, 13KW, 310NM, 36A, 300V 500RPM, 16KW, 306NM, 36A, 365V 600RPM, 19KW, 302NM, 35A, 420V FORCED VENTILATION; DIRECTION OF AIR FLOW NDE --> DE; DEGREE OF PROTECTION IP55 INCREMENT. ENCODER HTL 1024 S/R (ENCODER HTL1024S/R) DESIGN IM B35 (IM V15, IM V35) PLAIN SHAFT WITHOUT FITTED KEY; BEARING: STANDARD WITH FIXED BEARING, VIBRATION SEVERITY GRADE S/A; SHAFT AND FLANGE ACCURACY: R TERMINAL BOX (ABOVE) CABLE ENTRY ON THE RIGHT SIGNAL CONNECTION D-END | 7528 | TEM | 1 | MC | 230 | 1
1PH81651HB130CB1 | SIMOTICS M COMPACT ASYNCHRONOUS MOTOR 400RPM, 13KW, 310NM, 36A, 300V 500RPM, 16KW, 306NM, 36A, 365V 600RPM, 19KW, 302NM, 35A, 420V FORCED VENTILATION; DIRECTION OF AIR FLOW NDE --> DE; DEGREE OF PROTECTION IP55 INCREMENT. ENCODER HTL 1024 S/R (ENCODER HTL1024S/R) DESIGN IM B35 (IM V15, IM V35) PLAIN SHAFT WITHOUT FITTED KEY; BEARING: STANDARD WITH FIXED BEARING, VIBRATION SEVERITY GRADE S/A; SHAFT AND FLANGE ACCURACY: R TERMINAL BOX (ABOVE) CABLE ENTRY ON THE LEFT SIGNAL CONNECTION D-END | 7528 | TEM | 1 | MC | 230 | 1
1PH81651HB130CC1 | SIMOTICS M COMPACT ASYNCHRONOUS MOTOR 400RPM, 13KW, 310NM, 36A, 300V 500RPM, 16KW, 306NM, 36A, 365V 600RPM, 19KW, 302NM, 35A, 420V FORCED VENTILATION; DIRECTION OF AIR FLOW NDE --> DE; DEGREE OF PROTECTION IP55 INCREMENT. ENCODER HTL 1024 S/R (ENCODER HTL1024S/R) DESIGN IM B35 (IM V15, IM V35) PLAIN SHAFT WITHOUT FITTED KEY; BEARING: STANDARD WITH FIXED BEARING, VIBRATION SEVERITY GRADE S/A; SHAFT AND FLANGE ACCURACY: R TERMINAL BOX (ABOVE) CABLE ENTRY ON THE ND-END SIGNAL CONNECTION LEFT | 7528 | TEM | 1 | MC | 230 | 1
1PH81651HB132BA1 | SIMOTICS M COMPACT ASYNCHRONOUS MOTOR 400RPM, 13KW, 310NM, 36A, 300V 500RPM, 16KW, 306NM, 36A, 365V 600RPM, 19KW, 302NM, 35A, 420V FORCED VENTILATION; DIRECTION OF AIR FLOW NDE --> DE; DEGREE OF PROTECTION IP55 INCREMENT. ENCODER HTL 1024 S/R (ENCODER HTL1024S/R) DESIGN IM B35 (IM V15, IM V35) SHAFT WITH FITTED KEY HALF-KEY BALANCING BEARING: STANDARD WITH FIXED BEARING, VIBRATION SEVERITY GRADE R/A; SHAFT AND FLANGE ACCURACY: R TERMINAL BOX (ABOVE) CABLE ENTRY ON THE RIGHT SIGNAL CONNECTION D-END | 7528 | TEM | 1 | MC | 230 | 1
1PH81651HB132BB1 | SIMOTICS M COMPACT ASYNCHRONOUS MOTOR 400RPM, 13KW, 310NM, 36A, 300V 500RPM, 16KW, 306NM, 36A, 365V 600RPM, 19KW, 302NM, 35A, 420V FORCED VENTILATION; DIRECTION OF AIR FLOW NDE --> DE; DEGREE OF PROTECTION IP55 INCREMENT. ENCODER HTL 1024 S/R (ENCODER HTL1024S/R) DESIGN IM B35 (IM V15, IM V35) SHAFT WITH FITTED KEY HALF-KEY BALANCING BEARING: STANDARD WITH FIXED BEARING, VIBRATION SEVERITY GRADE R/A; SHAFT AND FLANGE ACCURACY: R TERMINAL BOX (ABOVE) CABLE ENTRY ON THE LEFT SIGNAL CONNECTION D-END | 7528 | TEM | 1 | MC | 230 | 1
1PH81651HB132BC1 | SIMOTICS M COMPACT ASYNCHRONOUS MOTOR 400RPM, 13KW, 310NM, 36A, 300V 500RPM, 16KW, 306NM, 36A, 365V 600RPM, 19KW, 302NM, 35A, 420V FORCED VENTILATION; DIRECTION OF AIR FLOW NDE --> DE; DEGREE OF PROTECTION IP55 INCREMENT. ENCODER HTL 1024 S/R (ENCODER HTL1024S/R) DESIGN IM B35 (IM V15, IM V35) SHAFT WITH FITTED KEY HALF-KEY BALANCING BEARING: STANDARD WITH FIXED BEARING, VIBRATION SEVERITY GRADE R/A; SHAFT AND FLANGE ACCURACY: R TERMINAL BOX (ABOVE) CABLE ENTRY ON THE ND-END SIGNAL CONNECTION LEFT | 7528 | TEM | 1 | MC | 230 | 1
1PH81651HB132CA1 | SIMOTICS M COMPACT ASYNCHRONOUS MOTOR 400RPM, 13KW, 310NM, 36A, 300V 500RPM, 16KW, 306NM, 36A, 365V 600RPM, 19KW, 302NM, 35A, 420V FORCED VENTILATION; DIRECTION OF AIR FLOW NDE --> DE; DEGREE OF PROTECTION IP55 INCREMENT. ENCODER HTL 1024 S/R (ENCODER HTL1024S/R) DESIGN IM B35 (IM V15, IM V35) SHAFT WITH FITTED KEY HALF-KEY BALANCING BEARING: STANDARD WITH FIXED BEARING, VIBRATION SEVERITY GRADE S/A; SHAFT AND FLANGE ACCURACY: R TERMINAL BOX (ABOVE) CABLE ENTRY ON THE RIGHT SIGNAL CONNECTION D-END | 7723 | TEM | 1 | MC | 230 | 1
1PH81651HB132CB1 | SIMOTICS M COMPACT ASYNCHRONOUS MOTOR 400RPM, 13KW, 310NM, 36A, 300V 500RPM, 16KW, 306NM, 36A, 365V 600RPM, 19KW, 302NM, 35A, 420V FORCED VENTILATION; DIRECTION OF AIR FLOW NDE --> DE; DEGREE OF PROTECTION IP55 INCREMENT. ENCODER HTL 1024 S/R (ENCODER HTL1024S/R) DESIGN IM B35 (IM V15, IM V35) SHAFT WITH FITTED KEY HALF-KEY BALANCING BEARING: STANDARD WITH FIXED BEARING, VIBRATION SEVERITY GRADE S/A; SHAFT AND FLANGE ACCURACY: R TERMINAL BOX (ABOVE) CABLE ENTRY ON THE LEFT SIGNAL CONNECTION D-END | 7723 | TEM | 1 | MC | 230 | 1
1PH81651HB132CC1 | SIMOTICS M COMPACT ASYNCHRONOUS MOTOR 400RPM, 13KW, 310NM, 36A, 300V 500RPM, 16KW, 306NM, 36A, 365V 600RPM, 19KW, 302NM, 35A, 420V FORCED VENTILATION; DIRECTION OF AIR FLOW NDE --> DE; DEGREE OF PROTECTION IP55 INCREMENT. ENCODER HTL 1024 S/R (ENCODER HTL1024S/R) DESIGN IM B35 (IM V15, IM V35) SHAFT WITH FITTED KEY HALF-KEY BALANCING BEARING: STANDARD WITH FIXED BEARING, VIBRATION SEVERITY GRADE S/A; SHAFT AND FLANGE ACCURACY: R TERMINAL BOX (ABOVE) CABLE ENTRY ON THE ND-END SIGNAL CONNECTION LEFT | 7723 | TEM | 1 | MC | 230 | 1
1PH81651HD000BA1 | SIMOTICS M COMPACT ASYNCHRONOUS MOTOR 1000RPM, 28KW, 267NM, 71A, 292V 1150RPM, 31KW, 257NM, 69A, 333V 1350RPM, 34KW, 241NM, 66A, 387V FORCED VENTILATION; DIRECTION OF AIR FLOW DE --> NDE; DEGREE OF PROTECTION IP55 INCREMENT. ENCODER HTL 1024 S/R (ENCODER HTL1024S/R) DESIGN IM B3 (IM V5, IM V6) PLAIN SHAFT WITHOUT FITTED KEY; BEARING: STANDARD WITH FIXED BEARING, VIBRATION SEVERITY GRADE R/A; SHAFT AND FLANGE ACCURACY: R TERMINAL BOX (ABOVE) CABLE ENTRY ON THE RIGHT SIGNAL CONNECTION D-END | 6683 | TEM | 1 | MC | 230 | 1
1PH81651HD001BA1 | SIMOTICS M COMPACT ASYNCHRONOUS MOTOR 1000RPM, 28KW, 267NM, 71A, 292V 1150RPM, 31KW, 257NM, 69A, 333V 1350RPM, 34KW, 241NM, 66A, 387V FORCED VENTILATION; DIRECTION OF AIR FLOW DE --> NDE; DEGREE OF PROTECTION IP55 INCREMENT. ENCODER HTL 1024 S/R (ENCODER HTL1024S/R) DESIGN IM B3 (IM V5, IM V6) SHAFT WITH FITTED KEY FULL-KEY BALANCING BEARING: STANDARD WITH FIXED BEARING, VIBRATION SEVERITY GRADE R/A; SHAFT AND FLANGE ACCURACY: R TERMINAL BOX (ABOVE) CABLE ENTRY ON THE RIGHT SIGNAL CONNECTION D-END | 6878 | TEM | 1 | MC | 230 | 1
1PH81651HD002BA1 | SIMOTICS M COMPACT ASYNCHRONOUS MOTOR 1000RPM, 28KW, 267NM, 71A, 292V 1150RPM, 31KW, 257NM, 69A, 333V 1350RPM, 34KW, 241NM, 66A, 387V FORCED VENTILATION; DIRECTION OF AIR FLOW DE --> NDE; DEGREE OF PROTECTION IP55 INCREMENT. ENCODER HTL 1024 S/R (ENCODER HTL1024S/R) DESIGN IM B3 (IM V5, IM V6) SHAFT WITH FITTED KEY HALF-KEY BALANCING BEARING: STANDARD WITH FIXED BEARING, VIBRATION SEVERITY GRADE R/A; SHAFT AND FLANGE ACCURACY: R TERMINAL BOX (ABOVE) CABLE ENTRY ON THE RIGHT SIGNAL CONNECTION D-END | 6878 | TEM | 1 | MC | 230 | 1
1PH81651HD002BB1 | SIMOTICS M COMPACT ASYNCHRONOUS MOTOR 1000RPM, 28KW, 267NM, 71A, 292V 1150RPM, 31KW, 257NM, 69A, 333V 1350RPM, 34KW, 241NM, 66A, 387V FORCED VENTILATION; DIRECTION OF AIR FLOW DE --> NDE; DEGREE OF PROTECTION IP55 INCREMENT. ENCODER HTL 1024 S/R (ENCODER HTL1024S/R) DESIGN IM B3 (IM V5, IM V6) SHAFT WITH FITTED KEY HALF-KEY BALANCING BEARING: STANDARD WITH FIXED BEARING, VIBRATION SEVERITY GRADE R/A; SHAFT AND FLANGE ACCURACY: R TERMINAL BOX (ABOVE) CABLE ENTRY ON THE LEFT SIGNAL CONNECTION D-END | 6878 | TEM | 1 | MC | 230 | 1
1PH81651HD002BC1 | SIMOTICS M COMPACT ASYNCHRONOUS MOTOR 1000RPM, 28KW, 267NM, 71A, 292V 1150RPM, 31KW, 257NM, 69A, 333V 1350RPM, 34KW, 241NM, 66A, 387V FORCED VENTILATION; DIRECTION OF AIR FLOW DE --> NDE; DEGREE OF PROTECTION IP55 INCREMENT. ENCODER HTL 1024 S/R (ENCODER HTL1024S/R) DESIGN IM B3 (IM V5, IM V6) SHAFT WITH FITTED KEY HALF-KEY BALANCING BEARING: STANDARD WITH FIXED BEARING, VIBRATION SEVERITY GRADE R/A; SHAFT AND FLANGE ACCURACY: R TERMINAL BOX (ABOVE) CABLE ENTRY ON THE ND-END SIGNAL CONNECTION LEFT | 6878 | TEM | 1 | MC | 230 | 1
1PH81651HD021BB1 | SIMOTICS M COMPACT ASYNCHRONOUS MOTOR 1000RPM, 28KW, 267NM, 71A, 292V 1150RPM, 31KW, 257NM, 69A, 333V 1350RPM, 34KW, 241NM, 66A, 387V FORCED VENTILATION; DIRECTION OF AIR FLOW DE --> NDE; DEGREE OF PROTECTION IP55 INCREMENT. ENCODER HTL 1024 S/R (ENCODER HTL1024S/R) DESIGN IM B5 (IMV 1,IM V3) SHAFT WITH FITTED KEY FULL-KEY BALANCING BEARING: STANDARD WITH FIXED BEARING, VIBRATION SEVERITY GRADE R/A; SHAFT AND FLANGE ACCURACY: R TERMINAL BOX (ABOVE) CABLE ENTRY ON THE LEFT SIGNAL CONNECTION D-END | 7528 | TEM | 1 | MC | 230 | 1
1PH81651HD022BA1 | SIMOTICS M COMPACT ASYNCHRONOUS MOTOR 1000RPM, 28KW, 267NM, 71A, 292V 1150RPM, 31KW, 257NM, 69A, 333V 1350RPM, 34KW, 241NM, 66A, 387V FORCED VENTILATION; DIRECTION OF AIR FLOW DE --> NDE; DEGREE OF PROTECTION IP55 INCREMENT. ENCODER HTL 1024 S/R (ENCODER HTL1024S/R) DESIGN IM B5 (IMV 1,IM V3) SHAFT WITH FITTED KEY HALF-KEY BALANCING BEARING: STANDARD WITH FIXED BEARING, VIBRATION SEVERITY GRADE R/A; SHAFT AND FLANGE ACCURACY: R TERMINAL BOX (ABOVE) CABLE ENTRY ON THE RIGHT SIGNAL CONNECTION D-END | 7528 | TEM | 1 | MC | 230 | 1
1PH81651HD022BB1 | SIMOTICS M COMPACT ASYNCHRONOUS MOTOR 1000RPM, 28KW, 267NM, 71A, 292V 1150RPM, 31KW, 257NM, 69A, 333V 1350RPM, 34KW, 241NM, 66A, 387V FORCED VENTILATION; DIRECTION OF AIR FLOW DE --> NDE; DEGREE OF PROTECTION IP55 INCREMENT. ENCODER HTL 1024 S/R (ENCODER HTL1024S/R) DESIGN IM B5 (IMV 1,IM V3) SHAFT WITH FITTED KEY HALF-KEY BALANCING BEARING: STANDARD WITH FIXED BEARING, VIBRATION SEVERITY GRADE R/A; SHAFT AND FLANGE ACCURACY: R TERMINAL BOX (ABOVE) CABLE ENTRY ON THE LEFT SIGNAL CONNECTION D-END | 7528 | TEM | 1 | MC | 230 | 1
1PH81651HD032BA1 | SIMOTICS M COMPACT ASYNCHRONOUS MOTOR 1000RPM, 28KW, 267NM, 71A, 292V 1150RPM, 31KW, 257NM, 69A, 333V 1350RPM, 34KW, 241NM, 66A, 387V FORCED VENTILATION; DIRECTION OF AIR FLOW DE --> NDE; DEGREE OF PROTECTION IP55 INCREMENT. ENCODER HTL 1024 S/R (ENCODER HTL1024S/R) DESIGN IM B35 (IM V15, IM V35) SHAFT WITH FITTED KEY HALF-KEY BALANCING BEARING: STANDARD WITH FIXED BEARING, VIBRATION SEVERITY GRADE R/A; SHAFT AND FLANGE ACCURACY: R TERMINAL BOX (ABOVE) CABLE ENTRY ON THE RIGHT SIGNAL CONNECTION D-END | 7528 | TEM | 1 | MC | 230 | 1
1PH81651HD100BA1 | SIMOTICS M COMPACT ASYNCHRONOUS MOTOR 1000RPM, 28KW, 267NM, 71A, 292V 1150RPM, 31KW, 257NM, 69A, 333V 1350RPM, 34KW, 241NM, 66A, 387V FORCED VENTILATION; DIRECTION OF AIR FLOW NDE --> DE; DEGREE OF PROTECTION IP55 INCREMENT. ENCODER HTL 1024 S/R (ENCODER HTL1024S/R) DESIGN IM B3 (IM V5, IM V6) PLAIN SHAFT WITHOUT FITTED KEY; BEARING: STANDARD WITH FIXED BEARING, VIBRATION SEVERITY GRADE R/A; SHAFT AND FLANGE ACCURACY: R TERMINAL BOX (ABOVE) CABLE ENTRY ON THE RIGHT SIGNAL CONNECTION D-END | 6683 | TEM | 1 | MC | 230 | 1
1PH81651HD100BB1 | SIMOTICS M COMPACT ASYNCHRONOUS MOTOR 1000RPM, 28KW, 267NM, 71A, 292V 1150RPM, 31KW, 257NM, 69A, 333V 1350RPM, 34KW, 241NM, 66A, 387V FORCED VENTILATION; DIRECTION OF AIR FLOW NDE --> DE; DEGREE OF PROTECTION IP55 INCREMENT. ENCODER HTL 1024 S/R (ENCODER HTL1024S/R) DESIGN IM B3 (IM V5, IM V6) PLAIN SHAFT WITHOUT FITTED KEY; BEARING: STANDARD WITH FIXED BEARING, VIBRATION SEVERITY GRADE R/A; SHAFT AND FLANGE ACCURACY: R TERMINAL BOX (ABOVE) CABLE ENTRY ON THE LEFT SIGNAL CONNECTION D-END | 6683 | TEM | 1 | MC | 230 | 1
1PH81651HD100BC1 | SIMOTICS M COMPACT ASYNCHRONOUS MOTOR 1000RPM, 28KW, 267NM, 71A, 292V 1150RPM, 31KW, 257NM, 69A, 333V 1350RPM, 34KW, 241NM, 66A, 387V FORCED VENTILATION; DIRECTION OF AIR FLOW NDE --> DE; DEGREE OF PROTECTION IP55 INCREMENT. ENCODER HTL 1024 S/R (ENCODER HTL1024S/R) DESIGN IM B3 (IM V5, IM V6) PLAIN SHAFT WITHOUT FITTED KEY; BEARING: STANDARD WITH FIXED BEARING, VIBRATION SEVERITY GRADE R/A; SHAFT AND FLANGE ACCURACY: R TERMINAL BOX (ABOVE) CABLE ENTRY ON THE ND-END SIGNAL CONNECTION LEFT | 6683 | TEM | 1 | MC | 230 | 1
1PH81651HD100CA1 | SIMOTICS M COMPACT ASYNCHRONOUS MOTOR 1000RPM, 28KW, 267NM, 71A, 292V 1150RPM, 31KW, 257NM, 69A, 333V 1350RPM, 34KW, 241NM, 66A, 387V FORCED VENTILATION; DIRECTION OF AIR FLOW NDE --> DE; DEGREE OF PROTECTION IP55 INCREMENT. ENCODER HTL 1024 S/R (ENCODER HTL1024S/R) DESIGN IM B3 (IM V5, IM V6) PLAIN SHAFT WITHOUT FITTED KEY; BEARING: STANDARD WITH FIXED BEARING, VIBRATION SEVERITY GRADE S/A; SHAFT AND FLANGE ACCURACY: R TERMINAL BOX (ABOVE) CABLE ENTRY ON THE RIGHT SIGNAL CONNECTION D-END | 6878 | TEM | 1 | MC | 230 | 1
1PH81651HD100CB1 | SIMOTICS M COMPACT ASYNCHRONOUS MOTOR 1000RPM, 28KW, 267NM, 71A, 292V 1150RPM, 31KW, 257NM, 69A, 333V 1350RPM, 34KW, 241NM, 66A, 387V FORCED VENTILATION; DIRECTION OF AIR FLOW NDE --> DE; DEGREE OF PROTECTION IP55 INCREMENT. ENCODER HTL 1024 S/R (ENCODER HTL1024S/R) DESIGN IM B3 (IM V5, IM V6) PLAIN SHAFT WITHOUT FITTED KEY; BEARING: STANDARD WITH FIXED BEARING, VIBRATION SEVERITY GRADE S/A; SHAFT AND FLANGE ACCURACY: R TERMINAL BOX (ABOVE) CABLE ENTRY ON THE LEFT SIGNAL CONNECTION D-END | 6878 | TEM | 1 | MC | 230 | 1
1PH81651HD100CC1 | SIMOTICS M COMPACT ASYNCHRONOUS MOTOR 1000RPM, 28KW, 267NM, 71A, 292V 1150RPM, 31KW, 257NM, 69A, 333V 1350RPM, 34KW, 241NM, 66A, 387V FORCED VENTILATION; DIRECTION OF AIR FLOW NDE --> DE; DEGREE OF PROTECTION IP55 INCREMENT. ENCODER HTL 1024 S/R (ENCODER HTL1024S/R) DESIGN IM B3 (IM V5, IM V6) PLAIN SHAFT WITHOUT FITTED KEY; BEARING: STANDARD WITH FIXED BEARING, VIBRATION SEVERITY GRADE S/A; SHAFT AND FLANGE ACCURACY: R TERMINAL BOX (ABOVE) CABLE ENTRY ON THE ND-END SIGNAL CONNECTION LEFT | 6878 | TEM | 1 | MC | 230 | 1
1PH81651HD101BC1 | SIMOTICS M COMPACT ASYNCHRONOUS MOTOR 1000RPM, 28KW, 267NM, 71A, 292V 1150RPM, 31KW, 257NM, 69A, 333V 1350RPM, 34KW, 241NM, 66A, 387V FORCED VENTILATION; DIRECTION OF AIR FLOW NDE --> DE; DEGREE OF PROTECTION IP55 INCREMENT. ENCODER HTL 1024 S/R (ENCODER HTL1024S/R) DESIGN IM B3 (IM V5, IM V6) SHAFT WITH FITTED KEY FULL-KEY BALANCING BEARING: STANDARD WITH FIXED BEARING, VIBRATION SEVERITY GRADE R/A; SHAFT AND FLANGE ACCURACY: R TERMINAL BOX (ABOVE) CABLE ENTRY ON THE ND-END SIGNAL CONNECTION LEFT | 6878 | TEM | 1 | MC | 230 | 1
1PH81651HD102BA1 | SIMOTICS M COMPACT ASYNCHRONOUS MOTOR 1000RPM, 28KW, 267NM, 71A, 292V 1150RPM, 31KW, 257NM, 69A, 333V 1350RPM, 34KW, 241NM, 66A, 387V FORCED VENTILATION; DIRECTION OF AIR FLOW NDE --> DE; DEGREE OF PROTECTION IP55 INCREMENT. ENCODER HTL 1024 S/R (ENCODER HTL1024S/R) DESIGN IM B3 (IM V5, IM V6) SHAFT WITH FITTED KEY HALF-KEY BALANCING BEARING: STANDARD WITH FIXED BEARING, VIBRATION SEVERITY GRADE R/A; SHAFT AND FLANGE ACCURACY: R TERMINAL BOX (ABOVE) CABLE ENTRY ON THE RIGHT SIGNAL CONNECTION D-END | 6878 | TEM | 1 | MC | 230 | 1
1PH81651HD102BB1 | SIMOTICS M COMPACT ASYNCHRONOUS MOTOR 1000RPM, 28KW, 267NM, 71A, 292V 1150RPM, 31KW, 257NM, 69A, 333V 1350RPM, 34KW, 241NM, 66A, 387V FORCED VENTILATION; DIRECTION OF AIR FLOW NDE --> DE; DEGREE OF PROTECTION IP55 INCREMENT. ENCODER HTL 1024 S/R (ENCODER HTL1024S/R) DESIGN IM B3 (IM V5, IM V6) SHAFT WITH FITTED KEY HALF-KEY BALANCING BEARING: STANDARD WITH FIXED BEARING, VIBRATION SEVERITY GRADE R/A; SHAFT AND FLANGE ACCURACY: R TERMINAL BOX (ABOVE) CABLE ENTRY ON THE LEFT SIGNAL CONNECTION D-END | 6878 | TEM | 1 | MC | 230 | 1
1PH81651HD102BC1 | SIMOTICS M COMPACT ASYNCHRONOUS MOTOR 1000RPM, 28KW, 267NM, 71A, 292V 1150RPM, 31KW, 257NM, 69A, 333V 1350RPM, 34KW, 241NM, 66A, 387V FORCED VENTILATION; DIRECTION OF AIR FLOW NDE --> DE; DEGREE OF PROTECTION IP55 INCREMENT. ENCODER HTL 1024 S/R (ENCODER HTL1024S/R) DESIGN IM B3 (IM V5, IM V6) SHAFT WITH FITTED KEY HALF-KEY BALANCING BEARING: STANDARD WITH FIXED BEARING, VIBRATION SEVERITY GRADE R/A; SHAFT AND FLANGE ACCURACY: R TERMINAL BOX (ABOVE) CABLE ENTRY ON THE ND-END SIGNAL CONNECTION LEFT | 6878 | TEM | 1 | MC | 230 | 1
1PH81651HD102CA1 | SIMOTICS M COMPACT ASYNCHRONOUS MOTOR 1000RPM, 28KW, 267NM, 71A, 292V 1150RPM, 31KW, 257NM, 69A, 333V 1350RPM, 34KW, 241NM, 66A, 387V FORCED VENTILATION; DIRECTION OF AIR FLOW NDE --> DE; DEGREE OF PROTECTION IP55 INCREMENT. ENCODER HTL 1024 S/R (ENCODER HTL1024S/R) DESIGN IM B3 (IM V5, IM V6) SHAFT WITH FITTED KEY HALF-KEY BALANCING BEARING: STANDARD WITH FIXED BEARING, VIBRATION SEVERITY GRADE S/A; SHAFT AND FLANGE ACCURACY: R TERMINAL BOX (ABOVE) CABLE ENTRY ON THE RIGHT SIGNAL CONNECTION D-END | 7073 | TEM | 1 | MC | 230 | 1
1PH81651HD102CB1 | SIMOTICS M COMPACT ASYNCHRONOUS MOTOR 1000RPM, 28KW, 267NM, 71A, 292V 1150RPM, 31KW, 257NM, 69A, 333V 1350RPM, 34KW, 241NM, 66A, 387V FORCED VENTILATION; DIRECTION OF AIR FLOW NDE --> DE; DEGREE OF PROTECTION IP55 INCREMENT. ENCODER HTL 1024 S/R (ENCODER HTL1024S/R) DESIGN IM B3 (IM V5, IM V6) SHAFT WITH FITTED KEY HALF-KEY BALANCING BEARING: STANDARD WITH FIXED BEARING, VIBRATION SEVERITY GRADE S/A; SHAFT AND FLANGE ACCURACY: R TERMINAL BOX (ABOVE) CABLE ENTRY ON THE LEFT SIGNAL CONNECTION D-END | 7073 | TEM | 1 | MC | 230 | 1
1PH81651HD102CC1 | SIMOTICS M COMPACT ASYNCHRONOUS MOTOR 1000RPM, 28KW, 267NM, 71A, 292V 1150RPM, 31KW, 257NM, 69A, 333V 1350RPM, 34KW, 241NM, 66A, 387V FORCED VENTILATION; DIRECTION OF AIR FLOW NDE --> DE; DEGREE OF PROTECTION IP55 INCREMENT. ENCODER HTL 1024 S/R (ENCODER HTL1024S/R) DESIGN IM B3 (IM V5, IM V6) SHAFT WITH FITTED KEY HALF-KEY BALANCING BEARING: STANDARD WITH FIXED BEARING, VIBRATION SEVERITY GRADE S/A; SHAFT AND FLANGE ACCURACY: R TERMINAL BOX (ABOVE) CABLE ENTRY ON THE ND-END SIGNAL CONNECTION LEFT | 7073 | TEM | 1 | MC | 230 | 1
1PH81651HD120BA1 | SIMOTICS M COMPACT ASYNCHRONOUS MOTOR 1000RPM, 28KW, 267NM, 71A, 292V 1150RPM, 31KW, 257NM, 69A, 333V 1350RPM, 34KW, 241NM, 66A, 387V FORCED VENTILATION; DIRECTION OF AIR FLOW NDE --> DE; DEGREE OF PROTECTION IP55 INCREMENT. ENCODER HTL 1024 S/R (ENCODER HTL1024S/R) DESIGN IM B5 (IMV 1,IM V3) PLAIN SHAFT WITHOUT FITTED KEY; BEARING: STANDARD WITH FIXED BEARING, VIBRATION SEVERITY GRADE R/A; SHAFT AND FLANGE ACCURACY: R TERMINAL BOX (ABOVE) CABLE ENTRY ON THE RIGHT SIGNAL CONNECTION D-END | 7333 | TEM | 1 | MC | 230 | 1
1PH81651HD120BB1 | SIMOTICS M COMPACT ASYNCHRONOUS MOTOR 1000RPM, 28KW, 267NM, 71A, 292V 1150RPM, 31KW, 257NM, 69A, 333V 1350RPM, 34KW, 241NM, 66A, 387V FORCED VENTILATION; DIRECTION OF AIR FLOW NDE --> DE; DEGREE OF PROTECTION IP55 INCREMENT. ENCODER HTL 1024 S/R (ENCODER HTL1024S/R) DESIGN IM B5 (IMV 1,IM V3) PLAIN SHAFT WITHOUT FITTED KEY; BEARING: STANDARD WITH FIXED BEARING, VIBRATION SEVERITY GRADE R/A; SHAFT AND FLANGE ACCURACY: R TERMINAL BOX (ABOVE) CABLE ENTRY ON THE LEFT SIGNAL CONNECTION D-END | 7333 | TEM | 1 | MC | 230 | 1
1PH81651HD120BC1 | SIMOTICS M COMPACT ASYNCHRONOUS MOTOR 1000RPM, 28KW, 267NM, 71A, 292V 1150RPM, 31KW, 257NM, 69A, 333V 1350RPM, 34KW, 241NM, 66A, 387V FORCED VENTILATION; DIRECTION OF AIR FLOW NDE --> DE; DEGREE OF PROTECTION IP55 INCREMENT. ENCODER HTL 1024 S/R (ENCODER HTL1024S/R) DESIGN IM B5 (IMV 1,IM V3) PLAIN SHAFT WITHOUT FITTED KEY; BEARING: STANDARD WITH FIXED BEARING, VIBRATION SEVERITY GRADE R/A; SHAFT AND FLANGE ACCURACY: R TERMINAL BOX (ABOVE) CABLE ENTRY ON THE ND-END SIGNAL CONNECTION LEFT | 7333 | TEM | 1 | MC | 230 | 1
1PH81651HD120CA1 | SIMOTICS M COMPACT ASYNCHRONOUS MOTOR 1000RPM, 28KW, 267NM, 71A, 292V 1150RPM, 31KW, 257NM, 69A, 333V 1350RPM, 34KW, 241NM, 66A, 387V FORCED VENTILATION; DIRECTION OF AIR FLOW NDE --> DE; DEGREE OF PROTECTION IP55 INCREMENT. ENCODER HTL 1024 S/R (ENCODER HTL1024S/R) DESIGN IM B5 (IMV 1,IM V3) PLAIN SHAFT WITHOUT FITTED KEY; BEARING: STANDARD WITH FIXED BEARING, VIBRATION SEVERITY GRADE S/A; SHAFT AND FLANGE ACCURACY: R TERMINAL BOX (ABOVE) CABLE ENTRY ON THE RIGHT SIGNAL CONNECTION D-END | 7528 | TEM | 1 | MC | 230 | 1
1PH81651HD120CB1 | SIMOTICS M COMPACT ASYNCHRONOUS MOTOR 1000RPM, 28KW, 267NM, 71A, 292V 1150RPM, 31KW, 257NM, 69A, 333V 1350RPM, 34KW, 241NM, 66A, 387V FORCED VENTILATION; DIRECTION OF AIR FLOW NDE --> DE; DEGREE OF PROTECTION IP55 INCREMENT. ENCODER HTL 1024 S/R (ENCODER HTL1024S/R) DESIGN IM B5 (IMV 1,IM V3) PLAIN SHAFT WITHOUT FITTED KEY; BEARING: STANDARD WITH FIXED BEARING, VIBRATION SEVERITY GRADE S/A; SHAFT AND FLANGE ACCURACY: R TERMINAL BOX (ABOVE) CABLE ENTRY ON THE LEFT SIGNAL CONNECTION D-END | 7528 | TEM | 1 | MC | 230 | 1
1PH81651HD120CC1 | SIMOTICS M COMPACT ASYNCHRONOUS MOTOR 1000RPM, 28KW, 267NM, 71A, 292V 1150RPM, 31KW, 257NM, 69A, 333V 1350RPM, 34KW, 241NM, 66A, 387V FORCED VENTILATION; DIRECTION OF AIR FLOW NDE --> DE; DEGREE OF PROTECTION IP55 INCREMENT. ENCODER HTL 1024 S/R (ENCODER HTL1024S/R) DESIGN IM B5 (IMV 1,IM V3) PLAIN SHAFT WITHOUT FITTED KEY; BEARING: STANDARD WITH FIXED BEARING, VIBRATION SEVERITY GRADE S/A; SHAFT AND FLANGE ACCURACY: R TERMINAL BOX (ABOVE) CABLE ENTRY ON THE ND-END SIGNAL CONNECTION LEFT | 7528 | TEM | 1 | MC | 230 | 1
1PH81651HD122BA1 | SIMOTICS M COMPACT ASYNCHRONOUS MOTOR 1000RPM, 28KW, 267NM, 71A, 292V 1150RPM, 31KW, 257NM, 69A, 333V 1350RPM, 34KW, 241NM, 66A, 387V FORCED VENTILATION; DIRECTION OF AIR FLOW NDE --> DE; DEGREE OF PROTECTION IP55 INCREMENT. ENCODER HTL 1024 S/R (ENCODER HTL1024S/R) DESIGN IM B5 (IMV 1,IM V3) SHAFT WITH FITTED KEY HALF-KEY BALANCING BEARING: STANDARD WITH FIXED BEARING, VIBRATION SEVERITY GRADE R/A; SHAFT AND FLANGE ACCURACY: R TERMINAL BOX (ABOVE) CABLE ENTRY ON THE RIGHT SIGNAL CONNECTION D-END | 7528 | TEM | 1 | MC | 230 | 1
1PH81651HD122BB1 | SIMOTICS M COMPACT ASYNCHRONOUS MOTOR 1000RPM, 28KW, 267NM, 71A, 292V 1150RPM, 31KW, 257NM, 69A, 333V 1350RPM, 34KW, 241NM, 66A, 387V FORCED VENTILATION; DIRECTION OF AIR FLOW NDE --> DE; DEGREE OF PROTECTION IP55 INCREMENT. ENCODER HTL 1024 S/R (ENCODER HTL1024S/R) DESIGN IM B5 (IMV 1,IM V3) SHAFT WITH FITTED KEY HALF-KEY BALANCING BEARING: STANDARD WITH FIXED BEARING, VIBRATION SEVERITY GRADE R/A; SHAFT AND FLANGE ACCURACY: R TERMINAL BOX (ABOVE) CABLE ENTRY ON THE LEFT SIGNAL CONNECTION D-END | 7528 | TEM | 1 | MC | 230 | 1
1PH81651HD122BC1 | SIMOTICS M COMPACT ASYNCHRONOUS MOTOR 1000RPM, 28KW, 267NM, 71A, 292V 1150RPM, 31KW, 257NM, 69A, 333V 1350RPM, 34KW, 241NM, 66A, 387V FORCED VENTILATION; DIRECTION OF AIR FLOW NDE --> DE; DEGREE OF PROTECTION IP55 INCREMENT. ENCODER HTL 1024 S/R (ENCODER HTL1024S/R) DESIGN IM B5 (IMV 1,IM V3) SHAFT WITH FITTED KEY HALF-KEY BALANCING BEARING: STANDARD WITH FIXED BEARING, VIBRATION SEVERITY GRADE R/A; SHAFT AND FLANGE ACCURACY: R TERMINAL BOX (ABOVE) CABLE ENTRY ON THE ND-END SIGNAL CONNECTION LEFT | 7528 | TEM | 1 | MC | 230 | 1
1PH81651HD122CA1 | SIMOTICS M COMPACT ASYNCHRONOUS MOTOR 1000RPM, 28KW, 267NM, 71A, 292V 1150RPM, 31KW, 257NM, 69A, 333V 1350RPM, 34KW, 241NM, 66A, 387V FORCED VENTILATION; DIRECTION OF AIR FLOW NDE --> DE; DEGREE OF PROTECTION IP55 INCREMENT. ENCODER HTL 1024 S/R (ENCODER HTL1024S/R) DESIGN IM B5 (IMV 1,IM V3) SHAFT WITH FITTED KEY HALF-KEY BALANCING BEARING: STANDARD WITH FIXED BEARING, VIBRATION SEVERITY GRADE S/A; SHAFT AND FLANGE ACCURACY: R TERMINAL BOX (ABOVE) CABLE ENTRY ON THE RIGHT SIGNAL CONNECTION D-END | 7723 | TEM | 1 | MC | 230 | 1
1PH81651HD122CB1 | SIMOTICS M COMPACT ASYNCHRONOUS MOTOR 1000RPM, 28KW, 267NM, 71A, 292V 1150RPM, 31KW, 257NM, 69A, 333V 1350RPM, 34KW, 241NM, 66A, 387V FORCED VENTILATION; DIRECTION OF AIR FLOW NDE --> DE; DEGREE OF PROTECTION IP55 INCREMENT. ENCODER HTL 1024 S/R (ENCODER HTL1024S/R) DESIGN IM B5 (IMV 1,IM V3) SHAFT WITH FITTED KEY HALF-KEY BALANCING BEARING: STANDARD WITH FIXED BEARING, VIBRATION SEVERITY GRADE S/A; SHAFT AND FLANGE ACCURACY: R TERMINAL BOX (ABOVE) CABLE ENTRY ON THE LEFT SIGNAL CONNECTION D-END | 7723 | TEM | 1 | MC | 230 | 1
1PH81651HD122CC1 | SIMOTICS M COMPACT ASYNCHRONOUS MOTOR 1000RPM, 28KW, 267NM, 71A, 292V 1150RPM, 31KW, 257NM, 69A, 333V 1350RPM, 34KW, 241NM, 66A, 387V FORCED VENTILATION; DIRECTION OF AIR FLOW NDE --> DE; DEGREE OF PROTECTION IP55 INCREMENT. ENCODER HTL 1024 S/R (ENCODER HTL1024S/R) DESIGN IM B5 (IMV 1,IM V3) SHAFT WITH FITTED KEY HALF-KEY BALANCING BEARING: STANDARD WITH FIXED BEARING, VIBRATION SEVERITY GRADE S/A; SHAFT AND FLANGE ACCURACY: R TERMINAL BOX (ABOVE) CABLE ENTRY ON THE ND-END SIGNAL CONNECTION LEFT | 7723 | TEM | 1 | MC | 230 | 1
1PH81651HD130BA1 | SIMOTICS M COMPACT ASYNCHRONOUS MOTOR 1000RPM, 28KW, 267NM, 71A, 292V 1150RPM, 31KW, 257NM, 69A, 333V 1350RPM, 34KW, 241NM, 66A, 387V FORCED VENTILATION; DIRECTION OF AIR FLOW NDE --> DE; DEGREE OF PROTECTION IP55 INCREMENT. ENCODER HTL 1024 S/R (ENCODER HTL1024S/R) DESIGN IM B35 (IM V15, IM V35) PLAIN SHAFT WITHOUT FITTED KEY; BEARING: STANDARD WITH FIXED BEARING, VIBRATION SEVERITY GRADE R/A; SHAFT AND FLANGE ACCURACY: R TERMINAL BOX (ABOVE) CABLE ENTRY ON THE RIGHT SIGNAL CONNECTION D-END | 7333 | TEM | 1 | MC | 230 | 1
1PH81651HD130BB1 | SIMOTICS M COMPACT ASYNCHRONOUS MOTOR 1000RPM, 28KW, 267NM, 71A, 292V 1150RPM, 31KW, 257NM, 69A, 333V 1350RPM, 34KW, 241NM, 66A, 387V FORCED VENTILATION; DIRECTION OF AIR FLOW NDE --> DE; DEGREE OF PROTECTION IP55 INCREMENT. ENCODER HTL 1024 S/R (ENCODER HTL1024S/R) DESIGN IM B35 (IM V15, IM V35) PLAIN SHAFT WITHOUT FITTED KEY; BEARING: STANDARD WITH FIXED BEARING, VIBRATION SEVERITY GRADE R/A; SHAFT AND FLANGE ACCURACY: R TERMINAL BOX (ABOVE) CABLE ENTRY ON THE LEFT SIGNAL CONNECTION D-END | 7333 | TEM | 1 | MC | 230 | 1
1PH81651HD130BC1 | SIMOTICS M COMPACT ASYNCHRONOUS MOTOR 1000RPM, 28KW, 267NM, 71A, 292V 1150RPM, 31KW, 257NM, 69A, 333V 1350RPM, 34KW, 241NM, 66A, 387V FORCED VENTILATION; DIRECTION OF AIR FLOW NDE --> DE; DEGREE OF PROTECTION IP55 INCREMENT. ENCODER HTL 1024 S/R (ENCODER HTL1024S/R) DESIGN IM B35 (IM V15, IM V35) PLAIN SHAFT WITHOUT FITTED KEY; BEARING: STANDARD WITH FIXED BEARING, VIBRATION SEVERITY GRADE R/A; SHAFT AND FLANGE ACCURACY: R TERMINAL BOX (ABOVE) CABLE ENTRY ON THE ND-END SIGNAL CONNECTION LEFT | 7333 | TEM | 1 | MC | 230 | 1
1PH81651HD130CA1 | SIMOTICS M COMPACT ASYNCHRONOUS MOTOR 1000RPM, 28KW, 267NM, 71A, 292V 1150RPM, 31KW, 257NM, 69A, 333V 1350RPM, 34KW, 241NM, 66A, 387V FORCED VENTILATION; DIRECTION OF AIR FLOW NDE --> DE; DEGREE OF PROTECTION IP55 INCREMENT. ENCODER HTL 1024 S/R (ENCODER HTL1024S/R) DESIGN IM B35 (IM V15, IM V35) PLAIN SHAFT WITHOUT FITTED KEY; BEARING: STANDARD WITH FIXED BEARING, VIBRATION SEVERITY GRADE S/A; SHAFT AND FLANGE ACCURACY: R TERMINAL BOX (ABOVE) CABLE ENTRY ON THE RIGHT SIGNAL CONNECTION D-END | 7528 | TEM | 1 | MC | 230 | 1
1PH81651HD130CB1 | SIMOTICS M COMPACT ASYNCHRONOUS MOTOR 1000RPM, 28KW, 267NM, 71A, 292V 1150RPM, 31KW, 257NM, 69A, 333V 1350RPM, 34KW, 241NM, 66A, 387V FORCED VENTILATION; DIRECTION OF AIR FLOW NDE --> DE; DEGREE OF PROTECTION IP55 INCREMENT. ENCODER HTL 1024 S/R (ENCODER HTL1024S/R) DESIGN IM B35 (IM V15, IM V35) PLAIN SHAFT WITHOUT FITTED KEY; BEARING: STANDARD WITH FIXED BEARING, VIBRATION SEVERITY GRADE S/A; SHAFT AND FLANGE ACCURACY: R TERMINAL BOX (ABOVE) CABLE ENTRY ON THE LEFT SIGNAL CONNECTION D-END | 7528 | TEM | 1 | MC | 230 | 1
1PH81651HD130CC1 | SIMOTICS M COMPACT ASYNCHRONOUS MOTOR 1000RPM, 28KW, 267NM, 71A, 292V 1150RPM, 31KW, 257NM, 69A, 333V 1350RPM, 34KW, 241NM, 66A, 387V FORCED VENTILATION; DIRECTION OF AIR FLOW NDE --> DE; DEGREE OF PROTECTION IP55 INCREMENT. ENCODER HTL 1024 S/R (ENCODER HTL1024S/R) DESIGN IM B35 (IM V15, IM V35) PLAIN SHAFT WITHOUT FITTED KEY; BEARING: STANDARD WITH FIXED BEARING, VIBRATION SEVERITY GRADE S/A; SHAFT AND FLANGE ACCURACY: R TERMINAL BOX (ABOVE) CABLE ENTRY ON THE ND-END SIGNAL CONNECTION LEFT | 7528 | TEM | 1 | MC | 230 | 1
1PH81651HD131BA1 | SIMOTICS M COMPACT ASYNCHRONOUS MOTOR 1000RPM, 28KW, 267NM, 71A, 292V 1150RPM, 31KW, 257NM, 69A, 333V 1350RPM, 34KW, 241NM, 66A, 387V FORCED VENTILATION; DIRECTION OF AIR FLOW NDE --> DE; DEGREE OF PROTECTION IP55 INCREMENT. ENCODER HTL 1024 S/R (ENCODER HTL1024S/R) DESIGN IM B35 (IM V15, IM V35) SHAFT WITH FITTED KEY FULL-KEY BALANCING BEARING: STANDARD WITH FIXED BEARING, VIBRATION SEVERITY GRADE R/A; SHAFT AND FLANGE ACCURACY: R TERMINAL BOX (ABOVE) CABLE ENTRY ON THE RIGHT SIGNAL CONNECTION D-END | 7528 | TEM | 1 | MC | 230 | 1
1PH81651HD132BA1 | SIMOTICS M COMPACT ASYNCHRONOUS MOTOR 1000RPM, 28KW, 267NM, 71A, 292V 1150RPM, 31KW, 257NM, 69A, 333V 1350RPM, 34KW, 241NM, 66A, 387V FORCED VENTILATION; DIRECTION OF AIR FLOW NDE --> DE; DEGREE OF PROTECTION IP55 INCREMENT. ENCODER HTL 1024 S/R (ENCODER HTL1024S/R) DESIGN IM B35 (IM V15, IM V35) SHAFT WITH FITTED KEY HALF-KEY BALANCING BEARING: STANDARD WITH FIXED BEARING, VIBRATION SEVERITY GRADE R/A; SHAFT AND FLANGE ACCURACY: R TERMINAL BOX (ABOVE) CABLE ENTRY ON THE RIGHT SIGNAL CONNECTION D-END | 7528 | TEM | 1 | MC | 230 | 1
1PH81651HD132BB1 | SIMOTICS M COMPACT ASYNCHRONOUS MOTOR 1000RPM, 28KW, 267NM, 71A, 292V 1150RPM, 31KW, 257NM, 69A, 333V 1350RPM, 34KW, 241NM, 66A, 387V FORCED VENTILATION; DIRECTION OF AIR FLOW NDE --> DE; DEGREE OF PROTECTION IP55 INCREMENT. ENCODER HTL 1024 S/R (ENCODER HTL1024S/R) DESIGN IM B35 (IM V15, IM V35) SHAFT WITH FITTED KEY HALF-KEY BALANCING BEARING: STANDARD WITH FIXED BEARING, VIBRATION SEVERITY GRADE R/A; SHAFT AND FLANGE ACCURACY: R TERMINAL BOX (ABOVE) CABLE ENTRY ON THE LEFT SIGNAL CONNECTION D-END | 7528 | TEM | 1 | MC | 230 | 1
1PH81651HD132BC1 | SIMOTICS M COMPACT ASYNCHRONOUS MOTOR 1000RPM, 28KW, 267NM, 71A, 292V 1150RPM, 31KW, 257NM, 69A, 333V 1350RPM, 34KW, 241NM, 66A, 387V FORCED VENTILATION; DIRECTION OF AIR FLOW NDE --> DE; DEGREE OF PROTECTION IP55 INCREMENT. ENCODER HTL 1024 S/R (ENCODER HTL1024S/R) DESIGN IM B35 (IM V15, IM V35) SHAFT WITH FITTED KEY HALF-KEY BALANCING BEARING: STANDARD WITH FIXED BEARING, VIBRATION SEVERITY GRADE R/A; SHAFT AND FLANGE ACCURACY: R TERMINAL BOX (ABOVE) CABLE ENTRY ON THE ND-END SIGNAL CONNECTION LEFT | 7528 | TEM | 1 | MC | 230 | 1
1PH81651HD132CA1 | SIMOTICS M COMPACT ASYNCHRONOUS MOTOR 1000RPM, 28KW, 267NM, 71A, 292V 1150RPM, 31KW, 257NM, 69A, 333V 1350RPM, 34KW, 241NM, 66A, 387V FORCED VENTILATION; DIRECTION OF AIR FLOW NDE --> DE; DEGREE OF PROTECTION IP55 INCREMENT. ENCODER HTL 1024 S/R (ENCODER HTL1024S/R) DESIGN IM B35 (IM V15, IM V35) SHAFT WITH FITTED KEY HALF-KEY BALANCING BEARING: STANDARD WITH FIXED BEARING, VIBRATION SEVERITY GRADE S/A; SHAFT AND FLANGE ACCURACY: R TERMINAL BOX (ABOVE) CABLE ENTRY ON THE RIGHT SIGNAL CONNECTION D-END | 7723 | TEM | 1 | MC | 230 | 1
1PH81651HD132CB1 | SIMOTICS M COMPACT ASYNCHRONOUS MOTOR 1000RPM, 28KW, 267NM, 71A, 292V 1150RPM, 31KW, 257NM, 69A, 333V 1350RPM, 34KW, 241NM, 66A, 387V FORCED VENTILATION; DIRECTION OF AIR FLOW NDE --> DE; DEGREE OF PROTECTION IP55 INCREMENT. ENCODER HTL 1024 S/R (ENCODER HTL1024S/R) DESIGN IM B35 (IM V15, IM V35) SHAFT WITH FITTED KEY HALF-KEY BALANCING BEARING: STANDARD WITH FIXED BEARING, VIBRATION SEVERITY GRADE S/A; SHAFT AND FLANGE ACCURACY: R TERMINAL BOX (ABOVE) CABLE ENTRY ON THE LEFT SIGNAL CONNECTION D-END | 7723 | TEM | 1 | MC | 230 | 1
1PH81651HD132CC1 | SIMOTICS M COMPACT ASYNCHRONOUS MOTOR 1000RPM, 28KW, 267NM, 71A, 292V 1150RPM, 31KW, 257NM, 69A, 333V 1350RPM, 34KW, 241NM, 66A, 387V FORCED VENTILATION; DIRECTION OF AIR FLOW NDE --> DE; DEGREE OF PROTECTION IP55 INCREMENT. ENCODER HTL 1024 S/R (ENCODER HTL1024S/R) DESIGN IM B35 (IM V15, IM V35) SHAFT WITH FITTED KEY HALF-KEY BALANCING BEARING: STANDARD WITH FIXED BEARING, VIBRATION SEVERITY GRADE S/A; SHAFT AND FLANGE ACCURACY: R TERMINAL BOX (ABOVE) CABLE ENTRY ON THE ND-END SIGNAL CONNECTION LEFT | 7723 | TEM | 1 | MC | 230 | 1
1PH81651HF000BA1 | SIMOTICS M COMPACT ASYNCHRONOUS MOTOR 1500RPM, 37KW, 236NM, 78A, 350V 1750RPM, 41KW, 224NM, 76A, 400V 2000RPM, 45KW, 215NM, 75A, 440V FORCED VENTILATION; DIRECTION OF AIR FLOW DE --> NDE; DEGREE OF PROTECTION IP55 INCREMENT. ENCODER HTL 1024 S/R (ENCODER HTL1024S/R) DESIGN IM B3 (IM V5, IM V6) PLAIN SHAFT WITHOUT FITTED KEY; BEARING: STANDARD WITH FIXED BEARING, VIBRATION SEVERITY GRADE R/A; SHAFT AND FLANGE ACCURACY: R TERMINAL BOX (ABOVE) CABLE ENTRY ON THE RIGHT SIGNAL CONNECTION D-END | 6683 | TEM | 1 | MC | 230 | 1
1PH81651HF000GB1 | SIMOTICS M COMPACT ASYNCHRONOUS MOTOR 1500RPM, 37KW, 236NM, 78A, 350V 1750RPM, 41KW, 224NM, 76A, 400V 2000RPM, 45KW, 215NM, 75A, 440V FORCED VENTILATION; DIRECTION OF AIR FLOW DE --> NDE; DEGREE OF PROTECTION IP55 INCREMENT. ENCODER HTL 1024 S/R (ENCODER HTL1024S/R) DESIGN IM B3 (IM V5, IM V6) PLAIN SHAFT WITHOUT FITTED KEY; BEARING: STANDARD, VIBRATION SEVERITY GRADE R/A; SHAFT AND FLANGE ACCURACY: R TERMINAL BOX (ABOVE) CABLE ENTRY ON THE LEFT SIGNAL CONNECTION D-END | 6398 | TEM | 1 | MC | 230 | 1
1PH81651HF001BA1 | SIMOTICS M COMPACT ASYNCHRONOUS MOTOR 1500RPM, 37KW, 236NM, 78A, 350V 1750RPM, 41KW, 224NM, 76A, 400V 2000RPM, 45KW, 215NM, 75A, 440V FORCED VENTILATION; DIRECTION OF AIR FLOW DE --> NDE; DEGREE OF PROTECTION IP55 INCREMENT. ENCODER HTL 1024 S/R (ENCODER HTL1024S/R) DESIGN IM B3 (IM V5, IM V6) SHAFT WITH FITTED KEY FULL-KEY BALANCING BEARING: STANDARD WITH FIXED BEARING, VIBRATION SEVERITY GRADE R/A; SHAFT AND FLANGE ACCURACY: R TERMINAL BOX (ABOVE) CABLE ENTRY ON THE RIGHT SIGNAL CONNECTION D-END | 6878 | TEM | 1 | MC | 230 | 1
1PH81651HF001BB1 | SIMOTICS M COMPACT ASYNCHRONOUS MOTOR 1500RPM, 37KW, 236NM, 78A, 350V 1750RPM, 41KW, 224NM, 76A, 400V 2000RPM, 45KW, 215NM, 75A, 440V FORCED VENTILATION; DIRECTION OF AIR FLOW DE --> NDE; DEGREE OF PROTECTION IP55 INCREMENT. ENCODER HTL 1024 S/R (ENCODER HTL1024S/R) DESIGN IM B3 (IM V5, IM V6) SHAFT WITH FITTED KEY FULL-KEY BALANCING BEARING: STANDARD WITH FIXED BEARING, VIBRATION SEVERITY GRADE R/A; SHAFT AND FLANGE ACCURACY: R TERMINAL BOX (ABOVE) CABLE ENTRY ON THE LEFT SIGNAL CONNECTION D-END | 6878 | TEM | 1 | MC | 230 | 1
1PH81651HF001BC1 | SIMOTICS M COMPACT ASYNCHRONOUS MOTOR 1500RPM, 37KW, 236NM, 78A, 350V 1750RPM, 41KW, 224NM, 76A, 400V 2000RPM, 45KW, 215NM, 75A, 440V FORCED VENTILATION; DIRECTION OF AIR FLOW DE --> NDE; DEGREE OF PROTECTION IP55 INCREMENT. ENCODER HTL 1024 S/R (ENCODER HTL1024S/R) DESIGN IM B3 (IM V5, IM V6) SHAFT WITH FITTED KEY FULL-KEY BALANCING BEARING: STANDARD WITH FIXED BEARING, VIBRATION SEVERITY GRADE R/A; SHAFT AND FLANGE ACCURACY: R TERMINAL BOX (ABOVE) CABLE ENTRY ON THE ND-END SIGNAL CONNECTION LEFT | 6878 | TEM | 1 | MC | 230 | 1
1PH81651HF002BA1 | SIMOTICS M COMPACT ASYNCHRONOUS MOTOR 1500RPM, 37KW, 236NM, 78A, 350V 1750RPM, 41KW, 224NM, 76A, 400V 2000RPM, 45KW, 215NM, 75A, 440V FORCED VENTILATION; DIRECTION OF AIR FLOW DE --> NDE; DEGREE OF PROTECTION IP55 INCREMENT. ENCODER HTL 1024 S/R (ENCODER HTL1024S/R) DESIGN IM B3 (IM V5, IM V6) SHAFT WITH FITTED KEY HALF-KEY BALANCING BEARING: STANDARD WITH FIXED BEARING, VIBRATION SEVERITY GRADE R/A; SHAFT AND FLANGE ACCURACY: R TERMINAL BOX (ABOVE) CABLE ENTRY ON THE RIGHT SIGNAL CONNECTION D-END | 6878 | TEM | 1 | MC | 230 | 1
1PH81651HF002BB1 | SIMOTICS M COMPACT ASYNCHRONOUS MOTOR 1500RPM, 37KW, 236NM, 78A, 350V 1750RPM, 41KW, 224NM, 76A, 400V 2000RPM, 45KW, 215NM, 75A, 440V FORCED VENTILATION; DIRECTION OF AIR FLOW DE --> NDE; DEGREE OF PROTECTION IP55 INCREMENT. ENCODER HTL 1024 S/R (ENCODER HTL1024S/R) DESIGN IM B3 (IM V5, IM V6) SHAFT WITH FITTED KEY HALF-KEY BALANCING BEARING: STANDARD WITH FIXED BEARING, VIBRATION SEVERITY GRADE R/A; SHAFT AND FLANGE ACCURACY: R TERMINAL BOX (ABOVE) CABLE ENTRY ON THE LEFT SIGNAL CONNECTION D-END | 6878 | TEM | 1 | MC | 230 | 1
1PH81651HF002FB1 | SIMOTICS M COMPACT ASYNCHRONOUS MOTOR 1500RPM, 37KW, 236NM, 78A, 350V 1750RPM, 41KW, 224NM, 76A, 400V 2000RPM, 45KW, 215NM, 75A, 440V FORCED VENTILATION; DIRECTION OF AIR FLOW DE --> NDE; DEGREE OF PROTECTION IP55 INCREMENT. ENCODER HTL 1024 S/R (ENCODER HTL1024S/R) DESIGN IM B3 (IM V5, IM V6) SHAFT WITH FITTED KEY HALF-KEY BALANCING BEARING: INCREASED RADIAL FORCES, VIBRATION SEVERITY GRADE R/A; SHAFT AND FLANGE ACCURACY: R TERMINAL BOX (ABOVE) CABLE ENTRY ON THE LEFT SIGNAL CONNECTION D-END | 7058 | TEM | 1 | MC | 230 | 1
1PH81651HF002GA1 | SIMOTICS M COMPACT ASYNCHRONOUS MOTOR 1500RPM, 37KW, 236NM, 78A, 350V 1750RPM, 41KW, 224NM, 76A, 400V 2000RPM, 45KW, 215NM, 75A, 440V FORCED VENTILATION; DIRECTION OF AIR FLOW DE --> NDE; DEGREE OF PROTECTION IP55 INCREMENT. ENCODER HTL 1024 S/R (ENCODER HTL1024S/R) DESIGN IM B3 (IM V5, IM V6) SHAFT WITH FITTED KEY HALF-KEY BALANCING BEARING: STANDARD, VIBRATION SEVERITY GRADE R/A; SHAFT AND FLANGE ACCURACY: R TERMINAL BOX (ABOVE) CABLE ENTRY ON THE RIGHT SIGNAL CONNECTION D-END | 6593 | TEM | 1 | MC | 230 | 1
1PH81651HF022BA1 | SIMOTICS M COMPACT ASYNCHRONOUS MOTOR 1500RPM, 37KW, 236NM, 78A, 350V 1750RPM, 41KW, 224NM, 76A, 400V 2000RPM, 45KW, 215NM, 75A, 440V FORCED VENTILATION; DIRECTION OF AIR FLOW DE --> NDE; DEGREE OF PROTECTION IP55 INCREMENT. ENCODER HTL 1024 S/R (ENCODER HTL1024S/R) DESIGN IM B5 (IMV 1,IM V3) SHAFT WITH FITTED KEY HALF-KEY BALANCING BEARING: STANDARD WITH FIXED BEARING, VIBRATION SEVERITY GRADE R/A; SHAFT AND FLANGE ACCURACY: R TERMINAL BOX (ABOVE) CABLE ENTRY ON THE RIGHT SIGNAL CONNECTION D-END | 7528 | TEM | 1 | MC | 230 | 1
1PH81651HF022BB1 | SIMOTICS M COMPACT ASYNCHRONOUS MOTOR 1500RPM, 37KW, 236NM, 78A, 350V 1750RPM, 41KW, 224NM, 76A, 400V 2000RPM, 45KW, 215NM, 75A, 440V FORCED VENTILATION; DIRECTION OF AIR FLOW DE --> NDE; DEGREE OF PROTECTION IP55 INCREMENT. ENCODER HTL 1024 S/R (ENCODER HTL1024S/R) DESIGN IM B5 (IMV 1,IM V3) SHAFT WITH FITTED KEY HALF-KEY BALANCING BEARING: STANDARD WITH FIXED BEARING, VIBRATION SEVERITY GRADE R/A; SHAFT AND FLANGE ACCURACY: R TERMINAL BOX (ABOVE) CABLE ENTRY ON THE LEFT SIGNAL CONNECTION D-END | 7528 | TEM | 1 | MC | 230 | 1
1PH81651HF030BA1 | SIMOTICS M COMPACT ASYNCHRONOUS MOTOR 1500RPM, 37KW, 236NM, 78A, 350V 1750RPM, 41KW, 224NM, 76A, 400V 2000RPM, 45KW, 215NM, 75A, 440V FORCED VENTILATION; DIRECTION OF AIR FLOW DE --> NDE; DEGREE OF PROTECTION IP55 INCREMENT. ENCODER HTL 1024 S/R (ENCODER HTL1024S/R) DESIGN IM B35 (IM V15, IM V35) PLAIN SHAFT WITHOUT FITTED KEY; BEARING: STANDARD WITH FIXED BEARING, VIBRATION SEVERITY GRADE R/A; SHAFT AND FLANGE ACCURACY: R TERMINAL BOX (ABOVE) CABLE ENTRY ON THE RIGHT SIGNAL CONNECTION D-END | 7333 | TEM | 1 | MC | 230 | 1
1PH81651HF030BB1 | SIMOTICS M COMPACT ASYNCHRONOUS MOTOR 1500RPM, 37KW, 236NM, 78A, 350V 1750RPM, 41KW, 224NM, 76A, 400V 2000RPM, 45KW, 215NM, 75A, 440V FORCED VENTILATION; DIRECTION OF AIR FLOW DE --> NDE; DEGREE OF PROTECTION IP55 INCREMENT. ENCODER HTL 1024 S/R (ENCODER HTL1024S/R) DESIGN IM B35 (IM V15, IM V35) PLAIN SHAFT WITHOUT FITTED KEY; BEARING: STANDARD WITH FIXED BEARING, VIBRATION SEVERITY GRADE R/A; SHAFT AND FLANGE ACCURACY: R TERMINAL BOX (ABOVE) CABLE ENTRY ON THE LEFT SIGNAL CONNECTION D-END | 7333 | TEM | 1 | MC | 230 | 1
1PH81651HF031BA1 | SIMOTICS M COMPACT ASYNCHRONOUS MOTOR 1500RPM, 37KW, 236NM, 78A, 350V 1750RPM, 41KW, 224NM, 76A, 400V 2000RPM, 45KW, 215NM, 75A, 440V FORCED VENTILATION; DIRECTION OF AIR FLOW DE --> NDE; DEGREE OF PROTECTION IP55 INCREMENT. ENCODER HTL 1024 S/R (ENCODER HTL1024S/R) DESIGN IM B35 (IM V15, IM V35) SHAFT WITH FITTED KEY FULL-KEY BALANCING BEARING: STANDARD WITH FIXED BEARING, VIBRATION SEVERITY GRADE R/A; SHAFT AND FLANGE ACCURACY: R TERMINAL BOX (ABOVE) CABLE ENTRY ON THE RIGHT SIGNAL CONNECTION D-END | 7528 | TEM | 1 | MC | 230 | 1
1PH81651HF031CA1 | SIMOTICS M COMPACT ASYNCHRONOUS MOTOR 1500RPM, 37KW, 236NM, 78A, 350V 1750RPM, 41KW, 224NM, 76A, 400V 2000RPM, 45KW, 215NM, 75A, 440V FORCED VENTILATION; DIRECTION OF AIR FLOW DE --> NDE; DEGREE OF PROTECTION IP55 INCREMENT. ENCODER HTL 1024 S/R (ENCODER HTL1024S/R) DESIGN IM B35 (IM V15, IM V35) SHAFT WITH FITTED KEY FULL-KEY BALANCING BEARING: STANDARD WITH FIXED BEARING, VIBRATION SEVERITY GRADE S/A; SHAFT AND FLANGE ACCURACY: R TERMINAL BOX (ABOVE) CABLE ENTRY ON THE RIGHT SIGNAL CONNECTION D-END | 7723 | TEM | 1 | MC | 230 | 1
1PH81651HF032BA1 | SIMOTICS M COMPACT ASYNCHRONOUS MOTOR 1500RPM, 37KW, 236NM, 78A, 350V 1750RPM, 41KW, 224NM, 76A, 400V 2000RPM, 45KW, 215NM, 75A, 440V FORCED VENTILATION; DIRECTION OF AIR FLOW DE --> NDE; DEGREE OF PROTECTION IP55 INCREMENT. ENCODER HTL 1024 S/R (ENCODER HTL1024S/R) DESIGN IM B35 (IM V15, IM V35) SHAFT WITH FITTED KEY HALF-KEY BALANCING BEARING: STANDARD WITH FIXED BEARING, VIBRATION SEVERITY GRADE R/A; SHAFT AND FLANGE ACCURACY: R TERMINAL BOX (ABOVE) CABLE ENTRY ON THE RIGHT SIGNAL CONNECTION D-END | 7528 | TEM | 1 | MC | 230 | 1
1PH81651HF032BC1 | SIMOTICS M COMPACT ASYNCHRONOUS MOTOR 1500RPM, 37KW, 236NM, 78A, 350V 1750RPM, 41KW, 224NM, 76A, 400V 2000RPM, 45KW, 215NM, 75A, 440V FORCED VENTILATION; DIRECTION OF AIR FLOW DE --> NDE; DEGREE OF PROTECTION IP55 INCREMENT. ENCODER HTL 1024 S/R (ENCODER HTL1024S/R) DESIGN IM B35 (IM V15, IM V35) SHAFT WITH FITTED KEY HALF-KEY BALANCING BEARING: STANDARD WITH FIXED BEARING, VIBRATION SEVERITY GRADE R/A; SHAFT AND FLANGE ACCURACY: R TERMINAL BOX (ABOVE) CABLE ENTRY ON THE ND-END SIGNAL CONNECTION LEFT | 7528 | TEM | 1 | MC | 230 | 1
1PH81651HF100BA1 | SIMOTICS M COMPACT ASYNCHRONOUS MOTOR 1500RPM, 37KW, 236NM, 78A, 350V 1750RPM, 41KW, 224NM, 76A, 400V 2000RPM, 45KW, 215NM, 75A, 440V FORCED VENTILATION; DIRECTION OF AIR FLOW NDE --> DE; DEGREE OF PROTECTION IP55 INCREMENT. ENCODER HTL 1024 S/R (ENCODER HTL1024S/R) DESIGN IM B3 (IM V5, IM V6) PLAIN SHAFT WITHOUT FITTED KEY; BEARING: STANDARD WITH FIXED BEARING, VIBRATION SEVERITY GRADE R/A; SHAFT AND FLANGE ACCURACY: R TERMINAL BOX (ABOVE) CABLE ENTRY ON THE RIGHT SIGNAL CONNECTION D-END | 6683 | TEM | 1 | MC | 230 | 1
1PH81651HF100BB1 | SIMOTICS M COMPACT ASYNCHRONOUS MOTOR 1500RPM, 37KW, 236NM, 78A, 350V 1750RPM, 41KW, 224NM, 76A, 400V 2000RPM, 45KW, 215NM, 75A, 440V FORCED VENTILATION; DIRECTION OF AIR FLOW NDE --> DE; DEGREE OF PROTECTION IP55 INCREMENT. ENCODER HTL 1024 S/R (ENCODER HTL1024S/R) DESIGN IM B3 (IM V5, IM V6) PLAIN SHAFT WITHOUT FITTED KEY; BEARING: STANDARD WITH FIXED BEARING, VIBRATION SEVERITY GRADE R/A; SHAFT AND FLANGE ACCURACY: R TERMINAL BOX (ABOVE) CABLE ENTRY ON THE LEFT SIGNAL CONNECTION D-END | 6683 | TEM | 1 | MC | 230 | 1
1PH81651HF100BC1 | SIMOTICS M COMPACT ASYNCHRONOUS MOTOR 1500RPM, 37KW, 236NM, 78A, 350V 1750RPM, 41KW, 224NM, 76A, 400V 2000RPM, 45KW, 215NM, 75A, 440V FORCED VENTILATION; DIRECTION OF AIR FLOW NDE --> DE; DEGREE OF PROTECTION IP55 INCREMENT. ENCODER HTL 1024 S/R (ENCODER HTL1024S/R) DESIGN IM B3 (IM V5, IM V6) PLAIN SHAFT WITHOUT FITTED KEY; BEARING: STANDARD WITH FIXED BEARING, VIBRATION SEVERITY GRADE R/A; SHAFT AND FLANGE ACCURACY: R TERMINAL BOX (ABOVE) CABLE ENTRY ON THE ND-END SIGNAL CONNECTION LEFT | 6683 | TEM | 1 | MC | 230 | 1
1PH81651HF100CA1 | SIMOTICS M COMPACT ASYNCHRONOUS MOTOR 1500RPM, 37KW, 236NM, 78A, 350V 1750RPM, 41KW, 224NM, 76A, 400V 2000RPM, 45KW, 215NM, 75A, 440V FORCED VENTILATION; DIRECTION OF AIR FLOW NDE --> DE; DEGREE OF PROTECTION IP55 INCREMENT. ENCODER HTL 1024 S/R (ENCODER HTL1024S/R) DESIGN IM B3 (IM V5, IM V6) PLAIN SHAFT WITHOUT FITTED KEY; BEARING: STANDARD WITH FIXED BEARING, VIBRATION SEVERITY GRADE S/A; SHAFT AND FLANGE ACCURACY: R TERMINAL BOX (ABOVE) CABLE ENTRY ON THE RIGHT SIGNAL CONNECTION D-END | 6878 | TEM | 1 | MC | 230 | 1
1PH81651HF100CB1 | SIMOTICS M COMPACT ASYNCHRONOUS MOTOR 1500RPM, 37KW, 236NM, 78A, 350V 1750RPM, 41KW, 224NM, 76A, 400V 2000RPM, 45KW, 215NM, 75A, 440V FORCED VENTILATION; DIRECTION OF AIR FLOW NDE --> DE; DEGREE OF PROTECTION IP55 INCREMENT. ENCODER HTL 1024 S/R (ENCODER HTL1024S/R) DESIGN IM B3 (IM V5, IM V6) PLAIN SHAFT WITHOUT FITTED KEY; BEARING: STANDARD WITH FIXED BEARING, VIBRATION SEVERITY GRADE S/A; SHAFT AND FLANGE ACCURACY: R TERMINAL BOX (ABOVE) CABLE ENTRY ON THE LEFT SIGNAL CONNECTION D-END | 6878 | TEM | 1 | MC | 230 | 1
1PH81651HF100CC1 | SIMOTICS M COMPACT ASYNCHRONOUS MOTOR 1500RPM, 37KW, 236NM, 78A, 350V 1750RPM, 41KW, 224NM, 76A, 400V 2000RPM, 45KW, 215NM, 75A, 440V FORCED VENTILATION; DIRECTION OF AIR FLOW NDE --> DE; DEGREE OF PROTECTION IP55 INCREMENT. ENCODER HTL 1024 S/R (ENCODER HTL1024S/R) DESIGN IM B3 (IM V5, IM V6) PLAIN SHAFT WITHOUT FITTED KEY; BEARING: STANDARD WITH FIXED BEARING, VIBRATION SEVERITY GRADE S/A; SHAFT AND FLANGE ACCURACY: R TERMINAL BOX (ABOVE) CABLE ENTRY ON THE ND-END SIGNAL CONNECTION LEFT | 6878 | TEM | 1 | MC | 230 | 1
1PH81651HF101BA1 | SIMOTICS M COMPACT ASYNCHRONOUS MOTOR 1500RPM, 37KW, 236NM, 78A, 350V 1750RPM, 41KW, 224NM, 76A, 400V 2000RPM, 45KW, 215NM, 75A, 440V FORCED VENTILATION; DIRECTION OF AIR FLOW NDE --> DE; DEGREE OF PROTECTION IP55 INCREMENT. ENCODER HTL 1024 S/R (ENCODER HTL1024S/R) DESIGN IM B3 (IM V5, IM V6) SHAFT WITH FITTED KEY FULL-KEY BALANCING BEARING: STANDARD WITH FIXED BEARING, VIBRATION SEVERITY GRADE R/A; SHAFT AND FLANGE ACCURACY: R TERMINAL BOX (ABOVE) CABLE ENTRY ON THE RIGHT SIGNAL CONNECTION D-END | 6878 | TEM | 1 | MC | 230 | 1
1PH81651HF101BC1 | SIMOTICS M COMPACT ASYNCHRONOUS MOTOR 1500RPM, 37KW, 236NM, 78A, 350V 1750RPM, 41KW, 224NM, 76A, 400V 2000RPM, 45KW, 215NM, 75A, 440V FORCED VENTILATION; DIRECTION OF AIR FLOW NDE --> DE; DEGREE OF PROTECTION IP55 INCREMENT. ENCODER HTL 1024 S/R (ENCODER HTL1024S/R) DESIGN IM B3 (IM V5, IM V6) SHAFT WITH FITTED KEY FULL-KEY BALANCING BEARING: STANDARD WITH FIXED BEARING, VIBRATION SEVERITY GRADE R/A; SHAFT AND FLANGE ACCURACY: R TERMINAL BOX (ABOVE) CABLE ENTRY ON THE ND-END SIGNAL CONNECTION LEFT | 6878 | TEM | 1 | MC | 230 | 1
1PH81651HF102BA1 | SIMOTICS M COMPACT ASYNCHRONOUS MOTOR 1500RPM, 37KW, 236NM, 78A, 350V 1750RPM, 41KW, 224NM, 76A, 400V 2000RPM, 45KW, 215NM, 75A, 440V FORCED VENTILATION; DIRECTION OF AIR FLOW NDE --> DE; DEGREE OF PROTECTION IP55 INCREMENT. ENCODER HTL 1024 S/R (ENCODER HTL1024S/R) DESIGN IM B3 (IM V5, IM V6) SHAFT WITH FITTED KEY HALF-KEY BALANCING BEARING: STANDARD WITH FIXED BEARING, VIBRATION SEVERITY GRADE R/A; SHAFT AND FLANGE ACCURACY: R TERMINAL BOX (ABOVE) CABLE ENTRY ON THE RIGHT SIGNAL CONNECTION D-END | 6878 | TEM | 1 | MC | 230 | 1
1PH81651HF102BB1 | SIMOTICS M COMPACT ASYNCHRONOUS MOTOR 1500RPM, 37KW, 236NM, 78A, 350V 1750RPM, 41KW, 224NM, 76A, 400V 2000RPM, 45KW, 215NM, 75A, 440V FORCED VENTILATION; DIRECTION OF AIR FLOW NDE --> DE; DEGREE OF PROTECTION IP55 INCREMENT. ENCODER HTL 1024 S/R (ENCODER HTL1024S/R) DESIGN IM B3 (IM V5, IM V6) SHAFT WITH FITTED KEY HALF-KEY BALANCING BEARING: STANDARD WITH FIXED BEARING, VIBRATION SEVERITY GRADE R/A; SHAFT AND FLANGE ACCURACY: R TERMINAL BOX (ABOVE) CABLE ENTRY ON THE LEFT SIGNAL CONNECTION D-END | 6878 | TEM | 1 | MC | 230 | 1
1PH81651HF102BC1 | SIMOTICS M COMPACT ASYNCHRONOUS MOTOR 1500RPM, 37KW, 236NM, 78A, 350V 1750RPM, 41KW, 224NM, 76A, 400V 2000RPM, 45KW, 215NM, 75A, 440V FORCED VENTILATION; DIRECTION OF AIR FLOW NDE --> DE; DEGREE OF PROTECTION IP55 INCREMENT. ENCODER HTL 1024 S/R (ENCODER HTL1024S/R) DESIGN IM B3 (IM V5, IM V6) SHAFT WITH FITTED KEY HALF-KEY BALANCING BEARING: STANDARD WITH FIXED BEARING, VIBRATION SEVERITY GRADE R/A; SHAFT AND FLANGE ACCURACY: R TERMINAL BOX (ABOVE) CABLE ENTRY ON THE ND-END SIGNAL CONNECTION LEFT | 6878 | TEM | 1 | MC | 230 | 1
1PH81651HF102CA1 | SIMOTICS M COMPACT ASYNCHRONOUS MOTOR 1500RPM, 37KW, 236NM, 78A, 350V 1750RPM, 41KW, 224NM, 76A, 400V 2000RPM, 45KW, 215NM, 75A, 440V FORCED VENTILATION; DIRECTION OF AIR FLOW NDE --> DE; DEGREE OF PROTECTION IP55 INCREMENT. ENCODER HTL 1024 S/R (ENCODER HTL1024S/R) DESIGN IM B3 (IM V5, IM V6) SHAFT WITH FITTED KEY HALF-KEY BALANCING BEARING: STANDARD WITH FIXED BEARING, VIBRATION SEVERITY GRADE S/A; SHAFT AND FLANGE ACCURACY: R TERMINAL BOX (ABOVE) CABLE ENTRY ON THE RIGHT SIGNAL CONNECTION D-END | 7073 | TEM | 1 | MC | 230 | 1
1PH81651HF102CB1 | SIMOTICS M COMPACT ASYNCHRONOUS MOTOR 1500RPM, 37KW, 236NM, 78A, 350V 1750RPM, 41KW, 224NM, 76A, 400V 2000RPM, 45KW, 215NM, 75A, 440V FORCED VENTILATION; DIRECTION OF AIR FLOW NDE --> DE; DEGREE OF PROTECTION IP55 INCREMENT. ENCODER HTL 1024 S/R (ENCODER HTL1024S/R) DESIGN IM B3 (IM V5, IM V6) SHAFT WITH FITTED KEY HALF-KEY BALANCING BEARING: STANDARD WITH FIXED BEARING, VIBRATION SEVERITY GRADE S/A; SHAFT AND FLANGE ACCURACY: R TERMINAL BOX (ABOVE) CABLE ENTRY ON THE LEFT SIGNAL CONNECTION D-END | 7073 | TEM | 1 | MC | 230 | 1
1PH81651HF102CC1 | SIMOTICS M COMPACT ASYNCHRONOUS MOTOR 1500RPM, 37KW, 236NM, 78A, 350V 1750RPM, 41KW, 224NM, 76A, 400V 2000RPM, 45KW, 215NM, 75A, 440V FORCED VENTILATION; DIRECTION OF AIR FLOW NDE --> DE; DEGREE OF PROTECTION IP55 INCREMENT. ENCODER HTL 1024 S/R (ENCODER HTL1024S/R) DESIGN IM B3 (IM V5, IM V6) SHAFT WITH FITTED KEY HALF-KEY BALANCING BEARING: STANDARD WITH FIXED BEARING, VIBRATION SEVERITY GRADE S/A; SHAFT AND FLANGE ACCURACY: R TERMINAL BOX (ABOVE) CABLE ENTRY ON THE ND-END SIGNAL CONNECTION LEFT | 7073 | TEM | 1 | MC | 230 | 1
1PH81651HF102DA1 | SIMOTICS M COMPACT ASYNCHRONOUS MOTOR 1500RPM, 37KW, 236NM, 78A, 350V 1750RPM, 41KW, 224NM, 76A, 400V 2000RPM, 45KW, 215NM, 75A, 440V FORCED VENTILATION; DIRECTION OF AIR FLOW NDE --> DE; DEGREE OF PROTECTION IP55 INCREMENT. ENCODER HTL 1024 S/R (ENCODER HTL1024S/R) DESIGN IM B3 (IM V5, IM V6) SHAFT WITH FITTED KEY HALF-KEY BALANCING BEARING: STANDARD WITH FIXED BEARING, VIBRATION SEVERITY GRADE SR/A; SHAFT AND FLANGE ACCURACY: R TERMINAL BOX (ABOVE) CABLE ENTRY ON THE RIGHT SIGNAL CONNECTION D-END | 7165 | TEM | 1 | MC | 230 | 1
1PH81651HF120BA1 | SIMOTICS M COMPACT ASYNCHRONOUS MOTOR 1500RPM, 37KW, 236NM, 78A, 350V 1750RPM, 41KW, 224NM, 76A, 400V 2000RPM, 45KW, 215NM, 75A, 440V FORCED VENTILATION; DIRECTION OF AIR FLOW NDE --> DE; DEGREE OF PROTECTION IP55 INCREMENT. ENCODER HTL 1024 S/R (ENCODER HTL1024S/R) DESIGN IM B5 (IMV 1,IM V3) PLAIN SHAFT WITHOUT FITTED KEY; BEARING: STANDARD WITH FIXED BEARING, VIBRATION SEVERITY GRADE R/A; SHAFT AND FLANGE ACCURACY: R TERMINAL BOX (ABOVE) CABLE ENTRY ON THE RIGHT SIGNAL CONNECTION D-END | 7333 | TEM | 1 | MC | 230 | 1
1PH81651HF120BB1 | SIMOTICS M COMPACT ASYNCHRONOUS MOTOR 1500RPM, 37KW, 236NM, 78A, 350V 1750RPM, 41KW, 224NM, 76A, 400V 2000RPM, 45KW, 215NM, 75A, 440V FORCED VENTILATION; DIRECTION OF AIR FLOW NDE --> DE; DEGREE OF PROTECTION IP55 INCREMENT. ENCODER HTL 1024 S/R (ENCODER HTL1024S/R) DESIGN IM B5 (IMV 1,IM V3) PLAIN SHAFT WITHOUT FITTED KEY; BEARING: STANDARD WITH FIXED BEARING, VIBRATION SEVERITY GRADE R/A; SHAFT AND FLANGE ACCURACY: R TERMINAL BOX (ABOVE) CABLE ENTRY ON THE LEFT SIGNAL CONNECTION D-END | 7333 | TEM | 1 | MC | 230 | 1
1PH81651HF120BC1 | SIMOTICS M COMPACT ASYNCHRONOUS MOTOR 1500RPM, 37KW, 236NM, 78A, 350V 1750RPM, 41KW, 224NM, 76A, 400V 2000RPM, 45KW, 215NM, 75A, 440V FORCED VENTILATION; DIRECTION OF AIR FLOW NDE --> DE; DEGREE OF PROTECTION IP55 INCREMENT. ENCODER HTL 1024 S/R (ENCODER HTL1024S/R) DESIGN IM B5 (IMV 1,IM V3) PLAIN SHAFT WITHOUT FITTED KEY; BEARING: STANDARD WITH FIXED BEARING, VIBRATION SEVERITY GRADE R/A; SHAFT AND FLANGE ACCURACY: R TERMINAL BOX (ABOVE) CABLE ENTRY ON THE ND-END SIGNAL CONNECTION LEFT | 7333 | TEM | 1 | MC | 230 | 1
1PH81651HF120CA1 | SIMOTICS M COMPACT ASYNCHRONOUS MOTOR 1500RPM, 37KW, 236NM, 78A, 350V 1750RPM, 41KW, 224NM, 76A, 400V 2000RPM, 45KW, 215NM, 75A, 440V FORCED VENTILATION; DIRECTION OF AIR FLOW NDE --> DE; DEGREE OF PROTECTION IP55 INCREMENT. ENCODER HTL 1024 S/R (ENCODER HTL1024S/R) DESIGN IM B5 (IMV 1,IM V3) PLAIN SHAFT WITHOUT FITTED KEY; BEARING: STANDARD WITH FIXED BEARING, VIBRATION SEVERITY GRADE S/A; SHAFT AND FLANGE ACCURACY: R TERMINAL BOX (ABOVE) CABLE ENTRY ON THE RIGHT SIGNAL CONNECTION D-END | 7528 | TEM | 1 | MC | 230 | 1
1PH81651HF120CB1 | SIMOTICS M COMPACT ASYNCHRONOUS MOTOR 1500RPM, 37KW, 236NM, 78A, 350V 1750RPM, 41KW, 224NM, 76A, 400V 2000RPM, 45KW, 215NM, 75A, 440V FORCED VENTILATION; DIRECTION OF AIR FLOW NDE --> DE; DEGREE OF PROTECTION IP55 INCREMENT. ENCODER HTL 1024 S/R (ENCODER HTL1024S/R) DESIGN IM B5 (IMV 1,IM V3) PLAIN SHAFT WITHOUT FITTED KEY; BEARING: STANDARD WITH FIXED BEARING, VIBRATION SEVERITY GRADE S/A; SHAFT AND FLANGE ACCURACY: R TERMINAL BOX (ABOVE) CABLE ENTRY ON THE LEFT SIGNAL CONNECTION D-END | 7528 | TEM | 1 | MC | 230 | 1
1PH81651HF120CC1 | SIMOTICS M COMPACT ASYNCHRONOUS MOTOR 1500RPM, 37KW, 236NM, 78A, 350V 1750RPM, 41KW, 224NM, 76A, 400V 2000RPM, 45KW, 215NM, 75A, 440V FORCED VENTILATION; DIRECTION OF AIR FLOW NDE --> DE; DEGREE OF PROTECTION IP55 INCREMENT. ENCODER HTL 1024 S/R (ENCODER HTL1024S/R) DESIGN IM B5 (IMV 1,IM V3) PLAIN SHAFT WITHOUT FITTED KEY; BEARING: STANDARD WITH FIXED BEARING, VIBRATION SEVERITY GRADE S/A; SHAFT AND FLANGE ACCURACY: R TERMINAL BOX (ABOVE) CABLE ENTRY ON THE ND-END SIGNAL CONNECTION LEFT | 7528 | TEM | 1 | MC | 230 | 1
1PH81651HF121BA1 | SIMOTICS M COMPACT ASYNCHRONOUS MOTOR 1500RPM, 37KW, 236NM, 78A, 350V 1750RPM, 41KW, 224NM, 76A, 400V 2000RPM, 45KW, 215NM, 75A, 440V FORCED VENTILATION; DIRECTION OF AIR FLOW NDE --> DE; DEGREE OF PROTECTION IP55 INCREMENT. ENCODER HTL 1024 S/R (ENCODER HTL1024S/R) DESIGN IM B5 (IMV 1,IM V3) SHAFT WITH FITTED KEY FULL-KEY BALANCING BEARING: STANDARD WITH FIXED BEARING, VIBRATION SEVERITY GRADE R/A; SHAFT AND FLANGE ACCURACY: R TERMINAL BOX (ABOVE) CABLE ENTRY ON THE RIGHT SIGNAL CONNECTION D-END | 7528 | TEM | 1 | MC | 230 | 1
1PH81651HF122BA1 | SIMOTICS M COMPACT ASYNCHRONOUS MOTOR 1500RPM, 37KW, 236NM, 78A, 350V 1750RPM, 41KW, 224NM, 76A, 400V 2000RPM, 45KW, 215NM, 75A, 440V FORCED VENTILATION; DIRECTION OF AIR FLOW NDE --> DE; DEGREE OF PROTECTION IP55 INCREMENT. ENCODER HTL 1024 S/R (ENCODER HTL1024S/R) DESIGN IM B5 (IMV 1,IM V3) SHAFT WITH FITTED KEY HALF-KEY BALANCING BEARING: STANDARD WITH FIXED BEARING, VIBRATION SEVERITY GRADE R/A; SHAFT AND FLANGE ACCURACY: R TERMINAL BOX (ABOVE) CABLE ENTRY ON THE RIGHT SIGNAL CONNECTION D-END | 7528 | TEM | 1 | MC | 230 | 1
1PH81651HF122BB1 | SIMOTICS M COMPACT ASYNCHRONOUS MOTOR 1500RPM, 37KW, 236NM, 78A, 350V 1750RPM, 41KW, 224NM, 76A, 400V 2000RPM, 45KW, 215NM, 75A, 440V FORCED VENTILATION; DIRECTION OF AIR FLOW NDE --> DE; DEGREE OF PROTECTION IP55 INCREMENT. ENCODER HTL 1024 S/R (ENCODER HTL1024S/R) DESIGN IM B5 (IMV 1,IM V3) SHAFT WITH FITTED KEY HALF-KEY BALANCING BEARING: STANDARD WITH FIXED BEARING, VIBRATION SEVERITY GRADE R/A; SHAFT AND FLANGE ACCURACY: R TERMINAL BOX (ABOVE) CABLE ENTRY ON THE LEFT SIGNAL CONNECTION D-END | 7528 | TEM | 1 | MC | 230 | 1
1PH81651HF122BC1 | SIMOTICS M COMPACT ASYNCHRONOUS MOTOR 1500RPM, 37KW, 236NM, 78A, 350V 1750RPM, 41KW, 224NM, 76A, 400V 2000RPM, 45KW, 215NM, 75A, 440V FORCED VENTILATION; DIRECTION OF AIR FLOW NDE --> DE; DEGREE OF PROTECTION IP55 INCREMENT. ENCODER HTL 1024 S/R (ENCODER HTL1024S/R) DESIGN IM B5 (IMV 1,IM V3) SHAFT WITH FITTED KEY HALF-KEY BALANCING BEARING: STANDARD WITH FIXED BEARING, VIBRATION SEVERITY GRADE R/A; SHAFT AND FLANGE ACCURACY: R TERMINAL BOX (ABOVE) CABLE ENTRY ON THE ND-END SIGNAL CONNECTION LEFT | 7528 | TEM | 1 | MC | 230 | 1
1PH81651HF122CA1 | SIMOTICS M COMPACT ASYNCHRONOUS MOTOR 1500RPM, 37KW, 236NM, 78A, 350V 1750RPM, 41KW, 224NM, 76A, 400V 2000RPM, 45KW, 215NM, 75A, 440V FORCED VENTILATION; DIRECTION OF AIR FLOW NDE --> DE; DEGREE OF PROTECTION IP55 INCREMENT. ENCODER HTL 1024 S/R (ENCODER HTL1024S/R) DESIGN IM B5 (IMV 1,IM V3) SHAFT WITH FITTED KEY HALF-KEY BALANCING BEARING: STANDARD WITH FIXED BEARING, VIBRATION SEVERITY GRADE S/A; SHAFT AND FLANGE ACCURACY: R TERMINAL BOX (ABOVE) CABLE ENTRY ON THE RIGHT SIGNAL CONNECTION D-END | 7723 | TEM | 1 | MC | 230 | 1
1PH81651HF122CB1 | SIMOTICS M COMPACT ASYNCHRONOUS MOTOR 1500RPM, 37KW, 236NM, 78A, 350V 1750RPM, 41KW, 224NM, 76A, 400V 2000RPM, 45KW, 215NM, 75A, 440V FORCED VENTILATION; DIRECTION OF AIR FLOW NDE --> DE; DEGREE OF PROTECTION IP55 INCREMENT. ENCODER HTL 1024 S/R (ENCODER HTL1024S/R) DESIGN IM B5 (IMV 1,IM V3) SHAFT WITH FITTED KEY HALF-KEY BALANCING BEARING: STANDARD WITH FIXED BEARING, VIBRATION SEVERITY GRADE S/A; SHAFT AND FLANGE ACCURACY: R TERMINAL BOX (ABOVE) CABLE ENTRY ON THE LEFT SIGNAL CONNECTION D-END | 7723 | TEM | 1 | MC | 230 | 1
1PH81651HF122CC1 | SIMOTICS M COMPACT ASYNCHRONOUS MOTOR 1500RPM, 37KW, 236NM, 78A, 350V 1750RPM, 41KW, 224NM, 76A, 400V 2000RPM, 45KW, 215NM, 75A, 440V FORCED VENTILATION; DIRECTION OF AIR FLOW NDE --> DE; DEGREE OF PROTECTION IP55 INCREMENT. ENCODER HTL 1024 S/R (ENCODER HTL1024S/R) DESIGN IM B5 (IMV 1,IM V3) SHAFT WITH FITTED KEY HALF-KEY BALANCING BEARING: STANDARD WITH FIXED BEARING, VIBRATION SEVERITY GRADE S/A; SHAFT AND FLANGE ACCURACY: R TERMINAL BOX (ABOVE) CABLE ENTRY ON THE ND-END SIGNAL CONNECTION LEFT | 7723 | TEM | 1 | MC | 230 | 1
1PH81651HF130BA1 | SIMOTICS M COMPACT ASYNCHRONOUS MOTOR 1500RPM, 37KW, 236NM, 78A, 350V 1750RPM, 41KW, 224NM, 76A, 400V 2000RPM, 45KW, 215NM, 75A, 440V FORCED VENTILATION; DIRECTION OF AIR FLOW NDE --> DE; DEGREE OF PROTECTION IP55 INCREMENT. ENCODER HTL 1024 S/R (ENCODER HTL1024S/R) DESIGN IM B35 (IM V15, IM V35) PLAIN SHAFT WITHOUT FITTED KEY; BEARING: STANDARD WITH FIXED BEARING, VIBRATION SEVERITY GRADE R/A; SHAFT AND FLANGE ACCURACY: R TERMINAL BOX (ABOVE) CABLE ENTRY ON THE RIGHT SIGNAL CONNECTION D-END | 7333 | TEM | 1 | MC | 230 | 1
1PH81651HF130BB1 | SIMOTICS M COMPACT ASYNCHRONOUS MOTOR 1500RPM, 37KW, 236NM, 78A, 350V 1750RPM, 41KW, 224NM, 76A, 400V 2000RPM, 45KW, 215NM, 75A, 440V FORCED VENTILATION; DIRECTION OF AIR FLOW NDE --> DE; DEGREE OF PROTECTION IP55 INCREMENT. ENCODER HTL 1024 S/R (ENCODER HTL1024S/R) DESIGN IM B35 (IM V15, IM V35) PLAIN SHAFT WITHOUT FITTED KEY; BEARING: STANDARD WITH FIXED BEARING, VIBRATION SEVERITY GRADE R/A; SHAFT AND FLANGE ACCURACY: R TERMINAL BOX (ABOVE) CABLE ENTRY ON THE LEFT SIGNAL CONNECTION D-END | 7333 | TEM | 1 | MC | 230 | 1
1PH81651HF130BC1 | SIMOTICS M COMPACT ASYNCHRONOUS MOTOR 1500RPM, 37KW, 236NM, 78A, 350V 1750RPM, 41KW, 224NM, 76A, 400V 2000RPM, 45KW, 215NM, 75A, 440V FORCED VENTILATION; DIRECTION OF AIR FLOW NDE --> DE; DEGREE OF PROTECTION IP55 INCREMENT. ENCODER HTL 1024 S/R (ENCODER HTL1024S/R) DESIGN IM B35 (IM V15, IM V35) PLAIN SHAFT WITHOUT FITTED KEY; BEARING: STANDARD WITH FIXED BEARING, VIBRATION SEVERITY GRADE R/A; SHAFT AND FLANGE ACCURACY: R TERMINAL BOX (ABOVE) CABLE ENTRY ON THE ND-END SIGNAL CONNECTION LEFT | 7333 | TEM | 1 | MC | 230 | 1
1PH81651HF130CA1 | SIMOTICS M COMPACT ASYNCHRONOUS MOTOR 1500RPM, 37KW, 236NM, 78A, 350V 1750RPM, 41KW, 224NM, 76A, 400V 2000RPM, 45KW, 215NM, 75A, 440V FORCED VENTILATION; DIRECTION OF AIR FLOW NDE --> DE; DEGREE OF PROTECTION IP55 INCREMENT. ENCODER HTL 1024 S/R (ENCODER HTL1024S/R) DESIGN IM B35 (IM V15, IM V35) PLAIN SHAFT WITHOUT FITTED KEY; BEARING: STANDARD WITH FIXED BEARING, VIBRATION SEVERITY GRADE S/A; SHAFT AND FLANGE ACCURACY: R TERMINAL BOX (ABOVE) CABLE ENTRY ON THE RIGHT SIGNAL CONNECTION D-END | 7528 | TEM | 1 | MC | 230 | 1
1PH81651HF130CB1 | SIMOTICS M COMPACT ASYNCHRONOUS MOTOR 1500RPM, 37KW, 236NM, 78A, 350V 1750RPM, 41KW, 224NM, 76A, 400V 2000RPM, 45KW, 215NM, 75A, 440V FORCED VENTILATION; DIRECTION OF AIR FLOW NDE --> DE; DEGREE OF PROTECTION IP55 INCREMENT. ENCODER HTL 1024 S/R (ENCODER HTL1024S/R) DESIGN IM B35 (IM V15, IM V35) PLAIN SHAFT WITHOUT FITTED KEY; BEARING: STANDARD WITH FIXED BEARING, VIBRATION SEVERITY GRADE S/A; SHAFT AND FLANGE ACCURACY: R TERMINAL BOX (ABOVE) CABLE ENTRY ON THE LEFT SIGNAL CONNECTION D-END | 7528 | TEM | 1 | MC | 230 | 1
1PH81651HF130CC1 | SIMOTICS M COMPACT ASYNCHRONOUS MOTOR 1500RPM, 37KW, 236NM, 78A, 350V 1750RPM, 41KW, 224NM, 76A, 400V 2000RPM, 45KW, 215NM, 75A, 440V FORCED VENTILATION; DIRECTION OF AIR FLOW NDE --> DE; DEGREE OF PROTECTION IP55 INCREMENT. ENCODER HTL 1024 S/R (ENCODER HTL1024S/R) DESIGN IM B35 (IM V15, IM V35) PLAIN SHAFT WITHOUT FITTED KEY; BEARING: STANDARD WITH FIXED BEARING, VIBRATION SEVERITY GRADE S/A; SHAFT AND FLANGE ACCURACY: R TERMINAL BOX (ABOVE) CABLE ENTRY ON THE ND-END SIGNAL CONNECTION LEFT | 7528 | TEM | 1 | MC | 230 | 1
1PH81651HF132BA1 | SIMOTICS M COMPACT ASYNCHRONOUS MOTOR 1500RPM, 37KW, 236NM, 78A, 350V 1750RPM, 41KW, 224NM, 76A, 400V 2000RPM, 45KW, 215NM, 75A, 440V FORCED VENTILATION; DIRECTION OF AIR FLOW NDE --> DE; DEGREE OF PROTECTION IP55 INCREMENT. ENCODER HTL 1024 S/R (ENCODER HTL1024S/R) DESIGN IM B35 (IM V15, IM V35) SHAFT WITH FITTED KEY HALF-KEY BALANCING BEARING: STANDARD WITH FIXED BEARING, VIBRATION SEVERITY GRADE R/A; SHAFT AND FLANGE ACCURACY: R TERMINAL BOX (ABOVE) CABLE ENTRY ON THE RIGHT SIGNAL CONNECTION D-END | 7528 | TEM | 1 | MC | 230 | 1
1PH81651HF132BB1 | SIMOTICS M COMPACT ASYNCHRONOUS MOTOR 1500RPM, 37KW, 236NM, 78A, 350V 1750RPM, 41KW, 224NM, 76A, 400V 2000RPM, 45KW, 215NM, 75A, 440V FORCED VENTILATION; DIRECTION OF AIR FLOW NDE --> DE; DEGREE OF PROTECTION IP55 INCREMENT. ENCODER HTL 1024 S/R (ENCODER HTL1024S/R) DESIGN IM B35 (IM V15, IM V35) SHAFT WITH FITTED KEY HALF-KEY BALANCING BEARING: STANDARD WITH FIXED BEARING, VIBRATION SEVERITY GRADE R/A; SHAFT AND FLANGE ACCURACY: R TERMINAL BOX (ABOVE) CABLE ENTRY ON THE LEFT SIGNAL CONNECTION D-END | 7528 | TEM | 1 | MC | 230 | 1
1PH81651HF132BC1 | SIMOTICS M COMPACT ASYNCHRONOUS MOTOR 1500RPM, 37KW, 236NM, 78A, 350V 1750RPM, 41KW, 224NM, 76A, 400V 2000RPM, 45KW, 215NM, 75A, 440V FORCED VENTILATION; DIRECTION OF AIR FLOW NDE --> DE; DEGREE OF PROTECTION IP55 INCREMENT. ENCODER HTL 1024 S/R (ENCODER HTL1024S/R) DESIGN IM B35 (IM V15, IM V35) SHAFT WITH FITTED KEY HALF-KEY BALANCING BEARING: STANDARD WITH FIXED BEARING, VIBRATION SEVERITY GRADE R/A; SHAFT AND FLANGE ACCURACY: R TERMINAL BOX (ABOVE) CABLE ENTRY ON THE ND-END SIGNAL CONNECTION LEFT | 7528 | TEM | 1 | MC | 230 | 1
1PH81651HF132CA1 | SIMOTICS M COMPACT ASYNCHRONOUS MOTOR 1500RPM, 37KW, 236NM, 78A, 350V 1750RPM, 41KW, 224NM, 76A, 400V 2000RPM, 45KW, 215NM, 75A, 440V FORCED VENTILATION; DIRECTION OF AIR FLOW NDE --> DE; DEGREE OF PROTECTION IP55 INCREMENT. ENCODER HTL 1024 S/R (ENCODER HTL1024S/R) DESIGN IM B35 (IM V15, IM V35) SHAFT WITH FITTED KEY HALF-KEY BALANCING BEARING: STANDARD WITH FIXED BEARING, VIBRATION SEVERITY GRADE S/A; SHAFT AND FLANGE ACCURACY: R TERMINAL BOX (ABOVE) CABLE ENTRY ON THE RIGHT SIGNAL CONNECTION D-END | 7723 | TEM | 1 | MC | 230 | 1
1PH81651HF132CB1 | SIMOTICS M COMPACT ASYNCHRONOUS MOTOR 1500RPM, 37KW, 236NM, 78A, 350V 1750RPM, 41KW, 224NM, 76A, 400V 2000RPM, 45KW, 215NM, 75A, 440V FORCED VENTILATION; DIRECTION OF AIR FLOW NDE --> DE; DEGREE OF PROTECTION IP55 INCREMENT. ENCODER HTL 1024 S/R (ENCODER HTL1024S/R) DESIGN IM B35 (IM V15, IM V35) SHAFT WITH FITTED KEY HALF-KEY BALANCING BEARING: STANDARD WITH FIXED BEARING, VIBRATION SEVERITY GRADE S/A; SHAFT AND FLANGE ACCURACY: R TERMINAL BOX (ABOVE) CABLE ENTRY ON THE LEFT SIGNAL CONNECTION D-END | 7723 | TEM | 1 | MC | 230 | 1
1PH81651HF132CC1 | SIMOTICS M COMPACT ASYNCHRONOUS MOTOR 1500RPM, 37KW, 236NM, 78A, 350V 1750RPM, 41KW, 224NM, 76A, 400V 2000RPM, 45KW, 215NM, 75A, 440V FORCED VENTILATION; DIRECTION OF AIR FLOW NDE --> DE; DEGREE OF PROTECTION IP55 INCREMENT. ENCODER HTL 1024 S/R (ENCODER HTL1024S/R) DESIGN IM B35 (IM V15, IM V35) SHAFT WITH FITTED KEY HALF-KEY BALANCING BEARING: STANDARD WITH FIXED BEARING, VIBRATION SEVERITY GRADE S/A; SHAFT AND FLANGE ACCURACY: R TERMINAL BOX (ABOVE) CABLE ENTRY ON THE ND-END SIGNAL CONNECTION LEFT | 7723 | TEM | 1 | MC | 230 | 1
1PH81651HF200BA1 | SIMOTICS M COMPACT ASYNCHRONOUS MOTOR 1500RPM, 46KW, 293NM,104A, 330V 1750RPM, 53KW, 289NM,104A, 374V 2000RPM, 60KW, 287NM,103A, 426V WATER COOLING DEGREE OF PROTECTION IP65 INCREMENT. ENCODER HTL 1024 S/R (ENCODER HTL1024S/R) DESIGN IM B3 (IM V5, IM V6) PLAIN SHAFT WITHOUT FITTED KEY; BEARING: STANDARD WITH FIXED BEARING, VIBRATION SEVERITY GRADE R/A; SHAFT AND FLANGE ACCURACY: R TERMINAL BOX (ABOVE) CABLE ENTRY ON THE RIGHT SIGNAL CONNECTION D-END | 9064 | TEM | 1 | MC | 264 | 1
1PH81651HF200BB1 | SIMOTICS M COMPACT ASYNCHRONOUS MOTOR 1500RPM, 46KW, 293NM,104A, 330V 1750RPM, 53KW, 289NM,104A, 374V 2000RPM, 60KW, 287NM,103A, 426V WATER COOLING DEGREE OF PROTECTION IP65 INCREMENT. ENCODER HTL 1024 S/R (ENCODER HTL1024S/R) DESIGN IM B3 (IM V5, IM V6) PLAIN SHAFT WITHOUT FITTED KEY; BEARING: STANDARD WITH FIXED BEARING, VIBRATION SEVERITY GRADE R/A; SHAFT AND FLANGE ACCURACY: R TERMINAL BOX (ABOVE) CABLE ENTRY ON THE LEFT SIGNAL CONNECTION D-END | 9064 | TEM | 1 | MC | 264 | 1
1PH81651HF200BC1 | SIMOTICS M COMPACT ASYNCHRONOUS MOTOR 1500RPM, 46KW, 293NM,104A, 330V 1750RPM, 53KW, 289NM,104A, 374V 2000RPM, 60KW, 287NM,103A, 426V WATER COOLING DEGREE OF PROTECTION IP65 INCREMENT. ENCODER HTL 1024 S/R (ENCODER HTL1024S/R) DESIGN IM B3 (IM V5, IM V6) PLAIN SHAFT WITHOUT FITTED KEY; BEARING: STANDARD WITH FIXED BEARING, VIBRATION SEVERITY GRADE R/A; SHAFT AND FLANGE ACCURACY: R TERMINAL BOX (ABOVE) CABLE ENTRY ON THE ND-END SIGNAL CONNECTION LEFT | 9064 | TEM | 1 | MC | 264 | 1
1PH81651HF200CA1 | SIMOTICS M COMPACT ASYNCHRONOUS MOTOR 1500RPM, 46KW, 293NM,104A, 330V 1750RPM, 53KW, 289NM,104A, 374V 2000RPM, 60KW, 287NM,103A, 426V WATER COOLING DEGREE OF PROTECTION IP65 INCREMENT. ENCODER HTL 1024 S/R (ENCODER HTL1024S/R) DESIGN IM B3 (IM V5, IM V6) PLAIN SHAFT WITHOUT FITTED KEY; BEARING: STANDARD WITH FIXED BEARING, VIBRATION SEVERITY GRADE S/A; SHAFT AND FLANGE ACCURACY: R TERMINAL BOX (ABOVE) CABLE ENTRY ON THE RIGHT SIGNAL CONNECTION D-END | 9259 | TEM | 1 | MC | 264 | 1
1PH81651HF200CB1 | SIMOTICS M COMPACT ASYNCHRONOUS MOTOR 1500RPM, 46KW, 293NM,104A, 330V 1750RPM, 53KW, 289NM,104A, 374V 2000RPM, 60KW, 287NM,103A, 426V WATER COOLING DEGREE OF PROTECTION IP65 INCREMENT. ENCODER HTL 1024 S/R (ENCODER HTL1024S/R) DESIGN IM B3 (IM V5, IM V6) PLAIN SHAFT WITHOUT FITTED KEY; BEARING: STANDARD WITH FIXED BEARING, VIBRATION SEVERITY GRADE S/A; SHAFT AND FLANGE ACCURACY: R TERMINAL BOX (ABOVE) CABLE ENTRY ON THE LEFT SIGNAL CONNECTION D-END | 9259 | TEM | 1 | MC | 264 | 1
1PH81651HF200CC1 | SIMOTICS M COMPACT ASYNCHRONOUS MOTOR 1500RPM, 46KW, 293NM,104A, 330V 1750RPM, 53KW, 289NM,104A, 374V 2000RPM, 60KW, 287NM,103A, 426V WATER COOLING DEGREE OF PROTECTION IP65 INCREMENT. ENCODER HTL 1024 S/R (ENCODER HTL1024S/R) DESIGN IM B3 (IM V5, IM V6) PLAIN SHAFT WITHOUT FITTED KEY; BEARING: STANDARD WITH FIXED BEARING, VIBRATION SEVERITY GRADE S/A; SHAFT AND FLANGE ACCURACY: R TERMINAL BOX (ABOVE) CABLE ENTRY ON THE ND-END SIGNAL CONNECTION LEFT | 9259 | TEM | 1 | MC | 264 | 1
1PH81651HF202BA1 | SIMOTICS M COMPACT ASYNCHRONOUS MOTOR 1500RPM, 46KW, 293NM,104A, 330V 1750RPM, 53KW, 289NM,104A, 374V 2000RPM, 60KW, 287NM,103A, 426V WATER COOLING DEGREE OF PROTECTION IP65 INCREMENT. ENCODER HTL 1024 S/R (ENCODER HTL1024S/R) DESIGN IM B3 (IM V5, IM V6) SHAFT WITH FITTED KEY HALF-KEY BALANCING BEARING: STANDARD WITH FIXED BEARING, VIBRATION SEVERITY GRADE R/A; SHAFT AND FLANGE ACCURACY: R TERMINAL BOX (ABOVE) CABLE ENTRY ON THE RIGHT SIGNAL CONNECTION D-END | 9259 | TEM | 1 | MC | 264 | 1
1PH81651HF202BB1 | SIMOTICS M COMPACT ASYNCHRONOUS MOTOR 1500RPM, 46KW, 293NM,104A, 330V 1750RPM, 53KW, 289NM,104A, 374V 2000RPM, 60KW, 287NM,103A, 426V WATER COOLING DEGREE OF PROTECTION IP65 INCREMENT. ENCODER HTL 1024 S/R (ENCODER HTL1024S/R) DESIGN IM B3 (IM V5, IM V6) SHAFT WITH FITTED KEY HALF-KEY BALANCING BEARING: STANDARD WITH FIXED BEARING, VIBRATION SEVERITY GRADE R/A; SHAFT AND FLANGE ACCURACY: R TERMINAL BOX (ABOVE) CABLE ENTRY ON THE LEFT SIGNAL CONNECTION D-END | 9259 | TEM | 1 | MC | 264 | 1
1PH81651HF202BC1 | SIMOTICS M COMPACT ASYNCHRONOUS MOTOR 1500RPM, 46KW, 293NM,104A, 330V 1750RPM, 53KW, 289NM,104A, 374V 2000RPM, 60KW, 287NM,103A, 426V WATER COOLING DEGREE OF PROTECTION IP65 INCREMENT. ENCODER HTL 1024 S/R (ENCODER HTL1024S/R) DESIGN IM B3 (IM V5, IM V6) SHAFT WITH FITTED KEY HALF-KEY BALANCING BEARING: STANDARD WITH FIXED BEARING, VIBRATION SEVERITY GRADE R/A; SHAFT AND FLANGE ACCURACY: R TERMINAL BOX (ABOVE) CABLE ENTRY ON THE ND-END SIGNAL CONNECTION LEFT | 9259 | TEM | 1 | MC | 264 | 1
1PH81651HF202CA1 | SIMOTICS M COMPACT ASYNCHRONOUS MOTOR 1500RPM, 46KW, 293NM,104A, 330V 1750RPM, 53KW, 289NM,104A, 374V 2000RPM, 60KW, 287NM,103A, 426V WATER COOLING DEGREE OF PROTECTION IP65 INCREMENT. ENCODER HTL 1024 S/R (ENCODER HTL1024S/R) DESIGN IM B3 (IM V5, IM V6) SHAFT WITH FITTED KEY HALF-KEY BALANCING BEARING: STANDARD WITH FIXED BEARING, VIBRATION SEVERITY GRADE S/A; SHAFT AND FLANGE ACCURACY: R TERMINAL BOX (ABOVE) CABLE ENTRY ON THE RIGHT SIGNAL CONNECTION D-END | 9454 | TEM | 1 | MC | 264 | 1
1PH81651HF202CB1 | SIMOTICS M COMPACT ASYNCHRONOUS MOTOR 1500RPM, 46KW, 293NM,104A, 330V 1750RPM, 53KW, 289NM,104A, 374V 2000RPM, 60KW, 287NM,103A, 426V WATER COOLING DEGREE OF PROTECTION IP65 INCREMENT. ENCODER HTL 1024 S/R (ENCODER HTL1024S/R) DESIGN IM B3 (IM V5, IM V6) SHAFT WITH FITTED KEY HALF-KEY BALANCING BEARING: STANDARD WITH FIXED BEARING, VIBRATION SEVERITY GRADE S/A; SHAFT AND FLANGE ACCURACY: R TERMINAL BOX (ABOVE) CABLE ENTRY ON THE LEFT SIGNAL CONNECTION D-END | 9454 | TEM | 1 | MC | 264 | 1
1PH81651HF202CC1 | SIMOTICS M COMPACT ASYNCHRONOUS MOTOR 1500RPM, 46KW, 293NM,104A, 330V 1750RPM, 53KW, 289NM,104A, 374V 2000RPM, 60KW, 287NM,103A, 426V WATER COOLING DEGREE OF PROTECTION IP65 INCREMENT. ENCODER HTL 1024 S/R (ENCODER HTL1024S/R) DESIGN IM B3 (IM V5, IM V6) SHAFT WITH FITTED KEY HALF-KEY BALANCING BEARING: STANDARD WITH FIXED BEARING, VIBRATION SEVERITY GRADE S/A; SHAFT AND FLANGE ACCURACY: R TERMINAL BOX (ABOVE) CABLE ENTRY ON THE ND-END SIGNAL CONNECTION LEFT | 9454 | TEM | 1 | MC | 264 | 1
1PH81651HF202FA1 | SIMOTICS M COMPACT ASYNCHRONOUS MOTOR 1500RPM, 46KW, 293NM,104A, 330V 1750RPM, 53KW, 289NM,104A, 374V 2000RPM, 60KW, 287NM,103A, 426V WATER COOLING DEGREE OF PROTECTION IP65 INCREMENT. ENCODER HTL 1024 S/R (ENCODER HTL1024S/R) DESIGN IM B3 (IM V5, IM V6) SHAFT WITH FITTED KEY HALF-KEY BALANCING BEARING: INCREASED RADIAL FORCES, VIBRATION SEVERITY GRADE R/A; SHAFT AND FLANGE ACCURACY: R TERMINAL BOX (ABOVE) CABLE ENTRY ON THE RIGHT SIGNAL CONNECTION D-END | 9438 | TEM | 1 | MC | 264 | 1
1PH81651HF220BA1 | SIMOTICS M COMPACT ASYNCHRONOUS MOTOR 1500RPM, 46KW, 293NM,104A, 330V 1750RPM, 53KW, 289NM,104A, 374V 2000RPM, 60KW, 287NM,103A, 426V WATER COOLING DEGREE OF PROTECTION IP65 INCREMENT. ENCODER HTL 1024 S/R (ENCODER HTL1024S/R) DESIGN IM B5 (IMV 1,IM V3) PLAIN SHAFT WITHOUT FITTED KEY; BEARING: STANDARD WITH FIXED BEARING, VIBRATION SEVERITY GRADE R/A; SHAFT AND FLANGE ACCURACY: R TERMINAL BOX (ABOVE) CABLE ENTRY ON THE RIGHT SIGNAL CONNECTION D-END | 9714 | TEM | 1 | MC | 264 | 1
1PH81651HF220BB1 | SIMOTICS M COMPACT ASYNCHRONOUS MOTOR 1500RPM, 46KW, 293NM,104A, 330V 1750RPM, 53KW, 289NM,104A, 374V 2000RPM, 60KW, 287NM,103A, 426V WATER COOLING DEGREE OF PROTECTION IP65 INCREMENT. ENCODER HTL 1024 S/R (ENCODER HTL1024S/R) DESIGN IM B5 (IMV 1,IM V3) PLAIN SHAFT WITHOUT FITTED KEY; BEARING: STANDARD WITH FIXED BEARING, VIBRATION SEVERITY GRADE R/A; SHAFT AND FLANGE ACCURACY: R TERMINAL BOX (ABOVE) CABLE ENTRY ON THE LEFT SIGNAL CONNECTION D-END | 9714 | TEM | 1 | MC | 264 | 1
1PH81651HF220BC1 | SIMOTICS M COMPACT ASYNCHRONOUS MOTOR 1500RPM, 46KW, 293NM,104A, 330V 1750RPM, 53KW, 289NM,104A, 374V 2000RPM, 60KW, 287NM,103A, 426V WATER COOLING DEGREE OF PROTECTION IP65 INCREMENT. ENCODER HTL 1024 S/R (ENCODER HTL1024S/R) DESIGN IM B5 (IMV 1,IM V3) PLAIN SHAFT WITHOUT FITTED KEY; BEARING: STANDARD WITH FIXED BEARING, VIBRATION SEVERITY GRADE R/A; SHAFT AND FLANGE ACCURACY: R TERMINAL BOX (ABOVE) CABLE ENTRY ON THE ND-END SIGNAL CONNECTION LEFT | 9714 | TEM | 1 | MC | 264 | 1
1PH81651HF220CA1 | SIMOTICS M COMPACT ASYNCHRONOUS MOTOR 1500RPM, 46KW, 293NM,104A, 330V 1750RPM, 53KW, 289NM,104A, 374V 2000RPM, 60KW, 287NM,103A, 426V WATER COOLING DEGREE OF PROTECTION IP65 INCREMENT. ENCODER HTL 1024 S/R (ENCODER HTL1024S/R) DESIGN IM B5 (IMV 1,IM V3) PLAIN SHAFT WITHOUT FITTED KEY; BEARING: STANDARD WITH FIXED BEARING, VIBRATION SEVERITY GRADE S/A; SHAFT AND FLANGE ACCURACY: R TERMINAL BOX (ABOVE) CABLE ENTRY ON THE RIGHT SIGNAL CONNECTION D-END | 9909 | TEM | 1 | MC | 264 | 1
1PH81651HF220CB1 | SIMOTICS M COMPACT ASYNCHRONOUS MOTOR 1500RPM, 46KW, 293NM,104A, 330V 1750RPM, 53KW, 289NM,104A, 374V 2000RPM, 60KW, 287NM,103A, 426V WATER COOLING DEGREE OF PROTECTION IP65 INCREMENT. ENCODER HTL 1024 S/R (ENCODER HTL1024S/R) DESIGN IM B5 (IMV 1,IM V3) PLAIN SHAFT WITHOUT FITTED KEY; BEARING: STANDARD WITH FIXED BEARING, VIBRATION SEVERITY GRADE S/A; SHAFT AND FLANGE ACCURACY: R TERMINAL BOX (ABOVE) CABLE ENTRY ON THE LEFT SIGNAL CONNECTION D-END | 9909 | TEM | 1 | MC | 264 | 1
1PH81651HF220CC1 | SIMOTICS M COMPACT ASYNCHRONOUS MOTOR 1500RPM, 46KW, 293NM,104A, 330V 1750RPM, 53KW, 289NM,104A, 374V 2000RPM, 60KW, 287NM,103A, 426V WATER COOLING DEGREE OF PROTECTION IP65 INCREMENT. ENCODER HTL 1024 S/R (ENCODER HTL1024S/R) DESIGN IM B5 (IMV 1,IM V3) PLAIN SHAFT WITHOUT FITTED KEY; BEARING: STANDARD WITH FIXED BEARING, VIBRATION SEVERITY GRADE S/A; SHAFT AND FLANGE ACCURACY: R TERMINAL BOX (ABOVE) CABLE ENTRY ON THE ND-END SIGNAL CONNECTION LEFT | 9909 | TEM | 1 | MC | 264 | 1
1PH81651HF222BA1 | SIMOTICS M COMPACT ASYNCHRONOUS MOTOR 1500RPM, 46KW, 293NM,104A, 330V 1750RPM, 53KW, 289NM,104A, 374V 2000RPM, 60KW, 287NM,103A, 426V WATER COOLING DEGREE OF PROTECTION IP65 INCREMENT. ENCODER HTL 1024 S/R (ENCODER HTL1024S/R) DESIGN IM B5 (IMV 1,IM V3) SHAFT WITH FITTED KEY HALF-KEY BALANCING BEARING: STANDARD WITH FIXED BEARING, VIBRATION SEVERITY GRADE R/A; SHAFT AND FLANGE ACCURACY: R TERMINAL BOX (ABOVE) CABLE ENTRY ON THE RIGHT SIGNAL CONNECTION D-END | 9909 | TEM | 1 | MC | 264 | 1
1PH81651HF222BB1 | SIMOTICS M COMPACT ASYNCHRONOUS MOTOR 1500RPM, 46KW, 293NM,104A, 330V 1750RPM, 53KW, 289NM,104A, 374V 2000RPM, 60KW, 287NM,103A, 426V WATER COOLING DEGREE OF PROTECTION IP65 INCREMENT. ENCODER HTL 1024 S/R (ENCODER HTL1024S/R) DESIGN IM B5 (IMV 1,IM V3) SHAFT WITH FITTED KEY HALF-KEY BALANCING BEARING: STANDARD WITH FIXED BEARING, VIBRATION SEVERITY GRADE R/A; SHAFT AND FLANGE ACCURACY: R TERMINAL BOX (ABOVE) CABLE ENTRY ON THE LEFT SIGNAL CONNECTION D-END | 9909 | TEM | 1 | MC | 264 | 1
1PH81651HF222BC1 | SIMOTICS M COMPACT ASYNCHRONOUS MOTOR 1500RPM, 46KW, 293NM,104A, 330V 1750RPM, 53KW, 289NM,104A, 374V 2000RPM, 60KW, 287NM,103A, 426V WATER COOLING DEGREE OF PROTECTION IP65 INCREMENT. ENCODER HTL 1024 S/R (ENCODER HTL1024S/R) DESIGN IM B5 (IMV 1,IM V3) SHAFT WITH FITTED KEY HALF-KEY BALANCING BEARING: STANDARD WITH FIXED BEARING, VIBRATION SEVERITY GRADE R/A; SHAFT AND FLANGE ACCURACY: R TERMINAL BOX (ABOVE) CABLE ENTRY ON THE ND-END SIGNAL CONNECTION LEFT | 9909 | TEM | 1 | MC | 264 | 1
1PH81651HF222CA1 | SIMOTICS M COMPACT ASYNCHRONOUS MOTOR 1500RPM, 46KW, 293NM,104A, 330V 1750RPM, 53KW, 289NM,104A, 374V 2000RPM, 60KW, 287NM,103A, 426V WATER COOLING DEGREE OF PROTECTION IP65 INCREMENT. ENCODER HTL 1024 S/R (ENCODER HTL1024S/R) DESIGN IM B5 (IMV 1,IM V3) SHAFT WITH FITTED KEY HALF-KEY BALANCING BEARING: STANDARD WITH FIXED BEARING, VIBRATION SEVERITY GRADE S/A; SHAFT AND FLANGE ACCURACY: R TERMINAL BOX (ABOVE) CABLE ENTRY ON THE RIGHT SIGNAL CONNECTION D-END | 10104 | TEM | 1 | MC | 264 | 1
1PH81651HF222CB1 | SIMOTICS M COMPACT ASYNCHRONOUS MOTOR 1500RPM, 46KW, 293NM,104A, 330V 1750RPM, 53KW, 289NM,104A, 374V 2000RPM, 60KW, 287NM,103A, 426V WATER COOLING DEGREE OF PROTECTION IP65 INCREMENT. ENCODER HTL 1024 S/R (ENCODER HTL1024S/R) DESIGN IM B5 (IMV 1,IM V3) SHAFT WITH FITTED KEY HALF-KEY BALANCING BEARING: STANDARD WITH FIXED BEARING, VIBRATION SEVERITY GRADE S/A; SHAFT AND FLANGE ACCURACY: R TERMINAL BOX (ABOVE) CABLE ENTRY ON THE LEFT SIGNAL CONNECTION D-END | 10104 | TEM | 1 | MC | 264 | 1
1PH81651HF222CC1 | SIMOTICS M COMPACT ASYNCHRONOUS MOTOR 1500RPM, 46KW, 293NM,104A, 330V 1750RPM, 53KW, 289NM,104A, 374V 2000RPM, 60KW, 287NM,103A, 426V WATER COOLING DEGREE OF PROTECTION IP65 INCREMENT. ENCODER HTL 1024 S/R (ENCODER HTL1024S/R) DESIGN IM B5 (IMV 1,IM V3) SHAFT WITH FITTED KEY HALF-KEY BALANCING BEARING: STANDARD WITH FIXED BEARING, VIBRATION SEVERITY GRADE S/A; SHAFT AND FLANGE ACCURACY: R TERMINAL BOX (ABOVE) CABLE ENTRY ON THE ND-END SIGNAL CONNECTION LEFT | 10104 | TEM | 1 | MC | 264 | 1
1PH81651HF230BA1 | SIMOTICS M COMPACT ASYNCHRONOUS MOTOR 1500RPM, 46KW, 293NM,104A, 330V 1750RPM, 53KW, 289NM,104A, 374V 2000RPM, 60KW, 287NM,103A, 426V WATER COOLING DEGREE OF PROTECTION IP65 INCREMENT. ENCODER HTL 1024 S/R (ENCODER HTL1024S/R) DESIGN IM B35 (IM V15, IM V35) PLAIN SHAFT WITHOUT FITTED KEY; BEARING: STANDARD WITH FIXED BEARING, VIBRATION SEVERITY GRADE R/A; SHAFT AND FLANGE ACCURACY: R TERMINAL BOX (ABOVE) CABLE ENTRY ON THE RIGHT SIGNAL CONNECTION D-END | 9714 | TEM | 1 | MC | 264 | 1
1PH81651HF230BB1 | SIMOTICS M COMPACT ASYNCHRONOUS MOTOR 1500RPM, 46KW, 293NM,104A, 330V 1750RPM, 53KW, 289NM,104A, 374V 2000RPM, 60KW, 287NM,103A, 426V WATER COOLING DEGREE OF PROTECTION IP65 INCREMENT. ENCODER HTL 1024 S/R (ENCODER HTL1024S/R) DESIGN IM B35 (IM V15, IM V35) PLAIN SHAFT WITHOUT FITTED KEY; BEARING: STANDARD WITH FIXED BEARING, VIBRATION SEVERITY GRADE R/A; SHAFT AND FLANGE ACCURACY: R TERMINAL BOX (ABOVE) CABLE ENTRY ON THE LEFT SIGNAL CONNECTION D-END | 9714 | TEM | 1 | MC | 264 | 1
1PH81651HF230BC1 | SIMOTICS M COMPACT ASYNCHRONOUS MOTOR 1500RPM, 46KW, 293NM,104A, 330V 1750RPM, 53KW, 289NM,104A, 374V 2000RPM, 60KW, 287NM,103A, 426V WATER COOLING DEGREE OF PROTECTION IP65 INCREMENT. ENCODER HTL 1024 S/R (ENCODER HTL1024S/R) DESIGN IM B35 (IM V15, IM V35) PLAIN SHAFT WITHOUT FITTED KEY; BEARING: STANDARD WITH FIXED BEARING, VIBRATION SEVERITY GRADE R/A; SHAFT AND FLANGE ACCURACY: R TERMINAL BOX (ABOVE) CABLE ENTRY ON THE ND-END SIGNAL CONNECTION LEFT | 9714 | TEM | 1 | MC | 264 | 1
1PH81651HF230CA1 | SIMOTICS M COMPACT ASYNCHRONOUS MOTOR 1500RPM, 46KW, 293NM,104A, 330V 1750RPM, 53KW, 289NM,104A, 374V 2000RPM, 60KW, 287NM,103A, 426V WATER COOLING DEGREE OF PROTECTION IP65 INCREMENT. ENCODER HTL 1024 S/R (ENCODER HTL1024S/R) DESIGN IM B35 (IM V15, IM V35) PLAIN SHAFT WITHOUT FITTED KEY; BEARING: STANDARD WITH FIXED BEARING, VIBRATION SEVERITY GRADE S/A; SHAFT AND FLANGE ACCURACY: R TERMINAL BOX (ABOVE) CABLE ENTRY ON THE RIGHT SIGNAL CONNECTION D-END | 9909 | TEM | 1 | MC | 264 | 1
1PH81651HF230CB1 | SIMOTICS M COMPACT ASYNCHRONOUS MOTOR 1500RPM, 46KW, 293NM,104A, 330V 1750RPM, 53KW, 289NM,104A, 374V 2000RPM, 60KW, 287NM,103A, 426V WATER COOLING DEGREE OF PROTECTION IP65 INCREMENT. ENCODER HTL 1024 S/R (ENCODER HTL1024S/R) DESIGN IM B35 (IM V15, IM V35) PLAIN SHAFT WITHOUT FITTED KEY; BEARING: STANDARD WITH FIXED BEARING, VIBRATION SEVERITY GRADE S/A; SHAFT AND FLANGE ACCURACY: R TERMINAL BOX (ABOVE) CABLE ENTRY ON THE LEFT SIGNAL CONNECTION D-END | 9909 | TEM | 1 | MC | 264 | 1
1PH81651HF230CC1 | SIMOTICS M COMPACT ASYNCHRONOUS MOTOR 1500RPM, 46KW, 293NM,104A, 330V 1750RPM, 53KW, 289NM,104A, 374V 2000RPM, 60KW, 287NM,103A, 426V WATER COOLING DEGREE OF PROTECTION IP65 INCREMENT. ENCODER HTL 1024 S/R (ENCODER HTL1024S/R) DESIGN IM B35 (IM V15, IM V35) PLAIN SHAFT WITHOUT FITTED KEY; BEARING: STANDARD WITH FIXED BEARING, VIBRATION SEVERITY GRADE S/A; SHAFT AND FLANGE ACCURACY: R TERMINAL BOX (ABOVE) CABLE ENTRY ON THE ND-END SIGNAL CONNECTION LEFT | 9909 | TEM | 1 | MC | 264 | 1
1PH81651HF232BA1 | SIMOTICS M COMPACT ASYNCHRONOUS MOTOR 1500RPM, 46KW, 293NM,104A, 330V 1750RPM, 53KW, 289NM,104A, 374V 2000RPM, 60KW, 287NM,103A, 426V WATER COOLING DEGREE OF PROTECTION IP65 INCREMENT. ENCODER HTL 1024 S/R (ENCODER HTL1024S/R) DESIGN IM B35 (IM V15, IM V35) SHAFT WITH FITTED KEY HALF-KEY BALANCING BEARING: STANDARD WITH FIXED BEARING, VIBRATION SEVERITY GRADE R/A; SHAFT AND FLANGE ACCURACY: R TERMINAL BOX (ABOVE) CABLE ENTRY ON THE RIGHT SIGNAL CONNECTION D-END | 9909 | TEM | 1 | MC | 264 | 1
1PH81651HF232BB1 | SIMOTICS M COMPACT ASYNCHRONOUS MOTOR 1500RPM, 46KW, 293NM,104A, 330V 1750RPM, 53KW, 289NM,104A, 374V 2000RPM, 60KW, 287NM,103A, 426V WATER COOLING DEGREE OF PROTECTION IP65 INCREMENT. ENCODER HTL 1024 S/R (ENCODER HTL1024S/R) DESIGN IM B35 (IM V15, IM V35) SHAFT WITH FITTED KEY HALF-KEY BALANCING BEARING: STANDARD WITH FIXED BEARING, VIBRATION SEVERITY GRADE R/A; SHAFT AND FLANGE ACCURACY: R TERMINAL BOX (ABOVE) CABLE ENTRY ON THE LEFT SIGNAL CONNECTION D-END | 9909 | TEM | 1 | MC | 264 | 1
1PH81651HF232BC1 | SIMOTICS M COMPACT ASYNCHRONOUS MOTOR 1500RPM, 46KW, 293NM,104A, 330V 1750RPM, 53KW, 289NM,104A, 374V 2000RPM, 60KW, 287NM,103A, 426V WATER COOLING DEGREE OF PROTECTION IP65 INCREMENT. ENCODER HTL 1024 S/R (ENCODER HTL1024S/R) DESIGN IM B35 (IM V15, IM V35) SHAFT WITH FITTED KEY HALF-KEY BALANCING BEARING: STANDARD WITH FIXED BEARING, VIBRATION SEVERITY GRADE R/A; SHAFT AND FLANGE ACCURACY: R TERMINAL BOX (ABOVE) CABLE ENTRY ON THE ND-END SIGNAL CONNECTION LEFT | 9909 | TEM | 1 | MC | 264 | 1
1PH81651HF232CA1 | SIMOTICS M COMPACT ASYNCHRONOUS MOTOR 1500RPM, 46KW, 293NM,104A, 330V 1750RPM, 53KW, 289NM,104A, 374V 2000RPM, 60KW, 287NM,103A, 426V WATER COOLING DEGREE OF PROTECTION IP65 INCREMENT. ENCODER HTL 1024 S/R (ENCODER HTL1024S/R) DESIGN IM B35 (IM V15, IM V35) SHAFT WITH FITTED KEY HALF-KEY BALANCING BEARING: STANDARD WITH FIXED BEARING, VIBRATION SEVERITY GRADE S/A; SHAFT AND FLANGE ACCURACY: R TERMINAL BOX (ABOVE) CABLE ENTRY ON THE RIGHT SIGNAL CONNECTION D-END | 10104 | TEM | 1 | MC | 264 | 1
1PH81651HF232CB1 | SIMOTICS M COMPACT ASYNCHRONOUS MOTOR 1500RPM, 46KW, 293NM,104A, 330V 1750RPM, 53KW, 289NM,104A, 374V 2000RPM, 60KW, 287NM,103A, 426V WATER COOLING DEGREE OF PROTECTION IP65 INCREMENT. ENCODER HTL 1024 S/R (ENCODER HTL1024S/R) DESIGN IM B35 (IM V15, IM V35) SHAFT WITH FITTED KEY HALF-KEY BALANCING BEARING: STANDARD WITH FIXED BEARING, VIBRATION SEVERITY GRADE S/A; SHAFT AND FLANGE ACCURACY: R TERMINAL BOX (ABOVE) CABLE ENTRY ON THE LEFT SIGNAL CONNECTION D-END | 10104 | TEM | 1 | MC | 264 | 1
1PH81651HF232CC1 | SIMOTICS M COMPACT ASYNCHRONOUS MOTOR 1500RPM, 46KW, 293NM,104A, 330V 1750RPM, 53KW, 289NM,104A, 374V 2000RPM, 60KW, 287NM,103A, 426V WATER COOLING DEGREE OF PROTECTION IP65 INCREMENT. ENCODER HTL 1024 S/R (ENCODER HTL1024S/R) DESIGN IM B35 (IM V15, IM V35) SHAFT WITH FITTED KEY HALF-KEY BALANCING BEARING: STANDARD WITH FIXED BEARING, VIBRATION SEVERITY GRADE S/A; SHAFT AND FLANGE ACCURACY: R TERMINAL BOX (ABOVE) CABLE ENTRY ON THE ND-END SIGNAL CONNECTION LEFT | 10104 | TEM | 1 | MC | 264 | 1
1PH81651HG000BA1 | SIMOTICS M COMPACT ASYNCHRONOUS MOTOR 2000RPM, 41KW, 196NM, 88A, 350V 2300RPM, 44KW, 183NM, 85A, 394V 2650RPM, 50KW, 180NM, 85A, 440V FORCED VENTILATION; DIRECTION OF AIR FLOW DE --> NDE; DEGREE OF PROTECTION IP55 INCREMENT. ENCODER HTL 1024 S/R (ENCODER HTL1024S/R) DESIGN IM B3 (IM V5, IM V6) PLAIN SHAFT WITHOUT FITTED KEY; BEARING: STANDARD WITH FIXED BEARING, VIBRATION SEVERITY GRADE R/A; SHAFT AND FLANGE ACCURACY: R TERMINAL BOX (ABOVE) CABLE ENTRY ON THE RIGHT SIGNAL CONNECTION D-END | 6683 | TEM | 1 | MC | 230 | 1
1PH81651HG000BB1 | SIMOTICS M COMPACT ASYNCHRONOUS MOTOR 2000RPM, 41KW, 196NM, 88A, 350V 2300RPM, 44KW, 183NM, 85A, 394V 2650RPM, 50KW, 180NM, 85A, 440V FORCED VENTILATION; DIRECTION OF AIR FLOW DE --> NDE; DEGREE OF PROTECTION IP55 INCREMENT. ENCODER HTL 1024 S/R (ENCODER HTL1024S/R) DESIGN IM B3 (IM V5, IM V6) PLAIN SHAFT WITHOUT FITTED KEY; BEARING: STANDARD WITH FIXED BEARING, VIBRATION SEVERITY GRADE R/A; SHAFT AND FLANGE ACCURACY: R TERMINAL BOX (ABOVE) CABLE ENTRY ON THE LEFT SIGNAL CONNECTION D-END | 6683 | TEM | 1 | MC | 230 | 1
1PH81651HG001BA1 | SIMOTICS M COMPACT ASYNCHRONOUS MOTOR 2000RPM, 41KW, 196NM, 88A, 350V 2300RPM, 44KW, 183NM, 85A, 394V 2650RPM, 50KW, 180NM, 85A, 440V FORCED VENTILATION; DIRECTION OF AIR FLOW DE --> NDE; DEGREE OF PROTECTION IP55 INCREMENT. ENCODER HTL 1024 S/R (ENCODER HTL1024S/R) DESIGN IM B3 (IM V5, IM V6) SHAFT WITH FITTED KEY FULL-KEY BALANCING BEARING: STANDARD WITH FIXED BEARING, VIBRATION SEVERITY GRADE R/A; SHAFT AND FLANGE ACCURACY: R TERMINAL BOX (ABOVE) CABLE ENTRY ON THE RIGHT SIGNAL CONNECTION D-END | 6878 | TEM | 1 | MC | 230 | 1
1PH81651HG021BA1 | SIMOTICS M COMPACT ASYNCHRONOUS MOTOR 2000RPM, 41KW, 196NM, 88A, 350V 2300RPM, 44KW, 183NM, 85A, 394V 2650RPM, 50KW, 180NM, 85A, 440V FORCED VENTILATION; DIRECTION OF AIR FLOW DE --> NDE; DEGREE OF PROTECTION IP55 INCREMENT. ENCODER HTL 1024 S/R (ENCODER HTL1024S/R) DESIGN IM B5 (IMV 1,IM V3) SHAFT WITH FITTED KEY FULL-KEY BALANCING BEARING: STANDARD WITH FIXED BEARING, VIBRATION SEVERITY GRADE R/A; SHAFT AND FLANGE ACCURACY: R TERMINAL BOX (ABOVE) CABLE ENTRY ON THE RIGHT SIGNAL CONNECTION D-END | 7528 | TEM | 1 | MC | 230 | 1
1PH81651HG032BB1 | SIMOTICS M COMPACT ASYNCHRONOUS MOTOR 2000RPM, 41KW, 196NM, 88A, 350V 2300RPM, 44KW, 183NM, 85A, 394V 2650RPM, 50KW, 180NM, 85A, 440V FORCED VENTILATION; DIRECTION OF AIR FLOW DE --> NDE; DEGREE OF PROTECTION IP55 INCREMENT. ENCODER HTL 1024 S/R (ENCODER HTL1024S/R) DESIGN IM B35 (IM V15, IM V35) SHAFT WITH FITTED KEY HALF-KEY BALANCING BEARING: STANDARD WITH FIXED BEARING, VIBRATION SEVERITY GRADE R/A; SHAFT AND FLANGE ACCURACY: R TERMINAL BOX (ABOVE) CABLE ENTRY ON THE LEFT SIGNAL CONNECTION D-END | 7528 | TEM | 1 | MC | 230 | 1
1PH81651HG101BA1 | SIMOTICS M COMPACT ASYNCHRONOUS MOTOR 2000RPM, 41KW, 196NM, 88A, 350V 2300RPM, 44KW, 183NM, 85A, 394V 2650RPM, 50KW, 180NM, 85A, 440V FORCED VENTILATION; DIRECTION OF AIR FLOW NDE --> DE; DEGREE OF PROTECTION IP55 INCREMENT. ENCODER HTL 1024 S/R (ENCODER HTL1024S/R) DESIGN IM B3 (IM V5, IM V6) SHAFT WITH FITTED KEY FULL-KEY BALANCING BEARING: STANDARD WITH FIXED BEARING, VIBRATION SEVERITY GRADE R/A; SHAFT AND FLANGE ACCURACY: R TERMINAL BOX (ABOVE) CABLE ENTRY ON THE RIGHT SIGNAL CONNECTION D-END | 6878 | TEM | 1 | MC | 230 | 1
1PH81651HG101GA1 | SIMOTICS M COMPACT ASYNCHRONOUS MOTOR 2000RPM, 41KW, 196NM, 88A, 350V 2300RPM, 44KW, 183NM, 85A, 394V 2650RPM, 50KW, 180NM, 85A, 440V FORCED VENTILATION; DIRECTION OF AIR FLOW NDE --> DE; DEGREE OF PROTECTION IP55 INCREMENT. ENCODER HTL 1024 S/R (ENCODER HTL1024S/R) DESIGN IM B3 (IM V5, IM V6) SHAFT WITH FITTED KEY FULL-KEY BALANCING BEARING: STANDARD, VIBRATION SEVERITY GRADE R/A; SHAFT AND FLANGE ACCURACY: R TERMINAL BOX (ABOVE) CABLE ENTRY ON THE RIGHT SIGNAL CONNECTION D-END | 6593 | TEM | 1 | MC | 230 | 1
1PH81651HG102BA1 | SIMOTICS M COMPACT ASYNCHRONOUS MOTOR 2000RPM, 41KW, 196NM, 88A, 350V 2300RPM, 44KW, 183NM, 85A, 394V 2650RPM, 50KW, 180NM, 85A, 440V FORCED VENTILATION; DIRECTION OF AIR FLOW NDE --> DE; DEGREE OF PROTECTION IP55 INCREMENT. ENCODER HTL 1024 S/R (ENCODER HTL1024S/R) DESIGN IM B3 (IM V5, IM V6) SHAFT WITH FITTED KEY HALF-KEY BALANCING BEARING: STANDARD WITH FIXED BEARING, VIBRATION SEVERITY GRADE R/A; SHAFT AND FLANGE ACCURACY: R TERMINAL BOX (ABOVE) CABLE ENTRY ON THE RIGHT SIGNAL CONNECTION D-END | 6878 | TEM | 1 | MC | 230 | 1
1PH81651HG102BB1 | SIMOTICS M COMPACT ASYNCHRONOUS MOTOR 2000RPM, 41KW, 196NM, 88A, 350V 2300RPM, 44KW, 183NM, 85A, 394V 2650RPM, 50KW, 180NM, 85A, 440V FORCED VENTILATION; DIRECTION OF AIR FLOW NDE --> DE; DEGREE OF PROTECTION IP55 INCREMENT. ENCODER HTL 1024 S/R (ENCODER HTL1024S/R) DESIGN IM B3 (IM V5, IM V6) SHAFT WITH FITTED KEY HALF-KEY BALANCING BEARING: STANDARD WITH FIXED BEARING, VIBRATION SEVERITY GRADE R/A; SHAFT AND FLANGE ACCURACY: R TERMINAL BOX (ABOVE) CABLE ENTRY ON THE LEFT SIGNAL CONNECTION D-END | 6878 | TEM | 1 | MC | 230 | 1
1PH81651HG121BA1 | SIMOTICS M COMPACT ASYNCHRONOUS MOTOR 2000RPM, 41KW, 196NM, 88A, 350V 2300RPM, 44KW, 183NM, 85A, 394V 2650RPM, 50KW, 180NM, 85A, 440V FORCED VENTILATION; DIRECTION OF AIR FLOW NDE --> DE; DEGREE OF PROTECTION IP55 INCREMENT. ENCODER HTL 1024 S/R (ENCODER HTL1024S/R) DESIGN IM B5 (IMV 1,IM V3) SHAFT WITH FITTED KEY FULL-KEY BALANCING BEARING: STANDARD WITH FIXED BEARING, VIBRATION SEVERITY GRADE R/A; SHAFT AND FLANGE ACCURACY: R TERMINAL BOX (ABOVE) CABLE ENTRY ON THE RIGHT SIGNAL CONNECTION D-END | 7528 | TEM | 1 | MC | 230 | 1
1PH81651HG121BB1 | SIMOTICS M COMPACT ASYNCHRONOUS MOTOR 2000RPM, 41KW, 196NM, 88A, 350V 2300RPM, 44KW, 183NM, 85A, 394V 2650RPM, 50KW, 180NM, 85A, 440V FORCED VENTILATION; DIRECTION OF AIR FLOW NDE --> DE; DEGREE OF PROTECTION IP55 INCREMENT. ENCODER HTL 1024 S/R (ENCODER HTL1024S/R) DESIGN IM B5 (IMV 1,IM V3) SHAFT WITH FITTED KEY FULL-KEY BALANCING BEARING: STANDARD WITH FIXED BEARING, VIBRATION SEVERITY GRADE R/A; SHAFT AND FLANGE ACCURACY: R TERMINAL BOX (ABOVE) CABLE ENTRY ON THE LEFT SIGNAL CONNECTION D-END | 7528 | TEM | 1 | MC | 230 | 1
1PH81651HG122BA1 | SIMOTICS M COMPACT ASYNCHRONOUS MOTOR 2000RPM, 41KW, 196NM, 88A, 350V 2300RPM, 44KW, 183NM, 85A, 394V 2650RPM, 50KW, 180NM, 85A, 440V FORCED VENTILATION; DIRECTION OF AIR FLOW NDE --> DE; DEGREE OF PROTECTION IP55 INCREMENT. ENCODER HTL 1024 S/R (ENCODER HTL1024S/R) DESIGN IM B5 (IMV 1,IM V3) SHAFT WITH FITTED KEY HALF-KEY BALANCING BEARING: STANDARD WITH FIXED BEARING, VIBRATION SEVERITY GRADE R/A; SHAFT AND FLANGE ACCURACY: R TERMINAL BOX (ABOVE) CABLE ENTRY ON THE RIGHT SIGNAL CONNECTION D-END | 7528 | TEM | 1 | MC | 230 | 1
1PH81651HG132LA1 | SIMOTICS M COMPACT ASYNCHRONOUS MOTOR 2000RPM, 41KW, 196NM, 88A, 350V 2300RPM, 44KW, 183NM, 85A, 394V 2650RPM, 50KW, 180NM, 85A, 440V FORCED VENTILATION; DIRECTION OF AIR FLOW NDE --> DE; DEGREE OF PROTECTION IP55 INCREMENT. ENCODER HTL 1024 S/R (ENCODER HTL1024S/R) DESIGN IM B35 (IM V15, IM V35) SHAFT WITH FITTED KEY HALF-KEY BALANCING BEARING: PERFORMANCE, VIBRATION SEVERITY GRADE SPECIAL/B; SHAFT A. FLANGE ACCURACY GR. SPECIAL TERMINAL BOX (ABOVE) CABLE ENTRY ON THE RIGHT SIGNAL CONNECTION D-END | 8186 | TEM | 1 | MC | 230 | 1
1PH81651HG132LB1 | SIMOTICS M COMPACT ASYNCHRONOUS MOTOR 2000RPM, 41KW, 196NM, 88A, 350V 2300RPM, 44KW, 183NM, 85A, 394V 2650RPM, 50KW, 180NM, 85A, 440V FORCED VENTILATION; DIRECTION OF AIR FLOW NDE --> DE; DEGREE OF PROTECTION IP55 INCREMENT. ENCODER HTL 1024 S/R (ENCODER HTL1024S/R) DESIGN IM B35 (IM V15, IM V35) SHAFT WITH FITTED KEY HALF-KEY BALANCING BEARING: PERFORMANCE, VIBRATION SEVERITY GRADE SPECIAL/B; SHAFT A. FLANGE ACCURACY GR. SPECIAL TERMINAL BOX (ABOVE) CABLE ENTRY ON THE LEFT SIGNAL CONNECTION D-END | 8186 | TEM | 1 | MC | 230 | 1
1PH81651JB032BA1 | SIMOTICS M COMPACT ASYNCHRONOUS MOTOR 400RPM, 13KW, 310NM, 36A, 300V 500RPM, 16KW, 306NM, 36A, 365V 600RPM, 19KW, 302NM, 35A, 420V FORCED VENTILATION; DIRECTION OF AIR FLOW DE --> NDE; DEGREE OF PROTECTION IP55 INCREMENT. ENCODER HTL 2048 S/R (ENCODER HTL2048S/R) DESIGN IM B35 (IM V15, IM V35) SHAFT WITH FITTED KEY HALF-KEY BALANCING BEARING: STANDARD WITH FIXED BEARING, VIBRATION SEVERITY GRADE R/A; SHAFT AND FLANGE ACCURACY: R TERMINAL BOX (ABOVE) CABLE ENTRY ON THE RIGHT SIGNAL CONNECTION D-END | 7940 | TEM | 1 | MC | 230 | 1
1PH81651JB032GA1 | SIMOTICS M COMPACT ASYNCHRONOUS MOTOR 400RPM, 13KW, 310NM, 36A, 300V 500RPM, 16KW, 306NM, 36A, 365V 600RPM, 19KW, 302NM, 35A, 420V FORCED VENTILATION; DIRECTION OF AIR FLOW DE --> NDE; DEGREE OF PROTECTION IP55 INCREMENT. ENCODER HTL 2048 S/R (ENCODER HTL2048S/R) DESIGN IM B35 (IM V15, IM V35) SHAFT WITH FITTED KEY HALF-KEY BALANCING BEARING: STANDARD, VIBRATION SEVERITY GRADE R/A; SHAFT AND FLANGE ACCURACY: R TERMINAL BOX (ABOVE) CABLE ENTRY ON THE RIGHT SIGNAL CONNECTION D-END | 7655 | TEM | 1 | MC | 230 | 1
1PH81651JB100BA1 | SIMOTICS M COMPACT ASYNCHRONOUS MOTOR 400RPM, 13KW, 310NM, 36A, 300V 500RPM, 16KW, 306NM, 36A, 365V 600RPM, 19KW, 302NM, 35A, 420V FORCED VENTILATION; DIRECTION OF AIR FLOW NDE --> DE; DEGREE OF PROTECTION IP55 INCREMENT. ENCODER HTL 2048 S/R (ENCODER HTL2048S/R) DESIGN IM B3 (IM V5, IM V6) PLAIN SHAFT WITHOUT FITTED KEY; BEARING: STANDARD WITH FIXED BEARING, VIBRATION SEVERITY GRADE R/A; SHAFT AND FLANGE ACCURACY: R TERMINAL BOX (ABOVE) CABLE ENTRY ON THE RIGHT SIGNAL CONNECTION D-END | 7095 | TEM | 1 | MC | 230 | 1
1PH81651JB100BB1 | SIMOTICS M COMPACT ASYNCHRONOUS MOTOR 400RPM, 13KW, 310NM, 36A, 300V 500RPM, 16KW, 306NM, 36A, 365V 600RPM, 19KW, 302NM, 35A, 420V FORCED VENTILATION; DIRECTION OF AIR FLOW NDE --> DE; DEGREE OF PROTECTION IP55 INCREMENT. ENCODER HTL 2048 S/R (ENCODER HTL2048S/R) DESIGN IM B3 (IM V5, IM V6) PLAIN SHAFT WITHOUT FITTED KEY; BEARING: STANDARD WITH FIXED BEARING, VIBRATION SEVERITY GRADE R/A; SHAFT AND FLANGE ACCURACY: R TERMINAL BOX (ABOVE) CABLE ENTRY ON THE LEFT SIGNAL CONNECTION D-END | 7095 | TEM | 1 | MC | 230 | 1
1PH81651JB100BC1 | SIMOTICS M COMPACT ASYNCHRONOUS MOTOR 400RPM, 13KW, 310NM, 36A, 300V 500RPM, 16KW, 306NM, 36A, 365V 600RPM, 19KW, 302NM, 35A, 420V FORCED VENTILATION; DIRECTION OF AIR FLOW NDE --> DE; DEGREE OF PROTECTION IP55 INCREMENT. ENCODER HTL 2048 S/R (ENCODER HTL2048S/R) DESIGN IM B3 (IM V5, IM V6) PLAIN SHAFT WITHOUT FITTED KEY; BEARING: STANDARD WITH FIXED BEARING, VIBRATION SEVERITY GRADE R/A; SHAFT AND FLANGE ACCURACY: R TERMINAL BOX (ABOVE) CABLE ENTRY ON THE ND-END SIGNAL CONNECTION LEFT | 7095 | TEM | 1 | MC | 230 | 1
1PH81651JB100CA1 | SIMOTICS M COMPACT ASYNCHRONOUS MOTOR 400RPM, 13KW, 310NM, 36A, 300V 500RPM, 16KW, 306NM, 36A, 365V 600RPM, 19KW, 302NM, 35A, 420V FORCED VENTILATION; DIRECTION OF AIR FLOW NDE --> DE; DEGREE OF PROTECTION IP55 INCREMENT. ENCODER HTL 2048 S/R (ENCODER HTL2048S/R) DESIGN IM B3 (IM V5, IM V6) PLAIN SHAFT WITHOUT FITTED KEY; BEARING: STANDARD WITH FIXED BEARING, VIBRATION SEVERITY GRADE S/A; SHAFT AND FLANGE ACCURACY: R TERMINAL BOX (ABOVE) CABLE ENTRY ON THE RIGHT SIGNAL CONNECTION D-END | 7290 | TEM | 1 | MC | 230 | 1
1PH81651JB100CB1 | SIMOTICS M COMPACT ASYNCHRONOUS MOTOR 400RPM, 13KW, 310NM, 36A, 300V 500RPM, 16KW, 306NM, 36A, 365V 600RPM, 19KW, 302NM, 35A, 420V FORCED VENTILATION; DIRECTION OF AIR FLOW NDE --> DE; DEGREE OF PROTECTION IP55 INCREMENT. ENCODER HTL 2048 S/R (ENCODER HTL2048S/R) DESIGN IM B3 (IM V5, IM V6) PLAIN SHAFT WITHOUT FITTED KEY; BEARING: STANDARD WITH FIXED BEARING, VIBRATION SEVERITY GRADE S/A; SHAFT AND FLANGE ACCURACY: R TERMINAL BOX (ABOVE) CABLE ENTRY ON THE LEFT SIGNAL CONNECTION D-END | 7290 | TEM | 1 | MC | 230 | 1
1PH81651JB100CC1 | SIMOTICS M COMPACT ASYNCHRONOUS MOTOR 400RPM, 13KW, 310NM, 36A, 300V 500RPM, 16KW, 306NM, 36A, 365V 600RPM, 19KW, 302NM, 35A, 420V FORCED VENTILATION; DIRECTION OF AIR FLOW NDE --> DE; DEGREE OF PROTECTION IP55 INCREMENT. ENCODER HTL 2048 S/R (ENCODER HTL2048S/R) DESIGN IM B3 (IM V5, IM V6) PLAIN SHAFT WITHOUT FITTED KEY; BEARING: STANDARD WITH FIXED BEARING, VIBRATION SEVERITY GRADE S/A; SHAFT AND FLANGE ACCURACY: R TERMINAL BOX (ABOVE) CABLE ENTRY ON THE ND-END SIGNAL CONNECTION LEFT | 7290 | TEM | 1 | MC | 230 | 1
1PH81651JB102BA1 | SIMOTICS M COMPACT ASYNCHRONOUS MOTOR 400RPM, 13KW, 310NM, 36A, 300V 500RPM, 16KW, 306NM, 36A, 365V 600RPM, 19KW, 302NM, 35A, 420V FORCED VENTILATION; DIRECTION OF AIR FLOW NDE --> DE; DEGREE OF PROTECTION IP55 INCREMENT. ENCODER HTL 2048 S/R (ENCODER HTL2048S/R) DESIGN IM B3 (IM V5, IM V6) SHAFT WITH FITTED KEY HALF-KEY BALANCING BEARING: STANDARD WITH FIXED BEARING, VIBRATION SEVERITY GRADE R/A; SHAFT AND FLANGE ACCURACY: R TERMINAL BOX (ABOVE) CABLE ENTRY ON THE RIGHT SIGNAL CONNECTION D-END | 7290 | TEM | 1 | MC | 230 | 1
1PH81651JB102BB1 | SIMOTICS M COMPACT ASYNCHRONOUS MOTOR 400RPM, 13KW, 310NM, 36A, 300V 500RPM, 16KW, 306NM, 36A, 365V 600RPM, 19KW, 302NM, 35A, 420V FORCED VENTILATION; DIRECTION OF AIR FLOW NDE --> DE; DEGREE OF PROTECTION IP55 INCREMENT. ENCODER HTL 2048 S/R (ENCODER HTL2048S/R) DESIGN IM B3 (IM V5, IM V6) SHAFT WITH FITTED KEY HALF-KEY BALANCING BEARING: STANDARD WITH FIXED BEARING, VIBRATION SEVERITY GRADE R/A; SHAFT AND FLANGE ACCURACY: R TERMINAL BOX (ABOVE) CABLE ENTRY ON THE LEFT SIGNAL CONNECTION D-END | 7290 | TEM | 1 | MC | 230 | 1
1PH81651JB102BC1 | SIMOTICS M COMPACT ASYNCHRONOUS MOTOR 400RPM, 13KW, 310NM, 36A, 300V 500RPM, 16KW, 306NM, 36A, 365V 600RPM, 19KW, 302NM, 35A, 420V FORCED VENTILATION; DIRECTION OF AIR FLOW NDE --> DE; DEGREE OF PROTECTION IP55 INCREMENT. ENCODER HTL 2048 S/R (ENCODER HTL2048S/R) DESIGN IM B3 (IM V5, IM V6) SHAFT WITH FITTED KEY HALF-KEY BALANCING BEARING: STANDARD WITH FIXED BEARING, VIBRATION SEVERITY GRADE R/A; SHAFT AND FLANGE ACCURACY: R TERMINAL BOX (ABOVE) CABLE ENTRY ON THE ND-END SIGNAL CONNECTION LEFT | 7290 | TEM | 1 | MC | 230 | 1
1PH81651JB102CA1 | SIMOTICS M COMPACT ASYNCHRONOUS MOTOR 400RPM, 13KW, 310NM, 36A, 300V 500RPM, 16KW, 306NM, 36A, 365V 600RPM, 19KW, 302NM, 35A, 420V FORCED VENTILATION; DIRECTION OF AIR FLOW NDE --> DE; DEGREE OF PROTECTION IP55 INCREMENT. ENCODER HTL 2048 S/R (ENCODER HTL2048S/R) DESIGN IM B3 (IM V5, IM V6) SHAFT WITH FITTED KEY HALF-KEY BALANCING BEARING: STANDARD WITH FIXED BEARING, VIBRATION SEVERITY GRADE S/A; SHAFT AND FLANGE ACCURACY: R TERMINAL BOX (ABOVE) CABLE ENTRY ON THE RIGHT SIGNAL CONNECTION D-END | 7485 | TEM | 1 | MC | 230 | 1
1PH81651JB102CB1 | SIMOTICS M COMPACT ASYNCHRONOUS MOTOR 400RPM, 13KW, 310NM, 36A, 300V 500RPM, 16KW, 306NM, 36A, 365V 600RPM, 19KW, 302NM, 35A, 420V FORCED VENTILATION; DIRECTION OF AIR FLOW NDE --> DE; DEGREE OF PROTECTION IP55 INCREMENT. ENCODER HTL 2048 S/R (ENCODER HTL2048S/R) DESIGN IM B3 (IM V5, IM V6) SHAFT WITH FITTED KEY HALF-KEY BALANCING BEARING: STANDARD WITH FIXED BEARING, VIBRATION SEVERITY GRADE S/A; SHAFT AND FLANGE ACCURACY: R TERMINAL BOX (ABOVE) CABLE ENTRY ON THE LEFT SIGNAL CONNECTION D-END | 7485 | TEM | 1 | MC | 230 | 1
1PH81651JB102CC1 | SIMOTICS M COMPACT ASYNCHRONOUS MOTOR 400RPM, 13KW, 310NM, 36A, 300V 500RPM, 16KW, 306NM, 36A, 365V 600RPM, 19KW, 302NM, 35A, 420V FORCED VENTILATION; DIRECTION OF AIR FLOW NDE --> DE; DEGREE OF PROTECTION IP55 INCREMENT. ENCODER HTL 2048 S/R (ENCODER HTL2048S/R) DESIGN IM B3 (IM V5, IM V6) SHAFT WITH FITTED KEY HALF-KEY BALANCING BEARING: STANDARD WITH FIXED BEARING, VIBRATION SEVERITY GRADE S/A; SHAFT AND FLANGE ACCURACY: R TERMINAL BOX (ABOVE) CABLE ENTRY ON THE ND-END SIGNAL CONNECTION LEFT | 7485 | TEM | 1 | MC | 230 | 1
1PH81651JB120BA1 | SIMOTICS M COMPACT ASYNCHRONOUS MOTOR 400RPM, 13KW, 310NM, 36A, 300V 500RPM, 16KW, 306NM, 36A, 365V 600RPM, 19KW, 302NM, 35A, 420V FORCED VENTILATION; DIRECTION OF AIR FLOW NDE --> DE; DEGREE OF PROTECTION IP55 INCREMENT. ENCODER HTL 2048 S/R (ENCODER HTL2048S/R) DESIGN IM B5 (IMV 1,IM V3) PLAIN SHAFT WITHOUT FITTED KEY; BEARING: STANDARD WITH FIXED BEARING, VIBRATION SEVERITY GRADE R/A; SHAFT AND FLANGE ACCURACY: R TERMINAL BOX (ABOVE) CABLE ENTRY ON THE RIGHT SIGNAL CONNECTION D-END | 7745 | TEM | 1 | MC | 230 | 1
1PH81651JB120BB1 | SIMOTICS M COMPACT ASYNCHRONOUS MOTOR 400RPM, 13KW, 310NM, 36A, 300V 500RPM, 16KW, 306NM, 36A, 365V 600RPM, 19KW, 302NM, 35A, 420V FORCED VENTILATION; DIRECTION OF AIR FLOW NDE --> DE; DEGREE OF PROTECTION IP55 INCREMENT. ENCODER HTL 2048 S/R (ENCODER HTL2048S/R) DESIGN IM B5 (IMV 1,IM V3) PLAIN SHAFT WITHOUT FITTED KEY; BEARING: STANDARD WITH FIXED BEARING, VIBRATION SEVERITY GRADE R/A; SHAFT AND FLANGE ACCURACY: R TERMINAL BOX (ABOVE) CABLE ENTRY ON THE LEFT SIGNAL CONNECTION D-END | 7745 | TEM | 1 | MC | 230 | 1
1PH81651JB120BC1 | SIMOTICS M COMPACT ASYNCHRONOUS MOTOR 400RPM, 13KW, 310NM, 36A, 300V 500RPM, 16KW, 306NM, 36A, 365V 600RPM, 19KW, 302NM, 35A, 420V FORCED VENTILATION; DIRECTION OF AIR FLOW NDE --> DE; DEGREE OF PROTECTION IP55 INCREMENT. ENCODER HTL 2048 S/R (ENCODER HTL2048S/R) DESIGN IM B5 (IMV 1,IM V3) PLAIN SHAFT WITHOUT FITTED KEY; BEARING: STANDARD WITH FIXED BEARING, VIBRATION SEVERITY GRADE R/A; SHAFT AND FLANGE ACCURACY: R TERMINAL BOX (ABOVE) CABLE ENTRY ON THE ND-END SIGNAL CONNECTION LEFT | 7745 | TEM | 1 | MC | 230 | 1
1PH81651JB120CA1 | SIMOTICS M COMPACT ASYNCHRONOUS MOTOR 400RPM, 13KW, 310NM, 36A, 300V 500RPM, 16KW, 306NM, 36A, 365V 600RPM, 19KW, 302NM, 35A, 420V FORCED VENTILATION; DIRECTION OF AIR FLOW NDE --> DE; DEGREE OF PROTECTION IP55 INCREMENT. ENCODER HTL 2048 S/R (ENCODER HTL2048S/R) DESIGN IM B5 (IMV 1,IM V3) PLAIN SHAFT WITHOUT FITTED KEY; BEARING: STANDARD WITH FIXED BEARING, VIBRATION SEVERITY GRADE S/A; SHAFT AND FLANGE ACCURACY: R TERMINAL BOX (ABOVE) CABLE ENTRY ON THE RIGHT SIGNAL CONNECTION D-END | 7940 | TEM | 1 | MC | 230 | 1
1PH81651JB120CB1 | SIMOTICS M COMPACT ASYNCHRONOUS MOTOR 400RPM, 13KW, 310NM, 36A, 300V 500RPM, 16KW, 306NM, 36A, 365V 600RPM, 19KW, 302NM, 35A, 420V FORCED VENTILATION; DIRECTION OF AIR FLOW NDE --> DE; DEGREE OF PROTECTION IP55 INCREMENT. ENCODER HTL 2048 S/R (ENCODER HTL2048S/R) DESIGN IM B5 (IMV 1,IM V3) PLAIN SHAFT WITHOUT FITTED KEY; BEARING: STANDARD WITH FIXED BEARING, VIBRATION SEVERITY GRADE S/A; SHAFT AND FLANGE ACCURACY: R TERMINAL BOX (ABOVE) CABLE ENTRY ON THE LEFT SIGNAL CONNECTION D-END | 7940 | TEM | 1 | MC | 230 | 1
1PH81651JB120CC1 | SIMOTICS M COMPACT ASYNCHRONOUS MOTOR 400RPM, 13KW, 310NM, 36A, 300V 500RPM, 16KW, 306NM, 36A, 365V 600RPM, 19KW, 302NM, 35A, 420V FORCED VENTILATION; DIRECTION OF AIR FLOW NDE --> DE; DEGREE OF PROTECTION IP55 INCREMENT. ENCODER HTL 2048 S/R (ENCODER HTL2048S/R) DESIGN IM B5 (IMV 1,IM V3) PLAIN SHAFT WITHOUT FITTED KEY; BEARING: STANDARD WITH FIXED BEARING, VIBRATION SEVERITY GRADE S/A; SHAFT AND FLANGE ACCURACY: R TERMINAL BOX (ABOVE) CABLE ENTRY ON THE ND-END SIGNAL CONNECTION LEFT | 7940 | TEM | 1 | MC | 230 | 1
1PH81651JB122BA1 | SIMOTICS M COMPACT ASYNCHRONOUS MOTOR 400RPM, 13KW, 310NM, 36A, 300V 500RPM, 16KW, 306NM, 36A, 365V 600RPM, 19KW, 302NM, 35A, 420V FORCED VENTILATION; DIRECTION OF AIR FLOW NDE --> DE; DEGREE OF PROTECTION IP55 INCREMENT. ENCODER HTL 2048 S/R (ENCODER HTL2048S/R) DESIGN IM B5 (IMV 1,IM V3) SHAFT WITH FITTED KEY HALF-KEY BALANCING BEARING: STANDARD WITH FIXED BEARING, VIBRATION SEVERITY GRADE R/A; SHAFT AND FLANGE ACCURACY: R TERMINAL BOX (ABOVE) CABLE ENTRY ON THE RIGHT SIGNAL CONNECTION D-END | 7940 | TEM | 1 | MC | 230 | 1
1PH81651JB122BB1 | SIMOTICS M COMPACT ASYNCHRONOUS MOTOR 400RPM, 13KW, 310NM, 36A, 300V 500RPM, 16KW, 306NM, 36A, 365V 600RPM, 19KW, 302NM, 35A, 420V FORCED VENTILATION; DIRECTION OF AIR FLOW NDE --> DE; DEGREE OF PROTECTION IP55 INCREMENT. ENCODER HTL 2048 S/R (ENCODER HTL2048S/R) DESIGN IM B5 (IMV 1,IM V3) SHAFT WITH FITTED KEY HALF-KEY BALANCING BEARING: STANDARD WITH FIXED BEARING, VIBRATION SEVERITY GRADE R/A; SHAFT AND FLANGE ACCURACY: R TERMINAL BOX (ABOVE) CABLE ENTRY ON THE LEFT SIGNAL CONNECTION D-END | 7940 | TEM | 1 | MC | 230 | 1
1PH81651JB122BC1 | SIMOTICS M COMPACT ASYNCHRONOUS MOTOR 400RPM, 13KW, 310NM, 36A, 300V 500RPM, 16KW, 306NM, 36A, 365V 600RPM, 19KW, 302NM, 35A, 420V FORCED VENTILATION; DIRECTION OF AIR FLOW NDE --> DE; DEGREE OF PROTECTION IP55 INCREMENT. ENCODER HTL 2048 S/R (ENCODER HTL2048S/R) DESIGN IM B5 (IMV 1,IM V3) SHAFT WITH FITTED KEY HALF-KEY BALANCING BEARING: STANDARD WITH FIXED BEARING, VIBRATION SEVERITY GRADE R/A; SHAFT AND FLANGE ACCURACY: R TERMINAL BOX (ABOVE) CABLE ENTRY ON THE ND-END SIGNAL CONNECTION LEFT | 7940 | TEM | 1 | MC | 230 | 1
1PH81651JB122CA1 | SIMOTICS M COMPACT ASYNCHRONOUS MOTOR 400RPM, 13KW, 310NM, 36A, 300V 500RPM, 16KW, 306NM, 36A, 365V 600RPM, 19KW, 302NM, 35A, 420V FORCED VENTILATION; DIRECTION OF AIR FLOW NDE --> DE; DEGREE OF PROTECTION IP55 INCREMENT. ENCODER HTL 2048 S/R (ENCODER HTL2048S/R) DESIGN IM B5 (IMV 1,IM V3) SHAFT WITH FITTED KEY HALF-KEY BALANCING BEARING: STANDARD WITH FIXED BEARING, VIBRATION SEVERITY GRADE S/A; SHAFT AND FLANGE ACCURACY: R TERMINAL BOX (ABOVE) CABLE ENTRY ON THE RIGHT SIGNAL CONNECTION D-END | 8135 | TEM | 1 | MC | 230 | 1
1PH81651JB122CB1 | SIMOTICS M COMPACT ASYNCHRONOUS MOTOR 400RPM, 13KW, 310NM, 36A, 300V 500RPM, 16KW, 306NM, 36A, 365V 600RPM, 19KW, 302NM, 35A, 420V FORCED VENTILATION; DIRECTION OF AIR FLOW NDE --> DE; DEGREE OF PROTECTION IP55 INCREMENT. ENCODER HTL 2048 S/R (ENCODER HTL2048S/R) DESIGN IM B5 (IMV 1,IM V3) SHAFT WITH FITTED KEY HALF-KEY BALANCING BEARING: STANDARD WITH FIXED BEARING, VIBRATION SEVERITY GRADE S/A; SHAFT AND FLANGE ACCURACY: R TERMINAL BOX (ABOVE) CABLE ENTRY ON THE LEFT SIGNAL CONNECTION D-END | 8135 | TEM | 1 | MC | 230 | 1
1PH81651JB122CC1 | SIMOTICS M COMPACT ASYNCHRONOUS MOTOR 400RPM, 13KW, 310NM, 36A, 300V 500RPM, 16KW, 306NM, 36A, 365V 600RPM, 19KW, 302NM, 35A, 420V FORCED VENTILATION; DIRECTION OF AIR FLOW NDE --> DE; DEGREE OF PROTECTION IP55 INCREMENT. ENCODER HTL 2048 S/R (ENCODER HTL2048S/R) DESIGN IM B5 (IMV 1,IM V3) SHAFT WITH FITTED KEY HALF-KEY BALANCING BEARING: STANDARD WITH FIXED BEARING, VIBRATION SEVERITY GRADE S/A; SHAFT AND FLANGE ACCURACY: R TERMINAL BOX (ABOVE) CABLE ENTRY ON THE ND-END SIGNAL CONNECTION LEFT | 8135 | TEM | 1 | MC | 230 | 1
1PH81651JB130BA1 | SIMOTICS M COMPACT ASYNCHRONOUS MOTOR 400RPM, 13KW, 310NM, 36A, 300V 500RPM, 16KW, 306NM, 36A, 365V 600RPM, 19KW, 302NM, 35A, 420V FORCED VENTILATION; DIRECTION OF AIR FLOW NDE --> DE; DEGREE OF PROTECTION IP55 INCREMENT. ENCODER HTL 2048 S/R (ENCODER HTL2048S/R) DESIGN IM B35 (IM V15, IM V35) PLAIN SHAFT WITHOUT FITTED KEY; BEARING: STANDARD WITH FIXED BEARING, VIBRATION SEVERITY GRADE R/A; SHAFT AND FLANGE ACCURACY: R TERMINAL BOX (ABOVE) CABLE ENTRY ON THE RIGHT SIGNAL CONNECTION D-END | 7745 | TEM | 1 | MC | 230 | 1
1PH81651JB130BB1 | SIMOTICS M COMPACT ASYNCHRONOUS MOTOR 400RPM, 13KW, 310NM, 36A, 300V 500RPM, 16KW, 306NM, 36A, 365V 600RPM, 19KW, 302NM, 35A, 420V FORCED VENTILATION; DIRECTION OF AIR FLOW NDE --> DE; DEGREE OF PROTECTION IP55 INCREMENT. ENCODER HTL 2048 S/R (ENCODER HTL2048S/R) DESIGN IM B35 (IM V15, IM V35) PLAIN SHAFT WITHOUT FITTED KEY; BEARING: STANDARD WITH FIXED BEARING, VIBRATION SEVERITY GRADE R/A; SHAFT AND FLANGE ACCURACY: R TERMINAL BOX (ABOVE) CABLE ENTRY ON THE LEFT SIGNAL CONNECTION D-END | 7745 | TEM | 1 | MC | 230 | 1
1PH81651JB130BC1 | SIMOTICS M COMPACT ASYNCHRONOUS MOTOR 400RPM, 13KW, 310NM, 36A, 300V 500RPM, 16KW, 306NM, 36A, 365V 600RPM, 19KW, 302NM, 35A, 420V FORCED VENTILATION; DIRECTION OF AIR FLOW NDE --> DE; DEGREE OF PROTECTION IP55 INCREMENT. ENCODER HTL 2048 S/R (ENCODER HTL2048S/R) DESIGN IM B35 (IM V15, IM V35) PLAIN SHAFT WITHOUT FITTED KEY; BEARING: STANDARD WITH FIXED BEARING, VIBRATION SEVERITY GRADE R/A; SHAFT AND FLANGE ACCURACY: R TERMINAL BOX (ABOVE) CABLE ENTRY ON THE ND-END SIGNAL CONNECTION LEFT | 7745 | TEM | 1 | MC | 230 | 1
1PH81651JB130CA1 | SIMOTICS M COMPACT ASYNCHRONOUS MOTOR 400RPM, 13KW, 310NM, 36A, 300V 500RPM, 16KW, 306NM, 36A, 365V 600RPM, 19KW, 302NM, 35A, 420V FORCED VENTILATION; DIRECTION OF AIR FLOW NDE --> DE; DEGREE OF PROTECTION IP55 INCREMENT. ENCODER HTL 2048 S/R (ENCODER HTL2048S/R) DESIGN IM B35 (IM V15, IM V35) PLAIN SHAFT WITHOUT FITTED KEY; BEARING: STANDARD WITH FIXED BEARING, VIBRATION SEVERITY GRADE S/A; SHAFT AND FLANGE ACCURACY: R TERMINAL BOX (ABOVE) CABLE ENTRY ON THE RIGHT SIGNAL CONNECTION D-END | 7940 | TEM | 1 | MC | 230 | 1
1PH81651JB130CB1 | SIMOTICS M COMPACT ASYNCHRONOUS MOTOR 400RPM, 13KW, 310NM, 36A, 300V 500RPM, 16KW, 306NM, 36A, 365V 600RPM, 19KW, 302NM, 35A, 420V FORCED VENTILATION; DIRECTION OF AIR FLOW NDE --> DE; DEGREE OF PROTECTION IP55 INCREMENT. ENCODER HTL 2048 S/R (ENCODER HTL2048S/R) DESIGN IM B35 (IM V15, IM V35) PLAIN SHAFT WITHOUT FITTED KEY; BEARING: STANDARD WITH FIXED BEARING, VIBRATION SEVERITY GRADE S/A; SHAFT AND FLANGE ACCURACY: R TERMINAL BOX (ABOVE) CABLE ENTRY ON THE LEFT SIGNAL CONNECTION D-END | 7940 | TEM | 1 | MC | 230 | 1
1PH81651JB130CC1 | SIMOTICS M COMPACT ASYNCHRONOUS MOTOR 400RPM, 13KW, 310NM, 36A, 300V 500RPM, 16KW, 306NM, 36A, 365V 600RPM, 19KW, 302NM, 35A, 420V FORCED VENTILATION; DIRECTION OF AIR FLOW NDE --> DE; DEGREE OF PROTECTION IP55 INCREMENT. ENCODER HTL 2048 S/R (ENCODER HTL2048S/R) DESIGN IM B35 (IM V15, IM V35) PLAIN SHAFT WITHOUT FITTED KEY; BEARING: STANDARD WITH FIXED BEARING, VIBRATION SEVERITY GRADE S/A; SHAFT AND FLANGE ACCURACY: R TERMINAL BOX (ABOVE) CABLE ENTRY ON THE ND-END SIGNAL CONNECTION LEFT | 7940 | TEM | 1 | MC | 230 | 1
1PH81651JB132BA1 | SIMOTICS M COMPACT ASYNCHRONOUS MOTOR 400RPM, 13KW, 310NM, 36A, 300V 500RPM, 16KW, 306NM, 36A, 365V 600RPM, 19KW, 302NM, 35A, 420V FORCED VENTILATION; DIRECTION OF AIR FLOW NDE --> DE; DEGREE OF PROTECTION IP55 INCREMENT. ENCODER HTL 2048 S/R (ENCODER HTL2048S/R) DESIGN IM B35 (IM V15, IM V35) SHAFT WITH FITTED KEY HALF-KEY BALANCING BEARING: STANDARD WITH FIXED BEARING, VIBRATION SEVERITY GRADE R/A; SHAFT AND FLANGE ACCURACY: R TERMINAL BOX (ABOVE) CABLE ENTRY ON THE RIGHT SIGNAL CONNECTION D-END | 7940 | TEM | 1 | MC | 230 | 1
1PH81651JB132BB1 | SIMOTICS M COMPACT ASYNCHRONOUS MOTOR 400RPM, 13KW, 310NM, 36A, 300V 500RPM, 16KW, 306NM, 36A, 365V 600RPM, 19KW, 302NM, 35A, 420V FORCED VENTILATION; DIRECTION OF AIR FLOW NDE --> DE; DEGREE OF PROTECTION IP55 INCREMENT. ENCODER HTL 2048 S/R (ENCODER HTL2048S/R) DESIGN IM B35 (IM V15, IM V35) SHAFT WITH FITTED KEY HALF-KEY BALANCING BEARING: STANDARD WITH FIXED BEARING, VIBRATION SEVERITY GRADE R/A; SHAFT AND FLANGE ACCURACY: R TERMINAL BOX (ABOVE) CABLE ENTRY ON THE LEFT SIGNAL CONNECTION D-END | 7940 | TEM | 1 | MC | 230 | 1
1PH81651JB132BC1 | SIMOTICS M COMPACT ASYNCHRONOUS MOTOR 400RPM, 13KW, 310NM, 36A, 300V 500RPM, 16KW, 306NM, 36A, 365V 600RPM, 19KW, 302NM, 35A, 420V FORCED VENTILATION; DIRECTION OF AIR FLOW NDE --> DE; DEGREE OF PROTECTION IP55 INCREMENT. ENCODER HTL 2048 S/R (ENCODER HTL2048S/R) DESIGN IM B35 (IM V15, IM V35) SHAFT WITH FITTED KEY HALF-KEY BALANCING BEARING: STANDARD WITH FIXED BEARING, VIBRATION SEVERITY GRADE R/A; SHAFT AND FLANGE ACCURACY: R TERMINAL BOX (ABOVE) CABLE ENTRY ON THE ND-END SIGNAL CONNECTION LEFT | 7940 | TEM | 1 | MC | 230 | 1
1PH81651JB132CA1 | SIMOTICS M COMPACT ASYNCHRONOUS MOTOR 400RPM, 13KW, 310NM, 36A, 300V 500RPM, 16KW, 306NM, 36A, 365V 600RPM, 19KW, 302NM, 35A, 420V FORCED VENTILATION; DIRECTION OF AIR FLOW NDE --> DE; DEGREE OF PROTECTION IP55 INCREMENT. ENCODER HTL 2048 S/R (ENCODER HTL2048S/R) DESIGN IM B35 (IM V15, IM V35) SHAFT WITH FITTED KEY HALF-KEY BALANCING BEARING: STANDARD WITH FIXED BEARING, VIBRATION SEVERITY GRADE S/A; SHAFT AND FLANGE ACCURACY: R TERMINAL BOX (ABOVE) CABLE ENTRY ON THE RIGHT SIGNAL CONNECTION D-END | 8135 | TEM | 1 | MC | 230 | 1
1PH81651JB132CB1 | SIMOTICS M COMPACT ASYNCHRONOUS MOTOR 400RPM, 13KW, 310NM, 36A, 300V 500RPM, 16KW, 306NM, 36A, 365V 600RPM, 19KW, 302NM, 35A, 420V FORCED VENTILATION; DIRECTION OF AIR FLOW NDE --> DE; DEGREE OF PROTECTION IP55 INCREMENT. ENCODER HTL 2048 S/R (ENCODER HTL2048S/R) DESIGN IM B35 (IM V15, IM V35) SHAFT WITH FITTED KEY HALF-KEY BALANCING BEARING: STANDARD WITH FIXED BEARING, VIBRATION SEVERITY GRADE S/A; SHAFT AND FLANGE ACCURACY: R TERMINAL BOX (ABOVE) CABLE ENTRY ON THE LEFT SIGNAL CONNECTION D-END | 8135 | TEM | 1 | MC | 230 | 1
1PH81651JB132CC1 | SIMOTICS M COMPACT ASYNCHRONOUS MOTOR 400RPM, 13KW, 310NM, 36A, 300V 500RPM, 16KW, 306NM, 36A, 365V 600RPM, 19KW, 302NM, 35A, 420V FORCED VENTILATION; DIRECTION OF AIR FLOW NDE --> DE; DEGREE OF PROTECTION IP55 INCREMENT. ENCODER HTL 2048 S/R (ENCODER HTL2048S/R) DESIGN IM B35 (IM V15, IM V35) SHAFT WITH FITTED KEY HALF-KEY BALANCING BEARING: STANDARD WITH FIXED BEARING, VIBRATION SEVERITY GRADE S/A; SHAFT AND FLANGE ACCURACY: R TERMINAL BOX (ABOVE) CABLE ENTRY ON THE ND-END SIGNAL CONNECTION LEFT | 8135 | TEM | 1 | MC | 230 | 1
1PH81651JD021BA1 | SIMOTICS M COMPACT ASYNCHRONOUS MOTOR 1000RPM, 28KW, 267NM, 71A, 292V 1150RPM, 31KW, 257NM, 69A, 333V 1350RPM, 34KW, 241NM, 66A, 387V FORCED VENTILATION; DIRECTION OF AIR FLOW DE --> NDE; DEGREE OF PROTECTION IP55 INCREMENT. ENCODER HTL 2048 S/R (ENCODER HTL2048S/R) DESIGN IM B5 (IMV 1,IM V3) SHAFT WITH FITTED KEY FULL-KEY BALANCING BEARING: STANDARD WITH FIXED BEARING, VIBRATION SEVERITY GRADE R/A; SHAFT AND FLANGE ACCURACY: R TERMINAL BOX (ABOVE) CABLE ENTRY ON THE RIGHT SIGNAL CONNECTION D-END | 7940 | TEM | 1 | MC | 230 | 1
1PH81651JD032BA1 | SIMOTICS M COMPACT ASYNCHRONOUS MOTOR 1000RPM, 28KW, 267NM, 71A, 292V 1150RPM, 31KW, 257NM, 69A, 333V 1350RPM, 34KW, 241NM, 66A, 387V FORCED VENTILATION; DIRECTION OF AIR FLOW DE --> NDE; DEGREE OF PROTECTION IP55 INCREMENT. ENCODER HTL 2048 S/R (ENCODER HTL2048S/R) DESIGN IM B35 (IM V15, IM V35) SHAFT WITH FITTED KEY HALF-KEY BALANCING BEARING: STANDARD WITH FIXED BEARING, VIBRATION SEVERITY GRADE R/A; SHAFT AND FLANGE ACCURACY: R TERMINAL BOX (ABOVE) CABLE ENTRY ON THE RIGHT SIGNAL CONNECTION D-END | 7940 | TEM | 1 | MC | 230 | 1
1PH81651JD032CA1 | SIMOTICS M COMPACT ASYNCHRONOUS MOTOR 1000RPM, 28KW, 267NM, 71A, 292V 1150RPM, 31KW, 257NM, 69A, 333V 1350RPM, 34KW, 241NM, 66A, 387V FORCED VENTILATION; DIRECTION OF AIR FLOW DE --> NDE; DEGREE OF PROTECTION IP55 INCREMENT. ENCODER HTL 2048 S/R (ENCODER HTL2048S/R) DESIGN IM B35 (IM V15, IM V35) SHAFT WITH FITTED KEY HALF-KEY BALANCING BEARING: STANDARD WITH FIXED BEARING, VIBRATION SEVERITY GRADE S/A; SHAFT AND FLANGE ACCURACY: R TERMINAL BOX (ABOVE) CABLE ENTRY ON THE RIGHT SIGNAL CONNECTION D-END | 8135 | TEM | 1 | MC | 230 | 1
1PH81651JD100BA1 | SIMOTICS M COMPACT ASYNCHRONOUS MOTOR 1000RPM, 28KW, 267NM, 71A, 292V 1150RPM, 31KW, 257NM, 69A, 333V 1350RPM, 34KW, 241NM, 66A, 387V FORCED VENTILATION; DIRECTION OF AIR FLOW NDE --> DE; DEGREE OF PROTECTION IP55 INCREMENT. ENCODER HTL 2048 S/R (ENCODER HTL2048S/R) DESIGN IM B3 (IM V5, IM V6) PLAIN SHAFT WITHOUT FITTED KEY; BEARING: STANDARD WITH FIXED BEARING, VIBRATION SEVERITY GRADE R/A; SHAFT AND FLANGE ACCURACY: R TERMINAL BOX (ABOVE) CABLE ENTRY ON THE RIGHT SIGNAL CONNECTION D-END | 7095 | TEM | 1 | MC | 230 | 1
1PH81651JD100BB1 | SIMOTICS M COMPACT ASYNCHRONOUS MOTOR 1000RPM, 28KW, 267NM, 71A, 292V 1150RPM, 31KW, 257NM, 69A, 333V 1350RPM, 34KW, 241NM, 66A, 387V FORCED VENTILATION; DIRECTION OF AIR FLOW NDE --> DE; DEGREE OF PROTECTION IP55 INCREMENT. ENCODER HTL 2048 S/R (ENCODER HTL2048S/R) DESIGN IM B3 (IM V5, IM V6) PLAIN SHAFT WITHOUT FITTED KEY; BEARING: STANDARD WITH FIXED BEARING, VIBRATION SEVERITY GRADE R/A; SHAFT AND FLANGE ACCURACY: R TERMINAL BOX (ABOVE) CABLE ENTRY ON THE LEFT SIGNAL CONNECTION D-END | 7095 | TEM | 1 | MC | 230 | 1
1PH81651JD100BC1 | SIMOTICS M COMPACT ASYNCHRONOUS MOTOR 1000RPM, 28KW, 267NM, 71A, 292V 1150RPM, 31KW, 257NM, 69A, 333V 1350RPM, 34KW, 241NM, 66A, 387V FORCED VENTILATION; DIRECTION OF AIR FLOW NDE --> DE; DEGREE OF PROTECTION IP55 INCREMENT. ENCODER HTL 2048 S/R (ENCODER HTL2048S/R) DESIGN IM B3 (IM V5, IM V6) PLAIN SHAFT WITHOUT FITTED KEY; BEARING: STANDARD WITH FIXED BEARING, VIBRATION SEVERITY GRADE R/A; SHAFT AND FLANGE ACCURACY: R TERMINAL BOX (ABOVE) CABLE ENTRY ON THE ND-END SIGNAL CONNECTION LEFT | 7095 | TEM | 1 | MC | 230 | 1
1PH81651JD100CA1 | SIMOTICS M COMPACT ASYNCHRONOUS MOTOR 1000RPM, 28KW, 267NM, 71A, 292V 1150RPM, 31KW, 257NM, 69A, 333V 1350RPM, 34KW, 241NM, 66A, 387V FORCED VENTILATION; DIRECTION OF AIR FLOW NDE --> DE; DEGREE OF PROTECTION IP55 INCREMENT. ENCODER HTL 2048 S/R (ENCODER HTL2048S/R) DESIGN IM B3 (IM V5, IM V6) PLAIN SHAFT WITHOUT FITTED KEY; BEARING: STANDARD WITH FIXED BEARING, VIBRATION SEVERITY GRADE S/A; SHAFT AND FLANGE ACCURACY: R TERMINAL BOX (ABOVE) CABLE ENTRY ON THE RIGHT SIGNAL CONNECTION D-END | 7290 | TEM | 1 | MC | 230 | 1
1PH81651JD100CB1 | SIMOTICS M COMPACT ASYNCHRONOUS MOTOR 1000RPM, 28KW, 267NM, 71A, 292V 1150RPM, 31KW, 257NM, 69A, 333V 1350RPM, 34KW, 241NM, 66A, 387V FORCED VENTILATION; DIRECTION OF AIR FLOW NDE --> DE; DEGREE OF PROTECTION IP55 INCREMENT. ENCODER HTL 2048 S/R (ENCODER HTL2048S/R) DESIGN IM B3 (IM V5, IM V6) PLAIN SHAFT WITHOUT FITTED KEY; BEARING: STANDARD WITH FIXED BEARING, VIBRATION SEVERITY GRADE S/A; SHAFT AND FLANGE ACCURACY: R TERMINAL BOX (ABOVE) CABLE ENTRY ON THE LEFT SIGNAL CONNECTION D-END | 7290 | TEM | 1 | MC | 230 | 1
1PH81651JD100CC1 | SIMOTICS M COMPACT ASYNCHRONOUS MOTOR 1000RPM, 28KW, 267NM, 71A, 292V 1150RPM, 31KW, 257NM, 69A, 333V 1350RPM, 34KW, 241NM, 66A, 387V FORCED VENTILATION; DIRECTION OF AIR FLOW NDE --> DE; DEGREE OF PROTECTION IP55 INCREMENT. ENCODER HTL 2048 S/R (ENCODER HTL2048S/R) DESIGN IM B3 (IM V5, IM V6) PLAIN SHAFT WITHOUT FITTED KEY; BEARING: STANDARD WITH FIXED BEARING, VIBRATION SEVERITY GRADE S/A; SHAFT AND FLANGE ACCURACY: R TERMINAL BOX (ABOVE) CABLE ENTRY ON THE ND-END SIGNAL CONNECTION LEFT | 7290 | TEM | 1 | MC | 230 | 1
1PH81651JD102BA1 | SIMOTICS M COMPACT ASYNCHRONOUS MOTOR 1000RPM, 28KW, 267NM, 71A, 292V 1150RPM, 31KW, 257NM, 69A, 333V 1350RPM, 34KW, 241NM, 66A, 387V FORCED VENTILATION; DIRECTION OF AIR FLOW NDE --> DE; DEGREE OF PROTECTION IP55 INCREMENT. ENCODER HTL 2048 S/R (ENCODER HTL2048S/R) DESIGN IM B3 (IM V5, IM V6) SHAFT WITH FITTED KEY HALF-KEY BALANCING BEARING: STANDARD WITH FIXED BEARING, VIBRATION SEVERITY GRADE R/A; SHAFT AND FLANGE ACCURACY: R TERMINAL BOX (ABOVE) CABLE ENTRY ON THE RIGHT SIGNAL CONNECTION D-END | 7290 | TEM | 1 | MC | 230 | 1
1PH81651JD102BB1 | SIMOTICS M COMPACT ASYNCHRONOUS MOTOR 1000RPM, 28KW, 267NM, 71A, 292V 1150RPM, 31KW, 257NM, 69A, 333V 1350RPM, 34KW, 241NM, 66A, 387V FORCED VENTILATION; DIRECTION OF AIR FLOW NDE --> DE; DEGREE OF PROTECTION IP55 INCREMENT. ENCODER HTL 2048 S/R (ENCODER HTL2048S/R) DESIGN IM B3 (IM V5, IM V6) SHAFT WITH FITTED KEY HALF-KEY BALANCING BEARING: STANDARD WITH FIXED BEARING, VIBRATION SEVERITY GRADE R/A; SHAFT AND FLANGE ACCURACY: R TERMINAL BOX (ABOVE) CABLE ENTRY ON THE LEFT SIGNAL CONNECTION D-END | 7290 | TEM | 1 | MC | 230 | 1
1PH81651JD102BC1 | SIMOTICS M COMPACT ASYNCHRONOUS MOTOR 1000RPM, 28KW, 267NM, 71A, 292V 1150RPM, 31KW, 257NM, 69A, 333V 1350RPM, 34KW, 241NM, 66A, 387V FORCED VENTILATION; DIRECTION OF AIR FLOW NDE --> DE; DEGREE OF PROTECTION IP55 INCREMENT. ENCODER HTL 2048 S/R (ENCODER HTL2048S/R) DESIGN IM B3 (IM V5, IM V6) SHAFT WITH FITTED KEY HALF-KEY BALANCING BEARING: STANDARD WITH FIXED BEARING, VIBRATION SEVERITY GRADE R/A; SHAFT AND FLANGE ACCURACY: R TERMINAL BOX (ABOVE) CABLE ENTRY ON THE ND-END SIGNAL CONNECTION LEFT | 7290 | TEM | 1 | MC | 230 | 1
1PH81651JD102CA1 | SIMOTICS M COMPACT ASYNCHRONOUS MOTOR 1000RPM, 28KW, 267NM, 71A, 292V 1150RPM, 31KW, 257NM, 69A, 333V 1350RPM, 34KW, 241NM, 66A, 387V FORCED VENTILATION; DIRECTION OF AIR FLOW NDE --> DE; DEGREE OF PROTECTION IP55 INCREMENT. ENCODER HTL 2048 S/R (ENCODER HTL2048S/R) DESIGN IM B3 (IM V5, IM V6) SHAFT WITH FITTED KEY HALF-KEY BALANCING BEARING: STANDARD WITH FIXED BEARING, VIBRATION SEVERITY GRADE S/A; SHAFT AND FLANGE ACCURACY: R TERMINAL BOX (ABOVE) CABLE ENTRY ON THE RIGHT SIGNAL CONNECTION D-END | 7485 | TEM | 1 | MC | 230 | 1
1PH81651JD102CB1 | SIMOTICS M COMPACT ASYNCHRONOUS MOTOR 1000RPM, 28KW, 267NM, 71A, 292V 1150RPM, 31KW, 257NM, 69A, 333V 1350RPM, 34KW, 241NM, 66A, 387V FORCED VENTILATION; DIRECTION OF AIR FLOW NDE --> DE; DEGREE OF PROTECTION IP55 INCREMENT. ENCODER HTL 2048 S/R (ENCODER HTL2048S/R) DESIGN IM B3 (IM V5, IM V6) SHAFT WITH FITTED KEY HALF-KEY BALANCING BEARING: STANDARD WITH FIXED BEARING, VIBRATION SEVERITY GRADE S/A; SHAFT AND FLANGE ACCURACY: R TERMINAL BOX (ABOVE) CABLE ENTRY ON THE LEFT SIGNAL CONNECTION D-END | 7485 | TEM | 1 | MC | 230 | 1
1PH81651JD102CC1 | SIMOTICS M COMPACT ASYNCHRONOUS MOTOR 1000RPM, 28KW, 267NM, 71A, 292V 1150RPM, 31KW, 257NM, 69A, 333V 1350RPM, 34KW, 241NM, 66A, 387V FORCED VENTILATION; DIRECTION OF AIR FLOW NDE --> DE; DEGREE OF PROTECTION IP55 INCREMENT. ENCODER HTL 2048 S/R (ENCODER HTL2048S/R) DESIGN IM B3 (IM V5, IM V6) SHAFT WITH FITTED KEY HALF-KEY BALANCING BEARING: STANDARD WITH FIXED BEARING, VIBRATION SEVERITY GRADE S/A; SHAFT AND FLANGE ACCURACY: R TERMINAL BOX (ABOVE) CABLE ENTRY ON THE ND-END SIGNAL CONNECTION LEFT | 7485 | TEM | 1 | MC | 230 | 1
1PH81651JD102QC1 | SIMOTICS M COMPACT ASYNCHRONOUS MOTOR 1000RPM, 28KW, 267NM, 71A, 292V 1150RPM, 31KW, 257NM, 69A, 333V 1350RPM, 34KW, 241NM, 66A, 387V FORCED VENTILATION; DIRECTION OF AIR FLOW NDE --> DE; DEGREE OF PROTECTION IP55 INCREMENT. ENCODER HTL 2048 S/R (ENCODER HTL2048S/R) DESIGN IM B3 (IM V5, IM V6) SHAFT WITH FITTED KEY HALF-KEY BALANCING BEARING: ADVANCED LIFETIME VIBRATION SEVERITY S/A SHAFT A. FLANGE ACCURACY GR. R TERMINAL BOX (ABOVE) CABLE ENTRY ON THE ND-END SIGNAL CONNECTION LEFT | 7815 | TEM | 1 | MC | 230 | 1
1PH81651JD120BA1 | SIMOTICS M COMPACT ASYNCHRONOUS MOTOR 1000RPM, 28KW, 267NM, 71A, 292V 1150RPM, 31KW, 257NM, 69A, 333V 1350RPM, 34KW, 241NM, 66A, 387V FORCED VENTILATION; DIRECTION OF AIR FLOW NDE --> DE; DEGREE OF PROTECTION IP55 INCREMENT. ENCODER HTL 2048 S/R (ENCODER HTL2048S/R) DESIGN IM B5 (IMV 1,IM V3) PLAIN SHAFT WITHOUT FITTED KEY; BEARING: STANDARD WITH FIXED BEARING, VIBRATION SEVERITY GRADE R/A; SHAFT AND FLANGE ACCURACY: R TERMINAL BOX (ABOVE) CABLE ENTRY ON THE RIGHT SIGNAL CONNECTION D-END | 7745 | TEM | 1 | MC | 230 | 1
1PH81651JD120BB1 | SIMOTICS M COMPACT ASYNCHRONOUS MOTOR 1000RPM, 28KW, 267NM, 71A, 292V 1150RPM, 31KW, 257NM, 69A, 333V 1350RPM, 34KW, 241NM, 66A, 387V FORCED VENTILATION; DIRECTION OF AIR FLOW NDE --> DE; DEGREE OF PROTECTION IP55 INCREMENT. ENCODER HTL 2048 S/R (ENCODER HTL2048S/R) DESIGN IM B5 (IMV 1,IM V3) PLAIN SHAFT WITHOUT FITTED KEY; BEARING: STANDARD WITH FIXED BEARING, VIBRATION SEVERITY GRADE R/A; SHAFT AND FLANGE ACCURACY: R TERMINAL BOX (ABOVE) CABLE ENTRY ON THE LEFT SIGNAL CONNECTION D-END | 7745 | TEM | 1 | MC | 230 | 1
1PH81651JD120BC1 | SIMOTICS M COMPACT ASYNCHRONOUS MOTOR 1000RPM, 28KW, 267NM, 71A, 292V 1150RPM, 31KW, 257NM, 69A, 333V 1350RPM, 34KW, 241NM, 66A, 387V FORCED VENTILATION; DIRECTION OF AIR FLOW NDE --> DE; DEGREE OF PROTECTION IP55 INCREMENT. ENCODER HTL 2048 S/R (ENCODER HTL2048S/R) DESIGN IM B5 (IMV 1,IM V3) PLAIN SHAFT WITHOUT FITTED KEY; BEARING: STANDARD WITH FIXED BEARING, VIBRATION SEVERITY GRADE R/A; SHAFT AND FLANGE ACCURACY: R TERMINAL BOX (ABOVE) CABLE ENTRY ON THE ND-END SIGNAL CONNECTION LEFT | 7745 | TEM | 1 | MC | 230 | 1
1PH81651JD120CA1 | SIMOTICS M COMPACT ASYNCHRONOUS MOTOR 1000RPM, 28KW, 267NM, 71A, 292V 1150RPM, 31KW, 257NM, 69A, 333V 1350RPM, 34KW, 241NM, 66A, 387V FORCED VENTILATION; DIRECTION OF AIR FLOW NDE --> DE; DEGREE OF PROTECTION IP55 INCREMENT. ENCODER HTL 2048 S/R (ENCODER HTL2048S/R) DESIGN IM B5 (IMV 1,IM V3) PLAIN SHAFT WITHOUT FITTED KEY; BEARING: STANDARD WITH FIXED BEARING, VIBRATION SEVERITY GRADE S/A; SHAFT AND FLANGE ACCURACY: R TERMINAL BOX (ABOVE) CABLE ENTRY ON THE RIGHT SIGNAL CONNECTION D-END | 7940 | TEM | 1 | MC | 230 | 1
1PH81651JD120CB1 | SIMOTICS M COMPACT ASYNCHRONOUS MOTOR 1000RPM, 28KW, 267NM, 71A, 292V 1150RPM, 31KW, 257NM, 69A, 333V 1350RPM, 34KW, 241NM, 66A, 387V FORCED VENTILATION; DIRECTION OF AIR FLOW NDE --> DE; DEGREE OF PROTECTION IP55 INCREMENT. ENCODER HTL 2048 S/R (ENCODER HTL2048S/R) DESIGN IM B5 (IMV 1,IM V3) PLAIN SHAFT WITHOUT FITTED KEY; BEARING: STANDARD WITH FIXED BEARING, VIBRATION SEVERITY GRADE S/A; SHAFT AND FLANGE ACCURACY: R TERMINAL BOX (ABOVE) CABLE ENTRY ON THE LEFT SIGNAL CONNECTION D-END | 7940 | TEM | 1 | MC | 230 | 1
1PH81651JD120CC1 | SIMOTICS M COMPACT ASYNCHRONOUS MOTOR 1000RPM, 28KW, 267NM, 71A, 292V 1150RPM, 31KW, 257NM, 69A, 333V 1350RPM, 34KW, 241NM, 66A, 387V FORCED VENTILATION; DIRECTION OF AIR FLOW NDE --> DE; DEGREE OF PROTECTION IP55 INCREMENT. ENCODER HTL 2048 S/R (ENCODER HTL2048S/R) DESIGN IM B5 (IMV 1,IM V3) PLAIN SHAFT WITHOUT FITTED KEY; BEARING: STANDARD WITH FIXED BEARING, VIBRATION SEVERITY GRADE S/A; SHAFT AND FLANGE ACCURACY: R TERMINAL BOX (ABOVE) CABLE ENTRY ON THE ND-END SIGNAL CONNECTION LEFT | 7940 | TEM | 1 | MC | 230 | 1
1PH81651JD122BA1 | SIMOTICS M COMPACT ASYNCHRONOUS MOTOR 1000RPM, 28KW, 267NM, 71A, 292V 1150RPM, 31KW, 257NM, 69A, 333V 1350RPM, 34KW, 241NM, 66A, 387V FORCED VENTILATION; DIRECTION OF AIR FLOW NDE --> DE; DEGREE OF PROTECTION IP55 INCREMENT. ENCODER HTL 2048 S/R (ENCODER HTL2048S/R) DESIGN IM B5 (IMV 1,IM V3) SHAFT WITH FITTED KEY HALF-KEY BALANCING BEARING: STANDARD WITH FIXED BEARING, VIBRATION SEVERITY GRADE R/A; SHAFT AND FLANGE ACCURACY: R TERMINAL BOX (ABOVE) CABLE ENTRY ON THE RIGHT SIGNAL CONNECTION D-END | 7940 | TEM | 1 | MC | 230 | 1
1PH81651JD122BB1 | SIMOTICS M COMPACT ASYNCHRONOUS MOTOR 1000RPM, 28KW, 267NM, 71A, 292V 1150RPM, 31KW, 257NM, 69A, 333V 1350RPM, 34KW, 241NM, 66A, 387V FORCED VENTILATION; DIRECTION OF AIR FLOW NDE --> DE; DEGREE OF PROTECTION IP55 INCREMENT. ENCODER HTL 2048 S/R (ENCODER HTL2048S/R) DESIGN IM B5 (IMV 1,IM V3) SHAFT WITH FITTED KEY HALF-KEY BALANCING BEARING: STANDARD WITH FIXED BEARING, VIBRATION SEVERITY GRADE R/A; SHAFT AND FLANGE ACCURACY: R TERMINAL BOX (ABOVE) CABLE ENTRY ON THE LEFT SIGNAL CONNECTION D-END | 7940 | TEM | 1 | MC | 230 | 1
1PH81651JD122BC1 | SIMOTICS M COMPACT ASYNCHRONOUS MOTOR 1000RPM, 28KW, 267NM, 71A, 292V 1150RPM, 31KW, 257NM, 69A, 333V 1350RPM, 34KW, 241NM, 66A, 387V FORCED VENTILATION; DIRECTION OF AIR FLOW NDE --> DE; DEGREE OF PROTECTION IP55 INCREMENT. ENCODER HTL 2048 S/R (ENCODER HTL2048S/R) DESIGN IM B5 (IMV 1,IM V3) SHAFT WITH FITTED KEY HALF-KEY BALANCING BEARING: STANDARD WITH FIXED BEARING, VIBRATION SEVERITY GRADE R/A; SHAFT AND FLANGE ACCURACY: R TERMINAL BOX (ABOVE) CABLE ENTRY ON THE ND-END SIGNAL CONNECTION LEFT | 7940 | TEM | 1 | MC | 230 | 1
1PH81651JD122CA1 | SIMOTICS M COMPACT ASYNCHRONOUS MOTOR 1000RPM, 28KW, 267NM, 71A, 292V 1150RPM, 31KW, 257NM, 69A, 333V 1350RPM, 34KW, 241NM, 66A, 387V FORCED VENTILATION; DIRECTION OF AIR FLOW NDE --> DE; DEGREE OF PROTECTION IP55 INCREMENT. ENCODER HTL 2048 S/R (ENCODER HTL2048S/R) DESIGN IM B5 (IMV 1,IM V3) SHAFT WITH FITTED KEY HALF-KEY BALANCING BEARING: STANDARD WITH FIXED BEARING, VIBRATION SEVERITY GRADE S/A; SHAFT AND FLANGE ACCURACY: R TERMINAL BOX (ABOVE) CABLE ENTRY ON THE RIGHT SIGNAL CONNECTION D-END | 8135 | TEM | 1 | MC | 230 | 1
1PH81651JD122CB1 | SIMOTICS M COMPACT ASYNCHRONOUS MOTOR 1000RPM, 28KW, 267NM, 71A, 292V 1150RPM, 31KW, 257NM, 69A, 333V 1350RPM, 34KW, 241NM, 66A, 387V FORCED VENTILATION; DIRECTION OF AIR FLOW NDE --> DE; DEGREE OF PROTECTION IP55 INCREMENT. ENCODER HTL 2048 S/R (ENCODER HTL2048S/R) DESIGN IM B5 (IMV 1,IM V3) SHAFT WITH FITTED KEY HALF-KEY BALANCING BEARING: STANDARD WITH FIXED BEARING, VIBRATION SEVERITY GRADE S/A; SHAFT AND FLANGE ACCURACY: R TERMINAL BOX (ABOVE) CABLE ENTRY ON THE LEFT SIGNAL CONNECTION D-END | 8135 | TEM | 1 | MC | 230 | 1
1PH81651JD122CC1 | SIMOTICS M COMPACT ASYNCHRONOUS MOTOR 1000RPM, 28KW, 267NM, 71A, 292V 1150RPM, 31KW, 257NM, 69A, 333V 1350RPM, 34KW, 241NM, 66A, 387V FORCED VENTILATION; DIRECTION OF AIR FLOW NDE --> DE; DEGREE OF PROTECTION IP55 INCREMENT. ENCODER HTL 2048 S/R (ENCODER HTL2048S/R) DESIGN IM B5 (IMV 1,IM V3) SHAFT WITH FITTED KEY HALF-KEY BALANCING BEARING: STANDARD WITH FIXED BEARING, VIBRATION SEVERITY GRADE S/A; SHAFT AND FLANGE ACCURACY: R TERMINAL BOX (ABOVE) CABLE ENTRY ON THE ND-END SIGNAL CONNECTION LEFT | 8135 | TEM | 1 | MC | 230 | 1
1PH81651JD130BA1 | SIMOTICS M COMPACT ASYNCHRONOUS MOTOR 1000RPM, 28KW, 267NM, 71A, 292V 1150RPM, 31KW, 257NM, 69A, 333V 1350RPM, 34KW, 241NM, 66A, 387V FORCED VENTILATION; DIRECTION OF AIR FLOW NDE --> DE; DEGREE OF PROTECTION IP55 INCREMENT. ENCODER HTL 2048 S/R (ENCODER HTL2048S/R) DESIGN IM B35 (IM V15, IM V35) PLAIN SHAFT WITHOUT FITTED KEY; BEARING: STANDARD WITH FIXED BEARING, VIBRATION SEVERITY GRADE R/A; SHAFT AND FLANGE ACCURACY: R TERMINAL BOX (ABOVE) CABLE ENTRY ON THE RIGHT SIGNAL CONNECTION D-END | 7745 | TEM | 1 | MC | 230 | 1
1PH81651JD130BB1 | SIMOTICS M COMPACT ASYNCHRONOUS MOTOR 1000RPM, 28KW, 267NM, 71A, 292V 1150RPM, 31KW, 257NM, 69A, 333V 1350RPM, 34KW, 241NM, 66A, 387V FORCED VENTILATION; DIRECTION OF AIR FLOW NDE --> DE; DEGREE OF PROTECTION IP55 INCREMENT. ENCODER HTL 2048 S/R (ENCODER HTL2048S/R) DESIGN IM B35 (IM V15, IM V35) PLAIN SHAFT WITHOUT FITTED KEY; BEARING: STANDARD WITH FIXED BEARING, VIBRATION SEVERITY GRADE R/A; SHAFT AND FLANGE ACCURACY: R TERMINAL BOX (ABOVE) CABLE ENTRY ON THE LEFT SIGNAL CONNECTION D-END | 7745 | TEM | 1 | MC | 230 | 1
1PH81651JD130BC1 | SIMOTICS M COMPACT ASYNCHRONOUS MOTOR 1000RPM, 28KW, 267NM, 71A, 292V 1150RPM, 31KW, 257NM, 69A, 333V 1350RPM, 34KW, 241NM, 66A, 387V FORCED VENTILATION; DIRECTION OF AIR FLOW NDE --> DE; DEGREE OF PROTECTION IP55 INCREMENT. ENCODER HTL 2048 S/R (ENCODER HTL2048S/R) DESIGN IM B35 (IM V15, IM V35) PLAIN SHAFT WITHOUT FITTED KEY; BEARING: STANDARD WITH FIXED BEARING, VIBRATION SEVERITY GRADE R/A; SHAFT AND FLANGE ACCURACY: R TERMINAL BOX (ABOVE) CABLE ENTRY ON THE ND-END SIGNAL CONNECTION LEFT | 7745 | TEM | 1 | MC | 230 | 1
1PH81651JD130CA1 | SIMOTICS M COMPACT ASYNCHRONOUS MOTOR 1000RPM, 28KW, 267NM, 71A, 292V 1150RPM, 31KW, 257NM, 69A, 333V 1350RPM, 34KW, 241NM, 66A, 387V FORCED VENTILATION; DIRECTION OF AIR FLOW NDE --> DE; DEGREE OF PROTECTION IP55 INCREMENT. ENCODER HTL 2048 S/R (ENCODER HTL2048S/R) DESIGN IM B35 (IM V15, IM V35) PLAIN SHAFT WITHOUT FITTED KEY; BEARING: STANDARD WITH FIXED BEARING, VIBRATION SEVERITY GRADE S/A; SHAFT AND FLANGE ACCURACY: R TERMINAL BOX (ABOVE) CABLE ENTRY ON THE RIGHT SIGNAL CONNECTION D-END | 7940 | TEM | 1 | MC | 230 | 1
1PH81651JD130CB1 | SIMOTICS M COMPACT ASYNCHRONOUS MOTOR 1000RPM, 28KW, 267NM, 71A, 292V 1150RPM, 31KW, 257NM, 69A, 333V 1350RPM, 34KW, 241NM, 66A, 387V FORCED VENTILATION; DIRECTION OF AIR FLOW NDE --> DE; DEGREE OF PROTECTION IP55 INCREMENT. ENCODER HTL 2048 S/R (ENCODER HTL2048S/R) DESIGN IM B35 (IM V15, IM V35) PLAIN SHAFT WITHOUT FITTED KEY; BEARING: STANDARD WITH FIXED BEARING, VIBRATION SEVERITY GRADE S/A; SHAFT AND FLANGE ACCURACY: R TERMINAL BOX (ABOVE) CABLE ENTRY ON THE LEFT SIGNAL CONNECTION D-END | 7940 | TEM | 1 | MC | 230 | 1
1PH81651JD130CC1 | SIMOTICS M COMPACT ASYNCHRONOUS MOTOR 1000RPM, 28KW, 267NM, 71A, 292V 1150RPM, 31KW, 257NM, 69A, 333V 1350RPM, 34KW, 241NM, 66A, 387V FORCED VENTILATION; DIRECTION OF AIR FLOW NDE --> DE; DEGREE OF PROTECTION IP55 INCREMENT. ENCODER HTL 2048 S/R (ENCODER HTL2048S/R) DESIGN IM B35 (IM V15, IM V35) PLAIN SHAFT WITHOUT FITTED KEY; BEARING: STANDARD WITH FIXED BEARING, VIBRATION SEVERITY GRADE S/A; SHAFT AND FLANGE ACCURACY: R TERMINAL BOX (ABOVE) CABLE ENTRY ON THE ND-END SIGNAL CONNECTION LEFT | 7940 | TEM | 1 | MC | 230 | 1
1PH81651JD132BA1 | SIMOTICS M COMPACT ASYNCHRONOUS MOTOR 1000RPM, 28KW, 267NM, 71A, 292V 1150RPM, 31KW, 257NM, 69A, 333V 1350RPM, 34KW, 241NM, 66A, 387V FORCED VENTILATION; DIRECTION OF AIR FLOW NDE --> DE; DEGREE OF PROTECTION IP55 INCREMENT. ENCODER HTL 2048 S/R (ENCODER HTL2048S/R) DESIGN IM B35 (IM V15, IM V35) SHAFT WITH FITTED KEY HALF-KEY BALANCING BEARING: STANDARD WITH FIXED BEARING, VIBRATION SEVERITY GRADE R/A; SHAFT AND FLANGE ACCURACY: R TERMINAL BOX (ABOVE) CABLE ENTRY ON THE RIGHT SIGNAL CONNECTION D-END | 7940 | TEM | 1 | MC | 230 | 1
1PH81651JD132BB1 | SIMOTICS M COMPACT ASYNCHRONOUS MOTOR 1000RPM, 28KW, 267NM, 71A, 292V 1150RPM, 31KW, 257NM, 69A, 333V 1350RPM, 34KW, 241NM, 66A, 387V FORCED VENTILATION; DIRECTION OF AIR FLOW NDE --> DE; DEGREE OF PROTECTION IP55 INCREMENT. ENCODER HTL 2048 S/R (ENCODER HTL2048S/R) DESIGN IM B35 (IM V15, IM V35) SHAFT WITH FITTED KEY HALF-KEY BALANCING BEARING: STANDARD WITH FIXED BEARING, VIBRATION SEVERITY GRADE R/A; SHAFT AND FLANGE ACCURACY: R TERMINAL BOX (ABOVE) CABLE ENTRY ON THE LEFT SIGNAL CONNECTION D-END | 7940 | TEM | 1 | MC | 230 | 1
1PH81651JD132BC1 | SIMOTICS M COMPACT ASYNCHRONOUS MOTOR 1000RPM, 28KW, 267NM, 71A, 292V 1150RPM, 31KW, 257NM, 69A, 333V 1350RPM, 34KW, 241NM, 66A, 387V FORCED VENTILATION; DIRECTION OF AIR FLOW NDE --> DE; DEGREE OF PROTECTION IP55 INCREMENT. ENCODER HTL 2048 S/R (ENCODER HTL2048S/R) DESIGN IM B35 (IM V15, IM V35) SHAFT WITH FITTED KEY HALF-KEY BALANCING BEARING: STANDARD WITH FIXED BEARING, VIBRATION SEVERITY GRADE R/A; SHAFT AND FLANGE ACCURACY: R TERMINAL BOX (ABOVE) CABLE ENTRY ON THE ND-END SIGNAL CONNECTION LEFT | 7940 | TEM | 1 | MC | 230 | 1
1PH81651JD132CA1 | SIMOTICS M COMPACT ASYNCHRONOUS MOTOR 1000RPM, 28KW, 267NM, 71A, 292V 1150RPM, 31KW, 257NM, 69A, 333V 1350RPM, 34KW, 241NM, 66A, 387V FORCED VENTILATION; DIRECTION OF AIR FLOW NDE --> DE; DEGREE OF PROTECTION IP55 INCREMENT. ENCODER HTL 2048 S/R (ENCODER HTL2048S/R) DESIGN IM B35 (IM V15, IM V35) SHAFT WITH FITTED KEY HALF-KEY BALANCING BEARING: STANDARD WITH FIXED BEARING, VIBRATION SEVERITY GRADE S/A; SHAFT AND FLANGE ACCURACY: R TERMINAL BOX (ABOVE) CABLE ENTRY ON THE RIGHT SIGNAL CONNECTION D-END | 8135 | TEM | 1 | MC | 230 | 1
1PH81651JD132CB1 | SIMOTICS M COMPACT ASYNCHRONOUS MOTOR 1000RPM, 28KW, 267NM, 71A, 292V 1150RPM, 31KW, 257NM, 69A, 333V 1350RPM, 34KW, 241NM, 66A, 387V FORCED VENTILATION; DIRECTION OF AIR FLOW NDE --> DE; DEGREE OF PROTECTION IP55 INCREMENT. ENCODER HTL 2048 S/R (ENCODER HTL2048S/R) DESIGN IM B35 (IM V15, IM V35) SHAFT WITH FITTED KEY HALF-KEY BALANCING BEARING: STANDARD WITH FIXED BEARING, VIBRATION SEVERITY GRADE S/A; SHAFT AND FLANGE ACCURACY: R TERMINAL BOX (ABOVE) CABLE ENTRY ON THE LEFT SIGNAL CONNECTION D-END | 8135 | TEM | 1 | MC | 230 | 1
1PH81651JD132CC1 | SIMOTICS M COMPACT ASYNCHRONOUS MOTOR 1000RPM, 28KW, 267NM, 71A, 292V 1150RPM, 31KW, 257NM, 69A, 333V 1350RPM, 34KW, 241NM, 66A, 387V FORCED VENTILATION; DIRECTION OF AIR FLOW NDE --> DE; DEGREE OF PROTECTION IP55 INCREMENT. ENCODER HTL 2048 S/R (ENCODER HTL2048S/R) DESIGN IM B35 (IM V15, IM V35) SHAFT WITH FITTED KEY HALF-KEY BALANCING BEARING: STANDARD WITH FIXED BEARING, VIBRATION SEVERITY GRADE S/A; SHAFT AND FLANGE ACCURACY: R TERMINAL BOX (ABOVE) CABLE ENTRY ON THE ND-END SIGNAL CONNECTION LEFT | 8135 | TEM | 1 | MC | 230 | 1
1PH81651JF002BA1 | SIMOTICS M COMPACT ASYNCHRONOUS MOTOR 1500RPM, 37KW, 236NM, 78A, 350V 1750RPM, 41KW, 224NM, 76A, 400V 2000RPM, 45KW, 215NM, 75A, 440V FORCED VENTILATION; DIRECTION OF AIR FLOW DE --> NDE; DEGREE OF PROTECTION IP55 INCREMENT. ENCODER HTL 2048 S/R (ENCODER HTL2048S/R) DESIGN IM B3 (IM V5, IM V6) SHAFT WITH FITTED KEY HALF-KEY BALANCING BEARING: STANDARD WITH FIXED BEARING, VIBRATION SEVERITY GRADE R/A; SHAFT AND FLANGE ACCURACY: R TERMINAL BOX (ABOVE) CABLE ENTRY ON THE RIGHT SIGNAL CONNECTION D-END | 7290 | TEM | 1 | MC | 230 | 1
1PH81651JF032BA1 | SIMOTICS M COMPACT ASYNCHRONOUS MOTOR 1500RPM, 37KW, 236NM, 78A, 350V 1750RPM, 41KW, 224NM, 76A, 400V 2000RPM, 45KW, 215NM, 75A, 440V FORCED VENTILATION; DIRECTION OF AIR FLOW DE --> NDE; DEGREE OF PROTECTION IP55 INCREMENT. ENCODER HTL 2048 S/R (ENCODER HTL2048S/R) DESIGN IM B35 (IM V15, IM V35) SHAFT WITH FITTED KEY HALF-KEY BALANCING BEARING: STANDARD WITH FIXED BEARING, VIBRATION SEVERITY GRADE R/A; SHAFT AND FLANGE ACCURACY: R TERMINAL BOX (ABOVE) CABLE ENTRY ON THE RIGHT SIGNAL CONNECTION D-END | 7940 | TEM | 1 | MC | 230 | 1
1PH81651JF100BA1 | SIMOTICS M COMPACT ASYNCHRONOUS MOTOR 1500RPM, 37KW, 236NM, 78A, 350V 1750RPM, 41KW, 224NM, 76A, 400V 2000RPM, 45KW, 215NM, 75A, 440V FORCED VENTILATION; DIRECTION OF AIR FLOW NDE --> DE; DEGREE OF PROTECTION IP55 INCREMENT. ENCODER HTL 2048 S/R (ENCODER HTL2048S/R) DESIGN IM B3 (IM V5, IM V6) PLAIN SHAFT WITHOUT FITTED KEY; BEARING: STANDARD WITH FIXED BEARING, VIBRATION SEVERITY GRADE R/A; SHAFT AND FLANGE ACCURACY: R TERMINAL BOX (ABOVE) CABLE ENTRY ON THE RIGHT SIGNAL CONNECTION D-END | 7095 | TEM | 1 | MC | 230 | 1
1PH81651JF100BB1 | SIMOTICS M COMPACT ASYNCHRONOUS MOTOR 1500RPM, 37KW, 236NM, 78A, 350V 1750RPM, 41KW, 224NM, 76A, 400V 2000RPM, 45KW, 215NM, 75A, 440V FORCED VENTILATION; DIRECTION OF AIR FLOW NDE --> DE; DEGREE OF PROTECTION IP55 INCREMENT. ENCODER HTL 2048 S/R (ENCODER HTL2048S/R) DESIGN IM B3 (IM V5, IM V6) PLAIN SHAFT WITHOUT FITTED KEY; BEARING: STANDARD WITH FIXED BEARING, VIBRATION SEVERITY GRADE R/A; SHAFT AND FLANGE ACCURACY: R TERMINAL BOX (ABOVE) CABLE ENTRY ON THE LEFT SIGNAL CONNECTION D-END | 7095 | TEM | 1 | MC | 230 | 1
1PH81651JF100BC1 | SIMOTICS M COMPACT ASYNCHRONOUS MOTOR 1500RPM, 37KW, 236NM, 78A, 350V 1750RPM, 41KW, 224NM, 76A, 400V 2000RPM, 45KW, 215NM, 75A, 440V FORCED VENTILATION; DIRECTION OF AIR FLOW NDE --> DE; DEGREE OF PROTECTION IP55 INCREMENT. ENCODER HTL 2048 S/R (ENCODER HTL2048S/R) DESIGN IM B3 (IM V5, IM V6) PLAIN SHAFT WITHOUT FITTED KEY; BEARING: STANDARD WITH FIXED BEARING, VIBRATION SEVERITY GRADE R/A; SHAFT AND FLANGE ACCURACY: R TERMINAL BOX (ABOVE) CABLE ENTRY ON THE ND-END SIGNAL CONNECTION LEFT | 7095 | TEM | 1 | MC | 230 | 1
1PH81651JF100CA1 | SIMOTICS M COMPACT ASYNCHRONOUS MOTOR 1500RPM, 37KW, 236NM, 78A, 350V 1750RPM, 41KW, 224NM, 76A, 400V 2000RPM, 45KW, 215NM, 75A, 440V FORCED VENTILATION; DIRECTION OF AIR FLOW NDE --> DE; DEGREE OF PROTECTION IP55 INCREMENT. ENCODER HTL 2048 S/R (ENCODER HTL2048S/R) DESIGN IM B3 (IM V5, IM V6) PLAIN SHAFT WITHOUT FITTED KEY; BEARING: STANDARD WITH FIXED BEARING, VIBRATION SEVERITY GRADE S/A; SHAFT AND FLANGE ACCURACY: R TERMINAL BOX (ABOVE) CABLE ENTRY ON THE RIGHT SIGNAL CONNECTION D-END | 7290 | TEM | 1 | MC | 230 | 1
1PH81651JF100CB1 | SIMOTICS M COMPACT ASYNCHRONOUS MOTOR 1500RPM, 37KW, 236NM, 78A, 350V 1750RPM, 41KW, 224NM, 76A, 400V 2000RPM, 45KW, 215NM, 75A, 440V FORCED VENTILATION; DIRECTION OF AIR FLOW NDE --> DE; DEGREE OF PROTECTION IP55 INCREMENT. ENCODER HTL 2048 S/R (ENCODER HTL2048S/R) DESIGN IM B3 (IM V5, IM V6) PLAIN SHAFT WITHOUT FITTED KEY; BEARING: STANDARD WITH FIXED BEARING, VIBRATION SEVERITY GRADE S/A; SHAFT AND FLANGE ACCURACY: R TERMINAL BOX (ABOVE) CABLE ENTRY ON THE LEFT SIGNAL CONNECTION D-END | 7290 | TEM | 1 | MC | 230 | 1
1PH81651JF100CC1 | SIMOTICS M COMPACT ASYNCHRONOUS MOTOR 1500RPM, 37KW, 236NM, 78A, 350V 1750RPM, 41KW, 224NM, 76A, 400V 2000RPM, 45KW, 215NM, 75A, 440V FORCED VENTILATION; DIRECTION OF AIR FLOW NDE --> DE; DEGREE OF PROTECTION IP55 INCREMENT. ENCODER HTL 2048 S/R (ENCODER HTL2048S/R) DESIGN IM B3 (IM V5, IM V6) PLAIN SHAFT WITHOUT FITTED KEY; BEARING: STANDARD WITH FIXED BEARING, VIBRATION SEVERITY GRADE S/A; SHAFT AND FLANGE ACCURACY: R TERMINAL BOX (ABOVE) CABLE ENTRY ON THE ND-END SIGNAL CONNECTION LEFT | 7290 | TEM | 1 | MC | 230 | 1
1PH81651JF102BA1 | SIMOTICS M COMPACT ASYNCHRONOUS MOTOR 1500RPM, 37KW, 236NM, 78A, 350V 1750RPM, 41KW, 224NM, 76A, 400V 2000RPM, 45KW, 215NM, 75A, 440V FORCED VENTILATION; DIRECTION OF AIR FLOW NDE --> DE; DEGREE OF PROTECTION IP55 INCREMENT. ENCODER HTL 2048 S/R (ENCODER HTL2048S/R) DESIGN IM B3 (IM V5, IM V6) SHAFT WITH FITTED KEY HALF-KEY BALANCING BEARING: STANDARD WITH FIXED BEARING, VIBRATION SEVERITY GRADE R/A; SHAFT AND FLANGE ACCURACY: R TERMINAL BOX (ABOVE) CABLE ENTRY ON THE RIGHT SIGNAL CONNECTION D-END | 7290 | TEM | 1 | MC | 230 | 1
1PH81651JF102BB1 | SIMOTICS M COMPACT ASYNCHRONOUS MOTOR 1500RPM, 37KW, 236NM, 78A, 350V 1750RPM, 41KW, 224NM, 76A, 400V 2000RPM, 45KW, 215NM, 75A, 440V FORCED VENTILATION; DIRECTION OF AIR FLOW NDE --> DE; DEGREE OF PROTECTION IP55 INCREMENT. ENCODER HTL 2048 S/R (ENCODER HTL2048S/R) DESIGN IM B3 (IM V5, IM V6) SHAFT WITH FITTED KEY HALF-KEY BALANCING BEARING: STANDARD WITH FIXED BEARING, VIBRATION SEVERITY GRADE R/A; SHAFT AND FLANGE ACCURACY: R TERMINAL BOX (ABOVE) CABLE ENTRY ON THE LEFT SIGNAL CONNECTION D-END | 7290 | TEM | 1 | MC | 230 | 1
1PH81651JF102BC1 | SIMOTICS M COMPACT ASYNCHRONOUS MOTOR 1500RPM, 37KW, 236NM, 78A, 350V 1750RPM, 41KW, 224NM, 76A, 400V 2000RPM, 45KW, 215NM, 75A, 440V FORCED VENTILATION; DIRECTION OF AIR FLOW NDE --> DE; DEGREE OF PROTECTION IP55 INCREMENT. ENCODER HTL 2048 S/R (ENCODER HTL2048S/R) DESIGN IM B3 (IM V5, IM V6) SHAFT WITH FITTED KEY HALF-KEY BALANCING BEARING: STANDARD WITH FIXED BEARING, VIBRATION SEVERITY GRADE R/A; SHAFT AND FLANGE ACCURACY: R TERMINAL BOX (ABOVE) CABLE ENTRY ON THE ND-END SIGNAL CONNECTION LEFT | 7290 | TEM | 1 | MC | 230 | 1
1PH81651JF102CA1 | SIMOTICS M COMPACT ASYNCHRONOUS MOTOR 1500RPM, 37KW, 236NM, 78A, 350V 1750RPM, 41KW, 224NM, 76A, 400V 2000RPM, 45KW, 215NM, 75A, 440V FORCED VENTILATION; DIRECTION OF AIR FLOW NDE --> DE; DEGREE OF PROTECTION IP55 INCREMENT. ENCODER HTL 2048 S/R (ENCODER HTL2048S/R) DESIGN IM B3 (IM V5, IM V6) SHAFT WITH FITTED KEY HALF-KEY BALANCING BEARING: STANDARD WITH FIXED BEARING, VIBRATION SEVERITY GRADE S/A; SHAFT AND FLANGE ACCURACY: R TERMINAL BOX (ABOVE) CABLE ENTRY ON THE RIGHT SIGNAL CONNECTION D-END | 7485 | TEM | 1 | MC | 230 | 1
1PH81651JF102CB1 | SIMOTICS M COMPACT ASYNCHRONOUS MOTOR 1500RPM, 37KW, 236NM, 78A, 350V 1750RPM, 41KW, 224NM, 76A, 400V 2000RPM, 45KW, 215NM, 75A, 440V FORCED VENTILATION; DIRECTION OF AIR FLOW NDE --> DE; DEGREE OF PROTECTION IP55 INCREMENT. ENCODER HTL 2048 S/R (ENCODER HTL2048S/R) DESIGN IM B3 (IM V5, IM V6) SHAFT WITH FITTED KEY HALF-KEY BALANCING BEARING: STANDARD WITH FIXED BEARING, VIBRATION SEVERITY GRADE S/A; SHAFT AND FLANGE ACCURACY: R TERMINAL BOX (ABOVE) CABLE ENTRY ON THE LEFT SIGNAL CONNECTION D-END | 7485 | TEM | 1 | MC | 230 | 1
1PH81651JF102CC1 | SIMOTICS M COMPACT ASYNCHRONOUS MOTOR 1500RPM, 37KW, 236NM, 78A, 350V 1750RPM, 41KW, 224NM, 76A, 400V 2000RPM, 45KW, 215NM, 75A, 440V FORCED VENTILATION; DIRECTION OF AIR FLOW NDE --> DE; DEGREE OF PROTECTION IP55 INCREMENT. ENCODER HTL 2048 S/R (ENCODER HTL2048S/R) DESIGN IM B3 (IM V5, IM V6) SHAFT WITH FITTED KEY HALF-KEY BALANCING BEARING: STANDARD WITH FIXED BEARING, VIBRATION SEVERITY GRADE S/A; SHAFT AND FLANGE ACCURACY: R TERMINAL BOX (ABOVE) CABLE ENTRY ON THE ND-END SIGNAL CONNECTION LEFT | 7485 | TEM | 1 | MC | 230 | 1
1PH81651JF120BA1 | SIMOTICS M COMPACT ASYNCHRONOUS MOTOR 1500RPM, 37KW, 236NM, 78A, 350V 1750RPM, 41KW, 224NM, 76A, 400V 2000RPM, 45KW, 215NM, 75A, 440V FORCED VENTILATION; DIRECTION OF AIR FLOW NDE --> DE; DEGREE OF PROTECTION IP55 INCREMENT. ENCODER HTL 2048 S/R (ENCODER HTL2048S/R) DESIGN IM B5 (IMV 1,IM V3) PLAIN SHAFT WITHOUT FITTED KEY; BEARING: STANDARD WITH FIXED BEARING, VIBRATION SEVERITY GRADE R/A; SHAFT AND FLANGE ACCURACY: R TERMINAL BOX (ABOVE) CABLE ENTRY ON THE RIGHT SIGNAL CONNECTION D-END | 7745 | TEM | 1 | MC | 230 | 1
1PH81651JF120BB1 | SIMOTICS M COMPACT ASYNCHRONOUS MOTOR 1500RPM, 37KW, 236NM, 78A, 350V 1750RPM, 41KW, 224NM, 76A, 400V 2000RPM, 45KW, 215NM, 75A, 440V FORCED VENTILATION; DIRECTION OF AIR FLOW NDE --> DE; DEGREE OF PROTECTION IP55 INCREMENT. ENCODER HTL 2048 S/R (ENCODER HTL2048S/R) DESIGN IM B5 (IMV 1,IM V3) PLAIN SHAFT WITHOUT FITTED KEY; BEARING: STANDARD WITH FIXED BEARING, VIBRATION SEVERITY GRADE R/A; SHAFT AND FLANGE ACCURACY: R TERMINAL BOX (ABOVE) CABLE ENTRY ON THE LEFT SIGNAL CONNECTION D-END | 7745 | TEM | 1 | MC | 230 | 1
1PH81651JF120BC1 | SIMOTICS M COMPACT ASYNCHRONOUS MOTOR 1500RPM, 37KW, 236NM, 78A, 350V 1750RPM, 41KW, 224NM, 76A, 400V 2000RPM, 45KW, 215NM, 75A, 440V FORCED VENTILATION; DIRECTION OF AIR FLOW NDE --> DE; DEGREE OF PROTECTION IP55 INCREMENT. ENCODER HTL 2048 S/R (ENCODER HTL2048S/R) DESIGN IM B5 (IMV 1,IM V3) PLAIN SHAFT WITHOUT FITTED KEY; BEARING: STANDARD WITH FIXED BEARING, VIBRATION SEVERITY GRADE R/A; SHAFT AND FLANGE ACCURACY: R TERMINAL BOX (ABOVE) CABLE ENTRY ON THE ND-END SIGNAL CONNECTION LEFT | 7745 | TEM | 1 | MC | 230 | 1
1PH81651JF120CA1 | SIMOTICS M COMPACT ASYNCHRONOUS MOTOR 1500RPM, 37KW, 236NM, 78A, 350V 1750RPM, 41KW, 224NM, 76A, 400V 2000RPM, 45KW, 215NM, 75A, 440V FORCED VENTILATION; DIRECTION OF AIR FLOW NDE --> DE; DEGREE OF PROTECTION IP55 INCREMENT. ENCODER HTL 2048 S/R (ENCODER HTL2048S/R) DESIGN IM B5 (IMV 1,IM V3) PLAIN SHAFT WITHOUT FITTED KEY; BEARING: STANDARD WITH FIXED BEARING, VIBRATION SEVERITY GRADE S/A; SHAFT AND FLANGE ACCURACY: R TERMINAL BOX (ABOVE) CABLE ENTRY ON THE RIGHT SIGNAL CONNECTION D-END | 7940 | TEM | 1 | MC | 230 | 1
1PH81651JF120CB1 | SIMOTICS M COMPACT ASYNCHRONOUS MOTOR 1500RPM, 37KW, 236NM, 78A, 350V 1750RPM, 41KW, 224NM, 76A, 400V 2000RPM, 45KW, 215NM, 75A, 440V FORCED VENTILATION; DIRECTION OF AIR FLOW NDE --> DE; DEGREE OF PROTECTION IP55 INCREMENT. ENCODER HTL 2048 S/R (ENCODER HTL2048S/R) DESIGN IM B5 (IMV 1,IM V3) PLAIN SHAFT WITHOUT FITTED KEY; BEARING: STANDARD WITH FIXED BEARING, VIBRATION SEVERITY GRADE S/A; SHAFT AND FLANGE ACCURACY: R TERMINAL BOX (ABOVE) CABLE ENTRY ON THE LEFT SIGNAL CONNECTION D-END | 7940 | TEM | 1 | MC | 230 | 1
1PH81651JF120CC1 | SIMOTICS M COMPACT ASYNCHRONOUS MOTOR 1500RPM, 37KW, 236NM, 78A, 350V 1750RPM, 41KW, 224NM, 76A, 400V 2000RPM, 45KW, 215NM, 75A, 440V FORCED VENTILATION; DIRECTION OF AIR FLOW NDE --> DE; DEGREE OF PROTECTION IP55 INCREMENT. ENCODER HTL 2048 S/R (ENCODER HTL2048S/R) DESIGN IM B5 (IMV 1,IM V3) PLAIN SHAFT WITHOUT FITTED KEY; BEARING: STANDARD WITH FIXED BEARING, VIBRATION SEVERITY GRADE S/A; SHAFT AND FLANGE ACCURACY: R TERMINAL BOX (ABOVE) CABLE ENTRY ON THE ND-END SIGNAL CONNECTION LEFT | 7940 | TEM | 1 | MC | 230 | 1
1PH81651JF122BA1 | SIMOTICS M COMPACT ASYNCHRONOUS MOTOR 1500RPM, 37KW, 236NM, 78A, 350V 1750RPM, 41KW, 224NM, 76A, 400V 2000RPM, 45KW, 215NM, 75A, 440V FORCED VENTILATION; DIRECTION OF AIR FLOW NDE --> DE; DEGREE OF PROTECTION IP55 INCREMENT. ENCODER HTL 2048 S/R (ENCODER HTL2048S/R) DESIGN IM B5 (IMV 1,IM V3) SHAFT WITH FITTED KEY HALF-KEY BALANCING BEARING: STANDARD WITH FIXED BEARING, VIBRATION SEVERITY GRADE R/A; SHAFT AND FLANGE ACCURACY: R TERMINAL BOX (ABOVE) CABLE ENTRY ON THE RIGHT SIGNAL CONNECTION D-END | 7940 | TEM | 1 | MC | 230 | 1
1PH81651JF122BB1 | SIMOTICS M COMPACT ASYNCHRONOUS MOTOR 1500RPM, 37KW, 236NM, 78A, 350V 1750RPM, 41KW, 224NM, 76A, 400V 2000RPM, 45KW, 215NM, 75A, 440V FORCED VENTILATION; DIRECTION OF AIR FLOW NDE --> DE; DEGREE OF PROTECTION IP55 INCREMENT. ENCODER HTL 2048 S/R (ENCODER HTL2048S/R) DESIGN IM B5 (IMV 1,IM V3) SHAFT WITH FITTED KEY HALF-KEY BALANCING BEARING: STANDARD WITH FIXED BEARING, VIBRATION SEVERITY GRADE R/A; SHAFT AND FLANGE ACCURACY: R TERMINAL BOX (ABOVE) CABLE ENTRY ON THE LEFT SIGNAL CONNECTION D-END | 7940 | TEM | 1 | MC | 230 | 1
1PH81651JF122BC1 | SIMOTICS M COMPACT ASYNCHRONOUS MOTOR 1500RPM, 37KW, 236NM, 78A, 350V 1750RPM, 41KW, 224NM, 76A, 400V 2000RPM, 45KW, 215NM, 75A, 440V FORCED VENTILATION; DIRECTION OF AIR FLOW NDE --> DE; DEGREE OF PROTECTION IP55 INCREMENT. ENCODER HTL 2048 S/R (ENCODER HTL2048S/R) DESIGN IM B5 (IMV 1,IM V3) SHAFT WITH FITTED KEY HALF-KEY BALANCING BEARING: STANDARD WITH FIXED BEARING, VIBRATION SEVERITY GRADE R/A; SHAFT AND FLANGE ACCURACY: R TERMINAL BOX (ABOVE) CABLE ENTRY ON THE ND-END SIGNAL CONNECTION LEFT | 7940 | TEM | 1 | MC | 230 | 1
1PH81651JF122CA1 | SIMOTICS M COMPACT ASYNCHRONOUS MOTOR 1500RPM, 37KW, 236NM, 78A, 350V 1750RPM, 41KW, 224NM, 76A, 400V 2000RPM, 45KW, 215NM, 75A, 440V FORCED VENTILATION; DIRECTION OF AIR FLOW NDE --> DE; DEGREE OF PROTECTION IP55 INCREMENT. ENCODER HTL 2048 S/R (ENCODER HTL2048S/R) DESIGN IM B5 (IMV 1,IM V3) SHAFT WITH FITTED KEY HALF-KEY BALANCING BEARING: STANDARD WITH FIXED BEARING, VIBRATION SEVERITY GRADE S/A; SHAFT AND FLANGE ACCURACY: R TERMINAL BOX (ABOVE) CABLE ENTRY ON THE RIGHT SIGNAL CONNECTION D-END | 8135 | TEM | 1 | MC | 230 | 1
1PH81651JF122CB1 | SIMOTICS M COMPACT ASYNCHRONOUS MOTOR 1500RPM, 37KW, 236NM, 78A, 350V 1750RPM, 41KW, 224NM, 76A, 400V 2000RPM, 45KW, 215NM, 75A, 440V FORCED VENTILATION; DIRECTION OF AIR FLOW NDE --> DE; DEGREE OF PROTECTION IP55 INCREMENT. ENCODER HTL 2048 S/R (ENCODER HTL2048S/R) DESIGN IM B5 (IMV 1,IM V3) SHAFT WITH FITTED KEY HALF-KEY BALANCING BEARING: STANDARD WITH FIXED BEARING, VIBRATION SEVERITY GRADE S/A; SHAFT AND FLANGE ACCURACY: R TERMINAL BOX (ABOVE) CABLE ENTRY ON THE LEFT SIGNAL CONNECTION D-END | 8135 | TEM | 1 | MC | 230 | 1
1PH81651JF122CC1 | SIMOTICS M COMPACT ASYNCHRONOUS MOTOR 1500RPM, 37KW, 236NM, 78A, 350V 1750RPM, 41KW, 224NM, 76A, 400V 2000RPM, 45KW, 215NM, 75A, 440V FORCED VENTILATION; DIRECTION OF AIR FLOW NDE --> DE; DEGREE OF PROTECTION IP55 INCREMENT. ENCODER HTL 2048 S/R (ENCODER HTL2048S/R) DESIGN IM B5 (IMV 1,IM V3) SHAFT WITH FITTED KEY HALF-KEY BALANCING BEARING: STANDARD WITH FIXED BEARING, VIBRATION SEVERITY GRADE S/A; SHAFT AND FLANGE ACCURACY: R TERMINAL BOX (ABOVE) CABLE ENTRY ON THE ND-END SIGNAL CONNECTION LEFT | 8135 | TEM | 1 | MC | 230 | 1
1PH81651JF130BA1 | SIMOTICS M COMPACT ASYNCHRONOUS MOTOR 1500RPM, 37KW, 236NM, 78A, 350V 1750RPM, 41KW, 224NM, 76A, 400V 2000RPM, 45KW, 215NM, 75A, 440V FORCED VENTILATION; DIRECTION OF AIR FLOW NDE --> DE; DEGREE OF PROTECTION IP55 INCREMENT. ENCODER HTL 2048 S/R (ENCODER HTL2048S/R) DESIGN IM B35 (IM V15, IM V35) PLAIN SHAFT WITHOUT FITTED KEY; BEARING: STANDARD WITH FIXED BEARING, VIBRATION SEVERITY GRADE R/A; SHAFT AND FLANGE ACCURACY: R TERMINAL BOX (ABOVE) CABLE ENTRY ON THE RIGHT SIGNAL CONNECTION D-END | 7745 | TEM | 1 | MC | 230 | 1
1PH81651JF130BB1 | SIMOTICS M COMPACT ASYNCHRONOUS MOTOR 1500RPM, 37KW, 236NM, 78A, 350V 1750RPM, 41KW, 224NM, 76A, 400V 2000RPM, 45KW, 215NM, 75A, 440V FORCED VENTILATION; DIRECTION OF AIR FLOW NDE --> DE; DEGREE OF PROTECTION IP55 INCREMENT. ENCODER HTL 2048 S/R (ENCODER HTL2048S/R) DESIGN IM B35 (IM V15, IM V35) PLAIN SHAFT WITHOUT FITTED KEY; BEARING: STANDARD WITH FIXED BEARING, VIBRATION SEVERITY GRADE R/A; SHAFT AND FLANGE ACCURACY: R TERMINAL BOX (ABOVE) CABLE ENTRY ON THE LEFT SIGNAL CONNECTION D-END | 7745 | TEM | 1 | MC | 230 | 1
1PH81651JF130BC1 | SIMOTICS M COMPACT ASYNCHRONOUS MOTOR 1500RPM, 37KW, 236NM, 78A, 350V 1750RPM, 41KW, 224NM, 76A, 400V 2000RPM, 45KW, 215NM, 75A, 440V FORCED VENTILATION; DIRECTION OF AIR FLOW NDE --> DE; DEGREE OF PROTECTION IP55 INCREMENT. ENCODER HTL 2048 S/R (ENCODER HTL2048S/R) DESIGN IM B35 (IM V15, IM V35) PLAIN SHAFT WITHOUT FITTED KEY; BEARING: STANDARD WITH FIXED BEARING, VIBRATION SEVERITY GRADE R/A; SHAFT AND FLANGE ACCURACY: R TERMINAL BOX (ABOVE) CABLE ENTRY ON THE ND-END SIGNAL CONNECTION LEFT | 7745 | TEM | 1 | MC | 230 | 1
1PH81651JF130CA1 | SIMOTICS M COMPACT ASYNCHRONOUS MOTOR 1500RPM, 37KW, 236NM, 78A, 350V 1750RPM, 41KW, 224NM, 76A, 400V 2000RPM, 45KW, 215NM, 75A, 440V FORCED VENTILATION; DIRECTION OF AIR FLOW NDE --> DE; DEGREE OF PROTECTION IP55 INCREMENT. ENCODER HTL 2048 S/R (ENCODER HTL2048S/R) DESIGN IM B35 (IM V15, IM V35) PLAIN SHAFT WITHOUT FITTED KEY; BEARING: STANDARD WITH FIXED BEARING, VIBRATION SEVERITY GRADE S/A; SHAFT AND FLANGE ACCURACY: R TERMINAL BOX (ABOVE) CABLE ENTRY ON THE RIGHT SIGNAL CONNECTION D-END | 7940 | TEM | 1 | MC | 230 | 1
1PH81651JF130CB1 | SIMOTICS M COMPACT ASYNCHRONOUS MOTOR 1500RPM, 37KW, 236NM, 78A, 350V 1750RPM, 41KW, 224NM, 76A, 400V 2000RPM, 45KW, 215NM, 75A, 440V FORCED VENTILATION; DIRECTION OF AIR FLOW NDE --> DE; DEGREE OF PROTECTION IP55 INCREMENT. ENCODER HTL 2048 S/R (ENCODER HTL2048S/R) DESIGN IM B35 (IM V15, IM V35) PLAIN SHAFT WITHOUT FITTED KEY; BEARING: STANDARD WITH FIXED BEARING, VIBRATION SEVERITY GRADE S/A; SHAFT AND FLANGE ACCURACY: R TERMINAL BOX (ABOVE) CABLE ENTRY ON THE LEFT SIGNAL CONNECTION D-END | 7940 | TEM | 1 | MC | 230 | 1
1PH81651JF130CC1 | SIMOTICS M COMPACT ASYNCHRONOUS MOTOR 1500RPM, 37KW, 236NM, 78A, 350V 1750RPM, 41KW, 224NM, 76A, 400V 2000RPM, 45KW, 215NM, 75A, 440V FORCED VENTILATION; DIRECTION OF AIR FLOW NDE --> DE; DEGREE OF PROTECTION IP55 INCREMENT. ENCODER HTL 2048 S/R (ENCODER HTL2048S/R) DESIGN IM B35 (IM V15, IM V35) PLAIN SHAFT WITHOUT FITTED KEY; BEARING: STANDARD WITH FIXED BEARING, VIBRATION SEVERITY GRADE S/A; SHAFT AND FLANGE ACCURACY: R TERMINAL BOX (ABOVE) CABLE ENTRY ON THE ND-END SIGNAL CONNECTION LEFT | 7940 | TEM | 1 | MC | 230 | 1
1PH81651JF131BB1 | SIMOTICS M COMPACT ASYNCHRONOUS MOTOR 1500RPM, 37KW, 236NM, 78A, 350V 1750RPM, 41KW, 224NM, 76A, 400V 2000RPM, 45KW, 215NM, 75A, 440V FORCED VENTILATION; DIRECTION OF AIR FLOW NDE --> DE; DEGREE OF PROTECTION IP55 INCREMENT. ENCODER HTL 2048 S/R (ENCODER HTL2048S/R) DESIGN IM B35 (IM V15, IM V35) SHAFT WITH FITTED KEY FULL-KEY BALANCING BEARING: STANDARD WITH FIXED BEARING, VIBRATION SEVERITY GRADE R/A; SHAFT AND FLANGE ACCURACY: R TERMINAL BOX (ABOVE) CABLE ENTRY ON THE LEFT SIGNAL CONNECTION D-END | 7940 | TEM | 1 | MC | 230 | 1
1PH81651JF132BA1 | SIMOTICS M COMPACT ASYNCHRONOUS MOTOR 1500RPM, 37KW, 236NM, 78A, 350V 1750RPM, 41KW, 224NM, 76A, 400V 2000RPM, 45KW, 215NM, 75A, 440V FORCED VENTILATION; DIRECTION OF AIR FLOW NDE --> DE; DEGREE OF PROTECTION IP55 INCREMENT. ENCODER HTL 2048 S/R (ENCODER HTL2048S/R) DESIGN IM B35 (IM V15, IM V35) SHAFT WITH FITTED KEY HALF-KEY BALANCING BEARING: STANDARD WITH FIXED BEARING, VIBRATION SEVERITY GRADE R/A; SHAFT AND FLANGE ACCURACY: R TERMINAL BOX (ABOVE) CABLE ENTRY ON THE RIGHT SIGNAL CONNECTION D-END | 7940 | TEM | 1 | MC | 230 | 1
1PH81651JF132BB1 | SIMOTICS M COMPACT ASYNCHRONOUS MOTOR 1500RPM, 37KW, 236NM, 78A, 350V 1750RPM, 41KW, 224NM, 76A, 400V 2000RPM, 45KW, 215NM, 75A, 440V FORCED VENTILATION; DIRECTION OF AIR FLOW NDE --> DE; DEGREE OF PROTECTION IP55 INCREMENT. ENCODER HTL 2048 S/R (ENCODER HTL2048S/R) DESIGN IM B35 (IM V15, IM V35) SHAFT WITH FITTED KEY HALF-KEY BALANCING BEARING: STANDARD WITH FIXED BEARING, VIBRATION SEVERITY GRADE R/A; SHAFT AND FLANGE ACCURACY: R TERMINAL BOX (ABOVE) CABLE ENTRY ON THE LEFT SIGNAL CONNECTION D-END | 7940 | TEM | 1 | MC | 230 | 1
1PH81651JF132BC1 | SIMOTICS M COMPACT ASYNCHRONOUS MOTOR 1500RPM, 37KW, 236NM, 78A, 350V 1750RPM, 41KW, 224NM, 76A, 400V 2000RPM, 45KW, 215NM, 75A, 440V FORCED VENTILATION; DIRECTION OF AIR FLOW NDE --> DE; DEGREE OF PROTECTION IP55 INCREMENT. ENCODER HTL 2048 S/R (ENCODER HTL2048S/R) DESIGN IM B35 (IM V15, IM V35) SHAFT WITH FITTED KEY HALF-KEY BALANCING BEARING: STANDARD WITH FIXED BEARING, VIBRATION SEVERITY GRADE R/A; SHAFT AND FLANGE ACCURACY: R TERMINAL BOX (ABOVE) CABLE ENTRY ON THE ND-END SIGNAL CONNECTION LEFT | 7940 | TEM | 1 | MC | 230 | 1
1PH81651JF132CA1 | SIMOTICS M COMPACT ASYNCHRONOUS MOTOR 1500RPM, 37KW, 236NM, 78A, 350V 1750RPM, 41KW, 224NM, 76A, 400V 2000RPM, 45KW, 215NM, 75A, 440V FORCED VENTILATION; DIRECTION OF AIR FLOW NDE --> DE; DEGREE OF PROTECTION IP55 INCREMENT. ENCODER HTL 2048 S/R (ENCODER HTL2048S/R) DESIGN IM B35 (IM V15, IM V35) SHAFT WITH FITTED KEY HALF-KEY BALANCING BEARING: STANDARD WITH FIXED BEARING, VIBRATION SEVERITY GRADE S/A; SHAFT AND FLANGE ACCURACY: R TERMINAL BOX (ABOVE) CABLE ENTRY ON THE RIGHT SIGNAL CONNECTION D-END | 8135 | TEM | 1 | MC | 230 | 1
1PH81651JF132CB1 | SIMOTICS M COMPACT ASYNCHRONOUS MOTOR 1500RPM, 37KW, 236NM, 78A, 350V 1750RPM, 41KW, 224NM, 76A, 400V 2000RPM, 45KW, 215NM, 75A, 440V FORCED VENTILATION; DIRECTION OF AIR FLOW NDE --> DE; DEGREE OF PROTECTION IP55 INCREMENT. ENCODER HTL 2048 S/R (ENCODER HTL2048S/R) DESIGN IM B35 (IM V15, IM V35) SHAFT WITH FITTED KEY HALF-KEY BALANCING BEARING: STANDARD WITH FIXED BEARING, VIBRATION SEVERITY GRADE S/A; SHAFT AND FLANGE ACCURACY: R TERMINAL BOX (ABOVE) CABLE ENTRY ON THE LEFT SIGNAL CONNECTION D-END | 8135 | TEM | 1 | MC | 230 | 1
1PH81651JF132CC1 | SIMOTICS M COMPACT ASYNCHRONOUS MOTOR 1500RPM, 37KW, 236NM, 78A, 350V 1750RPM, 41KW, 224NM, 76A, 400V 2000RPM, 45KW, 215NM, 75A, 440V FORCED VENTILATION; DIRECTION OF AIR FLOW NDE --> DE; DEGREE OF PROTECTION IP55 INCREMENT. ENCODER HTL 2048 S/R (ENCODER HTL2048S/R) DESIGN IM B35 (IM V15, IM V35) SHAFT WITH FITTED KEY HALF-KEY BALANCING BEARING: STANDARD WITH FIXED BEARING, VIBRATION SEVERITY GRADE S/A; SHAFT AND FLANGE ACCURACY: R TERMINAL BOX (ABOVE) CABLE ENTRY ON THE ND-END SIGNAL CONNECTION LEFT | 8135 | TEM | 1 | MC | 230 | 1
1PH81651JF200BA1 | SIMOTICS M COMPACT ASYNCHRONOUS MOTOR 1500RPM, 46KW, 293NM,104A, 330V 1750RPM, 53KW, 289NM,104A, 374V 2000RPM, 60KW, 287NM,103A, 426V WATER COOLING DEGREE OF PROTECTION IP65 INCREMENT. ENCODER HTL 2048 S/R (ENCODER HTL2048S/R) DESIGN IM B3 (IM V5, IM V6) PLAIN SHAFT WITHOUT FITTED KEY; BEARING: STANDARD WITH FIXED BEARING, VIBRATION SEVERITY GRADE R/A; SHAFT AND FLANGE ACCURACY: R TERMINAL BOX (ABOVE) CABLE ENTRY ON THE RIGHT SIGNAL CONNECTION D-END | 9475 | TEM | 1 | MC | 264 | 1
1PH81651JF200BB1 | SIMOTICS M COMPACT ASYNCHRONOUS MOTOR 1500RPM, 46KW, 293NM,104A, 330V 1750RPM, 53KW, 289NM,104A, 374V 2000RPM, 60KW, 287NM,103A, 426V WATER COOLING DEGREE OF PROTECTION IP65 INCREMENT. ENCODER HTL 2048 S/R (ENCODER HTL2048S/R) DESIGN IM B3 (IM V5, IM V6) PLAIN SHAFT WITHOUT FITTED KEY; BEARING: STANDARD WITH FIXED BEARING, VIBRATION SEVERITY GRADE R/A; SHAFT AND FLANGE ACCURACY: R TERMINAL BOX (ABOVE) CABLE ENTRY ON THE LEFT SIGNAL CONNECTION D-END | 9475 | TEM | 1 | MC | 264 | 1
1PH81651JF200BC1 | SIMOTICS M COMPACT ASYNCHRONOUS MOTOR 1500RPM, 46KW, 293NM,104A, 330V 1750RPM, 53KW, 289NM,104A, 374V 2000RPM, 60KW, 287NM,103A, 426V WATER COOLING DEGREE OF PROTECTION IP65 INCREMENT. ENCODER HTL 2048 S/R (ENCODER HTL2048S/R) DESIGN IM B3 (IM V5, IM V6) PLAIN SHAFT WITHOUT FITTED KEY; BEARING: STANDARD WITH FIXED BEARING, VIBRATION SEVERITY GRADE R/A; SHAFT AND FLANGE ACCURACY: R TERMINAL BOX (ABOVE) CABLE ENTRY ON THE ND-END SIGNAL CONNECTION LEFT | 9475 | TEM | 1 | MC | 264 | 1
1PH81651JF200CA1 | SIMOTICS M COMPACT ASYNCHRONOUS MOTOR 1500RPM, 46KW, 293NM,104A, 330V 1750RPM, 53KW, 289NM,104A, 374V 2000RPM, 60KW, 287NM,103A, 426V WATER COOLING DEGREE OF PROTECTION IP65 INCREMENT. ENCODER HTL 2048 S/R (ENCODER HTL2048S/R) DESIGN IM B3 (IM V5, IM V6) PLAIN SHAFT WITHOUT FITTED KEY; BEARING: STANDARD WITH FIXED BEARING, VIBRATION SEVERITY GRADE S/A; SHAFT AND FLANGE ACCURACY: R TERMINAL BOX (ABOVE) CABLE ENTRY ON THE RIGHT SIGNAL CONNECTION D-END | 9671 | TEM | 1 | MC | 264 | 1
1PH81651JF200CB1 | SIMOTICS M COMPACT ASYNCHRONOUS MOTOR 1500RPM, 46KW, 293NM,104A, 330V 1750RPM, 53KW, 289NM,104A, 374V 2000RPM, 60KW, 287NM,103A, 426V WATER COOLING DEGREE OF PROTECTION IP65 INCREMENT. ENCODER HTL 2048 S/R (ENCODER HTL2048S/R) DESIGN IM B3 (IM V5, IM V6) PLAIN SHAFT WITHOUT FITTED KEY; BEARING: STANDARD WITH FIXED BEARING, VIBRATION SEVERITY GRADE S/A; SHAFT AND FLANGE ACCURACY: R TERMINAL BOX (ABOVE) CABLE ENTRY ON THE LEFT SIGNAL CONNECTION D-END | 9671 | TEM | 1 | MC | 264 | 1
1PH81651JF200CC1 | SIMOTICS M COMPACT ASYNCHRONOUS MOTOR 1500RPM, 46KW, 293NM,104A, 330V 1750RPM, 53KW, 289NM,104A, 374V 2000RPM, 60KW, 287NM,103A, 426V WATER COOLING DEGREE OF PROTECTION IP65 INCREMENT. ENCODER HTL 2048 S/R (ENCODER HTL2048S/R) DESIGN IM B3 (IM V5, IM V6) PLAIN SHAFT WITHOUT FITTED KEY; BEARING: STANDARD WITH FIXED BEARING, VIBRATION SEVERITY GRADE S/A; SHAFT AND FLANGE ACCURACY: R TERMINAL BOX (ABOVE) CABLE ENTRY ON THE ND-END SIGNAL CONNECTION LEFT | 9671 | TEM | 1 | MC | 264 | 1
1PH81651JF202BA1 | SIMOTICS M COMPACT ASYNCHRONOUS MOTOR 1500RPM, 46KW, 293NM,104A, 330V 1750RPM, 53KW, 289NM,104A, 374V 2000RPM, 60KW, 287NM,103A, 426V WATER COOLING DEGREE OF PROTECTION IP65 INCREMENT. ENCODER HTL 2048 S/R (ENCODER HTL2048S/R) DESIGN IM B3 (IM V5, IM V6) SHAFT WITH FITTED KEY HALF-KEY BALANCING BEARING: STANDARD WITH FIXED BEARING, VIBRATION SEVERITY GRADE R/A; SHAFT AND FLANGE ACCURACY: R TERMINAL BOX (ABOVE) CABLE ENTRY ON THE RIGHT SIGNAL CONNECTION D-END | 9671 | TEM | 1 | MC | 264 | 1
1PH81651JF202BB1 | SIMOTICS M COMPACT ASYNCHRONOUS MOTOR 1500RPM, 46KW, 293NM,104A, 330V 1750RPM, 53KW, 289NM,104A, 374V 2000RPM, 60KW, 287NM,103A, 426V WATER COOLING DEGREE OF PROTECTION IP65 INCREMENT. ENCODER HTL 2048 S/R (ENCODER HTL2048S/R) DESIGN IM B3 (IM V5, IM V6) SHAFT WITH FITTED KEY HALF-KEY BALANCING BEARING: STANDARD WITH FIXED BEARING, VIBRATION SEVERITY GRADE R/A; SHAFT AND FLANGE ACCURACY: R TERMINAL BOX (ABOVE) CABLE ENTRY ON THE LEFT SIGNAL CONNECTION D-END | 9671 | TEM | 1 | MC | 264 | 1
1PH81651JF202BC1 | SIMOTICS M COMPACT ASYNCHRONOUS MOTOR 1500RPM, 46KW, 293NM,104A, 330V 1750RPM, 53KW, 289NM,104A, 374V 2000RPM, 60KW, 287NM,103A, 426V WATER COOLING DEGREE OF PROTECTION IP65 INCREMENT. ENCODER HTL 2048 S/R (ENCODER HTL2048S/R) DESIGN IM B3 (IM V5, IM V6) SHAFT WITH FITTED KEY HALF-KEY BALANCING BEARING: STANDARD WITH FIXED BEARING, VIBRATION SEVERITY GRADE R/A; SHAFT AND FLANGE ACCURACY: R TERMINAL BOX (ABOVE) CABLE ENTRY ON THE ND-END SIGNAL CONNECTION LEFT | 9671 | TEM | 1 | MC | 264 | 1
1PH81651JF202CA1 | SIMOTICS M COMPACT ASYNCHRONOUS MOTOR 1500RPM, 46KW, 293NM,104A, 330V 1750RPM, 53KW, 289NM,104A, 374V 2000RPM, 60KW, 287NM,103A, 426V WATER COOLING DEGREE OF PROTECTION IP65 INCREMENT. ENCODER HTL 2048 S/R (ENCODER HTL2048S/R) DESIGN IM B3 (IM V5, IM V6) SHAFT WITH FITTED KEY HALF-KEY BALANCING BEARING: STANDARD WITH FIXED BEARING, VIBRATION SEVERITY GRADE S/A; SHAFT AND FLANGE ACCURACY: R TERMINAL BOX (ABOVE) CABLE ENTRY ON THE RIGHT SIGNAL CONNECTION D-END | 9866 | TEM | 1 | MC | 264 | 1
1PH81651JF202CB1 | SIMOTICS M COMPACT ASYNCHRONOUS MOTOR 1500RPM, 46KW, 293NM,104A, 330V 1750RPM, 53KW, 289NM,104A, 374V 2000RPM, 60KW, 287NM,103A, 426V WATER COOLING DEGREE OF PROTECTION IP65 INCREMENT. ENCODER HTL 2048 S/R (ENCODER HTL2048S/R) DESIGN IM B3 (IM V5, IM V6) SHAFT WITH FITTED KEY HALF-KEY BALANCING BEARING: STANDARD WITH FIXED BEARING, VIBRATION SEVERITY GRADE S/A; SHAFT AND FLANGE ACCURACY: R TERMINAL BOX (ABOVE) CABLE ENTRY ON THE LEFT SIGNAL CONNECTION D-END | 9866 | TEM | 1 | MC | 264 | 1
1PH81651JF202CC1 | SIMOTICS M COMPACT ASYNCHRONOUS MOTOR 1500RPM, 46KW, 293NM,104A, 330V 1750RPM, 53KW, 289NM,104A, 374V 2000RPM, 60KW, 287NM,103A, 426V WATER COOLING DEGREE OF PROTECTION IP65 INCREMENT. ENCODER HTL 2048 S/R (ENCODER HTL2048S/R) DESIGN IM B3 (IM V5, IM V6) SHAFT WITH FITTED KEY HALF-KEY BALANCING BEARING: STANDARD WITH FIXED BEARING, VIBRATION SEVERITY GRADE S/A; SHAFT AND FLANGE ACCURACY: R TERMINAL BOX (ABOVE) CABLE ENTRY ON THE ND-END SIGNAL CONNECTION LEFT | 9866 | TEM | 1 | MC | 264 | 1
1PH81651JF220BA1 | SIMOTICS M COMPACT ASYNCHRONOUS MOTOR 1500RPM, 46KW, 293NM,104A, 330V 1750RPM, 53KW, 289NM,104A, 374V 2000RPM, 60KW, 287NM,103A, 426V WATER COOLING DEGREE OF PROTECTION IP65 INCREMENT. ENCODER HTL 2048 S/R (ENCODER HTL2048S/R) DESIGN IM B5 (IMV 1,IM V3) PLAIN SHAFT WITHOUT FITTED KEY; BEARING: STANDARD WITH FIXED BEARING, VIBRATION SEVERITY GRADE R/A; SHAFT AND FLANGE ACCURACY: R TERMINAL BOX (ABOVE) CABLE ENTRY ON THE RIGHT SIGNAL CONNECTION D-END | 10126 | TEM | 1 | MC | 264 | 1
1PH81651JF220BB1 | SIMOTICS M COMPACT ASYNCHRONOUS MOTOR 1500RPM, 46KW, 293NM,104A, 330V 1750RPM, 53KW, 289NM,104A, 374V 2000RPM, 60KW, 287NM,103A, 426V WATER COOLING DEGREE OF PROTECTION IP65 INCREMENT. ENCODER HTL 2048 S/R (ENCODER HTL2048S/R) DESIGN IM B5 (IMV 1,IM V3) PLAIN SHAFT WITHOUT FITTED KEY; BEARING: STANDARD WITH FIXED BEARING, VIBRATION SEVERITY GRADE R/A; SHAFT AND FLANGE ACCURACY: R TERMINAL BOX (ABOVE) CABLE ENTRY ON THE LEFT SIGNAL CONNECTION D-END | 10126 | TEM | 1 | MC | 264 | 1
1PH81651JF220BC1 | SIMOTICS M COMPACT ASYNCHRONOUS MOTOR 1500RPM, 46KW, 293NM,104A, 330V 1750RPM, 53KW, 289NM,104A, 374V 2000RPM, 60KW, 287NM,103A, 426V WATER COOLING DEGREE OF PROTECTION IP65 INCREMENT. ENCODER HTL 2048 S/R (ENCODER HTL2048S/R) DESIGN IM B5 (IMV 1,IM V3) PLAIN SHAFT WITHOUT FITTED KEY; BEARING: STANDARD WITH FIXED BEARING, VIBRATION SEVERITY GRADE R/A; SHAFT AND FLANGE ACCURACY: R TERMINAL BOX (ABOVE) CABLE ENTRY ON THE ND-END SIGNAL CONNECTION LEFT | 10126 | TEM | 1 | MC | 264 | 1
1PH81651JF220CA1 | SIMOTICS M COMPACT ASYNCHRONOUS MOTOR 1500RPM, 46KW, 293NM,104A, 330V 1750RPM, 53KW, 289NM,104A, 374V 2000RPM, 60KW, 287NM,103A, 426V WATER COOLING DEGREE OF PROTECTION IP65 INCREMENT. ENCODER HTL 2048 S/R (ENCODER HTL2048S/R) DESIGN IM B5 (IMV 1,IM V3) PLAIN SHAFT WITHOUT FITTED KEY; BEARING: STANDARD WITH FIXED BEARING, VIBRATION SEVERITY GRADE S/A; SHAFT AND FLANGE ACCURACY: R TERMINAL BOX (ABOVE) CABLE ENTRY ON THE RIGHT SIGNAL CONNECTION D-END | 10321 | TEM | 1 | MC | 264 | 1
1PH81651JF220CB1 | SIMOTICS M COMPACT ASYNCHRONOUS MOTOR 1500RPM, 46KW, 293NM,104A, 330V 1750RPM, 53KW, 289NM,104A, 374V 2000RPM, 60KW, 287NM,103A, 426V WATER COOLING DEGREE OF PROTECTION IP65 INCREMENT. ENCODER HTL 2048 S/R (ENCODER HTL2048S/R) DESIGN IM B5 (IMV 1,IM V3) PLAIN SHAFT WITHOUT FITTED KEY; BEARING: STANDARD WITH FIXED BEARING, VIBRATION SEVERITY GRADE S/A; SHAFT AND FLANGE ACCURACY: R TERMINAL BOX (ABOVE) CABLE ENTRY ON THE LEFT SIGNAL CONNECTION D-END | 10321 | TEM | 1 | MC | 264 | 1
1PH81651JF220CC1 | SIMOTICS M COMPACT ASYNCHRONOUS MOTOR 1500RPM, 46KW, 293NM,104A, 330V 1750RPM, 53KW, 289NM,104A, 374V 2000RPM, 60KW, 287NM,103A, 426V WATER COOLING DEGREE OF PROTECTION IP65 INCREMENT. ENCODER HTL 2048 S/R (ENCODER HTL2048S/R) DESIGN IM B5 (IMV 1,IM V3) PLAIN SHAFT WITHOUT FITTED KEY; BEARING: STANDARD WITH FIXED BEARING, VIBRATION SEVERITY GRADE S/A; SHAFT AND FLANGE ACCURACY: R TERMINAL BOX (ABOVE) CABLE ENTRY ON THE ND-END SIGNAL CONNECTION LEFT | 10321 | TEM | 1 | MC | 264 | 1
1PH81651JF222BA1 | SIMOTICS M COMPACT ASYNCHRONOUS MOTOR 1500RPM, 46KW, 293NM,104A, 330V 1750RPM, 53KW, 289NM,104A, 374V 2000RPM, 60KW, 287NM,103A, 426V WATER COOLING DEGREE OF PROTECTION IP65 INCREMENT. ENCODER HTL 2048 S/R (ENCODER HTL2048S/R) DESIGN IM B5 (IMV 1,IM V3) SHAFT WITH FITTED KEY HALF-KEY BALANCING BEARING: STANDARD WITH FIXED BEARING, VIBRATION SEVERITY GRADE R/A; SHAFT AND FLANGE ACCURACY: R TERMINAL BOX (ABOVE) CABLE ENTRY ON THE RIGHT SIGNAL CONNECTION D-END | 10321 | TEM | 1 | MC | 264 | 1
1PH81651JF222BB1 | SIMOTICS M COMPACT ASYNCHRONOUS MOTOR 1500RPM, 46KW, 293NM,104A, 330V 1750RPM, 53KW, 289NM,104A, 374V 2000RPM, 60KW, 287NM,103A, 426V WATER COOLING DEGREE OF PROTECTION IP65 INCREMENT. ENCODER HTL 2048 S/R (ENCODER HTL2048S/R) DESIGN IM B5 (IMV 1,IM V3) SHAFT WITH FITTED KEY HALF-KEY BALANCING BEARING: STANDARD WITH FIXED BEARING, VIBRATION SEVERITY GRADE R/A; SHAFT AND FLANGE ACCURACY: R TERMINAL BOX (ABOVE) CABLE ENTRY ON THE LEFT SIGNAL CONNECTION D-END | 10321 | TEM | 1 | MC | 264 | 1
1PH81651JF222BC1 | SIMOTICS M COMPACT ASYNCHRONOUS MOTOR 1500RPM, 46KW, 293NM,104A, 330V 1750RPM, 53KW, 289NM,104A, 374V 2000RPM, 60KW, 287NM,103A, 426V WATER COOLING DEGREE OF PROTECTION IP65 INCREMENT. ENCODER HTL 2048 S/R (ENCODER HTL2048S/R) DESIGN IM B5 (IMV 1,IM V3) SHAFT WITH FITTED KEY HALF-KEY BALANCING BEARING: STANDARD WITH FIXED BEARING, VIBRATION SEVERITY GRADE R/A; SHAFT AND FLANGE ACCURACY: R TERMINAL BOX (ABOVE) CABLE ENTRY ON THE ND-END SIGNAL CONNECTION LEFT | 10321 | TEM | 1 | MC | 264 | 1
1PH81651JF222CA1 | SIMOTICS M COMPACT ASYNCHRONOUS MOTOR 1500RPM, 46KW, 293NM,104A, 330V 1750RPM, 53KW, 289NM,104A, 374V 2000RPM, 60KW, 287NM,103A, 426V WATER COOLING DEGREE OF PROTECTION IP65 INCREMENT. ENCODER HTL 2048 S/R (ENCODER HTL2048S/R) DESIGN IM B5 (IMV 1,IM V3) SHAFT WITH FITTED KEY HALF-KEY BALANCING BEARING: STANDARD WITH FIXED BEARING, VIBRATION SEVERITY GRADE S/A; SHAFT AND FLANGE ACCURACY: R TERMINAL BOX (ABOVE) CABLE ENTRY ON THE RIGHT SIGNAL CONNECTION D-END | 10516 | TEM | 1 | MC | 264 | 1
1PH81651JF222CB1 | SIMOTICS M COMPACT ASYNCHRONOUS MOTOR 1500RPM, 46KW, 293NM,104A, 330V 1750RPM, 53KW, 289NM,104A, 374V 2000RPM, 60KW, 287NM,103A, 426V WATER COOLING DEGREE OF PROTECTION IP65 INCREMENT. ENCODER HTL 2048 S/R (ENCODER HTL2048S/R) DESIGN IM B5 (IMV 1,IM V3) SHAFT WITH FITTED KEY HALF-KEY BALANCING BEARING: STANDARD WITH FIXED BEARING, VIBRATION SEVERITY GRADE S/A; SHAFT AND FLANGE ACCURACY: R TERMINAL BOX (ABOVE) CABLE ENTRY ON THE LEFT SIGNAL CONNECTION D-END | 10516 | TEM | 1 | MC | 264 | 1
1PH81651JF222CC1 | SIMOTICS M COMPACT ASYNCHRONOUS MOTOR 1500RPM, 46KW, 293NM,104A, 330V 1750RPM, 53KW, 289NM,104A, 374V 2000RPM, 60KW, 287NM,103A, 426V WATER COOLING DEGREE OF PROTECTION IP65 INCREMENT. ENCODER HTL 2048 S/R (ENCODER HTL2048S/R) DESIGN IM B5 (IMV 1,IM V3) SHAFT WITH FITTED KEY HALF-KEY BALANCING BEARING: STANDARD WITH FIXED BEARING, VIBRATION SEVERITY GRADE S/A; SHAFT AND FLANGE ACCURACY: R TERMINAL BOX (ABOVE) CABLE ENTRY ON THE ND-END SIGNAL CONNECTION LEFT | 10516 | TEM | 1 | MC | 264 | 1
1PH81651JF230BA1 | SIMOTICS M COMPACT ASYNCHRONOUS MOTOR 1500RPM, 46KW, 293NM,104A, 330V 1750RPM, 53KW, 289NM,104A, 374V 2000RPM, 60KW, 287NM,103A, 426V WATER COOLING DEGREE OF PROTECTION IP65 INCREMENT. ENCODER HTL 2048 S/R (ENCODER HTL2048S/R) DESIGN IM B35 (IM V15, IM V35) PLAIN SHAFT WITHOUT FITTED KEY; BEARING: STANDARD WITH FIXED BEARING, VIBRATION SEVERITY GRADE R/A; SHAFT AND FLANGE ACCURACY: R TERMINAL BOX (ABOVE) CABLE ENTRY ON THE RIGHT SIGNAL CONNECTION D-END | 10126 | TEM | 1 | MC | 264 | 1
1PH81651JF230BB1 | SIMOTICS M COMPACT ASYNCHRONOUS MOTOR 1500RPM, 46KW, 293NM,104A, 330V 1750RPM, 53KW, 289NM,104A, 374V 2000RPM, 60KW, 287NM,103A, 426V WATER COOLING DEGREE OF PROTECTION IP65 INCREMENT. ENCODER HTL 2048 S/R (ENCODER HTL2048S/R) DESIGN IM B35 (IM V15, IM V35) PLAIN SHAFT WITHOUT FITTED KEY; BEARING: STANDARD WITH FIXED BEARING, VIBRATION SEVERITY GRADE R/A; SHAFT AND FLANGE ACCURACY: R TERMINAL BOX (ABOVE) CABLE ENTRY ON THE LEFT SIGNAL CONNECTION D-END | 10126 | TEM | 1 | MC | 264 | 1
1PH81651JF230BC1 | SIMOTICS M COMPACT ASYNCHRONOUS MOTOR 1500RPM, 46KW, 293NM,104A, 330V 1750RPM, 53KW, 289NM,104A, 374V 2000RPM, 60KW, 287NM,103A, 426V WATER COOLING DEGREE OF PROTECTION IP65 INCREMENT. ENCODER HTL 2048 S/R (ENCODER HTL2048S/R) DESIGN IM B35 (IM V15, IM V35) PLAIN SHAFT WITHOUT FITTED KEY; BEARING: STANDARD WITH FIXED BEARING, VIBRATION SEVERITY GRADE R/A; SHAFT AND FLANGE ACCURACY: R TERMINAL BOX (ABOVE) CABLE ENTRY ON THE ND-END SIGNAL CONNECTION LEFT | 10126 | TEM | 1 | MC | 264 | 1
1PH81651JF230CA1 | SIMOTICS M COMPACT ASYNCHRONOUS MOTOR 1500RPM, 46KW, 293NM,104A, 330V 1750RPM, 53KW, 289NM,104A, 374V 2000RPM, 60KW, 287NM,103A, 426V WATER COOLING DEGREE OF PROTECTION IP65 INCREMENT. ENCODER HTL 2048 S/R (ENCODER HTL2048S/R) DESIGN IM B35 (IM V15, IM V35) PLAIN SHAFT WITHOUT FITTED KEY; BEARING: STANDARD WITH FIXED BEARING, VIBRATION SEVERITY GRADE S/A; SHAFT AND FLANGE ACCURACY: R TERMINAL BOX (ABOVE) CABLE ENTRY ON THE RIGHT SIGNAL CONNECTION D-END | 10321 | TEM | 1 | MC | 264 | 1
1PH81651JF230CB1 | SIMOTICS M COMPACT ASYNCHRONOUS MOTOR 1500RPM, 46KW, 293NM,104A, 330V 1750RPM, 53KW, 289NM,104A, 374V 2000RPM, 60KW, 287NM,103A, 426V WATER COOLING DEGREE OF PROTECTION IP65 INCREMENT. ENCODER HTL 2048 S/R (ENCODER HTL2048S/R) DESIGN IM B35 (IM V15, IM V35) PLAIN SHAFT WITHOUT FITTED KEY; BEARING: STANDARD WITH FIXED BEARING, VIBRATION SEVERITY GRADE S/A; SHAFT AND FLANGE ACCURACY: R TERMINAL BOX (ABOVE) CABLE ENTRY ON THE LEFT SIGNAL CONNECTION D-END | 10321 | TEM | 1 | MC | 264 | 1
1PH81651JF230CC1 | SIMOTICS M COMPACT ASYNCHRONOUS MOTOR 1500RPM, 46KW, 293NM,104A, 330V 1750RPM, 53KW, 289NM,104A, 374V 2000RPM, 60KW, 287NM,103A, 426V WATER COOLING DEGREE OF PROTECTION IP65 INCREMENT. ENCODER HTL 2048 S/R (ENCODER HTL2048S/R) DESIGN IM B35 (IM V15, IM V35) PLAIN SHAFT WITHOUT FITTED KEY; BEARING: STANDARD WITH FIXED BEARING, VIBRATION SEVERITY GRADE S/A; SHAFT AND FLANGE ACCURACY: R TERMINAL BOX (ABOVE) CABLE ENTRY ON THE ND-END SIGNAL CONNECTION LEFT | 10321 | TEM | 1 | MC | 264 | 1
1PH81651JF232BA1 | SIMOTICS M COMPACT ASYNCHRONOUS MOTOR 1500RPM, 46KW, 293NM,104A, 330V 1750RPM, 53KW, 289NM,104A, 374V 2000RPM, 60KW, 287NM,103A, 426V WATER COOLING DEGREE OF PROTECTION IP65 INCREMENT. ENCODER HTL 2048 S/R (ENCODER HTL2048S/R) DESIGN IM B35 (IM V15, IM V35) SHAFT WITH FITTED KEY HALF-KEY BALANCING BEARING: STANDARD WITH FIXED BEARING, VIBRATION SEVERITY GRADE R/A; SHAFT AND FLANGE ACCURACY: R TERMINAL BOX (ABOVE) CABLE ENTRY ON THE RIGHT SIGNAL CONNECTION D-END | 10321 | TEM | 1 | MC | 264 | 1
1PH81651JF232BB1 | SIMOTICS M COMPACT ASYNCHRONOUS MOTOR 1500RPM, 46KW, 293NM,104A, 330V 1750RPM, 53KW, 289NM,104A, 374V 2000RPM, 60KW, 287NM,103A, 426V WATER COOLING DEGREE OF PROTECTION IP65 INCREMENT. ENCODER HTL 2048 S/R (ENCODER HTL2048S/R) DESIGN IM B35 (IM V15, IM V35) SHAFT WITH FITTED KEY HALF-KEY BALANCING BEARING: STANDARD WITH FIXED BEARING, VIBRATION SEVERITY GRADE R/A; SHAFT AND FLANGE ACCURACY: R TERMINAL BOX (ABOVE) CABLE ENTRY ON THE LEFT SIGNAL CONNECTION D-END | 10321 | TEM | 1 | MC | 264 | 1
1PH81651JF232BC1 | SIMOTICS M COMPACT ASYNCHRONOUS MOTOR 1500RPM, 46KW, 293NM,104A, 330V 1750RPM, 53KW, 289NM,104A, 374V 2000RPM, 60KW, 287NM,103A, 426V WATER COOLING DEGREE OF PROTECTION IP65 INCREMENT. ENCODER HTL 2048 S/R (ENCODER HTL2048S/R) DESIGN IM B35 (IM V15, IM V35) SHAFT WITH FITTED KEY HALF-KEY BALANCING BEARING: STANDARD WITH FIXED BEARING, VIBRATION SEVERITY GRADE R/A; SHAFT AND FLANGE ACCURACY: R TERMINAL BOX (ABOVE) CABLE ENTRY ON THE ND-END SIGNAL CONNECTION LEFT | 10321 | TEM | 1 | MC | 264 | 1
1PH81651JF232CA1 | SIMOTICS M COMPACT ASYNCHRONOUS MOTOR 1500RPM, 46KW, 293NM,104A, 330V 1750RPM, 53KW, 289NM,104A, 374V 2000RPM, 60KW, 287NM,103A, 426V WATER COOLING DEGREE OF PROTECTION IP65 INCREMENT. ENCODER HTL 2048 S/R (ENCODER HTL2048S/R) DESIGN IM B35 (IM V15, IM V35) SHAFT WITH FITTED KEY HALF-KEY BALANCING BEARING: STANDARD WITH FIXED BEARING, VIBRATION SEVERITY GRADE S/A; SHAFT AND FLANGE ACCURACY: R TERMINAL BOX (ABOVE) CABLE ENTRY ON THE RIGHT SIGNAL CONNECTION D-END | 10516 | TEM | 1 | MC | 264 | 1
1PH81651JF232CB1 | SIMOTICS M COMPACT ASYNCHRONOUS MOTOR 1500RPM, 46KW, 293NM,104A, 330V 1750RPM, 53KW, 289NM,104A, 374V 2000RPM, 60KW, 287NM,103A, 426V WATER COOLING DEGREE OF PROTECTION IP65 INCREMENT. ENCODER HTL 2048 S/R (ENCODER HTL2048S/R) DESIGN IM B35 (IM V15, IM V35) SHAFT WITH FITTED KEY HALF-KEY BALANCING BEARING: STANDARD WITH FIXED BEARING, VIBRATION SEVERITY GRADE S/A; SHAFT AND FLANGE ACCURACY: R TERMINAL BOX (ABOVE) CABLE ENTRY ON THE LEFT SIGNAL CONNECTION D-END | 10516 | TEM | 1 | MC | 264 | 1
1PH81651JF232CC1 | SIMOTICS M COMPACT ASYNCHRONOUS MOTOR 1500RPM, 46KW, 293NM,104A, 330V 1750RPM, 53KW, 289NM,104A, 374V 2000RPM, 60KW, 287NM,103A, 426V WATER COOLING DEGREE OF PROTECTION IP65 INCREMENT. ENCODER HTL 2048 S/R (ENCODER HTL2048S/R) DESIGN IM B35 (IM V15, IM V35) SHAFT WITH FITTED KEY HALF-KEY BALANCING BEARING: STANDARD WITH FIXED BEARING, VIBRATION SEVERITY GRADE S/A; SHAFT AND FLANGE ACCURACY: R TERMINAL BOX (ABOVE) CABLE ENTRY ON THE ND-END SIGNAL CONNECTION LEFT | 10516 | TEM | 1 | MC | 264 | 1
1PH81651JG000BB1 | SIMOTICS M COMPACT ASYNCHRONOUS MOTOR 2000RPM, 41KW, 196NM, 88A, 350V 2300RPM, 44KW, 183NM, 85A, 394V 2650RPM, 50KW, 180NM, 85A, 440V FORCED VENTILATION; DIRECTION OF AIR FLOW DE --> NDE; DEGREE OF PROTECTION IP55 INCREMENT. ENCODER HTL 2048 S/R (ENCODER HTL2048S/R) DESIGN IM B3 (IM V5, IM V6) PLAIN SHAFT WITHOUT FITTED KEY; BEARING: STANDARD WITH FIXED BEARING, VIBRATION SEVERITY GRADE R/A; SHAFT AND FLANGE ACCURACY: R TERMINAL BOX (ABOVE) CABLE ENTRY ON THE LEFT SIGNAL CONNECTION D-END | 7095 | TEM | 1 | MC | 230 | 1
1PH81651JG002BB1 | SIMOTICS M COMPACT ASYNCHRONOUS MOTOR 2000RPM, 41KW, 196NM, 88A, 350V 2300RPM, 44KW, 183NM, 85A, 394V 2650RPM, 50KW, 180NM, 85A, 440V FORCED VENTILATION; DIRECTION OF AIR FLOW DE --> NDE; DEGREE OF PROTECTION IP55 INCREMENT. ENCODER HTL 2048 S/R (ENCODER HTL2048S/R) DESIGN IM B3 (IM V5, IM V6) SHAFT WITH FITTED KEY HALF-KEY BALANCING BEARING: STANDARD WITH FIXED BEARING, VIBRATION SEVERITY GRADE R/A; SHAFT AND FLANGE ACCURACY: R TERMINAL BOX (ABOVE) CABLE ENTRY ON THE LEFT SIGNAL CONNECTION D-END | 7290 | TEM | 1 | MC | 230 | 1
1PH81651JG032BA1 | SIMOTICS M COMPACT ASYNCHRONOUS MOTOR 2000RPM, 41KW, 196NM, 88A, 350V 2300RPM, 44KW, 183NM, 85A, 394V 2650RPM, 50KW, 180NM, 85A, 440V FORCED VENTILATION; DIRECTION OF AIR FLOW DE --> NDE; DEGREE OF PROTECTION IP55 INCREMENT. ENCODER HTL 2048 S/R (ENCODER HTL2048S/R) DESIGN IM B35 (IM V15, IM V35) SHAFT WITH FITTED KEY HALF-KEY BALANCING BEARING: STANDARD WITH FIXED BEARING, VIBRATION SEVERITY GRADE R/A; SHAFT AND FLANGE ACCURACY: R TERMINAL BOX (ABOVE) CABLE ENTRY ON THE RIGHT SIGNAL CONNECTION D-END | 7940 | TEM | 1 | MC | 230 | 1
1PH81651JG032BB1 | SIMOTICS M COMPACT ASYNCHRONOUS MOTOR 2000RPM, 41KW, 196NM, 88A, 350V 2300RPM, 44KW, 183NM, 85A, 394V 2650RPM, 50KW, 180NM, 85A, 440V FORCED VENTILATION; DIRECTION OF AIR FLOW DE --> NDE; DEGREE OF PROTECTION IP55 INCREMENT. ENCODER HTL 2048 S/R (ENCODER HTL2048S/R) DESIGN IM B35 (IM V15, IM V35) SHAFT WITH FITTED KEY HALF-KEY BALANCING BEARING: STANDARD WITH FIXED BEARING, VIBRATION SEVERITY GRADE R/A; SHAFT AND FLANGE ACCURACY: R TERMINAL BOX (ABOVE) CABLE ENTRY ON THE LEFT SIGNAL CONNECTION D-END | 7940 | TEM | 1 | MC | 230 | 1
1PH81651JG122BC1 | SIMOTICS M COMPACT ASYNCHRONOUS MOTOR 2000RPM, 41KW, 196NM, 88A, 350V 2300RPM, 44KW, 183NM, 85A, 394V 2650RPM, 50KW, 180NM, 85A, 440V FORCED VENTILATION; DIRECTION OF AIR FLOW NDE --> DE; DEGREE OF PROTECTION IP55 INCREMENT. ENCODER HTL 2048 S/R (ENCODER HTL2048S/R) DESIGN IM B5 (IMV 1,IM V3) SHAFT WITH FITTED KEY HALF-KEY BALANCING BEARING: STANDARD WITH FIXED BEARING, VIBRATION SEVERITY GRADE R/A; SHAFT AND FLANGE ACCURACY: R TERMINAL BOX (ABOVE) CABLE ENTRY ON THE ND-END SIGNAL CONNECTION LEFT | 7940 | TEM | 1 | MC | 230 | 1
1PH81651JG132BA1 | SIMOTICS M COMPACT ASYNCHRONOUS MOTOR 2000RPM, 41KW, 196NM, 88A, 350V 2300RPM, 44KW, 183NM, 85A, 394V 2650RPM, 50KW, 180NM, 85A, 440V FORCED VENTILATION; DIRECTION OF AIR FLOW NDE --> DE; DEGREE OF PROTECTION IP55 INCREMENT. ENCODER HTL 2048 S/R (ENCODER HTL2048S/R) DESIGN IM B35 (IM V15, IM V35) SHAFT WITH FITTED KEY HALF-KEY BALANCING BEARING: STANDARD WITH FIXED BEARING, VIBRATION SEVERITY GRADE R/A; SHAFT AND FLANGE ACCURACY: R TERMINAL BOX (ABOVE) CABLE ENTRY ON THE RIGHT SIGNAL CONNECTION D-END | 7940 | TEM | 1 | MC | 230 | 1
1PH81651JG132CA1 | SIMOTICS M COMPACT ASYNCHRONOUS MOTOR 2000RPM, 41KW, 196NM, 88A, 350V 2300RPM, 44KW, 183NM, 85A, 394V 2650RPM, 50KW, 180NM, 85A, 440V FORCED VENTILATION; DIRECTION OF AIR FLOW NDE --> DE; DEGREE OF PROTECTION IP55 INCREMENT. ENCODER HTL 2048 S/R (ENCODER HTL2048S/R) DESIGN IM B35 (IM V15, IM V35) SHAFT WITH FITTED KEY HALF-KEY BALANCING BEARING: STANDARD WITH FIXED BEARING, VIBRATION SEVERITY GRADE S/A; SHAFT AND FLANGE ACCURACY: R TERMINAL BOX (ABOVE) CABLE ENTRY ON THE RIGHT SIGNAL CONNECTION D-END | 8135 | TEM | 1 | MC | 230 | 1
1PH81651JG222BA1 | SIMOTICS M COMPACT ASYNCHRONOUS MOTOR 2000RPM, 53KW, 253NM,110A, 352V 2300RPM, 60KW, 249NM,107A, 410V 2650RPM, 65KW, 234NM,100A, 460V WATER COOLING DEGREE OF PROTECTION IP65 INCREMENT. ENCODER HTL 2048 S/R (ENCODER HTL2048S/R) DESIGN IM B5 (IMV 1,IM V3) SHAFT WITH FITTED KEY HALF-KEY BALANCING BEARING: STANDARD WITH FIXED BEARING, VIBRATION SEVERITY GRADE R/A; SHAFT AND FLANGE ACCURACY: R TERMINAL BOX (ABOVE) CABLE ENTRY ON THE RIGHT SIGNAL CONNECTION D-END | 10321 | TEM | 1 | MC | 264 | 1
1PH81651JG232CA1 | SIMOTICS M COMPACT ASYNCHRONOUS MOTOR 2000RPM, 53KW, 253NM,110A, 352V 2300RPM, 60KW, 249NM,107A, 410V 2650RPM, 65KW, 234NM,100A, 460V WATER COOLING DEGREE OF PROTECTION IP65 INCREMENT. ENCODER HTL 2048 S/R (ENCODER HTL2048S/R) DESIGN IM B35 (IM V15, IM V35) SHAFT WITH FITTED KEY HALF-KEY BALANCING BEARING: STANDARD WITH FIXED BEARING, VIBRATION SEVERITY GRADE S/A; SHAFT AND FLANGE ACCURACY: R TERMINAL BOX (ABOVE) CABLE ENTRY ON THE RIGHT SIGNAL CONNECTION D-END | 10516 | TEM | 1 | MC | 264 | 1
1PH81651MB002LA1 | SIMOTICS M COMPACT ASYNCHRONOUS MOTOR 400RPM, 13KW, 310NM, 36A, 300V 500RPM, 16KW, 306NM, 36A, 365V 600RPM, 19KW, 302NM, 35A, 420V FORCED VENTILATION; DIRECTION OF AIR FLOW DE --> NDE; DEGREE OF PROTECTION IP55 INCREMENTAL ENCODER SIN/COS 1VPP 2048 S/R WITH ND-END AT TERMINAL BOX (ENCODER IC2048S/R) DESIGN IM B3 (IM V5, IM V6) SHAFT WITH FITTED KEY HALF-KEY BALANCING BEARING: PERFORMANCE, VIBRATION SEVERITY GRADE SPECIAL/B; SHAFT A. FLANGE ACCURACY GR. SPECIAL TERMINAL BOX (ABOVE) CABLE ENTRY ON THE RIGHT SIGNAL CONNECTION D-END | 7861 | TEM | 1 | MC | 230 | 1
1PH81651MB030BA1 | SIMOTICS M COMPACT ASYNCHRONOUS MOTOR 400RPM, 13KW, 310NM, 36A, 300V 500RPM, 16KW, 306NM, 36A, 365V 600RPM, 19KW, 302NM, 35A, 420V FORCED VENTILATION; DIRECTION OF AIR FLOW DE --> NDE; DEGREE OF PROTECTION IP55 INCREMENTAL ENCODER SIN/COS 1VPP 2048 S/R WITH ND-END AT TERMINAL BOX (ENCODER IC2048S/R) DESIGN IM B35 (IM V15, IM V35) PLAIN SHAFT WITHOUT FITTED KEY; BEARING: STANDARD WITH FIXED BEARING, VIBRATION SEVERITY GRADE R/A; SHAFT AND FLANGE ACCURACY: R TERMINAL BOX (ABOVE) CABLE ENTRY ON THE RIGHT SIGNAL CONNECTION D-END | 7658 | TEM | 1 | MC | 230 | 1
1PH81651MB031BA1 | SIMOTICS M COMPACT ASYNCHRONOUS MOTOR 400RPM, 13KW, 310NM, 36A, 300V 500RPM, 16KW, 306NM, 36A, 365V 600RPM, 19KW, 302NM, 35A, 420V FORCED VENTILATION; DIRECTION OF AIR FLOW DE --> NDE; DEGREE OF PROTECTION IP55 INCREMENTAL ENCODER SIN/COS 1VPP 2048 S/R WITH ND-END AT TERMINAL BOX (ENCODER IC2048S/R) DESIGN IM B35 (IM V15, IM V35) SHAFT WITH FITTED KEY FULL-KEY BALANCING BEARING: STANDARD WITH FIXED BEARING, VIBRATION SEVERITY GRADE R/A; SHAFT AND FLANGE ACCURACY: R TERMINAL BOX (ABOVE) CABLE ENTRY ON THE RIGHT SIGNAL CONNECTION D-END | 7853 | TEM | 1 | MC | 230 | 1
1PH81651MB101BA1 | SIMOTICS M COMPACT ASYNCHRONOUS MOTOR 400RPM, 13KW, 310NM, 36A, 300V 500RPM, 16KW, 306NM, 36A, 365V 600RPM, 19KW, 302NM, 35A, 420V FORCED VENTILATION; DIRECTION OF AIR FLOW NDE --> DE; DEGREE OF PROTECTION IP55 INCREMENTAL ENCODER SIN/COS 1VPP 2048 S/R WITH ND-END AT TERMINAL BOX (ENCODER IC2048S/R) DESIGN IM B3 (IM V5, IM V6) SHAFT WITH FITTED KEY FULL-KEY BALANCING BEARING: STANDARD WITH FIXED BEARING, VIBRATION SEVERITY GRADE R/A; SHAFT AND FLANGE ACCURACY: R TERMINAL BOX (ABOVE) CABLE ENTRY ON THE RIGHT SIGNAL CONNECTION D-END | 7203 | TEM | 1 | MC | 230 | 1
1PH81651MB102BA1 | SIMOTICS M COMPACT ASYNCHRONOUS MOTOR 400RPM, 13KW, 310NM, 36A, 300V 500RPM, 16KW, 306NM, 36A, 365V 600RPM, 19KW, 302NM, 35A, 420V FORCED VENTILATION; DIRECTION OF AIR FLOW NDE --> DE; DEGREE OF PROTECTION IP55 INCREMENTAL ENCODER SIN/COS 1VPP 2048 S/R WITH ND-END AT TERMINAL BOX (ENCODER IC2048S/R) DESIGN IM B3 (IM V5, IM V6) SHAFT WITH FITTED KEY HALF-KEY BALANCING BEARING: STANDARD WITH FIXED BEARING, VIBRATION SEVERITY GRADE R/A; SHAFT AND FLANGE ACCURACY: R TERMINAL BOX (ABOVE) CABLE ENTRY ON THE RIGHT SIGNAL CONNECTION D-END | 7203 | TEM | 1 | MC | 230 | 1
1PH81651MD002BA1 | SIMOTICS M COMPACT ASYNCHRONOUS MOTOR 1000RPM, 28KW, 267NM, 71A, 292V 1150RPM, 31KW, 257NM, 69A, 333V 1350RPM, 34KW, 241NM, 66A, 387V FORCED VENTILATION; DIRECTION OF AIR FLOW DE --> NDE; DEGREE OF PROTECTION IP55 INCREMENTAL ENCODER SIN/COS 1VPP 2048 S/R WITH ND-END AT TERMINAL BOX (ENCODER IC2048S/R) DESIGN IM B3 (IM V5, IM V6) SHAFT WITH FITTED KEY HALF-KEY BALANCING BEARING: STANDARD WITH FIXED BEARING, VIBRATION SEVERITY GRADE R/A; SHAFT AND FLANGE ACCURACY: R TERMINAL BOX (ABOVE) CABLE ENTRY ON THE RIGHT SIGNAL CONNECTION D-END | 7203 | TEM | 1 | MC | 230 | 1
1PH81651MD002BB1 | SIMOTICS M COMPACT ASYNCHRONOUS MOTOR 1000RPM, 28KW, 267NM, 71A, 292V 1150RPM, 31KW, 257NM, 69A, 333V 1350RPM, 34KW, 241NM, 66A, 387V FORCED VENTILATION; DIRECTION OF AIR FLOW DE --> NDE; DEGREE OF PROTECTION IP55 INCREMENTAL ENCODER SIN/COS 1VPP 2048 S/R WITH ND-END AT TERMINAL BOX (ENCODER IC2048S/R) DESIGN IM B3 (IM V5, IM V6) SHAFT WITH FITTED KEY HALF-KEY BALANCING BEARING: STANDARD WITH FIXED BEARING, VIBRATION SEVERITY GRADE R/A; SHAFT AND FLANGE ACCURACY: R TERMINAL BOX (ABOVE) CABLE ENTRY ON THE LEFT SIGNAL CONNECTION D-END | 7203 | TEM | 1 | MC | 230 | 1
1PH81651MD002BC1 | SIMOTICS M COMPACT ASYNCHRONOUS MOTOR 1000RPM, 28KW, 267NM, 71A, 292V 1150RPM, 31KW, 257NM, 69A, 333V 1350RPM, 34KW, 241NM, 66A, 387V FORCED VENTILATION; DIRECTION OF AIR FLOW DE --> NDE; DEGREE OF PROTECTION IP55 INCREMENTAL ENCODER SIN/COS 1VPP 2048 S/R WITH ND-END AT TERMINAL BOX (ENCODER IC2048S/R) DESIGN IM B3 (IM V5, IM V6) SHAFT WITH FITTED KEY HALF-KEY BALANCING BEARING: STANDARD WITH FIXED BEARING, VIBRATION SEVERITY GRADE R/A; SHAFT AND FLANGE ACCURACY: R TERMINAL BOX (ABOVE) CABLE ENTRY ON THE ND-END SIGNAL CONNECTION LEFT | 7203 | TEM | 1 | MC | 230 | 1
1PH81651MD021BA1 | SIMOTICS M COMPACT ASYNCHRONOUS MOTOR 1000RPM, 28KW, 267NM, 71A, 292V 1150RPM, 31KW, 257NM, 69A, 333V 1350RPM, 34KW, 241NM, 66A, 387V FORCED VENTILATION; DIRECTION OF AIR FLOW DE --> NDE; DEGREE OF PROTECTION IP55 INCREMENTAL ENCODER SIN/COS 1VPP 2048 S/R WITH ND-END AT TERMINAL BOX (ENCODER IC2048S/R) DESIGN IM B5 (IMV 1,IM V3) SHAFT WITH FITTED KEY FULL-KEY BALANCING BEARING: STANDARD WITH FIXED BEARING, VIBRATION SEVERITY GRADE R/A; SHAFT AND FLANGE ACCURACY: R TERMINAL BOX (ABOVE) CABLE ENTRY ON THE RIGHT SIGNAL CONNECTION D-END | 7853 | TEM | 1 | MC | 230 | 1
1PH81651MD030BA1 | SIMOTICS M COMPACT ASYNCHRONOUS MOTOR 1000RPM, 28KW, 267NM, 71A, 292V 1150RPM, 31KW, 257NM, 69A, 333V 1350RPM, 34KW, 241NM, 66A, 387V FORCED VENTILATION; DIRECTION OF AIR FLOW DE --> NDE; DEGREE OF PROTECTION IP55 INCREMENTAL ENCODER SIN/COS 1VPP 2048 S/R WITH ND-END AT TERMINAL BOX (ENCODER IC2048S/R) DESIGN IM B35 (IM V15, IM V35) PLAIN SHAFT WITHOUT FITTED KEY; BEARING: STANDARD WITH FIXED BEARING, VIBRATION SEVERITY GRADE R/A; SHAFT AND FLANGE ACCURACY: R TERMINAL BOX (ABOVE) CABLE ENTRY ON THE RIGHT SIGNAL CONNECTION D-END | 7658 | TEM | 1 | MC | 230 | 1
1PH81651MD030DA1 | SIMOTICS M COMPACT ASYNCHRONOUS MOTOR 1000RPM, 28KW, 267NM, 71A, 292V 1150RPM, 31KW, 257NM, 69A, 333V 1350RPM, 34KW, 241NM, 66A, 387V FORCED VENTILATION; DIRECTION OF AIR FLOW DE --> NDE; DEGREE OF PROTECTION IP55 INCREMENTAL ENCODER SIN/COS 1VPP 2048 S/R WITH ND-END AT TERMINAL BOX (ENCODER IC2048S/R) DESIGN IM B35 (IM V15, IM V35) PLAIN SHAFT WITHOUT FITTED KEY; BEARING: STANDARD WITH FIXED BEARING, VIBRATION SEVERITY GRADE SR/A; SHAFT AND FLANGE ACCURACY: R TERMINAL BOX (ABOVE) CABLE ENTRY ON THE RIGHT SIGNAL CONNECTION D-END | 7945 | TEM | 1 | MC | 230 | 1
1PH81651MD031BA1 | SIMOTICS M COMPACT ASYNCHRONOUS MOTOR 1000RPM, 28KW, 267NM, 71A, 292V 1150RPM, 31KW, 257NM, 69A, 333V 1350RPM, 34KW, 241NM, 66A, 387V FORCED VENTILATION; DIRECTION OF AIR FLOW DE --> NDE; DEGREE OF PROTECTION IP55 INCREMENTAL ENCODER SIN/COS 1VPP 2048 S/R WITH ND-END AT TERMINAL BOX (ENCODER IC2048S/R) DESIGN IM B35 (IM V15, IM V35) SHAFT WITH FITTED KEY FULL-KEY BALANCING BEARING: STANDARD WITH FIXED BEARING, VIBRATION SEVERITY GRADE R/A; SHAFT AND FLANGE ACCURACY: R TERMINAL BOX (ABOVE) CABLE ENTRY ON THE RIGHT SIGNAL CONNECTION D-END | 7853 | TEM | 1 | MC | 230 | 1
1PH81651MD031CA1 | SIMOTICS M COMPACT ASYNCHRONOUS MOTOR 1000RPM, 28KW, 267NM, 71A, 292V 1150RPM, 31KW, 257NM, 69A, 333V 1350RPM, 34KW, 241NM, 66A, 387V FORCED VENTILATION; DIRECTION OF AIR FLOW DE --> NDE; DEGREE OF PROTECTION IP55 INCREMENTAL ENCODER SIN/COS 1VPP 2048 S/R WITH ND-END AT TERMINAL BOX (ENCODER IC2048S/R) DESIGN IM B35 (IM V15, IM V35) SHAFT WITH FITTED KEY FULL-KEY BALANCING BEARING: STANDARD WITH FIXED BEARING, VIBRATION SEVERITY GRADE S/A; SHAFT AND FLANGE ACCURACY: R TERMINAL BOX (ABOVE) CABLE ENTRY ON THE RIGHT SIGNAL CONNECTION D-END | 8048 | TEM | 1 | MC | 230 | 1
1PH81651MD031LA1 | SIMOTICS M COMPACT ASYNCHRONOUS MOTOR 1000RPM, 28KW, 267NM, 71A, 292V 1150RPM, 31KW, 257NM, 69A, 333V 1350RPM, 34KW, 241NM, 66A, 387V FORCED VENTILATION; DIRECTION OF AIR FLOW DE --> NDE; DEGREE OF PROTECTION IP55 INCREMENTAL ENCODER SIN/COS 1VPP 2048 S/R WITH ND-END AT TERMINAL BOX (ENCODER IC2048S/R) DESIGN IM B35 (IM V15, IM V35) SHAFT WITH FITTED KEY FULL-KEY BALANCING BEARING: PERFORMANCE, VIBRATION SEVERITY GRADE SPECIAL/B; SHAFT A. FLANGE ACCURACY GR. SPECIAL TERMINAL BOX (ABOVE) CABLE ENTRY ON THE RIGHT SIGNAL CONNECTION D-END | 8511 | TEM | 1 | MC | 230 | 1
1PH81651MD032BA1 | SIMOTICS M COMPACT ASYNCHRONOUS MOTOR 1000RPM, 28KW, 267NM, 71A, 292V 1150RPM, 31KW, 257NM, 69A, 333V 1350RPM, 34KW, 241NM, 66A, 387V FORCED VENTILATION; DIRECTION OF AIR FLOW DE --> NDE; DEGREE OF PROTECTION IP55 INCREMENTAL ENCODER SIN/COS 1VPP 2048 S/R WITH ND-END AT TERMINAL BOX (ENCODER IC2048S/R) DESIGN IM B35 (IM V15, IM V35) SHAFT WITH FITTED KEY HALF-KEY BALANCING BEARING: STANDARD WITH FIXED BEARING, VIBRATION SEVERITY GRADE R/A; SHAFT AND FLANGE ACCURACY: R TERMINAL BOX (ABOVE) CABLE ENTRY ON THE RIGHT SIGNAL CONNECTION D-END | 7853 | TEM | 1 | MC | 230 | 1
1PH81651MD032CA1 | SIMOTICS M COMPACT ASYNCHRONOUS MOTOR 1000RPM, 28KW, 267NM, 71A, 292V 1150RPM, 31KW, 257NM, 69A, 333V 1350RPM, 34KW, 241NM, 66A, 387V FORCED VENTILATION; DIRECTION OF AIR FLOW DE --> NDE; DEGREE OF PROTECTION IP55 INCREMENTAL ENCODER SIN/COS 1VPP 2048 S/R WITH ND-END AT TERMINAL BOX (ENCODER IC2048S/R) DESIGN IM B35 (IM V15, IM V35) SHAFT WITH FITTED KEY HALF-KEY BALANCING BEARING: STANDARD WITH FIXED BEARING, VIBRATION SEVERITY GRADE S/A; SHAFT AND FLANGE ACCURACY: R TERMINAL BOX (ABOVE) CABLE ENTRY ON THE RIGHT SIGNAL CONNECTION D-END | 8048 | TEM | 1 | MC | 230 | 1
1PH81651MD101BA1 | SIMOTICS M COMPACT ASYNCHRONOUS MOTOR 1000RPM, 28KW, 267NM, 71A, 292V 1150RPM, 31KW, 257NM, 69A, 333V 1350RPM, 34KW, 241NM, 66A, 387V FORCED VENTILATION; DIRECTION OF AIR FLOW NDE --> DE; DEGREE OF PROTECTION IP55 INCREMENTAL ENCODER SIN/COS 1VPP 2048 S/R WITH ND-END AT TERMINAL BOX (ENCODER IC2048S/R) DESIGN IM B3 (IM V5, IM V6) SHAFT WITH FITTED KEY FULL-KEY BALANCING BEARING: STANDARD WITH FIXED BEARING, VIBRATION SEVERITY GRADE R/A; SHAFT AND FLANGE ACCURACY: R TERMINAL BOX (ABOVE) CABLE ENTRY ON THE RIGHT SIGNAL CONNECTION D-END | 7203 | TEM | 1 | MC | 230 | 1
1PH81651MD101DA1 | SIMOTICS M COMPACT ASYNCHRONOUS MOTOR 1000RPM, 28KW, 267NM, 71A, 292V 1150RPM, 31KW, 257NM, 69A, 333V 1350RPM, 34KW, 241NM, 66A, 387V FORCED VENTILATION; DIRECTION OF AIR FLOW NDE --> DE; DEGREE OF PROTECTION IP55 INCREMENTAL ENCODER SIN/COS 1VPP 2048 S/R WITH ND-END AT TERMINAL BOX (ENCODER IC2048S/R) DESIGN IM B3 (IM V5, IM V6) SHAFT WITH FITTED KEY FULL-KEY BALANCING BEARING: STANDARD WITH FIXED BEARING, VIBRATION SEVERITY GRADE SR/A; SHAFT AND FLANGE ACCURACY: R TERMINAL BOX (ABOVE) CABLE ENTRY ON THE RIGHT SIGNAL CONNECTION D-END | 7490 | TEM | 1 | MC | 230 | 1
1PH81651MD102BA1 | SIMOTICS M COMPACT ASYNCHRONOUS MOTOR 1000RPM, 28KW, 267NM, 71A, 292V 1150RPM, 31KW, 257NM, 69A, 333V 1350RPM, 34KW, 241NM, 66A, 387V FORCED VENTILATION; DIRECTION OF AIR FLOW NDE --> DE; DEGREE OF PROTECTION IP55 INCREMENTAL ENCODER SIN/COS 1VPP 2048 S/R WITH ND-END AT TERMINAL BOX (ENCODER IC2048S/R) DESIGN IM B3 (IM V5, IM V6) SHAFT WITH FITTED KEY HALF-KEY BALANCING BEARING: STANDARD WITH FIXED BEARING, VIBRATION SEVERITY GRADE R/A; SHAFT AND FLANGE ACCURACY: R TERMINAL BOX (ABOVE) CABLE ENTRY ON THE RIGHT SIGNAL CONNECTION D-END | 7203 | TEM | 1 | MC | 230 | 1
1PH81651MD102DA1 | SIMOTICS M COMPACT ASYNCHRONOUS MOTOR 1000RPM, 28KW, 267NM, 71A, 292V 1150RPM, 31KW, 257NM, 69A, 333V 1350RPM, 34KW, 241NM, 66A, 387V FORCED VENTILATION; DIRECTION OF AIR FLOW NDE --> DE; DEGREE OF PROTECTION IP55 INCREMENTAL ENCODER SIN/COS 1VPP 2048 S/R WITH ND-END AT TERMINAL BOX (ENCODER IC2048S/R) DESIGN IM B3 (IM V5, IM V6) SHAFT WITH FITTED KEY HALF-KEY BALANCING BEARING: STANDARD WITH FIXED BEARING, VIBRATION SEVERITY GRADE SR/A; SHAFT AND FLANGE ACCURACY: R TERMINAL BOX (ABOVE) CABLE ENTRY ON THE RIGHT SIGNAL CONNECTION D-END | 7490 | TEM | 1 | MC | 230 | 1
1PH81651MF000BA1 | SIMOTICS M COMPACT ASYNCHRONOUS MOTOR 1500RPM, 37KW, 236NM, 78A, 350V 1750RPM, 41KW, 224NM, 76A, 400V 2000RPM, 45KW, 215NM, 75A, 440V FORCED VENTILATION; DIRECTION OF AIR FLOW DE --> NDE; DEGREE OF PROTECTION IP55 INCREMENTAL ENCODER SIN/COS 1VPP 2048 S/R WITH ND-END AT TERMINAL BOX (ENCODER IC2048S/R) DESIGN IM B3 (IM V5, IM V6) PLAIN SHAFT WITHOUT FITTED KEY; BEARING: STANDARD WITH FIXED BEARING, VIBRATION SEVERITY GRADE R/A; SHAFT AND FLANGE ACCURACY: R TERMINAL BOX (ABOVE) CABLE ENTRY ON THE RIGHT SIGNAL CONNECTION D-END | 7008 | TEM | 1 | MC | 230 | 1
1PH81651MF000CA1 | SIMOTICS M COMPACT ASYNCHRONOUS MOTOR 1500RPM, 37KW, 236NM, 78A, 350V 1750RPM, 41KW, 224NM, 76A, 400V 2000RPM, 45KW, 215NM, 75A, 440V FORCED VENTILATION; DIRECTION OF AIR FLOW DE --> NDE; DEGREE OF PROTECTION IP55 INCREMENTAL ENCODER SIN/COS 1VPP 2048 S/R WITH ND-END AT TERMINAL BOX (ENCODER IC2048S/R) DESIGN IM B3 (IM V5, IM V6) PLAIN SHAFT WITHOUT FITTED KEY; BEARING: STANDARD WITH FIXED BEARING, VIBRATION SEVERITY GRADE S/A; SHAFT AND FLANGE ACCURACY: R TERMINAL BOX (ABOVE) CABLE ENTRY ON THE RIGHT SIGNAL CONNECTION D-END | 7203 | TEM | 1 | MC | 230 | 1
1PH81651MF001BA1 | SIMOTICS M COMPACT ASYNCHRONOUS MOTOR 1500RPM, 37KW, 236NM, 78A, 350V 1750RPM, 41KW, 224NM, 76A, 400V 2000RPM, 45KW, 215NM, 75A, 440V FORCED VENTILATION; DIRECTION OF AIR FLOW DE --> NDE; DEGREE OF PROTECTION IP55 INCREMENTAL ENCODER SIN/COS 1VPP 2048 S/R WITH ND-END AT TERMINAL BOX (ENCODER IC2048S/R) DESIGN IM B3 (IM V5, IM V6) SHAFT WITH FITTED KEY FULL-KEY BALANCING BEARING: STANDARD WITH FIXED BEARING, VIBRATION SEVERITY GRADE R/A; SHAFT AND FLANGE ACCURACY: R TERMINAL BOX (ABOVE) CABLE ENTRY ON THE RIGHT SIGNAL CONNECTION D-END | 7203 | TEM | 1 | MC | 230 | 1
1PH81651MF001DA1 | SIMOTICS M COMPACT ASYNCHRONOUS MOTOR 1500RPM, 37KW, 236NM, 78A, 350V 1750RPM, 41KW, 224NM, 76A, 400V 2000RPM, 45KW, 215NM, 75A, 440V FORCED VENTILATION; DIRECTION OF AIR FLOW DE --> NDE; DEGREE OF PROTECTION IP55 INCREMENTAL ENCODER SIN/COS 1VPP 2048 S/R WITH ND-END AT TERMINAL BOX (ENCODER IC2048S/R) DESIGN IM B3 (IM V5, IM V6) SHAFT WITH FITTED KEY FULL-KEY BALANCING BEARING: STANDARD WITH FIXED BEARING, VIBRATION SEVERITY GRADE SR/A; SHAFT AND FLANGE ACCURACY: R TERMINAL BOX (ABOVE) CABLE ENTRY ON THE RIGHT SIGNAL CONNECTION D-END | 7490 | TEM | 1 | MC | 230 | 1
1PH81651MF001HA1 | SIMOTICS M COMPACT ASYNCHRONOUS MOTOR 1500RPM, 37KW, 236NM, 78A, 350V 1750RPM, 41KW, 224NM, 76A, 400V 2000RPM, 45KW, 215NM, 75A, 440V FORCED VENTILATION; DIRECTION OF AIR FLOW DE --> NDE; DEGREE OF PROTECTION IP55 INCREMENTAL ENCODER SIN/COS 1VPP 2048 S/R WITH ND-END AT TERMINAL BOX (ENCODER IC2048S/R) DESIGN IM B3 (IM V5, IM V6) SHAFT WITH FITTED KEY FULL-KEY BALANCING BEARING: STANDARD, VIBRATION SEVERITY GRADE S/A; SHAFT AND FLANGE ACCURACY: R TERMINAL BOX (ABOVE) CABLE ENTRY ON THE RIGHT SIGNAL CONNECTION D-END | 7113 | TEM | 1 | MC | 230 | 1
1PH81651MF002BA1 | SIMOTICS M COMPACT ASYNCHRONOUS MOTOR 1500RPM, 37KW, 236NM, 78A, 350V 1750RPM, 41KW, 224NM, 76A, 400V 2000RPM, 45KW, 215NM, 75A, 440V FORCED VENTILATION; DIRECTION OF AIR FLOW DE --> NDE; DEGREE OF PROTECTION IP55 INCREMENTAL ENCODER SIN/COS 1VPP 2048 S/R WITH ND-END AT TERMINAL BOX (ENCODER IC2048S/R) DESIGN IM B3 (IM V5, IM V6) SHAFT WITH FITTED KEY HALF-KEY BALANCING BEARING: STANDARD WITH FIXED BEARING, VIBRATION SEVERITY GRADE R/A; SHAFT AND FLANGE ACCURACY: R TERMINAL BOX (ABOVE) CABLE ENTRY ON THE RIGHT SIGNAL CONNECTION D-END | 7203 | TEM | 1 | MC | 230 | 1
1PH81651MF002BC1 | SIMOTICS M COMPACT ASYNCHRONOUS MOTOR 1500RPM, 37KW, 236NM, 78A, 350V 1750RPM, 41KW, 224NM, 76A, 400V 2000RPM, 45KW, 215NM, 75A, 440V FORCED VENTILATION; DIRECTION OF AIR FLOW DE --> NDE; DEGREE OF PROTECTION IP55 INCREMENTAL ENCODER SIN/COS 1VPP 2048 S/R WITH ND-END AT TERMINAL BOX (ENCODER IC2048S/R) DESIGN IM B3 (IM V5, IM V6) SHAFT WITH FITTED KEY HALF-KEY BALANCING BEARING: STANDARD WITH FIXED BEARING, VIBRATION SEVERITY GRADE R/A; SHAFT AND FLANGE ACCURACY: R TERMINAL BOX (ABOVE) CABLE ENTRY ON THE ND-END SIGNAL CONNECTION LEFT | 7203 | TEM | 1 | MC | 230 | 1
1PH81651MF020QB1 | SIMOTICS M COMPACT ASYNCHRONOUS MOTOR 1500RPM, 37KW, 236NM, 78A, 350V 1750RPM, 41KW, 224NM, 76A, 400V 2000RPM, 45KW, 215NM, 75A, 440V FORCED VENTILATION; DIRECTION OF AIR FLOW DE --> NDE; DEGREE OF PROTECTION IP55 INCREMENTAL ENCODER SIN/COS 1VPP 2048 S/R WITH ND-END AT TERMINAL BOX (ENCODER IC2048S/R) DESIGN IM B5 (IMV 1,IM V3) PLAIN SHAFT WITHOUT FITTED KEY; BEARING: ADVANCED LIFETIME VIBRATION SEVERITY S/A SHAFT A. FLANGE ACCURACY GR. R TERMINAL BOX (ABOVE) CABLE ENTRY ON THE LEFT SIGNAL CONNECTION D-END | 8183 | TEM | 1 | MC | 230 | 1
1PH81651MF030BA1 | SIMOTICS M COMPACT ASYNCHRONOUS MOTOR 1500RPM, 37KW, 236NM, 78A, 350V 1750RPM, 41KW, 224NM, 76A, 400V 2000RPM, 45KW, 215NM, 75A, 440V FORCED VENTILATION; DIRECTION OF AIR FLOW DE --> NDE; DEGREE OF PROTECTION IP55 INCREMENTAL ENCODER SIN/COS 1VPP 2048 S/R WITH ND-END AT TERMINAL BOX (ENCODER IC2048S/R) DESIGN IM B35 (IM V15, IM V35) PLAIN SHAFT WITHOUT FITTED KEY; BEARING: STANDARD WITH FIXED BEARING, VIBRATION SEVERITY GRADE R/A; SHAFT AND FLANGE ACCURACY: R TERMINAL BOX (ABOVE) CABLE ENTRY ON THE RIGHT SIGNAL CONNECTION D-END | 7658 | TEM | 1 | MC | 230 | 1
1PH81651MF030BC1 | SIMOTICS M COMPACT ASYNCHRONOUS MOTOR 1500RPM, 37KW, 236NM, 78A, 350V 1750RPM, 41KW, 224NM, 76A, 400V 2000RPM, 45KW, 215NM, 75A, 440V FORCED VENTILATION; DIRECTION OF AIR FLOW DE --> NDE; DEGREE OF PROTECTION IP55 INCREMENTAL ENCODER SIN/COS 1VPP 2048 S/R WITH ND-END AT TERMINAL BOX (ENCODER IC2048S/R) DESIGN IM B35 (IM V15, IM V35) PLAIN SHAFT WITHOUT FITTED KEY; BEARING: STANDARD WITH FIXED BEARING, VIBRATION SEVERITY GRADE R/A; SHAFT AND FLANGE ACCURACY: R TERMINAL BOX (ABOVE) CABLE ENTRY ON THE ND-END SIGNAL CONNECTION LEFT | 7658 | TEM | 1 | MC | 230 | 1
1PH81651MF030CA1 | SIMOTICS M COMPACT ASYNCHRONOUS MOTOR 1500RPM, 37KW, 236NM, 78A, 350V 1750RPM, 41KW, 224NM, 76A, 400V 2000RPM, 45KW, 215NM, 75A, 440V FORCED VENTILATION; DIRECTION OF AIR FLOW DE --> NDE; DEGREE OF PROTECTION IP55 INCREMENTAL ENCODER SIN/COS 1VPP 2048 S/R WITH ND-END AT TERMINAL BOX (ENCODER IC2048S/R) DESIGN IM B35 (IM V15, IM V35) PLAIN SHAFT WITHOUT FITTED KEY; BEARING: STANDARD WITH FIXED BEARING, VIBRATION SEVERITY GRADE S/A; SHAFT AND FLANGE ACCURACY: R TERMINAL BOX (ABOVE) CABLE ENTRY ON THE RIGHT SIGNAL CONNECTION D-END | 7853 | TEM | 1 | MC | 230 | 1
1PH81651MF030DC1 | SIMOTICS M COMPACT ASYNCHRONOUS MOTOR 1500RPM, 37KW, 236NM, 78A, 350V 1750RPM, 41KW, 224NM, 76A, 400V 2000RPM, 45KW, 215NM, 75A, 440V FORCED VENTILATION; DIRECTION OF AIR FLOW DE --> NDE; DEGREE OF PROTECTION IP55 INCREMENTAL ENCODER SIN/COS 1VPP 2048 S/R WITH ND-END AT TERMINAL BOX (ENCODER IC2048S/R) DESIGN IM B35 (IM V15, IM V35) PLAIN SHAFT WITHOUT FITTED KEY; BEARING: STANDARD WITH FIXED BEARING, VIBRATION SEVERITY GRADE SR/A; SHAFT AND FLANGE ACCURACY: R TERMINAL BOX (ABOVE) CABLE ENTRY ON THE ND-END SIGNAL CONNECTION LEFT | 7945 | TEM | 1 | MC | 230 | 1
1PH81651MF031BA1 | SIMOTICS M COMPACT ASYNCHRONOUS MOTOR 1500RPM, 37KW, 236NM, 78A, 350V 1750RPM, 41KW, 224NM, 76A, 400V 2000RPM, 45KW, 215NM, 75A, 440V FORCED VENTILATION; DIRECTION OF AIR FLOW DE --> NDE; DEGREE OF PROTECTION IP55 INCREMENTAL ENCODER SIN/COS 1VPP 2048 S/R WITH ND-END AT TERMINAL BOX (ENCODER IC2048S/R) DESIGN IM B35 (IM V15, IM V35) SHAFT WITH FITTED KEY FULL-KEY BALANCING BEARING: STANDARD WITH FIXED BEARING, VIBRATION SEVERITY GRADE R/A; SHAFT AND FLANGE ACCURACY: R TERMINAL BOX (ABOVE) CABLE ENTRY ON THE RIGHT SIGNAL CONNECTION D-END | 7853 | TEM | 1 | MC | 230 | 1
1PH81651MF031BC1 | SIMOTICS M COMPACT ASYNCHRONOUS MOTOR 1500RPM, 37KW, 236NM, 78A, 350V 1750RPM, 41KW, 224NM, 76A, 400V 2000RPM, 45KW, 215NM, 75A, 440V FORCED VENTILATION; DIRECTION OF AIR FLOW DE --> NDE; DEGREE OF PROTECTION IP55 INCREMENTAL ENCODER SIN/COS 1VPP 2048 S/R WITH ND-END AT TERMINAL BOX (ENCODER IC2048S/R) DESIGN IM B35 (IM V15, IM V35) SHAFT WITH FITTED KEY FULL-KEY BALANCING BEARING: STANDARD WITH FIXED BEARING, VIBRATION SEVERITY GRADE R/A; SHAFT AND FLANGE ACCURACY: R TERMINAL BOX (ABOVE) CABLE ENTRY ON THE ND-END SIGNAL CONNECTION LEFT | 7853 | TEM | 1 | MC | 230 | 1
1PH81651MF031CA1 | SIMOTICS M COMPACT ASYNCHRONOUS MOTOR 1500RPM, 37KW, 236NM, 78A, 350V 1750RPM, 41KW, 224NM, 76A, 400V 2000RPM, 45KW, 215NM, 75A, 440V FORCED VENTILATION; DIRECTION OF AIR FLOW DE --> NDE; DEGREE OF PROTECTION IP55 INCREMENTAL ENCODER SIN/COS 1VPP 2048 S/R WITH ND-END AT TERMINAL BOX (ENCODER IC2048S/R) DESIGN IM B35 (IM V15, IM V35) SHAFT WITH FITTED KEY FULL-KEY BALANCING BEARING: STANDARD WITH FIXED BEARING, VIBRATION SEVERITY GRADE S/A; SHAFT AND FLANGE ACCURACY: R TERMINAL BOX (ABOVE) CABLE ENTRY ON THE RIGHT SIGNAL CONNECTION D-END | 8048 | TEM | 1 | MC | 230 | 1
1PH81651MF031CC1 | SIMOTICS M COMPACT ASYNCHRONOUS MOTOR 1500RPM, 37KW, 236NM, 78A, 350V 1750RPM, 41KW, 224NM, 76A, 400V 2000RPM, 45KW, 215NM, 75A, 440V FORCED VENTILATION; DIRECTION OF AIR FLOW DE --> NDE; DEGREE OF PROTECTION IP55 INCREMENTAL ENCODER SIN/COS 1VPP 2048 S/R WITH ND-END AT TERMINAL BOX (ENCODER IC2048S/R) DESIGN IM B35 (IM V15, IM V35) SHAFT WITH FITTED KEY FULL-KEY BALANCING BEARING: STANDARD WITH FIXED BEARING, VIBRATION SEVERITY GRADE S/A; SHAFT AND FLANGE ACCURACY: R TERMINAL BOX (ABOVE) CABLE ENTRY ON THE ND-END SIGNAL CONNECTION LEFT | 8048 | TEM | 1 | MC | 230 | 1
1PH81651MF031DC1 | SIMOTICS M COMPACT ASYNCHRONOUS MOTOR 1500RPM, 37KW, 236NM, 78A, 350V 1750RPM, 41KW, 224NM, 76A, 400V 2000RPM, 45KW, 215NM, 75A, 440V FORCED VENTILATION; DIRECTION OF AIR FLOW DE --> NDE; DEGREE OF PROTECTION IP55 INCREMENTAL ENCODER SIN/COS 1VPP 2048 S/R WITH ND-END AT TERMINAL BOX (ENCODER IC2048S/R) DESIGN IM B35 (IM V15, IM V35) SHAFT WITH FITTED KEY FULL-KEY BALANCING BEARING: STANDARD WITH FIXED BEARING, VIBRATION SEVERITY GRADE SR/A; SHAFT AND FLANGE ACCURACY: R TERMINAL BOX (ABOVE) CABLE ENTRY ON THE ND-END SIGNAL CONNECTION LEFT | 8140 | TEM | 1 | MC | 230 | 1
1PH81651MF031LA1 | SIMOTICS M COMPACT ASYNCHRONOUS MOTOR 1500RPM, 37KW, 236NM, 78A, 350V 1750RPM, 41KW, 224NM, 76A, 400V 2000RPM, 45KW, 215NM, 75A, 440V FORCED VENTILATION; DIRECTION OF AIR FLOW DE --> NDE; DEGREE OF PROTECTION IP55 INCREMENTAL ENCODER SIN/COS 1VPP 2048 S/R WITH ND-END AT TERMINAL BOX (ENCODER IC2048S/R) DESIGN IM B35 (IM V15, IM V35) SHAFT WITH FITTED KEY FULL-KEY BALANCING BEARING: PERFORMANCE, VIBRATION SEVERITY GRADE SPECIAL/B; SHAFT A. FLANGE ACCURACY GR. SPECIAL TERMINAL BOX (ABOVE) CABLE ENTRY ON THE RIGHT SIGNAL CONNECTION D-END | 8511 | TEM | 1 | MC | 230 | 1
1PH81651MF031LB1 | SIMOTICS M COMPACT ASYNCHRONOUS MOTOR 1500RPM, 37KW, 236NM, 78A, 350V 1750RPM, 41KW, 224NM, 76A, 400V 2000RPM, 45KW, 215NM, 75A, 440V FORCED VENTILATION; DIRECTION OF AIR FLOW DE --> NDE; DEGREE OF PROTECTION IP55 INCREMENTAL ENCODER SIN/COS 1VPP 2048 S/R WITH ND-END AT TERMINAL BOX (ENCODER IC2048S/R) DESIGN IM B35 (IM V15, IM V35) SHAFT WITH FITTED KEY FULL-KEY BALANCING BEARING: PERFORMANCE, VIBRATION SEVERITY GRADE SPECIAL/B; SHAFT A. FLANGE ACCURACY GR. SPECIAL TERMINAL BOX (ABOVE) CABLE ENTRY ON THE LEFT SIGNAL CONNECTION D-END | 8511 | TEM | 1 | MC | 230 | 1
1PH81651MF031LC1 | SIMOTICS M COMPACT ASYNCHRONOUS MOTOR 1500RPM, 37KW, 236NM, 78A, 350V 1750RPM, 41KW, 224NM, 76A, 400V 2000RPM, 45KW, 215NM, 75A, 440V FORCED VENTILATION; DIRECTION OF AIR FLOW DE --> NDE; DEGREE OF PROTECTION IP55 INCREMENTAL ENCODER SIN/COS 1VPP 2048 S/R WITH ND-END AT TERMINAL BOX (ENCODER IC2048S/R) DESIGN IM B35 (IM V15, IM V35) SHAFT WITH FITTED KEY FULL-KEY BALANCING BEARING: PERFORMANCE, VIBRATION SEVERITY GRADE SPECIAL/B; SHAFT A. FLANGE ACCURACY GR. SPECIAL TERMINAL BOX (ABOVE) CABLE ENTRY ON THE ND-END SIGNAL CONNECTION LEFT | 8511 | TEM | 1 | MC | 230 | 1
1PH81651MF032BA1 | SIMOTICS M COMPACT ASYNCHRONOUS MOTOR 1500RPM, 37KW, 236NM, 78A, 350V 1750RPM, 41KW, 224NM, 76A, 400V 2000RPM, 45KW, 215NM, 75A, 440V FORCED VENTILATION; DIRECTION OF AIR FLOW DE --> NDE; DEGREE OF PROTECTION IP55 INCREMENTAL ENCODER SIN/COS 1VPP 2048 S/R WITH ND-END AT TERMINAL BOX (ENCODER IC2048S/R) DESIGN IM B35 (IM V15, IM V35) SHAFT WITH FITTED KEY HALF-KEY BALANCING BEARING: STANDARD WITH FIXED BEARING, VIBRATION SEVERITY GRADE R/A; SHAFT AND FLANGE ACCURACY: R TERMINAL BOX (ABOVE) CABLE ENTRY ON THE RIGHT SIGNAL CONNECTION D-END | 7853 | TEM | 1 | MC | 230 | 1
1PH81651MF032BC1 | SIMOTICS M COMPACT ASYNCHRONOUS MOTOR 1500RPM, 37KW, 236NM, 78A, 350V 1750RPM, 41KW, 224NM, 76A, 400V 2000RPM, 45KW, 215NM, 75A, 440V FORCED VENTILATION; DIRECTION OF AIR FLOW DE --> NDE; DEGREE OF PROTECTION IP55 INCREMENTAL ENCODER SIN/COS 1VPP 2048 S/R WITH ND-END AT TERMINAL BOX (ENCODER IC2048S/R) DESIGN IM B35 (IM V15, IM V35) SHAFT WITH FITTED KEY HALF-KEY BALANCING BEARING: STANDARD WITH FIXED BEARING, VIBRATION SEVERITY GRADE R/A; SHAFT AND FLANGE ACCURACY: R TERMINAL BOX (ABOVE) CABLE ENTRY ON THE ND-END SIGNAL CONNECTION LEFT | 7853 | TEM | 1 | MC | 230 | 1
1PH81651MF032CA1 | SIMOTICS M COMPACT ASYNCHRONOUS MOTOR 1500RPM, 37KW, 236NM, 78A, 350V 1750RPM, 41KW, 224NM, 76A, 400V 2000RPM, 45KW, 215NM, 75A, 440V FORCED VENTILATION; DIRECTION OF AIR FLOW DE --> NDE; DEGREE OF PROTECTION IP55 INCREMENTAL ENCODER SIN/COS 1VPP 2048 S/R WITH ND-END AT TERMINAL BOX (ENCODER IC2048S/R) DESIGN IM B35 (IM V15, IM V35) SHAFT WITH FITTED KEY HALF-KEY BALANCING BEARING: STANDARD WITH FIXED BEARING, VIBRATION SEVERITY GRADE S/A; SHAFT AND FLANGE ACCURACY: R TERMINAL BOX (ABOVE) CABLE ENTRY ON THE RIGHT SIGNAL CONNECTION D-END | 8048 | TEM | 1 | MC | 230 | 1
1PH81651MF032DA1 | SIMOTICS M COMPACT ASYNCHRONOUS MOTOR 1500RPM, 37KW, 236NM, 78A, 350V 1750RPM, 41KW, 224NM, 76A, 400V 2000RPM, 45KW, 215NM, 75A, 440V FORCED VENTILATION; DIRECTION OF AIR FLOW DE --> NDE; DEGREE OF PROTECTION IP55 INCREMENTAL ENCODER SIN/COS 1VPP 2048 S/R WITH ND-END AT TERMINAL BOX (ENCODER IC2048S/R) DESIGN IM B35 (IM V15, IM V35) SHAFT WITH FITTED KEY HALF-KEY BALANCING BEARING: STANDARD WITH FIXED BEARING, VIBRATION SEVERITY GRADE SR/A; SHAFT AND FLANGE ACCURACY: R TERMINAL BOX (ABOVE) CABLE ENTRY ON THE RIGHT SIGNAL CONNECTION D-END | 8140 | TEM | 1 | MC | 230 | 1
1PH81651MF101BA1 | SIMOTICS M COMPACT ASYNCHRONOUS MOTOR 1500RPM, 37KW, 236NM, 78A, 350V 1750RPM, 41KW, 224NM, 76A, 400V 2000RPM, 45KW, 215NM, 75A, 440V FORCED VENTILATION; DIRECTION OF AIR FLOW NDE --> DE; DEGREE OF PROTECTION IP55 INCREMENTAL ENCODER SIN/COS 1VPP 2048 S/R WITH ND-END AT TERMINAL BOX (ENCODER IC2048S/R) DESIGN IM B3 (IM V5, IM V6) SHAFT WITH FITTED KEY FULL-KEY BALANCING BEARING: STANDARD WITH FIXED BEARING, VIBRATION SEVERITY GRADE R/A; SHAFT AND FLANGE ACCURACY: R TERMINAL BOX (ABOVE) CABLE ENTRY ON THE RIGHT SIGNAL CONNECTION D-END | 7203 | TEM | 1 | MC | 230 | 1
1PH81651MF102BA1 | SIMOTICS M COMPACT ASYNCHRONOUS MOTOR 1500RPM, 37KW, 236NM, 78A, 350V 1750RPM, 41KW, 224NM, 76A, 400V 2000RPM, 45KW, 215NM, 75A, 440V FORCED VENTILATION; DIRECTION OF AIR FLOW NDE --> DE; DEGREE OF PROTECTION IP55 INCREMENTAL ENCODER SIN/COS 1VPP 2048 S/R WITH ND-END AT TERMINAL BOX (ENCODER IC2048S/R) DESIGN IM B3 (IM V5, IM V6) SHAFT WITH FITTED KEY HALF-KEY BALANCING BEARING: STANDARD WITH FIXED BEARING, VIBRATION SEVERITY GRADE R/A; SHAFT AND FLANGE ACCURACY: R TERMINAL BOX (ABOVE) CABLE ENTRY ON THE RIGHT SIGNAL CONNECTION D-END | 7203 | TEM | 1 | MC | 230 | 1
1PH81651MF102BC1 | SIMOTICS M COMPACT ASYNCHRONOUS MOTOR 1500RPM, 37KW, 236NM, 78A, 350V 1750RPM, 41KW, 224NM, 76A, 400V 2000RPM, 45KW, 215NM, 75A, 440V FORCED VENTILATION; DIRECTION OF AIR FLOW NDE --> DE; DEGREE OF PROTECTION IP55 INCREMENTAL ENCODER SIN/COS 1VPP 2048 S/R WITH ND-END AT TERMINAL BOX (ENCODER IC2048S/R) DESIGN IM B3 (IM V5, IM V6) SHAFT WITH FITTED KEY HALF-KEY BALANCING BEARING: STANDARD WITH FIXED BEARING, VIBRATION SEVERITY GRADE R/A; SHAFT AND FLANGE ACCURACY: R TERMINAL BOX (ABOVE) CABLE ENTRY ON THE ND-END SIGNAL CONNECTION LEFT | 7203 | TEM | 1 | MC | 230 | 1
1PH81651MF130CB1 | SIMOTICS M COMPACT ASYNCHRONOUS MOTOR 1500RPM, 37KW, 236NM, 78A, 350V 1750RPM, 41KW, 224NM, 76A, 400V 2000RPM, 45KW, 215NM, 75A, 440V FORCED VENTILATION; DIRECTION OF AIR FLOW NDE --> DE; DEGREE OF PROTECTION IP55 INCREMENTAL ENCODER SIN/COS 1VPP 2048 S/R WITH ND-END AT TERMINAL BOX (ENCODER IC2048S/R) DESIGN IM B35 (IM V15, IM V35) PLAIN SHAFT WITHOUT FITTED KEY; BEARING: STANDARD WITH FIXED BEARING, VIBRATION SEVERITY GRADE S/A; SHAFT AND FLANGE ACCURACY: R TERMINAL BOX (ABOVE) CABLE ENTRY ON THE LEFT SIGNAL CONNECTION D-END | 7853 | TEM | 1 | MC | 230 | 1
1PH81651MF130MA1 | SIMOTICS M COMPACT ASYNCHRONOUS MOTOR 1500RPM, 37KW, 236NM, 78A, 350V 1750RPM, 41KW, 224NM, 76A, 400V 2000RPM, 45KW, 215NM, 75A, 440V FORCED VENTILATION; DIRECTION OF AIR FLOW NDE --> DE; DEGREE OF PROTECTION IP55 INCREMENTAL ENCODER SIN/COS 1VPP 2048 S/R WITH ND-END AT TERMINAL BOX (ENCODER IC2048S/R) DESIGN IM B35 (IM V15, IM V35) PLAIN SHAFT WITHOUT FITTED KEY; BEARING: HIGH PERFORMANCE VIBRATION SEVERITY GRADE SPECIAL/B SHAFT AND FLANGE ACCURACY GR. SPECIAL TERMINAL BOX (ABOVE) CABLE ENTRY ON THE RIGHT SIGNAL CONNECTION D-END | 9107 | TEM | 1 | MC | 230 | 1
1PH81651MF131BA1 | SIMOTICS M COMPACT ASYNCHRONOUS MOTOR 1500RPM, 37KW, 236NM, 78A, 350V 1750RPM, 41KW, 224NM, 76A, 400V 2000RPM, 45KW, 215NM, 75A, 440V FORCED VENTILATION; DIRECTION OF AIR FLOW NDE --> DE; DEGREE OF PROTECTION IP55 INCREMENTAL ENCODER SIN/COS 1VPP 2048 S/R WITH ND-END AT TERMINAL BOX (ENCODER IC2048S/R) DESIGN IM B35 (IM V15, IM V35) SHAFT WITH FITTED KEY FULL-KEY BALANCING BEARING: STANDARD WITH FIXED BEARING, VIBRATION SEVERITY GRADE R/A; SHAFT AND FLANGE ACCURACY: R TERMINAL BOX (ABOVE) CABLE ENTRY ON THE RIGHT SIGNAL CONNECTION D-END | 7853 | TEM | 1 | MC | 230 | 1
1PH81651MF131BC1 | SIMOTICS M COMPACT ASYNCHRONOUS MOTOR 1500RPM, 37KW, 236NM, 78A, 350V 1750RPM, 41KW, 224NM, 76A, 400V 2000RPM, 45KW, 215NM, 75A, 440V FORCED VENTILATION; DIRECTION OF AIR FLOW NDE --> DE; DEGREE OF PROTECTION IP55 INCREMENTAL ENCODER SIN/COS 1VPP 2048 S/R WITH ND-END AT TERMINAL BOX (ENCODER IC2048S/R) DESIGN IM B35 (IM V15, IM V35) SHAFT WITH FITTED KEY FULL-KEY BALANCING BEARING: STANDARD WITH FIXED BEARING, VIBRATION SEVERITY GRADE R/A; SHAFT AND FLANGE ACCURACY: R TERMINAL BOX (ABOVE) CABLE ENTRY ON THE ND-END SIGNAL CONNECTION LEFT | 7853 | TEM | 1 | MC | 230 | 1
1PH81651MF131LA1 | SIMOTICS M COMPACT ASYNCHRONOUS MOTOR 1500RPM, 37KW, 236NM, 78A, 350V 1750RPM, 41KW, 224NM, 76A, 400V 2000RPM, 45KW, 215NM, 75A, 440V FORCED VENTILATION; DIRECTION OF AIR FLOW NDE --> DE; DEGREE OF PROTECTION IP55 INCREMENTAL ENCODER SIN/COS 1VPP 2048 S/R WITH ND-END AT TERMINAL BOX (ENCODER IC2048S/R) DESIGN IM B35 (IM V15, IM V35) SHAFT WITH FITTED KEY FULL-KEY BALANCING BEARING: PERFORMANCE, VIBRATION SEVERITY GRADE SPECIAL/B; SHAFT A. FLANGE ACCURACY GR. SPECIAL TERMINAL BOX (ABOVE) CABLE ENTRY ON THE RIGHT SIGNAL CONNECTION D-END | 8511 | TEM | 1 | MC | 230 | 1
1PH81651MF132BA1 | SIMOTICS M COMPACT ASYNCHRONOUS MOTOR 1500RPM, 37KW, 236NM, 78A, 350V 1750RPM, 41KW, 224NM, 76A, 400V 2000RPM, 45KW, 215NM, 75A, 440V FORCED VENTILATION; DIRECTION OF AIR FLOW NDE --> DE; DEGREE OF PROTECTION IP55 INCREMENTAL ENCODER SIN/COS 1VPP 2048 S/R WITH ND-END AT TERMINAL BOX (ENCODER IC2048S/R) DESIGN IM B35 (IM V15, IM V35) SHAFT WITH FITTED KEY HALF-KEY BALANCING BEARING: STANDARD WITH FIXED BEARING, VIBRATION SEVERITY GRADE R/A; SHAFT AND FLANGE ACCURACY: R TERMINAL BOX (ABOVE) CABLE ENTRY ON THE RIGHT SIGNAL CONNECTION D-END | 7853 | TEM | 1 | MC | 230 | 1
1PH81651MF132BB1 | SIMOTICS M COMPACT ASYNCHRONOUS MOTOR 1500RPM, 37KW, 236NM, 78A, 350V 1750RPM, 41KW, 224NM, 76A, 400V 2000RPM, 45KW, 215NM, 75A, 440V FORCED VENTILATION; DIRECTION OF AIR FLOW NDE --> DE; DEGREE OF PROTECTION IP55 INCREMENTAL ENCODER SIN/COS 1VPP 2048 S/R WITH ND-END AT TERMINAL BOX (ENCODER IC2048S/R) DESIGN IM B35 (IM V15, IM V35) SHAFT WITH FITTED KEY HALF-KEY BALANCING BEARING: STANDARD WITH FIXED BEARING, VIBRATION SEVERITY GRADE R/A; SHAFT AND FLANGE ACCURACY: R TERMINAL BOX (ABOVE) CABLE ENTRY ON THE LEFT SIGNAL CONNECTION D-END | 7853 | TEM | 1 | MC | 230 | 1
1PH81651MF230BA1 | SIMOTICS M COMPACT ASYNCHRONOUS MOTOR 1500RPM, 46KW, 293NM,104A, 330V 1750RPM, 53KW, 289NM,104A, 374V 2000RPM, 60KW, 287NM,103A, 426V WATER COOLING DEGREE OF PROTECTION IP65 INCREMENTAL ENCODER SIN/COS 1VPP 2048 S/R WITH ND-END AT TERMINAL BOX (ENCODER IC2048S/R) DESIGN IM B35 (IM V15, IM V35) PLAIN SHAFT WITHOUT FITTED KEY; BEARING: STANDARD WITH FIXED BEARING, VIBRATION SEVERITY GRADE R/A; SHAFT AND FLANGE ACCURACY: R TERMINAL BOX (ABOVE) CABLE ENTRY ON THE RIGHT SIGNAL CONNECTION D-END | 10039 | TEM | 1 | MC | 264 | 1
1PH81651MF230BC1 | SIMOTICS M COMPACT ASYNCHRONOUS MOTOR 1500RPM, 46KW, 293NM,104A, 330V 1750RPM, 53KW, 289NM,104A, 374V 2000RPM, 60KW, 287NM,103A, 426V WATER COOLING DEGREE OF PROTECTION IP65 INCREMENTAL ENCODER SIN/COS 1VPP 2048 S/R WITH ND-END AT TERMINAL BOX (ENCODER IC2048S/R) DESIGN IM B35 (IM V15, IM V35) PLAIN SHAFT WITHOUT FITTED KEY; BEARING: STANDARD WITH FIXED BEARING, VIBRATION SEVERITY GRADE R/A; SHAFT AND FLANGE ACCURACY: R TERMINAL BOX (ABOVE) CABLE ENTRY ON THE ND-END SIGNAL CONNECTION LEFT | 10039 | TEM | 1 | MC | 264 | 1
1PH81651MF230LA1 | SIMOTICS M COMPACT ASYNCHRONOUS MOTOR 1500RPM, 46KW, 293NM,104A, 330V 1750RPM, 53KW, 289NM,104A, 374V 2000RPM, 60KW, 287NM,103A, 426V WATER COOLING DEGREE OF PROTECTION IP65 INCREMENTAL ENCODER SIN/COS 1VPP 2048 S/R WITH ND-END AT TERMINAL BOX (ENCODER IC2048S/R) DESIGN IM B35 (IM V15, IM V35) PLAIN SHAFT WITHOUT FITTED KEY; BEARING: PERFORMANCE, VIBRATION SEVERITY GRADE SPECIAL/B; SHAFT A. FLANGE ACCURACY GR. SPECIAL TERMINAL BOX (ABOVE) CABLE ENTRY ON THE RIGHT SIGNAL CONNECTION D-END | 10697 | TEM | 1 | MC | 264 | 1
1PH81651MF231BA1 | SIMOTICS M COMPACT ASYNCHRONOUS MOTOR 1500RPM, 46KW, 293NM,104A, 330V 1750RPM, 53KW, 289NM,104A, 374V 2000RPM, 60KW, 287NM,103A, 426V WATER COOLING DEGREE OF PROTECTION IP65 INCREMENTAL ENCODER SIN/COS 1VPP 2048 S/R WITH ND-END AT TERMINAL BOX (ENCODER IC2048S/R) DESIGN IM B35 (IM V15, IM V35) SHAFT WITH FITTED KEY FULL-KEY BALANCING BEARING: STANDARD WITH FIXED BEARING, VIBRATION SEVERITY GRADE R/A; SHAFT AND FLANGE ACCURACY: R TERMINAL BOX (ABOVE) CABLE ENTRY ON THE RIGHT SIGNAL CONNECTION D-END | 10234 | TEM | 1 | MC | 264 | 1
1PH81651MF231BB1 | SIMOTICS M COMPACT ASYNCHRONOUS MOTOR 1500RPM, 46KW, 293NM,104A, 330V 1750RPM, 53KW, 289NM,104A, 374V 2000RPM, 60KW, 287NM,103A, 426V WATER COOLING DEGREE OF PROTECTION IP65 INCREMENTAL ENCODER SIN/COS 1VPP 2048 S/R WITH ND-END AT TERMINAL BOX (ENCODER IC2048S/R) DESIGN IM B35 (IM V15, IM V35) SHAFT WITH FITTED KEY FULL-KEY BALANCING BEARING: STANDARD WITH FIXED BEARING, VIBRATION SEVERITY GRADE R/A; SHAFT AND FLANGE ACCURACY: R TERMINAL BOX (ABOVE) CABLE ENTRY ON THE LEFT SIGNAL CONNECTION D-END | 10234 | TEM | 1 | MC | 264 | 1
1PH81651MF231BC1 | SIMOTICS M COMPACT ASYNCHRONOUS MOTOR 1500RPM, 46KW, 293NM,104A, 330V 1750RPM, 53KW, 289NM,104A, 374V 2000RPM, 60KW, 287NM,103A, 426V WATER COOLING DEGREE OF PROTECTION IP65 INCREMENTAL ENCODER SIN/COS 1VPP 2048 S/R WITH ND-END AT TERMINAL BOX (ENCODER IC2048S/R) DESIGN IM B35 (IM V15, IM V35) SHAFT WITH FITTED KEY FULL-KEY BALANCING BEARING: STANDARD WITH FIXED BEARING, VIBRATION SEVERITY GRADE R/A; SHAFT AND FLANGE ACCURACY: R TERMINAL BOX (ABOVE) CABLE ENTRY ON THE ND-END SIGNAL CONNECTION LEFT | 10234 | TEM | 1 | MC | 264 | 1
1PH81651MF231CA1 | SIMOTICS M COMPACT ASYNCHRONOUS MOTOR 1500RPM, 46KW, 293NM,104A, 330V 1750RPM, 53KW, 289NM,104A, 374V 2000RPM, 60KW, 287NM,103A, 426V WATER COOLING DEGREE OF PROTECTION IP65 INCREMENTAL ENCODER SIN/COS 1VPP 2048 S/R WITH ND-END AT TERMINAL BOX (ENCODER IC2048S/R) DESIGN IM B35 (IM V15, IM V35) SHAFT WITH FITTED KEY FULL-KEY BALANCING BEARING: STANDARD WITH FIXED BEARING, VIBRATION SEVERITY GRADE S/A; SHAFT AND FLANGE ACCURACY: R TERMINAL BOX (ABOVE) CABLE ENTRY ON THE RIGHT SIGNAL CONNECTION D-END | 10429 | TEM | 1 | MC | 264 | 1
1PH81651MF231DC1 | SIMOTICS M COMPACT ASYNCHRONOUS MOTOR 1500RPM, 46KW, 293NM,104A, 330V 1750RPM, 53KW, 289NM,104A, 374V 2000RPM, 60KW, 287NM,103A, 426V WATER COOLING DEGREE OF PROTECTION IP65 INCREMENTAL ENCODER SIN/COS 1VPP 2048 S/R WITH ND-END AT TERMINAL BOX (ENCODER IC2048S/R) DESIGN IM B35 (IM V15, IM V35) SHAFT WITH FITTED KEY FULL-KEY BALANCING BEARING: STANDARD WITH FIXED BEARING, VIBRATION SEVERITY GRADE SR/A; SHAFT AND FLANGE ACCURACY: R TERMINAL BOX (ABOVE) CABLE ENTRY ON THE ND-END SIGNAL CONNECTION LEFT | 10521 | TEM | 1 | MC | 264 | 1
1PH81651MF231LA1 | SIMOTICS M COMPACT ASYNCHRONOUS MOTOR 1500RPM, 46KW, 293NM,104A, 330V 1750RPM, 53KW, 289NM,104A, 374V 2000RPM, 60KW, 287NM,103A, 426V WATER COOLING DEGREE OF PROTECTION IP65 INCREMENTAL ENCODER SIN/COS 1VPP 2048 S/R WITH ND-END AT TERMINAL BOX (ENCODER IC2048S/R) DESIGN IM B35 (IM V15, IM V35) SHAFT WITH FITTED KEY FULL-KEY BALANCING BEARING: PERFORMANCE, VIBRATION SEVERITY GRADE SPECIAL/B; SHAFT A. FLANGE ACCURACY GR. SPECIAL TERMINAL BOX (ABOVE) CABLE ENTRY ON THE RIGHT SIGNAL CONNECTION D-END | 10892 | TEM | 1 | MC | 264 | 1
1PH81651MF231LC1 | SIMOTICS M COMPACT ASYNCHRONOUS MOTOR 1500RPM, 46KW, 293NM,104A, 330V 1750RPM, 53KW, 289NM,104A, 374V 2000RPM, 60KW, 287NM,103A, 426V WATER COOLING DEGREE OF PROTECTION IP65 INCREMENTAL ENCODER SIN/COS 1VPP 2048 S/R WITH ND-END AT TERMINAL BOX (ENCODER IC2048S/R) DESIGN IM B35 (IM V15, IM V35) SHAFT WITH FITTED KEY FULL-KEY BALANCING BEARING: PERFORMANCE, VIBRATION SEVERITY GRADE SPECIAL/B; SHAFT A. FLANGE ACCURACY GR. SPECIAL TERMINAL BOX (ABOVE) CABLE ENTRY ON THE ND-END SIGNAL CONNECTION LEFT | 10892 | TEM | 1 | MC | 264 | 1
1PH81651MF232CA1 | SIMOTICS M COMPACT ASYNCHRONOUS MOTOR 1500RPM, 46KW, 293NM,104A, 330V 1750RPM, 53KW, 289NM,104A, 374V 2000RPM, 60KW, 287NM,103A, 426V WATER COOLING DEGREE OF PROTECTION IP65 INCREMENTAL ENCODER SIN/COS 1VPP 2048 S/R WITH ND-END AT TERMINAL BOX (ENCODER IC2048S/R) DESIGN IM B35 (IM V15, IM V35) SHAFT WITH FITTED KEY HALF-KEY BALANCING BEARING: STANDARD WITH FIXED BEARING, VIBRATION SEVERITY GRADE S/A; SHAFT AND FLANGE ACCURACY: R TERMINAL BOX (ABOVE) CABLE ENTRY ON THE RIGHT SIGNAL CONNECTION D-END | 10429 | TEM | 1 | MC | 264 | 1
1PH81651MF232LA1 | SIMOTICS M COMPACT ASYNCHRONOUS MOTOR 1500RPM, 46KW, 293NM,104A, 330V 1750RPM, 53KW, 289NM,104A, 374V 2000RPM, 60KW, 287NM,103A, 426V WATER COOLING DEGREE OF PROTECTION IP65 INCREMENTAL ENCODER SIN/COS 1VPP 2048 S/R WITH ND-END AT TERMINAL BOX (ENCODER IC2048S/R) DESIGN IM B35 (IM V15, IM V35) SHAFT WITH FITTED KEY HALF-KEY BALANCING BEARING: PERFORMANCE, VIBRATION SEVERITY GRADE SPECIAL/B; SHAFT A. FLANGE ACCURACY GR. SPECIAL TERMINAL BOX (ABOVE) CABLE ENTRY ON THE RIGHT SIGNAL CONNECTION D-END | 10892 | TEM | 1 | MC | 264 | 1
1PH81651MF232LC1 | SIMOTICS M COMPACT ASYNCHRONOUS MOTOR 1500RPM, 46KW, 293NM,104A, 330V 1750RPM, 53KW, 289NM,104A, 374V 2000RPM, 60KW, 287NM,103A, 426V WATER COOLING DEGREE OF PROTECTION IP65 INCREMENTAL ENCODER SIN/COS 1VPP 2048 S/R WITH ND-END AT TERMINAL BOX (ENCODER IC2048S/R) DESIGN IM B35 (IM V15, IM V35) SHAFT WITH FITTED KEY HALF-KEY BALANCING BEARING: PERFORMANCE, VIBRATION SEVERITY GRADE SPECIAL/B; SHAFT A. FLANGE ACCURACY GR. SPECIAL TERMINAL BOX (ABOVE) CABLE ENTRY ON THE ND-END SIGNAL CONNECTION LEFT | 10892 | TEM | 1 | MC | 264 | 1
1PH81651MG001LA1 | SIMOTICS M COMPACT ASYNCHRONOUS MOTOR 2000RPM, 41KW, 196NM, 88A, 350V 2300RPM, 44KW, 183NM, 85A, 394V 2650RPM, 50KW, 180NM, 85A, 440V FORCED VENTILATION; DIRECTION OF AIR FLOW DE --> NDE; DEGREE OF PROTECTION IP55 INCREMENTAL ENCODER SIN/COS 1VPP 2048 S/R WITH ND-END AT TERMINAL BOX (ENCODER IC2048S/R) DESIGN IM B3 (IM V5, IM V6) SHAFT WITH FITTED KEY FULL-KEY BALANCING BEARING: PERFORMANCE, VIBRATION SEVERITY GRADE SPECIAL/B; SHAFT A. FLANGE ACCURACY GR. SPECIAL TERMINAL BOX (ABOVE) CABLE ENTRY ON THE RIGHT SIGNAL CONNECTION D-END | 7861 | TEM | 1 | MC | 230 | 1
1PH81651MG002BA1 | SIMOTICS M COMPACT ASYNCHRONOUS MOTOR 2000RPM, 41KW, 196NM, 88A, 350V 2300RPM, 44KW, 183NM, 85A, 394V 2650RPM, 50KW, 180NM, 85A, 440V FORCED VENTILATION; DIRECTION OF AIR FLOW DE --> NDE; DEGREE OF PROTECTION IP55 INCREMENTAL ENCODER SIN/COS 1VPP 2048 S/R WITH ND-END AT TERMINAL BOX (ENCODER IC2048S/R) DESIGN IM B3 (IM V5, IM V6) SHAFT WITH FITTED KEY HALF-KEY BALANCING BEARING: STANDARD WITH FIXED BEARING, VIBRATION SEVERITY GRADE R/A; SHAFT AND FLANGE ACCURACY: R TERMINAL BOX (ABOVE) CABLE ENTRY ON THE RIGHT SIGNAL CONNECTION D-END | 7203 | TEM | 1 | MC | 230 | 1
1PH81651MG020BA1 | SIMOTICS M COMPACT ASYNCHRONOUS MOTOR 2000RPM, 41KW, 196NM, 88A, 350V 2300RPM, 44KW, 183NM, 85A, 394V 2650RPM, 50KW, 180NM, 85A, 440V FORCED VENTILATION; DIRECTION OF AIR FLOW DE --> NDE; DEGREE OF PROTECTION IP55 INCREMENTAL ENCODER SIN/COS 1VPP 2048 S/R WITH ND-END AT TERMINAL BOX (ENCODER IC2048S/R) DESIGN IM B5 (IMV 1,IM V3) PLAIN SHAFT WITHOUT FITTED KEY; BEARING: STANDARD WITH FIXED BEARING, VIBRATION SEVERITY GRADE R/A; SHAFT AND FLANGE ACCURACY: R TERMINAL BOX (ABOVE) CABLE ENTRY ON THE RIGHT SIGNAL CONNECTION D-END | 7658 | TEM | 1 | MC | 230 | 1
1PH81651MG030CA1 | SIMOTICS M COMPACT ASYNCHRONOUS MOTOR 2000RPM, 41KW, 196NM, 88A, 350V 2300RPM, 44KW, 183NM, 85A, 394V 2650RPM, 50KW, 180NM, 85A, 440V FORCED VENTILATION; DIRECTION OF AIR FLOW DE --> NDE; DEGREE OF PROTECTION IP55 INCREMENTAL ENCODER SIN/COS 1VPP 2048 S/R WITH ND-END AT TERMINAL BOX (ENCODER IC2048S/R) DESIGN IM B35 (IM V15, IM V35) PLAIN SHAFT WITHOUT FITTED KEY; BEARING: STANDARD WITH FIXED BEARING, VIBRATION SEVERITY GRADE S/A; SHAFT AND FLANGE ACCURACY: R TERMINAL BOX (ABOVE) CABLE ENTRY ON THE RIGHT SIGNAL CONNECTION D-END | 7853 | TEM | 1 | MC | 230 | 1
1PH81651MG030MC1 | SIMOTICS M COMPACT ASYNCHRONOUS MOTOR 2000RPM, 41KW, 196NM, 88A, 350V 2300RPM, 44KW, 183NM, 85A, 394V 2650RPM, 50KW, 180NM, 85A, 440V FORCED VENTILATION; DIRECTION OF AIR FLOW DE --> NDE; DEGREE OF PROTECTION IP55 INCREMENTAL ENCODER SIN/COS 1VPP 2048 S/R WITH ND-END AT TERMINAL BOX (ENCODER IC2048S/R) DESIGN IM B35 (IM V15, IM V35) PLAIN SHAFT WITHOUT FITTED KEY; BEARING: HIGH PERFORMANCE VIBRATION SEVERITY GRADE SPECIAL/B SHAFT AND FLANGE ACCURACY GR. SPECIAL TERMINAL BOX (ABOVE) CABLE ENTRY ON THE ND-END SIGNAL CONNECTION LEFT | 9107 | TEM | 1 | MC | 230 | 1
1PH81651MG031CA1 | SIMOTICS M COMPACT ASYNCHRONOUS MOTOR 2000RPM, 41KW, 196NM, 88A, 350V 2300RPM, 44KW, 183NM, 85A, 394V 2650RPM, 50KW, 180NM, 85A, 440V FORCED VENTILATION; DIRECTION OF AIR FLOW DE --> NDE; DEGREE OF PROTECTION IP55 INCREMENTAL ENCODER SIN/COS 1VPP 2048 S/R WITH ND-END AT TERMINAL BOX (ENCODER IC2048S/R) DESIGN IM B35 (IM V15, IM V35) SHAFT WITH FITTED KEY FULL-KEY BALANCING BEARING: STANDARD WITH FIXED BEARING, VIBRATION SEVERITY GRADE S/A; SHAFT AND FLANGE ACCURACY: R TERMINAL BOX (ABOVE) CABLE ENTRY ON THE RIGHT SIGNAL CONNECTION D-END | 8048 | TEM | 1 | MC | 230 | 1
1PH81651MG032BA1 | SIMOTICS M COMPACT ASYNCHRONOUS MOTOR 2000RPM, 41KW, 196NM, 88A, 350V 2300RPM, 44KW, 183NM, 85A, 394V 2650RPM, 50KW, 180NM, 85A, 440V FORCED VENTILATION; DIRECTION OF AIR FLOW DE --> NDE; DEGREE OF PROTECTION IP55 INCREMENTAL ENCODER SIN/COS 1VPP 2048 S/R WITH ND-END AT TERMINAL BOX (ENCODER IC2048S/R) DESIGN IM B35 (IM V15, IM V35) SHAFT WITH FITTED KEY HALF-KEY BALANCING BEARING: STANDARD WITH FIXED BEARING, VIBRATION SEVERITY GRADE R/A; SHAFT AND FLANGE ACCURACY: R TERMINAL BOX (ABOVE) CABLE ENTRY ON THE RIGHT SIGNAL CONNECTION D-END | 7853 | TEM | 1 | MC | 230 | 1
1PH81651MG102BA1 | SIMOTICS M COMPACT ASYNCHRONOUS MOTOR 2000RPM, 41KW, 196NM, 88A, 350V 2300RPM, 44KW, 183NM, 85A, 394V 2650RPM, 50KW, 180NM, 85A, 440V FORCED VENTILATION; DIRECTION OF AIR FLOW NDE --> DE; DEGREE OF PROTECTION IP55 INCREMENTAL ENCODER SIN/COS 1VPP 2048 S/R WITH ND-END AT TERMINAL BOX (ENCODER IC2048S/R) DESIGN IM B3 (IM V5, IM V6) SHAFT WITH FITTED KEY HALF-KEY BALANCING BEARING: STANDARD WITH FIXED BEARING, VIBRATION SEVERITY GRADE R/A; SHAFT AND FLANGE ACCURACY: R TERMINAL BOX (ABOVE) CABLE ENTRY ON THE RIGHT SIGNAL CONNECTION D-END | 7203 | TEM | 1 | MC | 230 | 1
1PH81651MG120BA1 | SIMOTICS M COMPACT ASYNCHRONOUS MOTOR 2000RPM, 41KW, 196NM, 88A, 350V 2300RPM, 44KW, 183NM, 85A, 394V 2650RPM, 50KW, 180NM, 85A, 440V FORCED VENTILATION; DIRECTION OF AIR FLOW NDE --> DE; DEGREE OF PROTECTION IP55 INCREMENTAL ENCODER SIN/COS 1VPP 2048 S/R WITH ND-END AT TERMINAL BOX (ENCODER IC2048S/R) DESIGN IM B5 (IMV 1,IM V3) PLAIN SHAFT WITHOUT FITTED KEY; BEARING: STANDARD WITH FIXED BEARING, VIBRATION SEVERITY GRADE R/A; SHAFT AND FLANGE ACCURACY: R TERMINAL BOX (ABOVE) CABLE ENTRY ON THE RIGHT SIGNAL CONNECTION D-END | 7658 | TEM | 1 | MC | 230 | 1
1PH81651MG122BA1 | SIMOTICS M COMPACT ASYNCHRONOUS MOTOR 2000RPM, 41KW, 196NM, 88A, 350V 2300RPM, 44KW, 183NM, 85A, 394V 2650RPM, 50KW, 180NM, 85A, 440V FORCED VENTILATION; DIRECTION OF AIR FLOW NDE --> DE; DEGREE OF PROTECTION IP55 INCREMENTAL ENCODER SIN/COS 1VPP 2048 S/R WITH ND-END AT TERMINAL BOX (ENCODER IC2048S/R) DESIGN IM B5 (IMV 1,IM V3) SHAFT WITH FITTED KEY HALF-KEY BALANCING BEARING: STANDARD WITH FIXED BEARING, VIBRATION SEVERITY GRADE R/A; SHAFT AND FLANGE ACCURACY: R TERMINAL BOX (ABOVE) CABLE ENTRY ON THE RIGHT SIGNAL CONNECTION D-END | 7853 | TEM | 1 | MC | 230 | 1
1PH81651MG130BA1 | SIMOTICS M COMPACT ASYNCHRONOUS MOTOR 2000RPM, 41KW, 196NM, 88A, 350V 2300RPM, 44KW, 183NM, 85A, 394V 2650RPM, 50KW, 180NM, 85A, 440V FORCED VENTILATION; DIRECTION OF AIR FLOW NDE --> DE; DEGREE OF PROTECTION IP55 INCREMENTAL ENCODER SIN/COS 1VPP 2048 S/R WITH ND-END AT TERMINAL BOX (ENCODER IC2048S/R) DESIGN IM B35 (IM V15, IM V35) PLAIN SHAFT WITHOUT FITTED KEY; BEARING: STANDARD WITH FIXED BEARING, VIBRATION SEVERITY GRADE R/A; SHAFT AND FLANGE ACCURACY: R TERMINAL BOX (ABOVE) CABLE ENTRY ON THE RIGHT SIGNAL CONNECTION D-END | 7658 | TEM | 1 | MC | 230 | 1
1PH81651MG130LA1 | SIMOTICS M COMPACT ASYNCHRONOUS MOTOR 2000RPM, 41KW, 196NM, 88A, 350V 2300RPM, 44KW, 183NM, 85A, 394V 2650RPM, 50KW, 180NM, 85A, 440V FORCED VENTILATION; DIRECTION OF AIR FLOW NDE --> DE; DEGREE OF PROTECTION IP55 INCREMENTAL ENCODER SIN/COS 1VPP 2048 S/R WITH ND-END AT TERMINAL BOX (ENCODER IC2048S/R) DESIGN IM B35 (IM V15, IM V35) PLAIN SHAFT WITHOUT FITTED KEY; BEARING: PERFORMANCE, VIBRATION SEVERITY GRADE SPECIAL/B; SHAFT A. FLANGE ACCURACY GR. SPECIAL TERMINAL BOX (ABOVE) CABLE ENTRY ON THE RIGHT SIGNAL CONNECTION D-END | 8316 | TEM | 1 | MC | 230 | 1
1PH81651MG201LA1 | SIMOTICS M COMPACT ASYNCHRONOUS MOTOR 2000RPM, 53KW, 253NM,110A, 352V 2300RPM, 60KW, 249NM,107A, 410V 2650RPM, 65KW, 234NM,100A, 460V WATER COOLING DEGREE OF PROTECTION IP65 INCREMENTAL ENCODER SIN/COS 1VPP 2048 S/R WITH ND-END AT TERMINAL BOX (ENCODER IC2048S/R) DESIGN IM B3 (IM V5, IM V6) SHAFT WITH FITTED KEY FULL-KEY BALANCING BEARING: PERFORMANCE, VIBRATION SEVERITY GRADE SPECIAL/B; SHAFT A. FLANGE ACCURACY GR. SPECIAL TERMINAL BOX (ABOVE) CABLE ENTRY ON THE RIGHT SIGNAL CONNECTION D-END | 10242 | TEM | 1 | MC | 264 | 1
1PH81651SB033LA1 | SIMOTICS M COMPACT ASYNCHRONOUS MOTOR 400RPM, 13KW, 310NM, 36A, 300V 500RPM, 16KW, 306NM, 36A, 365V 600RPM, 19KW, 302NM, 35A, 420V FORCED VENTILATION; DIRECTION OF AIR FLOW DE --> NDE; DEGREE OF PROTECTION IP55 INCREMENTAL ENCODER 19 BIT (ENCODER IN19DQ) WITH DRIVE-CLIQ INTERFACE DESIGN IM B35 (IM V15, IM V35) PLAIN HOLLOW-SHAFT BEARING: PERFORMANCE, VIBRATION SEVERITY GRADE SPECIAL/B; SHAFT A. FLANGE ACCURACY GR. SPECIAL TERMINAL BOX (ABOVE) CABLE ENTRY ON THE RIGHT SIGNAL CONNECTION D-END | 12088 | TEM | 1 | MC | 233 | 1
1PH81651SD002LA1 | SIMOTICS M COMPACT ASYNCHRONOUS MOTOR 1000RPM, 28KW, 267NM, 71A, 292V 1150RPM, 31KW, 257NM, 69A, 333V 1350RPM, 34KW, 241NM, 66A, 387V FORCED VENTILATION; DIRECTION OF AIR FLOW DE --> NDE; DEGREE OF PROTECTION IP55 INCREMENTAL ENCODER 19 BIT (ENCODER IN19DQ) WITH DRIVE-CLIQ INTERFACE DESIGN IM B3 (IM V5, IM V6) SHAFT WITH FITTED KEY HALF-KEY BALANCING BEARING: PERFORMANCE, VIBRATION SEVERITY GRADE SPECIAL/B; SHAFT A. FLANGE ACCURACY GR. SPECIAL TERMINAL BOX (ABOVE) CABLE ENTRY ON THE RIGHT SIGNAL CONNECTION D-END | 9898 | TEM | 1 | MC | 230 | 1
1PH81651SD003LA1 | SIMOTICS M COMPACT ASYNCHRONOUS MOTOR 1000RPM, 28KW, 267NM, 71A, 292V 1150RPM, 31KW, 257NM, 69A, 333V 1350RPM, 34KW, 241NM, 66A, 387V FORCED VENTILATION; DIRECTION OF AIR FLOW DE --> NDE; DEGREE OF PROTECTION IP55 INCREMENTAL ENCODER 19 BIT (ENCODER IN19DQ) WITH DRIVE-CLIQ INTERFACE DESIGN IM B3 (IM V5, IM V6) PLAIN HOLLOW-SHAFT BEARING: PERFORMANCE, VIBRATION SEVERITY GRADE SPECIAL/B; SHAFT A. FLANGE ACCURACY GR. SPECIAL TERMINAL BOX (ABOVE) CABLE ENTRY ON THE RIGHT SIGNAL CONNECTION D-END | 11437 | TEM | 1 | MC | 233 | 1
1PH81651SD032LA1 | SIMOTICS M COMPACT ASYNCHRONOUS MOTOR 1000RPM, 28KW, 267NM, 71A, 292V 1150RPM, 31KW, 257NM, 69A, 333V 1350RPM, 34KW, 241NM, 66A, 387V FORCED VENTILATION; DIRECTION OF AIR FLOW DE --> NDE; DEGREE OF PROTECTION IP55 INCREMENTAL ENCODER 19 BIT (ENCODER IN19DQ) WITH DRIVE-CLIQ INTERFACE DESIGN IM B35 (IM V15, IM V35) SHAFT WITH FITTED KEY HALF-KEY BALANCING BEARING: PERFORMANCE, VIBRATION SEVERITY GRADE SPECIAL/B; SHAFT A. FLANGE ACCURACY GR. SPECIAL TERMINAL BOX (ABOVE) CABLE ENTRY ON THE RIGHT SIGNAL CONNECTION D-END | 10549 | TEM | 1 | MC | 230 | 1
1PH81651SF132LA1 | SIMOTICS M COMPACT ASYNCHRONOUS MOTOR 1500RPM, 37KW, 236NM, 78A, 350V 1750RPM, 41KW, 224NM, 76A, 400V 2000RPM, 45KW, 215NM, 75A, 440V FORCED VENTILATION; DIRECTION OF AIR FLOW NDE --> DE; DEGREE OF PROTECTION IP55 INCREMENTAL ENCODER 19 BIT (ENCODER IN19DQ) WITH DRIVE-CLIQ INTERFACE DESIGN IM B35 (IM V15, IM V35) SHAFT WITH FITTED KEY HALF-KEY BALANCING BEARING: PERFORMANCE, VIBRATION SEVERITY GRADE SPECIAL/B; SHAFT A. FLANGE ACCURACY GR. SPECIAL TERMINAL BOX (ABOVE) CABLE ENTRY ON THE RIGHT SIGNAL CONNECTION D-END | 10549 | TEM | 1 | MC | 230 | 1
1PH81651TD002LB1 | SIMOTICS M COMPACT ASYNCHRONOUS MOTOR 1000RPM, 28KW, 267NM, 71A, 292V 1150RPM, 31KW, 257NM, 69A, 333V 1350RPM, 34KW, 241NM, 66A, 387V FORCED VENTILATION; DIRECTION OF AIR FLOW DE --> NDE; DEGREE OF PROTECTION IP55 INCREMENTAL ENCODER SIN/COS 1VPP 512 S/R WITHOUT ND-END AT TERMINAL BOX (ENCODER IC512S/R) DESIGN IM B3 (IM V5, IM V6) SHAFT WITH FITTED KEY HALF-KEY BALANCING BEARING: PERFORMANCE, VIBRATION SEVERITY GRADE SPECIAL/B; SHAFT A. FLANGE ACCURACY GR. SPECIAL TERMINAL BOX (ABOVE) CABLE ENTRY ON THE LEFT SIGNAL CONNECTION D-END | 8077 | TEM | 1 | MC | 230 | 1
1PH81651TF000MA1 | SIMOTICS M COMPACT ASYNCHRONOUS MOTOR 1500RPM, 37KW, 236NM, 78A, 350V 1750RPM, 41KW, 224NM, 76A, 400V 2000RPM, 45KW, 215NM, 75A, 440V FORCED VENTILATION; DIRECTION OF AIR FLOW DE --> NDE; DEGREE OF PROTECTION IP55 INCREMENTAL ENCODER SIN/COS 1VPP 512 S/R WITHOUT ND-END AT TERMINAL BOX (ENCODER IC512S/R) DESIGN IM B3 (IM V5, IM V6) PLAIN SHAFT WITHOUT FITTED KEY; BEARING: HIGH PERFORMANCE VIBRATION SEVERITY GRADE SPECIAL/B SHAFT AND FLANGE ACCURACY GR. SPECIAL TERMINAL BOX (ABOVE) CABLE ENTRY ON THE RIGHT SIGNAL CONNECTION D-END | 8673 | TEM | 1 | MC | 230 | 1
1PH81651TG200MA1 | SIMOTICS M COMPACT ASYNCHRONOUS MOTOR 2000RPM, 53KW, 253NM,110A, 352V 2300RPM, 60KW, 249NM,107A, 410V 2650RPM, 65KW, 234NM,100A, 460V WATER COOLING DEGREE OF PROTECTION IP65 INCREMENTAL ENCODER SIN/COS 1VPP 512 S/R WITHOUT ND-END AT TERMINAL BOX (ENCODER IC512S/R) DESIGN IM B3 (IM V5, IM V6) PLAIN SHAFT WITHOUT FITTED KEY; BEARING: HIGH PERFORMANCE VIBRATION SEVERITY GRADE SPECIAL/B SHAFT AND FLANGE ACCURACY GR. SPECIAL TERMINAL BOX (ABOVE) CABLE ENTRY ON THE RIGHT SIGNAL CONNECTION D-END | 11054 | TEM | 1 | MC | 264 | 1
1PH81651UD000LA1 | SIMOTICS M COMPACT ASYNCHRONOUS MOTOR 1000RPM, 28KW, 267NM, 71A, 292V 1150RPM, 31KW, 257NM, 69A, 333V 1350RPM, 34KW, 241NM, 66A, 387V FORCED VENTILATION; DIRECTION OF AIR FLOW DE --> NDE; DEGREE OF PROTECTION IP55 INCREMENTAL ENCODER 20 BIT WITHOUT COMMUTATION POSITION (ENCODER IN20DQ) WITH DRIVE-CLIQ INTERFACE DESIGN IM B3 (IM V5, IM V6) PLAIN SHAFT WITHOUT FITTED KEY; BEARING: PERFORMANCE, VIBRATION SEVERITY GRADE SPECIAL/B; SHAFT A. FLANGE ACCURACY GR. SPECIAL TERMINAL BOX (ABOVE) CABLE ENTRY ON THE RIGHT SIGNAL CONNECTION D-END | 8566 | TEM | 1 | MC | 230 | 1
1PH81651UF000MA1 | SIMOTICS M COMPACT ASYNCHRONOUS MOTOR 1500RPM, 37KW, 236NM, 78A, 350V 1750RPM, 41KW, 224NM, 76A, 400V 2000RPM, 45KW, 215NM, 75A, 440V FORCED VENTILATION; DIRECTION OF AIR FLOW DE --> NDE; DEGREE OF PROTECTION IP55 INCREMENTAL ENCODER 20 BIT WITHOUT COMMUTATION POSITION (ENCODER IN20DQ) WITH DRIVE-CLIQ INTERFACE DESIGN IM B3 (IM V5, IM V6) PLAIN SHAFT WITHOUT FITTED KEY; BEARING: HIGH PERFORMANCE VIBRATION SEVERITY GRADE SPECIAL/B SHAFT AND FLANGE ACCURACY GR. SPECIAL TERMINAL BOX (ABOVE) CABLE ENTRY ON THE RIGHT SIGNAL CONNECTION D-END | 9357 | TEM | 1 | MC | 230 | 1
1PH81651WD002BC1 | SIMOTICS M COMPACT ASYNCHRONOUS MOTOR 1000RPM, 28KW, 267NM, 71A, 292V 1150RPM, 31KW, 257NM, 69A, 333V 1350RPM, 34KW, 241NM, 66A, 387V FORCED VENTILATION; DIRECTION OF AIR FLOW DE --> NDE; DEGREE OF PROTECTION IP55 INCREMENT. ENCODER HTL 1024 S/R (ENCODER HTL 1024 S/R) CONNECTION VIA TERMINAL BLOCK (ADDITIONAL TERMINAL BOX) DESIGN IM B3 (IM V5, IM V6) SHAFT WITH FITTED KEY HALF-KEY BALANCING BEARING: STANDARD WITH FIXED BEARING, VIBRATION SEVERITY GRADE R/A; SHAFT AND FLANGE ACCURACY: R TERMINAL BOX (ABOVE) CABLE ENTRY ON THE ND-END SIGNAL CONNECTION LEFT | 7613 | TEM | 1 | MC | 230 | 1
1PH81651WF002FA1 | SIMOTICS M COMPACT ASYNCHRONOUS MOTOR 1500RPM, 37KW, 236NM, 78A, 350V 1750RPM, 41KW, 224NM, 76A, 400V 2000RPM, 45KW, 215NM, 75A, 440V FORCED VENTILATION; DIRECTION OF AIR FLOW DE --> NDE; DEGREE OF PROTECTION IP55 INCREMENT. ENCODER HTL 1024 S/R (ENCODER HTL 1024 S/R) CONNECTION VIA TERMINAL BLOCK (ADDITIONAL TERMINAL BOX) DESIGN IM B3 (IM V5, IM V6) SHAFT WITH FITTED KEY HALF-KEY BALANCING BEARING: INCREASED RADIAL FORCES, VIBRATION SEVERITY GRADE R/A; SHAFT AND FLANGE ACCURACY: R TERMINAL BOX (ABOVE) CABLE ENTRY ON THE RIGHT SIGNAL CONNECTION D-END | 7792 | TEM | 1 | MC | 230 | 1
1PH81651WF002FB1 | SIMOTICS M COMPACT ASYNCHRONOUS MOTOR 1500RPM, 37KW, 236NM, 78A, 350V 1750RPM, 41KW, 224NM, 76A, 400V 2000RPM, 45KW, 215NM, 75A, 440V FORCED VENTILATION; DIRECTION OF AIR FLOW DE --> NDE; DEGREE OF PROTECTION IP55 INCREMENT. ENCODER HTL 1024 S/R (ENCODER HTL 1024 S/R) CONNECTION VIA TERMINAL BLOCK (ADDITIONAL TERMINAL BOX) DESIGN IM B3 (IM V5, IM V6) SHAFT WITH FITTED KEY HALF-KEY BALANCING BEARING: INCREASED RADIAL FORCES, VIBRATION SEVERITY GRADE R/A; SHAFT AND FLANGE ACCURACY: R TERMINAL BOX (ABOVE) CABLE ENTRY ON THE LEFT SIGNAL CONNECTION D-END | 7792 | TEM | 1 | MC | 230 | 1
1PH81651WF032BC1 | SIMOTICS M COMPACT ASYNCHRONOUS MOTOR 1500RPM, 37KW, 236NM, 78A, 350V 1750RPM, 41KW, 224NM, 76A, 400V 2000RPM, 45KW, 215NM, 75A, 440V FORCED VENTILATION; DIRECTION OF AIR FLOW DE --> NDE; DEGREE OF PROTECTION IP55 INCREMENT. ENCODER HTL 1024 S/R (ENCODER HTL 1024 S/R) CONNECTION VIA TERMINAL BLOCK (ADDITIONAL TERMINAL BOX) DESIGN IM B35 (IM V15, IM V35) SHAFT WITH FITTED KEY HALF-KEY BALANCING BEARING: STANDARD WITH FIXED BEARING, VIBRATION SEVERITY GRADE R/A; SHAFT AND FLANGE ACCURACY: R TERMINAL BOX (ABOVE) CABLE ENTRY ON THE ND-END SIGNAL CONNECTION LEFT | 8263 | TEM | 1 | MC | 230 | 1
1PH81652DF001BA1 | SIMOTICS M COMPACT SYNCHRONOUS MOTOR 1500RPM, 61KW, 390NM,119A, 340V 1750RPM, 69KW, 375NM,115A, 395V 2000RPM, 74KW, 355NM,110A, 445V FORCED VENTILATION; DIRECTION OF AIR FLOW DE --> NDE; DEGREE OF PROTECTION IP55 INCREMENTAL ENCODER 22 BIT WITH COMMUTATING POSITION (ENCODER IC22DQ) WITH DRIVE-CLIQ INTERFACE DESIGN IM B3 (IM V5, IM V6) SHAFT WITH FITTED KEY FULL-KEY BALANCING BEARING: STANDARD WITH FIXED BEARING, VIBRATION SEVERITY GRADE R/A; SHAFT AND FLANGE ACCURACY: R TERMINAL BOX (ABOVE) CABLE ENTRY ON THE RIGHT SIGNAL CONNECTION D-END | 15074 | TEM | 1 | MC | 218 | 1
1PH81652DF002BA1 | SIMOTICS M COMPACT SYNCHRONOUS MOTOR 1500RPM, 61KW, 390NM,119A, 340V 1750RPM, 69KW, 375NM,115A, 395V 2000RPM, 74KW, 355NM,110A, 445V FORCED VENTILATION; DIRECTION OF AIR FLOW DE --> NDE; DEGREE OF PROTECTION IP55 INCREMENTAL ENCODER 22 BIT WITH COMMUTATING POSITION (ENCODER IC22DQ) WITH DRIVE-CLIQ INTERFACE DESIGN IM B3 (IM V5, IM V6) SHAFT WITH FITTED KEY HALF-KEY BALANCING BEARING: STANDARD WITH FIXED BEARING, VIBRATION SEVERITY GRADE R/A; SHAFT AND FLANGE ACCURACY: R TERMINAL BOX (ABOVE) CABLE ENTRY ON THE RIGHT SIGNAL CONNECTION D-END | 15074 | TEM | 1 | MC | 218 | 1
1PH81652DF020BA1 | SIMOTICS M COMPACT SYNCHRONOUS MOTOR 1500RPM, 61KW, 390NM,119A, 340V 1750RPM, 69KW, 375NM,115A, 395V 2000RPM, 74KW, 355NM,110A, 445V FORCED VENTILATION; DIRECTION OF AIR FLOW DE --> NDE; DEGREE OF PROTECTION IP55 INCREMENTAL ENCODER 22 BIT WITH COMMUTATING POSITION (ENCODER IC22DQ) WITH DRIVE-CLIQ INTERFACE DESIGN IM B5 (IMV 1,IM V3) PLAIN SHAFT WITHOUT FITTED KEY; BEARING: STANDARD WITH FIXED BEARING, VIBRATION SEVERITY GRADE R/A; SHAFT AND FLANGE ACCURACY: R TERMINAL BOX (ABOVE) CABLE ENTRY ON THE RIGHT SIGNAL CONNECTION D-END | 15529 | TEM | 1 | MC | 218 | 1
1PH81652DF021BA1 | SIMOTICS M COMPACT SYNCHRONOUS MOTOR 1500RPM, 61KW, 390NM,119A, 340V 1750RPM, 69KW, 375NM,115A, 395V 2000RPM, 74KW, 355NM,110A, 445V FORCED VENTILATION; DIRECTION OF AIR FLOW DE --> NDE; DEGREE OF PROTECTION IP55 INCREMENTAL ENCODER 22 BIT WITH COMMUTATING POSITION (ENCODER IC22DQ) WITH DRIVE-CLIQ INTERFACE DESIGN IM B5 (IMV 1,IM V3) SHAFT WITH FITTED KEY FULL-KEY BALANCING BEARING: STANDARD WITH FIXED BEARING, VIBRATION SEVERITY GRADE R/A; SHAFT AND FLANGE ACCURACY: R TERMINAL BOX (ABOVE) CABLE ENTRY ON THE RIGHT SIGNAL CONNECTION D-END | 15724 | TEM | 1 | MC | 218 | 1
1PH81652DF021CA1 | SIMOTICS M COMPACT SYNCHRONOUS MOTOR 1500RPM, 61KW, 390NM,119A, 340V 1750RPM, 69KW, 375NM,115A, 395V 2000RPM, 74KW, 355NM,110A, 445V FORCED VENTILATION; DIRECTION OF AIR FLOW DE --> NDE; DEGREE OF PROTECTION IP55 INCREMENTAL ENCODER 22 BIT WITH COMMUTATING POSITION (ENCODER IC22DQ) WITH DRIVE-CLIQ INTERFACE DESIGN IM B5 (IMV 1,IM V3) SHAFT WITH FITTED KEY FULL-KEY BALANCING BEARING: STANDARD WITH FIXED BEARING, VIBRATION SEVERITY GRADE S/A; SHAFT AND FLANGE ACCURACY: R TERMINAL BOX (ABOVE) CABLE ENTRY ON THE RIGHT SIGNAL CONNECTION D-END | 15919 | TEM | 1 | MC | 218 | 1
1PH81652DF022BA1 | SIMOTICS M COMPACT SYNCHRONOUS MOTOR 1500RPM, 61KW, 390NM,119A, 340V 1750RPM, 69KW, 375NM,115A, 395V 2000RPM, 74KW, 355NM,110A, 445V FORCED VENTILATION; DIRECTION OF AIR FLOW DE --> NDE; DEGREE OF PROTECTION IP55 INCREMENTAL ENCODER 22 BIT WITH COMMUTATING POSITION (ENCODER IC22DQ) WITH DRIVE-CLIQ INTERFACE DESIGN IM B5 (IMV 1,IM V3) SHAFT WITH FITTED KEY HALF-KEY BALANCING BEARING: STANDARD WITH FIXED BEARING, VIBRATION SEVERITY GRADE R/A; SHAFT AND FLANGE ACCURACY: R TERMINAL BOX (ABOVE) CABLE ENTRY ON THE RIGHT SIGNAL CONNECTION D-END | 15724 | TEM | 1 | MC | 218 | 1
1PH81652DF030CA1 | SIMOTICS M COMPACT SYNCHRONOUS MOTOR 1500RPM, 61KW, 390NM,119A, 340V 1750RPM, 69KW, 375NM,115A, 395V 2000RPM, 74KW, 355NM,110A, 445V FORCED VENTILATION; DIRECTION OF AIR FLOW DE --> NDE; DEGREE OF PROTECTION IP55 INCREMENTAL ENCODER 22 BIT WITH COMMUTATING POSITION (ENCODER IC22DQ) WITH DRIVE-CLIQ INTERFACE DESIGN IM B35 (IM V15, IM V35) PLAIN SHAFT WITHOUT FITTED KEY; BEARING: STANDARD WITH FIXED BEARING, VIBRATION SEVERITY GRADE S/A; SHAFT AND FLANGE ACCURACY: R TERMINAL BOX (ABOVE) CABLE ENTRY ON THE RIGHT SIGNAL CONNECTION D-END | 15724 | TEM | 1 | MC | 218 | 1
1PH81652DF031BA1 | SIMOTICS M COMPACT SYNCHRONOUS MOTOR 1500RPM, 61KW, 390NM,119A, 340V 1750RPM, 69KW, 375NM,115A, 395V 2000RPM, 74KW, 355NM,110A, 445V FORCED VENTILATION; DIRECTION OF AIR FLOW DE --> NDE; DEGREE OF PROTECTION IP55 INCREMENTAL ENCODER 22 BIT WITH COMMUTATING POSITION (ENCODER IC22DQ) WITH DRIVE-CLIQ INTERFACE DESIGN IM B35 (IM V15, IM V35) SHAFT WITH FITTED KEY FULL-KEY BALANCING BEARING: STANDARD WITH FIXED BEARING, VIBRATION SEVERITY GRADE R/A; SHAFT AND FLANGE ACCURACY: R TERMINAL BOX (ABOVE) CABLE ENTRY ON THE RIGHT SIGNAL CONNECTION D-END | 15724 | TEM | 1 | MC | 218 | 1
1PH81652DF031CA1 | SIMOTICS M COMPACT SYNCHRONOUS MOTOR 1500RPM, 61KW, 390NM,119A, 340V 1750RPM, 69KW, 375NM,115A, 395V 2000RPM, 74KW, 355NM,110A, 445V FORCED VENTILATION; DIRECTION OF AIR FLOW DE --> NDE; DEGREE OF PROTECTION IP55 INCREMENTAL ENCODER 22 BIT WITH COMMUTATING POSITION (ENCODER IC22DQ) WITH DRIVE-CLIQ INTERFACE DESIGN IM B35 (IM V15, IM V35) SHAFT WITH FITTED KEY FULL-KEY BALANCING BEARING: STANDARD WITH FIXED BEARING, VIBRATION SEVERITY GRADE S/A; SHAFT AND FLANGE ACCURACY: R TERMINAL BOX (ABOVE) CABLE ENTRY ON THE RIGHT SIGNAL CONNECTION D-END | 15919 | TEM | 1 | MC | 218 | 1
1PH81652DF032BA1 | SIMOTICS M COMPACT SYNCHRONOUS MOTOR 1500RPM, 61KW, 390NM,119A, 340V 1750RPM, 69KW, 375NM,115A, 395V 2000RPM, 74KW, 355NM,110A, 445V FORCED VENTILATION; DIRECTION OF AIR FLOW DE --> NDE; DEGREE OF PROTECTION IP55 INCREMENTAL ENCODER 22 BIT WITH COMMUTATING POSITION (ENCODER IC22DQ) WITH DRIVE-CLIQ INTERFACE DESIGN IM B35 (IM V15, IM V35) SHAFT WITH FITTED KEY HALF-KEY BALANCING BEARING: STANDARD WITH FIXED BEARING, VIBRATION SEVERITY GRADE R/A; SHAFT AND FLANGE ACCURACY: R TERMINAL BOX (ABOVE) CABLE ENTRY ON THE RIGHT SIGNAL CONNECTION D-END | 15724 | TEM | 1 | MC | 218 | 1
1PH81652DF032CA1 | SIMOTICS M COMPACT SYNCHRONOUS MOTOR 1500RPM, 61KW, 390NM,119A, 340V 1750RPM, 69KW, 375NM,115A, 395V 2000RPM, 74KW, 355NM,110A, 445V FORCED VENTILATION; DIRECTION OF AIR FLOW DE --> NDE; DEGREE OF PROTECTION IP55 INCREMENTAL ENCODER 22 BIT WITH COMMUTATING POSITION (ENCODER IC22DQ) WITH DRIVE-CLIQ INTERFACE DESIGN IM B35 (IM V15, IM V35) SHAFT WITH FITTED KEY HALF-KEY BALANCING BEARING: STANDARD WITH FIXED BEARING, VIBRATION SEVERITY GRADE S/A; SHAFT AND FLANGE ACCURACY: R TERMINAL BOX (ABOVE) CABLE ENTRY ON THE RIGHT SIGNAL CONNECTION D-END | 15919 | TEM | 1 | MC | 218 | 1
1PH81652DF102QA1 | SIMOTICS M COMPACT SYNCHRONOUS MOTOR 1500RPM, 61KW, 390NM,119A, 340V 1750RPM, 69KW, 375NM,115A, 395V 2000RPM, 74KW, 355NM,110A, 445V FORCED VENTILATION; DIRECTION OF AIR FLOW NDE --> DE; DEGREE OF PROTECTION IP55 INCREMENTAL ENCODER 22 BIT WITH COMMUTATING POSITION (ENCODER IC22DQ) WITH DRIVE-CLIQ INTERFACE DESIGN IM B3 (IM V5, IM V6) SHAFT WITH FITTED KEY HALF-KEY BALANCING BEARING: ADVANCED LIFETIME VIBRATION SEVERITY S/A SHAFT A. FLANGE ACCURACY GR. R TERMINAL BOX (ABOVE) CABLE ENTRY ON THE RIGHT SIGNAL CONNECTION D-END | 15599 | TEM | 1 | MC | 218 | 1
1PH81652DF130CC1 | SIMOTICS M COMPACT SYNCHRONOUS MOTOR 1500RPM, 61KW, 390NM,119A, 340V 1750RPM, 69KW, 375NM,115A, 395V 2000RPM, 74KW, 355NM,110A, 445V FORCED VENTILATION; DIRECTION OF AIR FLOW NDE --> DE; DEGREE OF PROTECTION IP55 INCREMENTAL ENCODER 22 BIT WITH COMMUTATING POSITION (ENCODER IC22DQ) WITH DRIVE-CLIQ INTERFACE DESIGN IM B35 (IM V15, IM V35) PLAIN SHAFT WITHOUT FITTED KEY; BEARING: STANDARD WITH FIXED BEARING, VIBRATION SEVERITY GRADE S/A; SHAFT AND FLANGE ACCURACY: R TERMINAL BOX (ABOVE) CABLE ENTRY ON THE ND-END SIGNAL CONNECTION LEFT | 15724 | TEM | 1 | MC | 218 | 1
1PH81652DF131CC1 | SIMOTICS M COMPACT SYNCHRONOUS MOTOR 1500RPM, 61KW, 390NM,119A, 340V 1750RPM, 69KW, 375NM,115A, 395V 2000RPM, 74KW, 355NM,110A, 445V FORCED VENTILATION; DIRECTION OF AIR FLOW NDE --> DE; DEGREE OF PROTECTION IP55 INCREMENTAL ENCODER 22 BIT WITH COMMUTATING POSITION (ENCODER IC22DQ) WITH DRIVE-CLIQ INTERFACE DESIGN IM B35 (IM V15, IM V35) SHAFT WITH FITTED KEY FULL-KEY BALANCING BEARING: STANDARD WITH FIXED BEARING, VIBRATION SEVERITY GRADE S/A; SHAFT AND FLANGE ACCURACY: R TERMINAL BOX (ABOVE) CABLE ENTRY ON THE ND-END SIGNAL CONNECTION LEFT | 15919 | TEM | 1 | MC | 218 | 1
1PH81652DL001CA1 | SIMOTICS M COMPACT SYNCHRONOUS MOTOR 2500RPM, 84KW, 320NM,148A, 370V 2800RPM, 87KW, 300NM,138A, 410V 3000RPM, 89KW, 285NM,131A, 440V FORCED VENTILATION; DIRECTION OF AIR FLOW DE --> NDE; DEGREE OF PROTECTION IP55 INCREMENTAL ENCODER 22 BIT WITH COMMUTATING POSITION (ENCODER IC22DQ) WITH DRIVE-CLIQ INTERFACE DESIGN IM B3 (IM V5, IM V6) SHAFT WITH FITTED KEY FULL-KEY BALANCING BEARING: STANDARD WITH FIXED BEARING, VIBRATION SEVERITY GRADE S/A; SHAFT AND FLANGE ACCURACY: R TERMINAL BOX (ABOVE) CABLE ENTRY ON THE RIGHT SIGNAL CONNECTION D-END | 15269 | TEM | 1 | MC | 218 | 1
1PH81652DL020CA1 | SIMOTICS M COMPACT SYNCHRONOUS MOTOR 2500RPM, 84KW, 320NM,148A, 370V 2800RPM, 87KW, 300NM,138A, 410V 3000RPM, 89KW, 285NM,131A, 440V FORCED VENTILATION; DIRECTION OF AIR FLOW DE --> NDE; DEGREE OF PROTECTION IP55 INCREMENTAL ENCODER 22 BIT WITH COMMUTATING POSITION (ENCODER IC22DQ) WITH DRIVE-CLIQ INTERFACE DESIGN IM B5 (IMV 1,IM V3) PLAIN SHAFT WITHOUT FITTED KEY; BEARING: STANDARD WITH FIXED BEARING, VIBRATION SEVERITY GRADE S/A; SHAFT AND FLANGE ACCURACY: R TERMINAL BOX (ABOVE) CABLE ENTRY ON THE RIGHT SIGNAL CONNECTION D-END | 15724 | TEM | 1 | MC | 218 | 1
1PH81652DL022CC1 | SIMOTICS M COMPACT SYNCHRONOUS MOTOR 2500RPM, 84KW, 320NM,148A, 370V 2800RPM, 87KW, 300NM,138A, 410V 3000RPM, 89KW, 285NM,131A, 440V FORCED VENTILATION; DIRECTION OF AIR FLOW DE --> NDE; DEGREE OF PROTECTION IP55 INCREMENTAL ENCODER 22 BIT WITH COMMUTATING POSITION (ENCODER IC22DQ) WITH DRIVE-CLIQ INTERFACE DESIGN IM B5 (IMV 1,IM V3) SHAFT WITH FITTED KEY HALF-KEY BALANCING BEARING: STANDARD WITH FIXED BEARING, VIBRATION SEVERITY GRADE S/A; SHAFT AND FLANGE ACCURACY: R TERMINAL BOX (ABOVE) CABLE ENTRY ON THE ND-END SIGNAL CONNECTION LEFT | 15919 | TEM | 1 | MC | 218 | 1
1PH81652DL101QA1 | SIMOTICS M COMPACT SYNCHRONOUS MOTOR 2500RPM, 84KW, 320NM,148A, 370V 2800RPM, 87KW, 300NM,138A, 410V 3000RPM, 89KW, 285NM,131A, 440V FORCED VENTILATION; DIRECTION OF AIR FLOW NDE --> DE; DEGREE OF PROTECTION IP55 INCREMENTAL ENCODER 22 BIT WITH COMMUTATING POSITION (ENCODER IC22DQ) WITH DRIVE-CLIQ INTERFACE DESIGN IM B3 (IM V5, IM V6) SHAFT WITH FITTED KEY FULL-KEY BALANCING BEARING: ADVANCED LIFETIME VIBRATION SEVERITY S/A SHAFT A. FLANGE ACCURACY GR. R TERMINAL BOX (ABOVE) CABLE ENTRY ON THE RIGHT SIGNAL CONNECTION D-END | 15599 | TEM | 1 | MC | 218 | 1
1PH81652DL122QC1 | SIMOTICS M COMPACT SYNCHRONOUS MOTOR 2500RPM, 84KW, 320NM,148A, 370V 2800RPM, 87KW, 300NM,138A, 410V 3000RPM, 89KW, 285NM,131A, 440V FORCED VENTILATION; DIRECTION OF AIR FLOW NDE --> DE; DEGREE OF PROTECTION IP55 INCREMENTAL ENCODER 22 BIT WITH COMMUTATING POSITION (ENCODER IC22DQ) WITH DRIVE-CLIQ INTERFACE DESIGN IM B5 (IMV 1,IM V3) SHAFT WITH FITTED KEY HALF-KEY BALANCING BEARING: ADVANCED LIFETIME VIBRATION SEVERITY S/A SHAFT A. FLANGE ACCURACY GR. R TERMINAL BOX (ABOVE) CABLE ENTRY ON THE ND-END SIGNAL CONNECTION LEFT | 16249 | TEM | 1 | MC | 218 | 1
1PH81652DL132BB1 | SIMOTICS M COMPACT SYNCHRONOUS MOTOR 2500RPM, 84KW, 320NM,148A, 370V 2800RPM, 87KW, 300NM,138A, 410V 3000RPM, 89KW, 285NM,131A, 440V FORCED VENTILATION; DIRECTION OF AIR FLOW NDE --> DE; DEGREE OF PROTECTION IP55 INCREMENTAL ENCODER 22 BIT WITH COMMUTATING POSITION (ENCODER IC22DQ) WITH DRIVE-CLIQ INTERFACE DESIGN IM B35 (IM V15, IM V35) SHAFT WITH FITTED KEY HALF-KEY BALANCING BEARING: STANDARD WITH FIXED BEARING, VIBRATION SEVERITY GRADE R/A; SHAFT AND FLANGE ACCURACY: R TERMINAL BOX (ABOVE) CABLE ENTRY ON THE LEFT SIGNAL CONNECTION D-END | 15724 | TEM | 1 | MC | 218 | 1
1PH81652DL132QA1 | SIMOTICS M COMPACT SYNCHRONOUS MOTOR 2500RPM, 84KW, 320NM,148A, 370V 2800RPM, 87KW, 300NM,138A, 410V 3000RPM, 89KW, 285NM,131A, 440V FORCED VENTILATION; DIRECTION OF AIR FLOW NDE --> DE; DEGREE OF PROTECTION IP55 INCREMENTAL ENCODER 22 BIT WITH COMMUTATING POSITION (ENCODER IC22DQ) WITH DRIVE-CLIQ INTERFACE DESIGN IM B35 (IM V15, IM V35) SHAFT WITH FITTED KEY HALF-KEY BALANCING BEARING: ADVANCED LIFETIME VIBRATION SEVERITY S/A SHAFT A. FLANGE ACCURACY GR. R TERMINAL BOX (ABOVE) CABLE ENTRY ON THE RIGHT SIGNAL CONNECTION D-END | 16249 | TEM | 1 | MC | 218 | 1
1PH81652EL132BB1 | SIMOTICS M COMPACT SYNCHRONOUS MOTOR 2500RPM, 84KW, 320NM,148A, 370V 2800RPM, 87KW, 300NM,138A, 410V 3000RPM, 89KW, 285NM,131A, 440V FORCED VENTILATION; DIRECTION OF AIR FLOW NDE --> DE; DEGREE OF PROTECTION IP55 ABSOLUTE ENCODER ENDAT 2048 S/R (ENCODER AM2048S/R) DESIGN IM B35 (IM V15, IM V35) SHAFT WITH FITTED KEY HALF-KEY BALANCING BEARING: STANDARD WITH FIXED BEARING, VIBRATION SEVERITY GRADE R/A; SHAFT AND FLANGE ACCURACY: R TERMINAL BOX (ABOVE) CABLE ENTRY ON THE LEFT SIGNAL CONNECTION D-END | 15941 | TEM | 1 | MC | 218 | 1
1PH81652FF000CA1 | SIMOTICS M COMPACT SYNCHRONOUS MOTOR 1500RPM, 61KW, 390NM,119A, 340V 1750RPM, 69KW, 375NM,115A, 395V 2000RPM, 74KW, 355NM,110A, 445V FORCED VENTILATION; DIRECTION OF AIR FLOW DE --> NDE; DEGREE OF PROTECTION IP55 ABSOLUTE ENCODER 22 BIT SINGLETURN AND 12 BIT MULTITURN (ENCODER AM22DQ) WITH DRIVE-CLIQ INTERFACE DESIGN IM B3 (IM V5, IM V6) PLAIN SHAFT WITHOUT FITTED KEY; BEARING: STANDARD WITH FIXED BEARING, VIBRATION SEVERITY GRADE S/A; SHAFT AND FLANGE ACCURACY: R TERMINAL BOX (ABOVE) CABLE ENTRY ON THE RIGHT SIGNAL CONNECTION D-END | 15984 | TEM | 1 | MC | 218 | 1
1PH81652FF001BA1 | SIMOTICS M COMPACT SYNCHRONOUS MOTOR 1500RPM, 61KW, 390NM,119A, 340V 1750RPM, 69KW, 375NM,115A, 395V 2000RPM, 74KW, 355NM,110A, 445V FORCED VENTILATION; DIRECTION OF AIR FLOW DE --> NDE; DEGREE OF PROTECTION IP55 ABSOLUTE ENCODER 22 BIT SINGLETURN AND 12 BIT MULTITURN (ENCODER AM22DQ) WITH DRIVE-CLIQ INTERFACE DESIGN IM B3 (IM V5, IM V6) SHAFT WITH FITTED KEY FULL-KEY BALANCING BEARING: STANDARD WITH FIXED BEARING, VIBRATION SEVERITY GRADE R/A; SHAFT AND FLANGE ACCURACY: R TERMINAL BOX (ABOVE) CABLE ENTRY ON THE RIGHT SIGNAL CONNECTION D-END | 15984 | TEM | 1 | MC | 218 | 1
1PH81652FF002BA1 | SIMOTICS M COMPACT SYNCHRONOUS MOTOR 1500RPM, 61KW, 390NM,119A, 340V 1750RPM, 69KW, 375NM,115A, 395V 2000RPM, 74KW, 355NM,110A, 445V FORCED VENTILATION; DIRECTION OF AIR FLOW DE --> NDE; DEGREE OF PROTECTION IP55 ABSOLUTE ENCODER 22 BIT SINGLETURN AND 12 BIT MULTITURN (ENCODER AM22DQ) WITH DRIVE-CLIQ INTERFACE DESIGN IM B3 (IM V5, IM V6) SHAFT WITH FITTED KEY HALF-KEY BALANCING BEARING: STANDARD WITH FIXED BEARING, VIBRATION SEVERITY GRADE R/A; SHAFT AND FLANGE ACCURACY: R TERMINAL BOX (ABOVE) CABLE ENTRY ON THE RIGHT SIGNAL CONNECTION D-END | 15984 | TEM | 1 | MC | 218 | 1
1PH81652FF020BB1 | SIMOTICS M COMPACT SYNCHRONOUS MOTOR 1500RPM, 61KW, 390NM,119A, 340V 1750RPM, 69KW, 375NM,115A, 395V 2000RPM, 74KW, 355NM,110A, 445V FORCED VENTILATION; DIRECTION OF AIR FLOW DE --> NDE; DEGREE OF PROTECTION IP55 ABSOLUTE ENCODER 22 BIT SINGLETURN AND 12 BIT MULTITURN (ENCODER AM22DQ) WITH DRIVE-CLIQ INTERFACE DESIGN IM B5 (IMV 1,IM V3) PLAIN SHAFT WITHOUT FITTED KEY; BEARING: STANDARD WITH FIXED BEARING, VIBRATION SEVERITY GRADE R/A; SHAFT AND FLANGE ACCURACY: R TERMINAL BOX (ABOVE) CABLE ENTRY ON THE LEFT SIGNAL CONNECTION D-END | 16439 | TEM | 1 | MC | 218 | 1
1PH81652FF021GB1 | SIMOTICS M COMPACT SYNCHRONOUS MOTOR 1500RPM, 61KW, 390NM,119A, 340V 1750RPM, 69KW, 375NM,115A, 395V 2000RPM, 74KW, 355NM,110A, 445V FORCED VENTILATION; DIRECTION OF AIR FLOW DE --> NDE; DEGREE OF PROTECTION IP55 ABSOLUTE ENCODER 22 BIT SINGLETURN AND 12 BIT MULTITURN (ENCODER AM22DQ) WITH DRIVE-CLIQ INTERFACE DESIGN IM B5 (IMV 1,IM V3) SHAFT WITH FITTED KEY FULL-KEY BALANCING BEARING: STANDARD, VIBRATION SEVERITY GRADE R/A; SHAFT AND FLANGE ACCURACY: R TERMINAL BOX (ABOVE) CABLE ENTRY ON THE LEFT SIGNAL CONNECTION D-END | 16350 | TEM | 1 | MC | 218 | 1
1PH81652FF022BA1 | SIMOTICS M COMPACT SYNCHRONOUS MOTOR 1500RPM, 61KW, 390NM,119A, 340V 1750RPM, 69KW, 375NM,115A, 395V 2000RPM, 74KW, 355NM,110A, 445V FORCED VENTILATION; DIRECTION OF AIR FLOW DE --> NDE; DEGREE OF PROTECTION IP55 ABSOLUTE ENCODER 22 BIT SINGLETURN AND 12 BIT MULTITURN (ENCODER AM22DQ) WITH DRIVE-CLIQ INTERFACE DESIGN IM B5 (IMV 1,IM V3) SHAFT WITH FITTED KEY HALF-KEY BALANCING BEARING: STANDARD WITH FIXED BEARING, VIBRATION SEVERITY GRADE R/A; SHAFT AND FLANGE ACCURACY: R TERMINAL BOX (ABOVE) CABLE ENTRY ON THE RIGHT SIGNAL CONNECTION D-END | 16634 | TEM | 1 | MC | 218 | 1
1PH81652FF030BA1 | SIMOTICS M COMPACT SYNCHRONOUS MOTOR 1500RPM, 61KW, 390NM,119A, 340V 1750RPM, 69KW, 375NM,115A, 395V 2000RPM, 74KW, 355NM,110A, 445V FORCED VENTILATION; DIRECTION OF AIR FLOW DE --> NDE; DEGREE OF PROTECTION IP55 ABSOLUTE ENCODER 22 BIT SINGLETURN AND 12 BIT MULTITURN (ENCODER AM22DQ) WITH DRIVE-CLIQ INTERFACE DESIGN IM B35 (IM V15, IM V35) PLAIN SHAFT WITHOUT FITTED KEY; BEARING: STANDARD WITH FIXED BEARING, VIBRATION SEVERITY GRADE R/A; SHAFT AND FLANGE ACCURACY: R TERMINAL BOX (ABOVE) CABLE ENTRY ON THE RIGHT SIGNAL CONNECTION D-END | 16439 | TEM | 1 | MC | 218 | 1
1PH81652FF030CA1 | SIMOTICS M COMPACT SYNCHRONOUS MOTOR 1500RPM, 61KW, 390NM,119A, 340V 1750RPM, 69KW, 375NM,115A, 395V 2000RPM, 74KW, 355NM,110A, 445V FORCED VENTILATION; DIRECTION OF AIR FLOW DE --> NDE; DEGREE OF PROTECTION IP55 ABSOLUTE ENCODER 22 BIT SINGLETURN AND 12 BIT MULTITURN (ENCODER AM22DQ) WITH DRIVE-CLIQ INTERFACE DESIGN IM B35 (IM V15, IM V35) PLAIN SHAFT WITHOUT FITTED KEY; BEARING: STANDARD WITH FIXED BEARING, VIBRATION SEVERITY GRADE S/A; SHAFT AND FLANGE ACCURACY: R TERMINAL BOX (ABOVE) CABLE ENTRY ON THE RIGHT SIGNAL CONNECTION D-END | 16634 | TEM | 1 | MC | 218 | 1
1PH81652FF031CA1 | SIMOTICS M COMPACT SYNCHRONOUS MOTOR 1500RPM, 61KW, 390NM,119A, 340V 1750RPM, 69KW, 375NM,115A, 395V 2000RPM, 74KW, 355NM,110A, 445V FORCED VENTILATION; DIRECTION OF AIR FLOW DE --> NDE; DEGREE OF PROTECTION IP55 ABSOLUTE ENCODER 22 BIT SINGLETURN AND 12 BIT MULTITURN (ENCODER AM22DQ) WITH DRIVE-CLIQ INTERFACE DESIGN IM B35 (IM V15, IM V35) SHAFT WITH FITTED KEY FULL-KEY BALANCING BEARING: STANDARD WITH FIXED BEARING, VIBRATION SEVERITY GRADE S/A; SHAFT AND FLANGE ACCURACY: R TERMINAL BOX (ABOVE) CABLE ENTRY ON THE RIGHT SIGNAL CONNECTION D-END | 16829 | TEM | 1 | MC | 218 | 1
1PH81652FF032QA1 | SIMOTICS M COMPACT SYNCHRONOUS MOTOR 1500RPM, 61KW, 390NM,119A, 340V 1750RPM, 69KW, 375NM,115A, 395V 2000RPM, 74KW, 355NM,110A, 445V FORCED VENTILATION; DIRECTION OF AIR FLOW DE --> NDE; DEGREE OF PROTECTION IP55 ABSOLUTE ENCODER 22 BIT SINGLETURN AND 12 BIT MULTITURN (ENCODER AM22DQ) WITH DRIVE-CLIQ INTERFACE DESIGN IM B35 (IM V15, IM V35) SHAFT WITH FITTED KEY HALF-KEY BALANCING BEARING: ADVANCED LIFETIME VIBRATION SEVERITY S/A SHAFT A. FLANGE ACCURACY GR. R TERMINAL BOX (ABOVE) CABLE ENTRY ON THE RIGHT SIGNAL CONNECTION D-END | 17160 | TEM | 1 | MC | 218 | 1
1PH81652FF101BB1 | SIMOTICS M COMPACT SYNCHRONOUS MOTOR 1500RPM, 61KW, 390NM,119A, 340V 1750RPM, 69KW, 375NM,115A, 395V 2000RPM, 74KW, 355NM,110A, 445V FORCED VENTILATION; DIRECTION OF AIR FLOW NDE --> DE; DEGREE OF PROTECTION IP55 ABSOLUTE ENCODER 22 BIT SINGLETURN AND 12 BIT MULTITURN (ENCODER AM22DQ) WITH DRIVE-CLIQ INTERFACE DESIGN IM B3 (IM V5, IM V6) SHAFT WITH FITTED KEY FULL-KEY BALANCING BEARING: STANDARD WITH FIXED BEARING, VIBRATION SEVERITY GRADE R/A; SHAFT AND FLANGE ACCURACY: R TERMINAL BOX (ABOVE) CABLE ENTRY ON THE LEFT SIGNAL CONNECTION D-END | 15984 | TEM | 1 | MC | 218 | 1
1PH81652FF130BA1 | SIMOTICS M COMPACT SYNCHRONOUS MOTOR 1500RPM, 61KW, 390NM,119A, 340V 1750RPM, 69KW, 375NM,115A, 395V 2000RPM, 74KW, 355NM,110A, 445V FORCED VENTILATION; DIRECTION OF AIR FLOW NDE --> DE; DEGREE OF PROTECTION IP55 ABSOLUTE ENCODER 22 BIT SINGLETURN AND 12 BIT MULTITURN (ENCODER AM22DQ) WITH DRIVE-CLIQ INTERFACE DESIGN IM B35 (IM V15, IM V35) PLAIN SHAFT WITHOUT FITTED KEY; BEARING: STANDARD WITH FIXED BEARING, VIBRATION SEVERITY GRADE R/A; SHAFT AND FLANGE ACCURACY: R TERMINAL BOX (ABOVE) CABLE ENTRY ON THE RIGHT SIGNAL CONNECTION D-END | 16439 | TEM | 1 | MC | 218 | 1
1PH81652FF132QA1 | SIMOTICS M COMPACT SYNCHRONOUS MOTOR 1500RPM, 61KW, 390NM,119A, 340V 1750RPM, 69KW, 375NM,115A, 395V 2000RPM, 74KW, 355NM,110A, 445V FORCED VENTILATION; DIRECTION OF AIR FLOW NDE --> DE; DEGREE OF PROTECTION IP55 ABSOLUTE ENCODER 22 BIT SINGLETURN AND 12 BIT MULTITURN (ENCODER AM22DQ) WITH DRIVE-CLIQ INTERFACE DESIGN IM B35 (IM V15, IM V35) SHAFT WITH FITTED KEY HALF-KEY BALANCING BEARING: ADVANCED LIFETIME VIBRATION SEVERITY S/A SHAFT A. FLANGE ACCURACY GR. R TERMINAL BOX (ABOVE) CABLE ENTRY ON THE RIGHT SIGNAL CONNECTION D-END | 17160 | TEM | 1 | MC | 218 | 1
1PH81652MF000BA1 | SIMOTICS M COMPACT SYNCHRONOUS MOTOR 1500RPM, 61KW, 390NM,119A, 340V 1750RPM, 69KW, 375NM,115A, 395V 2000RPM, 74KW, 355NM,110A, 445V FORCED VENTILATION; DIRECTION OF AIR FLOW DE --> NDE; DEGREE OF PROTECTION IP55 INCREMENTAL ENCODER SIN/COS 1VPP 2048 S/R WITH ND-END AT TERMINAL BOX (ENCODER IC2048S/R) DESIGN IM B3 (IM V5, IM V6) PLAIN SHAFT WITHOUT FITTED KEY; BEARING: STANDARD WITH FIXED BEARING, VIBRATION SEVERITY GRADE R/A; SHAFT AND FLANGE ACCURACY: R TERMINAL BOX (ABOVE) CABLE ENTRY ON THE RIGHT SIGNAL CONNECTION D-END | 14185 | TEM | 1 | MC | 218 | 1
1PH81652MF001BA1 | SIMOTICS M COMPACT SYNCHRONOUS MOTOR 1500RPM, 61KW, 390NM,119A, 340V 1750RPM, 69KW, 375NM,115A, 395V 2000RPM, 74KW, 355NM,110A, 445V FORCED VENTILATION; DIRECTION OF AIR FLOW DE --> NDE; DEGREE OF PROTECTION IP55 INCREMENTAL ENCODER SIN/COS 1VPP 2048 S/R WITH ND-END AT TERMINAL BOX (ENCODER IC2048S/R) DESIGN IM B3 (IM V5, IM V6) SHAFT WITH FITTED KEY FULL-KEY BALANCING BEARING: STANDARD WITH FIXED BEARING, VIBRATION SEVERITY GRADE R/A; SHAFT AND FLANGE ACCURACY: R TERMINAL BOX (ABOVE) CABLE ENTRY ON THE RIGHT SIGNAL CONNECTION D-END | 14380 | TEM | 1 | MC | 218 | 1
1PH81652MF002BB1 | SIMOTICS M COMPACT SYNCHRONOUS MOTOR 1500RPM, 61KW, 390NM,119A, 340V 1750RPM, 69KW, 375NM,115A, 395V 2000RPM, 74KW, 355NM,110A, 445V FORCED VENTILATION; DIRECTION OF AIR FLOW DE --> NDE; DEGREE OF PROTECTION IP55 INCREMENTAL ENCODER SIN/COS 1VPP 2048 S/R WITH ND-END AT TERMINAL BOX (ENCODER IC2048S/R) DESIGN IM B3 (IM V5, IM V6) SHAFT WITH FITTED KEY HALF-KEY BALANCING BEARING: STANDARD WITH FIXED BEARING, VIBRATION SEVERITY GRADE R/A; SHAFT AND FLANGE ACCURACY: R TERMINAL BOX (ABOVE) CABLE ENTRY ON THE LEFT SIGNAL CONNECTION D-END | 14380 | TEM | 1 | MC | 218 | 1
1PH81652ML020CA1 | SIMOTICS M COMPACT SYNCHRONOUS MOTOR 2500RPM, 84KW, 320NM,148A, 370V 2800RPM, 87KW, 300NM,138A, 410V 3000RPM, 89KW, 285NM,131A, 440V FORCED VENTILATION; DIRECTION OF AIR FLOW DE --> NDE; DEGREE OF PROTECTION IP55 INCREMENTAL ENCODER SIN/COS 1VPP 2048 S/R WITH ND-END AT TERMINAL BOX (ENCODER IC2048S/R) DESIGN IM B5 (IMV 1,IM V3) PLAIN SHAFT WITHOUT FITTED KEY; BEARING: STANDARD WITH FIXED BEARING, VIBRATION SEVERITY GRADE S/A; SHAFT AND FLANGE ACCURACY: R TERMINAL BOX (ABOVE) CABLE ENTRY ON THE RIGHT SIGNAL CONNECTION D-END | 15030 | TEM | 1 | MC | 218 | 1
1PH81653FD032AA1 | SIMOTICS M COMPACT ASYNCHRONOUS MOTOR 1000RPM, 28KW, 267NM, 71A, 292V 1150RPM, 31KW, 257NM, 69A, 333V 1350RPM, 34KW, 241NM, 66A, 387V FORCED VENTILATION; DIRECTION OF AIR FLOW DE --> NDE; DEGREE OF PROTECTION IP55 ABSOLUTE ENCODER 22 BIT SINGLETURN AND 12 BIT MULTITURN (ENCODER AM22DQ) WITH DRIVE-CLIQ INTERFACE DESIGN IM B35 (IM V15, IM V35) SHAFT WITH FITTED KEY HALF-KEY BALANCING BEARING: STANDARD VIBRATION SEVERITY GRADE A; SHAFT A.FLANGE ACCURACY GR. N TERMINAL BOX (ABOVE) CABLE ENTRY ON THE RIGHT SIGNAL CONNECTION D-END | 9058 | TEM | 1 | MC | 230 | 1
1PH81654DF031AA1 | SIMOTICS M COMPACT SYNCHRONOUS MOTOR 1500RPM, 61KW, 390NM,119A, 340V 1750RPM, 69KW, 375NM,115A, 395V 2000RPM, 74KW, 355NM,110A, 445V FORCED VENTILATION; DIRECTION OF AIR FLOW DE --> NDE; DEGREE OF PROTECTION IP55 INCREMENTAL ENCODER 22 BIT WITH COMMUTATING POSITION (ENCODER IC22DQ) WITH DRIVE-CLIQ INTERFACE DESIGN IM B35 (IM V15, IM V35) SHAFT WITH FITTED KEY FULL-KEY BALANCING BEARING: STANDARD VIBRATION SEVERITY GRADE A; SHAFT A.FLANGE ACCURACY GR. N TERMINAL BOX (ABOVE) CABLE ENTRY ON THE RIGHT SIGNAL CONNECTION D-END | 15439 | TEM | 1 | MC | 218 | 1
1PH81661AF200BA1 | SIMOTICS M COMPACT ASYNCHRONOUS MOTOR 1500RPM, 52KW, 331NM,116A, 332V 1750RPM, 61KW, 333NM,116A, 381V 2000RPM, 68KW, 325NM,116A, 426V WATER COOLING DEGREE OF PROTECTION IP65 W/O ENCODER DESIGN IM B3 (IM V5, IM V6) PLAIN SHAFT WITHOUT FITTED KEY; BEARING: STANDARD WITH FIXED BEARING, VIBRATION SEVERITY GRADE R/A; SHAFT AND FLANGE ACCURACY: R TERMINAL BOX (ABOVE) CABLE ENTRY ON THE RIGHT SIGNAL CONNECTION D-END | 9542 | TEM | 1 | MC | 269 | 1
1PH81661AF200BB1 | SIMOTICS M COMPACT ASYNCHRONOUS MOTOR 1500RPM, 52KW, 331NM,116A, 332V 1750RPM, 61KW, 333NM,116A, 381V 2000RPM, 68KW, 325NM,116A, 426V WATER COOLING DEGREE OF PROTECTION IP65 W/O ENCODER DESIGN IM B3 (IM V5, IM V6) PLAIN SHAFT WITHOUT FITTED KEY; BEARING: STANDARD WITH FIXED BEARING, VIBRATION SEVERITY GRADE R/A; SHAFT AND FLANGE ACCURACY: R TERMINAL BOX (ABOVE) CABLE ENTRY ON THE LEFT SIGNAL CONNECTION D-END | 9542 | TEM | 1 | MC | 269 | 1
1PH81661AF200BC1 | SIMOTICS M COMPACT ASYNCHRONOUS MOTOR 1500RPM, 52KW, 331NM,116A, 332V 1750RPM, 61KW, 333NM,116A, 381V 2000RPM, 68KW, 325NM,116A, 426V WATER COOLING DEGREE OF PROTECTION IP65 W/O ENCODER DESIGN IM B3 (IM V5, IM V6) PLAIN SHAFT WITHOUT FITTED KEY; BEARING: STANDARD WITH FIXED BEARING, VIBRATION SEVERITY GRADE R/A; SHAFT AND FLANGE ACCURACY: R TERMINAL BOX (ABOVE) CABLE ENTRY ON THE ND-END SIGNAL CONNECTION LEFT | 9542 | TEM | 1 | MC | 269 | 1
1PH81661AF200CA1 | SIMOTICS M COMPACT ASYNCHRONOUS MOTOR 1500RPM, 52KW, 331NM,116A, 332V 1750RPM, 61KW, 333NM,116A, 381V 2000RPM, 68KW, 325NM,116A, 426V WATER COOLING DEGREE OF PROTECTION IP65 W/O ENCODER DESIGN IM B3 (IM V5, IM V6) PLAIN SHAFT WITHOUT FITTED KEY; BEARING: STANDARD WITH FIXED BEARING, VIBRATION SEVERITY GRADE S/A; SHAFT AND FLANGE ACCURACY: R TERMINAL BOX (ABOVE) CABLE ENTRY ON THE RIGHT SIGNAL CONNECTION D-END | 9737 | TEM | 1 | MC | 269 | 1
1PH81661AF200CB1 | SIMOTICS M COMPACT ASYNCHRONOUS MOTOR 1500RPM, 52KW, 331NM,116A, 332V 1750RPM, 61KW, 333NM,116A, 381V 2000RPM, 68KW, 325NM,116A, 426V WATER COOLING DEGREE OF PROTECTION IP65 W/O ENCODER DESIGN IM B3 (IM V5, IM V6) PLAIN SHAFT WITHOUT FITTED KEY; BEARING: STANDARD WITH FIXED BEARING, VIBRATION SEVERITY GRADE S/A; SHAFT AND FLANGE ACCURACY: R TERMINAL BOX (ABOVE) CABLE ENTRY ON THE LEFT SIGNAL CONNECTION D-END | 9737 | TEM | 1 | MC | 269 | 1
1PH81661AF200CC1 | SIMOTICS M COMPACT ASYNCHRONOUS MOTOR 1500RPM, 52KW, 331NM,116A, 332V 1750RPM, 61KW, 333NM,116A, 381V 2000RPM, 68KW, 325NM,116A, 426V WATER COOLING DEGREE OF PROTECTION IP65 W/O ENCODER DESIGN IM B3 (IM V5, IM V6) PLAIN SHAFT WITHOUT FITTED KEY; BEARING: STANDARD WITH FIXED BEARING, VIBRATION SEVERITY GRADE S/A; SHAFT AND FLANGE ACCURACY: R TERMINAL BOX (ABOVE) CABLE ENTRY ON THE ND-END SIGNAL CONNECTION LEFT | 9737 | TEM | 1 | MC | 269 | 1
1PH81661AF202BA1 | SIMOTICS M COMPACT ASYNCHRONOUS MOTOR 1500RPM, 52KW, 331NM,116A, 332V 1750RPM, 61KW, 333NM,116A, 381V 2000RPM, 68KW, 325NM,116A, 426V WATER COOLING DEGREE OF PROTECTION IP65 W/O ENCODER DESIGN IM B3 (IM V5, IM V6) SHAFT WITH FITTED KEY HALF-KEY BALANCING BEARING: STANDARD WITH FIXED BEARING, VIBRATION SEVERITY GRADE R/A; SHAFT AND FLANGE ACCURACY: R TERMINAL BOX (ABOVE) CABLE ENTRY ON THE RIGHT SIGNAL CONNECTION D-END | 9737 | TEM | 1 | MC | 269 | 1
1PH81661AF202BB1 | SIMOTICS M COMPACT ASYNCHRONOUS MOTOR 1500RPM, 52KW, 331NM,116A, 332V 1750RPM, 61KW, 333NM,116A, 381V 2000RPM, 68KW, 325NM,116A, 426V WATER COOLING DEGREE OF PROTECTION IP65 W/O ENCODER DESIGN IM B3 (IM V5, IM V6) SHAFT WITH FITTED KEY HALF-KEY BALANCING BEARING: STANDARD WITH FIXED BEARING, VIBRATION SEVERITY GRADE R/A; SHAFT AND FLANGE ACCURACY: R TERMINAL BOX (ABOVE) CABLE ENTRY ON THE LEFT SIGNAL CONNECTION D-END | 9737 | TEM | 1 | MC | 269 | 1
1PH81661AF202BC1 | SIMOTICS M COMPACT ASYNCHRONOUS MOTOR 1500RPM, 52KW, 331NM,116A, 332V 1750RPM, 61KW, 333NM,116A, 381V 2000RPM, 68KW, 325NM,116A, 426V WATER COOLING DEGREE OF PROTECTION IP65 W/O ENCODER DESIGN IM B3 (IM V5, IM V6) SHAFT WITH FITTED KEY HALF-KEY BALANCING BEARING: STANDARD WITH FIXED BEARING, VIBRATION SEVERITY GRADE R/A; SHAFT AND FLANGE ACCURACY: R TERMINAL BOX (ABOVE) CABLE ENTRY ON THE ND-END SIGNAL CONNECTION LEFT | 9737 | TEM | 1 | MC | 269 | 1
1PH81661AF202CA1 | SIMOTICS M COMPACT ASYNCHRONOUS MOTOR 1500RPM, 52KW, 331NM,116A, 332V 1750RPM, 61KW, 333NM,116A, 381V 2000RPM, 68KW, 325NM,116A, 426V WATER COOLING DEGREE OF PROTECTION IP65 W/O ENCODER DESIGN IM B3 (IM V5, IM V6) SHAFT WITH FITTED KEY HALF-KEY BALANCING BEARING: STANDARD WITH FIXED BEARING, VIBRATION SEVERITY GRADE S/A; SHAFT AND FLANGE ACCURACY: R TERMINAL BOX (ABOVE) CABLE ENTRY ON THE RIGHT SIGNAL CONNECTION D-END | 9932 | TEM | 1 | MC | 269 | 1
1PH81661AF202CB1 | SIMOTICS M COMPACT ASYNCHRONOUS MOTOR 1500RPM, 52KW, 331NM,116A, 332V 1750RPM, 61KW, 333NM,116A, 381V 2000RPM, 68KW, 325NM,116A, 426V WATER COOLING DEGREE OF PROTECTION IP65 W/O ENCODER DESIGN IM B3 (IM V5, IM V6) SHAFT WITH FITTED KEY HALF-KEY BALANCING BEARING: STANDARD WITH FIXED BEARING, VIBRATION SEVERITY GRADE S/A; SHAFT AND FLANGE ACCURACY: R TERMINAL BOX (ABOVE) CABLE ENTRY ON THE LEFT SIGNAL CONNECTION D-END | 9932 | TEM | 1 | MC | 269 | 1
1PH81661AF202CC1 | SIMOTICS M COMPACT ASYNCHRONOUS MOTOR 1500RPM, 52KW, 331NM,116A, 332V 1750RPM, 61KW, 333NM,116A, 381V 2000RPM, 68KW, 325NM,116A, 426V WATER COOLING DEGREE OF PROTECTION IP65 W/O ENCODER DESIGN IM B3 (IM V5, IM V6) SHAFT WITH FITTED KEY HALF-KEY BALANCING BEARING: STANDARD WITH FIXED BEARING, VIBRATION SEVERITY GRADE S/A; SHAFT AND FLANGE ACCURACY: R TERMINAL BOX (ABOVE) CABLE ENTRY ON THE ND-END SIGNAL CONNECTION LEFT | 9932 | TEM | 1 | MC | 269 | 1
1PH81661AF220BA1 | SIMOTICS M COMPACT ASYNCHRONOUS MOTOR 1500RPM, 52KW, 331NM,116A, 332V 1750RPM, 61KW, 333NM,116A, 381V 2000RPM, 68KW, 325NM,116A, 426V WATER COOLING DEGREE OF PROTECTION IP65 W/O ENCODER DESIGN IM B5 (IMV 1,IM V3) PLAIN SHAFT WITHOUT FITTED KEY; BEARING: STANDARD WITH FIXED BEARING, VIBRATION SEVERITY GRADE R/A; SHAFT AND FLANGE ACCURACY: R TERMINAL BOX (ABOVE) CABLE ENTRY ON THE RIGHT SIGNAL CONNECTION D-END | 10192 | TEM | 1 | MC | 269 | 1
1PH81661AF220BB1 | SIMOTICS M COMPACT ASYNCHRONOUS MOTOR 1500RPM, 52KW, 331NM,116A, 332V 1750RPM, 61KW, 333NM,116A, 381V 2000RPM, 68KW, 325NM,116A, 426V WATER COOLING DEGREE OF PROTECTION IP65 W/O ENCODER DESIGN IM B5 (IMV 1,IM V3) PLAIN SHAFT WITHOUT FITTED KEY; BEARING: STANDARD WITH FIXED BEARING, VIBRATION SEVERITY GRADE R/A; SHAFT AND FLANGE ACCURACY: R TERMINAL BOX (ABOVE) CABLE ENTRY ON THE LEFT SIGNAL CONNECTION D-END | 10192 | TEM | 1 | MC | 269 | 1
1PH81661AF220BC1 | SIMOTICS M COMPACT ASYNCHRONOUS MOTOR 1500RPM, 52KW, 331NM,116A, 332V 1750RPM, 61KW, 333NM,116A, 381V 2000RPM, 68KW, 325NM,116A, 426V WATER COOLING DEGREE OF PROTECTION IP65 W/O ENCODER DESIGN IM B5 (IMV 1,IM V3) PLAIN SHAFT WITHOUT FITTED KEY; BEARING: STANDARD WITH FIXED BEARING, VIBRATION SEVERITY GRADE R/A; SHAFT AND FLANGE ACCURACY: R TERMINAL BOX (ABOVE) CABLE ENTRY ON THE ND-END SIGNAL CONNECTION LEFT | 10192 | TEM | 1 | MC | 269 | 1
1PH81661AF220CA1 | SIMOTICS M COMPACT ASYNCHRONOUS MOTOR 1500RPM, 52KW, 331NM,116A, 332V 1750RPM, 61KW, 333NM,116A, 381V 2000RPM, 68KW, 325NM,116A, 426V WATER COOLING DEGREE OF PROTECTION IP65 W/O ENCODER DESIGN IM B5 (IMV 1,IM V3) PLAIN SHAFT WITHOUT FITTED KEY; BEARING: STANDARD WITH FIXED BEARING, VIBRATION SEVERITY GRADE S/A; SHAFT AND FLANGE ACCURACY: R TERMINAL BOX (ABOVE) CABLE ENTRY ON THE RIGHT SIGNAL CONNECTION D-END | 10387 | TEM | 1 | MC | 269 | 1
1PH81661AF220CB1 | SIMOTICS M COMPACT ASYNCHRONOUS MOTOR 1500RPM, 52KW, 331NM,116A, 332V 1750RPM, 61KW, 333NM,116A, 381V 2000RPM, 68KW, 325NM,116A, 426V WATER COOLING DEGREE OF PROTECTION IP65 W/O ENCODER DESIGN IM B5 (IMV 1,IM V3) PLAIN SHAFT WITHOUT FITTED KEY; BEARING: STANDARD WITH FIXED BEARING, VIBRATION SEVERITY GRADE S/A; SHAFT AND FLANGE ACCURACY: R TERMINAL BOX (ABOVE) CABLE ENTRY ON THE LEFT SIGNAL CONNECTION D-END | 10387 | TEM | 1 | MC | 269 | 1
1PH81661AF220CC1 | SIMOTICS M COMPACT ASYNCHRONOUS MOTOR 1500RPM, 52KW, 331NM,116A, 332V 1750RPM, 61KW, 333NM,116A, 381V 2000RPM, 68KW, 325NM,116A, 426V WATER COOLING DEGREE OF PROTECTION IP65 W/O ENCODER DESIGN IM B5 (IMV 1,IM V3) PLAIN SHAFT WITHOUT FITTED KEY; BEARING: STANDARD WITH FIXED BEARING, VIBRATION SEVERITY GRADE S/A; SHAFT AND FLANGE ACCURACY: R TERMINAL BOX (ABOVE) CABLE ENTRY ON THE ND-END SIGNAL CONNECTION LEFT | 10387 | TEM | 1 | MC | 269 | 1
1PH81661AF222BA1 | SIMOTICS M COMPACT ASYNCHRONOUS MOTOR 1500RPM, 52KW, 331NM,116A, 332V 1750RPM, 61KW, 333NM,116A, 381V 2000RPM, 68KW, 325NM,116A, 426V WATER COOLING DEGREE OF PROTECTION IP65 W/O ENCODER DESIGN IM B5 (IMV 1,IM V3) SHAFT WITH FITTED KEY HALF-KEY BALANCING BEARING: STANDARD WITH FIXED BEARING, VIBRATION SEVERITY GRADE R/A; SHAFT AND FLANGE ACCURACY: R TERMINAL BOX (ABOVE) CABLE ENTRY ON THE RIGHT SIGNAL CONNECTION D-END | 10387 | TEM | 1 | MC | 269 | 1
1PH81661AF222BB1 | SIMOTICS M COMPACT ASYNCHRONOUS MOTOR 1500RPM, 52KW, 331NM,116A, 332V 1750RPM, 61KW, 333NM,116A, 381V 2000RPM, 68KW, 325NM,116A, 426V WATER COOLING DEGREE OF PROTECTION IP65 W/O ENCODER DESIGN IM B5 (IMV 1,IM V3) SHAFT WITH FITTED KEY HALF-KEY BALANCING BEARING: STANDARD WITH FIXED BEARING, VIBRATION SEVERITY GRADE R/A; SHAFT AND FLANGE ACCURACY: R TERMINAL BOX (ABOVE) CABLE ENTRY ON THE LEFT SIGNAL CONNECTION D-END | 10387 | TEM | 1 | MC | 269 | 1
1PH81661AF222BC1 | SIMOTICS M COMPACT ASYNCHRONOUS MOTOR 1500RPM, 52KW, 331NM,116A, 332V 1750RPM, 61KW, 333NM,116A, 381V 2000RPM, 68KW, 325NM,116A, 426V WATER COOLING DEGREE OF PROTECTION IP65 W/O ENCODER DESIGN IM B5 (IMV 1,IM V3) SHAFT WITH FITTED KEY HALF-KEY BALANCING BEARING: STANDARD WITH FIXED BEARING, VIBRATION SEVERITY GRADE R/A; SHAFT AND FLANGE ACCURACY: R TERMINAL BOX (ABOVE) CABLE ENTRY ON THE ND-END SIGNAL CONNECTION LEFT | 10387 | TEM | 1 | MC | 269 | 1
1PH81661AF222CA1 | SIMOTICS M COMPACT ASYNCHRONOUS MOTOR 1500RPM, 52KW, 331NM,116A, 332V 1750RPM, 61KW, 333NM,116A, 381V 2000RPM, 68KW, 325NM,116A, 426V WATER COOLING DEGREE OF PROTECTION IP65 W/O ENCODER DESIGN IM B5 (IMV 1,IM V3) SHAFT WITH FITTED KEY HALF-KEY BALANCING BEARING: STANDARD WITH FIXED BEARING, VIBRATION SEVERITY GRADE S/A; SHAFT AND FLANGE ACCURACY: R TERMINAL BOX (ABOVE) CABLE ENTRY ON THE RIGHT SIGNAL CONNECTION D-END | 10582 | TEM | 1 | MC | 269 | 1
1PH81661AF222CB1 | SIMOTICS M COMPACT ASYNCHRONOUS MOTOR 1500RPM, 52KW, 331NM,116A, 332V 1750RPM, 61KW, 333NM,116A, 381V 2000RPM, 68KW, 325NM,116A, 426V WATER COOLING DEGREE OF PROTECTION IP65 W/O ENCODER DESIGN IM B5 (IMV 1,IM V3) SHAFT WITH FITTED KEY HALF-KEY BALANCING BEARING: STANDARD WITH FIXED BEARING, VIBRATION SEVERITY GRADE S/A; SHAFT AND FLANGE ACCURACY: R TERMINAL BOX (ABOVE) CABLE ENTRY ON THE LEFT SIGNAL CONNECTION D-END | 10582 | TEM | 1 | MC | 269 | 1
1PH81661AF222CC1 | SIMOTICS M COMPACT ASYNCHRONOUS MOTOR 1500RPM, 52KW, 331NM,116A, 332V 1750RPM, 61KW, 333NM,116A, 381V 2000RPM, 68KW, 325NM,116A, 426V WATER COOLING DEGREE OF PROTECTION IP65 W/O ENCODER DESIGN IM B5 (IMV 1,IM V3) SHAFT WITH FITTED KEY HALF-KEY BALANCING BEARING: STANDARD WITH FIXED BEARING, VIBRATION SEVERITY GRADE S/A; SHAFT AND FLANGE ACCURACY: R TERMINAL BOX (ABOVE) CABLE ENTRY ON THE ND-END SIGNAL CONNECTION LEFT | 10582 | TEM | 1 | MC | 269 | 1
1PH81661AF230BA1 | SIMOTICS M COMPACT ASYNCHRONOUS MOTOR 1500RPM, 52KW, 331NM,116A, 332V 1750RPM, 61KW, 333NM,116A, 381V 2000RPM, 68KW, 325NM,116A, 426V WATER COOLING DEGREE OF PROTECTION IP65 W/O ENCODER DESIGN IM B35 (IM V15, IM V35) PLAIN SHAFT WITHOUT FITTED KEY; BEARING: STANDARD WITH FIXED BEARING, VIBRATION SEVERITY GRADE R/A; SHAFT AND FLANGE ACCURACY: R TERMINAL BOX (ABOVE) CABLE ENTRY ON THE RIGHT SIGNAL CONNECTION D-END | 10192 | TEM | 1 | MC | 269 | 1
1PH81661AF230BB1 | SIMOTICS M COMPACT ASYNCHRONOUS MOTOR 1500RPM, 52KW, 331NM,116A, 332V 1750RPM, 61KW, 333NM,116A, 381V 2000RPM, 68KW, 325NM,116A, 426V WATER COOLING DEGREE OF PROTECTION IP65 W/O ENCODER DESIGN IM B35 (IM V15, IM V35) PLAIN SHAFT WITHOUT FITTED KEY; BEARING: STANDARD WITH FIXED BEARING, VIBRATION SEVERITY GRADE R/A; SHAFT AND FLANGE ACCURACY: R TERMINAL BOX (ABOVE) CABLE ENTRY ON THE LEFT SIGNAL CONNECTION D-END | 10192 | TEM | 1 | MC | 269 | 1
1PH81661AF230BC1 | SIMOTICS M COMPACT ASYNCHRONOUS MOTOR 1500RPM, 52KW, 331NM,116A, 332V 1750RPM, 61KW, 333NM,116A, 381V 2000RPM, 68KW, 325NM,116A, 426V WATER COOLING DEGREE OF PROTECTION IP65 W/O ENCODER DESIGN IM B35 (IM V15, IM V35) PLAIN SHAFT WITHOUT FITTED KEY; BEARING: STANDARD WITH FIXED BEARING, VIBRATION SEVERITY GRADE R/A; SHAFT AND FLANGE ACCURACY: R TERMINAL BOX (ABOVE) CABLE ENTRY ON THE ND-END SIGNAL CONNECTION LEFT | 10192 | TEM | 1 | MC | 269 | 1
1PH81661AF230CA1 | SIMOTICS M COMPACT ASYNCHRONOUS MOTOR 1500RPM, 52KW, 331NM,116A, 332V 1750RPM, 61KW, 333NM,116A, 381V 2000RPM, 68KW, 325NM,116A, 426V WATER COOLING DEGREE OF PROTECTION IP65 W/O ENCODER DESIGN IM B35 (IM V15, IM V35) PLAIN SHAFT WITHOUT FITTED KEY; BEARING: STANDARD WITH FIXED BEARING, VIBRATION SEVERITY GRADE S/A; SHAFT AND FLANGE ACCURACY: R TERMINAL BOX (ABOVE) CABLE ENTRY ON THE RIGHT SIGNAL CONNECTION D-END | 10387 | TEM | 1 | MC | 269 | 1
1PH81661AF230CB1 | SIMOTICS M COMPACT ASYNCHRONOUS MOTOR 1500RPM, 52KW, 331NM,116A, 332V 1750RPM, 61KW, 333NM,116A, 381V 2000RPM, 68KW, 325NM,116A, 426V WATER COOLING DEGREE OF PROTECTION IP65 W/O ENCODER DESIGN IM B35 (IM V15, IM V35) PLAIN SHAFT WITHOUT FITTED KEY; BEARING: STANDARD WITH FIXED BEARING, VIBRATION SEVERITY GRADE S/A; SHAFT AND FLANGE ACCURACY: R TERMINAL BOX (ABOVE) CABLE ENTRY ON THE LEFT SIGNAL CONNECTION D-END | 10387 | TEM | 1 | MC | 269 | 1
1PH81661AF230CC1 | SIMOTICS M COMPACT ASYNCHRONOUS MOTOR 1500RPM, 52KW, 331NM,116A, 332V 1750RPM, 61KW, 333NM,116A, 381V 2000RPM, 68KW, 325NM,116A, 426V WATER COOLING DEGREE OF PROTECTION IP65 W/O ENCODER DESIGN IM B35 (IM V15, IM V35) PLAIN SHAFT WITHOUT FITTED KEY; BEARING: STANDARD WITH FIXED BEARING, VIBRATION SEVERITY GRADE S/A; SHAFT AND FLANGE ACCURACY: R TERMINAL BOX (ABOVE) CABLE ENTRY ON THE ND-END SIGNAL CONNECTION LEFT | 10387 | TEM | 1 | MC | 269 | 1
1PH81661AF231BA1 | SIMOTICS M COMPACT ASYNCHRONOUS MOTOR 1500RPM, 52KW, 331NM,116A, 332V 1750RPM, 61KW, 333NM,116A, 381V 2000RPM, 68KW, 325NM,116A, 426V WATER COOLING DEGREE OF PROTECTION IP65 W/O ENCODER DESIGN IM B35 (IM V15, IM V35) SHAFT WITH FITTED KEY FULL-KEY BALANCING BEARING: STANDARD WITH FIXED BEARING, VIBRATION SEVERITY GRADE R/A; SHAFT AND FLANGE ACCURACY: R TERMINAL BOX (ABOVE) CABLE ENTRY ON THE RIGHT SIGNAL CONNECTION D-END | 10387 | TEM | 1 | MC | 269 | 1
1PH81661AF232BA1 | SIMOTICS M COMPACT ASYNCHRONOUS MOTOR 1500RPM, 52KW, 331NM,116A, 332V 1750RPM, 61KW, 333NM,116A, 381V 2000RPM, 68KW, 325NM,116A, 426V WATER COOLING DEGREE OF PROTECTION IP65 W/O ENCODER DESIGN IM B35 (IM V15, IM V35) SHAFT WITH FITTED KEY HALF-KEY BALANCING BEARING: STANDARD WITH FIXED BEARING, VIBRATION SEVERITY GRADE R/A; SHAFT AND FLANGE ACCURACY: R TERMINAL BOX (ABOVE) CABLE ENTRY ON THE RIGHT SIGNAL CONNECTION D-END | 10387 | TEM | 1 | MC | 269 | 1
1PH81661AF232BB1 | SIMOTICS M COMPACT ASYNCHRONOUS MOTOR 1500RPM, 52KW, 331NM,116A, 332V 1750RPM, 61KW, 333NM,116A, 381V 2000RPM, 68KW, 325NM,116A, 426V WATER COOLING DEGREE OF PROTECTION IP65 W/O ENCODER DESIGN IM B35 (IM V15, IM V35) SHAFT WITH FITTED KEY HALF-KEY BALANCING BEARING: STANDARD WITH FIXED BEARING, VIBRATION SEVERITY GRADE R/A; SHAFT AND FLANGE ACCURACY: R TERMINAL BOX (ABOVE) CABLE ENTRY ON THE LEFT SIGNAL CONNECTION D-END | 10387 | TEM | 1 | MC | 269 | 1
1PH81661AF232BC1 | SIMOTICS M COMPACT ASYNCHRONOUS MOTOR 1500RPM, 52KW, 331NM,116A, 332V 1750RPM, 61KW, 333NM,116A, 381V 2000RPM, 68KW, 325NM,116A, 426V WATER COOLING DEGREE OF PROTECTION IP65 W/O ENCODER DESIGN IM B35 (IM V15, IM V35) SHAFT WITH FITTED KEY HALF-KEY BALANCING BEARING: STANDARD WITH FIXED BEARING, VIBRATION SEVERITY GRADE R/A; SHAFT AND FLANGE ACCURACY: R TERMINAL BOX (ABOVE) CABLE ENTRY ON THE ND-END SIGNAL CONNECTION LEFT | 10387 | TEM | 1 | MC | 269 | 1
1PH81661AF232CA1 | SIMOTICS M COMPACT ASYNCHRONOUS MOTOR 1500RPM, 52KW, 331NM,116A, 332V 1750RPM, 61KW, 333NM,116A, 381V 2000RPM, 68KW, 325NM,116A, 426V WATER COOLING DEGREE OF PROTECTION IP65 W/O ENCODER DESIGN IM B35 (IM V15, IM V35) SHAFT WITH FITTED KEY HALF-KEY BALANCING BEARING: STANDARD WITH FIXED BEARING, VIBRATION SEVERITY GRADE S/A; SHAFT AND FLANGE ACCURACY: R TERMINAL BOX (ABOVE) CABLE ENTRY ON THE RIGHT SIGNAL CONNECTION D-END | 10582 | TEM | 1 | MC | 269 | 1
1PH81661AF232CB1 | SIMOTICS M COMPACT ASYNCHRONOUS MOTOR 1500RPM, 52KW, 331NM,116A, 332V 1750RPM, 61KW, 333NM,116A, 381V 2000RPM, 68KW, 325NM,116A, 426V WATER COOLING DEGREE OF PROTECTION IP65 W/O ENCODER DESIGN IM B35 (IM V15, IM V35) SHAFT WITH FITTED KEY HALF-KEY BALANCING BEARING: STANDARD WITH FIXED BEARING, VIBRATION SEVERITY GRADE S/A; SHAFT AND FLANGE ACCURACY: R TERMINAL BOX (ABOVE) CABLE ENTRY ON THE LEFT SIGNAL CONNECTION D-END | 10582 | TEM | 1 | MC | 269 | 1
1PH81661AF232CC1 | SIMOTICS M COMPACT ASYNCHRONOUS MOTOR 1500RPM, 52KW, 331NM,116A, 332V 1750RPM, 61KW, 333NM,116A, 381V 2000RPM, 68KW, 325NM,116A, 426V WATER COOLING DEGREE OF PROTECTION IP65 W/O ENCODER DESIGN IM B35 (IM V15, IM V35) SHAFT WITH FITTED KEY HALF-KEY BALANCING BEARING: STANDARD WITH FIXED BEARING, VIBRATION SEVERITY GRADE S/A; SHAFT AND FLANGE ACCURACY: R TERMINAL BOX (ABOVE) CABLE ENTRY ON THE ND-END SIGNAL CONNECTION LEFT | 10582 | TEM | 1 | MC | 269 | 1
1PH81661AG202FA1 | SIMOTICS M COMPACT ASYNCHRONOUS MOTOR 2000RPM, 64KW, 306NM,125A, 376V 2300RPM, 72KW, 299NM,124A, 420V 2650RPM, 83KW, 299NM,125A, 460V WATER COOLING DEGREE OF PROTECTION IP65 W/O ENCODER DESIGN IM B3 (IM V5, IM V6) SHAFT WITH FITTED KEY HALF-KEY BALANCING BEARING: INCREASED RADIAL FORCES, VIBRATION SEVERITY GRADE R/A; SHAFT AND FLANGE ACCURACY: R TERMINAL BOX (ABOVE) CABLE ENTRY ON THE RIGHT SIGNAL CONNECTION D-END | 9917 | TEM | 1 | MC | 269 | 1
1PH81661DF200BA1 | SIMOTICS M COMPACT ASYNCHRONOUS MOTOR 1500RPM, 52KW, 331NM,116A, 332V 1750RPM, 61KW, 333NM,116A, 381V 2000RPM, 68KW, 325NM,116A, 426V WATER COOLING DEGREE OF PROTECTION IP65 INCREMENTAL ENCODER 22 BIT WITH COMMUTATING POSITION (ENCODER IC22DQ) WITH DRIVE-CLIQ INTERFACE DESIGN IM B3 (IM V5, IM V6) PLAIN SHAFT WITHOUT FITTED KEY; BEARING: STANDARD WITH FIXED BEARING, VIBRATION SEVERITY GRADE R/A; SHAFT AND FLANGE ACCURACY: R TERMINAL BOX (ABOVE) CABLE ENTRY ON THE RIGHT SIGNAL CONNECTION D-END | 10949 | TEM | 1 | MC | 269 | 1
1PH81661DF200CA1 | SIMOTICS M COMPACT ASYNCHRONOUS MOTOR 1500RPM, 52KW, 331NM,116A, 332V 1750RPM, 61KW, 333NM,116A, 381V 2000RPM, 68KW, 325NM,116A, 426V WATER COOLING DEGREE OF PROTECTION IP65 INCREMENTAL ENCODER 22 BIT WITH COMMUTATING POSITION (ENCODER IC22DQ) WITH DRIVE-CLIQ INTERFACE DESIGN IM B3 (IM V5, IM V6) PLAIN SHAFT WITHOUT FITTED KEY; BEARING: STANDARD WITH FIXED BEARING, VIBRATION SEVERITY GRADE S/A; SHAFT AND FLANGE ACCURACY: R TERMINAL BOX (ABOVE) CABLE ENTRY ON THE RIGHT SIGNAL CONNECTION D-END | 11144 | TEM | 1 | MC | 269 | 1
1PH81661DF201BA1 | SIMOTICS M COMPACT ASYNCHRONOUS MOTOR 1500RPM, 52KW, 331NM,116A, 332V 1750RPM, 61KW, 333NM,116A, 381V 2000RPM, 68KW, 325NM,116A, 426V WATER COOLING DEGREE OF PROTECTION IP65 INCREMENTAL ENCODER 22 BIT WITH COMMUTATING POSITION (ENCODER IC22DQ) WITH DRIVE-CLIQ INTERFACE DESIGN IM B3 (IM V5, IM V6) SHAFT WITH FITTED KEY FULL-KEY BALANCING BEARING: STANDARD WITH FIXED BEARING, VIBRATION SEVERITY GRADE R/A; SHAFT AND FLANGE ACCURACY: R TERMINAL BOX (ABOVE) CABLE ENTRY ON THE RIGHT SIGNAL CONNECTION D-END | 11144 | TEM | 1 | MC | 269 | 1
1PH81661DF202BA1 | SIMOTICS M COMPACT ASYNCHRONOUS MOTOR 1500RPM, 52KW, 331NM,116A, 332V 1750RPM, 61KW, 333NM,116A, 381V 2000RPM, 68KW, 325NM,116A, 426V WATER COOLING DEGREE OF PROTECTION IP65 INCREMENTAL ENCODER 22 BIT WITH COMMUTATING POSITION (ENCODER IC22DQ) WITH DRIVE-CLIQ INTERFACE DESIGN IM B3 (IM V5, IM V6) SHAFT WITH FITTED KEY HALF-KEY BALANCING BEARING: STANDARD WITH FIXED BEARING, VIBRATION SEVERITY GRADE R/A; SHAFT AND FLANGE ACCURACY: R TERMINAL BOX (ABOVE) CABLE ENTRY ON THE RIGHT SIGNAL CONNECTION D-END | 11144 | TEM | 1 | MC | 269 | 1
1PH81661DF202BB1 | SIMOTICS M COMPACT ASYNCHRONOUS MOTOR 1500RPM, 52KW, 331NM,116A, 332V 1750RPM, 61KW, 333NM,116A, 381V 2000RPM, 68KW, 325NM,116A, 426V WATER COOLING DEGREE OF PROTECTION IP65 INCREMENTAL ENCODER 22 BIT WITH COMMUTATING POSITION (ENCODER IC22DQ) WITH DRIVE-CLIQ INTERFACE DESIGN IM B3 (IM V5, IM V6) SHAFT WITH FITTED KEY HALF-KEY BALANCING BEARING: STANDARD WITH FIXED BEARING, VIBRATION SEVERITY GRADE R/A; SHAFT AND FLANGE ACCURACY: R TERMINAL BOX (ABOVE) CABLE ENTRY ON THE LEFT SIGNAL CONNECTION D-END | 11144 | TEM | 1 | MC | 269 | 1
1PH81661DF202BC1 | SIMOTICS M COMPACT ASYNCHRONOUS MOTOR 1500RPM, 52KW, 331NM,116A, 332V 1750RPM, 61KW, 333NM,116A, 381V 2000RPM, 68KW, 325NM,116A, 426V WATER COOLING DEGREE OF PROTECTION IP65 INCREMENTAL ENCODER 22 BIT WITH COMMUTATING POSITION (ENCODER IC22DQ) WITH DRIVE-CLIQ INTERFACE DESIGN IM B3 (IM V5, IM V6) SHAFT WITH FITTED KEY HALF-KEY BALANCING BEARING: STANDARD WITH FIXED BEARING, VIBRATION SEVERITY GRADE R/A; SHAFT AND FLANGE ACCURACY: R TERMINAL BOX (ABOVE) CABLE ENTRY ON THE ND-END SIGNAL CONNECTION LEFT | 11144 | TEM | 1 | MC | 269 | 1
1PH81661DF220DA1 | SIMOTICS M COMPACT ASYNCHRONOUS MOTOR 1500RPM, 52KW, 331NM,116A, 332V 1750RPM, 61KW, 333NM,116A, 381V 2000RPM, 68KW, 325NM,116A, 426V WATER COOLING DEGREE OF PROTECTION IP65 INCREMENTAL ENCODER 22 BIT WITH COMMUTATING POSITION (ENCODER IC22DQ) WITH DRIVE-CLIQ INTERFACE DESIGN IM B5 (IMV 1,IM V3) PLAIN SHAFT WITHOUT FITTED KEY; BEARING: STANDARD WITH FIXED BEARING, VIBRATION SEVERITY GRADE SR/A; SHAFT AND FLANGE ACCURACY: R TERMINAL BOX (ABOVE) CABLE ENTRY ON THE RIGHT SIGNAL CONNECTION D-END | 11887 | TEM | 1 | MC | 269 | 1
1PH81661DF222DA1 | SIMOTICS M COMPACT ASYNCHRONOUS MOTOR 1500RPM, 52KW, 331NM,116A, 332V 1750RPM, 61KW, 333NM,116A, 381V 2000RPM, 68KW, 325NM,116A, 426V WATER COOLING DEGREE OF PROTECTION IP65 INCREMENTAL ENCODER 22 BIT WITH COMMUTATING POSITION (ENCODER IC22DQ) WITH DRIVE-CLIQ INTERFACE DESIGN IM B5 (IMV 1,IM V3) SHAFT WITH FITTED KEY HALF-KEY BALANCING BEARING: STANDARD WITH FIXED BEARING, VIBRATION SEVERITY GRADE SR/A; SHAFT AND FLANGE ACCURACY: R TERMINAL BOX (ABOVE) CABLE ENTRY ON THE RIGHT SIGNAL CONNECTION D-END | 12082 | TEM | 1 | MC | 269 | 1
1PH81661DF230BA1 | SIMOTICS M COMPACT ASYNCHRONOUS MOTOR 1500RPM, 52KW, 331NM,116A, 332V 1750RPM, 61KW, 333NM,116A, 381V 2000RPM, 68KW, 325NM,116A, 426V WATER COOLING DEGREE OF PROTECTION IP65 INCREMENTAL ENCODER 22 BIT WITH COMMUTATING POSITION (ENCODER IC22DQ) WITH DRIVE-CLIQ INTERFACE DESIGN IM B35 (IM V15, IM V35) PLAIN SHAFT WITHOUT FITTED KEY; BEARING: STANDARD WITH FIXED BEARING, VIBRATION SEVERITY GRADE R/A; SHAFT AND FLANGE ACCURACY: R TERMINAL BOX (ABOVE) CABLE ENTRY ON THE RIGHT SIGNAL CONNECTION D-END | 11600 | TEM | 1 | MC | 269 | 1
1PH81661DF230CA1 | SIMOTICS M COMPACT ASYNCHRONOUS MOTOR 1500RPM, 52KW, 331NM,116A, 332V 1750RPM, 61KW, 333NM,116A, 381V 2000RPM, 68KW, 325NM,116A, 426V WATER COOLING DEGREE OF PROTECTION IP65 INCREMENTAL ENCODER 22 BIT WITH COMMUTATING POSITION (ENCODER IC22DQ) WITH DRIVE-CLIQ INTERFACE DESIGN IM B35 (IM V15, IM V35) PLAIN SHAFT WITHOUT FITTED KEY; BEARING: STANDARD WITH FIXED BEARING, VIBRATION SEVERITY GRADE S/A; SHAFT AND FLANGE ACCURACY: R TERMINAL BOX (ABOVE) CABLE ENTRY ON THE RIGHT SIGNAL CONNECTION D-END | 11795 | TEM | 1 | MC | 269 | 1
1PH81661DF230DA1 | SIMOTICS M COMPACT ASYNCHRONOUS MOTOR 1500RPM, 52KW, 331NM,116A, 332V 1750RPM, 61KW, 333NM,116A, 381V 2000RPM, 68KW, 325NM,116A, 426V WATER COOLING DEGREE OF PROTECTION IP65 INCREMENTAL ENCODER 22 BIT WITH COMMUTATING POSITION (ENCODER IC22DQ) WITH DRIVE-CLIQ INTERFACE DESIGN IM B35 (IM V15, IM V35) PLAIN SHAFT WITHOUT FITTED KEY; BEARING: STANDARD WITH FIXED BEARING, VIBRATION SEVERITY GRADE SR/A; SHAFT AND FLANGE ACCURACY: R TERMINAL BOX (ABOVE) CABLE ENTRY ON THE RIGHT SIGNAL CONNECTION D-END | 11887 | TEM | 1 | MC | 269 | 1
1PH81661DF230LA1 | SIMOTICS M COMPACT ASYNCHRONOUS MOTOR 1500RPM, 52KW, 331NM,116A, 332V 1750RPM, 61KW, 333NM,116A, 381V 2000RPM, 68KW, 325NM,116A, 426V WATER COOLING DEGREE OF PROTECTION IP65 INCREMENTAL ENCODER 22 BIT WITH COMMUTATING POSITION (ENCODER IC22DQ) WITH DRIVE-CLIQ INTERFACE DESIGN IM B35 (IM V15, IM V35) PLAIN SHAFT WITHOUT FITTED KEY; BEARING: PERFORMANCE, VIBRATION SEVERITY GRADE SPECIAL/B; SHAFT A. FLANGE ACCURACY GR. SPECIAL TERMINAL BOX (ABOVE) CABLE ENTRY ON THE RIGHT SIGNAL CONNECTION D-END | 12258 | TEM | 1 | MC | 269 | 1
1PH81661DF230MA1 | SIMOTICS M COMPACT ASYNCHRONOUS MOTOR 1500RPM, 52KW, 331NM,116A, 332V 1750RPM, 61KW, 333NM,116A, 381V 2000RPM, 68KW, 325NM,116A, 426V WATER COOLING DEGREE OF PROTECTION IP65 INCREMENTAL ENCODER 22 BIT WITH COMMUTATING POSITION (ENCODER IC22DQ) WITH DRIVE-CLIQ INTERFACE DESIGN IM B35 (IM V15, IM V35) PLAIN SHAFT WITHOUT FITTED KEY; BEARING: HIGH PERFORMANCE VIBRATION SEVERITY GRADE SPECIAL/B SHAFT AND FLANGE ACCURACY GR. SPECIAL TERMINAL BOX (ABOVE) CABLE ENTRY ON THE RIGHT SIGNAL CONNECTION D-END | 13049 | TEM | 1 | MC | 269 | 1
1PH81661DF231CC1 | SIMOTICS M COMPACT ASYNCHRONOUS MOTOR 1500RPM, 52KW, 331NM,116A, 332V 1750RPM, 61KW, 333NM,116A, 381V 2000RPM, 68KW, 325NM,116A, 426V WATER COOLING DEGREE OF PROTECTION IP65 INCREMENTAL ENCODER 22 BIT WITH COMMUTATING POSITION (ENCODER IC22DQ) WITH DRIVE-CLIQ INTERFACE DESIGN IM B35 (IM V15, IM V35) SHAFT WITH FITTED KEY FULL-KEY BALANCING BEARING: STANDARD WITH FIXED BEARING, VIBRATION SEVERITY GRADE S/A; SHAFT AND FLANGE ACCURACY: R TERMINAL BOX (ABOVE) CABLE ENTRY ON THE ND-END SIGNAL CONNECTION LEFT | 11990 | TEM | 1 | MC | 269 | 1
1PH81661DF231DA1 | SIMOTICS M COMPACT ASYNCHRONOUS MOTOR 1500RPM, 52KW, 331NM,116A, 332V 1750RPM, 61KW, 333NM,116A, 381V 2000RPM, 68KW, 325NM,116A, 426V WATER COOLING DEGREE OF PROTECTION IP65 INCREMENTAL ENCODER 22 BIT WITH COMMUTATING POSITION (ENCODER IC22DQ) WITH DRIVE-CLIQ INTERFACE DESIGN IM B35 (IM V15, IM V35) SHAFT WITH FITTED KEY FULL-KEY BALANCING BEARING: STANDARD WITH FIXED BEARING, VIBRATION SEVERITY GRADE SR/A; SHAFT AND FLANGE ACCURACY: R TERMINAL BOX (ABOVE) CABLE ENTRY ON THE RIGHT SIGNAL CONNECTION D-END | 12082 | TEM | 1 | MC | 269 | 1
1PH81661DF231LC1 | SIMOTICS M COMPACT ASYNCHRONOUS MOTOR 1500RPM, 52KW, 331NM,116A, 332V 1750RPM, 61KW, 333NM,116A, 381V 2000RPM, 68KW, 325NM,116A, 426V WATER COOLING DEGREE OF PROTECTION IP65 INCREMENTAL ENCODER 22 BIT WITH COMMUTATING POSITION (ENCODER IC22DQ) WITH DRIVE-CLIQ INTERFACE DESIGN IM B35 (IM V15, IM V35) SHAFT WITH FITTED KEY FULL-KEY BALANCING BEARING: PERFORMANCE, VIBRATION SEVERITY GRADE SPECIAL/B; SHAFT A. FLANGE ACCURACY GR. SPECIAL TERMINAL BOX (ABOVE) CABLE ENTRY ON THE ND-END SIGNAL CONNECTION LEFT | 12453 | TEM | 1 | MC | 269 | 1
1PH81661DF232BC1 | SIMOTICS M COMPACT ASYNCHRONOUS MOTOR 1500RPM, 52KW, 331NM,116A, 332V 1750RPM, 61KW, 333NM,116A, 381V 2000RPM, 68KW, 325NM,116A, 426V WATER COOLING DEGREE OF PROTECTION IP65 INCREMENTAL ENCODER 22 BIT WITH COMMUTATING POSITION (ENCODER IC22DQ) WITH DRIVE-CLIQ INTERFACE DESIGN IM B35 (IM V15, IM V35) SHAFT WITH FITTED KEY HALF-KEY BALANCING BEARING: STANDARD WITH FIXED BEARING, VIBRATION SEVERITY GRADE R/A; SHAFT AND FLANGE ACCURACY: R TERMINAL BOX (ABOVE) CABLE ENTRY ON THE ND-END SIGNAL CONNECTION LEFT | 11795 | TEM | 1 | MC | 269 | 1
1PH81661DF232CA1 | SIMOTICS M COMPACT ASYNCHRONOUS MOTOR 1500RPM, 52KW, 331NM,116A, 332V 1750RPM, 61KW, 333NM,116A, 381V 2000RPM, 68KW, 325NM,116A, 426V WATER COOLING DEGREE OF PROTECTION IP65 INCREMENTAL ENCODER 22 BIT WITH COMMUTATING POSITION (ENCODER IC22DQ) WITH DRIVE-CLIQ INTERFACE DESIGN IM B35 (IM V15, IM V35) SHAFT WITH FITTED KEY HALF-KEY BALANCING BEARING: STANDARD WITH FIXED BEARING, VIBRATION SEVERITY GRADE S/A; SHAFT AND FLANGE ACCURACY: R TERMINAL BOX (ABOVE) CABLE ENTRY ON THE RIGHT SIGNAL CONNECTION D-END | 11990 | TEM | 1 | MC | 269 | 1
1PH81661DF232LC1 | SIMOTICS M COMPACT ASYNCHRONOUS MOTOR 1500RPM, 52KW, 331NM,116A, 332V 1750RPM, 61KW, 333NM,116A, 381V 2000RPM, 68KW, 325NM,116A, 426V WATER COOLING DEGREE OF PROTECTION IP65 INCREMENTAL ENCODER 22 BIT WITH COMMUTATING POSITION (ENCODER IC22DQ) WITH DRIVE-CLIQ INTERFACE DESIGN IM B35 (IM V15, IM V35) SHAFT WITH FITTED KEY HALF-KEY BALANCING BEARING: PERFORMANCE, VIBRATION SEVERITY GRADE SPECIAL/B; SHAFT A. FLANGE ACCURACY GR. SPECIAL TERMINAL BOX (ABOVE) CABLE ENTRY ON THE ND-END SIGNAL CONNECTION LEFT | 12453 | TEM | 1 | MC | 269 | 1
1PH81661DG200BA1 | SIMOTICS M COMPACT ASYNCHRONOUS MOTOR 2000RPM, 64KW, 306NM,125A, 376V 2300RPM, 72KW, 299NM,124A, 420V 2650RPM, 83KW, 299NM,125A, 460V WATER COOLING DEGREE OF PROTECTION IP65 INCREMENTAL ENCODER 22 BIT WITH COMMUTATING POSITION (ENCODER IC22DQ) WITH DRIVE-CLIQ INTERFACE DESIGN IM B3 (IM V5, IM V6) PLAIN SHAFT WITHOUT FITTED KEY; BEARING: STANDARD WITH FIXED BEARING, VIBRATION SEVERITY GRADE R/A; SHAFT AND FLANGE ACCURACY: R TERMINAL BOX (ABOVE) CABLE ENTRY ON THE RIGHT SIGNAL CONNECTION D-END | 10949 | TEM | 1 | MC | 269 | 1
1PH81661DG200BC1 | SIMOTICS M COMPACT ASYNCHRONOUS MOTOR 2000RPM, 64KW, 306NM,125A, 376V 2300RPM, 72KW, 299NM,124A, 420V 2650RPM, 83KW, 299NM,125A, 460V WATER COOLING DEGREE OF PROTECTION IP65 INCREMENTAL ENCODER 22 BIT WITH COMMUTATING POSITION (ENCODER IC22DQ) WITH DRIVE-CLIQ INTERFACE DESIGN IM B3 (IM V5, IM V6) PLAIN SHAFT WITHOUT FITTED KEY; BEARING: STANDARD WITH FIXED BEARING, VIBRATION SEVERITY GRADE R/A; SHAFT AND FLANGE ACCURACY: R TERMINAL BOX (ABOVE) CABLE ENTRY ON THE ND-END SIGNAL CONNECTION LEFT | 10949 | TEM | 1 | MC | 269 | 1
1PH81661DG200LA1 | SIMOTICS M COMPACT ASYNCHRONOUS MOTOR 2000RPM, 64KW, 306NM,125A, 376V 2300RPM, 72KW, 299NM,124A, 420V 2650RPM, 83KW, 299NM,125A, 460V WATER COOLING DEGREE OF PROTECTION IP65 INCREMENTAL ENCODER 22 BIT WITH COMMUTATING POSITION (ENCODER IC22DQ) WITH DRIVE-CLIQ INTERFACE DESIGN IM B3 (IM V5, IM V6) PLAIN SHAFT WITHOUT FITTED KEY; BEARING: PERFORMANCE, VIBRATION SEVERITY GRADE SPECIAL/B; SHAFT A. FLANGE ACCURACY GR. SPECIAL TERMINAL BOX (ABOVE) CABLE ENTRY ON THE RIGHT SIGNAL CONNECTION D-END | 11607 | TEM | 1 | MC | 269 | 1
1PH81661DG200LC1 | SIMOTICS M COMPACT ASYNCHRONOUS MOTOR 2000RPM, 64KW, 306NM,125A, 376V 2300RPM, 72KW, 299NM,124A, 420V 2650RPM, 83KW, 299NM,125A, 460V WATER COOLING DEGREE OF PROTECTION IP65 INCREMENTAL ENCODER 22 BIT WITH COMMUTATING POSITION (ENCODER IC22DQ) WITH DRIVE-CLIQ INTERFACE DESIGN IM B3 (IM V5, IM V6) PLAIN SHAFT WITHOUT FITTED KEY; BEARING: PERFORMANCE, VIBRATION SEVERITY GRADE SPECIAL/B; SHAFT A. FLANGE ACCURACY GR. SPECIAL TERMINAL BOX (ABOVE) CABLE ENTRY ON THE ND-END SIGNAL CONNECTION LEFT | 11607 | TEM | 1 | MC | 269 | 1
1PH81661DG202BA1 | SIMOTICS M COMPACT ASYNCHRONOUS MOTOR 2000RPM, 64KW, 306NM,125A, 376V 2300RPM, 72KW, 299NM,124A, 420V 2650RPM, 83KW, 299NM,125A, 460V WATER COOLING DEGREE OF PROTECTION IP65 INCREMENTAL ENCODER 22 BIT WITH COMMUTATING POSITION (ENCODER IC22DQ) WITH DRIVE-CLIQ INTERFACE DESIGN IM B3 (IM V5, IM V6) SHAFT WITH FITTED KEY HALF-KEY BALANCING BEARING: STANDARD WITH FIXED BEARING, VIBRATION SEVERITY GRADE R/A; SHAFT AND FLANGE ACCURACY: R TERMINAL BOX (ABOVE) CABLE ENTRY ON THE RIGHT SIGNAL CONNECTION D-END | 11144 | TEM | 1 | MC | 269 | 1
1PH81661DG220BB1 | SIMOTICS M COMPACT ASYNCHRONOUS MOTOR 2000RPM, 64KW, 306NM,125A, 376V 2300RPM, 72KW, 299NM,124A, 420V 2650RPM, 83KW, 299NM,125A, 460V WATER COOLING DEGREE OF PROTECTION IP65 INCREMENTAL ENCODER 22 BIT WITH COMMUTATING POSITION (ENCODER IC22DQ) WITH DRIVE-CLIQ INTERFACE DESIGN IM B5 (IMV 1,IM V3) PLAIN SHAFT WITHOUT FITTED KEY; BEARING: STANDARD WITH FIXED BEARING, VIBRATION SEVERITY GRADE R/A; SHAFT AND FLANGE ACCURACY: R TERMINAL BOX (ABOVE) CABLE ENTRY ON THE LEFT SIGNAL CONNECTION D-END | 11600 | TEM | 1 | MC | 269 | 1
1PH81661DG221BB1 | SIMOTICS M COMPACT ASYNCHRONOUS MOTOR 2000RPM, 64KW, 306NM,125A, 376V 2300RPM, 72KW, 299NM,124A, 420V 2650RPM, 83KW, 299NM,125A, 460V WATER COOLING DEGREE OF PROTECTION IP65 INCREMENTAL ENCODER 22 BIT WITH COMMUTATING POSITION (ENCODER IC22DQ) WITH DRIVE-CLIQ INTERFACE DESIGN IM B5 (IMV 1,IM V3) SHAFT WITH FITTED KEY FULL-KEY BALANCING BEARING: STANDARD WITH FIXED BEARING, VIBRATION SEVERITY GRADE R/A; SHAFT AND FLANGE ACCURACY: R TERMINAL BOX (ABOVE) CABLE ENTRY ON THE LEFT SIGNAL CONNECTION D-END | 11795 | TEM | 1 | MC | 269 | 1
1PH81661DG222QB1 | SIMOTICS M COMPACT ASYNCHRONOUS MOTOR 2000RPM, 64KW, 306NM,125A, 376V 2300RPM, 72KW, 299NM,124A, 420V 2650RPM, 83KW, 299NM,125A, 460V WATER COOLING DEGREE OF PROTECTION IP65 INCREMENTAL ENCODER 22 BIT WITH COMMUTATING POSITION (ENCODER IC22DQ) WITH DRIVE-CLIQ INTERFACE DESIGN IM B5 (IMV 1,IM V3) SHAFT WITH FITTED KEY HALF-KEY BALANCING BEARING: ADVANCED LIFETIME VIBRATION SEVERITY S/A SHAFT A. FLANGE ACCURACY GR. R TERMINAL BOX (ABOVE) CABLE ENTRY ON THE LEFT SIGNAL CONNECTION D-END | 12320 | TEM | 1 | MC | 269 | 1
1PH81661DG230LA1 | SIMOTICS M COMPACT ASYNCHRONOUS MOTOR 2000RPM, 64KW, 306NM,125A, 376V 2300RPM, 72KW, 299NM,124A, 420V 2650RPM, 83KW, 299NM,125A, 460V WATER COOLING DEGREE OF PROTECTION IP65 INCREMENTAL ENCODER 22 BIT WITH COMMUTATING POSITION (ENCODER IC22DQ) WITH DRIVE-CLIQ INTERFACE DESIGN IM B35 (IM V15, IM V35) PLAIN SHAFT WITHOUT FITTED KEY; BEARING: PERFORMANCE, VIBRATION SEVERITY GRADE SPECIAL/B; SHAFT A. FLANGE ACCURACY GR. SPECIAL TERMINAL BOX (ABOVE) CABLE ENTRY ON THE RIGHT SIGNAL CONNECTION D-END | 12258 | TEM | 1 | MC | 269 | 1
1PH81661DG230LC1 | SIMOTICS M COMPACT ASYNCHRONOUS MOTOR 2000RPM, 64KW, 306NM,125A, 376V 2300RPM, 72KW, 299NM,124A, 420V 2650RPM, 83KW, 299NM,125A, 460V WATER COOLING DEGREE OF PROTECTION IP65 INCREMENTAL ENCODER 22 BIT WITH COMMUTATING POSITION (ENCODER IC22DQ) WITH DRIVE-CLIQ INTERFACE DESIGN IM B35 (IM V15, IM V35) PLAIN SHAFT WITHOUT FITTED KEY; BEARING: PERFORMANCE, VIBRATION SEVERITY GRADE SPECIAL/B; SHAFT A. FLANGE ACCURACY GR. SPECIAL TERMINAL BOX (ABOVE) CABLE ENTRY ON THE ND-END SIGNAL CONNECTION LEFT | 12258 | TEM | 1 | MC | 269 | 1
1PH81661DG230MC1 | SIMOTICS M COMPACT ASYNCHRONOUS MOTOR 2000RPM, 64KW, 306NM,125A, 376V 2300RPM, 72KW, 299NM,124A, 420V 2650RPM, 83KW, 299NM,125A, 460V WATER COOLING DEGREE OF PROTECTION IP65 INCREMENTAL ENCODER 22 BIT WITH COMMUTATING POSITION (ENCODER IC22DQ) WITH DRIVE-CLIQ INTERFACE DESIGN IM B35 (IM V15, IM V35) PLAIN SHAFT WITHOUT FITTED KEY; BEARING: HIGH PERFORMANCE VIBRATION SEVERITY GRADE SPECIAL/B SHAFT AND FLANGE ACCURACY GR. SPECIAL TERMINAL BOX (ABOVE) CABLE ENTRY ON THE ND-END SIGNAL CONNECTION LEFT | 13049 | TEM | 1 | MC | 269 | 1
1PH81661DG231BA1 | SIMOTICS M COMPACT ASYNCHRONOUS MOTOR 2000RPM, 64KW, 306NM,125A, 376V 2300RPM, 72KW, 299NM,124A, 420V 2650RPM, 83KW, 299NM,125A, 460V WATER COOLING DEGREE OF PROTECTION IP65 INCREMENTAL ENCODER 22 BIT WITH COMMUTATING POSITION (ENCODER IC22DQ) WITH DRIVE-CLIQ INTERFACE DESIGN IM B35 (IM V15, IM V35) SHAFT WITH FITTED KEY FULL-KEY BALANCING BEARING: STANDARD WITH FIXED BEARING, VIBRATION SEVERITY GRADE R/A; SHAFT AND FLANGE ACCURACY: R TERMINAL BOX (ABOVE) CABLE ENTRY ON THE RIGHT SIGNAL CONNECTION D-END | 11795 | TEM | 1 | MC | 269 | 1
1PH81661DG231FA1 | SIMOTICS M COMPACT ASYNCHRONOUS MOTOR 2000RPM, 64KW, 306NM,125A, 376V 2300RPM, 72KW, 299NM,124A, 420V 2650RPM, 83KW, 299NM,125A, 460V WATER COOLING DEGREE OF PROTECTION IP65 INCREMENTAL ENCODER 22 BIT WITH COMMUTATING POSITION (ENCODER IC22DQ) WITH DRIVE-CLIQ INTERFACE DESIGN IM B35 (IM V15, IM V35) SHAFT WITH FITTED KEY FULL-KEY BALANCING BEARING: INCREASED RADIAL FORCES, VIBRATION SEVERITY GRADE R/A; SHAFT AND FLANGE ACCURACY: R TERMINAL BOX (ABOVE) CABLE ENTRY ON THE RIGHT SIGNAL CONNECTION D-END | 11974 | TEM | 1 | MC | 269 | 1
1PH81661EG230CA1 | SIMOTICS M COMPACT ASYNCHRONOUS MOTOR 2000RPM, 64KW, 306NM,125A, 376V 2300RPM, 72KW, 299NM,124A, 420V 2650RPM, 83KW, 299NM,125A, 460V WATER COOLING DEGREE OF PROTECTION IP65 ABSOLUTE ENCODER ENDAT 2048 S/R (ENCODER AM2048S/R) DESIGN IM B35 (IM V15, IM V35) PLAIN SHAFT WITHOUT FITTED KEY; BEARING: STANDARD WITH FIXED BEARING, VIBRATION SEVERITY GRADE S/A; SHAFT AND FLANGE ACCURACY: R TERMINAL BOX (ABOVE) CABLE ENTRY ON THE RIGHT SIGNAL CONNECTION D-END | 12011 | TEM | 1 | MC | 269 | 1
1PH81661FF220DA1 | SIMOTICS M COMPACT ASYNCHRONOUS MOTOR 1500RPM, 52KW, 331NM,116A, 332V 1750RPM, 61KW, 333NM,116A, 381V 2000RPM, 68KW, 325NM,116A, 426V WATER COOLING DEGREE OF PROTECTION IP65 ABSOLUTE ENCODER 22 BIT SINGLETURN AND 12 BIT MULTITURN (ENCODER AM22DQ) WITH DRIVE-CLIQ INTERFACE DESIGN IM B5 (IMV 1,IM V3) PLAIN SHAFT WITHOUT FITTED KEY; BEARING: STANDARD WITH FIXED BEARING, VIBRATION SEVERITY GRADE SR/A; SHAFT AND FLANGE ACCURACY: R TERMINAL BOX (ABOVE) CABLE ENTRY ON THE RIGHT SIGNAL CONNECTION D-END | 12797 | TEM | 1 | MC | 269 | 1
1PH81661FF230BA1 | SIMOTICS M COMPACT ASYNCHRONOUS MOTOR 1500RPM, 52KW, 331NM,116A, 332V 1750RPM, 61KW, 333NM,116A, 381V 2000RPM, 68KW, 325NM,116A, 426V WATER COOLING DEGREE OF PROTECTION IP65 ABSOLUTE ENCODER 22 BIT SINGLETURN AND 12 BIT MULTITURN (ENCODER AM22DQ) WITH DRIVE-CLIQ INTERFACE DESIGN IM B35 (IM V15, IM V35) PLAIN SHAFT WITHOUT FITTED KEY; BEARING: STANDARD WITH FIXED BEARING, VIBRATION SEVERITY GRADE R/A; SHAFT AND FLANGE ACCURACY: R TERMINAL BOX (ABOVE) CABLE ENTRY ON THE RIGHT SIGNAL CONNECTION D-END | 12510 | TEM | 1 | MC | 269 | 1
1PH81661FG200BA1 | SIMOTICS M COMPACT ASYNCHRONOUS MOTOR 2000RPM, 64KW, 306NM,125A, 376V 2300RPM, 72KW, 299NM,124A, 420V 2650RPM, 83KW, 299NM,125A, 460V WATER COOLING DEGREE OF PROTECTION IP65 ABSOLUTE ENCODER 22 BIT SINGLETURN AND 12 BIT MULTITURN (ENCODER AM22DQ) WITH DRIVE-CLIQ INTERFACE DESIGN IM B3 (IM V5, IM V6) PLAIN SHAFT WITHOUT FITTED KEY; BEARING: STANDARD WITH FIXED BEARING, VIBRATION SEVERITY GRADE R/A; SHAFT AND FLANGE ACCURACY: R TERMINAL BOX (ABOVE) CABLE ENTRY ON THE RIGHT SIGNAL CONNECTION D-END | 11860 | TEM | 1 | MC | 269 | 1
1PH81661FG232LC1 | SIMOTICS M COMPACT ASYNCHRONOUS MOTOR 2000RPM, 64KW, 306NM,125A, 376V 2300RPM, 72KW, 299NM,124A, 420V 2650RPM, 83KW, 299NM,125A, 460V WATER COOLING DEGREE OF PROTECTION IP65 ABSOLUTE ENCODER 22 BIT SINGLETURN AND 12 BIT MULTITURN (ENCODER AM22DQ) WITH DRIVE-CLIQ INTERFACE DESIGN IM B35 (IM V15, IM V35) SHAFT WITH FITTED KEY HALF-KEY BALANCING BEARING: PERFORMANCE, VIBRATION SEVERITY GRADE SPECIAL/B; SHAFT A. FLANGE ACCURACY GR. SPECIAL TERMINAL BOX (ABOVE) CABLE ENTRY ON THE ND-END SIGNAL CONNECTION LEFT | 13363 | TEM | 1 | MC | 269 | 1
1PH81661HF200BA1 | SIMOTICS M COMPACT ASYNCHRONOUS MOTOR 1500RPM, 52KW, 331NM,116A, 332V 1750RPM, 61KW, 333NM,116A, 381V 2000RPM, 68KW, 325NM,116A, 426V WATER COOLING DEGREE OF PROTECTION IP65 INCREMENT. ENCODER HTL 1024 S/R (ENCODER HTL1024S/R) DESIGN IM B3 (IM V5, IM V6) PLAIN SHAFT WITHOUT FITTED KEY; BEARING: STANDARD WITH FIXED BEARING, VIBRATION SEVERITY GRADE R/A; SHAFT AND FLANGE ACCURACY: R TERMINAL BOX (ABOVE) CABLE ENTRY ON THE RIGHT SIGNAL CONNECTION D-END | 9931 | TEM | 1 | MC | 269 | 1
1PH81661HF200BB1 | SIMOTICS M COMPACT ASYNCHRONOUS MOTOR 1500RPM, 52KW, 331NM,116A, 332V 1750RPM, 61KW, 333NM,116A, 381V 2000RPM, 68KW, 325NM,116A, 426V WATER COOLING DEGREE OF PROTECTION IP65 INCREMENT. ENCODER HTL 1024 S/R (ENCODER HTL1024S/R) DESIGN IM B3 (IM V5, IM V6) PLAIN SHAFT WITHOUT FITTED KEY; BEARING: STANDARD WITH FIXED BEARING, VIBRATION SEVERITY GRADE R/A; SHAFT AND FLANGE ACCURACY: R TERMINAL BOX (ABOVE) CABLE ENTRY ON THE LEFT SIGNAL CONNECTION D-END | 9931 | TEM | 1 | MC | 269 | 1
1PH81661HF200BC1 | SIMOTICS M COMPACT ASYNCHRONOUS MOTOR 1500RPM, 52KW, 331NM,116A, 332V 1750RPM, 61KW, 333NM,116A, 381V 2000RPM, 68KW, 325NM,116A, 426V WATER COOLING DEGREE OF PROTECTION IP65 INCREMENT. ENCODER HTL 1024 S/R (ENCODER HTL1024S/R) DESIGN IM B3 (IM V5, IM V6) PLAIN SHAFT WITHOUT FITTED KEY; BEARING: STANDARD WITH FIXED BEARING, VIBRATION SEVERITY GRADE R/A; SHAFT AND FLANGE ACCURACY: R TERMINAL BOX (ABOVE) CABLE ENTRY ON THE ND-END SIGNAL CONNECTION LEFT | 9931 | TEM | 1 | MC | 269 | 1
1PH81661HF200CA1 | SIMOTICS M COMPACT ASYNCHRONOUS MOTOR 1500RPM, 52KW, 331NM,116A, 332V 1750RPM, 61KW, 333NM,116A, 381V 2000RPM, 68KW, 325NM,116A, 426V WATER COOLING DEGREE OF PROTECTION IP65 INCREMENT. ENCODER HTL 1024 S/R (ENCODER HTL1024S/R) DESIGN IM B3 (IM V5, IM V6) PLAIN SHAFT WITHOUT FITTED KEY; BEARING: STANDARD WITH FIXED BEARING, VIBRATION SEVERITY GRADE S/A; SHAFT AND FLANGE ACCURACY: R TERMINAL BOX (ABOVE) CABLE ENTRY ON THE RIGHT SIGNAL CONNECTION D-END | 10126 | TEM | 1 | MC | 269 | 1
1PH81661HF200CB1 | SIMOTICS M COMPACT ASYNCHRONOUS MOTOR 1500RPM, 52KW, 331NM,116A, 332V 1750RPM, 61KW, 333NM,116A, 381V 2000RPM, 68KW, 325NM,116A, 426V WATER COOLING DEGREE OF PROTECTION IP65 INCREMENT. ENCODER HTL 1024 S/R (ENCODER HTL1024S/R) DESIGN IM B3 (IM V5, IM V6) PLAIN SHAFT WITHOUT FITTED KEY; BEARING: STANDARD WITH FIXED BEARING, VIBRATION SEVERITY GRADE S/A; SHAFT AND FLANGE ACCURACY: R TERMINAL BOX (ABOVE) CABLE ENTRY ON THE LEFT SIGNAL CONNECTION D-END | 10126 | TEM | 1 | MC | 269 | 1
1PH81661HF200CC1 | SIMOTICS M COMPACT ASYNCHRONOUS MOTOR 1500RPM, 52KW, 331NM,116A, 332V 1750RPM, 61KW, 333NM,116A, 381V 2000RPM, 68KW, 325NM,116A, 426V WATER COOLING DEGREE OF PROTECTION IP65 INCREMENT. ENCODER HTL 1024 S/R (ENCODER HTL1024S/R) DESIGN IM B3 (IM V5, IM V6) PLAIN SHAFT WITHOUT FITTED KEY; BEARING: STANDARD WITH FIXED BEARING, VIBRATION SEVERITY GRADE S/A; SHAFT AND FLANGE ACCURACY: R TERMINAL BOX (ABOVE) CABLE ENTRY ON THE ND-END SIGNAL CONNECTION LEFT | 10126 | TEM | 1 | MC | 269 | 1
1PH81661HF202BA1 | SIMOTICS M COMPACT ASYNCHRONOUS MOTOR 1500RPM, 52KW, 331NM,116A, 332V 1750RPM, 61KW, 333NM,116A, 381V 2000RPM, 68KW, 325NM,116A, 426V WATER COOLING DEGREE OF PROTECTION IP65 INCREMENT. ENCODER HTL 1024 S/R (ENCODER HTL1024S/R) DESIGN IM B3 (IM V5, IM V6) SHAFT WITH FITTED KEY HALF-KEY BALANCING BEARING: STANDARD WITH FIXED BEARING, VIBRATION SEVERITY GRADE R/A; SHAFT AND FLANGE ACCURACY: R TERMINAL BOX (ABOVE) CABLE ENTRY ON THE RIGHT SIGNAL CONNECTION D-END | 10126 | TEM | 1 | MC | 269 | 1
1PH81661HF202BB1 | SIMOTICS M COMPACT ASYNCHRONOUS MOTOR 1500RPM, 52KW, 331NM,116A, 332V 1750RPM, 61KW, 333NM,116A, 381V 2000RPM, 68KW, 325NM,116A, 426V WATER COOLING DEGREE OF PROTECTION IP65 INCREMENT. ENCODER HTL 1024 S/R (ENCODER HTL1024S/R) DESIGN IM B3 (IM V5, IM V6) SHAFT WITH FITTED KEY HALF-KEY BALANCING BEARING: STANDARD WITH FIXED BEARING, VIBRATION SEVERITY GRADE R/A; SHAFT AND FLANGE ACCURACY: R TERMINAL BOX (ABOVE) CABLE ENTRY ON THE LEFT SIGNAL CONNECTION D-END | 10126 | TEM | 1 | MC | 269 | 1
1PH81661HF202BC1 | SIMOTICS M COMPACT ASYNCHRONOUS MOTOR 1500RPM, 52KW, 331NM,116A, 332V 1750RPM, 61KW, 333NM,116A, 381V 2000RPM, 68KW, 325NM,116A, 426V WATER COOLING DEGREE OF PROTECTION IP65 INCREMENT. ENCODER HTL 1024 S/R (ENCODER HTL1024S/R) DESIGN IM B3 (IM V5, IM V6) SHAFT WITH FITTED KEY HALF-KEY BALANCING BEARING: STANDARD WITH FIXED BEARING, VIBRATION SEVERITY GRADE R/A; SHAFT AND FLANGE ACCURACY: R TERMINAL BOX (ABOVE) CABLE ENTRY ON THE ND-END SIGNAL CONNECTION LEFT | 10126 | TEM | 1 | MC | 269 | 1
1PH81661HF202CA1 | SIMOTICS M COMPACT ASYNCHRONOUS MOTOR 1500RPM, 52KW, 331NM,116A, 332V 1750RPM, 61KW, 333NM,116A, 381V 2000RPM, 68KW, 325NM,116A, 426V WATER COOLING DEGREE OF PROTECTION IP65 INCREMENT. ENCODER HTL 1024 S/R (ENCODER HTL1024S/R) DESIGN IM B3 (IM V5, IM V6) SHAFT WITH FITTED KEY HALF-KEY BALANCING BEARING: STANDARD WITH FIXED BEARING, VIBRATION SEVERITY GRADE S/A; SHAFT AND FLANGE ACCURACY: R TERMINAL BOX (ABOVE) CABLE ENTRY ON THE RIGHT SIGNAL CONNECTION D-END | 10321 | TEM | 1 | MC | 269 | 1
1PH81661HF202CB1 | SIMOTICS M COMPACT ASYNCHRONOUS MOTOR 1500RPM, 52KW, 331NM,116A, 332V 1750RPM, 61KW, 333NM,116A, 381V 2000RPM, 68KW, 325NM,116A, 426V WATER COOLING DEGREE OF PROTECTION IP65 INCREMENT. ENCODER HTL 1024 S/R (ENCODER HTL1024S/R) DESIGN IM B3 (IM V5, IM V6) SHAFT WITH FITTED KEY HALF-KEY BALANCING BEARING: STANDARD WITH FIXED BEARING, VIBRATION SEVERITY GRADE S/A; SHAFT AND FLANGE ACCURACY: R TERMINAL BOX (ABOVE) CABLE ENTRY ON THE LEFT SIGNAL CONNECTION D-END | 10321 | TEM | 1 | MC | 269 | 1
1PH81661HF202CC1 | SIMOTICS M COMPACT ASYNCHRONOUS MOTOR 1500RPM, 52KW, 331NM,116A, 332V 1750RPM, 61KW, 333NM,116A, 381V 2000RPM, 68KW, 325NM,116A, 426V WATER COOLING DEGREE OF PROTECTION IP65 INCREMENT. ENCODER HTL 1024 S/R (ENCODER HTL1024S/R) DESIGN IM B3 (IM V5, IM V6) SHAFT WITH FITTED KEY HALF-KEY BALANCING BEARING: STANDARD WITH FIXED BEARING, VIBRATION SEVERITY GRADE S/A; SHAFT AND FLANGE ACCURACY: R TERMINAL BOX (ABOVE) CABLE ENTRY ON THE ND-END SIGNAL CONNECTION LEFT | 10321 | TEM | 1 | MC | 269 | 1
1PH81661HF220BA1 | SIMOTICS M COMPACT ASYNCHRONOUS MOTOR 1500RPM, 52KW, 331NM,116A, 332V 1750RPM, 61KW, 333NM,116A, 381V 2000RPM, 68KW, 325NM,116A, 426V WATER COOLING DEGREE OF PROTECTION IP65 INCREMENT. ENCODER HTL 1024 S/R (ENCODER HTL1024S/R) DESIGN IM B5 (IMV 1,IM V3) PLAIN SHAFT WITHOUT FITTED KEY; BEARING: STANDARD WITH FIXED BEARING, VIBRATION SEVERITY GRADE R/A; SHAFT AND FLANGE ACCURACY: R TERMINAL BOX (ABOVE) CABLE ENTRY ON THE RIGHT SIGNAL CONNECTION D-END | 10581 | TEM | 1 | MC | 269 | 1
1PH81661HF220BB1 | SIMOTICS M COMPACT ASYNCHRONOUS MOTOR 1500RPM, 52KW, 331NM,116A, 332V 1750RPM, 61KW, 333NM,116A, 381V 2000RPM, 68KW, 325NM,116A, 426V WATER COOLING DEGREE OF PROTECTION IP65 INCREMENT. ENCODER HTL 1024 S/R (ENCODER HTL1024S/R) DESIGN IM B5 (IMV 1,IM V3) PLAIN SHAFT WITHOUT FITTED KEY; BEARING: STANDARD WITH FIXED BEARING, VIBRATION SEVERITY GRADE R/A; SHAFT AND FLANGE ACCURACY: R TERMINAL BOX (ABOVE) CABLE ENTRY ON THE LEFT SIGNAL CONNECTION D-END | 10581 | TEM | 1 | MC | 269 | 1
1PH81661HF220BC1 | SIMOTICS M COMPACT ASYNCHRONOUS MOTOR 1500RPM, 52KW, 331NM,116A, 332V 1750RPM, 61KW, 333NM,116A, 381V 2000RPM, 68KW, 325NM,116A, 426V WATER COOLING DEGREE OF PROTECTION IP65 INCREMENT. ENCODER HTL 1024 S/R (ENCODER HTL1024S/R) DESIGN IM B5 (IMV 1,IM V3) PLAIN SHAFT WITHOUT FITTED KEY; BEARING: STANDARD WITH FIXED BEARING, VIBRATION SEVERITY GRADE R/A; SHAFT AND FLANGE ACCURACY: R TERMINAL BOX (ABOVE) CABLE ENTRY ON THE ND-END SIGNAL CONNECTION LEFT | 10581 | TEM | 1 | MC | 269 | 1
1PH81661HF220CA1 | SIMOTICS M COMPACT ASYNCHRONOUS MOTOR 1500RPM, 52KW, 331NM,116A, 332V 1750RPM, 61KW, 333NM,116A, 381V 2000RPM, 68KW, 325NM,116A, 426V WATER COOLING DEGREE OF PROTECTION IP65 INCREMENT. ENCODER HTL 1024 S/R (ENCODER HTL1024S/R) DESIGN IM B5 (IMV 1,IM V3) PLAIN SHAFT WITHOUT FITTED KEY; BEARING: STANDARD WITH FIXED BEARING, VIBRATION SEVERITY GRADE S/A; SHAFT AND FLANGE ACCURACY: R TERMINAL BOX (ABOVE) CABLE ENTRY ON THE RIGHT SIGNAL CONNECTION D-END | 10776 | TEM | 1 | MC | 269 | 1
1PH81661HF220CB1 | SIMOTICS M COMPACT ASYNCHRONOUS MOTOR 1500RPM, 52KW, 331NM,116A, 332V 1750RPM, 61KW, 333NM,116A, 381V 2000RPM, 68KW, 325NM,116A, 426V WATER COOLING DEGREE OF PROTECTION IP65 INCREMENT. ENCODER HTL 1024 S/R (ENCODER HTL1024S/R) DESIGN IM B5 (IMV 1,IM V3) PLAIN SHAFT WITHOUT FITTED KEY; BEARING: STANDARD WITH FIXED BEARING, VIBRATION SEVERITY GRADE S/A; SHAFT AND FLANGE ACCURACY: R TERMINAL BOX (ABOVE) CABLE ENTRY ON THE LEFT SIGNAL CONNECTION D-END | 10776 | TEM | 1 | MC | 269 | 1
1PH81661HF220CC1 | SIMOTICS M COMPACT ASYNCHRONOUS MOTOR 1500RPM, 52KW, 331NM,116A, 332V 1750RPM, 61KW, 333NM,116A, 381V 2000RPM, 68KW, 325NM,116A, 426V WATER COOLING DEGREE OF PROTECTION IP65 INCREMENT. ENCODER HTL 1024 S/R (ENCODER HTL1024S/R) DESIGN IM B5 (IMV 1,IM V3) PLAIN SHAFT WITHOUT FITTED KEY; BEARING: STANDARD WITH FIXED BEARING, VIBRATION SEVERITY GRADE S/A; SHAFT AND FLANGE ACCURACY: R TERMINAL BOX (ABOVE) CABLE ENTRY ON THE ND-END SIGNAL CONNECTION LEFT | 10776 | TEM | 1 | MC | 269 | 1
1PH81661HF222BA1 | SIMOTICS M COMPACT ASYNCHRONOUS MOTOR 1500RPM, 52KW, 331NM,116A, 332V 1750RPM, 61KW, 333NM,116A, 381V 2000RPM, 68KW, 325NM,116A, 426V WATER COOLING DEGREE OF PROTECTION IP65 INCREMENT. ENCODER HTL 1024 S/R (ENCODER HTL1024S/R) DESIGN IM B5 (IMV 1,IM V3) SHAFT WITH FITTED KEY HALF-KEY BALANCING BEARING: STANDARD WITH FIXED BEARING, VIBRATION SEVERITY GRADE R/A; SHAFT AND FLANGE ACCURACY: R TERMINAL BOX (ABOVE) CABLE ENTRY ON THE RIGHT SIGNAL CONNECTION D-END | 10776 | TEM | 1 | MC | 269 | 1
1PH81661HF222BB1 | SIMOTICS M COMPACT ASYNCHRONOUS MOTOR 1500RPM, 52KW, 331NM,116A, 332V 1750RPM, 61KW, 333NM,116A, 381V 2000RPM, 68KW, 325NM,116A, 426V WATER COOLING DEGREE OF PROTECTION IP65 INCREMENT. ENCODER HTL 1024 S/R (ENCODER HTL1024S/R) DESIGN IM B5 (IMV 1,IM V3) SHAFT WITH FITTED KEY HALF-KEY BALANCING BEARING: STANDARD WITH FIXED BEARING, VIBRATION SEVERITY GRADE R/A; SHAFT AND FLANGE ACCURACY: R TERMINAL BOX (ABOVE) CABLE ENTRY ON THE LEFT SIGNAL CONNECTION D-END | 10776 | TEM | 1 | MC | 269 | 1
1PH81661HF222BC1 | SIMOTICS M COMPACT ASYNCHRONOUS MOTOR 1500RPM, 52KW, 331NM,116A, 332V 1750RPM, 61KW, 333NM,116A, 381V 2000RPM, 68KW, 325NM,116A, 426V WATER COOLING DEGREE OF PROTECTION IP65 INCREMENT. ENCODER HTL 1024 S/R (ENCODER HTL1024S/R) DESIGN IM B5 (IMV 1,IM V3) SHAFT WITH FITTED KEY HALF-KEY BALANCING BEARING: STANDARD WITH FIXED BEARING, VIBRATION SEVERITY GRADE R/A; SHAFT AND FLANGE ACCURACY: R TERMINAL BOX (ABOVE) CABLE ENTRY ON THE ND-END SIGNAL CONNECTION LEFT | 10776 | TEM | 1 | MC | 269 | 1
1PH81661HF222CA1 | SIMOTICS M COMPACT ASYNCHRONOUS MOTOR 1500RPM, 52KW, 331NM,116A, 332V 1750RPM, 61KW, 333NM,116A, 381V 2000RPM, 68KW, 325NM,116A, 426V WATER COOLING DEGREE OF PROTECTION IP65 INCREMENT. ENCODER HTL 1024 S/R (ENCODER HTL1024S/R) DESIGN IM B5 (IMV 1,IM V3) SHAFT WITH FITTED KEY HALF-KEY BALANCING BEARING: STANDARD WITH FIXED BEARING, VIBRATION SEVERITY GRADE S/A; SHAFT AND FLANGE ACCURACY: R TERMINAL BOX (ABOVE) CABLE ENTRY ON THE RIGHT SIGNAL CONNECTION D-END | 10971 | TEM | 1 | MC | 269 | 1
1PH81661HF222CB1 | SIMOTICS M COMPACT ASYNCHRONOUS MOTOR 1500RPM, 52KW, 331NM,116A, 332V 1750RPM, 61KW, 333NM,116A, 381V 2000RPM, 68KW, 325NM,116A, 426V WATER COOLING DEGREE OF PROTECTION IP65 INCREMENT. ENCODER HTL 1024 S/R (ENCODER HTL1024S/R) DESIGN IM B5 (IMV 1,IM V3) SHAFT WITH FITTED KEY HALF-KEY BALANCING BEARING: STANDARD WITH FIXED BEARING, VIBRATION SEVERITY GRADE S/A; SHAFT AND FLANGE ACCURACY: R TERMINAL BOX (ABOVE) CABLE ENTRY ON THE LEFT SIGNAL CONNECTION D-END | 10971 | TEM | 1 | MC | 269 | 1
1PH81661HF222CC1 | SIMOTICS M COMPACT ASYNCHRONOUS MOTOR 1500RPM, 52KW, 331NM,116A, 332V 1750RPM, 61KW, 333NM,116A, 381V 2000RPM, 68KW, 325NM,116A, 426V WATER COOLING DEGREE OF PROTECTION IP65 INCREMENT. ENCODER HTL 1024 S/R (ENCODER HTL1024S/R) DESIGN IM B5 (IMV 1,IM V3) SHAFT WITH FITTED KEY HALF-KEY BALANCING BEARING: STANDARD WITH FIXED BEARING, VIBRATION SEVERITY GRADE S/A; SHAFT AND FLANGE ACCURACY: R TERMINAL BOX (ABOVE) CABLE ENTRY ON THE ND-END SIGNAL CONNECTION LEFT | 10971 | TEM | 1 | MC | 269 | 1
1PH81661HF230BA1 | SIMOTICS M COMPACT ASYNCHRONOUS MOTOR 1500RPM, 52KW, 331NM,116A, 332V 1750RPM, 61KW, 333NM,116A, 381V 2000RPM, 68KW, 325NM,116A, 426V WATER COOLING DEGREE OF PROTECTION IP65 INCREMENT. ENCODER HTL 1024 S/R (ENCODER HTL1024S/R) DESIGN IM B35 (IM V15, IM V35) PLAIN SHAFT WITHOUT FITTED KEY; BEARING: STANDARD WITH FIXED BEARING, VIBRATION SEVERITY GRADE R/A; SHAFT AND FLANGE ACCURACY: R TERMINAL BOX (ABOVE) CABLE ENTRY ON THE RIGHT SIGNAL CONNECTION D-END | 10581 | TEM | 1 | MC | 269 | 1
1PH81661HF230BB1 | SIMOTICS M COMPACT ASYNCHRONOUS MOTOR 1500RPM, 52KW, 331NM,116A, 332V 1750RPM, 61KW, 333NM,116A, 381V 2000RPM, 68KW, 325NM,116A, 426V WATER COOLING DEGREE OF PROTECTION IP65 INCREMENT. ENCODER HTL 1024 S/R (ENCODER HTL1024S/R) DESIGN IM B35 (IM V15, IM V35) PLAIN SHAFT WITHOUT FITTED KEY; BEARING: STANDARD WITH FIXED BEARING, VIBRATION SEVERITY GRADE R/A; SHAFT AND FLANGE ACCURACY: R TERMINAL BOX (ABOVE) CABLE ENTRY ON THE LEFT SIGNAL CONNECTION D-END | 10581 | TEM | 1 | MC | 269 | 1
1PH81661HF230BC1 | SIMOTICS M COMPACT ASYNCHRONOUS MOTOR 1500RPM, 52KW, 331NM,116A, 332V 1750RPM, 61KW, 333NM,116A, 381V 2000RPM, 68KW, 325NM,116A, 426V WATER COOLING DEGREE OF PROTECTION IP65 INCREMENT. ENCODER HTL 1024 S/R (ENCODER HTL1024S/R) DESIGN IM B35 (IM V15, IM V35) PLAIN SHAFT WITHOUT FITTED KEY; BEARING: STANDARD WITH FIXED BEARING, VIBRATION SEVERITY GRADE R/A; SHAFT AND FLANGE ACCURACY: R TERMINAL BOX (ABOVE) CABLE ENTRY ON THE ND-END SIGNAL CONNECTION LEFT | 10581 | TEM | 1 | MC | 269 | 1
1PH81661HF230CA1 | SIMOTICS M COMPACT ASYNCHRONOUS MOTOR 1500RPM, 52KW, 331NM,116A, 332V 1750RPM, 61KW, 333NM,116A, 381V 2000RPM, 68KW, 325NM,116A, 426V WATER COOLING DEGREE OF PROTECTION IP65 INCREMENT. ENCODER HTL 1024 S/R (ENCODER HTL1024S/R) DESIGN IM B35 (IM V15, IM V35) PLAIN SHAFT WITHOUT FITTED KEY; BEARING: STANDARD WITH FIXED BEARING, VIBRATION SEVERITY GRADE S/A; SHAFT AND FLANGE ACCURACY: R TERMINAL BOX (ABOVE) CABLE ENTRY ON THE RIGHT SIGNAL CONNECTION D-END | 10776 | TEM | 1 | MC | 269 | 1
1PH81661HF230CB1 | SIMOTICS M COMPACT ASYNCHRONOUS MOTOR 1500RPM, 52KW, 331NM,116A, 332V 1750RPM, 61KW, 333NM,116A, 381V 2000RPM, 68KW, 325NM,116A, 426V WATER COOLING DEGREE OF PROTECTION IP65 INCREMENT. ENCODER HTL 1024 S/R (ENCODER HTL1024S/R) DESIGN IM B35 (IM V15, IM V35) PLAIN SHAFT WITHOUT FITTED KEY; BEARING: STANDARD WITH FIXED BEARING, VIBRATION SEVERITY GRADE S/A; SHAFT AND FLANGE ACCURACY: R TERMINAL BOX (ABOVE) CABLE ENTRY ON THE LEFT SIGNAL CONNECTION D-END | 10776 | TEM | 1 | MC | 269 | 1
1PH81661HF230CC1 | SIMOTICS M COMPACT ASYNCHRONOUS MOTOR 1500RPM, 52KW, 331NM,116A, 332V 1750RPM, 61KW, 333NM,116A, 381V 2000RPM, 68KW, 325NM,116A, 426V WATER COOLING DEGREE OF PROTECTION IP65 INCREMENT. ENCODER HTL 1024 S/R (ENCODER HTL1024S/R) DESIGN IM B35 (IM V15, IM V35) PLAIN SHAFT WITHOUT FITTED KEY; BEARING: STANDARD WITH FIXED BEARING, VIBRATION SEVERITY GRADE S/A; SHAFT AND FLANGE ACCURACY: R TERMINAL BOX (ABOVE) CABLE ENTRY ON THE ND-END SIGNAL CONNECTION LEFT | 10776 | TEM | 1 | MC | 269 | 1
1PH81661HF231BA1 | SIMOTICS M COMPACT ASYNCHRONOUS MOTOR 1500RPM, 52KW, 331NM,116A, 332V 1750RPM, 61KW, 333NM,116A, 381V 2000RPM, 68KW, 325NM,116A, 426V WATER COOLING DEGREE OF PROTECTION IP65 INCREMENT. ENCODER HTL 1024 S/R (ENCODER HTL1024S/R) DESIGN IM B35 (IM V15, IM V35) SHAFT WITH FITTED KEY FULL-KEY BALANCING BEARING: STANDARD WITH FIXED BEARING, VIBRATION SEVERITY GRADE R/A; SHAFT AND FLANGE ACCURACY: R TERMINAL BOX (ABOVE) CABLE ENTRY ON THE RIGHT SIGNAL CONNECTION D-END | 10776 | TEM | 1 | MC | 269 | 1
1PH81661HF232BA1 | SIMOTICS M COMPACT ASYNCHRONOUS MOTOR 1500RPM, 52KW, 331NM,116A, 332V 1750RPM, 61KW, 333NM,116A, 381V 2000RPM, 68KW, 325NM,116A, 426V WATER COOLING DEGREE OF PROTECTION IP65 INCREMENT. ENCODER HTL 1024 S/R (ENCODER HTL1024S/R) DESIGN IM B35 (IM V15, IM V35) SHAFT WITH FITTED KEY HALF-KEY BALANCING BEARING: STANDARD WITH FIXED BEARING, VIBRATION SEVERITY GRADE R/A; SHAFT AND FLANGE ACCURACY: R TERMINAL BOX (ABOVE) CABLE ENTRY ON THE RIGHT SIGNAL CONNECTION D-END | 10776 | TEM | 1 | MC | 269 | 1
1PH81661HF232BB1 | SIMOTICS M COMPACT ASYNCHRONOUS MOTOR 1500RPM, 52KW, 331NM,116A, 332V 1750RPM, 61KW, 333NM,116A, 381V 2000RPM, 68KW, 325NM,116A, 426V WATER COOLING DEGREE OF PROTECTION IP65 INCREMENT. ENCODER HTL 1024 S/R (ENCODER HTL1024S/R) DESIGN IM B35 (IM V15, IM V35) SHAFT WITH FITTED KEY HALF-KEY BALANCING BEARING: STANDARD WITH FIXED BEARING, VIBRATION SEVERITY GRADE R/A; SHAFT AND FLANGE ACCURACY: R TERMINAL BOX (ABOVE) CABLE ENTRY ON THE LEFT SIGNAL CONNECTION D-END | 10776 | TEM | 1 | MC | 269 | 1
1PH81661HF232BC1 | SIMOTICS M COMPACT ASYNCHRONOUS MOTOR 1500RPM, 52KW, 331NM,116A, 332V 1750RPM, 61KW, 333NM,116A, 381V 2000RPM, 68KW, 325NM,116A, 426V WATER COOLING DEGREE OF PROTECTION IP65 INCREMENT. ENCODER HTL 1024 S/R (ENCODER HTL1024S/R) DESIGN IM B35 (IM V15, IM V35) SHAFT WITH FITTED KEY HALF-KEY BALANCING BEARING: STANDARD WITH FIXED BEARING, VIBRATION SEVERITY GRADE R/A; SHAFT AND FLANGE ACCURACY: R TERMINAL BOX (ABOVE) CABLE ENTRY ON THE ND-END SIGNAL CONNECTION LEFT | 10776 | TEM | 1 | MC | 269 | 1
1PH81661HF232CA1 | SIMOTICS M COMPACT ASYNCHRONOUS MOTOR 1500RPM, 52KW, 331NM,116A, 332V 1750RPM, 61KW, 333NM,116A, 381V 2000RPM, 68KW, 325NM,116A, 426V WATER COOLING DEGREE OF PROTECTION IP65 INCREMENT. ENCODER HTL 1024 S/R (ENCODER HTL1024S/R) DESIGN IM B35 (IM V15, IM V35) SHAFT WITH FITTED KEY HALF-KEY BALANCING BEARING: STANDARD WITH FIXED BEARING, VIBRATION SEVERITY GRADE S/A; SHAFT AND FLANGE ACCURACY: R TERMINAL BOX (ABOVE) CABLE ENTRY ON THE RIGHT SIGNAL CONNECTION D-END | 10971 | TEM | 1 | MC | 269 | 1
1PH81661HF232CB1 | SIMOTICS M COMPACT ASYNCHRONOUS MOTOR 1500RPM, 52KW, 331NM,116A, 332V 1750RPM, 61KW, 333NM,116A, 381V 2000RPM, 68KW, 325NM,116A, 426V WATER COOLING DEGREE OF PROTECTION IP65 INCREMENT. ENCODER HTL 1024 S/R (ENCODER HTL1024S/R) DESIGN IM B35 (IM V15, IM V35) SHAFT WITH FITTED KEY HALF-KEY BALANCING BEARING: STANDARD WITH FIXED BEARING, VIBRATION SEVERITY GRADE S/A; SHAFT AND FLANGE ACCURACY: R TERMINAL BOX (ABOVE) CABLE ENTRY ON THE LEFT SIGNAL CONNECTION D-END | 10971 | TEM | 1 | MC | 269 | 1
1PH81661HF232CC1 | SIMOTICS M COMPACT ASYNCHRONOUS MOTOR 1500RPM, 52KW, 331NM,116A, 332V 1750RPM, 61KW, 333NM,116A, 381V 2000RPM, 68KW, 325NM,116A, 426V WATER COOLING DEGREE OF PROTECTION IP65 INCREMENT. ENCODER HTL 1024 S/R (ENCODER HTL1024S/R) DESIGN IM B35 (IM V15, IM V35) SHAFT WITH FITTED KEY HALF-KEY BALANCING BEARING: STANDARD WITH FIXED BEARING, VIBRATION SEVERITY GRADE S/A; SHAFT AND FLANGE ACCURACY: R TERMINAL BOX (ABOVE) CABLE ENTRY ON THE ND-END SIGNAL CONNECTION LEFT | 10971 | TEM | 1 | MC | 269 | 1
1PH81661JF200BA1 | SIMOTICS M COMPACT ASYNCHRONOUS MOTOR 1500RPM, 52KW, 331NM,116A, 332V 1750RPM, 61KW, 333NM,116A, 381V 2000RPM, 68KW, 325NM,116A, 426V WATER COOLING DEGREE OF PROTECTION IP65 INCREMENT. ENCODER HTL 2048 S/R (ENCODER HTL2048S/R) DESIGN IM B3 (IM V5, IM V6) PLAIN SHAFT WITHOUT FITTED KEY; BEARING: STANDARD WITH FIXED BEARING, VIBRATION SEVERITY GRADE R/A; SHAFT AND FLANGE ACCURACY: R TERMINAL BOX (ABOVE) CABLE ENTRY ON THE RIGHT SIGNAL CONNECTION D-END | 10342 | TEM | 1 | MC | 269 | 1
1PH81661JF200BB1 | SIMOTICS M COMPACT ASYNCHRONOUS MOTOR 1500RPM, 52KW, 331NM,116A, 332V 1750RPM, 61KW, 333NM,116A, 381V 2000RPM, 68KW, 325NM,116A, 426V WATER COOLING DEGREE OF PROTECTION IP65 INCREMENT. ENCODER HTL 2048 S/R (ENCODER HTL2048S/R) DESIGN IM B3 (IM V5, IM V6) PLAIN SHAFT WITHOUT FITTED KEY; BEARING: STANDARD WITH FIXED BEARING, VIBRATION SEVERITY GRADE R/A; SHAFT AND FLANGE ACCURACY: R TERMINAL BOX (ABOVE) CABLE ENTRY ON THE LEFT SIGNAL CONNECTION D-END | 10342 | TEM | 1 | MC | 269 | 1
1PH81661JF200BC1 | SIMOTICS M COMPACT ASYNCHRONOUS MOTOR 1500RPM, 52KW, 331NM,116A, 332V 1750RPM, 61KW, 333NM,116A, 381V 2000RPM, 68KW, 325NM,116A, 426V WATER COOLING DEGREE OF PROTECTION IP65 INCREMENT. ENCODER HTL 2048 S/R (ENCODER HTL2048S/R) DESIGN IM B3 (IM V5, IM V6) PLAIN SHAFT WITHOUT FITTED KEY; BEARING: STANDARD WITH FIXED BEARING, VIBRATION SEVERITY GRADE R/A; SHAFT AND FLANGE ACCURACY: R TERMINAL BOX (ABOVE) CABLE ENTRY ON THE ND-END SIGNAL CONNECTION LEFT | 10342 | TEM | 1 | MC | 269 | 1
1PH81661JF200CA1 | SIMOTICS M COMPACT ASYNCHRONOUS MOTOR 1500RPM, 52KW, 331NM,116A, 332V 1750RPM, 61KW, 333NM,116A, 381V 2000RPM, 68KW, 325NM,116A, 426V WATER COOLING DEGREE OF PROTECTION IP65 INCREMENT. ENCODER HTL 2048 S/R (ENCODER HTL2048S/R) DESIGN IM B3 (IM V5, IM V6) PLAIN SHAFT WITHOUT FITTED KEY; BEARING: STANDARD WITH FIXED BEARING, VIBRATION SEVERITY GRADE S/A; SHAFT AND FLANGE ACCURACY: R TERMINAL BOX (ABOVE) CABLE ENTRY ON THE RIGHT SIGNAL CONNECTION D-END | 10538 | TEM | 1 | MC | 269 | 1
1PH81661JF200CB1 | SIMOTICS M COMPACT ASYNCHRONOUS MOTOR 1500RPM, 52KW, 331NM,116A, 332V 1750RPM, 61KW, 333NM,116A, 381V 2000RPM, 68KW, 325NM,116A, 426V WATER COOLING DEGREE OF PROTECTION IP65 INCREMENT. ENCODER HTL 2048 S/R (ENCODER HTL2048S/R) DESIGN IM B3 (IM V5, IM V6) PLAIN SHAFT WITHOUT FITTED KEY; BEARING: STANDARD WITH FIXED BEARING, VIBRATION SEVERITY GRADE S/A; SHAFT AND FLANGE ACCURACY: R TERMINAL BOX (ABOVE) CABLE ENTRY ON THE LEFT SIGNAL CONNECTION D-END | 10538 | TEM | 1 | MC | 269 | 1
1PH81661JF200CC1 | SIMOTICS M COMPACT ASYNCHRONOUS MOTOR 1500RPM, 52KW, 331NM,116A, 332V 1750RPM, 61KW, 333NM,116A, 381V 2000RPM, 68KW, 325NM,116A, 426V WATER COOLING DEGREE OF PROTECTION IP65 INCREMENT. ENCODER HTL 2048 S/R (ENCODER HTL2048S/R) DESIGN IM B3 (IM V5, IM V6) PLAIN SHAFT WITHOUT FITTED KEY; BEARING: STANDARD WITH FIXED BEARING, VIBRATION SEVERITY GRADE S/A; SHAFT AND FLANGE ACCURACY: R TERMINAL BOX (ABOVE) CABLE ENTRY ON THE ND-END SIGNAL CONNECTION LEFT | 10538 | TEM | 1 | MC | 269 | 1
1PH81661JF202BA1 | SIMOTICS M COMPACT ASYNCHRONOUS MOTOR 1500RPM, 52KW, 331NM,116A, 332V 1750RPM, 61KW, 333NM,116A, 381V 2000RPM, 68KW, 325NM,116A, 426V WATER COOLING DEGREE OF PROTECTION IP65 INCREMENT. ENCODER HTL 2048 S/R (ENCODER HTL2048S/R) DESIGN IM B3 (IM V5, IM V6) SHAFT WITH FITTED KEY HALF-KEY BALANCING BEARING: STANDARD WITH FIXED BEARING, VIBRATION SEVERITY GRADE R/A; SHAFT AND FLANGE ACCURACY: R TERMINAL BOX (ABOVE) CABLE ENTRY ON THE RIGHT SIGNAL CONNECTION D-END | 10538 | TEM | 1 | MC | 269 | 1
1PH81661JF202BB1 | SIMOTICS M COMPACT ASYNCHRONOUS MOTOR 1500RPM, 52KW, 331NM,116A, 332V 1750RPM, 61KW, 333NM,116A, 381V 2000RPM, 68KW, 325NM,116A, 426V WATER COOLING DEGREE OF PROTECTION IP65 INCREMENT. ENCODER HTL 2048 S/R (ENCODER HTL2048S/R) DESIGN IM B3 (IM V5, IM V6) SHAFT WITH FITTED KEY HALF-KEY BALANCING BEARING: STANDARD WITH FIXED BEARING, VIBRATION SEVERITY GRADE R/A; SHAFT AND FLANGE ACCURACY: R TERMINAL BOX (ABOVE) CABLE ENTRY ON THE LEFT SIGNAL CONNECTION D-END | 10538 | TEM | 1 | MC | 269 | 1
1PH81661JF202BC1 | SIMOTICS M COMPACT ASYNCHRONOUS MOTOR 1500RPM, 52KW, 331NM,116A, 332V 1750RPM, 61KW, 333NM,116A, 381V 2000RPM, 68KW, 325NM,116A, 426V WATER COOLING DEGREE OF PROTECTION IP65 INCREMENT. ENCODER HTL 2048 S/R (ENCODER HTL2048S/R) DESIGN IM B3 (IM V5, IM V6) SHAFT WITH FITTED KEY HALF-KEY BALANCING BEARING: STANDARD WITH FIXED BEARING, VIBRATION SEVERITY GRADE R/A; SHAFT AND FLANGE ACCURACY: R TERMINAL BOX (ABOVE) CABLE ENTRY ON THE ND-END SIGNAL CONNECTION LEFT | 10538 | TEM | 1 | MC | 269 | 1
1PH81661JF202CA1 | SIMOTICS M COMPACT ASYNCHRONOUS MOTOR 1500RPM, 52KW, 331NM,116A, 332V 1750RPM, 61KW, 333NM,116A, 381V 2000RPM, 68KW, 325NM,116A, 426V WATER COOLING DEGREE OF PROTECTION IP65 INCREMENT. ENCODER HTL 2048 S/R (ENCODER HTL2048S/R) DESIGN IM B3 (IM V5, IM V6) SHAFT WITH FITTED KEY HALF-KEY BALANCING BEARING: STANDARD WITH FIXED BEARING, VIBRATION SEVERITY GRADE S/A; SHAFT AND FLANGE ACCURACY: R TERMINAL BOX (ABOVE) CABLE ENTRY ON THE RIGHT SIGNAL CONNECTION D-END | 10733 | TEM | 1 | MC | 269 | 1
1PH81661JF202CB1 | SIMOTICS M COMPACT ASYNCHRONOUS MOTOR 1500RPM, 52KW, 331NM,116A, 332V 1750RPM, 61KW, 333NM,116A, 381V 2000RPM, 68KW, 325NM,116A, 426V WATER COOLING DEGREE OF PROTECTION IP65 INCREMENT. ENCODER HTL 2048 S/R (ENCODER HTL2048S/R) DESIGN IM B3 (IM V5, IM V6) SHAFT WITH FITTED KEY HALF-KEY BALANCING BEARING: STANDARD WITH FIXED BEARING, VIBRATION SEVERITY GRADE S/A; SHAFT AND FLANGE ACCURACY: R TERMINAL BOX (ABOVE) CABLE ENTRY ON THE LEFT SIGNAL CONNECTION D-END | 10733 | TEM | 1 | MC | 269 | 1
1PH81661JF202CC1 | SIMOTICS M COMPACT ASYNCHRONOUS MOTOR 1500RPM, 52KW, 331NM,116A, 332V 1750RPM, 61KW, 333NM,116A, 381V 2000RPM, 68KW, 325NM,116A, 426V WATER COOLING DEGREE OF PROTECTION IP65 INCREMENT. ENCODER HTL 2048 S/R (ENCODER HTL2048S/R) DESIGN IM B3 (IM V5, IM V6) SHAFT WITH FITTED KEY HALF-KEY BALANCING BEARING: STANDARD WITH FIXED BEARING, VIBRATION SEVERITY GRADE S/A; SHAFT AND FLANGE ACCURACY: R TERMINAL BOX (ABOVE) CABLE ENTRY ON THE ND-END SIGNAL CONNECTION LEFT | 10733 | TEM | 1 | MC | 269 | 1
1PH81661JF220BA1 | SIMOTICS M COMPACT ASYNCHRONOUS MOTOR 1500RPM, 52KW, 331NM,116A, 332V 1750RPM, 61KW, 333NM,116A, 381V 2000RPM, 68KW, 325NM,116A, 426V WATER COOLING DEGREE OF PROTECTION IP65 INCREMENT. ENCODER HTL 2048 S/R (ENCODER HTL2048S/R) DESIGN IM B5 (IMV 1,IM V3) PLAIN SHAFT WITHOUT FITTED KEY; BEARING: STANDARD WITH FIXED BEARING, VIBRATION SEVERITY GRADE R/A; SHAFT AND FLANGE ACCURACY: R TERMINAL BOX (ABOVE) CABLE ENTRY ON THE RIGHT SIGNAL CONNECTION D-END | 10993 | TEM | 1 | MC | 269 | 1
1PH81661JF220BB1 | SIMOTICS M COMPACT ASYNCHRONOUS MOTOR 1500RPM, 52KW, 331NM,116A, 332V 1750RPM, 61KW, 333NM,116A, 381V 2000RPM, 68KW, 325NM,116A, 426V WATER COOLING DEGREE OF PROTECTION IP65 INCREMENT. ENCODER HTL 2048 S/R (ENCODER HTL2048S/R) DESIGN IM B5 (IMV 1,IM V3) PLAIN SHAFT WITHOUT FITTED KEY; BEARING: STANDARD WITH FIXED BEARING, VIBRATION SEVERITY GRADE R/A; SHAFT AND FLANGE ACCURACY: R TERMINAL BOX (ABOVE) CABLE ENTRY ON THE LEFT SIGNAL CONNECTION D-END | 10993 | TEM | 1 | MC | 269 | 1
1PH81661JF220BC1 | SIMOTICS M COMPACT ASYNCHRONOUS MOTOR 1500RPM, 52KW, 331NM,116A, 332V 1750RPM, 61KW, 333NM,116A, 381V 2000RPM, 68KW, 325NM,116A, 426V WATER COOLING DEGREE OF PROTECTION IP65 INCREMENT. ENCODER HTL 2048 S/R (ENCODER HTL2048S/R) DESIGN IM B5 (IMV 1,IM V3) PLAIN SHAFT WITHOUT FITTED KEY; BEARING: STANDARD WITH FIXED BEARING, VIBRATION SEVERITY GRADE R/A; SHAFT AND FLANGE ACCURACY: R TERMINAL BOX (ABOVE) CABLE ENTRY ON THE ND-END SIGNAL CONNECTION LEFT | 10993 | TEM | 1 | MC | 269 | 1
1PH81661JF220CA1 | SIMOTICS M COMPACT ASYNCHRONOUS MOTOR 1500RPM, 52KW, 331NM,116A, 332V 1750RPM, 61KW, 333NM,116A, 381V 2000RPM, 68KW, 325NM,116A, 426V WATER COOLING DEGREE OF PROTECTION IP65 INCREMENT. ENCODER HTL 2048 S/R (ENCODER HTL2048S/R) DESIGN IM B5 (IMV 1,IM V3) PLAIN SHAFT WITHOUT FITTED KEY; BEARING: STANDARD WITH FIXED BEARING, VIBRATION SEVERITY GRADE S/A; SHAFT AND FLANGE ACCURACY: R TERMINAL BOX (ABOVE) CABLE ENTRY ON THE RIGHT SIGNAL CONNECTION D-END | 11188 | TEM | 1 | MC | 269 | 1
1PH81661JF220CB1 | SIMOTICS M COMPACT ASYNCHRONOUS MOTOR 1500RPM, 52KW, 331NM,116A, 332V 1750RPM, 61KW, 333NM,116A, 381V 2000RPM, 68KW, 325NM,116A, 426V WATER COOLING DEGREE OF PROTECTION IP65 INCREMENT. ENCODER HTL 2048 S/R (ENCODER HTL2048S/R) DESIGN IM B5 (IMV 1,IM V3) PLAIN SHAFT WITHOUT FITTED KEY; BEARING: STANDARD WITH FIXED BEARING, VIBRATION SEVERITY GRADE S/A; SHAFT AND FLANGE ACCURACY: R TERMINAL BOX (ABOVE) CABLE ENTRY ON THE LEFT SIGNAL CONNECTION D-END | 11188 | TEM | 1 | MC | 269 | 1
1PH81661JF220CC1 | SIMOTICS M COMPACT ASYNCHRONOUS MOTOR 1500RPM, 52KW, 331NM,116A, 332V 1750RPM, 61KW, 333NM,116A, 381V 2000RPM, 68KW, 325NM,116A, 426V WATER COOLING DEGREE OF PROTECTION IP65 INCREMENT. ENCODER HTL 2048 S/R (ENCODER HTL2048S/R) DESIGN IM B5 (IMV 1,IM V3) PLAIN SHAFT WITHOUT FITTED KEY; BEARING: STANDARD WITH FIXED BEARING, VIBRATION SEVERITY GRADE S/A; SHAFT AND FLANGE ACCURACY: R TERMINAL BOX (ABOVE) CABLE ENTRY ON THE ND-END SIGNAL CONNECTION LEFT | 11188 | TEM | 1 | MC | 269 | 1
1PH81661JF222BA1 | SIMOTICS M COMPACT ASYNCHRONOUS MOTOR 1500RPM, 52KW, 331NM,116A, 332V 1750RPM, 61KW, 333NM,116A, 381V 2000RPM, 68KW, 325NM,116A, 426V WATER COOLING DEGREE OF PROTECTION IP65 INCREMENT. ENCODER HTL 2048 S/R (ENCODER HTL2048S/R) DESIGN IM B5 (IMV 1,IM V3) SHAFT WITH FITTED KEY HALF-KEY BALANCING BEARING: STANDARD WITH FIXED BEARING, VIBRATION SEVERITY GRADE R/A; SHAFT AND FLANGE ACCURACY: R TERMINAL BOX (ABOVE) CABLE ENTRY ON THE RIGHT SIGNAL CONNECTION D-END | 11188 | TEM | 1 | MC | 269 | 1
1PH81661JF222BB1 | SIMOTICS M COMPACT ASYNCHRONOUS MOTOR 1500RPM, 52KW, 331NM,116A, 332V 1750RPM, 61KW, 333NM,116A, 381V 2000RPM, 68KW, 325NM,116A, 426V WATER COOLING DEGREE OF PROTECTION IP65 INCREMENT. ENCODER HTL 2048 S/R (ENCODER HTL2048S/R) DESIGN IM B5 (IMV 1,IM V3) SHAFT WITH FITTED KEY HALF-KEY BALANCING BEARING: STANDARD WITH FIXED BEARING, VIBRATION SEVERITY GRADE R/A; SHAFT AND FLANGE ACCURACY: R TERMINAL BOX (ABOVE) CABLE ENTRY ON THE LEFT SIGNAL CONNECTION D-END | 11188 | TEM | 1 | MC | 269 | 1
1PH81661JF222BC1 | SIMOTICS M COMPACT ASYNCHRONOUS MOTOR 1500RPM, 52KW, 331NM,116A, 332V 1750RPM, 61KW, 333NM,116A, 381V 2000RPM, 68KW, 325NM,116A, 426V WATER COOLING DEGREE OF PROTECTION IP65 INCREMENT. ENCODER HTL 2048 S/R (ENCODER HTL2048S/R) DESIGN IM B5 (IMV 1,IM V3) SHAFT WITH FITTED KEY HALF-KEY BALANCING BEARING: STANDARD WITH FIXED BEARING, VIBRATION SEVERITY GRADE R/A; SHAFT AND FLANGE ACCURACY: R TERMINAL BOX (ABOVE) CABLE ENTRY ON THE ND-END SIGNAL CONNECTION LEFT | 11188 | TEM | 1 | MC | 269 | 1
1PH81661JF222CA1 | SIMOTICS M COMPACT ASYNCHRONOUS MOTOR 1500RPM, 52KW, 331NM,116A, 332V 1750RPM, 61KW, 333NM,116A, 381V 2000RPM, 68KW, 325NM,116A, 426V WATER COOLING DEGREE OF PROTECTION IP65 INCREMENT. ENCODER HTL 2048 S/R (ENCODER HTL2048S/R) DESIGN IM B5 (IMV 1,IM V3) SHAFT WITH FITTED KEY HALF-KEY BALANCING BEARING: STANDARD WITH FIXED BEARING, VIBRATION SEVERITY GRADE S/A; SHAFT AND FLANGE ACCURACY: R TERMINAL BOX (ABOVE) CABLE ENTRY ON THE RIGHT SIGNAL CONNECTION D-END | 11383 | TEM | 1 | MC | 269 | 1
1PH81661JF222CB1 | SIMOTICS M COMPACT ASYNCHRONOUS MOTOR 1500RPM, 52KW, 331NM,116A, 332V 1750RPM, 61KW, 333NM,116A, 381V 2000RPM, 68KW, 325NM,116A, 426V WATER COOLING DEGREE OF PROTECTION IP65 INCREMENT. ENCODER HTL 2048 S/R (ENCODER HTL2048S/R) DESIGN IM B5 (IMV 1,IM V3) SHAFT WITH FITTED KEY HALF-KEY BALANCING BEARING: STANDARD WITH FIXED BEARING, VIBRATION SEVERITY GRADE S/A; SHAFT AND FLANGE ACCURACY: R TERMINAL BOX (ABOVE) CABLE ENTRY ON THE LEFT SIGNAL CONNECTION D-END | 11383 | TEM | 1 | MC | 269 | 1
1PH81661JF222CC1 | SIMOTICS M COMPACT ASYNCHRONOUS MOTOR 1500RPM, 52KW, 331NM,116A, 332V 1750RPM, 61KW, 333NM,116A, 381V 2000RPM, 68KW, 325NM,116A, 426V WATER COOLING DEGREE OF PROTECTION IP65 INCREMENT. ENCODER HTL 2048 S/R (ENCODER HTL2048S/R) DESIGN IM B5 (IMV 1,IM V3) SHAFT WITH FITTED KEY HALF-KEY BALANCING BEARING: STANDARD WITH FIXED BEARING, VIBRATION SEVERITY GRADE S/A; SHAFT AND FLANGE ACCURACY: R TERMINAL BOX (ABOVE) CABLE ENTRY ON THE ND-END SIGNAL CONNECTION LEFT | 11383 | TEM | 1 | MC | 269 | 1
1PH81661JF230BA1 | SIMOTICS M COMPACT ASYNCHRONOUS MOTOR 1500RPM, 52KW, 331NM,116A, 332V 1750RPM, 61KW, 333NM,116A, 381V 2000RPM, 68KW, 325NM,116A, 426V WATER COOLING DEGREE OF PROTECTION IP65 INCREMENT. ENCODER HTL 2048 S/R (ENCODER HTL2048S/R) DESIGN IM B35 (IM V15, IM V35) PLAIN SHAFT WITHOUT FITTED KEY; BEARING: STANDARD WITH FIXED BEARING, VIBRATION SEVERITY GRADE R/A; SHAFT AND FLANGE ACCURACY: R TERMINAL BOX (ABOVE) CABLE ENTRY ON THE RIGHT SIGNAL CONNECTION D-END | 10993 | TEM | 1 | MC | 269 | 1
1PH81661JF230BB1 | SIMOTICS M COMPACT ASYNCHRONOUS MOTOR 1500RPM, 52KW, 331NM,116A, 332V 1750RPM, 61KW, 333NM,116A, 381V 2000RPM, 68KW, 325NM,116A, 426V WATER COOLING DEGREE OF PROTECTION IP65 INCREMENT. ENCODER HTL 2048 S/R (ENCODER HTL2048S/R) DESIGN IM B35 (IM V15, IM V35) PLAIN SHAFT WITHOUT FITTED KEY; BEARING: STANDARD WITH FIXED BEARING, VIBRATION SEVERITY GRADE R/A; SHAFT AND FLANGE ACCURACY: R TERMINAL BOX (ABOVE) CABLE ENTRY ON THE LEFT SIGNAL CONNECTION D-END | 10993 | TEM | 1 | MC | 269 | 1
1PH81661JF230BC1 | SIMOTICS M COMPACT ASYNCHRONOUS MOTOR 1500RPM, 52KW, 331NM,116A, 332V 1750RPM, 61KW, 333NM,116A, 381V 2000RPM, 68KW, 325NM,116A, 426V WATER COOLING DEGREE OF PROTECTION IP65 INCREMENT. ENCODER HTL 2048 S/R (ENCODER HTL2048S/R) DESIGN IM B35 (IM V15, IM V35) PLAIN SHAFT WITHOUT FITTED KEY; BEARING: STANDARD WITH FIXED BEARING, VIBRATION SEVERITY GRADE R/A; SHAFT AND FLANGE ACCURACY: R TERMINAL BOX (ABOVE) CABLE ENTRY ON THE ND-END SIGNAL CONNECTION LEFT | 10993 | TEM | 1 | MC | 269 | 1
1PH81661JF230CA1 | SIMOTICS M COMPACT ASYNCHRONOUS MOTOR 1500RPM, 52KW, 331NM,116A, 332V 1750RPM, 61KW, 333NM,116A, 381V 2000RPM, 68KW, 325NM,116A, 426V WATER COOLING DEGREE OF PROTECTION IP65 INCREMENT. ENCODER HTL 2048 S/R (ENCODER HTL2048S/R) DESIGN IM B35 (IM V15, IM V35) PLAIN SHAFT WITHOUT FITTED KEY; BEARING: STANDARD WITH FIXED BEARING, VIBRATION SEVERITY GRADE S/A; SHAFT AND FLANGE ACCURACY: R TERMINAL BOX (ABOVE) CABLE ENTRY ON THE RIGHT SIGNAL CONNECTION D-END | 11188 | TEM | 1 | MC | 269 | 1
1PH81661JF230CB1 | SIMOTICS M COMPACT ASYNCHRONOUS MOTOR 1500RPM, 52KW, 331NM,116A, 332V 1750RPM, 61KW, 333NM,116A, 381V 2000RPM, 68KW, 325NM,116A, 426V WATER COOLING DEGREE OF PROTECTION IP65 INCREMENT. ENCODER HTL 2048 S/R (ENCODER HTL2048S/R) DESIGN IM B35 (IM V15, IM V35) PLAIN SHAFT WITHOUT FITTED KEY; BEARING: STANDARD WITH FIXED BEARING, VIBRATION SEVERITY GRADE S/A; SHAFT AND FLANGE ACCURACY: R TERMINAL BOX (ABOVE) CABLE ENTRY ON THE LEFT SIGNAL CONNECTION D-END | 11188 | TEM | 1 | MC | 269 | 1
1PH81661JF230CC1 | SIMOTICS M COMPACT ASYNCHRONOUS MOTOR 1500RPM, 52KW, 331NM,116A, 332V 1750RPM, 61KW, 333NM,116A, 381V 2000RPM, 68KW, 325NM,116A, 426V WATER COOLING DEGREE OF PROTECTION IP65 INCREMENT. ENCODER HTL 2048 S/R (ENCODER HTL2048S/R) DESIGN IM B35 (IM V15, IM V35) PLAIN SHAFT WITHOUT FITTED KEY; BEARING: STANDARD WITH FIXED BEARING, VIBRATION SEVERITY GRADE S/A; SHAFT AND FLANGE ACCURACY: R TERMINAL BOX (ABOVE) CABLE ENTRY ON THE ND-END SIGNAL CONNECTION LEFT | 11188 | TEM | 1 | MC | 269 | 1
1PH81661JF232BA1 | SIMOTICS M COMPACT ASYNCHRONOUS MOTOR 1500RPM, 52KW, 331NM,116A, 332V 1750RPM, 61KW, 333NM,116A, 381V 2000RPM, 68KW, 325NM,116A, 426V WATER COOLING DEGREE OF PROTECTION IP65 INCREMENT. ENCODER HTL 2048 S/R (ENCODER HTL2048S/R) DESIGN IM B35 (IM V15, IM V35) SHAFT WITH FITTED KEY HALF-KEY BALANCING BEARING: STANDARD WITH FIXED BEARING, VIBRATION SEVERITY GRADE R/A; SHAFT AND FLANGE ACCURACY: R TERMINAL BOX (ABOVE) CABLE ENTRY ON THE RIGHT SIGNAL CONNECTION D-END | 11188 | TEM | 1 | MC | 269 | 1
1PH81661JF232BB1 | SIMOTICS M COMPACT ASYNCHRONOUS MOTOR 1500RPM, 52KW, 331NM,116A, 332V 1750RPM, 61KW, 333NM,116A, 381V 2000RPM, 68KW, 325NM,116A, 426V WATER COOLING DEGREE OF PROTECTION IP65 INCREMENT. ENCODER HTL 2048 S/R (ENCODER HTL2048S/R) DESIGN IM B35 (IM V15, IM V35) SHAFT WITH FITTED KEY HALF-KEY BALANCING BEARING: STANDARD WITH FIXED BEARING, VIBRATION SEVERITY GRADE R/A; SHAFT AND FLANGE ACCURACY: R TERMINAL BOX (ABOVE) CABLE ENTRY ON THE LEFT SIGNAL CONNECTION D-END | 11188 | TEM | 1 | MC | 269 | 1
1PH81661JF232BC1 | SIMOTICS M COMPACT ASYNCHRONOUS MOTOR 1500RPM, 52KW, 331NM,116A, 332V 1750RPM, 61KW, 333NM,116A, 381V 2000RPM, 68KW, 325NM,116A, 426V WATER COOLING DEGREE OF PROTECTION IP65 INCREMENT. ENCODER HTL 2048 S/R (ENCODER HTL2048S/R) DESIGN IM B35 (IM V15, IM V35) SHAFT WITH FITTED KEY HALF-KEY BALANCING BEARING: STANDARD WITH FIXED BEARING, VIBRATION SEVERITY GRADE R/A; SHAFT AND FLANGE ACCURACY: R TERMINAL BOX (ABOVE) CABLE ENTRY ON THE ND-END SIGNAL CONNECTION LEFT | 11188 | TEM | 1 | MC | 269 | 1
1PH81661JF232CA1 | SIMOTICS M COMPACT ASYNCHRONOUS MOTOR 1500RPM, 52KW, 331NM,116A, 332V 1750RPM, 61KW, 333NM,116A, 381V 2000RPM, 68KW, 325NM,116A, 426V WATER COOLING DEGREE OF PROTECTION IP65 INCREMENT. ENCODER HTL 2048 S/R (ENCODER HTL2048S/R) DESIGN IM B35 (IM V15, IM V35) SHAFT WITH FITTED KEY HALF-KEY BALANCING BEARING: STANDARD WITH FIXED BEARING, VIBRATION SEVERITY GRADE S/A; SHAFT AND FLANGE ACCURACY: R TERMINAL BOX (ABOVE) CABLE ENTRY ON THE RIGHT SIGNAL CONNECTION D-END | 11383 | TEM | 1 | MC | 269 | 1
1PH81661JF232CB1 | SIMOTICS M COMPACT ASYNCHRONOUS MOTOR 1500RPM, 52KW, 331NM,116A, 332V 1750RPM, 61KW, 333NM,116A, 381V 2000RPM, 68KW, 325NM,116A, 426V WATER COOLING DEGREE OF PROTECTION IP65 INCREMENT. ENCODER HTL 2048 S/R (ENCODER HTL2048S/R) DESIGN IM B35 (IM V15, IM V35) SHAFT WITH FITTED KEY HALF-KEY BALANCING BEARING: STANDARD WITH FIXED BEARING, VIBRATION SEVERITY GRADE S/A; SHAFT AND FLANGE ACCURACY: R TERMINAL BOX (ABOVE) CABLE ENTRY ON THE LEFT SIGNAL CONNECTION D-END | 11383 | TEM | 1 | MC | 269 | 1
1PH81661JF232CC1 | SIMOTICS M COMPACT ASYNCHRONOUS MOTOR 1500RPM, 52KW, 331NM,116A, 332V 1750RPM, 61KW, 333NM,116A, 381V 2000RPM, 68KW, 325NM,116A, 426V WATER COOLING DEGREE OF PROTECTION IP65 INCREMENT. ENCODER HTL 2048 S/R (ENCODER HTL2048S/R) DESIGN IM B35 (IM V15, IM V35) SHAFT WITH FITTED KEY HALF-KEY BALANCING BEARING: STANDARD WITH FIXED BEARING, VIBRATION SEVERITY GRADE S/A; SHAFT AND FLANGE ACCURACY: R TERMINAL BOX (ABOVE) CABLE ENTRY ON THE ND-END SIGNAL CONNECTION LEFT | 11383 | TEM | 1 | MC | 269 | 1
1PH81661JG232CA1 | SIMOTICS M COMPACT ASYNCHRONOUS MOTOR 2000RPM, 64KW, 306NM,125A, 376V 2300RPM, 72KW, 299NM,124A, 420V 2650RPM, 83KW, 299NM,125A, 460V WATER COOLING DEGREE OF PROTECTION IP65 INCREMENT. ENCODER HTL 2048 S/R (ENCODER HTL2048S/R) DESIGN IM B35 (IM V15, IM V35) SHAFT WITH FITTED KEY HALF-KEY BALANCING BEARING: STANDARD WITH FIXED BEARING, VIBRATION SEVERITY GRADE S/A; SHAFT AND FLANGE ACCURACY: R TERMINAL BOX (ABOVE) CABLE ENTRY ON THE RIGHT SIGNAL CONNECTION D-END | 11383 | TEM | 1 | MC | 269 | 1
1PH81661MF220DA1 | SIMOTICS M COMPACT ASYNCHRONOUS MOTOR 1500RPM, 52KW, 331NM,116A, 332V 1750RPM, 61KW, 333NM,116A, 381V 2000RPM, 68KW, 325NM,116A, 426V WATER COOLING DEGREE OF PROTECTION IP65 INCREMENTAL ENCODER SIN/COS 1VPP 2048 S/R WITH ND-END AT TERMINAL BOX (ENCODER IC2048S/R) DESIGN IM B5 (IMV 1,IM V3) PLAIN SHAFT WITHOUT FITTED KEY; BEARING: STANDARD WITH FIXED BEARING, VIBRATION SEVERITY GRADE SR/A; SHAFT AND FLANGE ACCURACY: R TERMINAL BOX (ABOVE) CABLE ENTRY ON THE RIGHT SIGNAL CONNECTION D-END | 11193 | TEM | 1 | MC | 269 | 1
1PH81661MF221BB1 | SIMOTICS M COMPACT ASYNCHRONOUS MOTOR 1500RPM, 52KW, 331NM,116A, 332V 1750RPM, 61KW, 333NM,116A, 381V 2000RPM, 68KW, 325NM,116A, 426V WATER COOLING DEGREE OF PROTECTION IP65 INCREMENTAL ENCODER SIN/COS 1VPP 2048 S/R WITH ND-END AT TERMINAL BOX (ENCODER IC2048S/R) DESIGN IM B5 (IMV 1,IM V3) SHAFT WITH FITTED KEY FULL-KEY BALANCING BEARING: STANDARD WITH FIXED BEARING, VIBRATION SEVERITY GRADE R/A; SHAFT AND FLANGE ACCURACY: R TERMINAL BOX (ABOVE) CABLE ENTRY ON THE LEFT SIGNAL CONNECTION D-END | 11101 | TEM | 1 | MC | 269 | 1
1PH81661MF221DC1 | SIMOTICS M COMPACT ASYNCHRONOUS MOTOR 1500RPM, 52KW, 331NM,116A, 332V 1750RPM, 61KW, 333NM,116A, 381V 2000RPM, 68KW, 325NM,116A, 426V WATER COOLING DEGREE OF PROTECTION IP65 INCREMENTAL ENCODER SIN/COS 1VPP 2048 S/R WITH ND-END AT TERMINAL BOX (ENCODER IC2048S/R) DESIGN IM B5 (IMV 1,IM V3) SHAFT WITH FITTED KEY FULL-KEY BALANCING BEARING: STANDARD WITH FIXED BEARING, VIBRATION SEVERITY GRADE SR/A; SHAFT AND FLANGE ACCURACY: R TERMINAL BOX (ABOVE) CABLE ENTRY ON THE ND-END SIGNAL CONNECTION LEFT | 11388 | TEM | 1 | MC | 269 | 1
1PH81661MF231BA1 | SIMOTICS M COMPACT ASYNCHRONOUS MOTOR 1500RPM, 52KW, 331NM,116A, 332V 1750RPM, 61KW, 333NM,116A, 381V 2000RPM, 68KW, 325NM,116A, 426V WATER COOLING DEGREE OF PROTECTION IP65 INCREMENTAL ENCODER SIN/COS 1VPP 2048 S/R WITH ND-END AT TERMINAL BOX (ENCODER IC2048S/R) DESIGN IM B35 (IM V15, IM V35) SHAFT WITH FITTED KEY FULL-KEY BALANCING BEARING: STANDARD WITH FIXED BEARING, VIBRATION SEVERITY GRADE R/A; SHAFT AND FLANGE ACCURACY: R TERMINAL BOX (ABOVE) CABLE ENTRY ON THE RIGHT SIGNAL CONNECTION D-END | 11101 | TEM | 1 | MC | 269 | 1
1PH81661MF231BB1 | SIMOTICS M COMPACT ASYNCHRONOUS MOTOR 1500RPM, 52KW, 331NM,116A, 332V 1750RPM, 61KW, 333NM,116A, 381V 2000RPM, 68KW, 325NM,116A, 426V WATER COOLING DEGREE OF PROTECTION IP65 INCREMENTAL ENCODER SIN/COS 1VPP 2048 S/R WITH ND-END AT TERMINAL BOX (ENCODER IC2048S/R) DESIGN IM B35 (IM V15, IM V35) SHAFT WITH FITTED KEY FULL-KEY BALANCING BEARING: STANDARD WITH FIXED BEARING, VIBRATION SEVERITY GRADE R/A; SHAFT AND FLANGE ACCURACY: R TERMINAL BOX (ABOVE) CABLE ENTRY ON THE LEFT SIGNAL CONNECTION D-END | 11101 | TEM | 1 | MC | 269 | 1
1PH81661MF231LA1 | SIMOTICS M COMPACT ASYNCHRONOUS MOTOR 1500RPM, 52KW, 331NM,116A, 332V 1750RPM, 61KW, 333NM,116A, 381V 2000RPM, 68KW, 325NM,116A, 426V WATER COOLING DEGREE OF PROTECTION IP65 INCREMENTAL ENCODER SIN/COS 1VPP 2048 S/R WITH ND-END AT TERMINAL BOX (ENCODER IC2048S/R) DESIGN IM B35 (IM V15, IM V35) SHAFT WITH FITTED KEY FULL-KEY BALANCING BEARING: PERFORMANCE, VIBRATION SEVERITY GRADE SPECIAL/B; SHAFT A. FLANGE ACCURACY GR. SPECIAL TERMINAL BOX (ABOVE) CABLE ENTRY ON THE RIGHT SIGNAL CONNECTION D-END | 11759 | TEM | 1 | MC | 269 | 1
1PH81661MF231LC1 | SIMOTICS M COMPACT ASYNCHRONOUS MOTOR 1500RPM, 52KW, 331NM,116A, 332V 1750RPM, 61KW, 333NM,116A, 381V 2000RPM, 68KW, 325NM,116A, 426V WATER COOLING DEGREE OF PROTECTION IP65 INCREMENTAL ENCODER SIN/COS 1VPP 2048 S/R WITH ND-END AT TERMINAL BOX (ENCODER IC2048S/R) DESIGN IM B35 (IM V15, IM V35) SHAFT WITH FITTED KEY FULL-KEY BALANCING BEARING: PERFORMANCE, VIBRATION SEVERITY GRADE SPECIAL/B; SHAFT A. FLANGE ACCURACY GR. SPECIAL TERMINAL BOX (ABOVE) CABLE ENTRY ON THE ND-END SIGNAL CONNECTION LEFT | 11759 | TEM | 1 | MC | 269 | 1
1PH81661MF232BA1 | SIMOTICS M COMPACT ASYNCHRONOUS MOTOR 1500RPM, 52KW, 331NM,116A, 332V 1750RPM, 61KW, 333NM,116A, 381V 2000RPM, 68KW, 325NM,116A, 426V WATER COOLING DEGREE OF PROTECTION IP65 INCREMENTAL ENCODER SIN/COS 1VPP 2048 S/R WITH ND-END AT TERMINAL BOX (ENCODER IC2048S/R) DESIGN IM B35 (IM V15, IM V35) SHAFT WITH FITTED KEY HALF-KEY BALANCING BEARING: STANDARD WITH FIXED BEARING, VIBRATION SEVERITY GRADE R/A; SHAFT AND FLANGE ACCURACY: R TERMINAL BOX (ABOVE) CABLE ENTRY ON THE RIGHT SIGNAL CONNECTION D-END | 11101 | TEM | 1 | MC | 269 | 1
1PH81661MF232BC1 | SIMOTICS M COMPACT ASYNCHRONOUS MOTOR 1500RPM, 52KW, 331NM,116A, 332V 1750RPM, 61KW, 333NM,116A, 381V 2000RPM, 68KW, 325NM,116A, 426V WATER COOLING DEGREE OF PROTECTION IP65 INCREMENTAL ENCODER SIN/COS 1VPP 2048 S/R WITH ND-END AT TERMINAL BOX (ENCODER IC2048S/R) DESIGN IM B35 (IM V15, IM V35) SHAFT WITH FITTED KEY HALF-KEY BALANCING BEARING: STANDARD WITH FIXED BEARING, VIBRATION SEVERITY GRADE R/A; SHAFT AND FLANGE ACCURACY: R TERMINAL BOX (ABOVE) CABLE ENTRY ON THE ND-END SIGNAL CONNECTION LEFT | 11101 | TEM | 1 | MC | 269 | 1
1PH81661MF232CA1 | SIMOTICS M COMPACT ASYNCHRONOUS MOTOR 1500RPM, 52KW, 331NM,116A, 332V 1750RPM, 61KW, 333NM,116A, 381V 2000RPM, 68KW, 325NM,116A, 426V WATER COOLING DEGREE OF PROTECTION IP65 INCREMENTAL ENCODER SIN/COS 1VPP 2048 S/R WITH ND-END AT TERMINAL BOX (ENCODER IC2048S/R) DESIGN IM B35 (IM V15, IM V35) SHAFT WITH FITTED KEY HALF-KEY BALANCING BEARING: STANDARD WITH FIXED BEARING, VIBRATION SEVERITY GRADE S/A; SHAFT AND FLANGE ACCURACY: R TERMINAL BOX (ABOVE) CABLE ENTRY ON THE RIGHT SIGNAL CONNECTION D-END | 11296 | TEM | 1 | MC | 269 | 1
1PH81661MF232GC1 | SIMOTICS M COMPACT ASYNCHRONOUS MOTOR 1500RPM, 52KW, 331NM,116A, 332V 1750RPM, 61KW, 333NM,116A, 381V 2000RPM, 68KW, 325NM,116A, 426V WATER COOLING DEGREE OF PROTECTION IP65 INCREMENTAL ENCODER SIN/COS 1VPP 2048 S/R WITH ND-END AT TERMINAL BOX (ENCODER IC2048S/R) DESIGN IM B35 (IM V15, IM V35) SHAFT WITH FITTED KEY HALF-KEY BALANCING BEARING: STANDARD, VIBRATION SEVERITY GRADE R/A; SHAFT AND FLANGE ACCURACY: R TERMINAL BOX (ABOVE) CABLE ENTRY ON THE ND-END SIGNAL CONNECTION LEFT | 10816 | TEM | 1 | MC | 269 | 1
1PH81661MF232LA1 | SIMOTICS M COMPACT ASYNCHRONOUS MOTOR 1500RPM, 52KW, 331NM,116A, 332V 1750RPM, 61KW, 333NM,116A, 381V 2000RPM, 68KW, 325NM,116A, 426V WATER COOLING DEGREE OF PROTECTION IP65 INCREMENTAL ENCODER SIN/COS 1VPP 2048 S/R WITH ND-END AT TERMINAL BOX (ENCODER IC2048S/R) DESIGN IM B35 (IM V15, IM V35) SHAFT WITH FITTED KEY HALF-KEY BALANCING BEARING: PERFORMANCE, VIBRATION SEVERITY GRADE SPECIAL/B; SHAFT A. FLANGE ACCURACY GR. SPECIAL TERMINAL BOX (ABOVE) CABLE ENTRY ON THE RIGHT SIGNAL CONNECTION D-END | 11759 | TEM | 1 | MC | 269 | 1
1PH81661MF232LC1 | SIMOTICS M COMPACT ASYNCHRONOUS MOTOR 1500RPM, 52KW, 331NM,116A, 332V 1750RPM, 61KW, 333NM,116A, 381V 2000RPM, 68KW, 325NM,116A, 426V WATER COOLING DEGREE OF PROTECTION IP65 INCREMENTAL ENCODER SIN/COS 1VPP 2048 S/R WITH ND-END AT TERMINAL BOX (ENCODER IC2048S/R) DESIGN IM B35 (IM V15, IM V35) SHAFT WITH FITTED KEY HALF-KEY BALANCING BEARING: PERFORMANCE, VIBRATION SEVERITY GRADE SPECIAL/B; SHAFT A. FLANGE ACCURACY GR. SPECIAL TERMINAL BOX (ABOVE) CABLE ENTRY ON THE ND-END SIGNAL CONNECTION LEFT | 11759 | TEM | 1 | MC | 269 | 1
1PH81661MG201LA1 | SIMOTICS M COMPACT ASYNCHRONOUS MOTOR 2000RPM, 64KW, 306NM,125A, 376V 2300RPM, 72KW, 299NM,124A, 420V 2650RPM, 83KW, 299NM,125A, 460V WATER COOLING DEGREE OF PROTECTION IP65 INCREMENTAL ENCODER SIN/COS 1VPP 2048 S/R WITH ND-END AT TERMINAL BOX (ENCODER IC2048S/R) DESIGN IM B3 (IM V5, IM V6) SHAFT WITH FITTED KEY FULL-KEY BALANCING BEARING: PERFORMANCE, VIBRATION SEVERITY GRADE SPECIAL/B; SHAFT A. FLANGE ACCURACY GR. SPECIAL TERMINAL BOX (ABOVE) CABLE ENTRY ON THE RIGHT SIGNAL CONNECTION D-END | 11109 | TEM | 1 | MC | 269 | 1
1PH81661MG230LA1 | SIMOTICS M COMPACT ASYNCHRONOUS MOTOR 2000RPM, 64KW, 306NM,125A, 376V 2300RPM, 72KW, 299NM,124A, 420V 2650RPM, 83KW, 299NM,125A, 460V WATER COOLING DEGREE OF PROTECTION IP65 INCREMENTAL ENCODER SIN/COS 1VPP 2048 S/R WITH ND-END AT TERMINAL BOX (ENCODER IC2048S/R) DESIGN IM B35 (IM V15, IM V35) PLAIN SHAFT WITHOUT FITTED KEY; BEARING: PERFORMANCE, VIBRATION SEVERITY GRADE SPECIAL/B; SHAFT A. FLANGE ACCURACY GR. SPECIAL TERMINAL BOX (ABOVE) CABLE ENTRY ON THE RIGHT SIGNAL CONNECTION D-END | 11564 | TEM | 1 | MC | 269 | 1
1PH81661MG230MC1 | SIMOTICS M COMPACT ASYNCHRONOUS MOTOR 2000RPM, 64KW, 306NM,125A, 376V 2300RPM, 72KW, 299NM,124A, 420V 2650RPM, 83KW, 299NM,125A, 460V WATER COOLING DEGREE OF PROTECTION IP65 INCREMENTAL ENCODER SIN/COS 1VPP 2048 S/R WITH ND-END AT TERMINAL BOX (ENCODER IC2048S/R) DESIGN IM B35 (IM V15, IM V35) PLAIN SHAFT WITHOUT FITTED KEY; BEARING: HIGH PERFORMANCE VIBRATION SEVERITY GRADE SPECIAL/B SHAFT AND FLANGE ACCURACY GR. SPECIAL TERMINAL BOX (ABOVE) CABLE ENTRY ON THE ND-END SIGNAL CONNECTION LEFT | 12355 | TEM | 1 | MC | 269 | 1
1PH81661MG231LA1 | SIMOTICS M COMPACT ASYNCHRONOUS MOTOR 2000RPM, 64KW, 306NM,125A, 376V 2300RPM, 72KW, 299NM,124A, 420V 2650RPM, 83KW, 299NM,125A, 460V WATER COOLING DEGREE OF PROTECTION IP65 INCREMENTAL ENCODER SIN/COS 1VPP 2048 S/R WITH ND-END AT TERMINAL BOX (ENCODER IC2048S/R) DESIGN IM B35 (IM V15, IM V35) SHAFT WITH FITTED KEY FULL-KEY BALANCING BEARING: PERFORMANCE, VIBRATION SEVERITY GRADE SPECIAL/B; SHAFT A. FLANGE ACCURACY GR. SPECIAL TERMINAL BOX (ABOVE) CABLE ENTRY ON THE RIGHT SIGNAL CONNECTION D-END | 11759 | TEM | 1 | MC | 269 | 1
1PH81661UG200MA1 | SIMOTICS M COMPACT ASYNCHRONOUS MOTOR 2000RPM, 64KW, 306NM,125A, 376V 2300RPM, 72KW, 299NM,124A, 420V 2650RPM, 83KW, 299NM,125A, 460V WATER COOLING DEGREE OF PROTECTION IP65 INCREMENTAL ENCODER 20 BIT WITHOUT COMMUTATION POSITION (ENCODER IN20DQ) WITH DRIVE-CLIQ INTERFACE DESIGN IM B3 (IM V5, IM V6) PLAIN SHAFT WITHOUT FITTED KEY; BEARING: HIGH PERFORMANCE VIBRATION SEVERITY GRADE SPECIAL/B SHAFT AND FLANGE ACCURACY GR. SPECIAL TERMINAL BOX (ABOVE) CABLE ENTRY ON THE RIGHT SIGNAL CONNECTION D-END | 12605 | TEM | 1 | MC | 269 | 1
1PH81662DF230BC1 | SIMOTICS M COMPACT SYNCHRONOUS MOTOR 1500RPM, 74KW, 475NM,148A, 355V 1750RPM, 85KW, 460NM,143A, 410V 2000RPM, 89KW, 425NM,138A, 465V WATER COOLING DEGREE OF PROTECTION IP65 INCREMENTAL ENCODER 22 BIT WITH COMMUTATING POSITION (ENCODER IC22DQ) WITH DRIVE-CLIQ INTERFACE DESIGN IM B35 (IM V15, IM V35) PLAIN SHAFT WITHOUT FITTED KEY; BEARING: STANDARD WITH FIXED BEARING, VIBRATION SEVERITY GRADE R/A; SHAFT AND FLANGE ACCURACY: R TERMINAL BOX (ABOVE) CABLE ENTRY ON THE ND-END SIGNAL CONNECTION LEFT | 16808 | TEM | 1 | MC | 257 | 1
1PH81662DF231BA1 | SIMOTICS M COMPACT SYNCHRONOUS MOTOR 1500RPM, 74KW, 475NM,148A, 355V 1750RPM, 85KW, 460NM,143A, 410V 2000RPM, 89KW, 425NM,138A, 465V WATER COOLING DEGREE OF PROTECTION IP65 INCREMENTAL ENCODER 22 BIT WITH COMMUTATING POSITION (ENCODER IC22DQ) WITH DRIVE-CLIQ INTERFACE DESIGN IM B35 (IM V15, IM V35) SHAFT WITH FITTED KEY FULL-KEY BALANCING BEARING: STANDARD WITH FIXED BEARING, VIBRATION SEVERITY GRADE R/A; SHAFT AND FLANGE ACCURACY: R TERMINAL BOX (ABOVE) CABLE ENTRY ON THE RIGHT SIGNAL CONNECTION D-END | 17003 | TEM | 1 | MC | 257 | 1
1PH81662DF231CA1 | SIMOTICS M COMPACT SYNCHRONOUS MOTOR 1500RPM, 74KW, 475NM,148A, 355V 1750RPM, 85KW, 460NM,143A, 410V 2000RPM, 89KW, 425NM,138A, 465V WATER COOLING DEGREE OF PROTECTION IP65 INCREMENTAL ENCODER 22 BIT WITH COMMUTATING POSITION (ENCODER IC22DQ) WITH DRIVE-CLIQ INTERFACE DESIGN IM B35 (IM V15, IM V35) SHAFT WITH FITTED KEY FULL-KEY BALANCING BEARING: STANDARD WITH FIXED BEARING, VIBRATION SEVERITY GRADE S/A; SHAFT AND FLANGE ACCURACY: R TERMINAL BOX (ABOVE) CABLE ENTRY ON THE RIGHT SIGNAL CONNECTION D-END | 17198 | TEM | 1 | MC | 257 | 1
1PH81662DF232CA1 | SIMOTICS M COMPACT SYNCHRONOUS MOTOR 1500RPM, 74KW, 475NM,148A, 355V 1750RPM, 85KW, 460NM,143A, 410V 2000RPM, 89KW, 425NM,138A, 465V WATER COOLING DEGREE OF PROTECTION IP65 INCREMENTAL ENCODER 22 BIT WITH COMMUTATING POSITION (ENCODER IC22DQ) WITH DRIVE-CLIQ INTERFACE DESIGN IM B35 (IM V15, IM V35) SHAFT WITH FITTED KEY HALF-KEY BALANCING BEARING: STANDARD WITH FIXED BEARING, VIBRATION SEVERITY GRADE S/A; SHAFT AND FLANGE ACCURACY: R TERMINAL BOX (ABOVE) CABLE ENTRY ON THE RIGHT SIGNAL CONNECTION D-END | 17198 | TEM | 1 | MC | 257 | 1
1PH81662DL230CB1 | SIMOTICS M COMPACT SYNCHRONOUS MOTOR 2500RPM,102KW,390NM, 188A, 380V 2800RPM,109KW,375NM, 177A, 420V 3000RPM,110KW,350NM, 169A, 450V WATER COOLING DEGREE OF PROTECTION IP65 INCREMENTAL ENCODER 22 BIT WITH COMMUTATING POSITION (ENCODER IC22DQ) WITH DRIVE-CLIQ INTERFACE DESIGN IM B35 (IM V15, IM V35) PLAIN SHAFT WITHOUT FITTED KEY; BEARING: STANDARD WITH FIXED BEARING, VIBRATION SEVERITY GRADE S/A; SHAFT AND FLANGE ACCURACY: R TERMINAL BOX (ABOVE) CABLE ENTRY ON THE LEFT SIGNAL CONNECTION D-END | 17003 | TEM | 1 | MC | 257 | 1
1PH81662DL231QA1 | SIMOTICS M COMPACT SYNCHRONOUS MOTOR 2500RPM,102KW,390NM, 188A, 380V 2800RPM,109KW,375NM, 177A, 420V 3000RPM,110KW,350NM, 169A, 450V WATER COOLING DEGREE OF PROTECTION IP65 INCREMENTAL ENCODER 22 BIT WITH COMMUTATING POSITION (ENCODER IC22DQ) WITH DRIVE-CLIQ INTERFACE DESIGN IM B35 (IM V15, IM V35) SHAFT WITH FITTED KEY FULL-KEY BALANCING BEARING: ADVANCED LIFETIME VIBRATION SEVERITY S/A SHAFT A. FLANGE ACCURACY GR. R TERMINAL BOX (ABOVE) CABLE ENTRY ON THE RIGHT SIGNAL CONNECTION D-END | 17528 | TEM | 1 | MC | 257 | 1
1PH81662EF220BC1 | SIMOTICS M COMPACT SYNCHRONOUS MOTOR 1500RPM, 74KW, 475NM,148A, 355V 1750RPM, 85KW, 460NM,143A, 410V 2000RPM, 89KW, 425NM,138A, 465V WATER COOLING DEGREE OF PROTECTION IP65 ABSOLUTE ENCODER ENDAT 2048 S/R (ENCODER AM2048S/R) DESIGN IM B5 (IMV 1,IM V3) PLAIN SHAFT WITHOUT FITTED KEY; BEARING: STANDARD WITH FIXED BEARING, VIBRATION SEVERITY GRADE R/A; SHAFT AND FLANGE ACCURACY: R TERMINAL BOX (ABOVE) CABLE ENTRY ON THE ND-END SIGNAL CONNECTION LEFT | 17025 | TEM | 1 | MC | 257 | 1
1PH81662EF221BC1 | SIMOTICS M COMPACT SYNCHRONOUS MOTOR 1500RPM, 74KW, 475NM,148A, 355V 1750RPM, 85KW, 460NM,143A, 410V 2000RPM, 89KW, 425NM,138A, 465V WATER COOLING DEGREE OF PROTECTION IP65 ABSOLUTE ENCODER ENDAT 2048 S/R (ENCODER AM2048S/R) DESIGN IM B5 (IMV 1,IM V3) SHAFT WITH FITTED KEY FULL-KEY BALANCING BEARING: STANDARD WITH FIXED BEARING, VIBRATION SEVERITY GRADE R/A; SHAFT AND FLANGE ACCURACY: R TERMINAL BOX (ABOVE) CABLE ENTRY ON THE ND-END SIGNAL CONNECTION LEFT | 17220 | TEM | 1 | MC | 257 | 1
1PH81662FF230BC1 | SIMOTICS M COMPACT SYNCHRONOUS MOTOR 1500RPM, 74KW, 475NM,148A, 355V 1750RPM, 85KW, 460NM,143A, 410V 2000RPM, 89KW, 425NM,138A, 465V WATER COOLING DEGREE OF PROTECTION IP65 ABSOLUTE ENCODER 22 BIT SINGLETURN AND 12 BIT MULTITURN (ENCODER AM22DQ) WITH DRIVE-CLIQ INTERFACE DESIGN IM B35 (IM V15, IM V35) PLAIN SHAFT WITHOUT FITTED KEY; BEARING: STANDARD WITH FIXED BEARING, VIBRATION SEVERITY GRADE R/A; SHAFT AND FLANGE ACCURACY: R TERMINAL BOX (ABOVE) CABLE ENTRY ON THE ND-END SIGNAL CONNECTION LEFT | 17719 | TEM | 1 | MC | 257 | 1
1PH81662FL220CC1 | SIMOTICS M COMPACT SYNCHRONOUS MOTOR 2500RPM,102KW,390NM, 188A, 380V 2800RPM,109KW,375NM, 177A, 420V 3000RPM,110KW,350NM, 169A, 450V WATER COOLING DEGREE OF PROTECTION IP65 ABSOLUTE ENCODER 22 BIT SINGLETURN AND 12 BIT MULTITURN (ENCODER AM22DQ) WITH DRIVE-CLIQ INTERFACE DESIGN IM B5 (IMV 1,IM V3) PLAIN SHAFT WITHOUT FITTED KEY; BEARING: STANDARD WITH FIXED BEARING, VIBRATION SEVERITY GRADE S/A; SHAFT AND FLANGE ACCURACY: R TERMINAL BOX (ABOVE) CABLE ENTRY ON THE ND-END SIGNAL CONNECTION LEFT | 17914 | TEM | 1 | MC | 257 | 1
1PH81662MF220QA1 | SIMOTICS M COMPACT SYNCHRONOUS MOTOR 1500RPM, 74KW, 475NM,148A, 355V 1750RPM, 85KW, 460NM,143A, 410V 2000RPM, 89KW, 425NM,138A, 465V WATER COOLING DEGREE OF PROTECTION IP65 INCREMENTAL ENCODER SIN/COS 1VPP 2048 S/R WITH ND-END AT TERMINAL BOX (ENCODER IC2048S/R) DESIGN IM B5 (IMV 1,IM V3) PLAIN SHAFT WITHOUT FITTED KEY; BEARING: ADVANCED LIFETIME VIBRATION SEVERITY S/A SHAFT A. FLANGE ACCURACY GR. R TERMINAL BOX (ABOVE) CABLE ENTRY ON THE RIGHT SIGNAL CONNECTION D-END | 16640 | TEM | 1 | MC | 257 | 1
1PH81672DF000BA1 | SIMOTICS M COMPACT SYNCHRONOUS MOTOR 1500RPM, 69KW, 435NM,133A, 345V 1750RPM, 77KW, 420NM,128A, 400V 2000RPM, 82KW, 395NM,123A, 450V FORCED VENTILATION; DIRECTION OF AIR FLOW DE --> NDE; DEGREE OF PROTECTION IP55 INCREMENTAL ENCODER 22 BIT WITH COMMUTATING POSITION (ENCODER IC22DQ) WITH DRIVE-CLIQ INTERFACE DESIGN IM B3 (IM V5, IM V6) PLAIN SHAFT WITHOUT FITTED KEY; BEARING: STANDARD WITH FIXED BEARING, VIBRATION SEVERITY GRADE R/A; SHAFT AND FLANGE ACCURACY: R TERMINAL BOX (ABOVE) CABLE ENTRY ON THE RIGHT SIGNAL CONNECTION D-END | 15926 | TEM | 1 | MC | 240 | 1
1PH81672DF000CA1 | SIMOTICS M COMPACT SYNCHRONOUS MOTOR 1500RPM, 69KW, 435NM,133A, 345V 1750RPM, 77KW, 420NM,128A, 400V 2000RPM, 82KW, 395NM,123A, 450V FORCED VENTILATION; DIRECTION OF AIR FLOW DE --> NDE; DEGREE OF PROTECTION IP55 INCREMENTAL ENCODER 22 BIT WITH COMMUTATING POSITION (ENCODER IC22DQ) WITH DRIVE-CLIQ INTERFACE DESIGN IM B3 (IM V5, IM V6) PLAIN SHAFT WITHOUT FITTED KEY; BEARING: STANDARD WITH FIXED BEARING, VIBRATION SEVERITY GRADE S/A; SHAFT AND FLANGE ACCURACY: R TERMINAL BOX (ABOVE) CABLE ENTRY ON THE RIGHT SIGNAL CONNECTION D-END | 16121 | TEM | 1 | MC | 240 | 1
1PH81672DF001BA1 | SIMOTICS M COMPACT SYNCHRONOUS MOTOR 1500RPM, 69KW, 435NM,133A, 345V 1750RPM, 77KW, 420NM,128A, 400V 2000RPM, 82KW, 395NM,123A, 450V FORCED VENTILATION; DIRECTION OF AIR FLOW DE --> NDE; DEGREE OF PROTECTION IP55 INCREMENTAL ENCODER 22 BIT WITH COMMUTATING POSITION (ENCODER IC22DQ) WITH DRIVE-CLIQ INTERFACE DESIGN IM B3 (IM V5, IM V6) SHAFT WITH FITTED KEY FULL-KEY BALANCING BEARING: STANDARD WITH FIXED BEARING, VIBRATION SEVERITY GRADE R/A; SHAFT AND FLANGE ACCURACY: R TERMINAL BOX (ABOVE) CABLE ENTRY ON THE RIGHT SIGNAL CONNECTION D-END | 16121 | TEM | 1 | MC | 240 | 1
1PH81672DF002CB1 | SIMOTICS M COMPACT SYNCHRONOUS MOTOR 1500RPM, 69KW, 435NM,133A, 345V 1750RPM, 77KW, 420NM,128A, 400V 2000RPM, 82KW, 395NM,123A, 450V FORCED VENTILATION; DIRECTION OF AIR FLOW DE --> NDE; DEGREE OF PROTECTION IP55 INCREMENTAL ENCODER 22 BIT WITH COMMUTATING POSITION (ENCODER IC22DQ) WITH DRIVE-CLIQ INTERFACE DESIGN IM B3 (IM V5, IM V6) SHAFT WITH FITTED KEY HALF-KEY BALANCING BEARING: STANDARD WITH FIXED BEARING, VIBRATION SEVERITY GRADE S/A; SHAFT AND FLANGE ACCURACY: R TERMINAL BOX (ABOVE) CABLE ENTRY ON THE LEFT SIGNAL CONNECTION D-END | 16316 | TEM | 1 | MC | 240 | 1
1PH81672DF020BA1 | SIMOTICS M COMPACT SYNCHRONOUS MOTOR 1500RPM, 69KW, 435NM,133A, 345V 1750RPM, 77KW, 420NM,128A, 400V 2000RPM, 82KW, 395NM,123A, 450V FORCED VENTILATION; DIRECTION OF AIR FLOW DE --> NDE; DEGREE OF PROTECTION IP55 INCREMENTAL ENCODER 22 BIT WITH COMMUTATING POSITION (ENCODER IC22DQ) WITH DRIVE-CLIQ INTERFACE DESIGN IM B5 (IMV 1,IM V3) PLAIN SHAFT WITHOUT FITTED KEY; BEARING: STANDARD WITH FIXED BEARING, VIBRATION SEVERITY GRADE R/A; SHAFT AND FLANGE ACCURACY: R TERMINAL BOX (ABOVE) CABLE ENTRY ON THE RIGHT SIGNAL CONNECTION D-END | 16577 | TEM | 1 | MC | 240 | 1
1PH81672DF020CA1 | SIMOTICS M COMPACT SYNCHRONOUS MOTOR 1500RPM, 69KW, 435NM,133A, 345V 1750RPM, 77KW, 420NM,128A, 400V 2000RPM, 82KW, 395NM,123A, 450V FORCED VENTILATION; DIRECTION OF AIR FLOW DE --> NDE; DEGREE OF PROTECTION IP55 INCREMENTAL ENCODER 22 BIT WITH COMMUTATING POSITION (ENCODER IC22DQ) WITH DRIVE-CLIQ INTERFACE DESIGN IM B5 (IMV 1,IM V3) PLAIN SHAFT WITHOUT FITTED KEY; BEARING: STANDARD WITH FIXED BEARING, VIBRATION SEVERITY GRADE S/A; SHAFT AND FLANGE ACCURACY: R TERMINAL BOX (ABOVE) CABLE ENTRY ON THE RIGHT SIGNAL CONNECTION D-END | 16772 | TEM | 1 | MC | 240 | 1
1PH81672DF020CC1 | SIMOTICS M COMPACT SYNCHRONOUS MOTOR 1500RPM, 69KW, 435NM,133A, 345V 1750RPM, 77KW, 420NM,128A, 400V 2000RPM, 82KW, 395NM,123A, 450V FORCED VENTILATION; DIRECTION OF AIR FLOW DE --> NDE; DEGREE OF PROTECTION IP55 INCREMENTAL ENCODER 22 BIT WITH COMMUTATING POSITION (ENCODER IC22DQ) WITH DRIVE-CLIQ INTERFACE DESIGN IM B5 (IMV 1,IM V3) PLAIN SHAFT WITHOUT FITTED KEY; BEARING: STANDARD WITH FIXED BEARING, VIBRATION SEVERITY GRADE S/A; SHAFT AND FLANGE ACCURACY: R TERMINAL BOX (ABOVE) CABLE ENTRY ON THE ND-END SIGNAL CONNECTION LEFT | 16772 | TEM | 1 | MC | 240 | 1
1PH81672DF021BB1 | SIMOTICS M COMPACT SYNCHRONOUS MOTOR 1500RPM, 69KW, 435NM,133A, 345V 1750RPM, 77KW, 420NM,128A, 400V 2000RPM, 82KW, 395NM,123A, 450V FORCED VENTILATION; DIRECTION OF AIR FLOW DE --> NDE; DEGREE OF PROTECTION IP55 INCREMENTAL ENCODER 22 BIT WITH COMMUTATING POSITION (ENCODER IC22DQ) WITH DRIVE-CLIQ INTERFACE DESIGN IM B5 (IMV 1,IM V3) SHAFT WITH FITTED KEY FULL-KEY BALANCING BEARING: STANDARD WITH FIXED BEARING, VIBRATION SEVERITY GRADE R/A; SHAFT AND FLANGE ACCURACY: R TERMINAL BOX (ABOVE) CABLE ENTRY ON THE LEFT SIGNAL CONNECTION D-END | 16772 | TEM | 1 | MC | 240 | 1
1PH81672DF031CA1 | SIMOTICS M COMPACT SYNCHRONOUS MOTOR 1500RPM, 69KW, 435NM,133A, 345V 1750RPM, 77KW, 420NM,128A, 400V 2000RPM, 82KW, 395NM,123A, 450V FORCED VENTILATION; DIRECTION OF AIR FLOW DE --> NDE; DEGREE OF PROTECTION IP55 INCREMENTAL ENCODER 22 BIT WITH COMMUTATING POSITION (ENCODER IC22DQ) WITH DRIVE-CLIQ INTERFACE DESIGN IM B35 (IM V15, IM V35) SHAFT WITH FITTED KEY FULL-KEY BALANCING BEARING: STANDARD WITH FIXED BEARING, VIBRATION SEVERITY GRADE S/A; SHAFT AND FLANGE ACCURACY: R TERMINAL BOX (ABOVE) CABLE ENTRY ON THE RIGHT SIGNAL CONNECTION D-END | 16967 | TEM | 1 | MC | 240 | 1
1PH81672DF102BA1 | SIMOTICS M COMPACT SYNCHRONOUS MOTOR 1500RPM, 69KW, 435NM,133A, 345V 1750RPM, 77KW, 420NM,128A, 400V 2000RPM, 82KW, 395NM,123A, 450V FORCED VENTILATION; DIRECTION OF AIR FLOW NDE --> DE; DEGREE OF PROTECTION IP55 INCREMENTAL ENCODER 22 BIT WITH COMMUTATING POSITION (ENCODER IC22DQ) WITH DRIVE-CLIQ INTERFACE DESIGN IM B3 (IM V5, IM V6) SHAFT WITH FITTED KEY HALF-KEY BALANCING BEARING: STANDARD WITH FIXED BEARING, VIBRATION SEVERITY GRADE R/A; SHAFT AND FLANGE ACCURACY: R TERMINAL BOX (ABOVE) CABLE ENTRY ON THE RIGHT SIGNAL CONNECTION D-END | 16121 | TEM | 1 | MC | 240 | 1
1PH81672DF121BB1 | SIMOTICS M COMPACT SYNCHRONOUS MOTOR 1500RPM, 69KW, 435NM,133A, 345V 1750RPM, 77KW, 420NM,128A, 400V 2000RPM, 82KW, 395NM,123A, 450V FORCED VENTILATION; DIRECTION OF AIR FLOW NDE --> DE; DEGREE OF PROTECTION IP55 INCREMENTAL ENCODER 22 BIT WITH COMMUTATING POSITION (ENCODER IC22DQ) WITH DRIVE-CLIQ INTERFACE DESIGN IM B5 (IMV 1,IM V3) SHAFT WITH FITTED KEY FULL-KEY BALANCING BEARING: STANDARD WITH FIXED BEARING, VIBRATION SEVERITY GRADE R/A; SHAFT AND FLANGE ACCURACY: R TERMINAL BOX (ABOVE) CABLE ENTRY ON THE LEFT SIGNAL CONNECTION D-END | 16772 | TEM | 1 | MC | 240 | 1
1PH81672DF132CA1 | SIMOTICS M COMPACT SYNCHRONOUS MOTOR 1500RPM, 69KW, 435NM,133A, 345V 1750RPM, 77KW, 420NM,128A, 400V 2000RPM, 82KW, 395NM,123A, 450V FORCED VENTILATION; DIRECTION OF AIR FLOW NDE --> DE; DEGREE OF PROTECTION IP55 INCREMENTAL ENCODER 22 BIT WITH COMMUTATING POSITION (ENCODER IC22DQ) WITH DRIVE-CLIQ INTERFACE DESIGN IM B35 (IM V15, IM V35) SHAFT WITH FITTED KEY HALF-KEY BALANCING BEARING: STANDARD WITH FIXED BEARING, VIBRATION SEVERITY GRADE S/A; SHAFT AND FLANGE ACCURACY: R TERMINAL BOX (ABOVE) CABLE ENTRY ON THE RIGHT SIGNAL CONNECTION D-END | 16967 | TEM | 1 | MC | 240 | 1
1PH81672DF132QA1 | SIMOTICS M COMPACT SYNCHRONOUS MOTOR 1500RPM, 69KW, 435NM,133A, 345V 1750RPM, 77KW, 420NM,128A, 400V 2000RPM, 82KW, 395NM,123A, 450V FORCED VENTILATION; DIRECTION OF AIR FLOW NDE --> DE; DEGREE OF PROTECTION IP55 INCREMENTAL ENCODER 22 BIT WITH COMMUTATING POSITION (ENCODER IC22DQ) WITH DRIVE-CLIQ INTERFACE DESIGN IM B35 (IM V15, IM V35) SHAFT WITH FITTED KEY HALF-KEY BALANCING BEARING: ADVANCED LIFETIME VIBRATION SEVERITY S/A SHAFT A. FLANGE ACCURACY GR. R TERMINAL BOX (ABOVE) CABLE ENTRY ON THE RIGHT SIGNAL CONNECTION D-END | 17297 | TEM | 1 | MC | 240 | 1
1PH81672DL020GB1 | SIMOTICS M COMPACT SYNCHRONOUS MOTOR 2500RPM, 95KW, 360NM,177A, 350V 2800RPM, 98KW, 335NM,164A, 385V 3000RPM, 99KW, 315NM,155A, 410V FORCED VENTILATION; DIRECTION OF AIR FLOW DE --> NDE; DEGREE OF PROTECTION IP55 INCREMENTAL ENCODER 22 BIT WITH COMMUTATING POSITION (ENCODER IC22DQ) WITH DRIVE-CLIQ INTERFACE DESIGN IM B5 (IMV 1,IM V3) PLAIN SHAFT WITHOUT FITTED KEY; BEARING: STANDARD, VIBRATION SEVERITY GRADE R/A; SHAFT AND FLANGE ACCURACY: R TERMINAL BOX (ABOVE) CABLE ENTRY ON THE LEFT SIGNAL CONNECTION D-END | 16292 | TEM | 1 | MC | 240 | 1
1PH81672DL022CA1 | SIMOTICS M COMPACT SYNCHRONOUS MOTOR 2500RPM, 95KW, 360NM,177A, 350V 2800RPM, 98KW, 335NM,164A, 385V 3000RPM, 99KW, 315NM,155A, 410V FORCED VENTILATION; DIRECTION OF AIR FLOW DE --> NDE; DEGREE OF PROTECTION IP55 INCREMENTAL ENCODER 22 BIT WITH COMMUTATING POSITION (ENCODER IC22DQ) WITH DRIVE-CLIQ INTERFACE DESIGN IM B5 (IMV 1,IM V3) SHAFT WITH FITTED KEY HALF-KEY BALANCING BEARING: STANDARD WITH FIXED BEARING, VIBRATION SEVERITY GRADE S/A; SHAFT AND FLANGE ACCURACY: R TERMINAL BOX (ABOVE) CABLE ENTRY ON THE RIGHT SIGNAL CONNECTION D-END | 16967 | TEM | 1 | MC | 240 | 1
1PH81672DL030CC1 | SIMOTICS M COMPACT SYNCHRONOUS MOTOR 2500RPM, 95KW, 360NM,177A, 350V 2800RPM, 98KW, 335NM,164A, 385V 3000RPM, 99KW, 315NM,155A, 410V FORCED VENTILATION; DIRECTION OF AIR FLOW DE --> NDE; DEGREE OF PROTECTION IP55 INCREMENTAL ENCODER 22 BIT WITH COMMUTATING POSITION (ENCODER IC22DQ) WITH DRIVE-CLIQ INTERFACE DESIGN IM B35 (IM V15, IM V35) PLAIN SHAFT WITHOUT FITTED KEY; BEARING: STANDARD WITH FIXED BEARING, VIBRATION SEVERITY GRADE S/A; SHAFT AND FLANGE ACCURACY: R TERMINAL BOX (ABOVE) CABLE ENTRY ON THE ND-END SIGNAL CONNECTION LEFT | 16772 | TEM | 1 | MC | 240 | 1
1PH81672DL032QA1 | SIMOTICS M COMPACT SYNCHRONOUS MOTOR 2500RPM, 95KW, 360NM,177A, 350V 2800RPM, 98KW, 335NM,164A, 385V 3000RPM, 99KW, 315NM,155A, 410V FORCED VENTILATION; DIRECTION OF AIR FLOW DE --> NDE; DEGREE OF PROTECTION IP55 INCREMENTAL ENCODER 22 BIT WITH COMMUTATING POSITION (ENCODER IC22DQ) WITH DRIVE-CLIQ INTERFACE DESIGN IM B35 (IM V15, IM V35) SHAFT WITH FITTED KEY HALF-KEY BALANCING BEARING: ADVANCED LIFETIME VIBRATION SEVERITY S/A SHAFT A. FLANGE ACCURACY GR. R TERMINAL BOX (ABOVE) CABLE ENTRY ON THE RIGHT SIGNAL CONNECTION D-END | 17297 | TEM | 1 | MC | 240 | 1
1PH81672DL122QC1 | SIMOTICS M COMPACT SYNCHRONOUS MOTOR 2500RPM, 95KW, 360NM,177A, 350V 2800RPM, 98KW, 335NM,164A, 385V 3000RPM, 99KW, 315NM,155A, 410V FORCED VENTILATION; DIRECTION OF AIR FLOW NDE --> DE; DEGREE OF PROTECTION IP55 INCREMENTAL ENCODER 22 BIT WITH COMMUTATING POSITION (ENCODER IC22DQ) WITH DRIVE-CLIQ INTERFACE DESIGN IM B5 (IMV 1,IM V3) SHAFT WITH FITTED KEY HALF-KEY BALANCING BEARING: ADVANCED LIFETIME VIBRATION SEVERITY S/A SHAFT A. FLANGE ACCURACY GR. R TERMINAL BOX (ABOVE) CABLE ENTRY ON THE ND-END SIGNAL CONNECTION LEFT | 17297 | TEM | 1 | MC | 240 | 1
1PH81672DL132CA1 | SIMOTICS M COMPACT SYNCHRONOUS MOTOR 2500RPM, 95KW, 360NM,177A, 350V 2800RPM, 98KW, 335NM,164A, 385V 3000RPM, 99KW, 315NM,155A, 410V FORCED VENTILATION; DIRECTION OF AIR FLOW NDE --> DE; DEGREE OF PROTECTION IP55 INCREMENTAL ENCODER 22 BIT WITH COMMUTATING POSITION (ENCODER IC22DQ) WITH DRIVE-CLIQ INTERFACE DESIGN IM B35 (IM V15, IM V35) SHAFT WITH FITTED KEY HALF-KEY BALANCING BEARING: STANDARD WITH FIXED BEARING, VIBRATION SEVERITY GRADE S/A; SHAFT AND FLANGE ACCURACY: R TERMINAL BOX (ABOVE) CABLE ENTRY ON THE RIGHT SIGNAL CONNECTION D-END | 16967 | TEM | 1 | MC | 240 | 1
1PH81672DL132QA1 | SIMOTICS M COMPACT SYNCHRONOUS MOTOR 2500RPM, 95KW, 360NM,177A, 350V 2800RPM, 98KW, 335NM,164A, 385V 3000RPM, 99KW, 315NM,155A, 410V FORCED VENTILATION; DIRECTION OF AIR FLOW NDE --> DE; DEGREE OF PROTECTION IP55 INCREMENTAL ENCODER 22 BIT WITH COMMUTATING POSITION (ENCODER IC22DQ) WITH DRIVE-CLIQ INTERFACE DESIGN IM B35 (IM V15, IM V35) SHAFT WITH FITTED KEY HALF-KEY BALANCING BEARING: ADVANCED LIFETIME VIBRATION SEVERITY S/A SHAFT A. FLANGE ACCURACY GR. R TERMINAL BOX (ABOVE) CABLE ENTRY ON THE RIGHT SIGNAL CONNECTION D-END | 17297 | TEM | 1 | MC | 240 | 1
1PH81672EF000CA1 | SIMOTICS M COMPACT SYNCHRONOUS MOTOR 1500RPM, 69KW, 435NM,133A, 345V 1750RPM, 77KW, 420NM,128A, 400V 2000RPM, 82KW, 395NM,123A, 450V FORCED VENTILATION; DIRECTION OF AIR FLOW DE --> NDE; DEGREE OF PROTECTION IP55 ABSOLUTE ENCODER ENDAT 2048 S/R (ENCODER AM2048S/R) DESIGN IM B3 (IM V5, IM V6) PLAIN SHAFT WITHOUT FITTED KEY; BEARING: STANDARD WITH FIXED BEARING, VIBRATION SEVERITY GRADE S/A; SHAFT AND FLANGE ACCURACY: R TERMINAL BOX (ABOVE) CABLE ENTRY ON THE RIGHT SIGNAL CONNECTION D-END | 16338 | TEM | 1 | MC | 240 | 1
1PH81672EF001BA1 | SIMOTICS M COMPACT SYNCHRONOUS MOTOR 1500RPM, 69KW, 435NM,133A, 345V 1750RPM, 77KW, 420NM,128A, 400V 2000RPM, 82KW, 395NM,123A, 450V FORCED VENTILATION; DIRECTION OF AIR FLOW DE --> NDE; DEGREE OF PROTECTION IP55 ABSOLUTE ENCODER ENDAT 2048 S/R (ENCODER AM2048S/R) DESIGN IM B3 (IM V5, IM V6) SHAFT WITH FITTED KEY FULL-KEY BALANCING BEARING: STANDARD WITH FIXED BEARING, VIBRATION SEVERITY GRADE R/A; SHAFT AND FLANGE ACCURACY: R TERMINAL BOX (ABOVE) CABLE ENTRY ON THE RIGHT SIGNAL CONNECTION D-END | 16338 | TEM | 1 | MC | 240 | 1
1PH81672EF001BB1 | SIMOTICS M COMPACT SYNCHRONOUS MOTOR 1500RPM, 69KW, 435NM,133A, 345V 1750RPM, 77KW, 420NM,128A, 400V 2000RPM, 82KW, 395NM,123A, 450V FORCED VENTILATION; DIRECTION OF AIR FLOW DE --> NDE; DEGREE OF PROTECTION IP55 ABSOLUTE ENCODER ENDAT 2048 S/R (ENCODER AM2048S/R) DESIGN IM B3 (IM V5, IM V6) SHAFT WITH FITTED KEY FULL-KEY BALANCING BEARING: STANDARD WITH FIXED BEARING, VIBRATION SEVERITY GRADE R/A; SHAFT AND FLANGE ACCURACY: R TERMINAL BOX (ABOVE) CABLE ENTRY ON THE LEFT SIGNAL CONNECTION D-END | 16338 | TEM | 1 | MC | 240 | 1
1PH81672FF022BA1 | SIMOTICS M COMPACT SYNCHRONOUS MOTOR 1500RPM, 69KW, 435NM,133A, 345V 1750RPM, 77KW, 420NM,128A, 400V 2000RPM, 82KW, 395NM,123A, 450V FORCED VENTILATION; DIRECTION OF AIR FLOW DE --> NDE; DEGREE OF PROTECTION IP55 ABSOLUTE ENCODER 22 BIT SINGLETURN AND 12 BIT MULTITURN (ENCODER AM22DQ) WITH DRIVE-CLIQ INTERFACE DESIGN IM B5 (IMV 1,IM V3) SHAFT WITH FITTED KEY HALF-KEY BALANCING BEARING: STANDARD WITH FIXED BEARING, VIBRATION SEVERITY GRADE R/A; SHAFT AND FLANGE ACCURACY: R TERMINAL BOX (ABOVE) CABLE ENTRY ON THE RIGHT SIGNAL CONNECTION D-END | 17682 | TEM | 1 | MC | 240 | 1
1PH81672FF120CA1 | SIMOTICS M COMPACT SYNCHRONOUS MOTOR 1500RPM, 69KW, 435NM,133A, 345V 1750RPM, 77KW, 420NM,128A, 400V 2000RPM, 82KW, 395NM,123A, 450V FORCED VENTILATION; DIRECTION OF AIR FLOW NDE --> DE; DEGREE OF PROTECTION IP55 ABSOLUTE ENCODER 22 BIT SINGLETURN AND 12 BIT MULTITURN (ENCODER AM22DQ) WITH DRIVE-CLIQ INTERFACE DESIGN IM B5 (IMV 1,IM V3) PLAIN SHAFT WITHOUT FITTED KEY; BEARING: STANDARD WITH FIXED BEARING, VIBRATION SEVERITY GRADE S/A; SHAFT AND FLANGE ACCURACY: R TERMINAL BOX (ABOVE) CABLE ENTRY ON THE RIGHT SIGNAL CONNECTION D-END | 17682 | TEM | 1 | MC | 240 | 1
1PH81672FF120GA1 | SIMOTICS M COMPACT SYNCHRONOUS MOTOR 1500RPM, 69KW, 435NM,133A, 345V 1750RPM, 77KW, 420NM,128A, 400V 2000RPM, 82KW, 395NM,123A, 450V FORCED VENTILATION; DIRECTION OF AIR FLOW NDE --> DE; DEGREE OF PROTECTION IP55 ABSOLUTE ENCODER 22 BIT SINGLETURN AND 12 BIT MULTITURN (ENCODER AM22DQ) WITH DRIVE-CLIQ INTERFACE DESIGN IM B5 (IMV 1,IM V3) PLAIN SHAFT WITHOUT FITTED KEY; BEARING: STANDARD, VIBRATION SEVERITY GRADE R/A; SHAFT AND FLANGE ACCURACY: R TERMINAL BOX (ABOVE) CABLE ENTRY ON THE RIGHT SIGNAL CONNECTION D-END | 17202 | TEM | 1 | MC | 240 | 1
1PH81672FF120QB1 | SIMOTICS M COMPACT SYNCHRONOUS MOTOR 1500RPM, 69KW, 435NM,133A, 345V 1750RPM, 77KW, 420NM,128A, 400V 2000RPM, 82KW, 395NM,123A, 450V FORCED VENTILATION; DIRECTION OF AIR FLOW NDE --> DE; DEGREE OF PROTECTION IP55 ABSOLUTE ENCODER 22 BIT SINGLETURN AND 12 BIT MULTITURN (ENCODER AM22DQ) WITH DRIVE-CLIQ INTERFACE DESIGN IM B5 (IMV 1,IM V3) PLAIN SHAFT WITHOUT FITTED KEY; BEARING: ADVANCED LIFETIME VIBRATION SEVERITY S/A SHAFT A. FLANGE ACCURACY GR. R TERMINAL BOX (ABOVE) CABLE ENTRY ON THE LEFT SIGNAL CONNECTION D-END | 18012 | TEM | 1 | MC | 240 | 1
1PH81672FF130GA1 | SIMOTICS M COMPACT SYNCHRONOUS MOTOR 1500RPM, 69KW, 435NM,133A, 345V 1750RPM, 77KW, 420NM,128A, 400V 2000RPM, 82KW, 395NM,123A, 450V FORCED VENTILATION; DIRECTION OF AIR FLOW NDE --> DE; DEGREE OF PROTECTION IP55 ABSOLUTE ENCODER 22 BIT SINGLETURN AND 12 BIT MULTITURN (ENCODER AM22DQ) WITH DRIVE-CLIQ INTERFACE DESIGN IM B35 (IM V15, IM V35) PLAIN SHAFT WITHOUT FITTED KEY; BEARING: STANDARD, VIBRATION SEVERITY GRADE R/A; SHAFT AND FLANGE ACCURACY: R TERMINAL BOX (ABOVE) CABLE ENTRY ON THE RIGHT SIGNAL CONNECTION D-END | 17202 | TEM | 1 | MC | 240 | 1
1PH81672FL031CC1 | SIMOTICS M COMPACT SYNCHRONOUS MOTOR 2500RPM, 95KW, 360NM,177A, 350V 2800RPM, 98KW, 335NM,164A, 385V 3000RPM, 99KW, 315NM,155A, 410V FORCED VENTILATION; DIRECTION OF AIR FLOW DE --> NDE; DEGREE OF PROTECTION IP55 ABSOLUTE ENCODER 22 BIT SINGLETURN AND 12 BIT MULTITURN (ENCODER AM22DQ) WITH DRIVE-CLIQ INTERFACE DESIGN IM B35 (IM V15, IM V35) SHAFT WITH FITTED KEY FULL-KEY BALANCING BEARING: STANDARD WITH FIXED BEARING, VIBRATION SEVERITY GRADE S/A; SHAFT AND FLANGE ACCURACY: R TERMINAL BOX (ABOVE) CABLE ENTRY ON THE ND-END SIGNAL CONNECTION LEFT | 17877 | TEM | 1 | MC | 240 | 1
1PH81682DF220BA1 | SIMOTICS M COMPACT SYNCHRONOUS MOTOR 1500RPM, 84KW,530NM, 169A, 355V 1750RPM, 94KW,510NM, 164A, 410V 2000RPM,100KW,480NM, 157A, 465V WATER COOLING DEGREE OF PROTECTION IP65 INCREMENTAL ENCODER 22 BIT WITH COMMUTATING POSITION (ENCODER IC22DQ) WITH DRIVE-CLIQ INTERFACE DESIGN IM B5 (IMV 1,IM V3) PLAIN SHAFT WITHOUT FITTED KEY; BEARING: STANDARD WITH FIXED BEARING, VIBRATION SEVERITY GRADE R/A; SHAFT AND FLANGE ACCURACY: R TERMINAL BOX (ABOVE) CABLE ENTRY ON THE RIGHT SIGNAL CONNECTION D-END | 18140 | TEM | 1 | MC | 279 | 1
1PH81682DF222BA1 | SIMOTICS M COMPACT SYNCHRONOUS MOTOR 1500RPM, 84KW,530NM, 169A, 355V 1750RPM, 94KW,510NM, 164A, 410V 2000RPM,100KW,480NM, 157A, 465V WATER COOLING DEGREE OF PROTECTION IP65 INCREMENTAL ENCODER 22 BIT WITH COMMUTATING POSITION (ENCODER IC22DQ) WITH DRIVE-CLIQ INTERFACE DESIGN IM B5 (IMV 1,IM V3) SHAFT WITH FITTED KEY HALF-KEY BALANCING BEARING: STANDARD WITH FIXED BEARING, VIBRATION SEVERITY GRADE R/A; SHAFT AND FLANGE ACCURACY: R TERMINAL BOX (ABOVE) CABLE ENTRY ON THE RIGHT SIGNAL CONNECTION D-END | 18335 | TEM | 1 | MC | 279 | 1
1PH81682DF231BC1 | SIMOTICS M COMPACT SYNCHRONOUS MOTOR 1500RPM, 84KW,530NM, 169A, 355V 1750RPM, 94KW,510NM, 164A, 410V 2000RPM,100KW,480NM, 157A, 465V WATER COOLING DEGREE OF PROTECTION IP65 INCREMENTAL ENCODER 22 BIT WITH COMMUTATING POSITION (ENCODER IC22DQ) WITH DRIVE-CLIQ INTERFACE DESIGN IM B35 (IM V15, IM V35) SHAFT WITH FITTED KEY FULL-KEY BALANCING BEARING: STANDARD WITH FIXED BEARING, VIBRATION SEVERITY GRADE R/A; SHAFT AND FLANGE ACCURACY: R TERMINAL BOX (ABOVE) CABLE ENTRY ON THE ND-END SIGNAL CONNECTION LEFT | 18335 | TEM | 1 | MC | 279 | 1
1PH81682DL232CA1 | SIMOTICS M COMPACT SYNCHRONOUS MOTOR 2500RPM,119KW,455NM, 225A, 355V 2800RPM,123KW,420NM, 210A, 395V 3000RPM,125KW,385NM, 197A, 420V WATER COOLING DEGREE OF PROTECTION IP65 INCREMENTAL ENCODER 22 BIT WITH COMMUTATING POSITION (ENCODER IC22DQ) WITH DRIVE-CLIQ INTERFACE DESIGN IM B35 (IM V15, IM V35) SHAFT WITH FITTED KEY HALF-KEY BALANCING BEARING: STANDARD WITH FIXED BEARING, VIBRATION SEVERITY GRADE S/A; SHAFT AND FLANGE ACCURACY: R TERMINAL BOX (ABOVE) CABLE ENTRY ON THE RIGHT SIGNAL CONNECTION D-END | 18530 | TEM | 1 | MC | 279 | 1
1PH81682FF202CA1 | SIMOTICS M COMPACT SYNCHRONOUS MOTOR 1500RPM, 84KW,530NM, 169A, 355V 1750RPM, 94KW,510NM, 164A, 410V 2000RPM,100KW,480NM, 157A, 465V WATER COOLING DEGREE OF PROTECTION IP65 ABSOLUTE ENCODER 22 BIT SINGLETURN AND 12 BIT MULTITURN (ENCODER AM22DQ) WITH DRIVE-CLIQ INTERFACE DESIGN IM B3 (IM V5, IM V6) SHAFT WITH FITTED KEY HALF-KEY BALANCING BEARING: STANDARD WITH FIXED BEARING, VIBRATION SEVERITY GRADE S/A; SHAFT AND FLANGE ACCURACY: R TERMINAL BOX (ABOVE) CABLE ENTRY ON THE RIGHT SIGNAL CONNECTION D-END | 18790 | TEM | 1 | MC | 279 | 1
1PH81682MF200BA1 | SIMOTICS M COMPACT SYNCHRONOUS MOTOR 1500RPM, 84KW,530NM, 169A, 355V 1750RPM, 94KW,510NM, 164A, 410V 2000RPM,100KW,480NM, 157A, 465V WATER COOLING DEGREE OF PROTECTION IP65 INCREMENTAL ENCODER SIN/COS 1VPP 2048 S/R WITH ND-END AT TERMINAL BOX (ENCODER IC2048S/R) DESIGN IM B3 (IM V5, IM V6) PLAIN SHAFT WITHOUT FITTED KEY; BEARING: STANDARD WITH FIXED BEARING, VIBRATION SEVERITY GRADE R/A; SHAFT AND FLANGE ACCURACY: R TERMINAL BOX (ABOVE) CABLE ENTRY ON THE RIGHT SIGNAL CONNECTION D-END | 16796 | TEM | 1 | MC | 279 | 1
1PH81682ML200BA1 | SIMOTICS M COMPACT SYNCHRONOUS MOTOR 2500RPM,119KW,455NM, 225A, 355V 2800RPM,123KW,420NM, 210A, 395V 3000RPM,125KW,385NM, 197A, 420V WATER COOLING DEGREE OF PROTECTION IP65 INCREMENTAL ENCODER SIN/COS 1VPP 2048 S/R WITH ND-END AT TERMINAL BOX (ENCODER IC2048S/R) DESIGN IM B3 (IM V5, IM V6) PLAIN SHAFT WITHOUT FITTED KEY; BEARING: STANDARD WITH FIXED BEARING, VIBRATION SEVERITY GRADE R/A; SHAFT AND FLANGE ACCURACY: R TERMINAL BOX (ABOVE) CABLE ENTRY ON THE RIGHT SIGNAL CONNECTION D-END | 16796 | TEM | 1 | MC | 279 | 1
1PH81841AB002AA1 | SIMOTICS M COMPACT ASYNCHRONOUS MOTOR 400 RPM,16,3KW,389NM, 49A, 271V 500 RPM,20,5KW,392NM, 49A, 335V 600 RPM, 25KW, 398NM, 49A, 410V FORCED VENTILATION; DIRECTION OF AIR FLOW DE --> NDE; DEGREE OF PROTECTION IP55 W/O ENCODER with TEMPERAT. SENSOR KTY84-130 DESIGN IM B3 (IMB6, IMB7, IMB8, IMV6) SHAFT WITH FITTED KEY HALF-KEY BALANCING BEARING: STANDARD VIBRATION SEVERITY GRADE A; SHAFT A.FLANGE ACCURACY GR.N TERMINAL BOX (ABOVE) CABLE ENTRY ON THE RIGHT SIGNAL CONNECTION D-END | 8338 | TEM | 1 | MC | 350 | 1
1PH81841AC001DA1 | SIMOTICS M COMPACT ASYNCHRONOUS MOTOR 700 RPM, 27KW, 368NM, 65A, 320V 800 RPM, 31KW, 370NM, 65A, 365V 1000 RPM,39KW, 372NM, 65A, 460V FORCED VENTILATION; DIRECTION OF AIR FLOW DE --> NDE; DEGREE OF PROTECTION IP55 W/O ENCODER with TEMPERAT. SENSOR KTY84-130 DESIGN IM B3 (IMB6, IMB7, IMB8, IMV6) SHAFT WITH FITTED KEY FULL-KEY BALANCING BEARING: STANDARD VIBRATION SEVERITY GRADE SR/A; SHAFT A.FLANGE ACCURACY GR.R TERMINAL BOX (ABOVE) CABLE ENTRY ON THE RIGHT SIGNAL CONNECTION D-END | 9270 | TEM | 1 | MC | 350 | 1
1PH81841DB001CA1 | SIMOTICS M COMPACT ASYNCHRONOUS MOTOR 400 RPM,16,3KW,389NM, 49A, 271V 500 RPM,20,5KW,392NM, 49A, 335V 600 RPM, 25KW, 398NM, 49A, 410V FORCED VENTILATION; DIRECTION OF AIR FLOW DE --> NDE; DEGREE OF PROTECTION IP55 INCREMENTAL ENCODER 22 BIT WITH COMMUTATING POSITION (ENCODER IC22DQ) WITH DRIVE-CLIQ INTERFACE DESIGN IM B3 (IMB6, IMB7, IMB8, IMV6) SHAFT WITH FITTED KEY FULL-KEY BALANCING BEARING: STANDARD VIBRATION SEVERITY GRADE S/A SHAFT A.FLANGE ACCURACY GR.R TERMINAL BOX (ABOVE) CABLE ENTRY ON THE RIGHT SIGNAL CONNECTION D-END | 10594 | TEM | 1 | MC | 350 | 1
1PH81841DB131DC1 | SIMOTICS M COMPACT ASYNCHRONOUS MOTOR 400 RPM,16,3KW,389NM, 49A, 271V 500 RPM,20,5KW,392NM, 49A, 335V 600 RPM, 25KW, 398NM, 49A, 410V FORCED VENTILATION; DIRECTION OF AIR FLOW NDE-->DE; DEGREE OF PROTECTION IP55 INCREMENTAL ENCODER 22 BIT WITH COMMUTATING POSITION (ENCODER IC22DQ) WITH DRIVE-CLIQ INTERFACE DESIGN IM B35 WITH FLANGE A450 (IM V35) SHAFT WITH FITTED KEY FULL-KEY BALANCING BEARING: STANDARD VIBRATION SEVERITY GRADE SR/A; SHAFT A.FLANGE ACCURACY GR.R TERMINAL BOX (ABOVE) CABLE ENTRY ON THE ND-END SIGNAL CONNECTION RIGHT | 11992 | TEM | 1 | MC | 350 | 1
1PH81841DC000DA1 | SIMOTICS M COMPACT ASYNCHRONOUS MOTOR 700 RPM, 27KW, 368NM, 65A, 320V 800 RPM, 31KW, 370NM, 65A, 365V 1000 RPM,39KW, 372NM, 65A, 460V FORCED VENTILATION; DIRECTION OF AIR FLOW DE --> NDE; DEGREE OF PROTECTION IP55 INCREMENTAL ENCODER 22 BIT WITH COMMUTATING POSITION (ENCODER IC22DQ) WITH DRIVE-CLIQ INTERFACE DESIGN IM B3 (IMB6, IMB7, IMB8, IMV6) PLAIN SHAFT WITHOUT FITTED KEY; BEARING: STANDARD VIBRATION SEVERITY GRADE SR/A; SHAFT A.FLANGE ACCURACY GR.R TERMINAL BOX (ABOVE) CABLE ENTRY ON THE RIGHT SIGNAL CONNECTION D-END | 10616 | TEM | 1 | MC | 350 | 1
1PH81841DC020AC1 | SIMOTICS M COMPACT ASYNCHRONOUS MOTOR 700 RPM, 27KW, 368NM, 65A, 320V 800 RPM, 31KW, 370NM, 65A, 365V 1000 RPM,39KW, 372NM, 65A, 460V FORCED VENTILATION; DIRECTION OF AIR FLOW DE --> NDE; DEGREE OF PROTECTION IP55 INCREMENTAL ENCODER 22 BIT WITH COMMUTATING POSITION (ENCODER IC22DQ) WITH DRIVE-CLIQ INTERFACE DESIGN IM B5 WITH FLANGE A450 (IM V3) PLAIN SHAFT WITHOUT FITTED KEY; BEARING: STANDARD VIBRATION SEVERITY GRADE A; SHAFT A.FLANGE ACCURACY GR.N TERMINAL BOX (ABOVE) CABLE ENTRY ON THE ND-END SIGNAL CONNECTION RIGHT | 10860 | TEM | 1 | MC | 350 | 1
1PH81841DC032LA1 | SIMOTICS M COMPACT ASYNCHRONOUS MOTOR 700 RPM, 27KW, 368NM, 65A, 320V 800 RPM, 31KW, 370NM, 65A, 365V 1000 RPM,39KW, 372NM, 65A, 460V FORCED VENTILATION; DIRECTION OF AIR FLOW DE --> NDE; DEGREE OF PROTECTION IP55 INCREMENTAL ENCODER 22 BIT WITH COMMUTATING POSITION (ENCODER IC22DQ) WITH DRIVE-CLIQ INTERFACE DESIGN IM B35 WITH FLANGE A450 (IM V35) SHAFT WITH FITTED KEY HALF-KEY BALANCING BEARING: PERFORMANCE VIBRATION SEVERITY GRADE SR/B SHAFT A. FLANGE ACCURACY GR. R TERMINAL BOX (ABOVE) CABLE ENTRY ON THE RIGHT SIGNAL CONNECTION D-END | 17606 | TEM | 1 | MC | 350 | 1
1PH81841DD000AA1 | SIMOTICS M COMPACT ASYNCHRONOUS MOTOR 1000RPM, 39KW, 372NM, 87A, 340V 1150RPM, 44KW, 365NM, 86A, 390V 1350RPM, 50KW, 354NM, 84A, 450V FORCED VENTILATION; DIRECTION OF AIR FLOW DE --> NDE; DEGREE OF PROTECTION IP55 INCREMENTAL ENCODER 22 BIT WITH COMMUTATING POSITION (ENCODER IC22DQ) WITH DRIVE-CLIQ INTERFACE DESIGN IM B3 (IMB6, IMB7, IMB8, IMV6) PLAIN SHAFT WITHOUT FITTED KEY; BEARING: STANDARD VIBRATION SEVERITY GRADE A; SHAFT A.FLANGE ACCURACY GR.N TERMINAL BOX (ABOVE) CABLE ENTRY ON THE RIGHT SIGNAL CONNECTION D-END | 9684 | TEM | 1 | MC | 350 | 1
1PH81841DD000DA1 | SIMOTICS M COMPACT ASYNCHRONOUS MOTOR 1000RPM, 39KW, 372NM, 87A, 340V 1150RPM, 44KW, 365NM, 86A, 390V 1350RPM, 50KW, 354NM, 84A, 450V FORCED VENTILATION; DIRECTION OF AIR FLOW DE --> NDE; DEGREE OF PROTECTION IP55 INCREMENTAL ENCODER 22 BIT WITH COMMUTATING POSITION (ENCODER IC22DQ) WITH DRIVE-CLIQ INTERFACE DESIGN IM B3 (IMB6, IMB7, IMB8, IMV6) PLAIN SHAFT WITHOUT FITTED KEY; BEARING: STANDARD VIBRATION SEVERITY GRADE SR/A; SHAFT A.FLANGE ACCURACY GR.R TERMINAL BOX (ABOVE) CABLE ENTRY ON THE RIGHT SIGNAL CONNECTION D-END | 10616 | TEM | 1 | MC | 350 | 1
1PH81841DD001FA1 | SIMOTICS M COMPACT ASYNCHRONOUS MOTOR 1000RPM, 39KW, 372NM, 87A, 340V 1150RPM, 44KW, 365NM, 86A, 390V 1350RPM, 50KW, 354NM, 84A, 450V FORCED VENTILATION; DIRECTION OF AIR FLOW DE --> NDE; DEGREE OF PROTECTION IP55 INCREMENTAL ENCODER 22 BIT WITH COMMUTATING POSITION (ENCODER IC22DQ) WITH DRIVE-CLIQ INTERFACE DESIGN IM B3 (IMB6, IMB7, IMB8, IMV6) SHAFT WITH FITTED KEY FULL-KEY BALANCING BEARING: GREATER CANTILEVER FORCES; VIBRATION SEVERITY GRADE R/A; SHAFT AND FLANGE ACCURACY GR. R TERMINAL BOX (ABOVE) CABLE ENTRY ON THE RIGHT SIGNAL CONNECTION D-END | 10350 | TEM | 1 | MC | 350 | 1
1PH81841DD002DA1 | SIMOTICS M COMPACT ASYNCHRONOUS MOTOR 1000RPM, 39KW, 372NM, 87A, 340V 1150RPM, 44KW, 365NM, 86A, 390V 1350RPM, 50KW, 354NM, 84A, 450V FORCED VENTILATION; DIRECTION OF AIR FLOW DE --> NDE; DEGREE OF PROTECTION IP55 INCREMENTAL ENCODER 22 BIT WITH COMMUTATING POSITION (ENCODER IC22DQ) WITH DRIVE-CLIQ INTERFACE DESIGN IM B3 (IMB6, IMB7, IMB8, IMV6) SHAFT WITH FITTED KEY HALF-KEY BALANCING BEARING: STANDARD VIBRATION SEVERITY GRADE SR/A; SHAFT A.FLANGE ACCURACY GR.R TERMINAL BOX (ABOVE) CABLE ENTRY ON THE RIGHT SIGNAL CONNECTION D-END | 10816 | TEM | 1 | MC | 350 | 1
1PH81841DD030CA1 | SIMOTICS M COMPACT ASYNCHRONOUS MOTOR 1000RPM, 39KW, 372NM, 87A, 340V 1150RPM, 44KW, 365NM, 86A, 390V 1350RPM, 50KW, 354NM, 84A, 450V FORCED VENTILATION; DIRECTION OF AIR FLOW DE --> NDE; DEGREE OF PROTECTION IP55 INCREMENTAL ENCODER 22 BIT WITH COMMUTATING POSITION (ENCODER IC22DQ) WITH DRIVE-CLIQ INTERFACE DESIGN IM B35 WITH FLANGE A450 (IM V35) PLAIN SHAFT WITHOUT FITTED KEY; BEARING: STANDARD VIBRATION SEVERITY GRADE S/A SHAFT A.FLANGE ACCURACY GR.R TERMINAL BOX (ABOVE) CABLE ENTRY ON THE RIGHT SIGNAL CONNECTION D-END | 11570 | TEM | 1 | MC | 350 | 1
1PH81841DD031EA1 | SIMOTICS M COMPACT ASYNCHRONOUS MOTOR 1000RPM, 39KW, 372NM, 87A, 340V 1150RPM, 44KW, 365NM, 86A, 390V 1350RPM, 50KW, 354NM, 84A, 450V FORCED VENTILATION; DIRECTION OF AIR FLOW DE --> NDE; DEGREE OF PROTECTION IP55 INCREMENTAL ENCODER 22 BIT WITH COMMUTATING POSITION (ENCODER IC22DQ) WITH DRIVE-CLIQ INTERFACE DESIGN IM B35 WITH FLANGE A450 (IM V35) SHAFT WITH FITTED KEY FULL-KEY BALANCING BEARING: GREATER CANTILEVER FORCES; VIBRATION SEVERITY GRADE A; SHAFT AND FLANGE ACCURACY GR. N TERMINAL BOX (ABOVE) CABLE ENTRY ON THE RIGHT SIGNAL CONNECTION D-END | 11337 | TEM | 1 | MC | 350 | 1
1PH81841DF000DA1 | SIMOTICS M COMPACT ASYNCHRONOUS MOTOR 1500RPM, 51KW, 325NM,116A, 335V 1750RPM, 60KW, 327NM,120A, 390V 2000RPM, 68KW, 325NM,118A, 405V FORCED VENTILATION; DIRECTION OF AIR FLOW DE --> NDE; DEGREE OF PROTECTION IP55 INCREMENTAL ENCODER 22 BIT WITH COMMUTATING POSITION (ENCODER IC22DQ) WITH DRIVE-CLIQ INTERFACE DESIGN IM B3 (IMB6, IMB7, IMB8, IMV6) PLAIN SHAFT WITHOUT FITTED KEY; BEARING: STANDARD VIBRATION SEVERITY GRADE SR/A; SHAFT A.FLANGE ACCURACY GR.R TERMINAL BOX (ABOVE) CABLE ENTRY ON THE RIGHT SIGNAL CONNECTION D-END | 10616 | TEM | 1 | MC | 350 | 1
1PH81841DF000DC1 | SIMOTICS M COMPACT ASYNCHRONOUS MOTOR 1500RPM, 51KW, 325NM,116A, 335V 1750RPM, 60KW, 327NM,120A, 390V 2000RPM, 68KW, 325NM,118A, 405V FORCED VENTILATION; DIRECTION OF AIR FLOW DE --> NDE; DEGREE OF PROTECTION IP55 INCREMENTAL ENCODER 22 BIT WITH COMMUTATING POSITION (ENCODER IC22DQ) WITH DRIVE-CLIQ INTERFACE DESIGN IM B3 (IMB6, IMB7, IMB8, IMV6) PLAIN SHAFT WITHOUT FITTED KEY; BEARING: STANDARD VIBRATION SEVERITY GRADE SR/A; SHAFT A.FLANGE ACCURACY GR.R TERMINAL BOX (ABOVE) CABLE ENTRY ON THE ND-END SIGNAL CONNECTION RIGHT | 10616 | TEM | 1 | MC | 350 | 1
1PH81841DF001BA1 | SIMOTICS M COMPACT ASYNCHRONOUS MOTOR 1500RPM, 51KW, 325NM,116A, 335V 1750RPM, 60KW, 327NM,120A, 390V 2000RPM, 68KW, 325NM,118A, 405V FORCED VENTILATION; DIRECTION OF AIR FLOW DE --> NDE; DEGREE OF PROTECTION IP55 INCREMENTAL ENCODER 22 BIT WITH COMMUTATING POSITION (ENCODER IC22DQ) WITH DRIVE-CLIQ INTERFACE DESIGN IM B3 (IMB6, IMB7, IMB8, IMV6) SHAFT WITH FITTED KEY FULL-KEY BALANCING BEARING: STANDARD VIBRATION SEVERITY GRADE R/A; SHAFT A.FLANGE ACCURACY GR. R TERMINAL BOX (ABOVE) CABLE ENTRY ON THE RIGHT SIGNAL CONNECTION D-END | 10128 | TEM | 1 | MC | 350 | 1
1PH81841DF001DA1 | SIMOTICS M COMPACT ASYNCHRONOUS MOTOR 1500RPM, 51KW, 325NM,116A, 335V 1750RPM, 60KW, 327NM,120A, 390V 2000RPM, 68KW, 325NM,118A, 405V FORCED VENTILATION; DIRECTION OF AIR FLOW DE --> NDE; DEGREE OF PROTECTION IP55 INCREMENTAL ENCODER 22 BIT WITH COMMUTATING POSITION (ENCODER IC22DQ) WITH DRIVE-CLIQ INTERFACE DESIGN IM B3 (IMB6, IMB7, IMB8, IMV6) SHAFT WITH FITTED KEY FULL-KEY BALANCING BEARING: STANDARD VIBRATION SEVERITY GRADE SR/A; SHAFT A.FLANGE ACCURACY GR.R TERMINAL BOX (ABOVE) CABLE ENTRY ON THE RIGHT SIGNAL CONNECTION D-END | 10816 | TEM | 1 | MC | 350 | 1
1PH81841DF030CA1 | SIMOTICS M COMPACT ASYNCHRONOUS MOTOR 1500RPM, 51KW, 325NM,116A, 335V 1750RPM, 60KW, 327NM,120A, 390V 2000RPM, 68KW, 325NM,118A, 405V FORCED VENTILATION; DIRECTION OF AIR FLOW DE --> NDE; DEGREE OF PROTECTION IP55 INCREMENTAL ENCODER 22 BIT WITH COMMUTATING POSITION (ENCODER IC22DQ) WITH DRIVE-CLIQ INTERFACE DESIGN IM B35 WITH FLANGE A450 (IM V35) PLAIN SHAFT WITHOUT FITTED KEY; BEARING: STANDARD VIBRATION SEVERITY GRADE S/A SHAFT A.FLANGE ACCURACY GR.R TERMINAL BOX (ABOVE) CABLE ENTRY ON THE RIGHT SIGNAL CONNECTION D-END | 11570 | TEM | 1 | MC | 350 | 1
1PH81841DF032AA1 | SIMOTICS M COMPACT ASYNCHRONOUS MOTOR 1500RPM, 51KW, 325NM,116A, 335V 1750RPM, 60KW, 327NM,120A, 390V 2000RPM, 68KW, 325NM,118A, 405V FORCED VENTILATION; DIRECTION OF AIR FLOW DE --> NDE; DEGREE OF PROTECTION IP55 INCREMENTAL ENCODER 22 BIT WITH COMMUTATING POSITION (ENCODER IC22DQ) WITH DRIVE-CLIQ INTERFACE DESIGN IM B35 WITH FLANGE A450 (IM V35) SHAFT WITH FITTED KEY HALF-KEY BALANCING BEARING: STANDARD VIBRATION SEVERITY GRADE A; SHAFT A.FLANGE ACCURACY GR.N TERMINAL BOX (ABOVE) CABLE ENTRY ON THE RIGHT SIGNAL CONNECTION D-END | 11060 | TEM | 1 | MC | 350 | 1
1PH81841DF101DA1 | SIMOTICS M COMPACT ASYNCHRONOUS MOTOR 1500RPM, 51KW, 325NM,116A, 335V 1750RPM, 60KW, 327NM,120A, 390V 2000RPM, 68KW, 325NM,118A, 405V FORCED VENTILATION; DIRECTION OF AIR FLOW NDE-->DE; DEGREE OF PROTECTION IP55 INCREMENTAL ENCODER 22 BIT WITH COMMUTATING POSITION (ENCODER IC22DQ) WITH DRIVE-CLIQ INTERFACE DESIGN IM B3 (IMB6, IMB7, IMB8, IMV6) SHAFT WITH FITTED KEY FULL-KEY BALANCING BEARING: STANDARD VIBRATION SEVERITY GRADE SR/A; SHAFT A.FLANGE ACCURACY GR.R TERMINAL BOX (ABOVE) CABLE ENTRY ON THE RIGHT SIGNAL CONNECTION D-END | 10816 | TEM | 1 | MC | 350 | 1
1PH81841DF252LD1 | SIMOTICS M COMPACT ASYNCHRONOUS MOTOR 1500RPM, 70KW, 446NM,150A, 335V 1750RPM, 82KW, 447NM,150A, 390V 2000RPM, 95KW, 454NM,152A, 450V WATER COOLING DEGREE OF PROTECTION IP55 INCREMENTAL ENCODER 22 BIT WITH COMMUTATING POSITION (ENCODER IC22DQ) WITH DRIVE-CLIQ INTERFACE DESIGN IM V15 WITH FLANGE A450 SHAFT WITH FITTED KEY HALF-KEY BALANCING BEARING: PERFORMANCE VIBRATION SEVERITY GRADE SR/B SHAFT A. FLANGE ACCURACY GR. R TERMINAL BOX (ABOVE) CABLE ENTRY ON THE D-END SIGNAL CONNECTION RIGHT | 21736 | TEM | 1 | MC | 340 | 1
1PH81841DL030CA1 | SIMOTICS M COMPACT ASYNCHRONOUS MOTOR 2500RPM, 78KW, 298NM,166A, 340V 2900RPM, 81KW, 267NM,152A, 395V 3400RPM, 65KW, 183NM,120A, 460V FORCED VENTILATION; DIRECTION OF AIR FLOW DE --> NDE; DEGREE OF PROTECTION IP55 INCREMENTAL ENCODER 22 BIT WITH COMMUTATING POSITION (ENCODER IC22DQ) WITH DRIVE-CLIQ INTERFACE DESIGN IM B35 WITH FLANGE A450 (IM V35) PLAIN SHAFT WITHOUT FITTED KEY; BEARING: STANDARD VIBRATION SEVERITY GRADE S/A SHAFT A.FLANGE ACCURACY GR.R TERMINAL BOX (ABOVE) CABLE ENTRY ON THE RIGHT SIGNAL CONNECTION D-END | 11570 | TEM | 1 | MC | 350 | 1
1PH81841FF212BA1 | SIMOTICS M COMPACT ASYNCHRONOUS MOTOR 1500RPM, 70KW, 446NM,150A, 335V 1750RPM, 82KW, 447NM,150A, 390V 2000RPM, 95KW, 454NM,152A, 450V WATER COOLING DEGREE OF PROTECTION IP55 ABSOLUTE ENCODER 22 BIT SINGLETURN AND 12 BIT MULTITURN (ENCODER AM22DQ) WITH DRIVE-CLIQ INTERFACE DESIGN IM V5 SHAFT WITH FITTED KEY HALF-KEY BALANCING BEARING: STANDARD VIBRATION SEVERITY GRADE R/A; SHAFT A.FLANGE ACCURACY GR. R TERMINAL BOX (ABOVE) CABLE ENTRY ON THE RIGHT SIGNAL CONNECTION D-END | 15645 | TEM | 1 | MC | 340 | 1
1PH81841FL032BA1 | SIMOTICS M COMPACT ASYNCHRONOUS MOTOR 2500RPM, 78KW, 298NM,166A, 340V 2900RPM, 81KW, 267NM,152A, 395V 3400RPM, 65KW, 183NM,120A, 460V FORCED VENTILATION; DIRECTION OF AIR FLOW DE --> NDE; DEGREE OF PROTECTION IP55 ABSOLUTE ENCODER 22 BIT SINGLETURN AND 12 BIT MULTITURN (ENCODER AM22DQ) WITH DRIVE-CLIQ INTERFACE DESIGN IM B35 WITH FLANGE A450 (IM V35) SHAFT WITH FITTED KEY HALF-KEY BALANCING BEARING: STANDARD VIBRATION SEVERITY GRADE R/A; SHAFT A.FLANGE ACCURACY GR. R TERMINAL BOX (ABOVE) CABLE ENTRY ON THE RIGHT SIGNAL CONNECTION D-END | 12380 | TEM | 1 | MC | 350 | 1
1PH81841HC031FA1 | SIMOTICS M COMPACT ASYNCHRONOUS MOTOR 700 RPM, 27KW, 368NM, 65A, 320V 800 RPM, 31KW, 370NM, 65A, 365V 1000 RPM,39KW, 372NM, 65A, 460V FORCED VENTILATION; DIRECTION OF AIR FLOW DE --> NDE; DEGREE OF PROTECTION IP55 INCREMENT. ENCODER HTL 1024 S/R (ENCODER HTL1024S/R) with TEMPERAT. SENSOR KTY84-130 DESIGN IM B35 WITH FLANGE A450 (IM V35) SHAFT WITH FITTED KEY FULL-KEY BALANCING BEARING: GREATER CANTILEVER FORCES; VIBRATION SEVERITY GRADE R/A; SHAFT AND FLANGE ACCURACY GR. R TERMINAL BOX (ABOVE) CABLE ENTRY ON THE RIGHT SIGNAL CONNECTION D-END | 10649 | TEM | 1 | MC | 350 | 1
1PH81841HD000EB1 | SIMOTICS M COMPACT ASYNCHRONOUS MOTOR 1000RPM, 39KW, 372NM, 87A, 340V 1150RPM, 44KW, 365NM, 86A, 390V 1350RPM, 50KW, 354NM, 84A, 450V FORCED VENTILATION; DIRECTION OF AIR FLOW DE --> NDE; DEGREE OF PROTECTION IP55 INCREMENT. ENCODER HTL 1024 S/R (ENCODER HTL1024S/R) with TEMPERAT. SENSOR KTY84-130 DESIGN IM B3 (IMB6, IMB7, IMB8, IMV6) PLAIN SHAFT WITHOUT FITTED KEY; BEARING: GREATER CANTILEVER FORCES; VIBRATION SEVERITY GRADE A; SHAFT AND FLANGE ACCURACY GR. N TERMINAL BOX (ABOVE) CABLE ENTRY ON THE LEFT SIGNAL CONNECTION D-END | 9085 | TEM | 1 | MC | 350 | 1
1PH81841HD001DA1 | SIMOTICS M COMPACT ASYNCHRONOUS MOTOR 1000RPM, 39KW, 372NM, 87A, 340V 1150RPM, 44KW, 365NM, 86A, 390V 1350RPM, 50KW, 354NM, 84A, 450V FORCED VENTILATION; DIRECTION OF AIR FLOW DE --> NDE; DEGREE OF PROTECTION IP55 INCREMENT. ENCODER HTL 1024 S/R (ENCODER HTL1024S/R) with TEMPERAT. SENSOR KTY84-130 DESIGN IM B3 (IMB6, IMB7, IMB8, IMV6) SHAFT WITH FITTED KEY FULL-KEY BALANCING BEARING: STANDARD VIBRATION SEVERITY GRADE SR/A; SHAFT A.FLANGE ACCURACY GR.R TERMINAL BOX (ABOVE) CABLE ENTRY ON THE RIGHT SIGNAL CONNECTION D-END | 9939 | TEM | 1 | MC | 350 | 1
1PH81841HD002EB1 | SIMOTICS M COMPACT ASYNCHRONOUS MOTOR 1000RPM, 39KW, 372NM, 87A, 340V 1150RPM, 44KW, 365NM, 86A, 390V 1350RPM, 50KW, 354NM, 84A, 450V FORCED VENTILATION; DIRECTION OF AIR FLOW DE --> NDE; DEGREE OF PROTECTION IP55 INCREMENT. ENCODER HTL 1024 S/R (ENCODER HTL1024S/R) with TEMPERAT. SENSOR KTY84-130 DESIGN IM B3 (IMB6, IMB7, IMB8, IMV6) SHAFT WITH FITTED KEY HALF-KEY BALANCING BEARING: GREATER CANTILEVER FORCES; VIBRATION SEVERITY GRADE A; SHAFT AND FLANGE ACCURACY GR. N TERMINAL BOX (ABOVE) CABLE ENTRY ON THE LEFT SIGNAL CONNECTION D-END | 9284 | TEM | 1 | MC | 350 | 1
1PH81841HF000EA1 | SIMOTICS M COMPACT ASYNCHRONOUS MOTOR 1500RPM, 51KW, 325NM,116A, 335V 1750RPM, 60KW, 327NM,120A, 390V 2000RPM, 68KW, 325NM,118A, 405V FORCED VENTILATION; DIRECTION OF AIR FLOW DE --> NDE; DEGREE OF PROTECTION IP55 INCREMENT. ENCODER HTL 1024 S/R (ENCODER HTL1024S/R) with TEMPERAT. SENSOR KTY84-130 DESIGN IM B3 (IMB6, IMB7, IMB8, IMV6) PLAIN SHAFT WITHOUT FITTED KEY; BEARING: GREATER CANTILEVER FORCES; VIBRATION SEVERITY GRADE A; SHAFT AND FLANGE ACCURACY GR. N TERMINAL BOX (ABOVE) CABLE ENTRY ON THE RIGHT SIGNAL CONNECTION D-END | 9085 | TEM | 1 | MC | 350 | 1
1PH81841HF101EB1 | SIMOTICS M COMPACT ASYNCHRONOUS MOTOR 1500RPM, 51KW, 325NM,116A, 335V 1750RPM, 60KW, 327NM,120A, 390V 2000RPM, 68KW, 325NM,118A, 405V FORCED VENTILATION; DIRECTION OF AIR FLOW NDE-->DE; DEGREE OF PROTECTION IP55 INCREMENT. ENCODER HTL 1024 S/R (ENCODER HTL1024S/R) with TEMPERAT. SENSOR KTY84-130 DESIGN IM B3 (IMB6, IMB7, IMB8, IMV6) SHAFT WITH FITTED KEY FULL-KEY BALANCING BEARING: GREATER CANTILEVER FORCES; VIBRATION SEVERITY GRADE A; SHAFT AND FLANGE ACCURACY GR. N TERMINAL BOX (ABOVE) CABLE ENTRY ON THE LEFT SIGNAL CONNECTION D-END | 9284 | TEM | 1 | MC | 350 | 1
1PH81841JD001BA1 | SIMOTICS M COMPACT ASYNCHRONOUS MOTOR 1000RPM, 39KW, 372NM, 87A, 340V 1150RPM, 44KW, 365NM, 86A, 390V 1350RPM, 50KW, 354NM, 84A, 450V FORCED VENTILATION; DIRECTION OF AIR FLOW DE --> NDE; DEGREE OF PROTECTION IP55 INCREMENT. ENCODER HTL 2048 S/R (ENCODER HTL2048S/R) with TEMPERAT. SENSOR KTY84-130 DESIGN IM B3 (IMB6, IMB7, IMB8, IMV6) SHAFT WITH FITTED KEY FULL-KEY BALANCING BEARING: STANDARD VIBRATION SEVERITY GRADE R/A; SHAFT A.FLANGE ACCURACY GR. R TERMINAL BOX (ABOVE) CABLE ENTRY ON THE RIGHT SIGNAL CONNECTION D-END | 9584 | TEM | 1 | MC | 350 | 1
1PH81842DF101BA1 | SIMOTICS M COMPACT SYNCHRONOUS MOTOR 1500RPM, 70KW, 446NM, 148A,308V 1750RPM, 82KW, 447NM, 150A,359V 2000RPM, 86KW, 411NM, 138A,404V FORCED VENTILATION; DIRECTION OF AIR FLOW NDE --> DE; DEGREE OF PROTECTION IP55 INCREMENTAL ENCODER 22 BIT WITH COMMUTATING POSITION (ENCODER IC22DQ) WITH DRIVE-CLIQ INTERFACE DESIGN IM B3 (IMB6, IMB7, IMB8, IMV6) SHAFT WITH FITTED KEY FULL-KEY BALANCING BEARING: STANDARD VIBRATION SEVERITY GRADE R/A; SHAFT A.FLANGE ACCURACY GR. R TERMINAL BOX (ABOVE) CABLE ENTRY ON THE RIGHT SIGNAL CONNECTION D-END | 16322 | TEM | 1 | MC | 330 | 1
1PH81842FD132AC1 | SIMOTICS M COMPACT SYNCHRONOUS MOTOR 1000RPM, 46KW, 439NM, 106A,285V 1150RPM, 53KW, 440NM, 106A,327V 1350RPM, 62KW, 439NM, 106A,382V FORCED VENTILATION; DIRECTION OF AIR FLOW NDE --> DE; DEGREE OF PROTECTION IP55 ABSOLUTE ENCODER 22 BIT SINGLETURN AND 12 BIT MULTITURN (ENCODER AM22DQ) WITH DRIVE-CLIQ INTERFACE DESIGN IM B35 WITH FLANGE A450 (IM V35) SHAFT WITH FITTED KEY HALF-KEY BALANCING BEARING: STANDARD VIBRATION SEVERITY GRADE A; SHAFT A.FLANGE ACCURACY GR.N TERMINAL BOX (ABOVE) CABLE ENTRY ON THE ND-END SIGNAL CONNECTION RIGHT | 18331 | TEM | 1 | MC | 330 | 1
1PH81842FF252BD1 | SIMOTICS M COMPACT SYNCHRONOUS MOTOR 1500RPM, 90KW, 573NM,190A, 334V 1750RPM,103KW, 562NM,186A, 386V 2000RPM,110KW, 525NM,176A, 434V WATER COOLING DEGREE OF PROTECTION IP55 ABSOLUTE ENCODER 22 BIT SINGLETURN AND 12 BIT MULTITURN (ENCODER AM22DQ) WITH DRIVE-CLIQ INTERFACE DESIGN IM V15 WITH FLANGE A450 SHAFT WITH FITTED KEY HALF-KEY BALANCING BEARING: STANDARD VIBRATION SEVERITY GRADE R/A; SHAFT A.FLANGE ACCURACY GR. R TERMINAL BOX (ABOVE) CABLE ENTRY ON THE D-END SIGNAL CONNECTION RIGHT | 21259 | TEM | 1 | MC | 330 | 1
1PH81861AB002AA1 | SIMOTICS M COMPACT ASYNCHRONOUS MOTOR 400 RPM,21,3KW,506NM, 65A, 268V 500RPM,26,5KW, 506NM, 65A, 335V 600RPM, 32KW, 509NM, 66A, 400V FORCED VENTILATION; DIRECTION OF AIR FLOW DE --> NDE; DEGREE OF PROTECTION IP55 W/O ENCODER with TEMPERAT. SENSOR KTY84-130 DESIGN IM B3 (IMB6, IMB7, IMB8, IMV6) SHAFT WITH FITTED KEY HALF-KEY BALANCING BEARING: STANDARD VIBRATION SEVERITY GRADE A; SHAFT A.FLANGE ACCURACY GR.N TERMINAL BOX (ABOVE) CABLE ENTRY ON THE RIGHT SIGNAL CONNECTION D-END | 12035 | TEM | 1 | MC | 422 | 1
1PH81861AD030DA1 | SIMOTICS M COMPACT ASYNCHRONOUS MOTOR 1000RPM, 51KW, 487NM,112A, 340V 1150RPM, 58KW, 482NM,112A, 390V 1350RPM, 67KW, 474NM,112A, 450V FORCED VENTILATION; DIRECTION OF AIR FLOW DE --> NDE; DEGREE OF PROTECTION IP55 W/O ENCODER with TEMPERAT. SENSOR KTY84-130 DESIGN IM B35 WITH FLANGE A450 (IM V35) PLAIN SHAFT WITHOUT FITTED KEY; BEARING: STANDARD VIBRATION SEVERITY GRADE SR/A; SHAFT A.FLANGE ACCURACY GR.R TERMINAL BOX (ABOVE) CABLE ENTRY ON THE RIGHT SIGNAL CONNECTION D-END | 13944 | TEM | 1 | MC | 422 | 1
1PH81861AD031AA1 | SIMOTICS M COMPACT ASYNCHRONOUS MOTOR 1000RPM, 51KW, 487NM,112A, 340V 1150RPM, 58KW, 482NM,112A, 390V 1350RPM, 67KW, 474NM,112A, 450V FORCED VENTILATION; DIRECTION OF AIR FLOW DE --> NDE; DEGREE OF PROTECTION IP55 W/O ENCODER with TEMPERAT. SENSOR KTY84-130 DESIGN IM B35 WITH FLANGE A450 (IM V35) SHAFT WITH FITTED KEY FULL-KEY BALANCING BEARING: STANDARD VIBRATION SEVERITY GRADE A; SHAFT A.FLANGE ACCURACY GR.N TERMINAL BOX (ABOVE) CABLE ENTRY ON THE RIGHT SIGNAL CONNECTION D-END | 13212 | TEM | 1 | MC | 422 | 1
1PH81861AF000DA1 | SIMOTICS M COMPACT ASYNCHRONOUS MOTOR 1500RPM, 74KW, 471NM,166A, 330V 1750RPM, 85KW, 464NM,164A, 385V 2000RPM, 94KW, 449NM,160A, 445V FORCED VENTILATION; DIRECTION OF AIR FLOW DE --> NDE; DEGREE OF PROTECTION IP55 W/O ENCODER with TEMPERAT. SENSOR KTY84-130 DESIGN IM B3 (IMB6, IMB7, IMB8, IMV6) PLAIN SHAFT WITHOUT FITTED KEY; BEARING: STANDARD VIBRATION SEVERITY GRADE SR/A; SHAFT A.FLANGE ACCURACY GR.R TERMINAL BOX (ABOVE) CABLE ENTRY ON THE RIGHT SIGNAL CONNECTION D-END | 12768 | TEM | 1 | MC | 422 | 1
1PH81861DB202BA1 | SIMOTICS M COMPACT ASYNCHRONOUS MOTOR 400 RPM, 23KW, 549NM, 68A, 268V 500 RPM, 30KW, 573NM, 70A, 335V 600 RPM, 38KW, 605NM, 73A, 405V WATER COOLING DEGREE OF PROTECTION IP55 INCREMENTAL ENCODER 22 BIT WITH COMMUTATING POSITION (ENCODER IC22DQ) WITH DRIVE-CLIQ INTERFACE DESIGN IM B3 (IMB6, IMB7, IMB8, IMV6) SHAFT WITH FITTED KEY HALF-KEY BALANCING BEARING: STANDARD VIBRATION SEVERITY GRADE R/A; SHAFT A.FLANGE ACCURACY GR. R TERMINAL BOX (ABOVE) CABLE ENTRY ON THE RIGHT SIGNAL CONNECTION D-END | 17720 | TEM | 1 | MC | 410 | 1
1PH81861DC002BA1 | SIMOTICS M COMPACT ASYNCHRONOUS MOTOR 700RPM, 35KW, 478NM, 83A, 330V 800RPM, 40KW, 478NM, 83A, 450V 1000RPM, 50KW, 478NM, 83A, 450V FORCED VENTILATION; DIRECTION OF AIR FLOW DE --> NDE; DEGREE OF PROTECTION IP55 INCREMENTAL ENCODER 22 BIT WITH COMMUTATING POSITION (ENCODER IC22DQ) WITH DRIVE-CLIQ INTERFACE DESIGN IM B3 (IMB6, IMB7, IMB8, IMV6) SHAFT WITH FITTED KEY HALF-KEY BALANCING BEARING: STANDARD VIBRATION SEVERITY GRADE R/A; SHAFT A.FLANGE ACCURACY GR. R TERMINAL BOX (ABOVE) CABLE ENTRY ON THE RIGHT SIGNAL CONNECTION D-END | 13825 | TEM | 1 | MC | 422 | 1
1PH81861DC030CA1 | SIMOTICS M COMPACT ASYNCHRONOUS MOTOR 700RPM, 35KW, 478NM, 83A, 330V 800RPM, 40KW, 478NM, 83A, 450V 1000RPM, 50KW, 478NM, 83A, 450V FORCED VENTILATION; DIRECTION OF AIR FLOW DE --> NDE; DEGREE OF PROTECTION IP55 INCREMENTAL ENCODER 22 BIT WITH COMMUTATING POSITION (ENCODER IC22DQ) WITH DRIVE-CLIQ INTERFACE DESIGN IM B35 WITH FLANGE A450 (IM V35) PLAIN SHAFT WITHOUT FITTED KEY; BEARING: STANDARD VIBRATION SEVERITY GRADE S/A SHAFT A.FLANGE ACCURACY GR.R TERMINAL BOX (ABOVE) CABLE ENTRY ON THE RIGHT SIGNAL CONNECTION D-END | 15268 | TEM | 1 | MC | 422 | 1
1PH81861DD000DA1 | SIMOTICS M COMPACT ASYNCHRONOUS MOTOR 1000RPM, 51KW, 487NM,112A, 340V 1150RPM, 58KW, 482NM,112A, 390V 1350RPM, 67KW, 474NM,112A, 450V FORCED VENTILATION; DIRECTION OF AIR FLOW DE --> NDE; DEGREE OF PROTECTION IP55 INCREMENTAL ENCODER 22 BIT WITH COMMUTATING POSITION (ENCODER IC22DQ) WITH DRIVE-CLIQ INTERFACE DESIGN IM B3 (IMB6, IMB7, IMB8, IMV6) PLAIN SHAFT WITHOUT FITTED KEY; BEARING: STANDARD VIBRATION SEVERITY GRADE SR/A; SHAFT A.FLANGE ACCURACY GR.R TERMINAL BOX (ABOVE) CABLE ENTRY ON THE RIGHT SIGNAL CONNECTION D-END | 14313 | TEM | 1 | MC | 422 | 1
1PH81861DD000DC1 | SIMOTICS M COMPACT ASYNCHRONOUS MOTOR 1000RPM, 51KW, 487NM,112A, 340V 1150RPM, 58KW, 482NM,112A, 390V 1350RPM, 67KW, 474NM,112A, 450V FORCED VENTILATION; DIRECTION OF AIR FLOW DE --> NDE; DEGREE OF PROTECTION IP55 INCREMENTAL ENCODER 22 BIT WITH COMMUTATING POSITION (ENCODER IC22DQ) WITH DRIVE-CLIQ INTERFACE DESIGN IM B3 (IMB6, IMB7, IMB8, IMV6) PLAIN SHAFT WITHOUT FITTED KEY; BEARING: STANDARD VIBRATION SEVERITY GRADE SR/A; SHAFT A.FLANGE ACCURACY GR.R TERMINAL BOX (ABOVE) CABLE ENTRY ON THE ND-END SIGNAL CONNECTION RIGHT | 14313 | TEM | 1 | MC | 422 | 1
1PH81861DD000LA1 | SIMOTICS M COMPACT ASYNCHRONOUS MOTOR 1000RPM, 51KW, 487NM,112A, 340V 1150RPM, 58KW, 482NM,112A, 390V 1350RPM, 67KW, 474NM,112A, 450V FORCED VENTILATION; DIRECTION OF AIR FLOW DE --> NDE; DEGREE OF PROTECTION IP55 INCREMENTAL ENCODER 22 BIT WITH COMMUTATING POSITION (ENCODER IC22DQ) WITH DRIVE-CLIQ INTERFACE DESIGN IM B3 (IMB6, IMB7, IMB8, IMV6) PLAIN SHAFT WITHOUT FITTED KEY; BEARING: PERFORMANCE VIBRATION SEVERITY GRADE SR/B SHAFT A. FLANGE ACCURACY GR. R TERMINAL BOX (ABOVE) CABLE ENTRY ON THE RIGHT SIGNAL CONNECTION D-END | 19928 | TEM | 1 | MC | 422 | 1
1PH81861DD002FB1 | SIMOTICS M COMPACT ASYNCHRONOUS MOTOR 1000RPM, 51KW, 487NM,112A, 340V 1150RPM, 58KW, 482NM,112A, 390V 1350RPM, 67KW, 474NM,112A, 450V FORCED VENTILATION; DIRECTION OF AIR FLOW DE --> NDE; DEGREE OF PROTECTION IP55 INCREMENTAL ENCODER 22 BIT WITH COMMUTATING POSITION (ENCODER IC22DQ) WITH DRIVE-CLIQ INTERFACE DESIGN IM B3 (IMB6, IMB7, IMB8, IMV6) SHAFT WITH FITTED KEY HALF-KEY BALANCING BEARING: GREATER CANTILEVER FORCES; VIBRATION SEVERITY GRADE R/A; SHAFT AND FLANGE ACCURACY GR. R TERMINAL BOX (ABOVE) CABLE ENTRY ON THE LEFT SIGNAL CONNECTION D-END | 14047 | TEM | 1 | MC | 422 | 1
1PH81861DD030BC1 | SIMOTICS M COMPACT ASYNCHRONOUS MOTOR 1000RPM, 51KW, 487NM,112A, 340V 1150RPM, 58KW, 482NM,112A, 390V 1350RPM, 67KW, 474NM,112A, 450V FORCED VENTILATION; DIRECTION OF AIR FLOW DE --> NDE; DEGREE OF PROTECTION IP55 INCREMENTAL ENCODER 22 BIT WITH COMMUTATING POSITION (ENCODER IC22DQ) WITH DRIVE-CLIQ INTERFACE DESIGN IM B35 WITH FLANGE A450 (IM V35) PLAIN SHAFT WITHOUT FITTED KEY; BEARING: STANDARD VIBRATION SEVERITY GRADE R/A; SHAFT A.FLANGE ACCURACY GR. R TERMINAL BOX (ABOVE) CABLE ENTRY ON THE ND-END SIGNAL CONNECTION RIGHT | 14802 | TEM | 1 | MC | 422 | 1
1PH81861DD030CA1 | SIMOTICS M COMPACT ASYNCHRONOUS MOTOR 1000RPM, 51KW, 487NM,112A, 340V 1150RPM, 58KW, 482NM,112A, 390V 1350RPM, 67KW, 474NM,112A, 450V FORCED VENTILATION; DIRECTION OF AIR FLOW DE --> NDE; DEGREE OF PROTECTION IP55 INCREMENTAL ENCODER 22 BIT WITH COMMUTATING POSITION (ENCODER IC22DQ) WITH DRIVE-CLIQ INTERFACE DESIGN IM B35 WITH FLANGE A450 (IM V35) PLAIN SHAFT WITHOUT FITTED KEY; BEARING: STANDARD VIBRATION SEVERITY GRADE S/A SHAFT A.FLANGE ACCURACY GR.R TERMINAL BOX (ABOVE) CABLE ENTRY ON THE RIGHT SIGNAL CONNECTION D-END | 15268 | TEM | 1 | MC | 422 | 1
1PH81861DD030DC1 | SIMOTICS M COMPACT ASYNCHRONOUS MOTOR 1000RPM, 51KW, 487NM,112A, 340V 1150RPM, 58KW, 482NM,112A, 390V 1350RPM, 67KW, 474NM,112A, 450V FORCED VENTILATION; DIRECTION OF AIR FLOW DE --> NDE; DEGREE OF PROTECTION IP55 INCREMENTAL ENCODER 22 BIT WITH COMMUTATING POSITION (ENCODER IC22DQ) WITH DRIVE-CLIQ INTERFACE DESIGN IM B35 WITH FLANGE A450 (IM V35) PLAIN SHAFT WITHOUT FITTED KEY; BEARING: STANDARD VIBRATION SEVERITY GRADE SR/A; SHAFT A.FLANGE ACCURACY GR.R TERMINAL BOX (ABOVE) CABLE ENTRY ON THE ND-END SIGNAL CONNECTION RIGHT | 15489 | TEM | 1 | MC | 422 | 1
1PH81861DD030LA1 | SIMOTICS M COMPACT ASYNCHRONOUS MOTOR 1000RPM, 51KW, 487NM,112A, 340V 1150RPM, 58KW, 482NM,112A, 390V 1350RPM, 67KW, 474NM,112A, 450V FORCED VENTILATION; DIRECTION OF AIR FLOW DE --> NDE; DEGREE OF PROTECTION IP55 INCREMENTAL ENCODER 22 BIT WITH COMMUTATING POSITION (ENCODER IC22DQ) WITH DRIVE-CLIQ INTERFACE DESIGN IM B35 WITH FLANGE A450 (IM V35) PLAIN SHAFT WITHOUT FITTED KEY; BEARING: PERFORMANCE VIBRATION SEVERITY GRADE SR/B SHAFT A. FLANGE ACCURACY GR. R TERMINAL BOX (ABOVE) CABLE ENTRY ON THE RIGHT SIGNAL CONNECTION D-END | 21104 | TEM | 1 | MC | 422 | 1
1PH81861DD031CA1 | SIMOTICS M COMPACT ASYNCHRONOUS MOTOR 1000RPM, 51KW, 487NM,112A, 340V 1150RPM, 58KW, 482NM,112A, 390V 1350RPM, 67KW, 474NM,112A, 450V FORCED VENTILATION; DIRECTION OF AIR FLOW DE --> NDE; DEGREE OF PROTECTION IP55 INCREMENTAL ENCODER 22 BIT WITH COMMUTATING POSITION (ENCODER IC22DQ) WITH DRIVE-CLIQ INTERFACE DESIGN IM B35 WITH FLANGE A450 (IM V35) SHAFT WITH FITTED KEY FULL-KEY BALANCING BEARING: STANDARD VIBRATION SEVERITY GRADE S/A SHAFT A.FLANGE ACCURACY GR.R TERMINAL BOX (ABOVE) CABLE ENTRY ON THE RIGHT SIGNAL CONNECTION D-END | 15467 | TEM | 1 | MC | 422 | 1
1PH81861DD031FA1 | SIMOTICS M COMPACT ASYNCHRONOUS MOTOR 1000RPM, 51KW, 487NM,112A, 340V 1150RPM, 58KW, 482NM,112A, 390V 1350RPM, 67KW, 474NM,112A, 450V FORCED VENTILATION; DIRECTION OF AIR FLOW DE --> NDE; DEGREE OF PROTECTION IP55 INCREMENTAL ENCODER 22 BIT WITH COMMUTATING POSITION (ENCODER IC22DQ) WITH DRIVE-CLIQ INTERFACE DESIGN IM B35 WITH FLANGE A450 (IM V35) SHAFT WITH FITTED KEY FULL-KEY BALANCING BEARING: GREATER CANTILEVER FORCES; VIBRATION SEVERITY GRADE R/A; SHAFT AND FLANGE ACCURACY GR. R TERMINAL BOX (ABOVE) CABLE ENTRY ON THE RIGHT SIGNAL CONNECTION D-END | 15223 | TEM | 1 | MC | 422 | 1
1PH81861DD032BA1 | SIMOTICS M COMPACT ASYNCHRONOUS MOTOR 1000RPM, 51KW, 487NM,112A, 340V 1150RPM, 58KW, 482NM,112A, 390V 1350RPM, 67KW, 474NM,112A, 450V FORCED VENTILATION; DIRECTION OF AIR FLOW DE --> NDE; DEGREE OF PROTECTION IP55 INCREMENTAL ENCODER 22 BIT WITH COMMUTATING POSITION (ENCODER IC22DQ) WITH DRIVE-CLIQ INTERFACE DESIGN IM B35 WITH FLANGE A450 (IM V35) SHAFT WITH FITTED KEY HALF-KEY BALANCING BEARING: STANDARD VIBRATION SEVERITY GRADE R/A; SHAFT A.FLANGE ACCURACY GR. R TERMINAL BOX (ABOVE) CABLE ENTRY ON THE RIGHT SIGNAL CONNECTION D-END | 15001 | TEM | 1 | MC | 422 | 1
1PH81861DD032BD1 | SIMOTICS M COMPACT ASYNCHRONOUS MOTOR 1000RPM, 51KW, 487NM,112A, 340V 1150RPM, 58KW, 482NM,112A, 390V 1350RPM, 67KW, 474NM,112A, 450V FORCED VENTILATION; DIRECTION OF AIR FLOW DE --> NDE; DEGREE OF PROTECTION IP55 INCREMENTAL ENCODER 22 BIT WITH COMMUTATING POSITION (ENCODER IC22DQ) WITH DRIVE-CLIQ INTERFACE DESIGN IM B35 WITH FLANGE A450 (IM V35) SHAFT WITH FITTED KEY HALF-KEY BALANCING BEARING: STANDARD VIBRATION SEVERITY GRADE R/A; SHAFT A.FLANGE ACCURACY GR. R TERMINAL BOX (ABOVE) CABLE ENTRY ON THE D-END SIGNAL CONNECTION RIGHT | 15001 | TEM | 1 | MC | 422 | 1
1PH81861DF000DA1 | SIMOTICS M COMPACT ASYNCHRONOUS MOTOR 1500RPM, 74KW, 471NM,166A, 330V 1750RPM, 85KW, 464NM,164A, 385V 2000RPM, 94KW, 449NM,160A, 445V FORCED VENTILATION; DIRECTION OF AIR FLOW DE --> NDE; DEGREE OF PROTECTION IP55 INCREMENTAL ENCODER 22 BIT WITH COMMUTATING POSITION (ENCODER IC22DQ) WITH DRIVE-CLIQ INTERFACE DESIGN IM B3 (IMB6, IMB7, IMB8, IMV6) PLAIN SHAFT WITHOUT FITTED KEY; BEARING: STANDARD VIBRATION SEVERITY GRADE SR/A; SHAFT A.FLANGE ACCURACY GR.R TERMINAL BOX (ABOVE) CABLE ENTRY ON THE RIGHT SIGNAL CONNECTION D-END | 14313 | TEM | 1 | MC | 422 | 1
1PH81861DF000DC1 | SIMOTICS M COMPACT ASYNCHRONOUS MOTOR 1500RPM, 74KW, 471NM,166A, 330V 1750RPM, 85KW, 464NM,164A, 385V 2000RPM, 94KW, 449NM,160A, 445V FORCED VENTILATION; DIRECTION OF AIR FLOW DE --> NDE; DEGREE OF PROTECTION IP55 INCREMENTAL ENCODER 22 BIT WITH COMMUTATING POSITION (ENCODER IC22DQ) WITH DRIVE-CLIQ INTERFACE DESIGN IM B3 (IMB6, IMB7, IMB8, IMV6) PLAIN SHAFT WITHOUT FITTED KEY; BEARING: STANDARD VIBRATION SEVERITY GRADE SR/A; SHAFT A.FLANGE ACCURACY GR.R TERMINAL BOX (ABOVE) CABLE ENTRY ON THE ND-END SIGNAL CONNECTION RIGHT | 14313 | TEM | 1 | MC | 422 | 1
1PH81861DF002DA1 | SIMOTICS M COMPACT ASYNCHRONOUS MOTOR 1500RPM, 74KW, 471NM,166A, 330V 1750RPM, 85KW, 464NM,164A, 385V 2000RPM, 94KW, 449NM,160A, 445V FORCED VENTILATION; DIRECTION OF AIR FLOW DE --> NDE; DEGREE OF PROTECTION IP55 INCREMENTAL ENCODER 22 BIT WITH COMMUTATING POSITION (ENCODER IC22DQ) WITH DRIVE-CLIQ INTERFACE DESIGN IM B3 (IMB6, IMB7, IMB8, IMV6) SHAFT WITH FITTED KEY HALF-KEY BALANCING BEARING: STANDARD VIBRATION SEVERITY GRADE SR/A; SHAFT A.FLANGE ACCURACY GR.R TERMINAL BOX (ABOVE) CABLE ENTRY ON THE RIGHT SIGNAL CONNECTION D-END | 14513 | TEM | 1 | MC | 422 | 1
1PH81861DF030LC1 | SIMOTICS M COMPACT ASYNCHRONOUS MOTOR 1500RPM, 74KW, 471NM,166A, 330V 1750RPM, 85KW, 464NM,164A, 385V 2000RPM, 94KW, 449NM,160A, 445V FORCED VENTILATION; DIRECTION OF AIR FLOW DE --> NDE; DEGREE OF PROTECTION IP55 INCREMENTAL ENCODER 22 BIT WITH COMMUTATING POSITION (ENCODER IC22DQ) WITH DRIVE-CLIQ INTERFACE DESIGN IM B35 WITH FLANGE A450 (IM V35) PLAIN SHAFT WITHOUT FITTED KEY; BEARING: PERFORMANCE VIBRATION SEVERITY GRADE SR/B SHAFT A. FLANGE ACCURACY GR. R TERMINAL BOX (ABOVE) CABLE ENTRY ON THE ND-END SIGNAL CONNECTION RIGHT | 21104 | TEM | 1 | MC | 422 | 1
1PH81861DF230LA1 | SIMOTICS M COMPACT ASYNCHRONOUS MOTOR 1500RPM, 93KW, 592NM,198A, 330V 1750RPM,111KW, 606NM,200A, 385V 2000RPM,126KW, 602NM,200A, 445V WATER COOLING DEGREE OF PROTECTION IP55 INCREMENTAL ENCODER 22 BIT WITH COMMUTATING POSITION (ENCODER IC22DQ) WITH DRIVE-CLIQ INTERFACE DESIGN IM B35 WITH FLANGE A450 (IM V35) PLAIN SHAFT WITHOUT FITTED KEY; BEARING: PERFORMANCE VIBRATION SEVERITY GRADE SR/B SHAFT A. FLANGE ACCURACY GR. R TERMINAL BOX (ABOVE) CABLE ENTRY ON THE RIGHT SIGNAL CONNECTION D-END | 24999 | TEM | 1 | MC | 410 | 1
1PH81861EC231BA1 | SIMOTICS M COMPACT ASYNCHRONOUS MOTOR 700 RPM, 43KW, 587NM, 97A, 330V 800 RPM, 49KW, 585NM, 99A, 360V 1000RPM, 61KW, 583NM, 98A, 450V WATER COOLING DEGREE OF PROTECTION IP55 ABSOLUTE ENCODER ENDAT 2048 S/R (ENCODER AM2048S/R) with TEMPERAT. SENSOR KTY84-130 DESIGN IM B35 WITH FLANGE A450 (IM V35) SHAFT WITH FITTED KEY FULL-KEY BALANCING BEARING: STANDARD VIBRATION SEVERITY GRADE R/A; SHAFT A.FLANGE ACCURACY GR. R TERMINAL BOX (ABOVE) CABLE ENTRY ON THE RIGHT SIGNAL CONNECTION D-END | 19262 | TEM | 1 | MC | 410 | 1
1PH81861FC301AA1 | SIMOTICS M COMPACT ASYNCHRONOUS MOTOR 700RPM, 52KW, 709NM, 116A, 330V 800RPM, 60KW, 716NM, 120A, 360V 1000RPM, 74KW, 707NM,116A, 450V ENCLOSED VENTILATION; DIRECTION OF AIR FLOW DE-->NDE; DEGREE OF PROTECTION IP23 ABSOLUTE ENCODER 22 BIT SINGLETURN AND 12 BIT MULTITURN (ENCODER AM22DQ) WITH DRIVE-CLIQ INTERFACE DESIGN IM B3 (IMB6, IMB7, IMB8, IMV6) SHAFT WITH FITTED KEY FULL-KEY BALANCING BEARING: STANDARD VIBRATION SEVERITY GRADE A; SHAFT A.FLANGE ACCURACY GR.N TERMINAL BOX (ABOVE) CABLE ENTRY ON THE RIGHT SIGNAL CONNECTION D-END | 17422 | TEM | 1 | MC | 422 | 1
1PH81861FD002BA1 | SIMOTICS M COMPACT ASYNCHRONOUS MOTOR 1000RPM, 51KW, 487NM,112A, 340V 1150RPM, 58KW, 482NM,112A, 390V 1350RPM, 67KW, 474NM,112A, 450V FORCED VENTILATION; DIRECTION OF AIR FLOW DE --> NDE; DEGREE OF PROTECTION IP55 ABSOLUTE ENCODER 22 BIT SINGLETURN AND 12 BIT MULTITURN (ENCODER AM22DQ) WITH DRIVE-CLIQ INTERFACE DESIGN IM B3 (IMB6, IMB7, IMB8, IMV6) SHAFT WITH FITTED KEY HALF-KEY BALANCING BEARING: STANDARD VIBRATION SEVERITY GRADE R/A; SHAFT A.FLANGE ACCURACY GR. R TERMINAL BOX (ABOVE) CABLE ENTRY ON THE RIGHT SIGNAL CONNECTION D-END | 14901 | TEM | 1 | MC | 422 | 1
1PH81861FD200BA1 | SIMOTICS M COMPACT ASYNCHRONOUS MOTOR 1000RPM, 64KW, 611NM,148A, 320V 1150RPM, 74KW, 615NM,148A, 370V 1350RPM, 86KW, 608NM,148A, 420V WATER COOLING DEGREE OF PROTECTION IP55 ABSOLUTE ENCODER 22 BIT SINGLETURN AND 12 BIT MULTITURN (ENCODER AM22DQ) WITH DRIVE-CLIQ INTERFACE DESIGN IM B3 (IMB6, IMB7, IMB8, IMV6) PLAIN SHAFT WITHOUT FITTED KEY; BEARING: STANDARD VIBRATION SEVERITY GRADE R/A; SHAFT A.FLANGE ACCURACY GR. R TERMINAL BOX (ABOVE) CABLE ENTRY ON THE RIGHT SIGNAL CONNECTION D-END | 18597 | TEM | 1 | MC | 410 | 1
1PH81861HD101BA1 | SIMOTICS M COMPACT ASYNCHRONOUS MOTOR 1000RPM, 51KW, 487NM,112A, 340V 1150RPM, 58KW, 482NM,112A, 390V 1350RPM, 67KW, 474NM,112A, 450V FORCED VENTILATION; DIRECTION OF AIR FLOW NDE-->DE; DEGREE OF PROTECTION IP55 INCREMENT. ENCODER HTL 1024 S/R (ENCODER HTL1024S/R) with TEMPERAT. SENSOR KTY84-130 DESIGN IM B3 (IMB6, IMB7, IMB8, IMV6) SHAFT WITH FITTED KEY FULL-KEY BALANCING BEARING: STANDARD VIBRATION SEVERITY GRADE R/A; SHAFT A.FLANGE ACCURACY GR. R TERMINAL BOX (ABOVE) CABLE ENTRY ON THE RIGHT SIGNAL CONNECTION D-END | 12949 | TEM | 1 | MC | 422 | 1
1PH81861HD102BA1 | SIMOTICS M COMPACT ASYNCHRONOUS MOTOR 1000RPM, 51KW, 487NM,112A, 340V 1150RPM, 58KW, 482NM,112A, 390V 1350RPM, 67KW, 474NM,112A, 450V FORCED VENTILATION; DIRECTION OF AIR FLOW NDE-->DE; DEGREE OF PROTECTION IP55 INCREMENT. ENCODER HTL 1024 S/R (ENCODER HTL1024S/R) with TEMPERAT. SENSOR KTY84-130 DESIGN IM B3 (IMB6, IMB7, IMB8, IMV6) SHAFT WITH FITTED KEY HALF-KEY BALANCING BEARING: STANDARD VIBRATION SEVERITY GRADE R/A; SHAFT A.FLANGE ACCURACY GR. R TERMINAL BOX (ABOVE) CABLE ENTRY ON THE RIGHT SIGNAL CONNECTION D-END | 12949 | TEM | 1 | MC | 422 | 1
1PH81861HD131BA1 | SIMOTICS M COMPACT ASYNCHRONOUS MOTOR 1000RPM, 51KW, 487NM,112A, 340V 1150RPM, 58KW, 482NM,112A, 390V 1350RPM, 67KW, 474NM,112A, 450V FORCED VENTILATION; DIRECTION OF AIR FLOW NDE-->DE; DEGREE OF PROTECTION IP55 INCREMENT. ENCODER HTL 1024 S/R (ENCODER HTL1024S/R) with TEMPERAT. SENSOR KTY84-130 DESIGN IM B35 WITH FLANGE A450 (IM V35) SHAFT WITH FITTED KEY FULL-KEY BALANCING BEARING: STANDARD VIBRATION SEVERITY GRADE R/A; SHAFT A.FLANGE ACCURACY GR. R TERMINAL BOX (ABOVE) CABLE ENTRY ON THE RIGHT SIGNAL CONNECTION D-END | 14125 | TEM | 1 | MC | 422 | 1
1PH81861HD301AA1 | SIMOTICS M COMPACT ASYNCHRONOUS MOTOR 1000RPM, 74KW, 707NM,156A, 340V 1150RPM, 85KW, 706NM,154A, 390V 1350RPM, 98KW, 693NM,152A, 450V ENCLOSED VENTILATION; DIRECTION OF AIR FLOW DE-->NDE; DEGREE OF PROTECTION IP23 INCREMENT. ENCODER HTL 1024 S/R (ENCODER HTL1024S/R) with TEMPERAT. SENSOR KTY84-130 DESIGN IM B3 (IMB6, IMB7, IMB8, IMV6) SHAFT WITH FITTED KEY FULL-KEY BALANCING BEARING: STANDARD VIBRATION SEVERITY GRADE A; SHAFT A.FLANGE ACCURACY GR.N TERMINAL BOX (ABOVE) CABLE ENTRY ON THE RIGHT SIGNAL CONNECTION D-END | 15469 | TEM | 1 | MC | 422 | 1
1PH81861HF101AA1 | SIMOTICS M COMPACT ASYNCHRONOUS MOTOR 1500RPM, 74KW, 471NM,166A, 330V 1750RPM, 85KW, 464NM,164A, 385V 2000RPM, 94KW, 449NM,160A, 445V FORCED VENTILATION; DIRECTION OF AIR FLOW NDE-->DE; DEGREE OF PROTECTION IP55 INCREMENT. ENCODER HTL 1024 S/R (ENCODER HTL1024S/R) with TEMPERAT. SENSOR KTY84-130 DESIGN IM B3 (IMB6, IMB7, IMB8, IMV6) SHAFT WITH FITTED KEY FULL-KEY BALANCING BEARING: STANDARD VIBRATION SEVERITY GRADE A; SHAFT A.FLANGE ACCURACY GR.N TERMINAL BOX (ABOVE) CABLE ENTRY ON THE RIGHT SIGNAL CONNECTION D-END TERMINAL BOX (ABOVE) CABLE ENTRY ON THE RIGHT SIGNAL CONNECTION D-END | 12704 | TEM | 1 | MC | 422 | 1
1PH81861JF300DA1 | SIMOTICS M COMPACT ASYNCHRONOUS MOTOR 1500RPM,108KW, 688NM,225A, 330V 1750RPM,125KW, 682NM,225A, 385V 2000RPM,135KW, 645NM,210A, 445V ENCLOSED VENTILATION; DIRECTION OF AIR FLOW DE-->NDE; DEGREE OF PROTECTION IP23 INCREMENT. ENCODER HTL 2048 S/R (ENCODER HTL2048S/R) with TEMPERAT. SENSOR KTY84-130 DESIGN IM B3 (IMB6, IMB7, IMB8, IMV6) PLAIN SHAFT WITHOUT FITTED KEY; BEARING: STANDARD VIBRATION SEVERITY GRADE SR/A; SHAFT A.FLANGE ACCURACY GR.R TERMINAL BOX (ABOVE) CABLE ENTRY ON THE RIGHT SIGNAL CONNECTION D-END | 16534 | TEM | 1 | MC | 422 | 1
1PH81861MD002CB1 | SIMOTICS M COMPACT ASYNCHRONOUS MOTOR 1000RPM, 51KW, 487NM,112A, 340V 1150RPM, 58KW, 482NM,112A, 390V 1350RPM, 67KW, 474NM,112A, 450V FORCED VENTILATION; DIRECTION OF AIR FLOW DE --> NDE; DEGREE OF PROTECTION IP55 INCREMENTAL ENCODER SIN/COS 1VPP 2048 S/R WITH ND-END AT TERMINAL BOX (ENCODER IC2048S/R) with TEMPERAT. SENSOR KTY84-130 DESIGN IM B3 (IMB6, IMB7, IMB8, IMV6) SHAFT WITH FITTED KEY HALF-KEY BALANCING BEARING: STANDARD VIBRATION SEVERITY GRADE S/A SHAFT A.FLANGE ACCURACY GR.R TERMINAL BOX (ABOVE) CABLE ENTRY ON THE LEFT SIGNAL CONNECTION D-END | 13581 | TEM | 1 | MC | 422 | 1
1PH81861MF032BA1 | SIMOTICS M COMPACT ASYNCHRONOUS MOTOR 1500RPM, 74KW, 471NM,166A, 330V 1750RPM, 85KW, 464NM,164A, 385V 2000RPM, 94KW, 449NM,160A, 445V FORCED VENTILATION; DIRECTION OF AIR FLOW DE --> NDE; DEGREE OF PROTECTION IP55 INCREMENTAL ENCODER SIN/COS 1VPP 2048 S/R WITH ND-END AT TERMINAL BOX (ENCODER IC2048S/R) with TEMPERAT. SENSOR KTY84-130 DESIGN IM B35 WITH FLANGE A450 (IM V35) SHAFT WITH FITTED KEY HALF-KEY BALANCING BEARING: STANDARD VIBRATION SEVERITY GRADE R/A; SHAFT A.FLANGE ACCURACY GR. R TERMINAL BOX (ABOVE) CABLE ENTRY ON THE RIGHT SIGNAL CONNECTION D-END | 14291 | TEM | 1 | MC | 422 | 1
1PH81862DD030CC1 | SIMOTICS M COMPACT SYNCHRONOUS MOTOR 1000RPM, 62KW, 592NM, 148A,275V 1150RPM, 71KW, 590NM, 148A,315V 1350RPM, 83KW, 587NM, 146A,368V FORCED VENTILATION; DIRECTION OF AIR FLOW DE --> NDE; DEGREE OF PROTECTION IP55 INCREMENTAL ENCODER 22 BIT WITH COMMUTATING POSITION (ENCODER IC22DQ) WITH DRIVE-CLIQ INTERFACE DESIGN IM B35 WITH FLANGE A450 (IM V35) PLAIN SHAFT WITHOUT FITTED KEY; BEARING: STANDARD VIBRATION SEVERITY GRADE S/A SHAFT A.FLANGE ACCURACY GR.R TERMINAL BOX (ABOVE) CABLE ENTRY ON THE ND-END SIGNAL CONNECTION RIGHT | 21883 | TEM | 1 | MC | 405 | 1
1PH81862DF101BC1 | SIMOTICS M COMPACT SYNCHRONOUS MOTOR 1500RPM, 93KW, 592NM, 215A,282V 1750RPM, 109KW, 595NM,215A,328V 2000RPM, 115KW, 549NM,200A,370V FORCED VENTILATION; DIRECTION OF AIR FLOW NDE --> DE; DEGREE OF PROTECTION IP55 INCREMENTAL ENCODER 22 BIT WITH COMMUTATING POSITION (ENCODER IC22DQ) WITH DRIVE-CLIQ INTERFACE DESIGN IM B3 (IMB6, IMB7, IMB8, IMV6) SHAFT WITH FITTED KEY FULL-KEY BALANCING BEARING: STANDARD VIBRATION SEVERITY GRADE R/A; SHAFT A.FLANGE ACCURACY GR. R TERMINAL BOX (ABOVE) CABLE ENTRY ON THE ND-END SIGNAL CONNECTION RIGHT | 20441 | TEM | 1 | MC | 405 | 1
1PH81862DF131BC1 | SIMOTICS M COMPACT SYNCHRONOUS MOTOR 1500RPM, 93KW, 592NM, 215A,282V 1750RPM, 109KW, 595NM,215A,328V 2000RPM, 115KW, 549NM,200A,370V FORCED VENTILATION; DIRECTION OF AIR FLOW NDE --> DE; DEGREE OF PROTECTION IP55 INCREMENTAL ENCODER 22 BIT WITH COMMUTATING POSITION (ENCODER IC22DQ) WITH DRIVE-CLIQ INTERFACE DESIGN IM B35 WITH FLANGE A450 (IM V35) SHAFT WITH FITTED KEY FULL-KEY BALANCING BEARING: STANDARD VIBRATION SEVERITY GRADE R/A; SHAFT A.FLANGE ACCURACY GR. R TERMINAL BOX (ABOVE) CABLE ENTRY ON THE ND-END SIGNAL CONNECTION RIGHT | 21617 | TEM | 1 | MC | 405 | 1
1PH81862DL231FA1 | SIMOTICS M COMPACT SYNCHRONOUS MOTOR 2500RPM,168KW, 642NM,370A, 305V 2900RPM,178KW, 586NM,340A, 345V 3200RPM,183KW, 546NM,315A, 375V WATER COOLING DEGREE OF PROTECTION IP55 INCREMENTAL ENCODER 22 BIT WITH COMMUTATING POSITION (ENCODER IC22DQ) WITH DRIVE-CLIQ INTERFACE DESIGN IM B35 WITH FLANGE A450 (IM V35) SHAFT WITH FITTED KEY FULL-KEY BALANCING BEARING: GREATER CANTILEVER FORCES; VIBRATION SEVERITY GRADE R/A; SHAFT AND FLANGE ACCURACY GR. R TERMINAL BOX (ABOVE) CABLE ENTRY ON THE RIGHT SIGNAL CONNECTION D-END | 25156 | TEM | 1 | MC | 405 | 1
1PH82241AF301AA1 | SIMOTICS M COMPACT ASYNCHRONOUS MOTOR 1500RPM,142KW,904NM, 290A, 340V 1750RPM,165KW,900NM, 285A, 395V 2000RPM,178KW,850NM, 265A, 460V ENCLOSED VENTILATION; DIRECTION OF AIR FLOW DE-->NDE; DEGREE OF PROTECTION IP23 W/O ENCODER with TEMPERAT. SENSOR KTY84-130 DESIGN IM B3 (IMB6, IMB7, IMB8, IMV6) SHAFT WITH FITTED KEY FULL-KEY BALANCING BEARING: STANDARD VIBRATION SEVERITY GRADE A; SHAFT A.FLANGE ACCURACY GR.N TERMINAL BOX (ABOVE) CABLE ENTRY ON THE RIGHT SIGNAL CONNECTION D-END | 19990 | TEM | 1 | MC | 610 | 1
1PH82241DC021CA1 | SIMOTICS M COMPACT ASYNCHRONOUS MOTOR 700 RPM, 55KW, 750NM,136A, 310V 800 RPM, 57KW,681NM, 126A, 350V 1000 RPM,71KW,678NM, 126A, 425V FORCED VENTILATION; DIRECTION OF AIR FLOW DE --> NDE; DEGREE OF PROTECTION IP55 INCREMENTAL ENCODER 22 BIT WITH COMMUTATING POSITION (ENCODER IC22DQ) WITH DRIVE-CLIQ INTERFACE DESIGN IM B5 WITH FLANGE A550 (IM V3) SHAFT WITH FITTED KEY FULL-KEY BALANCING BEARING: STANDARD VIBRATION SEVERITY GRADE S/A SHAFT A.FLANGE ACCURACY GR.R TERMINAL BOX (ABOVE) CABLE ENTRY ON THE RIGHT SIGNAL CONNECTION D-END | 19318 | TEM | 1 | MC | 610 | 1
1PH82241DC121BA1 | SIMOTICS M COMPACT ASYNCHRONOUS MOTOR 700 RPM, 55KW, 750NM,136A, 310V 800 RPM, 57KW,681NM, 126A, 350V 1000 RPM,71KW,678NM, 126A, 425V FORCED VENTILATION; DIRECTION OF AIR FLOW NDE --> DE; DEGREE OF PROTECTION IP55 INCREMENTAL ENCODER 22 BIT WITH COMMUTATING POSITION (ENCODER IC22DQ) WITH DRIVE-CLIQ INTERFACE DESIGN IM B5 WITH FLANGE A550 (IM V3) SHAFT WITH FITTED KEY FULL-KEY BALANCING BEARING: STANDARD VIBRATION SEVERITY GRADE R/A; SHAFT A.FLANGE ACCURACY GR. R TERMINAL BOX (ABOVE) CABLE ENTRY ON THE RIGHT SIGNAL CONNECTION D-END | 18796 | TEM | 1 | MC | 610 | 1
1PH82241DD002AA1 | SIMOTICS M COMPACT ASYNCHRONOUS MOTOR 1000RPM, 71KW,678NM, 158A, 335V 1150RPM, 81KW,673NM, 156A, 385V 1350RPM, 92KW,651NM, 154A, 450V FORCED VENTILATION; DIRECTION OF AIR FLOW DE --> NDE; DEGREE OF PROTECTION IP55 INCREMENTAL ENCODER 22 BIT WITH COMMUTATING POSITION (ENCODER IC22DQ) WITH DRIVE-CLIQ INTERFACE DESIGN IM B3 (IMB6, IMB7, IMB8, IMV6) SHAFT WITH FITTED KEY HALF-KEY BALANCING BEARING: STANDARD VIBRATION SEVERITY GRADE A; SHAFT A.FLANGE ACCURACY GR.N TERMINAL BOX (ABOVE) CABLE ENTRY ON THE RIGHT SIGNAL CONNECTION D-END | 17032 | TEM | 1 | MC | 610 | 1
1PH82241DD030AA1 | SIMOTICS M COMPACT ASYNCHRONOUS MOTOR 1000RPM, 71KW,678NM, 158A, 335V 1150RPM, 81KW,673NM, 156A, 385V 1350RPM, 92KW,651NM, 154A, 450V FORCED VENTILATION; DIRECTION OF AIR FLOW DE --> NDE; DEGREE OF PROTECTION IP55 INCREMENTAL ENCODER 22 BIT WITH COMMUTATING POSITION (ENCODER IC22DQ) WITH DRIVE-CLIQ INTERFACE DESIGN IM B35 WITH FLANGE A550 (IM V35) PLAIN SHAFT WITHOUT FITTED KEY; BEARING: STANDARD VIBRATION SEVERITY GRADE A; SHAFT A.FLANGE ACCURACY GR.N TERMINAL BOX (ABOVE) CABLE ENTRY ON THE RIGHT SIGNAL CONNECTION D-END | 18197 | TEM | 1 | MC | 610 | 1
1PH82241DD030CC1 | SIMOTICS M COMPACT ASYNCHRONOUS MOTOR 1000RPM, 71KW,678NM, 158A, 335V 1150RPM, 81KW,673NM, 156A, 385V 1350RPM, 92KW,651NM, 154A, 450V FORCED VENTILATION; DIRECTION OF AIR FLOW DE --> NDE; DEGREE OF PROTECTION IP55 INCREMENTAL ENCODER 22 BIT WITH COMMUTATING POSITION (ENCODER IC22DQ) WITH DRIVE-CLIQ INTERFACE DESIGN IM B35 WITH FLANGE A550 (IM V35) PLAIN SHAFT WITHOUT FITTED KEY; BEARING: STANDARD VIBRATION SEVERITY GRADE S/A SHAFT A.FLANGE ACCURACY GR.R TERMINAL BOX (ABOVE) CABLE ENTRY ON THE ND-END SIGNAL CONNECTION RIGHT | 19140 | TEM | 1 | MC | 610 | 1
1PH82241DF010AA1 | SIMOTICS M COMPACT ASYNCHRONOUS MOTOR 1500RPM,95KW,605NM, 200A, 340V 1750RPM,110KW,600NM, 198A, 395V 2000RPM,124KW,592NM, 196A, 460V FORCED VENTILATION; DIRECTION OF AIR FLOW DE --> NDE; DEGREE OF PROTECTION IP55 INCREMENTAL ENCODER 22 BIT WITH COMMUTATING POSITION (ENCODER IC22DQ) WITH DRIVE-CLIQ INTERFACE DESIGN IM V5 PLAIN SHAFT WITHOUT FITTED KEY; BEARING: STANDARD VIBRATION SEVERITY GRADE A; SHAFT A.FLANGE ACCURACY GR.N TERMINAL BOX (ABOVE) CABLE ENTRY ON THE RIGHT SIGNAL CONNECTION D-END | 17421 | TEM | 1 | MC | 610 | 1
1PH82241DF151EA1 | SIMOTICS M COMPACT ASYNCHRONOUS MOTOR 1500RPM,95KW,605NM, 200A, 340V 1750RPM,110KW,600NM, 198A, 395V 2000RPM,124KW,592NM, 196A, 460V FORCED VENTILATION; DIRECTION OF AIR FLOW NDE --> DE; DEGREE OF PROTECTION IP55 INCREMENTAL ENCODER 22 BIT WITH COMMUTATING POSITION (ENCODER IC22DQ) WITH DRIVE-CLIQ INTERFACE DESIGN IM V15 WITH FLANGE A550 SHAFT WITH FITTED KEY FULL-KEY BALANCING BEARING: GREATER CANTILEVER FORCES; VIBRATION SEVERITY GRADE A; SHAFT AND FLANGE ACCURACY GR. N TERMINAL BOX (ABOVE) CABLE ENTRY ON THE RIGHT SIGNAL CONNECTION D-END | 19318 | TEM | 1 | MC | 610 | 1
1PH82241FD101BB1 | SIMOTICS M COMPACT ASYNCHRONOUS MOTOR 1000RPM, 71KW,678NM, 158A, 335V 1150RPM, 81KW,673NM, 156A, 385V 1350RPM, 92KW,651NM, 154A, 450V FORCED VENTILATION; DIRECTION OF AIR FLOW NDE --> DE; DEGREE OF PROTECTION IP55 ABSOLUTE ENCODER 22 BIT SINGLETURN AND 12 BIT MULTITURN (ENCODER AM22DQ) WITH DRIVE-CLIQ INTERFACE DESIGN IM B3 (IMB6, IMB7, IMB8, IMV6) SHAFT WITH FITTED KEY FULL-KEY BALANCING BEARING: STANDARD VIBRATION SEVERITY GRADE R/A; SHAFT A.FLANGE ACCURACY GR. R TERMINAL BOX (ABOVE) CABLE ENTRY ON THE LEFT SIGNAL CONNECTION D-END | 18530 | TEM | 1 | MC | 610 | 1
1PH82241HB102AA1 | SIMOTICS M COMPACT ASYNCHRONOUS MOTOR 400 RPM,30,4KW,726NM, 86A, 268V 500 RPM, 38KW, 726NM, 85A, 335V 600 RPM, 45KW, 716NM, 83A, 405V FORCED VENTILATION; DIRECTION OF AIR FLOW NDE --> DE; DEGREE OF PROTECTION IP55 INCREMENT. ENCODER HTL 1024 S/R (ENCODER HTL1024S/R) with TEMPERAT. SENSOR KTY84-130 DESIGN IM B3 (IMB6, IMB7, IMB8, IMV6) SHAFT WITH FITTED KEY HALF-KEY BALANCING BEARING: STANDARD VIBRATION SEVERITY GRADE A; SHAFT A.FLANGE ACCURACY GR.N TERMINAL BOX (ABOVE) CABLE ENTRY ON THE RIGHT SIGNAL CONNECTION D-END | 16156 | TEM | 1 | MC | 610 | 1
1PH82241MD152CB1 | SIMOTICS M COMPACT ASYNCHRONOUS MOTOR 1000RPM, 71KW,678NM, 158A, 335V 1150RPM, 81KW,673NM, 156A, 385V 1350RPM, 92KW,651NM, 154A, 450V FORCED VENTILATION; DIRECTION OF AIR FLOW NDE --> DE; DEGREE OF PROTECTION IP55 INCREMENTAL ENCODER SIN/COS 1VPP 2048 S/R WITH ND-END AT TERMINAL BOX (ENCODER IC2048S/R) with TEMPERAT. SENSOR KTY84-130 DESIGN IM V15 WITH FLANGE A550 SHAFT WITH FITTED KEY HALF-KEY BALANCING BEARING: STANDARD VIBRATION SEVERITY GRADE S/A SHAFT A.FLANGE ACCURACY GR.R TERMINAL BOX (ABOVE) CABLE ENTRY ON THE LEFT SIGNAL CONNECTION D-END | 19196 | TEM | 1 | MC | 610 | 1
1PH82242DC000BA1 | SIMOTICS M COMPACT SYNCHRONOUS MOTOR 700 RPM, 48KW, 655NM, 120A,256V 800 RPM, 55KW, 657NM, 120A,292V 1000RPM, 68KW, 649NM, 118A,363V FORCED VENTILATION; DIRECTION OF AIR FLOW DE --> NDE; DEGREE OF PROTECTION IP55 INCREMENTAL ENCODER 22 BIT WITH COMMUTATING POSITION (ENCODER IC22DQ) WITH DRIVE-CLIQ INTERFACE DESIGN IM B3 (IMB6, IMB7, IMB8, IMV6) PLAIN SHAFT WITHOUT FITTED KEY; BEARING: STANDARD VIBRATION SEVERITY GRADE R/A; SHAFT A.FLANGE ACCURACY GR. R TERMINAL BOX (ABOVE) CABLE ENTRY ON THE RIGHT SIGNAL CONNECTION D-END | 21543 | TEM | 1 | MC | 580 | 1
1PH82261AF401AA1 | SIMOTICS M COMPACT ASYNCHRONOUS MOTOR 1500RPM,175KW,1114NM,350A, 340V 1750RPM,200KW,1091NM,350A, 390V 2000RPM,220KW,1051NM,335A, 450V ENCLOSED VENTILATION; DIRECTION OF AIR FLOW NDE-->DE; DEGREE OF PROTECTION IP23 W/O ENCODER with TEMPERAT. SENSOR KTY84-130 DESIGN IM B3 (IMB6, IMB7, IMB8, IMV6) SHAFT WITH FITTED KEY FULL-KEY BALANCING BEARING: STANDARD VIBRATION SEVERITY GRADE A; SHAFT A.FLANGE ACCURACY GR.N TERMINAL BOX (ABOVE) CABLE ENTRY ON THE RIGHT SIGNAL CONNECTION D-END | 24296 | TEM | 1 | MC | 740 | 1
1PH82261DB002AA1 | SIMOTICS M COMPACT ASYNCHRONOUS MOTOR 400RPM,39,2KW,936NM, 112A, 264V 500 RPM,49KW,936NM, 110A, 330V 600 RPM,59KW, 939NM, 110A, 395V FORCED VENTILATION; DIRECTION OF AIR FLOW DE --> NDE; DEGREE OF PROTECTION IP55 INCREMENTAL ENCODER 22 BIT WITH COMMUTATING POSITION (ENCODER IC22DQ) WITH DRIVE-CLIQ INTERFACE DESIGN IM B3 (IMB6, IMB7, IMB8, IMV6) SHAFT WITH FITTED KEY HALF-KEY BALANCING BEARING: STANDARD VIBRATION SEVERITY GRADE A; SHAFT A.FLANGE ACCURACY GR.N TERMINAL BOX (ABOVE) CABLE ENTRY ON THE RIGHT SIGNAL CONNECTION D-END | 21165 | TEM | 1 | MC | 740 | 1
1PH82261DB020AA1 | SIMOTICS M COMPACT ASYNCHRONOUS MOTOR 400RPM,39,2KW,936NM, 112A, 264V 500 RPM,49KW,936NM, 110A, 330V 600 RPM,59KW, 939NM, 110A, 395V FORCED VENTILATION; DIRECTION OF AIR FLOW DE --> NDE; DEGREE OF PROTECTION IP55 INCREMENTAL ENCODER 22 BIT WITH COMMUTATING POSITION (ENCODER IC22DQ) WITH DRIVE-CLIQ INTERFACE DESIGN IM B5 WITH FLANGE A550 (IM V3) PLAIN SHAFT WITHOUT FITTED KEY; BEARING: STANDARD VIBRATION SEVERITY GRADE A; SHAFT A.FLANGE ACCURACY GR.N TERMINAL BOX (ABOVE) CABLE ENTRY ON THE RIGHT SIGNAL CONNECTION D-END | 22330 | TEM | 1 | MC | 740 | 1
1PH82261DB031AA1 | SIMOTICS M COMPACT ASYNCHRONOUS MOTOR 400RPM,39,2KW,936NM, 112A, 264V 500 RPM,49KW,936NM, 110A, 330V 600 RPM,59KW, 939NM, 110A, 395V FORCED VENTILATION; DIRECTION OF AIR FLOW DE --> NDE; DEGREE OF PROTECTION IP55 INCREMENTAL ENCODER 22 BIT WITH COMMUTATING POSITION (ENCODER IC22DQ) WITH DRIVE-CLIQ INTERFACE DESIGN IM B35 WITH FLANGE A550 (IM V35) SHAFT WITH FITTED KEY FULL-KEY BALANCING BEARING: STANDARD VIBRATION SEVERITY GRADE A; SHAFT A.FLANGE ACCURACY GR.N TERMINAL BOX (ABOVE) CABLE ENTRY ON THE RIGHT SIGNAL CONNECTION D-END | 22607 | TEM | 1 | MC | 740 | 1
1PH82261DB131EA1 | SIMOTICS M COMPACT ASYNCHRONOUS MOTOR 400RPM,39,2KW,936NM, 112A, 264V 500 RPM,49KW,936NM, 110A, 330V 600 RPM,59KW, 939NM, 110A, 395V FORCED VENTILATION; DIRECTION OF AIR FLOW NDE --> DE; DEGREE OF PROTECTION IP55 INCREMENTAL ENCODER 22 BIT WITH COMMUTATING POSITION (ENCODER IC22DQ) WITH DRIVE-CLIQ INTERFACE DESIGN IM B35 WITH FLANGE A550 (IM V35) SHAFT WITH FITTED KEY FULL-KEY BALANCING BEARING: GREATER CANTILEVER FORCES; VIBRATION SEVERITY GRADE A; SHAFT AND FLANGE ACCURACY GR. N TERMINAL BOX (ABOVE) CABLE ENTRY ON THE RIGHT SIGNAL CONNECTION D-END | 22962 | TEM | 1 | MC | 740 | 1
1PH82261DC002CC1 | SIMOTICS M COMPACT ASYNCHRONOUS MOTOR 700 RPM,68KW,928NM, 162A, 310V 800RPM,73KW,872NM, 154A, 350V 1000RPM, 92KW, 879NM, 15A, 440V FORCED VENTILATION; DIRECTION OF AIR FLOW DE --> NDE; DEGREE OF PROTECTION IP55 INCREMENTAL ENCODER 22 BIT WITH COMMUTATING POSITION (ENCODER IC22DQ) WITH DRIVE-CLIQ INTERFACE DESIGN IM B3 (IMB6, IMB7, IMB8, IMV6) SHAFT WITH FITTED KEY HALF-KEY BALANCING BEARING: STANDARD VIBRATION SEVERITY GRADE S/A SHAFT A.FLANGE ACCURACY GR.R TERMINAL BOX (ABOVE) CABLE ENTRY ON THE ND-END SIGNAL CONNECTION RIGHT | 22108 | TEM | 1 | MC | 740 | 1
1PH82261DC020AA1 | SIMOTICS M COMPACT ASYNCHRONOUS MOTOR 700 RPM,68KW,928NM, 162A, 310V 800RPM,73KW,872NM, 154A, 350V 1000RPM, 92KW, 879NM, 15A, 440V FORCED VENTILATION; DIRECTION OF AIR FLOW DE --> NDE; DEGREE OF PROTECTION IP55 INCREMENTAL ENCODER 22 BIT WITH COMMUTATING POSITION (ENCODER IC22DQ) WITH DRIVE-CLIQ INTERFACE DESIGN IM B5 WITH FLANGE A550 (IM V3) PLAIN SHAFT WITHOUT FITTED KEY; BEARING: STANDARD VIBRATION SEVERITY GRADE A; SHAFT A.FLANGE ACCURACY GR.N TERMINAL BOX (ABOVE) CABLE ENTRY ON THE RIGHT SIGNAL CONNECTION D-END | 22330 | TEM | 1 | MC | 740 | 1
1PH82261DC031BA1 | SIMOTICS M COMPACT ASYNCHRONOUS MOTOR 700 RPM,68KW,928NM, 162A, 310V 800RPM,73KW,872NM, 154A, 350V 1000RPM, 92KW, 879NM, 15A, 440V FORCED VENTILATION; DIRECTION OF AIR FLOW DE --> NDE; DEGREE OF PROTECTION IP55 INCREMENTAL ENCODER 22 BIT WITH COMMUTATING POSITION (ENCODER IC22DQ) WITH DRIVE-CLIQ INTERFACE DESIGN IM B35 WITH FLANGE A550 (IM V35) SHAFT WITH FITTED KEY FULL-KEY BALANCING BEARING: STANDARD VIBRATION SEVERITY GRADE R/A; SHAFT A.FLANGE ACCURACY GR. R TERMINAL BOX (ABOVE) CABLE ENTRY ON THE RIGHT SIGNAL CONNECTION D-END | 22929 | TEM | 1 | MC | 740 | 1
1PH82261DC202BA1 | SIMOTICS M COMPACT ASYNCHRONOUS MOTOR 700 RPM, 81KW,1105NM,184A,310V 800 RPM, 93KW,1110NM,186A,350V 1000 RPM, 116KW,1108NM,84A,440V WATER COOLING DEGREE OF PROTECTION IP55 INCREMENTAL ENCODER 22 BIT WITH COMMUTATING POSITION (ENCODER IC22DQ) WITH DRIVE-CLIQ INTERFACE DESIGN IM B3 (IMB6, IMB7, IMB8, IMV6) SHAFT WITH FITTED KEY HALF-KEY BALANCING BEARING: STANDARD VIBRATION SEVERITY GRADE R/A; SHAFT A.FLANGE ACCURACY GR. R TERMINAL BOX (ABOVE) CABLE ENTRY ON THE RIGHT SIGNAL CONNECTION D-END | 26086 | TEM | 1 | MC | 740 | 1
1PH82261DC232CD1 | SIMOTICS M COMPACT ASYNCHRONOUS MOTOR 700 RPM, 81KW,1105NM,184A,310V 800 RPM, 93KW,1110NM,186A,350V 1000 RPM, 116KW,1108NM,84A,440V WATER COOLING DEGREE OF PROTECTION IP55 INCREMENTAL ENCODER 22 BIT WITH COMMUTATING POSITION (ENCODER IC22DQ) WITH DRIVE-CLIQ INTERFACE DESIGN IM B35 WITH FLANGE A550 (IM V35) SHAFT WITH FITTED KEY HALF-KEY BALANCING BEARING: STANDARD VIBRATION SEVERITY GRADE S/A SHAFT A.FLANGE ACCURACY GR.R TERMINAL BOX (ABOVE) CABLE ENTRY ON THE D-END SIGNAL CONNECTION RIGHT | 28150 | TEM | 1 | MC | 740 | 1
1PH82261DC301ED1 | SIMOTICS M COMPACT ASYNCHRONOUS MOTOR 700RPM,106KW,1446NM, 240A, 310V 800RPM,118KW,1409NM, 235A, 350V 1000RPM,146KW,1394NM, 23A, 440V ENCLOSED VENTILATION; DIRECTION OF AIR FLOW DE-->NDE; DEGREE OF PROTECTION IP23 INCREMENTAL ENCODER 22 BIT WITH COMMUTATING POSITION (ENCODER IC22DQ) WITH DRIVE-CLIQ INTERFACE DESIGN IM B3 (IMB6, IMB7, IMB8, IMV6) SHAFT WITH FITTED KEY FULL-KEY BALANCING BEARING: GREATER CANTILEVER FORCES; VIBRATION SEVERITY GRADE A; SHAFT AND FLANGE ACCURACY GR. N TERMINAL BOX (ABOVE) CABLE ENTRY ON THE D-END SIGNAL CONNECTION RIGHT | 26297 | TEM | 1 | MC | 740 | 1
1PH82261DD002AA1 | SIMOTICS M COMPACT ASYNCHRONOUS MOTOR 1000RPM,92KW,879NM, 194A, 340V 1150RPM,105KW,872NM, 192A, 390V 1350RPM,120KW,849NM, 188A, 460V FORCED VENTILATION; DIRECTION OF AIR FLOW DE --> NDE; DEGREE OF PROTECTION IP55 INCREMENTAL ENCODER 22 BIT WITH COMMUTATING POSITION (ENCODER IC22DQ) WITH DRIVE-CLIQ INTERFACE DESIGN IM B3 (IMB6, IMB7, IMB8, IMV6) SHAFT WITH FITTED KEY HALF-KEY BALANCING BEARING: STANDARD VIBRATION SEVERITY GRADE A; SHAFT A.FLANGE ACCURACY GR.N TERMINAL BOX (ABOVE) CABLE ENTRY ON THE RIGHT SIGNAL CONNECTION D-END | 21165 | TEM | 1 | MC | 740 | 1
1PH82261DD030CC1 | SIMOTICS M COMPACT ASYNCHRONOUS MOTOR 1000RPM,92KW,879NM, 194A, 340V 1150RPM,105KW,872NM, 192A, 390V 1350RPM,120KW,849NM, 188A, 460V FORCED VENTILATION; DIRECTION OF AIR FLOW DE --> NDE; DEGREE OF PROTECTION IP55 INCREMENTAL ENCODER 22 BIT WITH COMMUTATING POSITION (ENCODER IC22DQ) WITH DRIVE-CLIQ INTERFACE DESIGN IM B35 WITH FLANGE A550 (IM V35) PLAIN SHAFT WITHOUT FITTED KEY; BEARING: STANDARD VIBRATION SEVERITY GRADE S/A SHAFT A.FLANGE ACCURACY GR.R TERMINAL BOX (ABOVE) CABLE ENTRY ON THE ND-END SIGNAL CONNECTION RIGHT | 23273 | TEM | 1 | MC | 740 | 1
1PH82261DD231FA1 | SIMOTICS M COMPACT ASYNCHRONOUS MOTOR 1000 RPM,115KW,1098NM,235A,340V 1150 RPM,131KW,1088NM,230A,390V 1350 RPM,150KW,1061NM,225A,460V WATER COOLING DEGREE OF PROTECTION IP55 INCREMENTAL ENCODER 22 BIT WITH COMMUTATING POSITION (ENCODER IC22DQ) WITH DRIVE-CLIQ INTERFACE DESIGN IM B35 WITH FLANGE A550 (IM V35) SHAFT WITH FITTED KEY FULL-KEY BALANCING BEARING: GREATER CANTILEVER FORCES; VIBRATION SEVERITY GRADE R/A; SHAFT AND FLANGE ACCURACY GR. R TERMINAL BOX (ABOVE) CABLE ENTRY ON THE RIGHT SIGNAL CONNECTION D-END | 27806 | TEM | 1 | MC | 745 | 1
1PH82261HC000AA1 | SIMOTICS M COMPACT ASYNCHRONOUS MOTOR 700 RPM,68KW,928NM, 162A, 310V 800RPM,73KW,872NM, 154A, 350V 1000RPM, 92KW, 879NM, 15A, 440V FORCED VENTILATION; DIRECTION OF AIR FLOW DE --> NDE; DEGREE OF PROTECTION IP55 INCREMENT. ENCODER HTL 1024 S/R (ENCODER HTL1024S/R) with TEMPERAT. SENSOR KTY84-130 DESIGN IM B3 (IMB6, IMB7, IMB8, IMV6) PLAIN SHAFT WITHOUT FITTED KEY; BEARING: STANDARD VIBRATION SEVERITY GRADE A; SHAFT A.FLANGE ACCURACY GR.N TERMINAL BOX (ABOVE) CABLE ENTRY ON THE RIGHT SIGNAL CONNECTION D-END | 20011 | TEM | 1 | MC | 740 | 1
1PH82261HD000AA1 | SIMOTICS M COMPACT ASYNCHRONOUS MOTOR 1000RPM,92KW,879NM, 194A, 340V 1150RPM,105KW,872NM, 192A, 390V 1350RPM,120KW,849NM, 188A, 460V FORCED VENTILATION; DIRECTION OF AIR FLOW DE --> NDE; DEGREE OF PROTECTION IP55 INCREMENT. ENCODER HTL 1024 S/R (ENCODER HTL1024S/R) with TEMPERAT. SENSOR KTY84-130 DESIGN IM B3 (IMB6, IMB7, IMB8, IMV6) PLAIN SHAFT WITHOUT FITTED KEY; BEARING: STANDARD VIBRATION SEVERITY GRADE A; SHAFT A.FLANGE ACCURACY GR.N TERMINAL BOX (ABOVE) CABLE ENTRY ON THE RIGHT SIGNAL CONNECTION D-END | 20011 | TEM | 1 | MC | 740 | 1
1PH82261HL001BA1 | SIMOTICS M COMPACT ASYNCHRONOUS MOTOR 2500RPM,168KW,642NM, 350A, 335V 2900RPM,185KW,609NM, 335A, 390V 3400RPM,90KW, 253NM, 205A, 460V FORCED VENTILATION; DIRECTION OF AIR FLOW DE --> NDE; DEGREE OF PROTECTION IP55 INCREMENT. ENCODER HTL 1024 S/R (ENCODER HTL1024S/R) with TEMPERAT. SENSOR KTY84-130 DESIGN IM B3 (IMB6, IMB7, IMB8, IMV6) SHAFT WITH FITTED KEY FULL-KEY BALANCING BEARING: STANDARD VIBRATION SEVERITY GRADE R/A; SHAFT A.FLANGE ACCURACY GR. R TERMINAL BOX (ABOVE) CABLE ENTRY ON THE RIGHT SIGNAL CONNECTION D-END TERMINAL BOX (ABOVE) CABLE ENTRY ON THE RIGHT SIGNAL CONNECTION D-END | 20610 | TEM | 1 | MC | 740 | 1
1PH82261JB000AA1 | SIMOTICS M COMPACT ASYNCHRONOUS MOTOR 400RPM,39,2KW,936NM, 112A, 264V 500 RPM,49KW,936NM, 110A, 330V 600 RPM,59KW, 939NM, 110A, 395V FORCED VENTILATION; DIRECTION OF AIR FLOW DE --> NDE; DEGREE OF PROTECTION IP55 INCREMENT. ENCODER HTL 2048 S/R (ENCODER HTL2048S/R) with TEMPERAT. SENSOR KTY84-130 DESIGN IM B3 (IMB6, IMB7, IMB8, IMV6) PLAIN SHAFT WITHOUT FITTED KEY; BEARING: STANDARD VIBRATION SEVERITY GRADE A; SHAFT A.FLANGE ACCURACY GR.N TERMINAL BOX (ABOVE) CABLE ENTRY ON THE RIGHT SIGNAL CONNECTION D-END | 20344 | TEM | 1 | MC | 740 | 1
1PH82261JC102CC1 | SIMOTICS M COMPACT ASYNCHRONOUS MOTOR 700 RPM,68KW,928NM, 162A, 310V 800RPM,73KW,872NM, 154A, 350V 1000RPM, 92KW, 879NM, 15A, 440V FORCED VENTILATION; DIRECTION OF AIR FLOW NDE --> DE; DEGREE OF PROTECTION IP55 INCREMENT. ENCODER HTL 2048 S/R (ENCODER HTL2048S/R) with TEMPERAT. SENSOR KTY84-130 DESIGN IM B3 (IMB6, IMB7, IMB8, IMV6) SHAFT WITH FITTED KEY HALF-KEY BALANCING BEARING: STANDARD VIBRATION SEVERITY GRADE S/A SHAFT A.FLANGE ACCURACY GR.R TERMINAL BOX (ABOVE) CABLE ENTRY ON THE ND-END SIGNAL CONNECTION RIGHT | 21564 | TEM | 1 | MC | 740 | 1
1PH82281AD102AA1 | SIMOTICS M COMPACT ASYNCHRONOUS MOTOR 1000RPM,113KW,1079NM,235A, 340V 1150RPM,129KW,1071NM,235A, 390V 1350RPM,147KW,1040NM,225A, 460V FORCED VENTILATION; DIRECTION OF AIR FLOW NDE --> DE; DEGREE OF PROTECTION IP55 W/O ENCODER with TEMPERAT. SENSOR KTY84-130 DESIGN IM B3 (IMB6, IMB7, IMB8, IMV6) SHAFT WITH FITTED KEY HALF-KEY BALANCING BEARING: STANDARD VIBRATION SEVERITY GRADE A; SHAFT A.FLANGE ACCURACY GR.N TERMINAL BOX (ABOVE) CABLE ENTRY ON THE RIGHT SIGNAL CONNECTION D-END | 25059 | TEM | 1 | MC | 870 | 1
1PH82281DC002LA1 | SIMOTICS M COMPACT ASYNCHRONOUS MOTOR 700RPM,82KW,1119NM, 188A, 315V 800RPM,92KW,1098NM, 182A, 360V 1000RPM,115KW,1098NM,182A, 450V FORCED VENTILATION; DIRECTION OF AIR FLOW DE --> NDE; DEGREE OF PROTECTION IP55 INCREMENTAL ENCODER 22 BIT WITH COMMUTATING POSITION (ENCODER IC22DQ) WITH DRIVE-CLIQ INTERFACE DESIGN IM B3 (IMB6, IMB7, IMB8, IMV6) SHAFT WITH FITTED KEY HALF-KEY BALANCING BEARING: PERFORMANCE VIBRATION SEVERITY GRADE SR/B SHAFT A. FLANGE ACCURACY GR. R TERMINAL BOX (ABOVE) CABLE ENTRY ON THE RIGHT SIGNAL CONNECTION D-END | 33528 | TEM | 1 | MC | 870 | 1
1PH82281DD030CA1 | SIMOTICS M COMPACT ASYNCHRONOUS MOTOR 1000RPM,113KW,1079NM,235A, 340V 1150RPM,129KW,1071NM,235A, 390V 1350RPM,147KW,1040NM,225A, 460V FORCED VENTILATION; DIRECTION OF AIR FLOW DE --> NDE; DEGREE OF PROTECTION IP55 INCREMENTAL ENCODER 22 BIT WITH COMMUTATING POSITION (ENCODER IC22DQ) WITH DRIVE-CLIQ INTERFACE DESIGN IM B35 WITH FLANGE A550 (IM V35) PLAIN SHAFT WITHOUT FITTED KEY; BEARING: STANDARD VIBRATION SEVERITY GRADE S/A SHAFT A.FLANGE ACCURACY GR.R TERMINAL BOX (ABOVE) CABLE ENTRY ON THE RIGHT SIGNAL CONNECTION D-END | 28613 | TEM | 1 | MC | 870 | 1
1PH82281DD031EA1 | SIMOTICS M COMPACT ASYNCHRONOUS MOTOR 1000RPM,113KW,1079NM,235A, 340V 1150RPM,129KW,1071NM,235A, 390V 1350RPM,147KW,1040NM,225A, 460V FORCED VENTILATION; DIRECTION OF AIR FLOW DE --> NDE; DEGREE OF PROTECTION IP55 INCREMENTAL ENCODER 22 BIT WITH COMMUTATING POSITION (ENCODER IC22DQ) WITH DRIVE-CLIQ INTERFACE DESIGN IM B35 WITH FLANGE A550 (IM V35) SHAFT WITH FITTED KEY FULL-KEY BALANCING BEARING: GREATER CANTILEVER FORCES; VIBRATION SEVERITY GRADE A; SHAFT AND FLANGE ACCURACY GR. N TERMINAL BOX (ABOVE) CABLE ENTRY ON THE RIGHT SIGNAL CONNECTION D-END | 28402 | TEM | 1 | MC | 870 | 1
1PH82281DD032FD1 | SIMOTICS M COMPACT ASYNCHRONOUS MOTOR 1000RPM,113KW,1079NM,235A, 340V 1150RPM,129KW,1071NM,235A, 390V 1350RPM,147KW,1040NM,225A, 460V FORCED VENTILATION; DIRECTION OF AIR FLOW DE --> NDE; DEGREE OF PROTECTION IP55 INCREMENTAL ENCODER 22 BIT WITH COMMUTATING POSITION (ENCODER IC22DQ) WITH DRIVE-CLIQ INTERFACE DESIGN IM B35 WITH FLANGE A550 (IM V35) SHAFT WITH FITTED KEY HALF-KEY BALANCING BEARING: GREATER CANTILEVER FORCES; VIBRATION SEVERITY GRADE R/A; SHAFT AND FLANGE ACCURACY GR. R TERMINAL BOX (ABOVE) CABLE ENTRY ON THE D-END SIGNAL CONNECTION RIGHT | 28746 | TEM | 1 | MC | 870 | 1
1PH82281DD200AA1 | SIMOTICS M COMPACT ASYNCHRONOUS MOTOR 1000 RPM,141KW,1346NM,280A,340V 1150 RPM,161KW,1337NM,280A,390V 1350 RPM,184KW,1302NM,270A,460V WATER COOLING DEGREE OF PROTECTION IP55 INCREMENTAL ENCODER 22 BIT WITH COMMUTATING POSITION (ENCODER IC22DQ) WITH DRIVE-CLIQ INTERFACE DESIGN IM B3 (IMB6, IMB7, IMB8, IMV6) PLAIN SHAFT WITHOUT FITTED KEY; BEARING: STANDARD VIBRATION SEVERITY GRADE A; SHAFT A.FLANGE ACCURACY GR.N TERMINAL BOX (ABOVE) CABLE ENTRY ON THE RIGHT SIGNAL CONNECTION D-END | 32810 | TEM | 1 | MC | 875 | 1
1PH82281FD000AC1 | SIMOTICS M COMPACT ASYNCHRONOUS MOTOR 1000RPM,113KW,1079NM,235A, 340V 1150RPM,129KW,1071NM,235A, 390V 1350RPM,147KW,1040NM,225A, 460V FORCED VENTILATION; DIRECTION OF AIR FLOW DE --> NDE; DEGREE OF PROTECTION IP55 ABSOLUTE ENCODER 22 BIT SINGLETURN AND 12 BIT MULTITURN (ENCODER AM22DQ) WITH DRIVE-CLIQ INTERFACE DESIGN IM B3 (IMB6, IMB7, IMB8, IMV6) PLAIN SHAFT WITHOUT FITTED KEY; BEARING: STANDARD VIBRATION SEVERITY GRADE A; SHAFT A.FLANGE ACCURACY GR.N TERMINAL BOX (ABOVE) CABLE ENTRY ON THE ND-END SIGNAL CONNECTION RIGHT | 27504 | TEM | 1 | MC | 870 | 1
1PH82281HD101AA1 | SIMOTICS M COMPACT ASYNCHRONOUS MOTOR 1000RPM,113KW,1079NM,235A, 340V 1150RPM,129KW,1071NM,235A, 390V 1350RPM,147KW,1040NM,225A, 460V FORCED VENTILATION; DIRECTION OF AIR FLOW NDE --> DE; DEGREE OF PROTECTION IP55 INCREMENT. ENCODER HTL 1024 S/R (ENCODER HTL1024S/R) with TEMPERAT. SENSOR KTY84-130 DESIGN IM B3 (IMB6, IMB7, IMB8, IMV6) SHAFT WITH FITTED KEY FULL-KEY BALANCING BEARING: STANDARD VIBRATION SEVERITY GRADE A; SHAFT A.FLANGE ACCURACY GR.N TERMINAL BOX (ABOVE) CABLE ENTRY ON THE RIGHT SIGNAL CONNECTION D-END | 25728 | TEM | 1 | MC | 870 | 1
1PH82281HD202AA1 | SIMOTICS M COMPACT ASYNCHRONOUS MOTOR 1000 RPM,141KW,1346NM,280A,340V 1150 RPM,161KW,1337NM,280A,390V 1350 RPM,184KW,1302NM,270A,460V WATER COOLING DEGREE OF PROTECTION IP55 INCREMENT. ENCODER HTL 1024 S/R (ENCODER HTL1024S/R) with TEMPERAT. SENSOR KTY84-130 DESIGN IM B3 (IMB6, IMB7, IMB8, IMV6) SHAFT WITH FITTED KEY HALF-KEY BALANCING BEARING: STANDARD VIBRATION SEVERITY GRADE A; SHAFT A.FLANGE ACCURACY GR.N TERMINAL BOX (ABOVE) CABLE ENTRY ON THE RIGHT SIGNAL CONNECTION D-END | 32211 | TEM | 1 | MC | 875 | 1
1PH82281HD222AA1 | SIMOTICS M COMPACT ASYNCHRONOUS MOTOR 1000 RPM,141KW,1346NM,280A,340V 1150 RPM,161KW,1337NM,280A,390V 1350 RPM,184KW,1302NM,270A,460V WATER COOLING DEGREE OF PROTECTION IP55 INCREMENT. ENCODER HTL 1024 S/R (ENCODER HTL1024S/R) with TEMPERAT. SENSOR KTY84-130 DESIGN IM B5 WITH FLANGE A550 (IM V3) SHAFT WITH FITTED KEY HALF-KEY BALANCING BEARING: STANDARD VIBRATION SEVERITY GRADE A; SHAFT A.FLANGE ACCURACY GR.N TERMINAL BOX (ABOVE) CABLE ENTRY ON THE RIGHT SIGNAL CONNECTION D-END | 33653 | TEM | 1 | MC | 875 | 1
1PH82281HF002AA1 | SIMOTICS M COMPACT ASYNCHRONOUS MOTOR 1500RPM,160KW,1019NM,340A, 340V 1750RPM,179KW,977NM, 330A, 395V 2000RPM,196KW, 936NM,325A, 450V FORCED VENTILATION; DIRECTION OF AIR FLOW DE --> NDE; DEGREE OF PROTECTION IP55 INCREMENT. ENCODER HTL 1024 S/R (ENCODER HTL1024S/R) with TEMPERAT. SENSOR KTY84-130 DESIGN IM B3 (IMB6, IMB7, IMB8, IMV6) SHAFT WITH FITTED KEY HALF-KEY BALANCING BEARING: STANDARD VIBRATION SEVERITY GRADE A; SHAFT A.FLANGE ACCURACY GR.N TERMINAL BOX (ABOVE) CABLE ENTRY ON THE RIGHT SIGNAL CONNECTION D-END | 25728 | TEM | 1 | MC | 870 | 1
1PH82282EC000BA1 | SIMOTICS M COMPACT SYNCHRONOUS MOTOR 700RPM, 80KW, 1091NM, 200A,254V 800RPM, 91KW, 1086NM, 198A,290V 1000RPM, 113KW,1079NM,198A,361V FORCED VENTILATION; DIRECTION OF AIR FLOW DE --> NDE; DEGREE OF PROTECTION IP55 ABSOLUTE ENCODER ENDAT 2048 S/R (ENCODER AM2048S/R) with TEMPERAT. SENSOR KTY84-130 DESIGN IM B3 (IMB6, IMB7, IMB8, IMV6) PLAIN SHAFT WITHOUT FITTED KEY; BEARING: STANDARD VIBRATION SEVERITY GRADE R/A; SHAFT A.FLANGE ACCURACY GR. R TERMINAL BOX (ABOVE) CABLE ENTRY ON THE RIGHT SIGNAL CONNECTION D-END | 33374 | TEM | 1 | MC | 810 | 1
1PH82282EC100AA1 | SIMOTICS M COMPACT SYNCHRONOUS MOTOR 700RPM, 80KW, 1091NM, 200A,254V 800RPM, 91KW, 1086NM, 198A,290V 1000RPM, 113KW,1079NM,198A,361V FORCED VENTILATION; DIRECTION OF AIR FLOW NDE --> DE; DEGREE OF PROTECTION IP55 ABSOLUTE ENCODER ENDAT 2048 S/R (ENCODER AM2048S/R) with TEMPERAT. SENSOR KTY84-130 DESIGN IM B3 (IMB6, IMB7, IMB8, IMV6) PLAIN SHAFT WITHOUT FITTED KEY; BEARING: STANDARD VIBRATION SEVERITY GRADE A; SHAFT A.FLANGE ACCURACY GR.N TERMINAL BOX (ABOVE) CABLE ENTRY ON THE RIGHT SIGNAL CONNECTION D-END | 33052 | TEM | 1 | MC | 810 | 1
1PH82841AC100AU1 | SIMOTICS M COMPACT ASYNCHRONOUS MOTOR 700 RPM, 110KW,1501NM,240A,330V 800 RPM, 125KW,1492NM,235A,400V 1000RPM,150KW,1433NM,230A,455V FORCED VENTILATION DEGREE OF PROTECTION IP55 W/O ENCODER with TEMPERAT. SENSOR KTY84-130 DESIGN IM B3 (IMV6) PLAIN SHAFT WITHOUT FITTED KEY; BEARING: STANDARD VIBRATION SEVERITY GRADE A; SHAFT A.FLANGE ACCURACY GR.N TERMINAL BOX NDE RIGHT CABLE ENTRY BELOW SIGNAL CONNECTION D-END | 32005 | TEM | 1 | MC | 1200 | 1
1PH82841HB102AU1 | SIMOTICS M COMPACT ASYNCHRONOUS MOTOR 400 RPM, 63KW, 1504NM,154A,325V 500 RPM, 80KW, 1529NM,154A,395V 600 RPM, 95KW, 1519NM,154A,460V FORCED VENTILATION DEGREE OF PROTECTION IP55 INCREMENT. ENCODER HTL 1024 S/R (ENCODER HTL1024S/R) DESIGN IM B3 (IMV6) SHAFT WITH FITTED KEY HALF-KEY BALANCING BEARING: STANDARD VIBRATION SEVERITY GRADE A; SHAFT A.FLANGE ACCURACY GR.N TERMINAL BOX NDE RIGHT CABLE ENTRY BELOW SIGNAL CONNECTION D-END | 33062 | TEM | 1 | MC | 1200 | 1
1PH82841HF100AU1 | SIMOTICS M COMPACT ASYNCHRONOUS MOTOR 1500RPM,196KW,1248NM,390A,345V 1750RPM,225KW,1228NM,390A,400V 2000RPM,255KW,1218NM,390A,455V FORCED VENTILATION DEGREE OF PROTECTION IP55 INCREMENT. ENCODER HTL 1024 S/R (ENCODER HTL1024S/R) DESIGN IM B3 (IMV6) PLAIN SHAFT WITHOUT FITTED KEY; BEARING: STANDARD VIBRATION SEVERITY GRADE A; SHAFT A.FLANGE ACCURACY GR.N TERMINAL BOX NDE RIGHT CABLE ENTRY BELOW SIGNAL CONNECTION D-END TERMINAL BOX NDE RIGHT CABLE ENTRY BELOW SIGNAL CONNECTION D-END | 32763 | TEM | 1 | MC | 1200 | 1
1PH89011BA000AA0 | SENSOR MODULE INTEGRATED, SMI20 1PH8- DRIVE-CLIQ-INTERFACE NOT PROGRAMMED | 804 | TEM | 1 | MC | 0.18 | 1
1PH89011BE000AA0 | 1PH8- ENCODER OPTICAL ABSOLUTE ENCODER-SET 9.00 ENDAT | 2499 | TEM | 1 | MC | 0.25 | 1
1PH89011BH000AA0 | OPTICAL ENCODER 1PH8- INKR. ENCODER SET 9.00 HTL 1 | 858 | TEM | 1 | MC | 0.236 | 1
1PH89011BJ000AA0 | OPTICAL ENCODER 1PH8- INCR. ENCODER SET 9.00 HTL 2 | 1397 | TEM | 1 | MC | 0.236 | 1
1PH89011BL000AA0 | OPTICAL ENCODER 1PH8- INCR. ENCODER SET 9.00 SIN/COS | 4451 | TEM | 1 | MC | 0.286 | 1
1PH89011BM000AA0 | ENCODER - OPTICAL 1PH8- INCR. ENCODER-SET 9.00 SIN/C | 1442 | TEM | 1 | MC | 0.236 | 1
1PH89011BT000AA0 | OPTICAL ENCODER 1PH8- INCR. ENCODER SET 9.0 SIN/COS | 1397 | TEM | 1 | MC | 0.247 | 1
6AU12401AA000AA0 | SIMOTION C240 Programmable Motion Controller for PROFIBUS-, Analog AND Stepper drives, Onboard Peripherals 18DI/8DO (requires SIMOTION V4.0 HF2) | 5562 | TEM | 1 | MC | 1.22 | 1
6AU12401AA000CA0 | SIMOTION C240 Bundle constisting of one Programmable Motion Controller C240 (6AU1240-1AA00-0AA0) and MMC with MultiAxes License | 8574 | TEM | 1 | MC | 1.246 | 0
6AU12401AB000AA0 | SIMOTION C240 PN Programmable Motion Controller for PROFINET- and PROFIBUS- Drives Onboard Peripherals 18DI/8DO (requires V4.1 SP2 HF3/4) | 5777 | TEM | 1 | MC | 1.22 | 1
6AU12401AB000CA0 | SIMOTION C240 PN Bundle constisting of one Programmable Motion Controller C240 PN(6AU1240-1AB00-0AA0)and MMC with MultiAxes License | 8789 | TEM | 1 | MC | 1.246 | 0
6AU13204DE653AF0 | SIMOTION P320-4 BOX WITH INTEL CORE I3 PROZESSOR; 2 X 1,6 GHZ ; PROFINET-BOARD INTEGRATED; OPERATING SYSTEM WINDOWS EMBEDDED STANDARD 7 | 6876 | TEM | 1 | MC | 0.001 | 1
6AU13204DS663AG0 | SIMOTION P320-4 S BOX WITH INTEL CORE I7 PROZESSOR; 2 X 1,7 GHZ; PROFINET-BOARD INTEGRATED; OPERATING SYSTEM WINDOWS 7 ULTIMATE | 9233 | TEM | 1 | MC | 0.001 | 1
6AU13800AA200YB0 | SIMOTION OPC SERVER INSTALLED ON SIMOTION P SINGLE LICENSE | 1096 | TEM | 1 | MC | 0.01 | 0
6AU13900AA000AA1 | ISOPROFIBUS-BOARD_2 PCI-BOARD FOR SIMOTION P350-3 AND P320-4 2 ISOCHRONOUS PROFIBUS INTERFACES | 1675 | TEM | 1 | MC | 0.135 | 1
6AU14001PA230AA0 | SIMOTION Drive-based 1 GB Compact Flash Card D410-2; SINAMICS drive software V4.x and SIMOTION kernel for SIMOTION D410-2; current software release; Note: not for SIMOTION D410, D4x5 and D4x5-2 | 314 | TEM | 1 | MC | 0.03 | 1
6AU14002PA230AA0 | SIMOTION Drive-based 1 GB Compact Flash Card D4x5-2; SINAMICS drive software V4.x and SIMOTION kernel for SIMOTION D4x5-2; current software release; Note: not for SIMOTION D410, D4X5 AND D410-2 | 314 | TEM | 1 | MC | 0.03 | 1
6AU14007AA050AA0 | SIMOTION Drive-based Backplane Mounting Plate; For installing the SIMOTION D410/410-2 in a different location if you do not wish to connect it to the Power Module. | 83.8 | TEM | 1 | MC | 0.45 | 0
6AU14102AA000AA0 | SIMOTION Drive-based Control Unit D410-2 DP; programmable single-axis motion controller with multi-axis option; interfaces: 5 DI, 8 DI/DO, 3 F-DI, 1 F-DO, 1 AI, 1 encoder, 1 DRIVE-CLiQ, 2 PROFIBUS, 1 ethernet | 1964 | TEM | 1 | MC | 1 | 1
6AU14102AD000AA0 | SIMOTION Drive-based Control Unit D410-2 DP/PN; programmable single-axis motion controller with multi-axis option; interfaces: 5 DI, 8 DI/DO, 3 F-DI, 1 F-DO, 1 AI, 1 encoder, 1 DRIVE-CLiQ, 1 PROFIBUS, 2 PROFINET ports, 1 ethernet Note: requires at least SCOUT/firmware V4.3 SP1 HF3 | 2165 | TEM | 1 | MC | 1 | 1
6AU14252AA000AA0 | SIMOTION Drive-based Control Unit D425-2 DP; programmable motion controller; BASIC performance; interfaces: 12 DI, 16 DI/DO, 4 DRIVE-CLiQ, 2 PROFIBUS, 3 ethernet, 2 USB, 1 option slot; incl. dual fan / battery module and battery | 2966 | TEM | 1 | MC | 4.5 | 1
6AU14252AD000AA0 | SIMOTION Drive-based Control Unit D425-2 DP/PN; programmable motion controller; BASIC performance; interfaces: 12 DI, 16 DI/DO, 4 DRIVE-CLiQ, 2 PROFIBUS, 3 PROFINET ports, 2 ethernet, 2 USB, 1 option slot; incl. dual fan / battery module and battery | 3467 | TEM | 1 | MC | 4.5 | 1
6AU14322AA000AA0 | SIMOTION Drive-based Controller Extension CX32-2; inverter control module; to increase drive count on SIMOTION D4x5-2; interfaces: 6 DI, 4 DI/DO, 4 DRIVE-CLiQ | 1490 | TEM | 1 | MC | 3.15 | 1
6AU14352AA000AA0 | SIMOTION Drive-based Control Unit D435-2 DP; programmable motion controller; STANDARD performance; interfaces: 12 DI, 16 DI/DO, 6 DRIVE-CLiQ, 2 PROFIBUS, 3 ethernet, 2 USB, 1 option slot incl. dual fan / battery module and battery | 5631 | TEM | 1 | MC | 4.5 | 1
6AU14352AD000AA0 | SIMOTION Drive-based Control Unit D435-2 DP/PN; programmable motion controller; STANDARD performance; interfaces: 12 DI, 16 DI/DO, 6 DRIVE-CLiQ, 2 PROFIBUS, 3 PROFINET ports, 2 ethernet, 2 USB, 1 option slot; incl. dual fan / battery module and battery | 6132 | TEM | 1 | MC | 4.5 | 1
6AU14452AD000AA0 | SIMOTION Drive-based Control Unit D445-2 DP/PN; programmable motion controller; HIGH performance; interfaces: 12 DI, 16 DI/DO, 6 DRIVE-CLiQ, 2 PROFIBUS, 3 PROFINET ports, 2 ethernet, 2 USB, 1 option slot; incl. dual fan / battery module and battery | 8155 | TEM | 1 | MC | 5 | 1
6AU14552AD000AA0 | SIMOTION Drive-based Control Unit D455-2 DP/PN; programmable motion controller; ULTRA-HIGH performance; interfaces: 12 DI, 16 DI/DO, 6 DRIVE-CLiQ, 2 PROFIBUS, 3 PROFINET ports, 2 ethernet, 2 USB, 1 option slot; incl. dual fan / battery module and battery | 12243 | TEM | 1 | MC | 5 | 1
6AU16400AA001AA0 | PICK 32 FGP CUSTOMER SPECIFIC COMPONENT | 496 | TEM | 1 | MC | 0.001 | 1
6AU16607AA100AA0 | SIMOCRANE BASIC TECHNOLOGY MC VSL-CR BT V2.0 SP2 CONSISTING OF CF CARD FOR SIMOTION D WITH LICENSES FOR DIFFERENT CRANES APPLICATIONS | 12913 | TEM | 1 | MC | 0.05 | 0
6AU16607AA200AA0 | SIMOCRANE BASIC TECHNOLOGY MC VSL-CR BT V3.0 CONSISTING OF CF CARD FOR SIMOTION D WITH LICENSES FOR DIFFERENT CRANES APPLICATIONS | 9497 | TEM | 1 | MC | 0.05 | 0
6AU16607CA000AA0 | SIMOCRANE CeSAR OHBC BC MC VSL-CR CeSAR OHBC BC CONSISTING OF: CF-Card with licenses | 23836 | TEM | 1 | MC | 0.05 | 0
6AU16607CA002AA0 | SIMOCRANE CeSAR OHBC MC MC VSL-CR CeSAR OHBC MC CONSISTING OF: CF-Card with licenses | 11918 | TEM | 1 | MC | 0.03 | 0
6AU16607CA010AA0 | SIMOCRANE CeSAR GSU BC MC VSL-CR CeSAR GSU BC CONSISTING OF: CF-Card with licenses | 26484 | TEM | 1 | MC | 0.05 | 0
6AU17201KA000AA0 | SIMOTION MMC MEMORY-CARD 64 MB FOR SIMOTION C240 / C240 PN WITH BOOTLOADER AND KERNEL | 308 | TEM | 1 | MC | 0.016 | 1
6AU18000EA111XA0 | SIMOTION ADT V1.1 SP1 ANALYSIS AND DIAGNOSTICS TOOL TOOL FOR THE ANALYSIS OF THE PROFINET PROTOCOL TRAFFIC IN CONNECTION WITH SIMOTION ON DATA CARRIERS CD-ROM INCL. SINGLE LICENSE | 1452 | TEM | 1 | MC | 0.01 | 1
6AU18000KA400AA0 | SIMOTION IT V4.0 FIRMWARE WITH ETHERNET BASED HMI- AND DIAGNOSTIC FUNCTIONS FOR THE HW PLATFORMS SIMOTION C, D, P ON DATA CARRIER CD-ROM | 224 | TEM | 1 | MC | 0.01 | 1
6AU18100BA000UL0 | SIMOTION SCOUT SOFTWARE UPDATE SERVICE FOR UNLOCK COPY LICENSE (UCL), AUTOMATIC SUPPLY OF UPGRADES AND SERVICE PACKS FOR ONE YEAR WITH AUTOMATIC RENEWAL, REQUIRES LATEST SW VERSION, ONLY VALID COMBINED WITH UNLOCK COPY LICENSE CONTRACT | 441 | TEM | 1 | MC | 0.1 | 0
6AU18100BA000XL0 | SIMOTION ENGINEERING SYSTEM SCOUT SOFTWARE MAINTENANCE SERVICE | 737 | TEM | 1 | MC | 0.01 | 0
6AU18100BA000XP0 | SIMOTION SCOUT EPL-MASTER, ROYALTY OBLIGATION PRO 1 INSTALLATION, ONLY VALID IN CONNECTION WITH ENTERPRISE LICENSE CONTRACT, SOFTWARE ON CD, LICENSE KEY ON CD/FD | 706 | TEM | 1 | MC | 0.213 | 0
6AU18100BA000XQ0 | SIMOTION SCOUT SINGLE LICENSE F. 1 INSTALLATION DELIVERY OF ONE COL ONLY VALID IN CONNECTION WITH EPL LICENSE CONTRACT, EPL-MASTER PRESUPPOSED | 3832 | TEM | 1 | MC | 0.01 | 0
6AU18100BA000XR0 | SIMOTION SCOUT EPL-MAINTENANCE, PAYMENT FOR CARE OF A ROYALTY FOR 12 MONTHS, ONLY VALID IN CONNECTION WITH ENTERPRISE LICENSE CONTRACT, EPL-MASTER PRESUPPOSED | 723 | TEM | 1 | MC | 0.05 | 0
6AU18100BA320XA0 | SIMOTION ENGINEERING SYSTEM SCOUT V3.1 FULL LICENSE INCL. STARTER, RUNTIME, TECHN., FUNCTION LIBRARY DRIVEES BASIC, DOCONCD, UTILITIES FOR FREE | 3908 | TEM | 1 | MC | 0.01 | 0
6AU18100BA320XE0 | SIMOTION ENGINEERING SYSTEM SCOUT V3.2 UPGRADE INCL. STARTER, RUNTIME, TECHN., FUNCTION LIBRARY DRIVEES BASIC, DOCONCD, UTILITIES FREE OF CHARGE WITH CD-ROM DATA CARRIER MULTILINGUAL (GER./ENGL./IT.) | 615 | TEM | 1 | MC | 0.01 | 0
6AU18100BA321XA0 | SIMOTION ENGINEERING SYSTEM SCOUT V3.2 SP1 FULL LICENSE INCL. STARTER, RUNTIME, TECHN., FUNCTION LIBRARY DRIVEES BASIC, DOCONCD, UTILITIES FOR FREE | 3908 | TEM | 1 | MC | 0.01 | 0
6AU18100BA321XE0 | SIMOTION ENGINEERING SYSTEM SCOUT V3.2 SP1 UPGRADE INCL. STARTER, RUNTIME, TECHN., FUNCTION LIBRARY; DRIVEES BASIC, DOCONCD, UTILITIES FOR FREE | 615 | TEM | 1 | MC | 0.01 | 0
6AU18100BA400XA0 | SIMOTION ENGINEERING SYSTEM SCOUT V4.0 FULL LICENSE INCL. STARTER, RUNTIME, TECHN., DRIVEES BASIC, DOCONCD, UTILITIES FOR FREE | 3908 | TEM | 1 | MC | 0.01 | 0
6AU18100BA400XE0 | SIMOTION ENGINEERING SYSTEM SCOUT V4.0 UPGRADE INCL. STARTER, RUNTIME, TECHN., DRIVEES BASIC, DOCONCD, UTILITIES FOR FREE | 615 | TEM | 1 | MC | 0.01 | 0
6AU18100BA410XA0 | SIMOTION ENGINEERING SYSTEM SCOUT V4.1 FULL LICENSE CDs INCL. STARTER, RUNTIME, TECHN., DRIVEES BASIC, DOCONCD, UTILITIES FOR FREE | 3908 | TEM | 1 | MC | 0.01 | 1
6AU18100BA410XE0 | SIMOTION ENGINEERING SYSTEM SCOUT V4.1 UPGRADE CDs INCL. STARTER, RUNTIME, TECHN., DRIVEES BASIC, DOCUMENTATION, UTILITIES FOR FREE | 615 | TEM | 1 | MC | 0.01 | 0
6AU18100BA411UB0 | SIMOTION SCOUT V4.1 SP1 UNLOCK COPY LICENSE (UCL), ADDITIONAL PACKAGE FOR 5 INSTALLATIONS, ONLY VALID COMBINED WITH UNLOCK COPY LICENSE CONTRACT, REQUIRES UCL BASIC PACKAGE DELIVERY OF LICENSE PAPER | 11724 | TEM | 1 | MC | 0.1 | 0
6AU18100BA411XA0 | SIMOTION ENGINEERING SYSTEM SCOUT V4.1 SP1 FULL LICENSE CDs INCL. STARTER, RUNTIME, TECHN., DRIVEES BASIC, DOCUMENTATION, UTILITIES FOR FREE | 3908 | TEM | 1 | MC | 0.01 | 0
6AU18100BA411XE0 | SIMOTION ENGINEERING SYSTEM SCOUT V4.1 SP1 UPGRADE CDs INCL. STARTER, RUNTIME, TECHN., DRIVEES BASIC, DOCUMENTATION, UTILITIES FOR FREE | 615 | TEM | 1 | MC | 0.01 | 0
6AU18100BA412UB0 | SIMOTION SCOUT V4.1 SP2 UNLOCK COPY LICENSE (UCL), ADDITIONAL PACKAGE FOR 5 INSTALLATIONS, ONLY VALID COMBINED WITH UNLOCK COPY LICENSE CONTRACT, REQUIRES UCL BASIC PACKAGE DELIVERY OF LICENSE PAPER | 11724 | TEM | 1 | MC | 0.1 | 0
6AU18100BA414UB0 | SIMOTION SCOUT V4.1 SP4 UNLOCK COPY LICENSE (UCL), ADDITIONAL PACKAGE FOR 5 INSTALLATIONS, ONLY VALID COMBINED WITH UNLOCK COPY LICENSE CONTRACT, REQUIRES UCL BASIC PACKAGE DELIVERY OF LICENSE PAPER | 11724 | TEM | 1 | MC | 0.05 | 0
6AU18100BA415UB0 | SIMOTION SCOUT V4.1 SP5 UNLOCK COPY LICENSE (UCL), ADDITIONAL PACKAGE FOR 5 INSTALLATIONS, ONLY VALID COMBINED WITH UNLOCK COPY LICENSE CONTRACT, REQUIRES UCL BASIC PACKAGE DELIVERY OF LICENSE PAPER | 11724 | TEM | 1 | MC | 0.05 | 0
6AU18100BA421UB0 | SIMOTION SCOUT V4.2 SP1 UNLOCK COPY LICENSE (UCL), ADDITIONAL PACKAGE FOR 5 INSTALLATIONS, ONLY VALID COMBINED WITH UNLOCK COPY LICENSE CONTRACT, REQUIRES UCL BASIC PACKAGE DELIVERY OF LICENSE PAPER | 11724 | TEM | 1 | MC | 0.05 | 0
6AU18100BA421UE0 | SIMOTION SCOUT V4.2 SP1 UNLOCK COPY LICENSE (UCL), UPGRADE PACKAGE FOR 1 INSTALLATION ONLY VALID COMBINED WITH UNLOCK COPY LICENSE CONTRACT REQUIRES PREVIOUS SCOUT VERSION UCL BASIC PACKAGE | 369 | TEM | 1 | MC | 0.2 | 0
6AU18100BA431UB0 | SIMOTION SCOUT V4.3 SP1 UNLOCK COPY LICENSE (UCL), ADDITIONAL PACKAGE FOR 5 INSTALLATIONS, ONLY VALID COMBINED WITH UNLOCK COPY LICENSE CONTRACT, REQUIRES UCL BASIC PACKAGE DELIVERY OF LICENSE PAPER | 11495 | TEM | 1 | MC | 0.05 | 0
6AU18100BA431UC0 | SIMOTION SCOUT V4.3 SP1 UCL PACKAGE FOR ONE INSTALLATION ENGINEERING-SOFTWARE; SOFTWARE AND DOCU ON DVD; MASTER LICENSE ON DVD; ONLY VALID WITH UCL AGREEMENT | 2345 | TEM | 1 | MC | 0.2 | 0
6AU18100BA431UE0 | SIMOTION SCOUT V4.3 SP1 UNLOCK COPY LICENSE (UCL), UPGRADE PACKAGE FOR 1 INSTALLATION ONLY VALID COMBINED WITH UNLOCK COPY LICENSE CONTRACT REQUIRES PREVIOUS SCOUT VERSION UCL BASIC PACKAGE | 362 | TEM | 1 | MC | 0.2 | 0
6AU18100BA440UC0 | SIMOTION SCOUT AND SCOUT TIA V4.4 UCL PACKAGE FOR ONE INSTALLATION ENGINEERING-SOFTWARE; SOFTWARE AND DOCU ON DVD; MASTER LICENSE ON DVD; ONLY VALID WITH UCL AGREEMENT | 2345 | TEM | 1 | MC | 0.1 | 0
6AU18100BA440UE0 | SIMOTION SCOUT AND SCOUT TIA V4.4 UNLOCK COPY LICENSE (UCL), UPGRADE PACKAGE FOR 1 INSTALLATION ONLY VALID COMBINED WITH UNLOCK COPY LICENSE CONTRACT REQUIRES PREVIOUS SCOUT VERSION UCL BASIC PACKAGE | 362 | TEM | 1 | MC | 0.1 | 0
6AU18100CA000UL0 | SIMOTION SCOUT STAND-ALONE SOFTWARE UPDATE SERVICE UNLOCK COPY LICENSE (UCL), AUTOMATIC SUPPLY OF UPGRADES AND SERVICE PACKS FOR ONE YEAR WITH AUTOMATIC RENEWAL, REQUIRES LATEST SW VERSION, ONLY VALID COMBINED WITH UNLOCK COPY LICENSE CONTRACT | 441 | TEM | 1 | MC | 0.2 | 0
6AU18100CA000XL0 | SIMOTION ENGINEERING SYSTEM SCOUT STAND ALONE SOFTWARE CARE SERVICE | 737 | TEM | 1 | MC | 0.01 | 0
6AU18100CA000XP0 | SIMOTION SCOUT STAND_ALONE EPL-MASTER, ROYALTY OBLIGATION PRO 1 INSTALLATION, ONLY VALID IN CONNECTION WITH ENTERPRISE LICENSE CONTRACT, SOFTWARE ON CD, LICENSE KEY ON CD/FD | 615 | TEM | 1 | MC | 0.213 | 0
6AU18100CA000XQ0 | SIMOTION SCOUT STAND-ALONE EPL-ROYALTY SINGLE LICENSE F. 1 INSTALLATION DELIVERY OF ONE COL ONLY VALID IN CONNECTION WITH EPL LICENSE CONTRACT, EPL-MASTER PRESUPPOSED | 4337 | TEM | 1 | MC | 0.1 | 0
6AU18100CA000XR0 | SIMOTION SCOUT STAND-ALONE EPL-MAINTENANCE, PAYMENT FOR CARE OF A ROYALTY FOR 12 MONTHS, ONLY VALID IN CONNECTION WITH ENTERPRISE LICENSE CONTRACT, EPL-MASTER PRESUPPOSED | 723 | TEM | 1 | MC | 0.1 | 0
6AU18100CA320XA0 | SIMOTION ENGINEERING SYSTEM SCOUT STANDALONE V3.2 FULL LICENSE INCL. STARTER, RUNTIME, TECHN. FUNCTION LIBRARY DRIVEES BASIC, DOCONCD, MULTILINGUAL (GER./ENGL./IT.) | 4511 | TEM | 1 | MC | 0.01 | 0
6AU18100CA320XE0 | SIMOTION ENGINEERING SYSTEM SCOUT STANDALONE V3.2 UPGRADE INCL. STARTER, RUNTIME, TECHN., FUNCTION LIBRARY, DRIVEES BASIC, DOCONCD, UTILITIES FOR FREE, WITH DATA CARRIER CD-ROM MULTILINGUAL (GER./ENGL./IT.) | 627 | TEM | 1 | MC | 0.01 | 0
6AU18100CA321XA0 | SIMOTION ENGINEERING SYSTEM SCOUT STANDALONE V3.2 SP1 FULL LICENSE INCL. STARTER, RUNTIME, TECHN. FUNCTION LIBRARY DRIVEES BASIC, DOCONCD, MULTILINGUAL (GER./ENGL./IT.) | 4511 | TEM | 1 | MC | 0.01 | 0
6AU18100CA321XE0 | SIMOTION ENGINEERING SYSTEM SCOUT STANDALONE V3.2 SP1 UPGRADE INCL. STARTER, RUNTIME, TECHN., FUNCTION LIBRARY, DRIVEES BASIC, DOCONCD, UTILITIES FOR FREE, WITH DATA CARRIER CD-ROM MULTILINGUAL (GER./ENGL./IT.) | 627 | TEM | 1 | MC | 0.01 | 0
6AU18100CA400XA0 | SIMOTION ENGINEERING SYSTEM SCOUT STANDALONE V4.0 FULL LICENSE INCL. STARTER, RUNTIME, TECHN. DRIVEES BASIC, DOCONCD, UTILITIES FOR FREE | 4511 | TEM | 1 | MC | 0.01 | 0
6AU18100CA400XE0 | SIMOTION ENGINEERING SYSTEM SCOUT STANDALONE V4.0 UPGRADE INCL. STARTER, RUNTIME, TECHN., DRIVEES BASIC, DOCONCD, UTILITIES FOR FREE | 627 | TEM | 1 | MC | 0.01 | 0
6AU18100CA411UB0 | SIMOTION SCOUT STAND-ALONE V4.1 SP1 UNLOCK COPY LICENSE (UCL), ADDITIONAL PACKAGE FOR 5 INSTALLATIONS, ONLY VALID COMBINED WITH UNLOCK COPY LICENSE CONTRACT, REQUIRES UCL BASIC PACKAGE | 13520 | TEM | 1 | MC | 0.1 | 0
6AU18100CA411XA0 | SIMOTION ENGINEERING SYSTEM SCOUT STANDALONE V4.1 SP1 FULL LICENSE, Data Carrier CD INCL. STARTER, RUNTIME, TECHN. DRIVEES BASIC, DOCONCD, UTILITIES FOR FREE | 4511 | TEM | 1 | MC | 0.01 | 0
6AU18100CA411XE0 | SIMOTION ENGINEERING SYSTEM SCOUT STANDALONE V4.1 SP1 UPGRADE, Data Carrier CD INCL. STARTER, RUNTIME, TECHN., DRIVEES BASIC, Documentation, UTILITIES FOR FREE | 627 | TEM | 1 | MC | 0.01 | 0
6AU18100CA412UB0 | SIMOTION SCOUT STAND-ALONE V4.1 SP2 UNLOCK COPY LICENSE (UCL), ADDITIONAL PACKAGE FOR 5 INSTALLATIONS, ONLY VALID COMBINED WITH UNLOCK COPY LICENSE CONTRACT, REQUIRES UCL BASIC PACKAGE | 13520 | TEM | 1 | MC | 0.1 | 0
6AU18100CA414UB0 | SIMOTION SCOUT STAND-ALONE V4.1 SP4 UNLOCK COPY LICENSE (UCL), ADDITIONAL PACKAGE FOR 5 INSTALLATIONS, ONLY VALID COMBINED WITH UNLOCK COPY LICENSE CONTRACT, REQUIRES UCL BASIC PACKAGE DELIVERY OF LICENSE PAPER | 13520 | TEM | 1 | MC | 0.1 | 0
6AU18100CA415UB0 | SIMOTION SCOUT STAND-ALONE V4.1 SP5 UNLOCK COPY LICENSE (UCL), ADDITIONAL PACKAGE FOR 5 INSTALLATIONS, ONLY VALID COMBINED WITH UNLOCK COPY LICENSE CONTRACT, REQUIRES UCL BASIC PACKAGE DELIVERY OF LICENSE PAPER | 13520 | TEM | 1 | MC | 0.05 | 0
6AU18100CA421UB0 | SIMOTION SCOUT STAND-ALONE V4.2 SP1 UNLOCK COPY LICENSE (UCL), ADDITIONAL PACKAGE FOR 5 INSTALLATIONS, ONLY VALID COMBINED WITH UNLOCK COPY LICENSE CONTRACT, REQUIRES UCL BASIC PACKAGE DELIVERY OF LICENSE PAPER | 13260 | TEM | 1 | MC | 0.05 | 0
6AU18100CA421UE0 | SIMOTION SCOUT STAND-ALONE V4.2 SP1 UPGRADE UNLOCK COPY LICENSE (UCL), UPGRADE PACKAGE FOR 1 INSTALLATION, ONLY VALID COMBINED WITH UNLOCK COPY LICENSE CONTRACT REQUIRES PREVIOUS SCOUT STAND-ALONE UCL BASIC PACKAGE | 369 | TEM | 1 | MC | 0.2 | 0
6AU18100CA431UB0 | SIMOTION SCOUT STAND-ALONE V4.3 SP1 UNLOCK COPY LICENSE (UCL), ADDITIONAL PACKAGE FOR 5 INSTALLATIONS, ONLY VALID COMBINED WITH UNLOCK COPY LICENSE CONTRACT, REQUIRES UCL BASIC PACKAGE DELIVERY OF LICENSE PAPER | 13010 | TEM | 1 | MC | 0.05 | 0
6AU18100CA431UC0 | SIMOTION SCOUT STAND-ALONE V4.3 SP1 UCL PACKAGE FOR ONE INSTALLATION ENGINEERING-SOFTWARE; SOFTWARE AND DOCU ON DVD; MASTER LICENSE ON DVD; ONLY VALID WITH UCL AGREEMENT | 2655 | TEM | 1 | MC | 0.2 | 0
6AU18100CA431UE0 | SIMOTION SCOUT STAND-ALONE V4.3 SP1 UPGRADE UNLOCK COPY LICENSE (UCL), UPGRADE PACKAGE FOR 1 INSTALLATION, ONLY VALID COMBINED WITH UNLOCK COPY LICENSE CONTRACT REQUIRES PREVIOUS SCOUT STAND-ALONE UCL BASIC PACKAGE | 362 | TEM | 1 | MC | 0.2 | 0
6AU18100CA440UC0 | SIMOTION SCOUT STAND-ALONE AND SCOUT TIA V4.4 UCL PACKAGE FOR ONE INSTALLATION ENGINEERING-SOFTWARE; SOFTWARE AND DOCU ON DVD; MASTER LICENSE ON DVD; ONLY VALID WITH UCL AGREEMENT | 2655 | TEM | 1 | MC | 0.1 | 0
6AU18100CA440UE0 | SIMOTION SCOUT STAND-ALONE AND SCOUT TIA V4.4 UPGRADE UNLOCK COPY LICENSE (UCL), UPGRADE PACKAGE FOR 1 INSTALLATION, ONLY VALID COMBINED WITH UNLOCK COPY LICENSE CONTRACT REQUIRES PREVIOUS SCOUT STAND-ALONE UCL BASIC PACKAGE | 362 | TEM | 1 | MC | 0.1 | 0
6AU18100FA210XA0 | SIMOTION ENGINEERING SYSTEM SCOUT EXTENSIONS V2.1 CAMTOOL SINGLE LICENSE WITH DATA CARRIER MULTILINGUAL (GER/ENG) | 3416 | TEM | 1 | MC | 0.01 | 0
6AU18100FA210XE0 | SIMOTION ENGINEERING SYSTEM SCOUT EXTENSIONS V2.1 CAMTOOL UPGRADE SINGLE LICENSE WITH DATA CARRIER CD-ROM MULTILINGUAL (GER/ENG) | 224 | TEM | 1 | MC | 0.01 | 0
6AU18100FA211XU0 | SIMOTION ENGINEERINGSYSTEM SCOUT-EXT. V2.1 SP1 CAMTOOL UPGRADE WITHOUT LICENSE WITH DATA CARRIER CD-ROM MULTILINGUAL (GER/ENG) | 224 | TEM | 1 | MC | 0.01 | 0
6AU18100FA220XA0 | SIMOTION ENGINEERING SYSTEM SCOUT EXTENSIONS V2.2 CAMTOOL Floating License WITH DATA CARRIER MULTILINGUAL (GER/ENG) | 3350 | TEM | 1 | MC | 0.01 | 0
6AU18100FA220XE0 | SIMOTION ENGINEERING SYSTEM SCOUT EXTENSIONS V2.2 CAMTOOL UPGRADE FLOATING LICENSE WITH DATA CARRIER CD-ROM MULTILINGUAL (GER/ENG) | 220 | TEM | 1 | MC | 0.01 | 0
6AU18100FA300XA0 | SIMOTION ENGINEERING SYSTEM SCOUT EXTENSIONS V3.0 CAMTOOL Floating License WITH DATA CARRIER MULTILINGUAL (GER/ENG) | 3350 | TEM | 1 | MC | 0.01 | 0
6AU18100FA300XE0 | SIMOTION ENGINEERING SYSTEM SCOUT EXTENSIONS V3.0 CAMTOOL UPGRADE FLOATING LICENSE WITH DATA CARRIER CD-ROM MULTILINGUAL (GER/ENG) | 220 | TEM | 1 | MC | 0.01 | 0
6AU18100FA301XA0 | SIMOTION ENGINEERING SYSTEM SCOUT EXTENSIONS V3.0 SP1 CAMTOOL Floating License WITH DATA CARRIER MULTILINGUAL (GER/ENG) ONLY FOR SCOUT AND SCOUT Stand-alone AS OF V4.2 SP1 | 3350 | TEM | 1 | MC | 0.01 | 0
6AU18100FA301XE0 | SIMOTION ENGINEERING SYSTEM SCOUT EXTENSIONS V3.0 SP1 CAMTOOL UPGRADE FLOATING LICENSE WITH DATA CARRIER CD-ROM MULTILINGUAL (GER/ENG) ONLY FOR SCOUT AND SCOUT Stand-alone AS OF V4.2 SP1 | 220 | TEM | 1 | MC | 0.01 | 0
6AU18100FA302XA0 | SIMOTION ENGINEERING SYSTEM SCOUT EXTENSIONS V3.0 SP2 CAMTOOL Floating License WITH DATA CARRIER MULTILINGUAL (GER/ENG) ONLY FOR SCOUT AND SCOUT Stand-alone AS OF V4.3 SP1 | 3350 | TEM | 1 | MC | 0.01 | 0
6AU18100FA302XE0 | SIMOTION ENGINEERING SYSTEM SCOUT EXTENSIONS V3.0 SP2 CAMTOOL UPGRADE FLOATING LICENSE WITH DATA CARRIER CD-ROM MULTILINGUAL (GER/ENG) ONLY FOR SCOUT AND SCOUT Stand-alone AS OF V4.3 SP1 | 220 | TEM | 1 | MC | 0.01 | 0
6AU18100FA303XA0 | SIMOTION ENGINEERING SYSTEM SCOUT EXTENSIONS V3.0 SP3 CAMTOOL Floating License WITH DATA CARRIER MULTILINGUAL (GER/ENG) ONLY FOR SCOUT, SCOUT TIA AND SCOUT Stand-alone AS OF V4.4 | 3350 | TEM | 1 | MC | 0.01 | 0
6AU18100FA303XE0 | SIMOTION ENGINEERING SYSTEM SCOUT EXTENSIONS V3.0 SP3 CAMTOOL UPGRADE FLOATING LICENSE WITH DATA CARRIER MULTILINGUAL (GER/ENG) ONLY FOR SCOUT, SCOUT TIA AND SCOUT Stand-alone AS OF V4.4 | 220 | TEM | 1 | MC | 0.01 | 0
6AU18101BA410XA0 | SIMOTION ENGINEERING SYSTEM SCOUT V4.1 FULL LICENSE DVD INCL. STARTER, RUNTIME, TECHN., DRIVEES BASIC, DOCUMENTATION, UTILITIES FOR FREE | 3908 | TEM | 1 | MC | 0.01 | 0
6AU18101BA410XE0 | SIMOTION ENGINEERING SYSTEM SCOUT V4.1 UPGRADE DVD INCL. STARTER, RUNTIME, TECHN., DRIVEES BASIC, DOCUMENTATION, UTILITIES FOR FREE | 591 | TEM | 1 | MC | 0.01 | 0
6AU18101BA411XA0 | SIMOTION ENGINEERING SYSTEM SCOUT V4.1 SP1 FULL LICENSE DVD INCL. STARTER, RUNTIME, TECHN., DRIVEES BASIC, DOCUMENTATION, UTILITIES FOR FREE | 3908 | TEM | 1 | MC | 0.01 | 0
6AU18101BA411XE0 | SIMOTION ENGINEERING SYSTEM SCOUT V4.1 SP1 UPGRADE DVD INCL. STARTER, RUNTIME, TECHN., DRIVEES BASIC, DOCUMENTATION, UTILITIES FOR FREE | 615 | TEM | 1 | MC | 0.01 | 0
6AU18101BA412XA0 | SIMOTION ENGINEERING SYSTEM SCOUT V4.1 SP2 FULL LICENSE DVD INCL. STARTER, RUNTIME, TECHN., DRIVEES BASIC, DOCUMENTATION, UTILITIES FOR FREE | 3908 | TEM | 1 | MC | 0.01 | 0
6AU18101BA412XE0 | SIMOTION ENGINEERING SYSTEM SCOUT V4.1 SP2 UPGRADE DVD INCL. STARTER, RUNTIME, TECHN., DRIVEES BASIC, DOCUMENTATION, UTILITIES FOR FREE | 615 | TEM | 1 | MC | 0.01 | 0
6AU18101BA414XA0 | SIMOTION ENGINEERING SYSTEM SCOUT V4.1 SP4 FULL LICENSE DVD INCL. STARTER, RUNTIME, TECHN., DRIVEES BASIC, DOCUMENTATION, UTILITIES FOR FREE | 3908 | TEM | 1 | MC | 0.01 | 0
6AU18101BA414XE0 | SIMOTION ENGINEERING SYSTEM SCOUT V4.1 SP4 UPGRADE DVD INCL. STARTER, RUNTIME, TECHN., DRIVEES BASIC, DOCUMENTATION, UTILITIES FOR FREE | 615 | TEM | 1 | MC | 0.01 | 0
6AU18101BA415XA0 | SIMOTION ENGINEERING SYSTEM SCOUT V4.1 SP5 FULL LICENSE DVD INCL. STARTER, RUNTIME, TECHN., DRIVEES BASIC, DOCUMENTATION, UTILITIES FOR FREE | 3908 | TEM | 1 | MC | 0.01 | 0
6AU18101BA415XE0 | SIMOTION ENGINEERING SYSTEM SCOUT V4.1 SP5 UPGRADE DVD INCL. STARTER, RUNTIME, TECHN., DRIVEES BASIC, DOCUMENTATION, UTILITIES FOR FREE | 615 | TEM | 1 | MC | 0.01 | 0
6AU18101BA421XA0 | SIMOTION ENGINEERING SYSTEM SCOUT V4.2 SP1 FULL LICENSE DVD INCL. STARTER, RUNTIME, TECHN., DRIVEES BASIC, DOCUMENTATION, UTILITIES FOR FREE | 3908 | TEM | 1 | MC | 0.01 | 0
6AU18101BA421XE0 | SIMOTION ENGINEERING SYSTEM SCOUT V4.2 SP1 UPGRADE DVD INCL. STARTER, RUNTIME, TECHN., DRIVEES BASIC, DOCUMENTATION, UTILITIES FOR FREE | 615 | TEM | 1 | MC | 0.01 | 0
6AU18101BA421XT7 | SIMOTION ENGINEERING SYSTEM SCOUT V4.2 SP1 TRIALLICENSE DVD INCL. STARTER, RUNTIME, TECHN., DRIVEES BASIC, DOCUMENTATION, UTILITIES FOR FREE DELIVERY WITHOUT LICENSE-KEY | 103 | TEM | 1 | MC | 0.01 | 0
6AU18101BA431XA0 | SIMOTION ENGINEERING SYSTEM SCOUT V4.3 SP1 FULL LICENSE DVD INCL. STARTER, RUNTIME, TECHN., DRIVEES BASIC, DOCUMENTATION, UTILITIES FOR FREE | 3908 | TEM | 1 | MC | 0.01 | 0
6AU18101BA431XE0 | SIMOTION ENGINEERING SYSTEM SCOUT V4.3 SP1 UPGRADE DVD INCL. STARTER, RUNTIME, TECHN., DRIVEES BASIC, DOCUMENTATION, UTILITIES FOR FREE | 615 | TEM | 1 | MC | 0.01 | 1
6AU18101BA431XT7 | SIMOTION ENGINEERING SYSTEM SCOUT V4.3 SP1 TRIALLICENSE DVD INCL. STARTER, RUNTIME, TECHN., DRIVEES BASIC, DOCUMENTATION, UTILITIES FOR FREE DELIVERY WITHOUT LICENSE-KEY | 103 | TEM | 1 | MC | 0.01 | 1
6AU18101BA440XA0 | SIMOTION ENGINEERING SYSTEM SCOUT AND SCOUT TIA V4.4 FULL LICENSE DVD INCL. STARTER, RUNTIME, TECHN., DOCUMENTATION, UTILITIES FOR FREE | 3908 | TEM | 1 | MC | 0.01 | 0
6AU18101BA440XE0 | SIMOTION ENGINEERING SYSTEM SCOUT AND SCOUT TIA V4.4 UPGRADE DVD INCL. STARTER, RUNTIME, TECHN., DOCUMENTATION, UTILITIES FOR FREE | 615 | TEM | 1 | MC | 0.01 | 0
6AU18101BA440XT7 | SIMOTION ENGINEERING SYSTEM SCOUT AND SCOUT TIA V4.4 TRIALLICENSE DVD INCL. STARTER, RUNTIME, TECHN., DOCUMENTATION, UTILITIES FOR FREE DELIVERY WITHOUT LICENSE-KEY | 103 | TEM | 1 | MC | 0.01 | 0
6AU18101CA411XA0 | SIMOTION ENGINEERING SYSTEM SCOUT STANDALONE V4.1 SP1 FULL LICENSE, Data Carrier DVD INCL. STARTER, RUNTIME, TECHN. DRIVEES BASIC, Documentation, UTILITIES FOR FREE | 4424 | TEM | 1 | MC | 0.01 | 0
6AU18101CA411XE0 | SIMOTION ENGINEERING SYSTEM SCOUT STANDALONE V4.1 SP1 UPGRADE, Data Carrier DVD INCL. STARTER, RUNTIME, TECHN., DRIVEES BASIC, Documentation, UTILITIES FOR FREE | 615 | TEM | 1 | MC | 0.01 | 0
6AU18101CA412XA0 | SIMOTION ENGINEERING SYSTEM SCOUT STANDALONE V4.1 SP2 FULL LICENSE, Data Carrier DVD INCL. STARTER, RUNTIME, TECHN. DRIVEES BASIC, Documentation, UTILITIES FOR FREE | 4424 | TEM | 1 | MC | 0.01 | 0
6AU18101CA412XE0 | SIMOTION ENGINEERING SYSTEM SCOUT STANDALONE V4.1 SP2 UPGRADE, Data Carrier DVD INCL. STARTER, RUNTIME, TECHN., DRIVEES BASIC, Documentation, UTILITIES FOR FREE | 615 | TEM | 1 | MC | 0.01 | 0
6AU18101CA414XA0 | SIMOTION ENGINEERING SYSTEM SCOUT STANDALONE V4.1 SP4 FULL LICENSE, Data Carrier DVD INCL. STARTER, RUNTIME, TECHN. DRIVEES BASIC, Documentation, UTILITIES FOR FREE | 4424 | TEM | 1 | MC | 0.01 | 0
6AU18101CA414XE0 | SIMOTION ENGINEERING SYSTEM SCOUT STANDALONE V4.1 SP4 UPGRADE, Data Carrier DVD INCL. STARTER, RUNTIME, TECHN., DRIVEES BASIC, Documentation, UTILITIES FOR FREE | 615 | TEM | 1 | MC | 0.01 | 0
6AU18101CA415XA0 | SIMOTION ENGINEERING SYSTEM SCOUT STANDALONE V4.1 SP5 FULL LICENSE, Data Carrier DVD INCL. STARTER, RUNTIME, TECHN. DRIVEES BASIC, Documentation, UTILITIES FOR FREE | 4424 | TEM | 1 | MC | 0.01 | 0
6AU18101CA415XE0 | SIMOTION ENGINEERING SYSTEM SCOUT STANDALONE V4.1 SP5 UPGRADE, Data Carrier DVD INCL. STARTER, RUNTIME, TECHN., DRIVEES BASIC, Documentation, UTILITIES FOR FREE | 615 | TEM | 1 | MC | 0.01 | 0
6AU18101CA421XA0 | SIMOTION ENGINEERING SYSTEM SCOUT STANDALONE V4.2 SP1 FULL LICENSE, Data Carrier DVD INCL. STARTER, RUNTIME, TECHN. DRIVEES BASIC, Documentation, UTILITIES FOR FREE | 4424 | TEM | 1 | MC | 0.01 | 0
6AU18101CA421XE0 | SIMOTION ENGINEERING SYSTEM SCOUT STANDALONE V4.2 SP1 UPGRADE, Data Carrier DVD INCL. STARTER, RUNTIME, TECHN., DRIVEES BASIC, Documentation, UTILITIES FOR FREE | 615 | TEM | 1 | MC | 0.01 | 0
6AU18101CA421XT7 | SIMOTION ENGINEERING SYSTEM SCOUT STANDALONE V4.2 SP1 TRIAL LICENSE, DATA CARRIER DVD INCL. STARTER, RUNTIME, TECHN., DRIVEES BASIC, DOCUMENTATION, UTILITIES FOR FREE DELIVERY WITHOUT LICENSE-KEY | 103 | TEM | 1 | MC | 0.01 | 0
6AU18101CA431XA0 | SIMOTION ENGINEERING SYSTEM SCOUT STANDALONE V4.3 SP1 FULL LICENSE, Data Carrier DVD INCL. STARTER, RUNTIME, TECHN. DRIVEES BASIC, Documentation, UTILITIES FOR FREE | 4424 | TEM | 1 | MC | 0.01 | 0
6AU18101CA431XE0 | SIMOTION ENGINEERING SYSTEM SCOUT STANDALONE V4.3 SP1 UPGRADE, Data Carrier DVD INCL. STARTER, RUNTIME, TECHN., DRIVEES BASIC, Documentation, UTILITIES FOR FREE | 615 | TEM | 1 | MC | 0.01 | 0
6AU18101CA431XT7 | SIMOTION ENGINEERING SYSTEM SCOUT STANDALONE V4.3 SP1 TRIAL LICENSE, DATA CARRIER DVD INCL. STARTER, RUNTIME, TECHN., DRIVEES BASIC, DOCUMENTATION, UTILITIES FOR FREE DELIVERY WITHOUT LICENSE-KEY | 103 | TEM | 1 | MC | 0.01 | 0
6AU18101CA440XA0 | SIMOTION ENGINEERING SYSTEM SCOUT STANDALONE AND SCOUT TIA V4.4 FULL LICENSE, Data Carrier DVD INCL. STARTER, RUNTIME, TECHN. Documentation, UTILITIES FOR FREE | 4424 | TEM | 1 | MC | 0.01 | 0
6AU18101CA440XE0 | SIMOTION ENGINEERING SYSTEM SCOUT STANDALONE AND SCOUT TIA V4.4 UPGRADE, Data Carrier DVD INCL. STARTER, RUNTIME, TECHN., Documentation, UTILITIES FOR FREE | 615 | TEM | 1 | MC | 0.01 | 0
6AU18101CA440XT7 | SIMOTION ENGINEERING SYSTEM SCOUT STANDALONE AND SCOUT TIA V4.4 TRIAL LICENSE, DATA CARRIER DVD INCL. STARTER, RUNTIME, TECHN., DOCUMENTATION, UTILITIES FOR FREE DELIVERY WITHOUT LICENSE-KEY | 103 | TEM | 1 | MC | 0.01 | 0
6AU18101HA210XA0 | SINAMICS ENGINEERING SYSTEM DCC SINAMICS V2.1 FULL LICENSE DCC FOR SINAMICS OPTION TO STARTER V4.2 DELIVERY ON DATA CARRIER DVD INCL: FLOATING LICENSE | 559 | TEM | 1 | MC | 0.01 | 1
6AU18101HA210XE0 | SINAMICS ENGINEERING SYSTEM DCC SINAMICS V2.1 UPGRADE LICENSE DCC FOR SINAMICS OPTION TO STARTER V4.2 DELIVERY ON DATA CARRIER DVD INCL: FLOATING LICENSE | 299 | TEM | 1 | MC | 0.01 | 1
6AU18101HA221XA0 | SINAMICS ENGINEERING SYSTEM DCC SINAMICS V2.2 SP1 FULL LICENSE DCC FOR SINAMICS OPTION TO STARTER V4.3 SP1 DELIVERY ON DATA CARRIER DVD INCL: FLOATING LICENSE | 559 | TEM | 1 | MC | 0.01 | 1
6AU18101HA221XE0 | SINAMICS ENGINEERING SYSTEM DCC SINAMICS V2.2 SP1 UPGRADE LICENSE DCC FOR SINAMICS OPTION TO STARTER V4.3 SP1 DELIVERY ON DATA CARRIER DVD INCL: FLOATING LICENSE | 299 | TEM | 1 | MC | 0.01 | 1
6AU18101HA230XA0 | SINAMICS ENGINEERING SYSTEM SINAMICS DCC V2.3 FULL LICENSE DCC FOR SINAMICS OPTION TO STARTER V4.4 DELIVERY ON DATA CARRIER DVD INCL: FLOATING LICENSE | 559 | TEM | 1 | MC | 0.01 | 1
6AU18101HA230XE0 | SINAMICS ENGINEERING SYSTEM SINAMICS DCC V2.3 UPGRADE LICENSE DCC FOR SINAMICS OPTION TO STARTER V4.4 DELIVERY ON DATA CARRIER DVD INCL: FLOATING LICENSE | 299 | TEM | 1 | MC | 0.01 | 1
6AU18101HA231XA0 | SINAMICS ENGINEERINGSYSTEM SINAMICS DCC V2.3 SP1 FULL LICENSE DCC FOR SINAMICS OPTION TO STARTER V4.4 SP1 DELIVERY ON DATA CARRIER DVD INCL: FLOATING LICENSE | 559 | TEM | 1 | MC | 0.01 | 1
6AU18101HA231XE0 | SINAMICS ENGINEERING SYSTEM SINAMICS DCC V2.3 SP1 UPGRADE LICENSE DCC FOR SINAMICS OPTION TO STARTER V4.4 SP1 DELIVERY ON DATA CARRIER DVD INCL: FLOATING LICENSE | 299 | TEM | 1 | MC | 0.01 | 1
6AU18101HA241XA0 | SINAMICS ENGINEERINGSYSTEM SINAMICS DCC V2.4 SP1 FULL LICENSE DCC FOR SINAMICS OPTION TO STARTER V4.5 SP1 DELIVERY ON DATA CARRIER DVD INCL: FLOATING LICENSE | 559 | TEM | 1 | MC | 0.01 | 1
6AU18101HA241XE0 | SINAMICS ENGINEERING SYSTEM SINAMICS DCC V2.4 SP1 UPGRADE LICENSE DCC FOR SINAMICS OPTION TO STARTER V4.5 SP1 DELIVERY ON DATA CARRIER DVD INCL: FLOATING LICENSE | 299 | TEM | 1 | MC | 0.01 | 1
6AU18101JA200XA0 | SIMOTION ENGINEERING SYSTEM DCC SIMOTION V2.0 FULL LICENSE OPTION TO SCOUT V4.1 DELIVERY ON DATA CARRIER DVD INCL: FLOATING LICENSE CONTAINING DCC SINAMICS | 1877 | TEM | 1 | MC | 0.01 | 1
6AU18101JA201XA0 | SIMOTION ENGINEERING SYSTEM DCC SIMOTION V2.0 SP1 FULL LICENSE DCC FOR SIMOTION V4.1 SP1 AND FOR SINAMICS V2.5 SP1 OPTION TO SCOUT V4.1 SP1 AND TO STARTER V4.1 SP1 DELIVERY ON DATA CARRIER DVD INCL: FLOATING LICENSE | 1877 | TEM | 1 | MC | 0.01 | 1
6AU18101JA202XA0 | SIMOTION ENGINEERING SYSTEM DCC SIMOTION V2.0 SP2 FULL LICENSE DCC FOR SIMOTION V4.1 SP2 AND FOR SINAMICS V2.5 SP1 OPTION TO SCOUT V4.1 SP2 AND TO STARTER V4.1 SP2 DELIVERY ON DATA CARRIER DVD INCL: FLOATING LICENSE | 1877 | TEM | 1 | MC | 0.01 | 1
6AU18101JA204XA0 | SIMOTION ENGINEERING SYSTEM DCC SIMOTION V2.0 SP4 FULL LICENSE DCC FOR SIMOTION V4.1 SP2 AND FOR SINAMICS V2.5 SP1 OPTION TO SCOUT V4.1 SP4 AND TO STARTER V4.1 SP4 DELIVERY ON DATA CARRIER DVD INCL: FLOATING LICENSE | 1877 | TEM | 1 | MC | 0.01 | 1
6AU18101JA205XA0 | SIMOTION ENGINEERING SYSTEM DCC SIMOTION V2.0 SP5 FULL LICENSE DCC FOR SIMOTION V4.1 SP5 AND FOR SINAMICS V2.6 SP2/4.3 SP1 OPTION TO SCOUT V4.1 SP5 AND TO STARTER V4.1 SP5 DELIVERY ON DATA CARRIER DVD INCL: FLOATING LICENSE | 1877 | TEM | 1 | MC | 0.01 | 1
6AU18101JA210XA0 | SIMOTION ENGINEERING SYSTEM DCC SIMOTION V2.1 FULL LICENSE DCC V2.1 FOR SIMOTION AND FOR SINAMICS OPTION TO SCOUT V4.2 SP1 AND TO STARTER V4.2 DELIVERY ON DATA CARRIER DVD INCL: FLOATING LICENSE | 1877 | TEM | 1 | MC | 0.01 | 1
6AU18101JA210XE0 | SIMOTION ENGINEERING SYSTEM DCC SIMOTION V2.1 UPGRADE LICENSE DCC FOR SIMOTION AND FOR SINAMICS OPTION TO SCOUT V4.2 SP1 AND TO STARTER V4.2 DELIVERY ON DATA CARRIER DVD INCL: FLOATING LICENSE | 299 | TEM | 1 | MC | 0.01 | 1
6AU18101JA221XA0 | SIMOTION ENGINEERING SYSTEM DCC SIMOTION V2.2 SP1 FULL LICENSE DCC FOR SIMOTION AND FOR SINAMICS OPTION TO SCOUT V4.3 SP1 AND TO STARTER V4.3 SP1 DELIVERY ON DATA CARRIER DVD INCL: FLOATING LICENSE | 1877 | TEM | 1 | MC | 0.01 | 1
6AU18101JA221XE0 | SIMOTION ENGINEERING SYSTEM DCC SIMOTION V2.2 SP1 UPGRADE LICENSE DCC FOR SIMOTION AND FOR SINAMICS OPTION TO SCOUT V4.3 SP1 AND TO STARTER V4.3 SP1 DELIVERY ON DATA CARRIER DVD INCL: FLOATING LICENSE | 299 | TEM | 1 | MC | 0.01 | 1
6AU18101JA230XA0 | SIMOTION ENGINEERING SYSTEM DCC SIMOTION V2.3 FULL LICENSE DCC FOR SIMOTION AND FOR SINAMICS OPTION TO SCOUT V4.4 AND TO STARTER V4.4 DELIVERY ON DATA CARRIER DVD INCL: FLOATING LICENSE | 1877 | TEM | 1 | MC | 0.01 | 0
6AU18101JA230XE0 | SIMOTION ENGINEERING SYSTEM DCC SIMOTION V2.3 UPGRADE LICENSE DCC FOR SIMOTION AND FOR SINAMICS OPTION TO SCOUT V4.4 AND TO STARTER V4.4 DELIVERY ON DATA CARRIER DVD INCL: FLOATING LICENSE | 299 | TEM | 1 | MC | 0.01 | 0
6AU18101KA300XA0 | SIMOTION ENGINEERING SYSTEM DCB STUDIO V3.0 FULL LICENSE BLOCK CONSTRUCTION FOR DCC SIMOTION DELIVERY ON DATA CARRIER DVD INCL: FLOATING LICENSE | 6063 | TEM | 1 | MC | 0.01 | 1
6AU18101KA310XA0 | SIMOTION ENGINEERING SYSTEM DCB STUDIO V3.1 FULL LICENSE BLOCK CONSTRUCTION FOR DCC SIMOTION DELIVERY ON DATA CARRIER DVD INCL: FLOATING LICENSE | 6063 | TEM | 1 | MC | 0.01 | 1
6AU18101KA321XA0 | SIMOTION ENGINEERING SYSTEM CLIB STUDIO V3.2 INCL. SP1 FULL LICENSE BUILDING OF FUNCTION OR FUNCTIONBLOCKS OR DCC-SIMOTION-BLOCKS VIA C/C++ PROGRAMMING DELIVERY ON DATA CARRIER DVD INCL: FLOATING LICENSE CUSTOMER-SPECIFIC DELIVERY RELEASE ! | 6063 | TEM | 1 | MC | 0.01 | 1
6AU18101KA330XA0 | SIMOTION ENGINEERING SYSTEM CLIB STUDIO V3.3 FULL LICENSE BUILDING OF FUNCTION OR FUNCTIONBLOCKS OR DCC-SIMOTION-BLOCKS VIA C/C++ PROGRAMMING DELIVERY ON DATA CARRIER DVD INCL: FLOATING LICENSE CUSTOMER-SPECIFIC DELIVERY RELEASE ! | 6063 | TEM | 1 | MC | 0.01 | 1
6AU18101KX300AA8 | SIMOTION ENGINEERING SYSTEM DCB STUDIO SOURCE CODE V3.0 (CONTAINED OPEN-SOURCE-SOFTWARE FREE OF CHARGE) DELIVERY ON DATA CARRIER DVD | 110 | TEM | 1 | MC | 0.01 | 1
6AU18101KX310AA8 | SIMOTION ENGINEERING SYSTEM DCB STUDIO SOURCE CODE V3.1 (CONTAINED OPEN-SOURCE-SOFTWARE FREE OF CHARGE) DELIVERY ON DATA CARRIER DVD | 110 | TEM | 1 | MC | 0.01 | 1
6AU18101KX321AA8 | SIMOTION ENGINEERING SYSTEM CLIB STUDIO SOURCE CODE V3.2 INCL. SP1 (CONTAINED OPEN-SOURCE-SOFTWARE FREE OF CHARGE) DELIVERY ON DATA CARRIER DVD CUSTOMER-SPECIFIC DELIVERY RELEASE ! | 110 | TEM | 1 | MC | 0.01 | 1
6AU18101KX330AA8 | SIMOTION ENGINEERING SYSTEM CLIB STUDIO SOURCE CODE V3.3 (CONTAINED OPEN-SOURCE-SOFTWARE FREE OF CHARGE) DELIVERY ON DATA CARRIER DVD CUSTOMER-SPECIFIC DELIVERY RELEASE ! | 110 | TEM | 1 | MC | 0.01 | 1
6AU18200AA200AB0 | SIMOTION TECHNOLOGY OPTION MULTIAXES PACKAGE SINGLE LICENSE FOR ONE TARGET DEVICE | 4209 | TEM | 1 | MC | 0.01 | 0
6AU18200AA240AB0 | SIMOTION TECHNOLOGY OPTION MULTIAXES PACKAGE SINGLE LICENSE FOR ONE C2XX | 2577 | TEM | 1 | MC | 0.01 | 0
6AU18200AA320AB0 | SIMOTION TECHNOLOGY OPTION MULTI AXES PACKAGE SINGLE LICENSE FOR ONE P320 | 2792 | TEM | 1 | MC | 0.01 | 0
6AU18200AA350AB0 | SIMOTION TECHNOLOGY OPTION MULTIAXES PACKAGE SINGLE LICENSE FOR ONE P350 | 4209 | TEM | 1 | MC | 0.01 | 0
6AU18200AA410AB0 | SIMOTION TECHNOLOGY OPTION MULTIAXES PACKAGE SINGLE LICENSE ON PAPER FOR ONE D410-2 | 714 | TEM | 1 | MC | 0.01 | 0
6AU18200AA420AB0 | SIMOTION TECHNOLOGY OPTION MULTIAXES PACKAGE SINGLE LICENSE ON PAPER FOR ONE D425/D425-2 | 1319 | TEM | 1 | MC | 0.01 | 0
6AU18200AA430AB0 | SIMOTION TECHNOLOGY OPTION MULTIAXES PACKAGE SINGLE LICENSE FOR D435/D435-2 | 2577 | TEM | 1 | MC | 0.01 | 0
6AU18200AA440AB0 | SIMOTION TECHNOLOGY OPTION MULTIAXES PACKAGE SINGLE LICENSE FOR D445/D445-1/D445-2/D455-2 | 4209 | TEM | 1 | MC | 0.01 | 0
6AU18200AS420AB0 | SIMOTION TECHNOLOGY OPTION MULTIAXES AND SAFETY INTEGRATED EXTENDED PACKAGE SINGLE LICENSE ON PAPER FOR ONE D425/D425-x INCLUDING LICENSE SAFETY INTEGRATED EXTENDED FUNCTIONS FOR ALL DRIVES ON SINAMICS INTEGRATED/CX32-2 | 3250 | TEM | 1 | MC | 0.01 | 0
6AU18200AS430AB0 | SIMOTION TECHNOLOGY OPTION MULTIAXES AND SAFETY INTEGRATED EXTENDED PACKAGE SINGLE LICENSE ON PAPER FOR ONE D435/D435-x INCLUDING LICENSE SAFETY INTEGRATED EXTENDED FUNCTIONS FOR ALL DRIVES ON SINAMICS INTEGRATED/CX32-2 | 6439 | TEM | 1 | MC | 0.01 | 0
6AU18200AS440AB0 | SIMOTION TECHNOLOGY OPTION MULTIAXES AND SAFETY INTEGRATED EXTENDED PACKAGE SINGLE LICENSE ON PAPER FOR ONE D445/D445-x/D455-x INCLUDING LICENSE SAFETY INTEGRATED EXTENDED FUNCTIONS FOR ALL DRIVES ON SINAMICS INTEGRATED/CX32-2 | 11855 | TEM | 1 | MC | 0.01 | 0
6AU18200CB200AB0 | SIMOTION TECHNOLOGY PACKAGE PLASTICS STANDARD SINGLE LICENSE FOR ONE TARGET DEVICES | 4918 | TEM | 1 | MC | 0.01 | 1
6AU18201AA200AB0 | SIMOTION TECHNOLOGY OPTION POSITION LICENSE FOR ONE AXIS | 559 | TEM | 1 | MC | 0.01 | 0
6AU18201AB200AB0 | SIMOTION TECHNOLOGY OPTION GEAR LICENSE FOR ONE AXIS | 804 | TEM | 1 | MC | 0.01 | 0
6AU18201AC200AB0 | SIMOTION TECHNOLOGY OPTION CAM LICENSE FOR ONE AXIS | 1050 | TEM | 1 | MC | 0.01 | 0
6AU18202AA200AB0 | SIMOTION TECHNOLOGY OPTION TCONTROL LICENSE FOR 8 TEMPER. CHANNELS | 357 | TEM | 1 | MC | 0.01 | 0
6AU18202AF200AB0 | SIMOTION LICENSE SINAMICS SAFETY INTEGRATED EXTENDED FUNCTIONS FOR SIMOTION D LICENSE FOR 1 AXIS | 320 | TEM | 1 | MC | 0.01 | 0
6AU18202AH200AB0 | SIMOTION LICENSE SINAMICS HIGH OUTPUT FREQUENCY FOR SIMOTION D LICENSE FOR 1 DEVICE | 94.9 | TEM | 1 | MC | 0.01 | 0
6AU18203AA200AB0 | SIMOTION OPEN ARCHITECTURE BASE SINGLE LICENSE FOR ONE DESTINATION DEVICE | 1295 | TEM | 1 | MC | 0.01 | 0
6AU18203BA200AB0 | SIMOTION TECHNOLOGY FUNCTION DIRECT PRODUCT MOTION SINGLE LICENSE FOR ONE DESTINATION DEVICE | 4681 | TEM | 1 | MC | 0.01 | 0
6AU18203CA200AB0 | SIMOTION TECHNOLOGY FUNCTION VIBRATION EXTINCTION (OAVIBX) SINGLE LICENSE FOR ONE DESTINATION DEVICE | 1267 | TEM | 1 | MC | 0.01 | 0
6AU18203DA200AB0 | SIMOTION TECHNOLOGY FUNCTION MULTIPURPOSE INFORMATION INTERFACE (OA MIIF) SINGLE LICENSE FOR ONE DESTINATION DEVICE | 716 | TEM | 1 | MC | 0.01 | 0
6AU18203EA200AB0 | SIMOTION TECHNOLOGY FUNCTION OACAMGEN CAM Generator for Servo Presses SINGLE LICENSE FOR ONE DESTINATION DEVICE | 6442 | TEM | 1 | MC | 0.01 | 1
6AU18203FA200AB0 | SIMOTION TECHNOLOGY FUNCTION UNIQUENESS PROTECTION (OAUNIPR) SINGLE LICENSE FOR ONE DESTINATION DEVICE | 2004 | TEM | 1 | MC | 0.1 | 0
6AU18203GA200AB0 | SIMOTION TECHNOLOGY OPTION FTP-CLIENT (OAFTPCLIENT) SINGLE LICENSE FOR ONE DESTINATION DEVICE | 786 | TEM | 1 | MC | 0.01 | 0
6AU18203HA200AB0 | SIMOTION TECHNOLOGY FUNCTION LEARNING ERROR COMPENSATION OALECO SINGLE LICENSE FOR ONE DESTINATION DEVICE | 1742 | TEM | 1 | MC | 0.01 | 0
6AU18208BA200AB0 | SIMOTION IT DIAG STANDARD DIAGNOSTIC PAGES ACCESS VIA INTERNET BROWSER SINGLE LICENSE FOR USE ON SIMOTION DEVICES FOR SIMOTION KERNEL < V4.2 | 782 | TEM | 1 | MC | 0.01 | 0
6AU18208BB200AB0 | SIMOTION COMMUNICATIONS PACKAGE OPC XML DA SERVER SINGLE LICENSE FOR SIMOTION DEVICE FOR SIMOTION KERNEL < V4.2 | 1050 | TEM | 1 | MC | 0.01 | 0
6AU18208BD200AB0 | SIMOTION IT Virtual Machine COMPREHENSIVE IT FUNCTIONS WITH JAVA VIRTUAL MACHINE: RUNTIME ENVIRONMENTAL FOR JAVA- APPLICATIONS ON SIMOTION SINGLE LICENSE FOR ONE DEVICE CONTAIN THE FOLLOWING LICENSES SIMOTION IT DIAG: MLFB: 6AU1820-8BA20-0AB0 SIMOTION IT OPC XML-DA: MLFB: 6AU1820-8BB20-0AB0 | 1050 | TEM | 1 | MC | 0.01 | 0
6AU18263AC000AB0 | Homag Basic SysTEM License PN RT-Controller delivery of Certificate of License for Siemens IPC only | 81.8 | TEM | 1 | MC | 0.01 | 0
6AU18263AD000AB0 | Homag Basic SysTEM License PN RT-Device delivery of Certificate of License for Siemens IPC only | 30.7 | TEM | 1 | MC | 0.01 | 0
6FX20011AL031A | MINICODER GEL 2443 6FX2001-1AL03 2443KNRG3K150-ES | 1316 | TEM | 1 | MC | 0.09 | 1
6FX20011AL031B | MINICODER GEL 2443 6FX2001-1AL03 2443KNRR3K030-ES | 1316 | TEM | 1 | MC | 0.04 | 1
6FX20011AL032A | MINICODER GEL 2443 6FX2001-1AL03 2443KNRR3A200MES | 1518 | TEM | 1 | MC | 0.24 | 1
6FX20011AL051C | MINICODER GEL 2443 6FX2001-1AL05 2443KNRR5K030-ES | 1468 | TEM | 1 | MC | 0.09 | 1
6FX20011AL052C | MINICODER GEL 2443 6FX2001-1AL05 2443KNRR5A200MES | 1620 | TEM | 1 | MC | 0.24 | 1
6FX20011PB02 | HEIDENHAIN ROD 480 1024 6FX2001-1PB02 27S12-03 R0,00 INCREMENTAL ROTARY ENCODER WITH INTEGRAL BEARINGS COUPLING PULSE NUMBER 1024 OUTPUT SIGNAL 1V FLANGE VERSION CLAMP FLANGE 36 MM, LK SHAFT LENGTH 20 MM | 515 | TEM | 1 | MC | 0.52 | 1
6FX20011QD250AA0 | ABSOLUTE ENCODER MULTITURN 6FX2001-1QD25 36 BIT WITH DRIVE-CLIQ; CLAMP FLANGE; SHAFT 10MM CONNECTOR M12 | 1290 | TEM | 1 | MC | 0.35 | 1
6FX20011RL031B | GEAR WHEEL CATALOGUE PRODUCT 6FX2001-1RL03 ZAN30360070.0S | 1215 | TEM | 1 | MC | 0.09 | 1
6FX20011RL031D | GEAR WHEEL CATALOGUE PRODUCT 6FX2001-1RL03 ZAN30512110.0S | 1518 | TEM | 1 | MC | 0.7 | 1
6FX20011RL032A | GEAR WHEEL CUSTOM MADE 6FX2001-1RL03 ZFN0616S | 1518 | TEM | 1 | MC | 0.5 | 1
6FX20011RL032B | GEAR WHEEL CUSTOM MADE 6FX2001-1RL03 ZFN0904S | 1012 | TEM | 1 | MC | 0.18 | 1
6FX20011RL032C | GEAR WHEEL CUSTOM MADE 6FX2001-1RL03 ZFN0905S | 1569 | TEM | 1 | MC | 0.83 | 1
6FX20011RL032E | GEAR WHEEL CUSTOM MADE 6FX2001-1RL03 ZFN0906S | 1771 | TEM | 1 | MC | 0.67 | 1
6FX20011RL032F | GEAR WHEEL CUSTOM MADE 6FX2001-1RL03 ZFN0907S | 4554 | TEM | 1 | MC | 2.58 | 1
6FX20011RL032G | GEAR WHEEL CUSTOM MADE 6FX2001-1RL03 ZFN0908S | 5566 | TEM | 1 | MC | 0.99 | 1
6FX20011RL051A | GEAR WHEEL CATALOGUE PRODUCT 6FX2001-1RL05 ZAN50200060.0S | 962 | TEM | 1 | MC | 0.27 | 1
6FX20011RL051C | GEAR WHEEL 6FX2001-1RL05 ZAN50256080.0S | 1417 | TEM | 1 | MC | 0.67 | 1
6FX20012CA50 | INCREM. ENCODER 6FX2001-2CA50 WITH RS 422 (TTL), 500 P/R, SYNCHRO-FLANGE SHAFT 6MM OPERATING VOLTAGE: 5 V UNIVERSAL CABLE OUTLET AXIAL / RADIAL CABLE 1M WITH CONNECTOR | 362 | TEM | 1 | MC | 0.505 | 1
6FX20012CB00 | INCREM. ENCODER 6FX2001-2CB00 WITH RS 422 (TTL), 1000 P/R, SYNCHRO-FLANGE SHAFT 6MM OPERATING VOLTAGE: 5 V UNIVERSAL CABLE OUTLET AXIAL / RADIAL CABLE 1M WITH CONNECTOR | 362 | TEM | 1 | MC | 0.5 | 1
6FX20012CB02 | INCREM. ENCODER 6FX2001-2CB02 WITH RS 422 (TTL), 1024 P/R, SYNCHRO-FLANGE SHAFT 6MM OPERATING VOLTAGE: 5 V UNIVERSAL CABLE OUTLET AXIAL / RADIAL CABLE 1M WITH CONNECTOR | 362 | TEM | 1 | MC | 0.5 | 1
6FX20012CB25 | INCREM. ENCODER 6FX2001-2CB25 WITH RS 422 (TTL), 1250 P/R, SYNCHRO-FLANGE SHAFT 6MM OPERATING VOLTAGE: 5 V UNIVERSAL CABLE OUTLET AXIAL / RADIAL CABLE 1M WITH CONNECTOR | 362 | TEM | 1 | MC | 0.5 | 1
6FX20012CB50 | INCREM. ENCODER 6FX2001-2CB50 WITH RS 422 (TTL), 1500 P/R, SYNCHRO-FLANGE SHAFT 6MM OPERATING VOLTAGE: 5 V UNIVERSAL CABLE OUTLET AXIAL / RADIAL CABLE 1M WITH CONNECTOR | 362 | TEM | 1 | MC | 0.495 | 1
6FX20012CC00 | INCREM. ENCODER 6FX2001-2CC00 WITH RS 422 (TTL), 2000 P/R, SYNCHRO-FLANGE SHAFT 6MM OPERATING VOLTAGE: 5 V UNIVERSAL CABLE OUTLET AXIAL / RADIAL CABLE 1M WITH CONNECTOR | 362 | TEM | 1 | MC | 0.5 | 1
6FX20012CC04 | INCREM. ENCODER 6FX2001-2CC04 WITH RS 422 (TTL), 2048 P/R, SYNCHRO-FLANGE SHAFT 6MM OPERATING VOLTAGE: 5 V UNIVERSAL CABLE OUTLET AXIAL / RADIAL CABLE 1M WITH CONNECTOR | 362 | TEM | 1 | MC | 0.25 | 1
6FX20012CC50 | INCREM. ENCODER 6FX2001-2CC50 WITH RS 422 (TTL), 2500 P/R, SYNCHRO-FLANGE SHAFT 6MM OPERATING VOLTAGE: 5 V UNIVERSAL CABLE OUTLET AXIAL / RADIAL CABLE 1M WITH CONNECTOR | 362 | TEM | 1 | MC | 0.5 | 1
6FX20012CD60 | INCREM. ENCODER 6FX2001-2CD60 WITH RS 422 (TTL), 3600 P/R, SYNCHRO-FLANGE SHAFT 6MM OPERATING VOLTAGE: 5 V UNIVERSAL CABLE OUTLET AXIAL / RADIAL CABLE 1M WITH CONNECTOR | 362 | TEM | 1 | MC | 0.5 | 1
6FX20012CF00 | INCREM. ENCODER 6FX2001-2CF00 WITH RS 422 (TTL), 5000 P/R, SYNCHRO-FLANGE SHAFT 6MM OPERATING VOLTAGE: 5 V UNIVERSAL CABLE OUTLET AXIAL / RADIAL CABLE 1M WITH CONNECTOR | 362 | TEM | 1 | MC | 0.5 | 1
6FX20012DA50 | INCREM. ENCODER 6FX2001-2DA50 WITH RS 422 (TTL), 500 P/R, SYNCHRO-FLANGE SHAFT 6MM OPERATING VOLTAGE: 10 - 30 V UNIVERSAL CABLE OUTLET AXIAL / RADIAL CABLE 1M WITH CONNECTOR | 362 | TEM | 1 | MC | 0.48 | 1
6FX20012DB00 | INCREM. ENCODER 6FX2001-2DB00 WITH RS 422 (TTL), 1000 P/R, SYNCHRO-FLANGE SHAFT 6MM OPERATING VOLTAGE: 10 - 30 V UNIVERSAL CABLE OUTLET AXIAL / RADIAL CABLE 1M WITH CONNECTOR | 362 | TEM | 1 | MC | 0.48 | 1
6FX20012DB02 | INCREM. ENCODER 6FX2001-2DB02 WITH RS 422 (TTL), 1024 P/R, SYNCHRO-FLANGE SHAFT 6MM OPERATING VOLTAGE: 10 - 30 V UNIVERSAL CABLE OUTLET AXIAL / RADIAL CABLE 1M WITH CONNECTOR | 362 | TEM | 1 | MC | 0.495 | 1
6FX20012DB25 | INCREM. ENCODER 6FX2001-2DB25 WITH RS 422 (TTL), 1250 P/R, SYNCHRO-FLANGE SHAFT 6MM OPERATING VOLTAGE: 10 - 30 V UNIVERSAL CABLE OUTLET AXIAL / RADIAL CABLE 1M WITH CONNECTOR | 362 | TEM | 1 | MC | 0.48 | 1
6FX20012DB50 | INCREM. ENCODER 6FX2001-2DB50 WITH RS 422 (TTL), 1500 P/R, SYNCHRO-FLANGE SHAFT 6MM OPERATING VOLTAGE: 10 - 30 V UNIVERSAL CABLE OUTLET AXIAL / RADIAL CABLE 1M WITH CONNECTOR | 362 | TEM | 1 | MC | 0.48 | 1
6FX20012DC00 | INCREM. ENCODER 6FX2001-2DC00 WITH RS 422 (TTL), 2000 P/R, SYNCHRO-FLANGE SHAFT 6MM OPERATING VOLTAGE: 10 - 30 V UNIVERSAL CABLE OUTLET AXIAL / RADIAL CABLE 1M WITH CONNECTOR | 362 | TEM | 1 | MC | 0.52 | 1
6FX20012DC04 | INCREM. ENCODER 6FX2001-2DC04 WITH RS 422 (TTL), 2048 P/R, SYNCHRO-FLANGE SHAFT 6MM OPERATING VOLTAGE: 10 - 30 V UNIVERSAL CABLE OUTLET AXIAL / RADIAL CABLE 1M WITH CONNECTOR | 362 | TEM | 1 | MC | 0.5 | 1
6FX20012DC50 | INCREM. ENCODER 6FX2001-2DC50 WITH RS 422 (TTL), 2500 P/R, SYNCHRO-FLANGE SHAFT 6MM OPERATING VOLTAGE: 10 - 30 V UNIVERSAL CABLE OUTLET AXIAL / RADIAL CABLE 1M WITH CONNECTOR | 362 | TEM | 1 | MC | 0.5 | 1
6FX20012DD60 | INCREM. ENCODER 6FX2001-2DD60 WITH RS 422 (TTL), 3600 P/R, SYNCHRO-FLANGE SHAFT 6MM OPERATING VOLTAGE: 10 - 30 V UNIVERSAL CABLE OUTLET AXIAL / RADIAL CABLE 1M WITH CONNECTOR | 362 | TEM | 1 | MC | 0.48 | 1
6FX20012DF00 | INCREM. ENCODER 6FX2001-2DF00 WITH RS 422 (TTL), 5000 P/R, SYNCHRO-FLANGE SHAFT 6MM OPERATING VOLTAGE: 10 - 30 V UNIVERSAL CABLE OUTLET AXIAL / RADIAL CABLE 1M WITH CONNECTOR | 362 | TEM | 1 | MC | 0.6 | 1
6FX20012EA50 | INCREM. ENCODER 6FX2001-2EA50 WITH RS 422(TTL), 500 P/R, SYNCHRO-FLANGE SHAFT 6MM OPERATING VOLTAGE: 5 V RADIAL FLANGE CONNECTOR | 362 | TEM | 1 | MC | 0.429 | 1
6FX20012EB00 | INCREM. ENCODER 6FX2001-2EB00 WITH RS 422(TTL), 1000 P/R, SYNCHRO-FLANGE SHAFT 6MM OPERATING VOLTAGE: 5 V RADIAL FLANGE CONNECTOR | 362 | TEM | 1 | MC | 0.4 | 1
6FX20012EB02 | INCREM. ENCODER 6FX2001-2EB02 WITH RS 422(TTL), 1024 P/R, SYNCHRO-FLANGE SHAFT 6MM OPERATING VOLTAGE: 5 V RADIAL FLANGE CONNECTOR | 362 | TEM | 1 | MC | 0.4 | 1
6FX20012EB25 | INCREM. ENCODER 6FX2001-2EB25 WITH RS 422(TTL), 1250 P/R, SYNCHRO-FLANGE SHAFT 6MM OPERATING VOLTAGE: 5 V RADIAL FLANGE CONNECTOR | 362 | TEM | 1 | MC | 0.428 | 1
6FX20012EB50 | INCREM. ENCODER 6FX2001-2EB50 WITH RS 422(TTL), 1500 P/R, SYNCHRO-FLANGE SHAFT 6MM OPERATING VOLTAGE: 5 V RADIAL FLANGE CONNECTOR | 362 | TEM | 1 | MC | 0.4 | 1
6FX20012EC00 | INCREM. ENCODER 6FX2001-2EC00 WITH RS 422(TTL), 2000 P/R, SYNCHRO-FLANGE SHAFT 6MM OPERATING VOLTAGE: 5 V RADIAL FLANGE CONNECTOR | 362 | TEM | 1 | MC | 0.4 | 1
6FX20012EC04 | INCREM. ENCODER 6FX2001-2EC04 WITH RS 422(TTL), 2048 P/R, SYNCHRO-FLANGE SHAFT 6MM OPERATING VOLTAGE: 5 V RADIAL FLANGE CONNECTOR | 362 | TEM | 1 | MC | 0.25 | 1
6FX20012EC50 | INCREM. ENCODER 6FX2001-2EC50 WITH RS 422(TTL), 2500 P/R, SYNCHRO-FLANGE SHAFT 6MM OPERATING VOLTAGE: 5 V RADIAL FLANGE CONNECTOR | 362 | TEM | 1 | MC | 0.418 | 1
6FX20012ED60 | INCREM. ENCODER 6FX2001-2ED60 WITH RS 422(TTL), 3600 P/R, SYNCHRO-FLANGE SHAFT 6MM OPERATING VOLTAGE: 5 V RADIAL FLANGE CONNECTOR | 362 | TEM | 1 | MC | 0.4 | 1
6FX20012EF00 | INCREM. ENCODER 6FX2001-2EF00 WITH RS 422(TTL), 5000 P/R, SYNCHRO-FLANGE SHAFT 6MM OPERATING VOLTAGE: 5 V RADIAL FLANGE CONNECTOR | 362 | TEM | 1 | MC | 0.419 | 1
6FX20012FA50 | INCREM. ENCODER 6FX2001-2FA50 WITH RS 422 (TTL), 500 P/R, SYNCHRO-FLANGE SHAFT 6MM OPERATING VOLTAGE: 10-30 V RADIAL FLANGE CONNECTOR | 362 | TEM | 1 | MC | 0.392 | 1
6FX20012FB00 | INCREM. ENCODER 6FX2001-2FB00 WITH RS 422 (TTL), 1000 P/R, SYNCHRO-FLANGE SHAFT 6MM OPERATING VOLTAGE: 10-30 V RADIAL FLANGE CONNECTOR | 362 | TEM | 1 | MC | 0.25 | 1
6FX20012FB02 | INCREM. ENCODER 6FX2001-2FB02 WITH RS 422 (TTL), 1024 P/R, SYNCHRO-FLANGE SHAFT 6MM OPERATING VOLTAGE: 10-30 V RADIAL FLANGE CONNECTOR | 362 | TEM | 1 | MC | 0.44 | 1
6FX20012FB25 | INCREM. ENCODER 6FX2001-2FB25 WITH RS 422 (TTL), 1250 P/R, SYNCHRO-FLANGE SHAFT 6MM OPERATING VOLTAGE: 10-30 V RADIAL FLANGE CONNECTOR | 362 | TEM | 1 | MC | 0.25 | 1
6FX20012FB50 | INCREM. ENCODER 6FX2001-2FB50 WITH RS 422 (TTL), 1500 P/R, SYNCHRO-FLANGE SHAFT 6MM OPERATING VOLTAGE: 10-30 V RADIAL FLANGE CONNECTOR | 362 | TEM | 1 | MC | 0.394 | 1
6FX20012FC00 | INCREM. ENCODER 6FX2001-2FC00 WITH RS 422 (TTL), 2000 P/R, SYNCHRO-FLANGE SHAFT 6MM OPERATING VOLTAGE: 10-30 V RADIAL FLANGE CONNECTOR | 362 | TEM | 1 | MC | 0.431 | 1
6FX20012FC04 | INCREM. ENCODER 6FX2001-2FC04 WITH RS 422 (TTL), 2048 P/R, SYNCHRO-FLANGE SHAFT 6MM OPERATING VOLTAGE: 10-30 V RADIAL FLANGE CONNECTOR | 362 | TEM | 1 | MC | 0.25 | 1
6FX20012FC50 | INCREM. ENCODER 6FX2001-2FC50 WITH RS 422 (TTL), 2500 P/R, SYNCHRO-FLANGE SHAFT 6MM OPERATING VOLTAGE: 10-30 V RADIAL FLANGE CONNECTOR | 362 | TEM | 1 | MC | 0.393 | 1
6FX20012FD60 | INCREM. ENCODER 6FX2001-2FD60 WITH RS 422 (TTL), 3600 P/R, SYNCHRO-FLANGE SHAFT 6MM OPERATING VOLTAGE: 10-30 V RADIAL FLANGE CONNECTOR | 362 | TEM | 1 | MC | 0.25 | 1
6FX20012FF00 | INCREM. ENCODER 6FX2001-2FF00 WITH RS 422 (TTL), 5000 P/R, SYNCHRO-FLANGE SHAFT 6MM OPERATING VOLTAGE: 10-30 V RADIAL FLANGE CONNECTOR | 362 | TEM | 1 | MC | 0.4 | 1
6FX20012GA50 | INCREM. ENCODER 6FX2001-2GA50 WITH RS 422 (TTL), 500 P/R SYNCHRO-FLANGE SHAFT 6MM OPERATING VOLTAGE: 5 V AXIAL FLANGE CONNECTOR | 362 | TEM | 1 | MC | 0.23 | 1
6FX20012GB00 | INCREM. ENCODER 6FX2001-2GB00 WITH RS 422 (TTL), 1000 P/R SYNCHRO-FLANGE SHAFT 6MM OPERATING VOLTAGE: 5 V AXIAL FLANGE CONNECTOR | 362 | TEM | 1 | MC | 0.44 | 1
6FX20012GB02 | INCREM. ENCODER 6FX2001-2GB02 WITH RS 422 (TTL), 1024 P/R SYNCHRO-FLANGE SHAFT 6MM OPERATING VOLTAGE: 5 V AXIAL FLANGE CONNECTOR | 362 | TEM | 1 | MC | 0.4 | 1
6FX20012GB25 | INCREM. ENCODER 6FX2001-2GB25 WITH RS 422 (TTL), 1250 P/R SYNCHRO-FLANGE SHAFT 6MM OPERATING VOLTAGE: 5 V AXIAL FLANGE CONNECTOR | 362 | TEM | 1 | MC | 0.25 | 1
6FX20012GB50 | INCREM. ENCODER 6FX2001-2GB50 WITH RS 422 (TTL), 1500 P/R SYNCHRO-FLANGE SHAFT 6MM OPERATING VOLTAGE: 5 V AXIAL FLANGE CONNECTOR | 362 | TEM | 1 | MC | 0.389 | 1
6FX20012GC00 | INCREM. ENCODER 6FX2001-2GC00 WITH RS 422 (TTL), 2000 P/R SYNCHRO-FLANGE SHAFT 6MM OPERATING VOLTAGE: 5 V AXIAL FLANGE CONNECTOR | 362 | TEM | 1 | MC | 0.4 | 1
6FX20012GC04 | INCREM. ENCODER 6FX2001-2GC04 WITH RS 422 (TTL), 2048 P/R SYNCHRO-FLANGE SHAFT 6MM OPERATING VOLTAGE: 5 V AXIAL FLANGE CONNECTOR | 362 | TEM | 1 | MC | 0.25 | 1
6FX20012GC50 | INCREM. ENCODER 6FX2001-2GC50 WITH RS 422 (TTL), 2500 P/R SYNCHRO-FLANGE SHAFT 6MM OPERATING VOLTAGE: 5 V AXIAL FLANGE CONNECTOR | 362 | TEM | 1 | MC | 0.427 | 1
6FX20012GD60 | INCREM. ENCODER 6FX2001-2GD60 WITH RS 422 (TTL), 3600 P/R SYNCHRO-FLANGE SHAFT 6MM OPERATING VOLTAGE: 5 V AXIAL FLANGE CONNECTOR | 362 | TEM | 1 | MC | 0.25 | 1
6FX20012GF00 | INCREM. ENCODER 6FX2001-2GF00 WITH RS 422 (TTL), 5000 P/R SYNCHRO-FLANGE SHAFT 6MM OPERATING VOLTAGE: 5 V AXIAL FLANGE CONNECTOR | 362 | TEM | 1 | MC | 0.4 | 1
6FX20012HA50 | INCREM. ENCODER 6FX2001-2HA50 WITH RS 422 (TTL), 500 P/R SYNCHRO-FLANGE SHAFT 6MM OPERATING VOLTAGE: 10-30 V AXIAL FLANGE CONNECTOR | 362 | TEM | 1 | MC | 0.25 | 1
6FX20012HB00 | INCREM. ENCODER 6FX2001-2HB00 WITH RS 422 (TTL), 1000 P/R SYNCHRO-FLANGE SHAFT 6MM OPERATING VOLTAGE: 10-30 V AXIAL FLANGE CONNECTOR | 362 | TEM | 1 | MC | 0.25 | 1
6FX20012HB02 | INCREM. ENCODER 6FX2001-2HB02 WITH RS 422 (TTL), 1024 P/R SYNCHRO-FLANGE SHAFT 6MM OPERATING VOLTAGE: 10-30 V AXIAL FLANGE CONNECTOR | 362 | TEM | 1 | MC | 0.25 | 1
6FX20012HB25 | INCREM. ENCODER 6FX2001-2HB25 WITH RS 422 (TTL), 1250 P/R SYNCHRO-FLANGE SHAFT 6MM OPERATING VOLTAGE: 10-30 V AXIAL FLANGE CONNECTOR | 362 | TEM | 1 | MC | 0.25 | 1
6FX20012HB50 | INCREM. ENCODER 6FX2001-2HB50 WITH RS 422 (TTL), 1500 P/R SYNCHRO-FLANGE SHAFT 6MM OPERATING VOLTAGE: 10-30 V AXIAL FLANGE CONNECTOR | 362 | TEM | 1 | MC | 0.387 | 1
6FX20012HC00 | INCREM. ENCODER 6FX2001-2HC00 WITH RS 422 (TTL), 2000 P/R SYNCHRO-FLANGE SHAFT 6MM OPERATING VOLTAGE: 10-30 V AXIAL FLANGE CONNECTOR | 362 | TEM | 1 | MC | 0.387 | 1
6FX20012HC04 | INCREM. ENCODER 6FX2001-2HC04 WITH RS 422 (TTL), 2048 P/R SYNCHRO-FLANGE SHAFT 6MM OPERATING VOLTAGE: 10-30 V AXIAL FLANGE CONNECTOR | 362 | TEM | 1 | MC | 0.25 | 1
6FX20012HC50 | INCREM. ENCODER 6FX2001-2HC50 WITH RS 422 (TTL), 2500 P/R SYNCHRO-FLANGE SHAFT 6MM OPERATING VOLTAGE: 10-30 V AXIAL FLANGE CONNECTOR | 362 | TEM | 1 | MC | 0.25 | 1
6FX20012HD60 | INCREM. ENCODER 6FX2001-2HD60 WITH RS 422 (TTL), 3600 P/R SYNCHRO-FLANGE SHAFT 6MM OPERATING VOLTAGE: 10-30 V AXIAL FLANGE CONNECTOR | 362 | TEM | 1 | MC | 0.25 | 1
6FX20012HF00 | INCREM. ENCODER 6FX2001-2HF00 WITH RS 422 (TTL), 5000 P/R SYNCHRO-FLANGE SHAFT 6MM OPERATING VOLTAGE: 10-30 V AXIAL FLANGE CONNECTOR | 362 | TEM | 1 | MC | 0.42 | 1
6FX20012MA50 | INCREM. ENCODER 6FX2001-2MA50 WITH RS 422 (TTL), 500 P/R, CLAMP FLANGE SHAFT 10MM OPERATING VOLTAGE 5 V, UNIVERSAL CABLE OUTGOING AXIAL / RADIAL CABLE 1M WITH CONNECTOR | 362 | TEM | 1 | MC | 0.48 | 1
6FX20012MB00 | INCREM. ENCODER 6FX2001-2MB00 WITH RS 422 (TTL), 1000 P/R, CLAMP FLANGE SHAFT 10MM OPERATING VOLTAGE 5 V, UNIVERSAL CABLE OUTGOING AXIAL / RADIAL CABLE 1M WITH CONNECTOR | 362 | TEM | 1 | MC | 0.474 | 1
6FX20012MB02 | INCREM. ENCODER 6FX2001-2MB02 WITH RS 422 (TTL), 1024 P/R, CLAMP FLANGE SHAFT 10MM OPERATING VOLTAGE 5 V, UNIVERSAL CABLE OUTGOING AXIAL / RADIAL CABLE 1M WITH CONNECTOR | 362 | TEM | 1 | MC | 0.48 | 1
6FX20012MB25 | INCREM. ENCODER 6FX2001-2MB25 WITH RS 422 (TTL), 1250 P/R, CLAMP FLANGE SHAFT 10MM OPERATING VOLTAGE 5 V, UNIVERSAL CABLE OUTGOING AXIAL / RADIAL CABLE 1M WITH CONNECTOR | 362 | TEM | 1 | MC | 0.48 | 1
6FX20012MB50 | INCREM. ENCODER 6FX2001-2MB50 WITH RS 422 (TTL), 1500 P/R, CLAMP FLANGE SHAFT 10MM OPERATING VOLTAGE 5 V, UNIVERSAL CABLE OUTGOING AXIAL / RADIAL CABLE 1M WITH CONNECTOR | 362 | TEM | 1 | MC | 0.48 | 1
6FX20012MC00 | INCREM. ENCODER 6FX2001-2MC00 WITH RS 422 (TTL), 2000 P/R, CLAMP FLANGE SHAFT 10MM OPERATING VOLTAGE 5 V, UNIVERSAL CABLE OUTGOING AXIAL / RADIAL CABLE 1M WITH CONNECTOR | 362 | TEM | 1 | MC | 0.48 | 1
6FX20012MC04 | INCREM. ENCODER 6FX2001-2MC04 WITH RS 422 (TTL), 2048 P/R, CLAMP FLANGE SHAFT 10MM OPERATING VOLTAGE 5 V, UNIVERSAL CABLE OUTGOING AXIAL / RADIAL CABLE 1M WITH CONNECTOR | 362 | TEM | 1 | MC | 0.5 | 1
6FX20012MC50 | INCREM. ENCODER 6FX2001-2MC50 WITH RS 422 (TTL), 2500 P/R, CLAMP FLANGE SHAFT 10MM OPERATING VOLTAGE 5 V, UNIVERSAL CABLE OUTGOING AXIAL / RADIAL CABLE 1M WITH CONNECTOR | 362 | TEM | 1 | MC | 0.5 | 1
6FX20012MD60 | INCREM. ENCODER 6FX2001-2MD60 WITH RS 422 (TTL), 3600 P/R, CLAMP FLANGE SHAFT 10MM OPERATING VOLTAGE 5 V, UNIVERSAL CABLE OUTGOING AXIAL / RADIAL CABLE 1M WITH CONNECTOR | 362 | TEM | 1 | MC | 0.48 | 1
6FX20012MF00 | INCREM. ENCODER 6FX2001-2MF00 WITH RS 422 (TTL), 5000 P/R, CLAMP FLANGE SHAFT 10MM OPERATING VOLTAGE 5 V, UNIVERSAL CABLE OUTGOING AXIAL / RADIAL CABLE 1M WITH CONNECTOR | 362 | TEM | 1 | MC | 0.472 | 1
6FX20012NA50 | INCREM. ENCODER 6FX2001-2NA50 WITH RS 422 (TTL), 500 P/R, CLAMP FLANGE SHAFT 10MM OPERATING VOLTAGE 10 - 30 V UNIVERSAL CABLE OUTGOING AXIAL / RADIAL CABLE 1M WITH CONNECTOR | 362 | TEM | 1 | MC | 0.43 | 1
6FX20012NB00 | INCREM. ENCODER 6FX2001-2NB00 WITH RS 422 (TTL), 1000 P/R, CLAMP FLANGE SHAFT 10MM OPERATING VOLTAGE 10 - 30 V UNIVERSAL CABLE OUTGOING AXIAL / RADIAL CABLE 1M WITH CONNECTOR | 362 | TEM | 1 | MC | 0.475 | 1
6FX20012NB02 | INCREM. ENCODER 6FX2001-2NB02 WITH RS 422 (TTL), 1024 P/R, CLAMP FLANGE SHAFT 10MM OPERATING VOLTAGE 10 - 30 V UNIVERSAL CABLE OUTGOING AXIAL / RADIAL CABLE 1M WITH CONNECTOR | 362 | TEM | 1 | MC | 0.48 | 1
6FX20012NB25 | INCREM. ENCODER 6FX2001-2NB25 WITH RS 422 (TTL), 1250 P/R, CLAMP FLANGE SHAFT 10MM OPERATING VOLTAGE 10 - 30 V UNIVERSAL CABLE OUTGOING AXIAL / RADIAL CABLE 1M WITH CONNECTOR | 362 | TEM | 1 | MC | 0.48 | 1
6FX20012NB50 | INCREM. ENCODER 6FX2001-2NB50 WITH RS 422 (TTL), 1500 P/R, CLAMP FLANGE SHAFT 10MM OPERATING VOLTAGE 10 - 30 V UNIVERSAL CABLE OUTGOING AXIAL / RADIAL CABLE 1M WITH CONNECTOR | 362 | TEM | 1 | MC | 0.48 | 1
6FX20012NC00 | INCREM. ENCODER 6FX2001-2NC00 WITH RS 422 (TTL), 2000 P/R, CLAMP FLANGE SHAFT 10MM OPERATING VOLTAGE 10 - 30 V UNIVERSAL CABLE OUTGOING AXIAL / RADIAL CABLE 1M WITH CONNECTOR | 362 | TEM | 1 | MC | 0.48 | 1
6FX20012NC04 | INCREM. ENCODER 6FX2001-2NC04 WITH RS 422 (TTL), 2048 P/R, CLAMP FLANGE SHAFT 10MM OPERATING VOLTAGE 10 - 30 V UNIVERSAL CABLE OUTGOING AXIAL / RADIAL CABLE 1M WITH CONNECTOR | 362 | TEM | 1 | MC | 0.48 | 1
6FX20012NC50 | INCREM. ENCODER 6FX2001-2NC50 WITH RS 422 (TTL), 2500 P/R, CLAMP FLANGE SHAFT 10MM OPERATING VOLTAGE 10 - 30 V UNIVERSAL CABLE OUTGOING AXIAL / RADIAL CABLE 1M WITH CONNECTOR | 362 | TEM | 1 | MC | 0.48 | 1
6FX20012ND60 | INCREM. ENCODER 6FX2001-2ND60 WITH RS 422 (TTL), 3600 P/R, CLAMP FLANGE SHAFT 10MM OPERATING VOLTAGE 10 - 30 V UNIVERSAL CABLE OUTGOING AXIAL / RADIAL CABLE 1M WITH CONNECTOR | 362 | TEM | 1 | MC | 0.5 | 1
6FX20012NF00 | INCREM. ENCODER 6FX2001-2NF00 WITH RS 422 (TTL), 5000 P/R, CLAMP FLANGE SHAFT 10MM OPERATING VOLTAGE 10 - 30 V UNIVERSAL CABLE OUTGOING AXIAL / RADIAL CABLE 1M WITH CONNECTOR | 362 | TEM | 1 | MC | 0.48 | 1
6FX20012PA50 | INCREM. ENCODER 6FX2001-2PA50 WITH RS 422 (TTL), 500 P/R, CLAMP FLANGE WELLE 10 MM OPERATING VOLTAGE 5 V RADIAL FLANGE CONNECTOR | 362 | TEM | 1 | MC | 0.25 | 1
6FX20012PB00 | INCREM. ENCODER 6FX2001-2PB00 WITH RS 422 (TTL), 1000 P/R, CLAMP FLANGE WELLE 10 MM OPERATING VOLTAGE 5 V RADIAL FLANGE CONNECTOR | 362 | TEM | 1 | MC | 0.25 | 1
6FX20012PB02 | INCREM. ENCODER 6FX2001-2PB02 WITH RS 422 (TTL), 1024 P/R, CLAMP FLANGE WELLE 10 MM OPERATING VOLTAGE 5 V RADIAL FLANGE CONNECTOR | 362 | TEM | 1 | MC | 0.25 | 1
6FX20012PB25 | INCREM. ENCODER 6FX2001-2PB25 WITH RS 422 (TTL), 1250 P/R, CLAMP FLANGE WELLE 10 MM OPERATING VOLTAGE 5 V RADIAL FLANGE CONNECTOR | 362 | TEM | 1 | MC | 0.25 | 1
6FX20012PB50 | INCREM. ENCODER 6FX2001-2PB50 WITH RS 422 (TTL), 1500 P/R, CLAMP FLANGE WELLE 10 MM OPERATING VOLTAGE 5 V RADIAL FLANGE CONNECTOR | 362 | TEM | 1 | MC | 0.25 | 1
6FX20012PC00 | INCREM. ENCODER 6FX2001-2PC00 WITH RS 422 (TTL), 2000 P/R, CLAMP FLANGE WELLE 10 MM OPERATING VOLTAGE 5 V RADIAL FLANGE CONNECTOR | 362 | TEM | 1 | MC | 0.25 | 1
6FX20012PC04 | INCREM. ENCODER 6FX2001-2PC04 WITH RS 422 (TTL), 2048 P/R, CLAMP FLANGE WELLE 10 MM OPERATING VOLTAGE 5 V RADIAL FLANGE CONNECTOR | 362 | TEM | 1 | MC | 0.4 | 1
6FX20012PC50 | INCREM. ENCODER 6FX2001-2PC50 WITH RS 422 (TTL), 2500 P/R, CLAMP FLANGE WELLE 10 MM OPERATING VOLTAGE 5 V RADIAL FLANGE CONNECTOR | 362 | TEM | 1 | MC | 0.42 | 1
6FX20012PD60 | INCREM. ENCODER 6FX2001-2PD60 WITH RS 422 (TTL), 3600 P/R, CLAMP FLANGE WELLE 10 MM OPERATING VOLTAGE 5 V RADIAL FLANGE CONNECTOR | 362 | TEM | 1 | MC | 0.25 | 1
6FX20012PF00 | INCREM. ENCODER 6FX2001-2PF00 WITH RS 422 (TTL), 5000 P/R, CLAMP FLANGE WELLE 10 MM OPERATING VOLTAGE 5 V RADIAL FLANGE CONNECTOR | 362 | TEM | 1 | MC | 0.25 | 1
6FX20012QA50 | INCREM. ENCODER 6FX2001-2QA50 WITH RS 422 (TTL), 500 P/R, CLAMP FLANGE WELLE 10 MM OPERATING VOLTAGE 10 - 30 V RADIAL FLANGE CONNECTOR | 362 | TEM | 1 | MC | 0.25 | 1
6FX20012QB00 | INCREM. ENCODER 6FX2001-2QB00 WITH RS 422 (TTL), 1000 P/R, CLAMP FLANGE WELLE 10 MM OPERATING VOLTAGE 10 - 30 V RADIAL FLANGE CONNECTOR | 362 | TEM | 1 | MC | 0.418 | 1
6FX20012QB02 | INCREM. ENCODER 6FX2001-2QB02 WITH RS 422 (TTL), 1024 P/R, CLAMP FLANGE WELLE 10 MM OPERATING VOLTAGE 10 - 30 V RADIAL FLANGE CONNECTOR | 362 | TEM | 1 | MC | 0.25 | 1
6FX20012QB25 | INCREM. ENCODER 6FX2001-2QB25 WITH RS 422 (TTL), 1250 P/R, CLAMP FLANGE WELLE 10 MM OPERATING VOLTAGE 10 - 30 V RADIAL FLANGE CONNECTOR | 362 | TEM | 1 | MC | 0.25 | 1
6FX20012QB50 | INCREM. ENCODER 6FX2001-2QB50 WITH RS 422 (TTL), 1500 P/R, CLAMP FLANGE WELLE 10 MM OPERATING VOLTAGE 10 - 30 V RADIAL FLANGE CONNECTOR | 362 | TEM | 1 | MC | 0.25 | 1
6FX20012QC00 | INCREM. ENCODER 6FX2001-2QC00 WITH RS 422 (TTL), 2000 P/R, CLAMP FLANGE WELLE 10 MM OPERATING VOLTAGE 10 - 30 V RADIAL FLANGE CONNECTOR | 362 | TEM | 1 | MC | 0.378 | 1
6FX20012QC04 | INCREM. ENCODER 6FX2001-2QC04 WITH RS 422 (TTL), 2048 P/R, CLAMP FLANGE WELLE 10 MM OPERATING VOLTAGE 10 - 30 V RADIAL FLANGE CONNECTOR | 362 | TEM | 1 | MC | 0.25 | 1
6FX20012QC50 | INCREM. ENCODER 6FX2001-2QC50 WITH RS 422 (TTL), 2500 P/R, CLAMP FLANGE WELLE 10 MM OPERATING VOLTAGE 10 - 30 V RADIAL FLANGE CONNECTOR | 362 | TEM | 1 | MC | 0.25 | 1
6FX20012QD60 | INCREM. ENCODER 6FX2001-2QD60 WITH RS 422 (TTL), 3600 P/R, CLAMP FLANGE WELLE 10 MM OPERATING VOLTAGE 10 - 30 V RADIAL FLANGE CONNECTOR | 362 | TEM | 1 | MC | 0.25 | 1
6FX20012QF00 | INCREM. ENCODER 6FX2001-2QF00 WITH RS 422 (TTL), 5000 P/R, CLAMP FLANGE WELLE 10 MM OPERATING VOLTAGE 10 - 30 V RADIAL FLANGE CONNECTOR | 362 | TEM | 1 | MC | 0.25 | 1
6FX20012RA50 | INCREM. ENCODER 6FX2001-2RA50 WITH RS 422 (TTL), 500 P/R, CLAMP FLANGE WELLE 10 MM OPERATING VOLTAGE 5 V AXIAL FLANGE CONNECTOR | 362 | TEM | 1 | MC | 0.25 | 1
6FX20012RB00 | INCREM. ENCODER 6FX2001-2RB00 WITH RS 422 (TTL), 1000 P/R, CLAMP FLANGE WELLE 10 MM OPERATING VOLTAGE 5 V AXIAL FLANGE CONNECTOR | 362 | TEM | 1 | MC | 0.25 | 1
6FX20012RB02 | INCREM. ENCODER 6FX2001-2RB02 WITH RS 422 (TTL), 1024 P/R, CLAMP FLANGE WELLE 10 MM OPERATING VOLTAGE 5 V AXIAL FLANGE CONNECTOR | 362 | TEM | 1 | MC | 0.392 | 1
6FX20012RB25 | INCREM. ENCODER 6FX2001-2RB25 WITH RS 422 (TTL), 1250 P/R, CLAMP FLANGE WELLE 10 MM OPERATING VOLTAGE 5 V AXIAL FLANGE CONNECTOR | 362 | TEM | 1 | MC | 0.25 | 1
6FX20012RB50 | INCREM. ENCODER 6FX2001-2RB50 WITH RS 422 (TTL), 1500 P/R, CLAMP FLANGE WELLE 10 MM OPERATING VOLTAGE 5 V AXIAL FLANGE CONNECTOR | 362 | TEM | 1 | MC | 0.25 | 1
6FX20012RC00 | INCREM. ENCODER 6FX2001-2RC00 WITH RS 422 (TTL), 2000 P/R, CLAMP FLANGE WELLE 10 MM OPERATING VOLTAGE 5 V AXIAL FLANGE CONNECTOR | 362 | TEM | 1 | MC | 0.25 | 1
6FX20012RC04 | INCREM. ENCODER 6FX2001-2RC04 WITH RS 422 (TTL), 2048 P/R, CLAMP FLANGE WELLE 10 MM OPERATING VOLTAGE 5 V AXIAL FLANGE CONNECTOR | 362 | TEM | 1 | MC | 0.25 | 1
6FX20012RC50 | INCREM. ENCODER 6FX2001-2RC50 WITH RS 422 (TTL), 2500 P/R, CLAMP FLANGE WELLE 10 MM OPERATING VOLTAGE 5 V AXIAL FLANGE CONNECTOR | 362 | TEM | 1 | MC | 0.25 | 1
6FX20012RD60 | INCREM. ENCODER 6FX2001-2RD60 WITH RS 422 (TTL), 3600 P/R, CLAMP FLANGE WELLE 10 MM OPERATING VOLTAGE 5 V AXIAL FLANGE CONNECTOR | 362 | TEM | 1 | MC | 0.25 | 1
6FX20012RF00 | INCREM. ENCODER 6FX2001-2RF00 WITH RS 422 (TTL), 5000 P/R, CLAMP FLANGE WELLE 10 MM OPERATING VOLTAGE 5 V AXIAL FLANGE CONNECTOR | 362 | TEM | 1 | MC | 0.4 | 1
6FX20012SA50 | INCREM. ENCODER 6FX2001-2SA50 WITH RS 422 (TTL), 500 P/R, CLAMP FLANGE WELLE 10 MM OPERATING VOLTAGE 10 - 30 V AXIAL FLANGE CONNECTOR | 362 | TEM | 1 | MC | 0.25 | 1
6FX20012SB00 | INCREM. ENCODER 6FX2001-2SB00 WITH RS 422 (TTL), 1000 P/R, CLAMP FLANGE WELLE 10 MM OPERATING VOLTAGE 10 - 30 V AXIAL FLANGE CONNECTOR | 362 | TEM | 1 | MC | 0.25 | 1
6FX20012SB02 | INCREM. ENCODER 6FX2001-2SB02 WITH RS 422 (TTL), 1024 P/R, CLAMP FLANGE WELLE 10 MM OPERATING VOLTAGE 10 - 30 V AXIAL FLANGE CONNECTOR | 362 | TEM | 1 | MC | 0.25 | 1
6FX20012SB25 | INCREM. ENCODER 6FX2001-2SB25 WITH RS 422 (TTL), 1250 P/R, CLAMP FLANGE WELLE 10 MM OPERATING VOLTAGE 10 - 30 V AXIAL FLANGE CONNECTOR | 362 | TEM | 1 | MC | 0.25 | 1
6FX20012SB50 | INCREM. ENCODER 6FX2001-2SB50 WITH RS 422 (TTL), 1500 P/R, CLAMP FLANGE WELLE 10 MM OPERATING VOLTAGE 10 - 30 V AXIAL FLANGE CONNECTOR | 362 | TEM | 1 | MC | 0.25 | 1
6FX20012SC00 | INCREM. ENCODER 6FX2001-2SC00 WITH RS 422 (TTL), 2000 P/R, CLAMP FLANGE WELLE 10 MM OPERATING VOLTAGE 10 - 30 V AXIAL FLANGE CONNECTOR | 362 | TEM | 1 | MC | 0.25 | 1
6FX20012SC04 | INCREM. ENCODER 6FX2001-2SC04 WITH RS 422 (TTL), 2048 P/R, CLAMP FLANGE WELLE 10 MM OPERATING VOLTAGE 10 - 30 V AXIAL FLANGE CONNECTOR | 362 | TEM | 1 | MC | 0.25 | 1
6FX20012SC50 | INCREM. ENCODER 6FX2001-2SC50 WITH RS 422 (TTL), 2500 P/R, CLAMP FLANGE WELLE 10 MM OPERATING VOLTAGE 10 - 30 V AXIAL FLANGE CONNECTOR | 362 | TEM | 1 | MC | 0.25 | 1
6FX20012SD60 | INCREM. ENCODER 6FX2001-2SD60 WITH RS 422 (TTL), 3600 P/R, CLAMP FLANGE WELLE 10 MM OPERATING VOLTAGE 10 - 30 V AXIAL FLANGE CONNECTOR | 362 | TEM | 1 | MC | 0.368 | 1
6FX20012SF00 | INCREM. ENCODER 6FX2001-2SF00 WITH RS 422 (TTL), 5000 P/R, CLAMP FLANGE WELLE 10 MM OPERATING VOLTAGE 10 - 30 V AXIAL FLANGE CONNECTOR | 362 | TEM | 1 | MC | 0.25 | 1
6FX20013CB00 | INCREM. ENCODER 6FX2001-3CB00 WITH 1-V-SINUS 1000 P/R, SYNCHROFLANGE, 6 MM SHAFT, OPERATING VOLTAGE 5 V AXIAL/RADIAL UNIVERSAL CABLE OUTLET CABLE 1M WITH CONNECTOR | 362 | TEM | 1 | MC | 0.49 | 1
6FX20013CB02 | INCREM. ENCODER 6FX2001-3CB02 WITH 1-V-SINUS 1024 P/R, SYNCHROFLANGE, 6 MM SHAFT, OPERATING VOLTAGE 5 V AXIAL/RADIAL UNIVERSAL CABLE OUTLET CABLE 1M WITH CONNECTOR | 362 | TEM | 1 | MC | 0.5 | 1
6FX20013CC50 | INCREM. ENCODER 6FX2001-3CC50 WITH 1-V-SINUS 2500 P/R, SYNCHROFLANGE, 6 MM SHAFT, OPERATING VOLTAGE 5 V AXIAL/RADIAL UNIVERSAL CABLE OUTLET CABLE 1M WITH CONNECTOR | 362 | TEM | 1 | MC | 0.5 | 1
6FX20013EB00 | INCREM. ENCODER 6FX2001-3EB00 WITH 1-V-SINUS 1000 P/R, SYNCHRON. FLANGE, 6 MM SHAFT, VOLTAGE 5 V RADIAL FLANGE CONNECTOR | 362 | TEM | 1 | MC | 0.431 | 1
6FX20013EB02 | INCREM. ENCODER 6FX2001-3EB02 WITH 1-V-SINUS 1024 P/R, SYNCHRON. FLANGE, 6 MM SHAFT, VOLTAGE 5 V RADIAL FLANGE CONNECTOR | 362 | TEM | 1 | MC | 0.433 | 1
6FX20013EC50 | INCREM. ENCODER 6FX2001-3EC50 WITH 1-V-SINUS 2500 P/R, SYNCHRON. FLANGE, 6 MM SHAFT, VOLTAGE 5 V RADIAL FLANGE CONNECTOR | 362 | TEM | 1 | MC | 0.428 | 1
6FX20013GB00 | INCREM. ENCODER 6FX2001-3GB00 WITH 1-V-SINUS 1000 P/R, SYNCHRON. FLANGE, 6 MM SHAFT, VOLTAGE 5 V AXIAL FLANGE CONNECTOR | 362 | TEM | 1 | MC | 0.25 | 1
6FX20013GB02 | INCREM. ENCODER 6FX2001-3GB02 WITH 1-V-SINUS 1024 P/R, SYNCHRON. FLANGE, 6 MM SHAFT, VOLTAGE 5 V AXIAL FLANGE CONNECTOR | 362 | TEM | 1 | MC | 0.43 | 1
6FX20013GC50 | INCREM. ENCODER 6FX2001-3GC50 WITH 1-V-SINUS 2500 P/R, SYNCHRON. FLANGE, 6 MM SHAFT, VOLTAGE 5 V AXIAL FLANGE CONNECTOR | 362 | TEM | 1 | MC | 0.412 | 1
6FX20014DA10 | INCREM. ENCODER 6FX2001-4DA10 WITH HTL, 100 P/R, OPERATING VOLTAGE 10-30 V, SYNCHRON. FLANGE SHAFT 6MM UNIVERSAL CABLE OUTGOING AXIAL/RADIAL CABLE 1M WITH CONNECTOR | 362 | TEM | 1 | MC | 0.5 | 1
6FX20014DA50 | INCREM. ENCODER 6FX2001-4DA50 WITH HTL, 500 P/R, OPERATING VOLTAGE 10-30 V, SYNCHRON. FLANGE SHAFT 6MM UNIVERSAL CABLE OUTGOING AXIAL/RADIAL CABLE 1M WITH CONNECTOR | 362 | TEM | 1 | MC | 0.5 | 1
6FX20014DB00 | INCREM. ENCODER 6FX2001-4DB00 WITH HTL, 1000 P/R, OPERATING VOLTAGE 10-30 V, SYNCHRON. FLANGE SHAFT 6MM UNIVERSAL CABLE OUTGOING AXIAL/RADIAL CABLE 1M WITH CONNECTOR | 362 | TEM | 1 | MC | 0.4 | 1
6FX20014DC50 | INCREM. ENCODER 6FX2001-4DC50 WITH HTL, 2500 P/R, OPERATING VOLTAGE 10-30 V, SYNCHRON. FLANGE SHAFT 6MM UNIVERSAL CABLE OUTGOING AXIAL/RADIAL CABLE 1M WITH CONNECTOR | 362 | TEM | 1 | MC | 0.5 | 1
6FX20014FA10 | INCREM. ENCODER 6FX2001-4FA10 WITH HTL, 100 P/R, OPERATING VOLTAGE 10-30 V, SYNCHRON. FLANGE SHAFT 6MM RADIAL FLANGE CONNECTOR | 362 | TEM | 1 | MC | 0.25 | 1
6FX20014FA50 | INCREM. ENCODER 6FX2001-4FA50 WITH HTL, 500 P/R, OPERATING VOLTAGE 10-30 V, SYNCHRON. FLANGE SHAFT 6MM RADIAL FLANGE CONNECTOR | 362 | TEM | 1 | MC | 0.25 | 1
6FX20014FB00 | INCREM. ENCODER 6FX2001-4FB00 WITH HTL, 1000 P/R, OPERATING VOLTAGE 10-30 V, SYNCHRON. FLANGE SHAFT 6MM RADIAL FLANGE CONNECTOR | 362 | TEM | 1 | MC | 0.42 | 1
6FX20014FC50 | INCREM. ENCODER 6FX2001-4FC50 WITH HTL, 2500 P/R, OPERATING VOLTAGE 10-30 V, SYNCHRON. FLANGE SHAFT 6MM RADIAL FLANGE CONNECTOR | 362 | TEM | 1 | MC | 0.4 | 1
6FX20014HA10 | INCREM. ENCODER 6FX2001-4HA10 WITH HTL, 100 P/R, OPERATING VOLTAGE 10-30 V, SYNCHRON. FLANGE SHAFT 6MM AXIAL FLANGE CONNECTOR | 362 | TEM | 1 | MC | 0.4 | 1
6FX20014HA50 | INCREM. ENCODER 6FX2001-4HA50 WITH HTL, 500 P/R, OPERATING VOLTAGE 10-30 V, SYNCHRON. FLANGE SHAFT 6MM AXIAL FLANGE CONNECTOR | 362 | TEM | 1 | MC | 0.25 | 1
6FX20014HB00 | INCREM. ENCODER 6FX2001-4HB00 WITH HTL, 1000 P/R, OPERATING VOLTAGE 10-30 V, SYNCHRON. FLANGE SHAFT 6MM AXIAL FLANGE CONNECTOR | 362 | TEM | 1 | MC | 0.25 | 1
6FX20014HC50 | INCREM. ENCODER 6FX2001-4HC50 WITH HTL, 2500 P/R, OPERATING VOLTAGE 10-30 V, SYNCHRON. FLANGE SHAFT 6MM AXIAL FLANGE CONNECTOR | 362 | TEM | 1 | MC | 0.42 | 1
6FX20014NA10 | INCREM. ENCODER 6FX2001-4NA10 WITH HTL, 100 P/R, OPERATING VOLTAGE 10-30 V, CLAMP FLANGE SHAFT 6MM UNIVERSAL CABLE OUTGOING AXIAL/RADIAL CABLE 1M WITH CONNECTOR | 362 | TEM | 1 | MC | 0.5 | 1
6FX20014NA50 | INCREM. ENCODER 6FX2001-4NA50 WITH HTL, 500 P/R, OPERATING VOLTAGE 10-30 V, CLAMP FLANGE SHAFT 6MM UNIVERSAL CABLE OUTGOING AXIAL/RADIAL CABLE 1M WITH CONNECTOR | 362 | TEM | 1 | MC | 0.477 | 1
6FX20014NB00 | INCREM. ENCODER 6FX2001-4NB00 WITH HTL, 1000 P/R, OPERATING VOLTAGE 10-30 V, CLAMP FLANGE SHAFT 10 MM UNIVERSAL CABLE OUTGOING AXIAL/RADIAL CABLE 1M WITH CONNECTOR | 362 | TEM | 1 | MC | 0.48 | 1
6FX20014NC50 | INCREM. ENCODER 6FX2001-4NC50 WITH HTL, 2500 P/R, OPERATING VOLTAGE 10-30 V, CLAMP FLANGE SHAFT 6MM UNIVERSAL CABLE OUTGOING AXIAL/RADIAL CABLE 1M WITH CONNECTOR | 362 | TEM | 1 | MC | 0.5 | 1
6FX20014QA10 | INCREM. ENCODER 6FX2001-4QA10 WITH HTL, 100 P/R, OPERATING VOLTAGE 10-30V CLAMP FLANGE SHAFT 10 MM RADIAL FLANGE CONNECTOR | 362 | TEM | 1 | MC | 0.4 | 1
6FX20014QA50 | INCREM. ENCODER 6FX2001-4QA50 WITH HTL, 500 P/R, OPERATING VOLTAGE 10-30V CLAMP FLANGE SHAFT 10 MM RADIAL FLANGE CONNECTOR | 362 | TEM | 1 | MC | 0.42 | 1
6FX20014QB00 | INCREM. ENCODER 6FX2001-4QB00 WITH HTL, 1000 P/R, OPERATING VOLTAGE 10-30V CLAMP FLANGE SHAFT 10 MM RADIAL FLANGE CONNECTOR | 362 | TEM | 1 | MC | 0.404 | 1
6FX20014QC50 | INCREM. ENCODER 6FX2001-4QC50 WITH HTL, 2500 P/R, OPERATING VOLTAGE 10-30V CLAMP FLANGE SHAFT 10 MM RADIAL FLANGE CONNECTOR | 362 | TEM | 1 | MC | 0.498 | 1
6FX20014SA10 | INCREM. ENCODER 6FX2001-4SA10 WITH HTL, 100 P/R, OPERATING VOLTAGE 10-30V CLAMP FLANGE SHAFT 10 MM AXIAL FLANGE CONNECTOR | 362 | TEM | 1 | MC | 0.25 | 1
6FX20014SA50 | INCREM. ENCODER 6FX2001-4SA50 WITH HTL, 500 P/R, OPERATING VOLTAGE 10-30V CLAMP FLANGE SHAFT 10 MM AXIAL FLANGE CONNECTOR | 362 | TEM | 1 | MC | 0.4 | 1
6FX20014SB00 | INCREM. ENCODER 6FX2001-4SB00 WITH HTL, 1000 P/R, OPERATING VOLTAGE 10-30V CLAMP FLANGE SHAFT 10 MM AXIAL FLANGE CONNECTOR | 362 | TEM | 1 | MC | 0.4 | 1
6FX20014SC50 | INCREM. ENCODER 6FX2001-4SC50 WITH HTL, 2500 P/R, OPERATING VOLTAGE 10-30V CLAMP FLANGE SHAFT 10 MM AXIAL FLANGE CONNECTOR | 362 | TEM | 1 | MC | 0.44 | 1
6FX20015FD130AA1 | ABSOLUTE ENCODER SINGLETURN 6FX2001-5FD13 22 BIT WITH DRIVE-CLIQ; SYNCHR. FLANGE; SHAFT 6MM | 1084 | TEM | 1 | MC | 0.7 | 1
6FX20015FD131AA0 | ABSOLUTE ENCODER SINGLETURN 6FX2001-5FD13 24 BIT WITH DRIVE-CLIQ; CONNECTOR M12 SYNCHR. FLANGE; SHAFT 6MM | 960 | TEM | 1 | MC | 0.55 | 1
6FX20015FD250AA1 | ABSOLUTE ENCODER MULTITURN 6FX2001-5FD25 34 BIT WITH DRIVE-CLIQ; SYNCHR. FLANGE; SHAFT 6MM | 1421 | TEM | 1 | MC | 0.7 | 1
6FX20015FD251AA0 | ABSOLUTE ENCODER MULTITURN 6FX2001-5FD25 36 BIT WITH DRIVE-CLIQ; SYNCHR. FLANGE; SHAFT 6MM | 1221 | TEM | 1 | MC | 0.7 | 1
6FX20015FE13 | ABSOLUTE VALUE ENCODER 6FX2001-5FE13 SINGLETURN 13 BIT WITH ENDAT, OPER. VOLTAGE 5 V SYNCHROFLANGE SHAFT 6MM RADIAL FLANGE SOCKET | 558 | TEM | 1 | MC | 0.483 | 1
6FX20015FE25 | ABSOLUTE VALUE ENCODER 6FX2001-5FE25 MULTITURN 25 BIT WITH ENDAT, OPERATING VOLTAGE 5 V, SYNCHRO-FLANGE SHAFT 6MM RADIAL FLANGE SOCKET | 973 | TEM | 1 | MC | 0.48 | 1
6FX20015FN13 | ABS. VALUE ENCODER SINGLETURN 6FX2001-5FN13 13 BIT WITH PROFINET OPERATE VOLTAGE 10-30V SYNCHROFLANGE / SHAFT 6MM CONNECTOR M12 RADIAL | 1105 | TEM | 1 | MC | 0.513 | 1
6FX20015FN25 | ABS.VALUE ENCODER MULTITURN 6FX2001-5FN25 27 BIT WITH PROFINET OPERATE VOLTAGE 10-30V SYNCHROFLANGE / SHAFT 6MM CONNECTOR M12 RADIAL | 1381 | TEM | 1 | MC | 0.546 | 1
6FX20015FP12 | ABS. VALUE ENCODER ST 13 BIT 6FX2001-5FP12 SYNCHRONE WITH PROFIBUS DP OPERATING VOLTAGE 10-30 V SYNCHROFLANGE WITH HOOD AND PG RADIAL | 1062 | TEM | 1 | MC | 0.544 | 1
6FX20015FP24 | ABSOLUTE VALUE ENCODER 25 BIT 6FX2001-5FP24 SYNCHRONE WITH PROFIBUS DP OPERATING VOLTAGE 10-30 V SYNCHROFLANGE WITH HOOD AND PG RADIAL | 1397 | TEM | 1 | MC | 0.575 | 1
6FX20015FS12 | ABSOLUTE VALUE ENCODER 6FX2001-5FS12 SINGLETURN 13 BIT WITH SSI, OPERAT. VOLT. 10-30 V SYNCHRONOUS FLANGE SHAFT 6MM RADIAL FLANGE SOCKET | 582 | TEM | 1 | MC | 0.5 | 1
6FX20015FS24 | ABSOLUTE VALUE ENCODER 6FX2001-5FS24 MULTITURN 25 BIT WITH SSI, OPERAT. VOLT. 10-30 V SYNCHROFLANGE SHAFT 6MM RADIAL FLANGE SOCKET | 935 | TEM | 1 | MC | 0.5 | 1
6FX20015HE13 | ABSOLUTE VALUE ENCODER 6FX2001-5HE13 SINGLETURN 13 BIT WITH ENDAT, OPERATING VOLTAGE 5 V, SYNCHRO-FLANGE SHAFT 6MM AXIAL FLANGE SOCKET | 558 | TEM | 1 | MC | 0.446 | 1
6FX20015HE25 | ABSOLUTE VALUE ENCODER 6FX2001-5HE25 MULTITURN 25 BIT WITH ENDAT, OPERATING VOLTAGE 5 V, SYNCHRO-FLANGE WITH SHAFT 6MM AXIAL FLANGE SOCKET | 973 | TEM | 1 | MC | 0.5 | 1
6FX20015HS12 | ABSOLUTE VALUE ENCODER 6FX2001-5HS12 SINGLETURN 13 BIT WITH SSI, OPERAT. VOLT. 10-30 V SYNCHROFLANGE SHAFT 6MM AXIAL FLANGE SOCKET | 582 | TEM | 1 | MC | 0.5 | 1
6FX20015HS24 | ABSOLUTE VALUE ENCODER 6FX2001-5HS24 MULTITURN 25 BIT WITH SSI, OPERAT. VOLT. 10-30 V SYNCHROFLANGE SHAFT 6MM AXIAL FLANGE SOCKET | 935 | TEM | 1 | MC | 0.5 | 1
6FX20015QD130AA1 | ABSOLUTE ENCODER SINGLETURN 6FX2001-5QD13 22 BIT WITH DRIVE-CLIQ; CLAMP FLANGE; SHAFT 10MM | 1084 | TEM | 1 | MC | 0.7 | 1
6FX20015QD131AA0 | ABSOLUTE ENCODER SINGLETURN 6FX2001-5QD13 24 BIT WITH DRIVE-CLIQ; CLAMP FLANGE; SHAFT 10MM | 960 | TEM | 1 | MC | 0.7 | 1
6FX20015QD250AA1 | ABSOLUTE ENCODER MULTITURN 6FX2001-5QD25 34 BIT WITH DRIVE-CLIQ; CLAMP FLANGE; SHAFT 10MM | 1421 | TEM | 1 | MC | 0.7 | 1
6FX20015QD251AA0 | ABSOLUTE ENCODER MULTITURN 6FX2001-5QD25 36 BIT WITH DRIVE-CLIQ; CLAMP FLANGE; SHAFT 10MM | 1221 | TEM | 1 | MC | 0.7 | 1
6FX20015QE13 | ABSOLUTE VALUE ENCODER 6FX2001-5QE13 SINGLETURN 13 BIT WITH ENDAT, OPERATING VOLTAGE 5 V, STRIP FLANGE SHAFT 10MM RADIAL FLANGE SOCKET | 558 | TEM | 1 | MC | 0.404 | 1
6FX20015QE25 | ABSOLUTE VALUE ENCODER 6FX2001-5QE25 MULTITURN 25 BIT WITH ENDAT, OPERATING VOLTAGE 5 V, STRIP FLANGE SHAFT 10MM RADIAL FLANGE SOCKET | 973 | TEM | 1 | MC | 0.443 | 1
6FX20015QN13 | ABS. VALUE ENCODER 6FX2001-5QN13 SINGLETURN 13 BIT WITH PROFINET OPERATE VOLTAGE 10-30V CLAMP FLANGE / SHAFT 10MM CONNECTOR M12 RADIAL | 1084 | TEM | 1 | MC | 0.52 | 1
6FX20015QN25 | ABS.VALUE ENCODER 6FX2001-5QN25 MULTITURN 27 BIT WITH PROFINET OPERATE VOLTAGE 10-30V CLAMP FLANGE / SHAFT 10MM CONNECTOR M12 RADIAL | 1336 | TEM | 1 | MC | 0.6 | 1
6FX20015QP12 | ABS. VALUE ENCODER ST 13 BIT 6FX2001-5QP12 SYNCHRONE WITH PROFIBUS DP OPERATING VOLTAGE 10-30 V STRIP FLANGE WITH HOOD AND RADIAL PG | 1062 | TEM | 1 | MC | 0.52 | 1
6FX20015QP24 | ABS. VALUE ENCODER MT 27 BIT 6FX2001-5QP24 SYNCHRONE WITH PROFIBUS DP OPERATING VOLTAGE 10-30 V CLAMP FLANGE WITH HOOD AND RADIAL PG | 1397 | TEM | 1 | MC | 0.6 | 1
6FX20015QS12 | ABSOLUTE VALUE ENCODER 6FX2001-5QS12 SINGLETURN 13 BIT WITH SSI, OPERAT. VOLT. 10-30 V STRIP FLANGE SHAFT 10MM RADIAL FLANGE SOCKET | 582 | TEM | 1 | MC | 0.4 | 1
6FX20015QS24 | ABSOLUTE VALUE ENCODER 6FX2001-5QS24 MULTITURN 25 BIT WITH SSI, OPERAT. VOLT. 10-30 V STRIP FLANGE SHAFT 10MM RADIAL FLANGE SOCKET | 935 | TEM | 1 | MC | 0.5 | 1
6FX20015SD110AA0 | DRIVE-CLIQ SLAVE-ASIC DQ100 6FX2001-5SD11 WITH ARM7 PROCESSING UNIT AND INTEGRATED PHY; SINGLE TRAY 60 PIECES | 2063 | ΠΑΚ | 1 | MC | 0.48 | 0
6FX20015SD130AA0 | DRIVE-CLIQ SLAVE-ASIC DQ100 6FX2001-5SD13 WITH ARM7 PROCESSING UNIT AND INTEGRATED PHY; SINGLE TRAY 240 PIECES | 7858 | ΠΑΚ | 1 | MC | 0.544 | 0
6FX20015SE13 | ABSOLUTE VALUE ENCODER 6FX2001-5SE13 SINGLETURN 13 BIT WITH ENDAT, OPERATING VOLTAGE 5 V, STRIP FLANGE SHAFT 10MM RADIAL FLANGE SOCKET | 558 | TEM | 1 | MC | 0.42 | 1
6FX20015SE25 | ABSOLUTE VALUE ENCODER 6FX2001-5SE25 MULTITURN 25 BIT WITH ENDAT, OPERATING VOLTAGE 5 V, STRIP FLANGE SHAFT 10MM AXIAL FLANGE SOCKET | 973 | TEM | 1 | MC | 0.44 | 1
6FX20015SS12 | ABSOLUTE VALUE ENCODER 6FX2001-5SS12 SINGLETURN 13 BIT WITH SSI, OPERAT. VOLT. 10-30 V STRIP FLANGE SHAFT 10MM AXIAL FLANGE SOCKET | 582 | TEM | 1 | MC | 0.4 | 1
6FX20015SS24 | ABSOLUTE VALUE ENCODER 6FX2001-5SS24 MULTITURN 25 BIT WITH SSI, OPERAT. VOLT. 10-30 V STRIP FLANGE SHAFT 10MM AXIAL FLANGE SOCKET | 935 | TEM | 1 | MC | 0.483 | 1
6FX20015VD130AA1 | ABSOLUTE ENCODER SINGLETURN 6FX2001-5VD13 22 BIT WITH DRIVE-CLIQ; HOLLOW SHAFT 10MM | 1215 | TEM | 1 | MC | 0.7 | 1
6FX20015VD131AA0 | ABSOLUTE ENCODER SINGLETURN 6FX2001-5VD13 24 BIT WITH DRIVE-CLIQ; HOLLOW SHAFT 10MM | 1038 | TEM | 1 | MC | 0.7 | 1
6FX20015VD250AA1 | ABSOLUTE ENCODER MULTITURN 6FX2001-5VD25 34 BIT WITH DRIVE-CLIQ; HOLLOW SHAFT 10MM | 1554 | TEM | 1 | MC | 0.44 | 1
6FX20015VD251AA0 | ABSOLUTE ENCODER MULTITURN 6FX2001-5VD25 36 BIT WITH DRIVE-CLIQ; HOLLOW SHAFT 10MM | 1299 | TEM | 1 | MC | 0.44 | 1
6FX20015WD130AA1 | ABSOLUTE ENCODER SINGLETURN 6FX2001-5WD13 22 BIT WITH DRIVE-CLIQ; HOLLOW SHAFT 12MM | 1215 | TEM | 1 | MC | 0.7 | 1
6FX20015WD131AA0 | ABSOLUTE ENCODER SINGLETURN 6FX2001-5WD13 24 BIT WITH DRIVE-CLIQ; HOLLOW SHAFT 12MM | 1038 | TEM | 1 | MC | 0.7 | 1
6FX20015WD250AA1 | ABSOLUTE ENCODER MULTITURN 6FX2001-5WD25 34 BIT WITH DRIVE-CLIQ; HOLLOW SHAFT 12MM | 1554 | TEM | 1 | MC | 0.7 | 1
6FX20015WD251AA0 | ABSOLUTE ENCODER MULTITURN 6FX2001-5WD25 36 BIT WITH DRIVE-CLIQ; HOLLOW SHAFT 12MM | 1299 | TEM | 1 | MC | 0.7 | 1
6FX20015WN13 | ABS. VALUE ENCODER 6FX2001-5WN13 SINGLETURN 13 BIT WITH PROFINET OPERATE VOLTAGE 10-30V HOLLOW SHAFT/ 8/10/12/15MM CONNECTOR M12 RADIAL | 1220 | TEM | 1 | MC | 0.608 | 1
6FX20015WN25 | ABS.VALUE ENCODER 6FX2001-5WN25 MULTITURN 27 BIT WITH PROFINET OPERATE VOLTAGE 10-30V HOLLOW SHAFT/ 8/10/12/15MM CONNECTOR M12 RADIAL | 1433 | TEM | 1 | MC | 0.7 | 1
6FX20015WP12 | ABSOLUTE ENCODER ST 13 BIT 6FX2001-5WP12 WITH PROFIBUS DP CLOCK SYNCHRONIZED OPERATING VOLTAGE 10-30 V WITH HOLLOW SHAFT 8-15 MM WITH COVER AND PG RADIAL | 1169 | TEM | 1 | MC | 0.58 | 1
6FX20015WP24 | ABSOLUTE ENCODER MT 27 BIT 6FX2001-5WP24 WITH PROFIBUS DP CLOCK SYNCHRONIZED OPERATING VOLTAGE 10-30 V WITH HOLLOW SHAFT 8-15 MM WITH COVER AND PG RADIAL | 1505 | TEM | 1 | MC | 0.68 | 1
6FX20017KF06 | MEASURING SYSTEM 6FX2001-7KF06 ACCESSORIES FLANGE COUPLING 6/5 MM | 71.7 | TEM | 1 | MC | 0.018 | 1
6FX20017KF10 | MEASURING SYSTEM ACCESSORIES 6FX2001-7KF10 SPRING DISK COUPLING 6/6MM | 71.7 | TEM | 1 | MC | 0.018 | 1
6FX20017KP01 | MEASURING SYSTEM ACCESSORIES 6FX2001-7KP01 CLAMP FOR POSITION ENCODER | 2.2 | TEM | 1 | MC | 0.003 | 1
6FX20017KS06 | MEASURING SYSTEM 6FX2001-7KS06 ACCESSORIES PLUG-IN COUPLING 6/6MM | 69.5 | TEM | 1 | MC | 0.02 | 1
6FX20017KS10 | MEASURING SYSTEM ACCESSORIES 6FX2001-7KS10 PLUG-IN COUPLING 10/10MM | 69.5 | TEM | 1 | MC | 0.018 | 1
6FX20021DC001AA1 | SIGNAL CABLE, PREASSEMBLED TYPE: 6FX2002-1DC00 (SINAMICS DRIVE CLIQ) CONNECTOR IP20/IP20, WITHOUT 24 V LENGTH (M) = 0 + 0 + 0 + 0,1 | 104 | TEM | 1 | MC | 0.089 | 1
6FX20021DC001AA2 | SIGNAL CABLE, PREASSEMBLED TYPE: 6FX2002-1DC00 (SINAMICS DRIVE CLIQ) CONNECTOR IP20/IP20, WITHOUT 24 V LENGTH (M) = 0 + 0 + 0 + 0,2 | 104 | TEM | 1 | MC | 0.096 | 1
6FX20021DC001AA3 | SIGNAL CABLE, PREASSEMBLED TYPE: 6FX2002-1DC00 (SINAMICS DRIVE CLIQ) CONNECTOR IP20/IP20, WITHOUT 24 V LENGTH (M) = 0 + 0 + 0 + 0,3 | 104 | TEM | 1 | MC | 0.102 | 1
6FX20021DC001AA4 | SIGNAL CABLE, PREASSEMBLED TYPE: 6FX2002-1DC00 (SINAMICS DRIVE CLIQ) CONNECTOR IP20/IP20, WITHOUT 24 V LENGTH (M) = 0 + 0 + 0 + 0,4 | 104 | TEM | 1 | MC | 0.109 | 1
6FX20021DC001AA5 | SIGNAL CABLE, PREASSEMBLED TYPE: 6FX2002-1DC00 (SINAMICS DRIVE CLIQ) CONNECTOR IP20/IP20, WITHOUT 24 V LENGTH (M) = 0 + 0 + 0 + 0,5 | 104 | TEM | 1 | MC | 0.116 | 1
6FX20021DC001AA6 | SIGNAL CABLE, PREASSEMBLED TYPE: 6FX2002-1DC00 (SINAMICS DRIVE CLIQ) CONNECTOR IP20/IP20, WITHOUT 24 V LENGTH (M) = 0 + 0 + 0 + 0,6 | 104 | TEM | 1 | MC | 0.123 | 1
6FX20021DC001AB0 | SIGNAL CABLE, PREASSEMBLED TYPE: 6FX2002-1DC00 (SINAMICS DRIVE CLIQ) CONNECTOR IP20/IP20, WITHOUT 24 V LENGTH (M) = 0 + 0 + 1 + 0 | 104 | TEM | 1 | MC | 0.15 | 1
6FX20021DC001AB2 | SIGNAL CABLE, PREASSEMBLED TYPE: 6FX2002-1DC00 (SINAMICS DRIVE CLIQ) CONNECTOR IP20/IP20, WITHOUT 24 V LENGTH (M) = 0 + 0 + 1 + 0,2 | 111 | TEM | 1 | MC | 0.164 | 1
6FX20021DC001AB5 | SIGNAL CABLE, PREASSEMBLED TYPE: 6FX2002-1DC00 (SINAMICS DRIVE CLIQ) CONNECTOR IP20/IP20, WITHOUT 24 V LENGTH (M) = 0 + 0 + 1 + 0,5 | 111 | TEM | 1 | MC | 0.184 | 1
6FX20021DC001AB6 | SIGNAL CABLE, PREASSEMBLED TYPE: 6FX2002-1DC00 (SINAMICS DRIVE CLIQ) CONNECTOR IP20/IP20, WITHOUT 24 V LENGTH (M) = 0 + 0 + 1 + 0,6 | 111 | TEM | 1 | MC | 0.191 | 1
6FX20021DC001AB7 | SIGNAL CABLE, PREASSEMBLED TYPE: 6FX2002-1DC00 (SINAMICS DRIVE CLIQ) CONNECTOR IP20/IP20, WITHOUT 24 V LENGTH (M) = 0 + 0 + 1 + 0,7 | 111 | TEM | 1 | MC | 0.198 | 1
6FX20021DC001AB8 | SIGNAL CABLE, PREASSEMBLED TYPE: 6FX2002-1DC00 (SINAMICS DRIVE CLIQ) CONNECTOR IP20/IP20, WITHOUT 24 V LENGTH (M) = 0 + 0 + 1 + 0,8 | 111 | TEM | 1 | MC | 0.204 | 1
6FX20021DC001AC0 | SIGNAL CABLE, PREASSEMBLED TYPE: 6FX2002-1DC00 (SINAMICS DRIVE CLIQ) CONNECTOR IP20/IP20, WITHOUT 24 V LENGTH (M) = 0 + 0 + 2 + 0 | 111 | TEM | 1 | MC | 0.218 | 1
6FX20021DC001AC1 | SIGNAL CABLE, PREASSEMBLED TYPE: 6FX2002-1DC00 (SINAMICS DRIVE CLIQ) CONNECTOR IP20/IP20, WITHOUT 24 V LENGTH (M) = 0 + 0 + 2 + 0,1 | 118 | TEM | 1 | MC | 0.225 | 1
6FX20021DC001AC2 | SIGNAL CABLE, PREASSEMBLED TYPE: 6FX2002-1DC00 (SINAMICS DRIVE CLIQ) CONNECTOR IP20/IP20, WITHOUT 24 V LENGTH (M) = 0 + 0 + 2 + 0,2 | 118 | TEM | 1 | MC | 0.232 | 1
6FX20021DC001AC4 | SIGNAL CABLE, PREASSEMBLED TYPE: 6FX2002-1DC00 (SINAMICS DRIVE CLIQ) CONNECTOR IP20/IP20, WITHOUT 24 V LENGTH (M) = 0 + 0 + 2 + 0,4 | 118 | TEM | 1 | MC | 0.245 | 1
6FX20021DC001AC5 | SIGNAL CABLE, PREASSEMBLED TYPE: 6FX2002-1DC00 (SINAMICS DRIVE CLIQ) CONNECTOR IP20/IP20, WITHOUT 24 V LENGTH (M) = 0 + 0 + 2 + 0,5 | 118 | TEM | 1 | MC | 0.252 | 1
6FX20021DC001AC6 | SIGNAL CABLE, PREASSEMBLED TYPE: 6FX2002-1DC00 (SINAMICS DRIVE CLIQ) CONNECTOR IP20/IP20, WITHOUT 24 V LENGTH (M) = 0 + 0 + 2 + 0,6 | 118 | TEM | 1 | MC | 0.259 | 1
6FX20021DC001AC7 | SIGNAL CABLE, PREASSEMBLED TYPE: 6FX2002-1DC00 (SINAMICS DRIVE CLIQ) CONNECTOR IP20/IP20, WITHOUT 24 V LENGTH (M) = 0 + 0 + 2 + 0,7 | 118 | TEM | 1 | MC | 0.266 | 1
6FX20021DC001AC8 | SIGNAL CABLE, PREASSEMBLED TYPE: 6FX2002-1DC00 (SINAMICS DRIVE CLIQ) CONNECTOR IP20/IP20, WITHOUT 24 V LENGTH (M) = 0 + 0 + 2 + 0,8 | 118 | TEM | 1 | MC | 0.272 | 1
6FX20021DC001AD0 | SIGNAL CABLE, PREASSEMBLED TYPE: 6FX2002-1DC00 (SINAMICS DRIVE CLIQ) CONNECTOR IP20/IP20, WITHOUT 24 V LENGTH (M) = 0 + 0 + 3 + 0 | 118 | TEM | 1 | MC | 0.286 | 1
6FX20021DC001AD1 | SIGNAL CABLE, PREASSEMBLED TYPE: 6FX2002-1DC00 (SINAMICS DRIVE CLIQ) CONNECTOR IP20/IP20, WITHOUT 24 V LENGTH (M) = 0 + 0 + 3 + 0,1 | 125 | TEM | 1 | MC | 0.293 | 1
6FX20021DC001AD2 | SIGNAL CABLE, PREASSEMBLED TYPE: 6FX2002-1DC00 (SINAMICS DRIVE CLIQ) CONNECTOR IP20/IP20, WITHOUT 24 V LENGTH (M) = 0 + 0 + 3 + 0,2 | 125 | TEM | 1 | MC | 0.3 | 1
6FX20021DC001AD4 | SIGNAL CABLE, PREASSEMBLED TYPE: 6FX2002-1DC00 (SINAMICS DRIVE CLIQ) CONNECTOR IP20/IP20, WITHOUT 24 V LENGTH (M) = 0 + 0 + 3 + 0,4 | 125 | TEM | 1 | MC | 0.313 | 1
6FX20021DC001AD5 | SIGNAL CABLE, PREASSEMBLED TYPE: 6FX2002-1DC00 (SINAMICS DRIVE CLIQ) CONNECTOR IP20/IP20, WITHOUT 24 V LENGTH (M) = 0 + 0 + 3 + 0,5 | 125 | TEM | 1 | MC | 0.32 | 1
6FX20021DC001AD6 | SIGNAL CABLE, PREASSEMBLED TYPE: 6FX2002-1DC00 (SINAMICS DRIVE CLIQ) CONNECTOR IP20/IP20, WITHOUT 24 V LENGTH (M) = 0 + 0 + 3 + 0,6 | 125 | TEM | 1 | MC | 0.327 | 1
6FX20021DC001AD7 | SIGNAL CABLE, PREASSEMBLED TYPE: 6FX2002-1DC00 (SINAMICS DRIVE CLIQ) CONNECTOR IP20/IP20, WITHOUT 24 V LENGTH (M) = 0 + 0 + 3 + 0,7 | 125 | TEM | 1 | MC | 0.334 | 1
6FX20021DC001AE0 | SIGNAL CABLE, PREASSEMBLED TYPE: 6FX2002-1DC00 (SINAMICS DRIVE CLIQ) CONNECTOR IP20/IP20, WITHOUT 24 V LENGTH (M) = 0 + 0 + 4 + 0 | 125 | TEM | 1 | MC | 0.354 | 1
6FX20021DC001AE1 | SIGNAL CABLE, PREASSEMBLED TYPE: 6FX2002-1DC00 (SINAMICS DRIVE CLIQ) CONNECTOR IP20/IP20, WITHOUT 24 V LENGTH (M) = 0 + 0 + 4 + 0,1 | 132 | TEM | 1 | MC | 0.361 | 1
6FX20021DC001AE2 | SIGNAL CABLE, PREASSEMBLED TYPE: 6FX2002-1DC00 (SINAMICS DRIVE CLIQ) CONNECTOR IP20/IP20, WITHOUT 24 V LENGTH (M) = 0 + 0 + 4 + 0,2 | 132 | TEM | 1 | MC | 0.368 | 1
6FX20021DC001AE3 | SIGNAL CABLE, PREASSEMBLED TYPE: 6FX2002-1DC00 (SINAMICS DRIVE CLIQ) CONNECTOR IP20/IP20, WITHOUT 24 V LENGTH (M) = 0 + 0 + 4 + 0,3 | 132 | TEM | 1 | MC | 0.374 | 1
6FX20021DC001AE4 | SIGNAL CABLE, PREASSEMBLED TYPE: 6FX2002-1DC00 (SINAMICS DRIVE CLIQ) CONNECTOR IP20/IP20, WITHOUT 24 V LENGTH (M) = 0 + 0 + 4 + 0,4 | 132 | TEM | 1 | MC | 0.381 | 1
6FX20021DC001AE5 | SIGNAL CABLE, PREASSEMBLED TYPE: 6FX2002-1DC00 (SINAMICS DRIVE CLIQ) CONNECTOR IP20/IP20, WITHOUT 24 V LENGTH (M) = 0 + 0 + 4 + 0,5 | 132 | TEM | 1 | MC | 0.388 | 1
6FX20021DC001AE6 | SIGNAL CABLE, PREASSEMBLED TYPE: 6FX2002-1DC00 (SINAMICS DRIVE CLIQ) CONNECTOR IP20/IP20, WITHOUT 24 V LENGTH (M) = 0 + 0 + 4 + 0,6 | 132 | TEM | 1 | MC | 0.395 | 1
6FX20021DC001AE7 | SIGNAL CABLE, PREASSEMBLED TYPE: 6FX2002-1DC00 (SINAMICS DRIVE CLIQ) CONNECTOR IP20/IP20, WITHOUT 24 V LENGTH (M) = 0 + 0 + 4 + 0,7 | 132 | TEM | 1 | MC | 0.402 | 1
6FX20021DC001AF0 | SIGNAL CABLE, PREASSEMBLED TYPE: 6FX2002-1DC00 (SINAMICS DRIVE CLIQ) CONNECTOR IP20/IP20, WITHOUT 24 V LENGTH (M) = 0 + 0 + 5 + 0 | 132 | TEM | 1 | MC | 0.422 | 1
6FX20021DC001AF5 | SIGNAL CABLE, PREASSEMBLED TYPE: 6FX2002-1DC00 (SINAMICS DRIVE CLIQ) CONNECTOR IP20/IP20, WITHOUT 24 V LENGTH (M) = 0 + 0 + 5 + 0,5 | 139 | TEM | 1 | MC | 0.456 | 1
6FX20021DC001AG0 | SIGNAL CABLE, PREASSEMBLED TYPE: 6FX2002-1DC00 (SINAMICS DRIVE CLIQ) CONNECTOR IP20/IP20, WITHOUT 24 V LENGTH (M) = 0 + 0 + 6 + 0 | 139 | TEM | 1 | MC | 0.49 | 1
6FX20021DC001AG3 | SIGNAL CABLE, PREASSEMBLED TYPE: 6FX2002-1DC00 (SINAMICS DRIVE CLIQ) CONNECTOR IP20/IP20, WITHOUT 24 V LENGTH (M) = 0 + 0 + 6 + 0,3 | 146 | TEM | 1 | MC | 0.51 | 1
6FX20021DC001AG5 | SIGNAL CABLE, PREASSEMBLED TYPE: 6FX2002-1DC00 (SINAMICS DRIVE CLIQ) CONNECTOR IP20/IP20, WITHOUT 24 V LENGTH (M) = 0 + 0 + 6 + 0,5 | 146 | TEM | 1 | MC | 0.524 | 1
6FX20021DC001AH0 | SIGNAL CABLE, PREASSEMBLED TYPE: 6FX2002-1DC00 (SINAMICS DRIVE CLIQ) CONNECTOR IP20/IP20, WITHOUT 24 V LENGTH (M) = 0 + 0 + 7 + 0 | 146 | TEM | 1 | MC | 0.558 | 1
6FX20021DC001AH5 | SIGNAL CABLE, PREASSEMBLED TYPE: 6FX2002-1DC00 (SINAMICS DRIVE CLIQ) CONNECTOR IP20/IP20, WITHOUT 24 V LENGTH (M) = 0 + 0 + 7 + 0,5 | 153 | TEM | 1 | MC | 0.592 | 1
6FX20021DC001AJ0 | SIGNAL CABLE, PREASSEMBLED TYPE: 6FX2002-1DC00 (SINAMICS DRIVE CLIQ) CONNECTOR IP20/IP20, WITHOUT 24 V LENGTH (M) = 0 + 0 + 8 + 0 | 153 | TEM | 1 | MC | 0.626 | 1
6FX20021DC001AJ5 | SIGNAL CABLE, PREASSEMBLED TYPE: 6FX2002-1DC00 (SINAMICS DRIVE CLIQ) CONNECTOR IP20/IP20, WITHOUT 24 V LENGTH (M) = 0 + 0 + 8 + 0,5 | 159 | TEM | 1 | MC | 0.66 | 1
6FX20021DC001AK0 | SIGNAL CABLE, PREASSEMBLED TYPE: 6FX2002-1DC00 (SINAMICS DRIVE CLIQ) CONNECTOR IP20/IP20, WITHOUT 24 V LENGTH (M) = 0 + 0 + 9 + 0 | 159 | TEM | 1 | MC | 0.694 | 1
6FX20021DC001AK5 | SIGNAL CABLE, PREASSEMBLED TYPE: 6FX2002-1DC00 (SINAMICS DRIVE CLIQ) CONNECTOR IP20/IP20, WITHOUT 24 V LENGTH (M) = 0 + 0 + 9 + 0,5 | 166 | TEM | 1 | MC | 0.728 | 1
6FX20021DC001BA0 | SIGNAL CABLE, PREASSEMBLED TYPE: 6FX2002-1DC00 (SINAMICS DRIVE CLIQ) CONNECTOR IP20/IP20, WITHOUT 24 V LENGTH (M) = 0 + 10 + 0 + 0 | 166 | TEM | 1 | MC | 0.762 | 1
6FX20021DC001BA1 | SIGNAL CABLE, PREASSEMBLED TYPE: 6FX2002-1DC00 (SINAMICS DRIVE CLIQ) CONNECTOR IP20/IP20, WITHOUT 24 V LENGTH (M) = 0 + 10 + 0 + 0,1 | 173 | TEM | 1 | MC | 0.769 | 1
6FX20021DC001BB0 | SIGNAL CABLE, PREASSEMBLED TYPE: 6FX2002-1DC00 (SINAMICS DRIVE CLIQ) CONNECTOR IP20/IP20, WITHOUT 24 V LENGTH (M) = 0 + 10 + 1 + 0 | 173 | TEM | 1 | MC | 0.83 | 1
6FX20021DC001BC0 | SIGNAL CABLE, PREASSEMBLED TYPE: 6FX2002-1DC00 (SINAMICS DRIVE CLIQ) CONNECTOR IP20/IP20, WITHOUT 24 V LENGTH (M) = 0 + 10 + 2 + 0 | 180 | TEM | 1 | MC | 0.898 | 1
6FX20021DC001BD0 | SIGNAL CABLE, PREASSEMBLED TYPE: 6FX2002-1DC00 (SINAMICS DRIVE CLIQ) CONNECTOR IP20/IP20, WITHOUT 24 V LENGTH (M) = 0 + 10 + 3 + 0 | 187 | TEM | 1 | MC | 0.966 | 1
6FX20021DC001BD5 | SIGNAL CABLE, PREASSEMBLED TYPE: 6FX2002-1DC00 (SINAMICS DRIVE CLIQ) CONNECTOR IP20/IP20, WITHOUT 24 V LENGTH (M) = 0 + 10 + 3 + 0,5 | 194 | TEM | 1 | MC | 1 | 1
6FX20021DC001BE0 | SIGNAL CABLE, PREASSEMBLED TYPE: 6FX2002-1DC00 (SINAMICS DRIVE CLIQ) CONNECTOR IP20/IP20, WITHOUT 24 V LENGTH (M) = 0 + 10 + 4 + 0 | 194 | TEM | 1 | MC | 1.034 | 1
6FX20021DC001BF0 | SIGNAL CABLE, PREASSEMBLED TYPE: 6FX2002-1DC00 (SINAMICS DRIVE CLIQ) CONNECTOR IP20/IP20, WITHOUT 24 V LENGTH (M) = 0 + 10 + 5 + 0 | 201 | TEM | 1 | MC | 1.102 | 1
6FX20021DC001BF3 | SIGNAL CABLE, PREASSEMBLED TYPE: 6FX2002-1DC00 (SINAMICS DRIVE CLIQ) CONNECTOR IP20/IP20, WITHOUT 24 V LENGTH (M) = 0 + 10 + 5 + 0,3 | 208 | TEM | 1 | MC | 1.122 | 1
6FX20021DC001BG0 | SIGNAL CABLE, PREASSEMBLED TYPE: 6FX2002-1DC00 (SINAMICS DRIVE CLIQ) CONNECTOR IP20/IP20, WITHOUT 24 V LENGTH (M) = 0 + 10 + 6 + 0 | 208 | TEM | 1 | MC | 1.17 | 1
6FX20021DC001BH0 | SIGNAL CABLE, PREASSEMBLED TYPE: 6FX2002-1DC00 (SINAMICS DRIVE CLIQ) CONNECTOR IP20/IP20, WITHOUT 24 V LENGTH (M) = 0 + 10 + 7 + 0 | 215 | TEM | 1 | MC | 1.238 | 1
6FX20021DC001BJ0 | SIGNAL CABLE, PREASSEMBLED TYPE: 6FX2002-1DC00 (SINAMICS DRIVE CLIQ) CONNECTOR IP20/IP20, WITHOUT 24 V LENGTH (M) = 0 + 10 + 8 + 0 | 222 | TEM | 1 | MC | 1.306 | 1
6FX20021DC001BK0 | SIGNAL CABLE, PREASSEMBLED TYPE: 6FX2002-1DC00 (SINAMICS DRIVE CLIQ) CONNECTOR IP20/IP20, WITHOUT 24 V LENGTH (M) = 0 + 10 + 9 + 0 | 228 | TEM | 1 | MC | 1.374 | 1
6FX20021DC001CA0 | SIGNAL CABLE, PREASSEMBLED TYPE: 6FX2002-1DC00 (SINAMICS DRIVE CLIQ) CONNECTOR IP20/IP20, WITHOUT 24 V LENGTH (M) = 0 + 20 + 0 + 0 | 235 | TEM | 1 | MC | 1.442 | 1
6FX20021DC001CB0 | SIGNAL CABLE, PREASSEMBLED TYPE: 6FX2002-1DC00 (SINAMICS DRIVE CLIQ) CONNECTOR IP20/IP20, WITHOUT 24 V LENGTH (M) = 0 + 20 + 1 + 0 | 242 | TEM | 1 | MC | 1.51 | 1
6FX20021DC001CC0 | SIGNAL CABLE, PREASSEMBLED TYPE: 6FX2002-1DC00 (SINAMICS DRIVE CLIQ) CONNECTOR IP20/IP20, WITHOUT 24 V LENGTH (M) = 0 + 20 + 2 + 0 | 249 | TEM | 1 | MC | 1.578 | 1
6FX20021DC001CD0 | SIGNAL CABLE, PREASSEMBLED TYPE: 6FX2002-1DC00 (SINAMICS DRIVE CLIQ) CONNECTOR IP20/IP20, WITHOUT 24 V LENGTH (M) = 0 + 20 + 3 + 0 | 256 | TEM | 1 | MC | 1.646 | 1
6FX20021DC001CE0 | SIGNAL CABLE, PREASSEMBLED TYPE: 6FX2002-1DC00 (SINAMICS DRIVE CLIQ) CONNECTOR IP20/IP20, WITHOUT 24 V LENGTH (M) = 0 + 20 + 4 + 0 | 263 | TEM | 1 | MC | 1.714 | 1
6FX20021DC001CF0 | SIGNAL CABLE, PREASSEMBLED TYPE: 6FX2002-1DC00 (SINAMICS DRIVE CLIQ) CONNECTOR IP20/IP20, WITHOUT 24 V LENGTH (M) = 0 + 20 + 5 + 0 | 270 | TEM | 1 | MC | 1.782 | 1
6FX20021DC001CG0 | SIGNAL CABLE, PREASSEMBLED TYPE: 6FX2002-1DC00 (SINAMICS DRIVE CLIQ) CONNECTOR IP20/IP20, WITHOUT 24 V LENGTH (M) = 0 + 20 + 6 + 0 | 277 | TEM | 1 | MC | 1.85 | 1
6FX20021DC001CJ0 | SIGNAL CABLE, PREASSEMBLED TYPE: 6FX2002-1DC00 (SINAMICS DRIVE CLIQ) CONNECTOR IP20/IP20, WITHOUT 24 V LENGTH (M) = 0 + 20 + 8 + 0 | 291 | TEM | 1 | MC | 1.986 | 1
6FX20021DC001DA0 | SIGNAL CABLE, PREASSEMBLED TYPE: 6FX2002-1DC00 (SINAMICS DRIVE CLIQ) CONNECTOR IP20/IP20, WITHOUT 24 V LENGTH (M) = 0 + 30 + 0 + 0 | 304 | TEM | 1 | MC | 2.122 | 1
6FX20021DC001DB0 | SIGNAL CABLE, PREASSEMBLED TYPE: 6FX2002-1DC00 (SINAMICS DRIVE CLIQ) CONNECTOR IP20/IP20, WITHOUT 24 V LENGTH (M) = 0 + 30 + 1 + 0 | 311 | TEM | 1 | MC | 2.19 | 1
6FX20021DC001DC0 | SIGNAL CABLE, PREASSEMBLED TYPE: 6FX2002-1DC00 (SINAMICS DRIVE CLIQ) CONNECTOR IP20/IP20, WITHOUT 24 V LENGTH (M) = 0 + 30 + 2 + 0 | 318 | TEM | 1 | MC | 2.258 | 1
6FX20021DC001DF0 | SIGNAL CABLE, PREASSEMBLED TYPE: 6FX2002-1DC00 (SINAMICS DRIVE CLIQ) CONNECTOR IP20/IP20, WITHOUT 24 V LENGTH (M) = 0 + 30 + 5 + 0 | 339 | TEM | 1 | MC | 2.462 | 1
6FX20021DC001DG0 | SIGNAL CABLE, PREASSEMBLED TYPE: 6FX2002-1DC00 (SINAMICS DRIVE CLIQ) CONNECTOR IP20/IP20, WITHOUT 24 V LENGTH (M) = 0 + 30 + 6 + 0 | 346 | TEM | 1 | MC | 2.53 | 1
6FX20021DC001DH0 | SIGNAL CABLE, PREASSEMBLED TYPE: 6FX2002-1DC00 (SINAMICS DRIVE CLIQ) CONNECTOR IP20/IP20, WITHOUT 24 V LENGTH (M) = 0 + 30 + 7 + 0 | 352 | TEM | 1 | MC | 2.598 | 1
6FX20021DC001DJ0 | SIGNAL CABLE, PREASSEMBLED TYPE: 6FX2002-1DC00 (SINAMICS DRIVE CLIQ) CONNECTOR IP20/IP20, WITHOUT 24 V LENGTH (M) = 0 + 30 + 8 + 0 | 359 | TEM | 1 | MC | 2.666 | 1
6FX20021DC001EA0 | SIGNAL CABLE, PREASSEMBLED TYPE: 6FX2002-1DC00 (SINAMICS DRIVE CLIQ) CONNECTOR IP20/IP20, WITHOUT 24 V LENGTH (M) = 0 + 40 + 0 + 0 | 373 | TEM | 1 | MC | 2.802 | 1
6FX20021DC001EC0 | SIGNAL CABLE, PREASSEMBLED TYPE: 6FX2002-1DC00 (SINAMICS DRIVE CLIQ) CONNECTOR IP20/IP20, WITHOUT 24 V LENGTH (M) = 0 + 40 + 2 + 0 | 387 | TEM | 1 | MC | 2.938 | 1
6FX20021DC001EF0 | SIGNAL CABLE, PREASSEMBLED TYPE: 6FX2002-1DC00 (SINAMICS DRIVE CLIQ) CONNECTOR IP20/IP20, WITHOUT 24 V LENGTH (M) = 0 + 40 + 5 + 0 | 407 | TEM | 1 | MC | 3.142 | 1
6FX20021DC001EJ0 | SIGNAL CABLE, PREASSEMBLED TYPE: 6FX2002-1DC00 (SINAMICS DRIVE CLIQ) CONNECTOR IP20/IP20, WITHOUT 24 V LENGTH (M) = 0 + 40 + 8 + 0 | 428 | TEM | 1 | MC | 3.346 | 1
6FX20021DC001FA0 | SIGNAL CABLE, PREASSEMBLED TYPE: 6FX2002-1DC00 (SINAMICS DRIVE CLIQ) CONNECTOR IP20/IP20, WITHOUT 24 V LENGTH (M) = 0 + 50 + 0 + 0 | 441 | TEM | 1 | MC | 3.482 | 1
6FX20021DC001FA1 | SIGNAL CABLE, PREASSEMBLED TYPE: 6FX2002-1DC00 (SINAMICS DRIVE CLIQ) CONNECTOR IP20/IP20, WITHOUT 24 V LENGTH (M) = 0 + 50 + 0 + 0,1 | 448 | TEM | 1 | MC | 3.489 | 1
6FX20021DC001FF0 | SIGNAL CABLE, PREASSEMBLED TYPE: 6FX2002-1DC00 (SINAMICS DRIVE CLIQ) CONNECTOR IP20/IP20, WITHOUT 24 V LENGTH (M) = 0 + 50 + 5 + 0 | 476 | TEM | 1 | MC | 3.822 | 1
6FX20021DC001GB0 | SIGNAL CABLE, PREASSEMBLED TYPE: 6FX2002-1DC00 (SINAMICS DRIVE CLIQ) CONNECTOR IP20/IP20, WITHOUT 24 V LENGTH (M) = 0 + 60 + 1 + 0 | 519 | TEM | 1 | MC | 4.23 | 1
6FX20021DC001HA0 | SIGNAL CABLE, PREASSEMBLED TYPE: 6FX2002-1DC00 (SINAMICS DRIVE CLIQ) CONNECTOR IP20/IP20, WITHOUT 24 V LENGTH (M) = 70 | 580 | TEM | 1 | MC | 4.842 | 1
6FX20021DC201AB0 | SIGNAL CABLE, PREASSEMBLED TYPE: 6FX2002-1DC20 (SINAMICS DRIVE CLIQ) CONNECTOR IP67/IP67, WITHOUT 24 V LENGTH (M) = 0 + 0 + 1 + 0 | 142 | TEM | 1 | MC | 0.12 | 1
6FX20021DC201AC0 | SIGNAL CABLE, PREASSEMBLED TYPE: 6FX2002-1DC20 (SINAMICS DRIVE CLIQ) CONNECTOR IP67/IP67, WITHOUT 24 V LENGTH (M) = 0 + 0 + 2 + 0 | 149 | TEM | 1 | MC | 0.18 | 1
6FX20021DC201AF0 | SIGNAL CABLE, PREASSEMBLED TYPE: 6FX2002-1DC20 (SINAMICS DRIVE CLIQ) CONNECTOR IP67/IP67, WITHOUT 24 V LENGTH (M) = 0 + 0 + 5 + 0 | 169 | TEM | 1 | MC | 0.38 | 1
6FX20021DC201AJ0 | SIGNAL CABLE, PREASSEMBLED TYPE: 6FX2002-1DC20 (SINAMICS DRIVE CLIQ) CONNECTOR IP67/IP67, WITHOUT 24 V LENGTH (M) = 0 + 0 + 8 + 0 | 190 | TEM | 1 | MC | 0.57 | 1
6FX20021DC201BA0 | SIGNAL CABLE, PREASSEMBLED TYPE: 6FX2002-1DC20 (SINAMICS DRIVE CLIQ) CONNECTOR IP67/IP67, WITHOUT 24 V LENGTH (M) = 0 + 10 + 0 + 0 | 204 | TEM | 1 | MC | 0.7 | 1
6FX20021DC201BF0 | SIGNAL CABLE, PREASSEMBLED TYPE: 6FX2002-1DC20 (SINAMICS DRIVE CLIQ) CONNECTOR IP67/IP67, WITHOUT 24 V LENGTH (M) = 0 + 10 + 5 + 0 | 238 | TEM | 1 | MC | 1.03 | 1
6FX20021DC201BG0 | SIGNAL CABLE, PREASSEMBLED TYPE: 6FX2002-1DC20 (SINAMICS DRIVE CLIQ) CONNECTOR IP67/IP67, WITHOUT 24 V LENGTH (M) = 0 + 10 + 6 + 0 | 245 | TEM | 1 | MC | 1.09 | 1
6FX20021DC201CA0 | SIGNAL CABLE, PREASSEMBLED TYPE: 6FX2002-1DC20 (SINAMICS DRIVE CLIQ) CONNECTOR IP67/IP67, WITHOUT 24 V LENGTH (M) = 0 + 20 + 0 + 0 | 273 | TEM | 1 | MC | 1.35 | 1
6FX20021DC201CC0 | SIGNAL CABLE, PREASSEMBLED TYPE: 6FX2002-1DC20 (SINAMICS DRIVE CLIQ) CONNECTOR IP67/IP67, WITHOUT 24 V LENGTH (M) = 0 + 20 + 2 + 0 | 287 | TEM | 1 | MC | 1.48 | 1
6FX20021DC201CF0 | SIGNAL CABLE, PREASSEMBLED TYPE: 6FX2002-1DC20 (SINAMICS DRIVE CLIQ) CONNECTOR IP67/IP67, WITHOUT 24 V LENGTH (M) = 0 + 20 + 5 + 0 | 307 | TEM | 1 | MC | 1.68 | 1
6FX20021DC201CG0 | SIGNAL CABLE, PREASSEMBLED TYPE: 6FX2002-1DC20 (SINAMICS DRIVE CLIQ) CONNECTOR IP67/IP67, WITHOUT 24 V LENGTH (M) = 0 + 20 + 6 + 0 | 314 | TEM | 1 | MC | 1.74 | 1
6FX20021DC201DA0 | SIGNAL CABLE, PREASSEMBLED TYPE: 6FX2002-1DC20 (SINAMICS DRIVE CLIQ) CONNECTOR IP67/IP67, WITHOUT 24 V LENGTH (M) = 0 + 30 + 0 + 0 | 342 | TEM | 1 | MC | 2 | 1
6FX20021DC201DF0 | SIGNAL CABLE, PREASSEMBLED TYPE: 6FX2002-1DC20 (SINAMICS DRIVE CLIQ) CONNECTOR IP67/IP67, WITHOUT 24 V LENGTH (M) = 0 + 30 + 5 + 0 | 376 | TEM | 1 | MC | 2.33 | 1
6FX20021DC201EA0 | SIGNAL CABLE, PREASSEMBLED TYPE: 6FX2002-1DC20 (SINAMICS DRIVE CLIQ) CONNECTOR IP67/IP67, WITHOUT 24 V LENGTH (M) = 0 + 40 + 0 + 0 | 410 | TEM | 1 | MC | 2.65 | 1
6FX20021DC201EF0 | SIGNAL CABLE, PREASSEMBLED TYPE: 6FX2002-1DC20 (SINAMICS DRIVE CLIQ) CONNECTOR IP67/IP67, WITHOUT 24 V LENGTH (M) = 0 + 40 + 5 + 0 | 445 | TEM | 1 | MC | 2.98 | 1
6FX20021DC201FA0 | SIGNAL CABLE, PREASSEMBLED TYPE: 6FX2002-1DC20 (SINAMICS DRIVE CLIQ) CONNECTOR IP67/IP67, WITHOUT 24 V LENGTH (M) = 0 + 50 + 0 + 0 | 479 | TEM | 1 | MC | 3.3 | 1
6FX20021DC201FB0 | SIGNAL CABLE, PREASSEMBLED TYPE: 6FX2002-1DC20 (SINAMICS DRIVE CLIQ) CONNECTOR IP67/IP67, WITHOUT 24 V LENGTH (M) = 0 + 50 + 1 + 0 | 486 | TEM | 1 | MC | 3.37 | 1
6FX20021DC201FF0 | SIGNAL CABLE, PREASSEMBLED TYPE: 6FX2002-1DC20 (SINAMICS DRIVE CLIQ) CONNECTOR IP67/IP67, WITHOUT 24 V LENGTH (M) = 0 + 50 + 5 + 0 | 513 | TEM | 1 | MC | 3.63 | 1
6FX20021DC201GA0 | SIGNAL CABLE, PREASSEMBLED TYPE: 6FX2002-1DC20 (SINAMICS DRIVE CLIQ) CONNECTOR IP67/IP67, WITHOUT 24 V LENGTH (M) = 0 + 60 + 0 + 0 | 549 | TEM | 1 | MC | 3.95 | 1
6FX20021DC201GF0 | SIGNAL CABLE, PREASSEMBLED TYPE: 6FX2002-1DC20 (SINAMICS DRIVE CLIQ) CONNECTOR IP67/IP67, WITHOUT 24 V LENGTH (M) = 0 + 60 + 5 + 0 | 584 | TEM | 1 | MC | 4.28 | 1
6FX20021DC201HA0 | SIGNAL CABLE, PREASSEMBLED TYPE: 6FX2002-1DC20 (SINAMICS DRIVE CLIQ) CONNECTOR IP67/IP67, WITHOUT 24 V LENGTH (M) = 70 | 618 | TEM | 1 | MC | 4.6 | 1
6FX20021YB021BA0 | SIGNAL CABLE, PREASSEMBLED TYPE: 6FX2002-1YB02 (HT6 DISTRIBUTION) 4-CORE WITH ELBOW PLUG LENGTH (M) = 0 + 10 + 0 + 0 | 440 | TEM | 1 | MC | 1.32 | 1
6FX20021YB021CA0 | SIGNAL CABLE, PREASSEMBLED TYPE: 6FX2002-1YB02 (HT6 DISTRIBUTION) 4-CORE WITH ELBOW PLUG LENGTH (M) = 0 + 20 + 0 + 0 | 645 | TEM | 1 | MC | 2.47 | 1
6FX20021YB021CF0 | SIGNAL CABLE, PREASSEMBLED TYPE: 6FX2002-1YB02 (HT6 DISTRIBUTION) 4-CORE WITH ELBOW PLUG LENGTH (M) = 0 + 20 + 5 + 0 | 749 | TEM | 1 | MC | 3.045 | 1
6FX20021YB021DA0 | SIGNAL CABLE, PREASSEMBLED TYPE: 6FX2002-1YB02 (HT6 DISTRIBUTION) 4-CORE WITH ELBOW PLUG LENGTH (M) = 0 + 30 + 0 + 0 | 853 | TEM | 1 | MC | 3.62 | 1
6FX20022CB111BC0 | SIGNAL CABLE, PREASSEMBLED, TYPE: 6FX2002-2CB11 (611A/HGL TO SINUMERIK 800) 4X2X0.38+4X0.5 C, CONDITIONALLY TRAILING TYPE, LENGTH (M) = + 0 + 10 + 2 + 0 | 169 | TEM | 1 | MC | 1.28 | 1
6FX20023AD011AC0 | SIGNAL CABLE, PREASSEMBLED TYPE: 6FX2002-3AD01 (FM-NC/FM357 TO 611A) 8 X 2 X 0.14 C, OPEN CABLE END 4 AXES, CONDITIONAL TRAILING TYPE, D. MAX = 12 MM, L (M) = + 0 + 0 + 2 + 0 | 158 | TEM | 1 | MC | 0.3 | 1
6FX20023AD011AD0 | SIGNAL CABLE, PREASSEMBLED TYPE: 6FX2002-3AD01 (FM-NC/FM357 TO 611A) 8 X 2 X 0.14 C, OPEN CABLE END 4 AXES, CONDITIONAL TRAILING TYPE, D. MAX = 12 MM, L (M) = + 0 + 0 + 3 + 0 | 168 | TEM | 1 | MC | 0.43 | 1
6FX20023AD011AF0 | SIGNAL CABLE, PREASSEMBLED TYPE: 6FX2002-3AD01 (FM-NC/FM357 TO 611A) 8 X 2 X 0.14 C, OPEN CABLE END 4 AXES, CONDITIONAL TRAILING TYPE, D. MAX = 12 MM, L (M) = + 0 + 0 + 5 + 0 | 188 | TEM | 1 | MC | 0.69 | 1
6FX20023AD011AF1 | SIGNAL CABLE, PREASSEMBLED TYPE: 6FX2002-3AD01 (FM-NC/FM357 TO 611A) 8 X 2 X 0.14 C, OPEN CABLE END 4 AXES, CONDITIONAL TRAILING TYPE, D. MAX = 12 MM, L (M) = + 0 + 0 + 5 + 0,1 | 199 | TEM | 1 | MC | 0.703 | 1
6FX20023AD011AJ0 | SIGNAL CABLE, PREASSEMBLED TYPE: 6FX2002-3AD01 (FM-NC/FM357 TO 611A) 8 X 2 X 0.14 C, OPEN CABLE END 4 AXES, CONDITIONAL TRAILING TYPE, D. MAX = 12 MM, L (M) = + 0 + 0 + 8 + 0 | 220 | TEM | 1 | MC | 1.08 | 1
6FX20023AD011BA0 | SIGNAL CABLE, PREASSEMBLED TYPE: 6FX2002-3AD01 (FM-NC/FM357 TO 611A) 8 X 2 X 0.14 C, OPEN CABLE END 4 AXES, CONDITIONAL TRAILING TYPE, D. MAX = 12 MM, L (M) = + 0 + 10 + 0 + 0 | 240 | TEM | 1 | MC | 1.34 | 1
6FX20023AD011BC0 | SIGNAL CABLE, PREASSEMBLED TYPE: 6FX2002-3AD01 (FM-NC/FM357 TO 611A) 8 X 2 X 0.14 C, OPEN CABLE END 4 AXES, CONDITIONAL TRAILING TYPE, D. MAX = 12 MM, L (M) = + 0 + 10 + 2 + 0 | 260 | TEM | 1 | MC | 1.6 | 1
6FX20023AD011BF0 | SIGNAL CABLE, PREASSEMBLED TYPE: 6FX2002-3AD01 (FM-NC/FM357 TO 611A) 8 X 2 X 0.14 C, OPEN CABLE END 4 AXES, CONDITIONAL TRAILING TYPE, D. MAX = 12 MM, L (M) = + 0 + 10 + 5 + 0 | 291 | TEM | 1 | MC | 1.99 | 1
6FX20023AD011CF0 | SIGNAL CABLE, PREASSEMBLED TYPE: 6FX2002-3AD01 (FM-NC/FM357 TO 611A) 8 X 2 X 0.14 C, OPEN CABLE END 4 AXES, CONDITIONAL TRAILING TYPE, D. MAX = 12 MM, L (M) = + 0 + 20 + 5 + 0 | 393 | TEM | 1 | MC | 3.29 | 1
6FX20030AA00 | SIGNAL CONNECTOR, SUB-D50 TYPE: 6FX2003-0AA00 50-WAY FEMALE CONN., SCREW TYPE LOCKING UNC 4-40, CABLE CLAMP. 12 - 13 MM, SBM HOUSING, PACK = 5 UNITS | 147 | ΠΑΚ | 1 | MC | 0.28 | 1
6FX20030AA01 | SIGNAL CONNECTOR, SUB-D TYPE: 6FX2003-0AA01 9-WAY FEMALE CONN., SCREW TYPE LOCKING, UNC 4-40, CABLE CLAMP. 12 - 13 MM, SBM HOUSING, PACK = 5 UNITS | 97.9 | ΠΑΚ | 1 | MC | 0.21 | 1
6FX20030AA25 | SIGNAL CONN., SUB-D TYPE: 6FX2003-0AA25 25-WAY SOCKET, SCREW-TYPE LOCKING, CABLE CLAMPING 5.5 - 12 MM, PACK = 3 UNITS | 110 | ΠΑΚ | 1 | MC | 0.199 | 1
6FX20030AA50 | SIGNAL CONN., SUB-D TYPE: 6FX2003-0AA50 50-WAY SOCKET, SCREW-TYPE LOCKING, CABLE CLAMPING 5.5 - 12 MM, PACK = 3 UNITS | 144 | ΠΑΚ | 1 | MC | 0.2 | 1
6FX20030AA51 | SIGNAL CONNECTOR TYPE: 6FX2003-0AA51 (FOR 6FX8002-1AA51-....) 1X PC-BOARD WITH TERMINAL STRIP SMALL COMPONENTS | 94.4 | TEM | 1 | MC | 0.025 | 1
6FX20030BB00 | SIGNAL CONNECTOR, MPI ADAPTER TYPE: 6FX2003-0BB00 9-WAY SOCKET AND PINS | 19.9 | TEM | 1 | MC | 0.003 | 1
6FX20030CG10 | POWER CONNECTOR SIZE 1 TYPE: 6FX2003-0CG10 8-WAY SOCKET, UNION NUT, FOR LINEAR MOTORS, CABLE CLAMPING 7.7 - 14.5 MM CROSS-SECTION 1.5 - 2.5 MM2 | 133 | TEM | 1 | MC | 0.1 | 1
6FX20030CG20 | POWER CONNECTOR SIZE 1.5 TYPE: 6FX2003-0CG20 8-PIN SOCKET, UNION NUT, FOR LINEAR MOTORS, CABLE CLAMPING 9 - 24 MM CORE CROSS-SECTION 1.5 - 10 MM2 | 220 | TEM | 1 | MC | 0.12 | 1
6FX20030CH12 | SIGNAL CONNECTOR,12-WAY SOCKET, TYPE: 6FX2003-0CH12 UNION NUT, PG 13.5 THREAD, PACK = 3 UNITS, FOR LINEAR MOTORS, PG GLAND IS NOT INCLUDED | 149 | ΠΑΚ | 1 | MC | 0.2 | 3
6FX20030CJ00 | SIGNAL CONNECTOR, 90-DEGREE TYPE: 6FX2003-0CJ00 ANGLED, 12/17-WAY SOCKET, UNION NUT, CABLE CLAMPING 7.7-14.5 PACK OF 17 CONTACTS 0.08-0.22 MM2, 17 CONTACTS 0.2-0.56 MM2 AND ONE 12- AND ONE 17-WAY INSULATOR | 107 | TEM | 1 | MC | 0.1 | 1
6FX20030DA17 | SIGNAL CONNECTOR TYPE: 6FX2003-0DA17 DRIVE-CLIQ 10 POLE SPEED CONNECT M17 EXTERNAL THREAD, PIN 1X 10 POLE INSULATOR 10X CONTACTS AWG 20-24 4X CONTACTS AWG 24-28 1 CABLE CLAMPINGS 6,0-9,5 MM | 46.5 | TEM | 1 | MC | 0.064 | 1
6FX20030DA37 | SIGNAL CONNECTOR TYPE: 6FX2003-0DA37 DRIVE-CLIQ 10 POLE M17 SPEED-CONNECT-READY WITH O-RING EXTERNAL THREAD, PIN 1X 10 POLE INSULATOR 10X CONTACTS AWG 20-24 4X CONTACTS AWG 24-28 1 CABLE CLAMPINGS 6,0-9,5 MM | 46.5 | TEM | 1 | MC | 0.066 | 1
6FX20030DB11 | ABS. SIGNAL CONNECTOR 6FX2003-0DB11 FOR CONNECTION TO S-1FL6 HI 8-POLES INSULATOR, BAJONETT LOCK 8 X SOCKET CONTACT (0.2- 0.25MM2) D6 TO D8 MM CONTENT 30 PIECES | 1529 | TEM | 1 | MC | 2.12 | 1
6FX20030DC20 | SIGNAL CONNECTOR, RJ45 IP20 TYPE: 6FX2003-0DC20 | 22.4 | TEM | 1 | MC | 0.06 | 1
6FX20030DM67 | SIGNAL CONNECTOR, RJ45 TYPE: 6FX2003-0DM67 DRIVE-CLIQ IP67 METALL DESIGN | 46.3 | TEM | 1 | MC | 0.08 | 1
6FX20030DT67 | DRIVE-CLIQ-CABLE CABINETBUSHING 6FX2003-0DT67 FOR -2DC30 AND -2DC34 CABLES WITH 24V TRANSMISSION CONNECTOR AND MATING CONNECTOR M12, IP67 | 71.6 | TEM | 1 | MC | 0.04 | 1
6FX20030DU17 | SIGNAL CONNECTOR TYPE: 6FX2003-0DU17 DRIVE-CLIQ 10 POLE SPEED CONNECT M17 SCREW CAP SOCKET 1X 10 POLE INSULATOR 10X CONTACTS AWG 20-24 4X CONTACTS AWG 24-28 1 CABLE CLAMPINGS 6,0-9,5 MM | 46.5 | TEM | 1 | MC | 0.08 | 1
6FX20030DU37 | SIGNAL CONNECTOR TYPE: 6FX2003-0DU37 DRIVE-CLIQ 10 POLE M17 FULL THREAD SCREW CAP SOCKET 1X 10 POLE INSULATOR 10X CONTACTS AWG 20-24 4X CONTACTS AWG 24-28 1 CABLE CLAMPINGS 6,0-9,5 MM | 46.5 | TEM | 1 | MC | 0.079 | 1
6FX20030FA00 | 4-PIN DU-BOX PLUG TYPE: 6FX2003-0FA00 (FOR CONNECTING DEVICES TO CABLE DISTRIBUTOR) PACK = 10 PLUG CASES AND 40 CONTACTS | 57.5 | ΠΑΚ | 1 | MC | 0.018 | 1
6FX20030LA00 | POWER CONNECTOR SIZE 1 TYPE: 6FX2003-0LA00 6-POLE PIN, EXTERNAL THREAD, 1 X 6-POLE INSULATOR 8 X PIN CONTACT (1- 2.5 MM2) 2 X CABLE CLAMPING | 111 | TEM | 1 | MC | 0.11 | 1
6FX20030LA10 | POWER CONNECTOR 6-POL SIZE 1.5 TYPE: 6FX2003-0LA10 PINS, EXTERNAL THREAD, 1 X 6-WAY INSULATOR 5 X PIN CONTACT (1.5-4 MM2) 5 X PIN CONTACT (6-16 MM2) 3 X BRAKE CONT. (1-2.5 MM2) 2 X CABLE CLAMPING PACK=1 PIECE | 193 | TEM | 1 | MC | 0.348 | 1
6FX20030LA20 | POWER CONNECTOR SIZE 3 TYPE: 6FX2003-0LA20 6-POLE PIN, EXT. THREAD CORE SECTION 10 - 50 SQMM CONTACTS NOT DELIVERED 6FX2003-8LS10, 5X10+3X1-2.5SQMM 6FX2003-8LS16, 5X16+3X1-2.5SQMM 6FX2003-8LS25, 5X25+3X1-2.5SQMM 6FX2003-8LS35, 5X35+3X1-2.5SQMM 6FX2003-8LS50, 5X50+3X1-2.5SQMM | 389 | TEM | 1 | MC | 0.925 | 1
6FX20030LA30 | POWER CONNECTOR SIZE 1 TYPE: 6FX2003-0LA30 SPEED CONNECT 6-POLE PIN, EXTERNAL THREAD, 1 X 6-POLE INSULATOR 8 X PIN CONTACT (1- 2.5 MM2) 2 X CABLE CLAMPING | 111 | TEM | 1 | MC | 0.11 | 1
6FX20030LA40 | POWER CONNECTOR 6-POL SIZE 1.5 TYPE: 6FX2003-0LA40 SPEED CONNECT PINS, EXTERNAL THREAD, 1 X 6-WAY INSULATOR 5 X PIN CONTACT (1.5-4 MM2) 5 X PIN CONTACT (6-16 MM2) 3 X BRAKE CONT. (1-2.5 MM2) 2 X CABLE CLAMPING PACK=1 PIECE | 193 | TEM | 1 | MC | 0.348 | 1
6FX20030LA50 | POWER CONNECTOR 7 POLE TYPE: 6FX2003-0LA50 SPEED CONNECT SIZE 0.5 EXTERNAL THREAD, PINS 1X 7 POLE INSULATOR 9X CONTACTS 0.5-1.5 MM2 1X CABLE CLAMPING 9.5-12 MM | 57.3 | TEM | 1 | MC | 0.14 | 1
6FX20030LL11 | POWER CONNECTOR 6FX2003-0LL11 FOR CONNECTION TO S-1FL6 HI 4-POLES INSULATOR, UNION NUT 4 X SOCKET CONTACT (1- 2.5 MM2) D7.5 TO D12 MM CONTENT 30 PIECES | 1727 | TEM | 1 | MC | 6.9 | 1
6FX20030LL12 | POWER CONNECTOR 6FX2003-0LL12 FOR CONNECTION TO S-1FL6 LI 4-POLES INSULATOR, 4 X SOCKET CONTACT(0.5-0.75MM2) CONTENT 5 PIECE | 24.8 | ΠΑΚ | 1 | MC | 0.06 | 1
6FX20030LL51 | BRAKE CONNECTOR 6FX2003-0LL51 FOR CONNECTION TO S-1FL6 HI 2-POLES INSULATOR, BAJONETT LOCK 2 X SOCKET CONTACT (0.5- 0.75 MM2) D6 TO D8 MM CONTENT 30 PIECES | 1239 | TEM | 1 | MC | 2.49 | 1
6FX20030LL52 | POWER CONNECTOR 6FX2003-0LL12 FOR CONNECTION TO S-1FL6 LI 2-POLES INSULATOR, 2 X SOCKET CONTACT(0.5-0.75MM2) CONTENT 5 PIECE | 17.2 | ΠΑΚ | 1 | MC | 0.05 | 1
6FX20030LU00 | POWER CONNECTOR SIZE 1 TYPE: 6FX2003-0LU00 6-WAY SOCKET, UNION NUT 1 6-POLE INSULATOR 8 SOCKET CONTACTS (1-2.5 MM2) 2 CABLE CLAMPINGS | 121 | TEM | 1 | MC | 0.124 | 1
6FX20030LU10 | POWER CONNECTOR 6-POL SIZE 1.5 TYPE: 6FX2003-0LU10 SOCKET, UNION NUT 1 X 6-POLE INSULATOR 5 SOCKET CONTACTS (1.5-4 MM2) 5 SOCKET CONTACTS (6-16 MM2) 3 BRAKE CONTACTS (1-2.5 MM2) 2 CABLE CLAMPINGS PACK=1 UNIT | 198 | TEM | 1 | MC | 0.312 | 1
6FX20030LU20 | POWER CONNECTOR SIZE 3 TYPE: 6FX2003-0LU20 6-POLE SOCKET, SCREW CAP CORE SECTION 10 - 50 SQMM CONTACTS NOT DELIVERED 6FX2003-8LB10, 5X10+3X1-2.5SQMM 6FX2003-8LB16, 5X16+3X1-2.5SQMM 6FX2003-8LB25, 5X25+3X1-2.5SQMM 6FX2003-8LB35, 5X35+3X1-2.5SQMM 6FX2003-8LB50, 5X50+3X1-2.5SQMM | 389 | TEM | 1 | MC | 1.044 | 1
6FX20030LU30 | POWER CONNECTOR SIZE 1 TYPE: 6FX2003-0LU30 SPEED CONNECT 6-WAY SOCKET, UNION NUT 1 6-POLE INSULATOR 8 SOCKET CONTACTS (1-2.5 MM2) 2 CABLE CLAMPINGS | 121 | TEM | 1 | MC | 0.124 | 1
6FX20030LU40 | POWER CONNECTOR 6-POL SIZE 1.5 TYPE: 6FX2003-0LU40 SPEED CONNECT SOCKET, UNION NUT 1 X 6-POLE INSULATOR 5 SOCKET CONTACTS (1.5-4 MM2) 5 SOCKET CONTACTS (6-16 MM2) 3 BRAKE CONTACTS (1-2.5 MM2) 2 CABLE CLAMPINGS PACK=1 UNIT | 198 | TEM | 1 | MC | 0.312 | 1
6FX20030LU50 | POWER CONNECTOR 7 POLE TYPE: 6FX2003-0LU50 SPEED CONNECT SIZE 0.5 SCREW CAP SOCKET 1X 7 POLE INSULATOR 9X CONTACTS 0.5-1.5 MM2 1X CABLE CLAMPING 9.5-12 MM | 79 | TEM | 1 | MC | 0.12 | 1
6FX20030SA00 | SIGNAL CONNECTOR, SUB-D50 TYPE: 6FX2003-0SA00 9-POLE SOCKET, SCREW INTERLOCK UNC 4-40, CABLE CLAMPING 12 - 13 MM, SBM HOUSING, PACK = 1 PIECE | 35.1 | TEM | 1 | MC | 0.093 | 1
6FX20030SA01 | SIGNAL CONNECTOR, 9-PIN TYPE: 6FX2003-0SA01 EXTERNAL THREAD SOLDER VERSION 1 INSULATOR WITH INTEGR. SOCKET CONTACT 1 INSULATOR WITH INTEGR. PIN CONTACT 2 CABLE CLAMPINGS PACK = 1 UNIT | 67 | TEM | 1 | MC | 0.2 | 1
6FX20030SA07 | SIGNAL AND POWER CONNECTOR TYPE: 6FX2003-0SA07 EXTERNAL THREAD PIN SIZE 0,5 (M17) 1 X 7 POLE INSULATOR 9 PIN CONTACTS (0,5-1,5 MM2) | 47.7 | TEM | 1 | MC | 0.14 | 1
6FX20030SA12 | SIGNAL CONNECTOR 12 PINS TYPE: 6FX2003-0SA12 EXTERNAL THREAD PIN 1 12 POLE INSULATOR 12 PIN CONTACTS (0.08-0.22MM2) 12 PIN CONTACTS (0.20-0.56MM2) 2 CABLE CLAMPINGS 6.5 TILL 10 AND 10.1 TILL 13 MM PACK=1 UNIT | 53.7 | TEM | 1 | MC | 0.104 | 1
6FX20030SA17 | SIGNAL CONNECTOR 17 PINS TYPE: 6FX2003-0SA17 EXTERNAL THREAD PIN 1 17 POLE INSULATOR 17 PIN CONTACTS (0.08-0.22MM2) 17 PIN CONTACTS (0.20-0.56MM2) 2 CABLE CLAMPINGS 6.5 TILL 10 AND 10.1 TILL 13 MM PACK=1 UNIT | 56.6 | TEM | 1 | MC | 0.104 | 1
6FX20030SA20 | SIGNAL CONNECTOR 17 PINS M17 TYPE: 6FX2003-0SA20 MALE THREAD PIN 1 X 17 POLE INSULATOR 20 PIN CONTACTS (0.14-0.50 MM2 1 CABLE CLAMPING 9,5 TILL 12 MM PACK = 1 UNIT | 94.9 | TEM | 1 | MC | 0.08 | 1
6FX20030SA25 | SIGNAL CONNECTOR, SUB-D TYPE: 6FX2003-0SA25 25-WAY FEMALE CONNECTOR, SCREWED INTERLOCK, CABLE CLAMPING 5.5 - 12 MM | 43.7 | TEM | 1 | MC | 0.07 | 1
6FX20030SA30 | SIGNAL CONNECTOR 12 PINS TYPE: 6FX2003-0SA30 EXTERNAL THREAD PIN 1 12 POLE INSULATOR 12 PIN CONTACTS (0.08-0.22MM2) 12 PIN CONTACTS (0.20-0.56MM2) 2 CABLE CLAMPINGS 6.5 TILL 10 AND 10.1 TILL 13 MM PACK=1 UNIT | 53.7 | TEM | 1 | MC | 0.104 | 1
6FX20030SA40 | SIGNAL CONNECTOR 17 PINS TYPE: 6FX2003-0SA40 SPEED CONNECT EXTERNAL THREAD PIN 1 17 POLE INSULATOR 17 PIN CONTACTS (0.08-0.22MM2) 17 PIN CONTACTS (0.20-0.56MM2) 2 CABLE CLAMPINGS 6.5 TILL 10 AND 10.1 TILL 13 MM PACK=1 UNIT | 56.6 | TEM | 1 | MC | 0.104 | 1
6FX20030SA50 | POWER CONNECTOR 17 POLE TYPE: 6FX2003-0SA50 SPEED CONNECT M17 EXTERNAL THREAD; PINS 1X 17 POLE INSULATOR 20X CONTACTS 0,14-0,50 MM2 1X CABLE CLAMPING 9.5-12 MM | 94.9 | TEM | 1 | MC | 0.08 | 1
6FX20030SA80 | SIGNAL CONNECTOR, 12-POLE TYPE: 6FX2003-0SA80 SOCKET, EXTERNAL THREAD DIR. OF ROTATION, PINS FOR HEIDENHAIN ENCODER CONNECTION PACKING = 1 UNIT | 50.3 | TEM | 1 | MC | 0.1 | 1
6FX20030SB14 | SIGNAL CONNECTOR 6FX2003-0SB14 FOR CONNECT. TO SINAMICS V90 14-POLES INSULATOR, MDR BAJONETT LOCK 14 X PIN CONTACT (0.05-0.2 MM2) D6 TO D8 MM CONTENT 30 PIECES | 510 | TEM | 1 | MC | 0.94 | 1
6FX20030SL11 | INCR. SIGNAL CONNECTOR 6FX2003-0SL11 FOR CONNECTION TO S-1FL6 HI 8-POLES INSULATOR, BAJONETT LOCK 8 X SOCKET CONTACT (0.2- 0.25 MM2) D6 TO D8 MM CONTENT 30 PIECES | 1675 | TEM | 1 | MC | 2.69 | 1
6FX20030SL12 | POWER CONNECTOR 6FX2003-0SL12 FOR CONNECTION TO S-1FL6 LI 12-POLE INSULATOR 8 X SOCKET CONTACT(0.2-0.25MM2) CONTENT 5 PIECE | 63 | ΠΑΚ | 1 | MC | 0.128 | 1
6FX20030SU01 | SIGNAL CONNECTOR, 9-PIN TYPE: 6FX2003-0SU01 UNION NUT 1 INSULATOR WITH SOCKET CONT. 1 INSULATOR WITH PIN CONT. SOLDER VERSION PACK=1 UNIT | 74 | TEM | 1 | MC | 0.3 | 1
6FX20030SU07 | POWER CONNECTOR TYPE: 6FX2003-0SU07 SCREW CAP SOCKET SIZE 0,5 ( M17 ) 1 PIECE 7 POLE INSULATOR 9 CONTACTS (0.5-1.5 MM2) | 57 | TEM | 1 | MC | 0.12 | 1
6FX20030SU12 | SIGNAL CONNECTOR 12 PINS TYPE: 6FX2003-0SU12 SCREW CAP SOCKET 1 12 POLE INSULATOR 12 CONTACTS (0.08-0.22 MM2) 12 CONTACTS (0.20-0.56 MM2) 2 CABLE CLAMPINGS 6.5 TILL 10 AND 10.1 TILL 13 MM PACK=1 UNIT | 50.7 | TEM | 1 | MC | 0.104 | 1
6FX20030SU17 | SIGNAL CONNECTOR 17 PINS TYPE: 6FX2003-0SU17 SCREW CAP SOCKET 1 MAL 17 POLE INSULATOR 17 CONTACTS (0.08-0.22 MM2) 17 CONTACTS (0.20-0.56 MM2) 2 CABLE CLAMPINGS 6.5 TILL 10 AND 10.1 TILL 13 MM PACK=1 UNIT | 52.4 | TEM | 1 | MC | 0.104 | 1
6FX20030SU20 | SIGNAL CONNECTOR 17 PINS M17 TYPE: 6FX2003-0SU20 SCREW CAP SOCKET 1 X 17 POLE INSULATOR 20 CONTACTS (0.14-0.50 MM2) 1 CABLE CLAMPING 9,5 TILL 12 MM PACK = 1 UNIT | 110 | TEM | 1 | MC | 0.09 | 1
6FX20030SU30 | SIGNAL CONNECTOR 12 PINS TYPE: 6FX2003-0SU30 SPEED CONNECT SCREW CAP SOCKET 1 12 POLE INSULATOR 12 CONTACTS (0.08-0.22 MM2) 12 CONTACTS (0.20-0.56 MM2) 2 CABLE CLAMPINGS 6.5 TILL 10 AND 10.1 TILL 13 MM PACK=1 UNIT | 50.7 | TEM | 1 | MC | 0.104 | 1
6FX20030SU40 | SIGNAL CONNECTOR 17 PINS TYPE: 6FX2003-0SU40 SPEED CONNECT SCREW CAP SOCKET 1 17 POLE INSULATOR 17 CONTACTS (0.08-0.22 MM2) 17 CONTACTS (0.20-0.56 MM2) 2 CABLE CLAMPINGS 6.5 TILL 10 AND 10.1 TILL 13 MM PACK=1 UNIT | 52.4 | TEM | 1 | MC | 0.104 | 1
6FX20030SU50 | SIGNAL CONNECTOR 17 POLE TYPE: 6FX2003-0SU50 SPEED CONNECT M17 SCREW CAP SOCKET 1X 17 POLE INSULATOR 20X CONTACTS 0,14-0,5 MM2 1X CABLE CLAMPING 9,5-12 MM | 110 | TEM | 1 | MC | 0.09 | 1
6FX20030YQ02 | CAP SIGNAL CONNECTOR TYPE: 6FX2003-0YQ02 METAL VERSION WITH MOUNTING ROPE | 29.9 | TEM | 1 | MC | 0.1 | 1
6FX20031AA25 | SIGNAL CONNECTOR SUB D TYPE: 6FX2003-1AA25 25-PIN MALE CONNECTOR, SBM HOUSING, SCREW-TYPE LOCKING, CABLE CLAMPING 5.5 - 12 MM PACK = SET OF 3 | 110 | ΠΑΚ | 1 | MC | 0.2 | 1
6FX20031AA50 | SIGNAL CONNECTOR, SUB D TYPE: 6FX2003-1AA50 50-PIN MALE CONNECTOR, SBM HOUSING, SCREW-TYPE LOCKING, CABLE CLAMPING 5.5 - 12 MM PACK = SET OF 3 | 144 | ΠΑΚ | 1 | MC | 0.2 | 1
6FX20031CG10 | POWER CONNECTOR SIZE 1 TYPE: 6FX2003-1CG10 8-PIN MALE CONNECTOR, EXTERNAL THREAD, FOR LINEAR MOTORS CABLE CLAMPING 7.7 - 14.5 MM CROSS-SECTION 1.5 - 2.5 MM2 | 149 | TEM | 1 | MC | 0.09 | 1
6FX20031CG20 | POWER CONNECTOR SIZE 1.5 TYPE: 6FX2003-1CG20 8-PIN MALE CONNECTOR, EXTERNAL THREAD, FOR LINEAR MOTORS, CABLE CLAMPING 7.7 - 14.5 MM CROSS-SECTION 1.5 - 16 MM2 | 235 | TEM | 1 | MC | 0.1 | 1
6FX20034AA00 | MALE CONTACTS 1.0 - 2.5 MM2 TYPE: 6FX2003-4AA00 (FOR CONNECTORS SIZE 1 8-POLE) POWER AND BRAKE CONNECTION PACK = SET OF 20 | 65.2 | ΠΑΚ | 1 | MC | 0.02 | 1
6FX20034AB00 | MALE CONTACTS 0.14 - 1.5 MM2 TYPE: 6FX2003-4AB00 (FOR CONNECTORS SIZE 1.5 8-P.) BRAKE CONNECTION PACK = SET OF 20 | 97.9 | ΠΑΚ | 1 | MC | 0.06 | 1
6FX20034AC00 | MALE CONTACTS 1.5 - 4.0 MM2 TYPE: 6FX2003-4AC00 (FOR CONNECTORS SIZE 1.5 8-P.) POWER CONNECTION PACK = SET OF 20 | 97.9 | ΠΑΚ | 1 | MC | 0.1 | 1
6FX20034AD00 | MALE CONTACTS 6.0-10.0 MM2 TYPE: 6FX2003-4AD00 (FOR CONNECTORS SIZE 1.5 8-P.) POWER CONNECTION, UNIT PACK = 20 CONT. | 122 | ΠΑΚ | 1 | MC | 0.12 | 1
6FX20034AE02 | MALE CONTACTS 0.08 - 0.22 SQMM TYPE: 6FX2003-4AE02 (SUB-D, ROUND SIGNAL CONN.) ROLL = SET OF 500 | 220 | ΠΑΚ | 1 | MC | 0.5 | 1
6FX20034AE05 | MALE CONTACTS 0.20 - 0.56 SQMM TYPE: 6FX2003-4AE05 (SUB-D, ROUND SIGNAL CONN.) ROLL = SET OF 500 | 216 | ΠΑΚ | 1 | MC | 0.5 | 1
6FX20035AE02 | FEMALE CONTACTS 0.08-0.22 SQMM TYPE: 6FX2003-5AE02 (SUB-D, ROUND SIGNAL CONN.) ROLL = SET OF 500 | 229 | ΠΑΚ | 1 | MC | 0.5 | 1
6FX20035AE05 | FEMALE CONTACTS 0.20-0.56 SQMM TYPE: 6FX2003-5AE05 (SUB-D, ROUND SIGNAL CONN.) ROLL = SET OF 500 | 229 | ΠΑΚ | 1 | MC | 0.5 | 1
6FX20037AX00 | MOUNTING FLANGE FOR CONNECTOR SIZE 3 TYPE: 6FX2003-7AX00 VERSION 2004 (CAN BE USED WITH CONNECTOR WITH SCREW CAP AS WELL AS WITH EXT. THREAD) | 129 | TEM | 1 | MC | 0.337 | 1
6FX20037BX00 | MOUNTING FLANGE F. CONN. SIZE 1 TYPE: 6FX2003-7BX00 (CAN BE USED FOR CONN. WITH UNION CAP AND FOR CONN. WITH EXTERNAL THREAD ALSO) | 33.8 | TEM | 1 | MC | 0.03 | 1
6FX20037CX00 | MOUNTING FLANGE F. CONN. SIZE 1.5 TYPE: 6FX2003-7CX00 (CAN BE USED FOR CONN. W. UNION CAP AND FOR CONN. WITH EXTERNAL THREAD ALSO) | 44.7 | TEM | 1 | MC | 0.063 | 1
6FX20037DX00 | MOUNTING FLANGE F. SIGNAL CONN. TYPE: 6FX2003-7DX00 (CAN BE USED FOR CONN. WITH UNION CAP AND FOR CONN. WITH EXTERNAL THREAD ALSO) | 33.2 | TEM | 1 | MC | 0.031 | 1
6FX20037EX00 | MANTLE CLAMP FOR SHIELD TYPE: 6FX2003-7EX00 CONNECTION TO UNIT HOUSING 1 PACK = 25 PIECES (COMPLETE CLAMP WITH SCREW AND LENS) | 170 | ΠΑΚ | 1 | MC | 0.14 | 1
6FX20037FA00 | HF CLAMP FOR TYPE: 6FX2003-7FA00 SIGNAL CONNECTOR M17 AND POWER CONNECTOR SIZE 0.5 | 45.2 | TEM | 1 | MC | 0.036 | 1
6FX20037FX00 | HF CLAMP FOR TYPE: 6FX2003-7FX00 SIGNAL CONNECTOR AND POWER CONNECTOR SIZE 1 | 35.5 | TEM | 1 | MC | 0.036 | 1
6FX20037GX00 | HF CLAMP FOR TYPE: 6FX2003-7GX00 POWER CONNECTOR AND POWER CONNECTOR SIZE 1.5 | 41.1 | TEM | 1 | MC | 0.06 | 1
6FX20037HX00 | MOUNTING FLANGE FOR POWER AND TYPE: 6FX2003-7HX00 SIGNAL CONNECTOR M17/ SIZE 0.5 (CAN BE USED FOR CONN. WITH UNION CAP AND FOR CONN. WITH EXTERNAL THREAD ALSO) | 116 | TEM | 1 | MC | 0.028 | 1
6FX20037KB07 | SOCKET CONTACTS 0.5 -1.5 MM2 TYPE: 6FX2003-7KB07 (POWER CONNECTOR SIZE 0.5) PERFORMANCE AND BRAKE PACK = 10 PIECES | 40.9 | TEM | 1 | MC | 0.008 | 1
6FX20037KB20 | SOCKET CONTACTS 0.14-0.5 SQMM TYPE: 6FX2003-7KB20 (SIGNAL CONNECTOR M17) PACK = SET OF 20 | 50.2 | ΠΑΚ | 1 | MC | 0.009 | 1
6FX20037KS07 | MALE CONTACTS 0.5 -1.5 MM2 TYPE: 6FX2003-7KS07 (POWER CONNECTOR SIZE 0.5) PERFORMANCE AND BRAKE PACK = 10 PIECES | 25.9 | TEM | 1 | MC | 0.009 | 1
6FX20037KS20 | MALE CONTACTS 0.14 - 0.5 SQMM TYPE: 6FX2003-7KS20 (SIGNAL CONNECTOR M17) PACK = SET OF 20 | 23.7 | ΠΑΚ | 1 | MC | 0.009 | 1
6FX20037LB00 | SOCKET CONTACTS 1.0 - 2.5 MM2 TYPE: 6FX2003-7LB00 (POWER CONNECTOR SIZE 1-1.5) PERFORMANCE AND BRAKE SIZE 1 BRAKE SIZE 1,5 PACK = 10 PIECES | 43.1 | TEM | 1 | MC | 0.017 | 1
6FX20037LB10 | SOCKET CONTACTS 1.5-4.0 MM2 TYPE: 6FX2003-7LB10 (POWER CONNECTOR SIZE 1.5) PERFORMANCE PACK = 10 PIECES | 70.9 | TEM | 1 | MC | 0.06 | 1
6FX20037LB20 | SOCKET CONTACTS 6 - 16 MM2 TYPE: 6FX2003-7LB20 (POWER CONNECTOR SIZE 1.5 PERFORMANCE PACK = 10 PIECES | 71.6 | TEM | 1 | MC | 0.065 | 1
6FX20037LS00 | PIN CONTACTS 1.0-2.5 MM2 TYPE: 6FX2003-7LS00 (POWER CONNECTOR SIZE 1) PERFORMANCE PACK = 10 PIECES | 34.6 | TEM | 1 | MC | 0.027 | 1
6FX20037LS10 | PIN CONTACTS 1.5-4.0 MM2 TYPE: 6FX2003-7LS10 (POWER CONNECTOR SIZE 1) PERFORMANCE PACK = 10 PIECES | 63.1 | TEM | 1 | MC | 0.087 | 1
6FX20037LS20 | PIN CONTACTS 6-16 MM2 TYPE: 6FX2003-7LS20 (POWER CONNECTOR SIZE 1.5) PERFORMANCE PACK = 10 PIECES | 68 | TEM | 1 | MC | 0.092 | 1
6FX20037LS30 | PIN CONTACTS 1-2.5 MM2 TYPE: 6FX2003-7LS30 (POWER CONNECTOR SIZE 1.5) BRAKE PACK = 10 PIECES | 34.6 | TEM | 1 | MC | 0.027 | 1
6FX20037MA00 | CLAMP RING ADAPTER TYPE: 6FX2003-7MA00 FOR CONNECTOR SIZE 0,5 | 38.7 | TEM | 1 | MC | 0.025 | 1
6FX20037MA10 | CLAMP RING ADAPTER TYPE: 6FX2003-7MA10 FOR SIGNAL CONNECTOR | 45.4 | TEM | 1 | MC | 0.039 | 1
6FX20037MA20 | CLAMP RING ADAPTER TYPE: 6FX2003-7MA20 FOR POWER CONNECTOR SIZE 1 | 62.8 | TEM | 1 | MC | 0.056 | 1
6FX20037MA30 | CLAMP RING ADAPTER TYPE: 6FX2003-7MA30 FOR POWER CONNECTOR SIZE 1,5 | 85.8 | TEM | 1 | MC | 0.166 | 1
6FX20037MA40 | CLAMP RING ADAPTER TYPE: 6FX2003-7MA40 FOR POWER CONNECTOR SIZE 3 | 149 | TEM | 1 | MC | 0.14 | 1
6FX20037MG00 | SCREW GLAND EMC METRIC TYPE: 6FX2003-7MG00 M20 X 1,5 CLAMPING RANGE 9,5 MM - 14,5 MM | 89.4 | TEM | 1 | MC | 0.08 | 1
6FX20037MG10 | SCREW GLAND EMC METRIC TYPE: 6FX2003-7MG10 M32 X 1,5 CLAMPING RANGE 13,2MM - 20,3 MM | 118 | TEM | 1 | MC | 0.09 | 1
6FX20037MG20 | SCREW GLAND EMC METRIC TYPE: 6FX2003-7MG20 M32 X 1,5 MOD. CLAMPING RANGE 21,7 MM - 27,0 M | 131 | TEM | 1 | MC | 0.09 | 1
6FX20038LB10 | SET OF SOCKET CONTACTS TYPE: 6FX2003-8LB10 (POWER CONNECTOR SIZE 3) 5X POWER CONTACTS 10 SQMM, 3X BRAKE CONTACTS 1-2.5 SQMM, | 172 | TEM | 1 | MC | 0.179 | 1
6FX20038LB16 | SET OF SOCKET CONTACTS TYPE: 6FX2003-8LB16 (POWER CONNECTOR SIZE 3) 5X POWER CONTACTS 16 SQMM, 3X BRAKE CONTACTS 1-2.5 SQMM, | 172 | TEM | 1 | MC | 0.174 | 1
6FX20038LB25 | SET OF SOCKET CONTACTS TYPE: 6FX2003-8LB25 (POWER CONNECTOR SIZE 3) 5X POWER CONTACTS 25 SQMM, 3X BRAKE CONTACTS 1-2.5 SQMM, | 172 | TEM | 1 | MC | 0.181 | 1
6FX20038LB35 | SET OF SOCKET CONTACTS TYPE: 6FX2003-8LB35 (POWER CONNECTOR SIZE 3) 5X POWER CONTACTS 35 SQMM, 3X BRAKE CONTACTS 1-2.5 SQMM, | 172 | TEM | 1 | MC | 0.204 | 1
6FX20038LB50 | SET OF SOCKET CONTACTS TYPE: 6FX2003-8LB50 (POWER CONNECTOR SIZE 3) 5X POWER CONTACTS 50 SQMM, 3X BRAKE CONTACTS 1-2.5 SQMM, | 172 | TEM | 1 | MC | 0.217 | 1
6FX20038LS10 | SET OF PIN CONTACTS TYPE: 6FX2003-8LS10 (POWER CONNECTOR SIZE 3) 5X POWER CONTACTS 10 SQMM, 3X BRAKE CONTACTS 1-2.5 SQMM, | 169 | TEM | 1 | MC | 0.323 | 1
6FX20038LS16 | SET OF PIN CONTACTS TYPE: 6FX2003-8LS16 (POWER CONNECTOR SIZE 3) 5X POWER CONTACTS 16 SQMM, 3X BRAKE CONTACTS 1-2.5 SQMM, | 169 | TEM | 1 | MC | 0.326 | 1
6FX20038LS25 | SET OF PIN CONTACTS TYPE: 6FX2003-8LS25 (POWER CONNECTOR SIZE 3) 5X POWER CONTACTS 25 SQMM, 3X BRAKE CONTACTS 1-2.5 SQMM, | 169 | TEM | 1 | MC | 0.332 | 1
6FX20038LS35 | SET OF PIN CONTACTS TYPE: 6FX2003-8LS35 (POWER CONNECTOR SIZE 3) 5X POWER CONTACTS 35 SQMM, 3X BRAKE CONTACTS 1-2.5 SQMM, | 169 | TEM | 1 | MC | 0.356 | 1
6FX20038LS50 | SET OF PIN CONTACTS TYPE: 6FX2003-8LS50 (POWER CONNECTOR SIZE 3) 5X POWER CONTACTS 50 SQMM, 3X BRAKE CONTACTS 1-2.5 SQMM, | 169 | TEM | 1 | MC | 0.37 | 1
6FX20081DC001BA0 | SIGNAL CABLE, SOLD BY THE METER TYPE: 6FX2008-1DC00 (DRIVE CLIQ) 2X2X0.22 C, NON-TRAILING TYPE, DELIVERED IN COILS DMAX=7.0 MM, LENGTH (M)=10 | 93.2 | TEM | 1 | MC | 0.66 | 1
6FX20081DC001FA0 | SIGNAL CABLE, SOLD BY THE METER TYPE: 6FX2008-1DC00 (DRIVE CLIQ) 2X2X0.22 C, NON-TRAILING TYPE, DELIVERED IN COILS DMAX=7.0 MM, LENGTH (M)=50 | 381 | TEM | 1 | MC | 3.3 | 1
6FX20081DC002AA0 | SIGNAL CABLE, SOLD BY THE METER TYPE: 6FX2008-1DC00 (DRIVE CLIQ) 2X2X0.22 C, NON-TRAILING TYPE, DELIVERED IN COILS DMAX=7.0 MM, LENGTH (M)=100 | 740 | TEM | 1 | MC | 6.6 | 1
6FX20081DC003AA0 | SIGNAL CABLE, SOLD BY THE METER TYPE: 6FX2008-1DC00 (DRIVE CLIQ) 2X2X0.22 C, NON-TRAILING TYPE, DELIVERED IN COILS DMAX=7.0 MM, LENGTH (M)=200 | 1459 | TEM | 1 | MC | 13.2 | 1
6FX20081DC006AA0 | SIGNAL CABLE, SOLD BY THE METER TYPE: 6FX2008-1DC00 (DRIVE CLIQ) 2X2X0.22 C, NON-TRAILING TYPE DELIVERED ON DISPOSABLE DRUM DMAX=7.0 MM, LENGTH (M)=500 | 3610 | TEM | 1 | MC | 46.2 | 1
6FX20424EA021DF0 | PREASSEMBLED SIGNAL CABLE TYPE: 6FX2042-4EA02 MPI BUS CABLE BASE: 6FX2002-4EA02-.... CONNECTOR INCLUDED, MOTOR SIDE LENGTH (M) = 35 | 1143 | TEM | 1 | MC | 4.05 | 1
6FX30022CT101AD0 | SIGNAL CABLE PREASSEMBLED 6FX3002-2CT10 FOR INCR. ENCODER IN S-1FL6 HI 3X2X0.22+2X2X0.25 MOTION-CONNECT 300 UL/CSA DMAX=7.8MM LENGTH(M) = 3M | 94.9 | TEM | 1 | MC | 0.316 | 1
6FX30022CT101AF0 | SIGNAL CABLE PREASSEMBLED 6FX3002-2CT10 FOR INCR. ENCODER IN S-1FL6 HI 3X2X0.22+2X2X0.25 MOTION-CONNECT 300 UL/CSA DMAX=7.8MM LENGTH(M) = 5M | 105 | TEM | 1 | MC | 0.45 | 1
6FX30022CT101AH0 | SIGNAL CABLE PREASSEMBLED 6FX3002-2CT10 FOR INCR. ENCODER IN S-1FL6 HI 3X2X0.22+2X2X0.25 MOTION-CONNECT 300 UL/CSA DMAX=7.8MM LENGTH(M) = 7M | 117 | TEM | 1 | MC | 0.59 | 1
6FX30022CT101BA0 | SIGNAL CABLE PREASSEMBLED 6FX3002-2CT10 FOR INCR. ENCODER IN S-1FL6 HI 3X2X0.22+2X2X0.25 MOTION-CONNECT 300 UL/CSA DMAX=7.8MM LENGTH(M) = 10M | 130 | TEM | 1 | MC | 0.785 | 1
6FX30022CT101BF0 | SIGNAL CABLE PREASSEMBLED 6FX3002-2CT10 FOR ABS. ENCODER IN S-1FL6 HI 3X2X0.22+2X2X0.25 MOTION-CONNECT 300 UL/CSA DMAX=7.8MM LENGTH(M) = 15M | 155 | TEM | 1 | MC | 1.12 | 1
6FX30022CT101CA0 | SIGNAL CABLE PREASSEMBLED 6FX3002-2CT10 FOR INCR. ENCODER IN S-1FL6 HI 3X2X0.22+2X2X0.25 MOTION-CONNECT 300 UL/CSA DMAX=7.8MM LENGTH(M) = 20M | 177 | TEM | 1 | MC | 1.46 | 1
6FX30022CT201AD0 | SIGNAL CABLE PREASSEMBLED 6FX3002-2CT20-1AD0 FOR INCR. ENCODER IN S-1FL6 LI 3X2X0.20+2X2X0.25 C MOTION-CONNECT 300 UL/CSA DMAX=7.5MM LENGTH(M) = 3M | 79.3 | TEM | 1 | MC | 0.257 | 1
6FX30022CT201AF0 | SIGNAL CABLE PREASSEMBLED 6FX3002-2CT20-1AF0 FOR INCR. ENCODER IN S-1FL6 LI 3X2X0.20+2X2X0.25 C MOTION-CONNECT 300 UL/CSA DMAX=7.5MM LENGTH(M) = 5M | 87.8 | TEM | 1 | MC | 0.392 | 1
6FX30022CT201BA0 | SIGNAL CABLE PREASSEMBLED 6FX3002-2CT20-1BA0 FOR INCR. ENCODER IN S-1FL6 LI 3X2X0.20+2X2X0.25 C MOTION-CONNECT 300 UL/CSA DMAX=7.5MM LENGTH(M) = 10M | 110 | TEM | 1 | MC | 0.726 | 1
6FX30022CT201CA0 | SIGNAL CABLE PREASSEMBLED 6FX3002-2CT20-1CA0 FOR INCR. ENCODER IN S-1FL6 LI 3X2X0.20+2X2X0.25 C MOTION-CONNECT 300 UL/CSA DMAX=7.5MM LENGTH(M) = 20M | 164 | TEM | 1 | MC | 1.31 | 1
6FX30022CT301AD0 | SIGNAL CABLE ASSEMBLY FOR INCR. ENCODER IN M-1PH1 3X2X0.20+2X2X0.25 C MOTION-CONNECT 300 UL/CSA DMAX=7.8MM LENGTH(M) = 3M | 87.2 | TEM | 1 | MC | 0.23 | 1
6FX30022CT301AF0 | SIGNAL CABLE ASSEMBLY FOR INCR. ENCODER IN M-1PH1 3X2X0.20+2X2X0.25 C MOTION-CONNECT 300 UL/CSA DMAX=7.8MM LENGTH(M) = 5M | 96.5 | TEM | 1 | MC | 0.38 | 1
6FX30022CT301AH0 | SIGNAL CABLE PREASSEMBLED FOR INCR. ENCODER IN M-1PH1 3X2X0.20+2X2X0.25 C MOTION-CONNECT 300 UL/CSA DMAX=7.8MM LENGTH(M) = 7M | 109 | TEM | 1 | MC | 0.54 | 1
6FX30022CT301BA0 | SIGNAL CABLE PREASSEMBLED FOR INCR. ENCODER IN M-1PH1 3X2X0.20+2X2X0.25 C MOTION-CONNECT 300 UL/CSA DMAX=7.8MM LENGTH(M) = 10M | 121 | TEM | 1 | MC | 0.77 | 1
6FX30022CT301BF0 | SIGNAL CABLE PREASSEMBLED FOR INCR. ENCODER IN M-1PH1 3X2X0.20+2X2X0.25 C MOTION-CONNECT 300 UL/CSA DMAX=7.8MM LENGTH(M) = 15M | 145 | TEM | 1 | MC | 1.15 | 1
6FX30022CT301CA0 | SIGNAL CABLE PREASSEMBLED FOR INCR. ENCODER IN M-1PH1 3X2X0.20+2X2X0.25 C MOTION-CONNECT 300 UL/CSA DMAX=7.8MM LENGTH(M) = 20M | 170 | TEM | 1 | MC | 1.53 | 1
6FX30022DB101AD0 | SIGNAL CABLE PREASSEMBLED 6FX3002-2DB10 FOR ABS. ENCODER IN S-1FL6 HI 3X2X0.22+2X2X0.25 MOTION-CONNECT 300 UL/CSA DMAX=7.8MM LENGTH(M) = 3M | 94.9 | TEM | 1 | MC | 0.316 | 1
6FX30022DB101AF0 | SIGNAL CABLE PREASSEMBLED 6FX3002-2DB10 FOR ABS. ENCODER IN S-1FL6 HI 3X2X0.22+2X2X0.25 MOTION-CONNECT 300 UL/CSA DMAX=7.8MM LENGTH(M) = 5M | 105 | TEM | 1 | MC | 0.45 | 1
6FX30022DB101AH0 | SIGNAL CABLE PREASSEMBLED 6FX3002-2DB10 FOR ABS. ENCODER IN S-1FL6 HI 3X2X0.22+2X2X0.25 MOTION-CONNECT 300 UL/CSA DMAX=7.8MM LENGTH(M) = 7M | 117 | TEM | 1 | MC | 0.58 | 1
6FX30022DB101BA0 | SIGNAL CABLE PREASSEMBLED 6FX3002-2DB10 FOR ABS. ENCODER IN S-1FL6 HI 3X2X0.22+2X2X0.25 MOTION-CONNECT 300 UL/CSA DMAX=7.8MM LENGTH(M) = 10M | 130 | TEM | 1 | MC | 0.785 | 1
6FX30022DB101BF0 | SIGNAL CABLE PREASSEMBLED 6FX3002-2DB10 FOR ABS. ENCODER IN S-1FL6 HI 3X2X0.22+2X2X0.25 MOTION-CONNECT 300 UL/CSA DMAX=7.8MM LENGTH(M) = 15M | 155 | TEM | 1 | MC | 1.12 | 1
6FX30022DB101CA0 | SIGNAL CABLE PREASSEMBLED 6FX3002-2DB10 FOR ABS. ENCODER IN S-1FL6 HI 3X2X0.22+2X2X0.25 MOTION-CONNECT 300 UL/CSA DMAX=7.8MM LENGTH(M) = 20M | 177 | TEM | 1 | MC | 1.45 | 1
6FX30025BK021AD0 | BRAKE CABLE PREASSEMBLED 6FX3002-5BK02-1AD0 2X0.75, FOR MOTOR S-1FL6 LI WITH V90 230V MOTION-CONNECT 300 UL/CSA DMAX=6.4MM LENGTH(M) = 3M | 36.3 | TEM | 1 | MC | 0.169 | 1
6FX30025BK021AF0 | BRAKE CABLE PREASSEMBLED 6FX3002-5BK02-1AF0 2X0.75, FOR MOTOR S-1FL6 LI WITH V90 230V MOTION-CONNECT 300 UL/CSA DMAX=6.4MM LENGTH(M) = 5M | 43.9 | TEM | 1 | MC | 0.259 | 1
6FX30025BK021BA0 | BRAKE CABLE PREASSEMBLED 6FX3002-5BK02-1BA0 2X0.75, FOR MOTOR S-1FL6 LI WITH V90 230V MOTION-CONNECT 300 UL/CSA DMAX=6.4MM LENGTH(M) = 10M | 59 | TEM | 1 | MC | 0.484 | 1
6FX30025BK021CA0 | BRAKE CABLE PREASSEMBLED 6FX3002-5BK02-1CA0 2X0.75, FOR MOTOR S-1FL6 LI WITH V90 230V MOTION-CONNECT 300 UL/CSA DMAX=6.4MM LENGTH(M) = 20M | 82.5 | TEM | 1 | MC | 0.934 | 1
6FX30025BL021AD0 | BRAKE CABLE PREASSEMBLED 6FX3002-5BL02 2X0.75, FOR MOTOR S-1FL6 HI 400 WITH V70/V90 MOTION-CONNECT 300 UL/CSA DMAX=6,3MM LENGTH(M) = 3M | 65.8 | TEM | 1 | MC | 0.245 | 1
6FX30025BL021AF0 | BRAKE CABLE PREASSEMBLED 6FX3002-5BL02 2X0.75, FOR MOTOR S-1FL6 HI 400 WITH V70/V90 MOTION-CONNECT 300, UL/CSA DMAX=6,3MM LENGTH=5M | 71.7 | TEM | 1 | MC | 0.341 | 1
6FX30025BL021AH0 | BRAKE CABLE PREASSEMBLED 6FX3002-5BL02 2X0.75, FOR MOTOR S-1FL6 HI 400 WITH V70/V90 MOTION-CONNECT 300 UL/CSA DMAX=6,3MM LENGTH(M) = 7M | 79.4 | TEM | 1 | MC | 0.44 | 1
6FX30025BL021BA0 | BRAKE CABLE PREASSEMBLED 6FX3002-5BL02 2X0.75, FOR MOTOR S-1FL6 HI 400 WITH V70/V90 MOTION-CONNECT 300 UL/CSA DMAX=6,3MM LENGTH(M) = 10M | 87.1 | TEM | 1 | MC | 0.581 | 1
6FX30025BL021BF0 | BRAKE CABLE PREASSEMBLED 6FX3002-5BL02 2X0.75, FOR MOTOR S-1FL6 HI 400 WITH V70/V90 MOTION-CONNECT 300 UL/CSA DMAX=6,3MM LENGTH(M) = 15M | 101 | TEM | 1 | MC | 0.82 | 1
6FX30025BL021CA0 | BRAKE CABLE PREASSEMBLED 6FX3002-5BL02 2X0.75, FOR MOTOR S-1FL6 HI 400 WITH V70/V90 MOTION-CONNECT 300 UL/CSA DMAX=6,3MM LENGTH(M) = 20M | 115 | TEM | 1 | MC | 1.06 | 1
6FX30025CK011AD0 | POWER CABLE PREASSEMBLED 6FX3002-5CK01-1AD0 4X0.75 C, FOR MOTOR S-1FL6 LI WITH V90 230V FS A,B,C,D (1KW) MOTION-CONNECT 300 UL/CSA DMAX=7.1MM LENGTH(M) = 3M | 53.5 | TEM | 1 | MC | 0.258 | 1
6FX30025CK011AF0 | POWER CABLE PREASSEMBLED 6FX3002-5CK01-1AF0 4X0.75 C, FOR MOTOR S-1FL6 LI WITH V90 230V FS A,B,C,D (1KW) MOTION-CONNECT 300 UL/CSA DMAX=7.1MM LENGTH(M) = 5M | 66.8 | TEM | 1 | MC | 0.393 | 1
6FX30025CK011BA0 | POWER CABLE PREASSEMBLED 6FX3002-5CK01-1BA0 4X0.75 C, FOR MOTOR S-1FL6 LI WITH V90 230V FS A,B,C,D (1KW) MOTION-CONNECT 300 UL/CSA DMAX=7.1MM LENGTH(M) = 10M | 85.8 | TEM | 1 | MC | 0.724 | 1
6FX30025CK011CA0 | POWER CABLE PREASSEMBLED 6FX3002-5CK01-1CA0 4X0.75 C, FOR MOTOR S-1FL6 LI WITH V90 230V FS A,B,C,D (1KW) MOTION-CONNECT 300 UL/CSA DMAX=7.1MM LENGTH(M) = 20M | 134 | TEM | 1 | MC | 1.39 | 1
6FX30025CK311AD0 | POWER CABLE PREASSEMBLED 6FX3002-5CK31-1AD0 4X2.5 C, FOR MOTOR S-1FL6 LI WITH V90 230V FS D (1.5KW/2KW) MOTION-CONNECT 300 UL/CSA DMAX=9.4MM LENGTH(M) = 3M | 96 | TEM | 1 | MC | 0.807 | 1
6FX30025CK311AF0 | POWER CABLE PREASSEMBLED 6FX3002-5CK31-1AF0 4X2.5 C, FOR MOTOR S-1FL6 LI WITH V90 230V FS D (1.5KW/2KW) MOTION-CONNECT 300 UL/CSA DMAX=9.4MM LENGTH(M) = 5M | 115 | TEM | 1 | MC | 1.13 | 1
6FX30025CK311BA0 | POWER CABLE PREASSEMBLED 6FX3002-5CK31-1BA0 4X2.5 C, FOR MOTOR S-1FL6 LI WITH V90 230V FS D (1.5KW/2KW) MOTION-CONNECT 300 UL/CSA DMAX=9.4MM LENGTH(M) = 10M | 161 | TEM | 1 | MC | 1.92 | 1
6FX30025CK311CA0 | POWER CABLE PREASSEMBLED 6FX3002-5CK31-1CA0 4X2.5 C, FOR MOTOR S-1FL6 LI WITH V90 230V FS D (1.5KW/2KW) MOTION-CONNECT 300 UL/CSA DMAX=9.4MM LENGTH(M) = 20M | 254 | TEM | 1 | MC | 3.53 | 1
6FX30025CL011AD0 | POWER CABLE PREASSEMBLED 6FX3002-5CL01 4X1,5, FOR MOTOR S-1FL6 HI 400V WITH V70/V90 FRAME AA AND A MOTION-CONNECT 300 UL/CSA DMAX=8,1MM LENGTH(M) = 3M | 89.1 | TEM | 1 | MC | 0.644 | 1
6FX30025CL011AF0 | POWER CABLE PREASSEMBLED 6FX3002-5CL01 4X1,5, FOR MOTOR S-1FL6 HI 400V WITH V70/V90 FRAME AA AND A MOTION-CONNECT 300 UL/CSA DMAX=8,1MM LENGTH(M) = 5M | 103 | TEM | 1 | MC | 0.874 | 1
6FX30025CL011AH0 | POWER CABLE PREASSEMBLED 6FX3002-5CL01 4X1,5, FOR MOTOR S-1FL6 HI 400V WITH V70/V90 FRAME AA AND A MOTION-CONNECT 300 UL/CSA DMAX=8,1MM LENGTH(M) = 7M | 119 | TEM | 1 | MC | 1.1 | 1
6FX30025CL011BA0 | POWER CABLE, PREASSEMBLED 6FX3002-5CL01 4X1.5, FOR MOTOR S-1FL6 HI 400V WITH V70/V90 FRAME AA AND A MOTION-CONNECT 300, UL/CSA DMAX=8,1MM LENGTH=10M | 136 | TEM | 1 | MC | 1.45 | 1
6FX30025CL011BF0 | POWER CABLE, PREASSEMBLED 6FX3002-5CL01 4X1.5, FOR MOTOR S-1FL6 HI 400V WITH V70/V90 FRAME AA AND A MOTION-CONNECT 300, UL/CSA DMAX=8,1MM LENGTH=15M | 175 | TEM | 1 | MC | 2.03 | 1
6FX30025CL011CA0 | POWER CABLE PREASSEMBLED 6FX3002-5CL01 4X1,5, FOR MOTOR S-1FL6 HI 400V WITH V70/V90 FRAME AA AND A MOTION-CONNECT 300 UL/CSA DMAX=8,1MM LENGTH(M) = 20M | 204 | TEM | 1 | MC | 2.6 | 1
6FX30025CL111AD0 | POWER CABLE PREASSEMBLED 6FX3002-5CL11 4X2,5, FOR MOTOR S-1FL6 HI 400V WITH V70/V90 FRAME B AND C MOTION-CONNECT 300 UL/CSA DMAX=9,4MM LENGTH(M) = 3M | 96.8 | TEM | 1 | MC | 0.81 | 1
6FX30025CL111AF0 | POWER CABLE PREASSEMBLED 6FX3002-5CL11 4X2,5, FOR MOTOR S-1FL6 HI 400V WITH V70/V90 FRAME B AND C MOTION-CONNECT 300 UL/CSA DMAX=9,4MM LENGTH(M) = 5M | 117 | TEM | 1 | MC | 1.13 | 1
6FX30025CL111AH0 | POWER CABLE PREASSEMBLED 6FX3002-5CL11 4X2,5, FOR MOTOR S-1FL6 HI 400V WITH V70/V90 FRAME B AND C MOTION-CONNECT 300 UL/CSA DMAX=9,4MM LENGTH(M) = 7M | 136 | TEM | 1 | MC | 1.45 | 1
6FX30025CL111BA0 | POWER CABLE PREASSEMBLED 6FX3002-5CL11 4X2,5, FOR MOTOR S-1FL6 HI 400V WITH V70/V90 FRAME B AND C MOTION-CONNECT 300 UL/CSA DMAX=9,4MM LENGTH(M) = 10M | 163 | TEM | 1 | MC | 1.93 | 1
6FX30025CL111BF0 | POWER CABLE, PREASSEMBLED 6FX3002-5CL11 4X1.5, FOR MOTOR S-1FL6 HI 400V WITH V70/V90 FRAME AA AND A MOTION-CONNECT 300, UL/CSA DMAX=8,1MM LENGTH=15M | 213 | TEM | 1 | MC | 2.74 | 1
6FX30025CL111CA0 | POWER CABLE PREASSEMBLED 6FX3002-5CL11 4X2,5, FOR MOTOR S-1FL6 HI 400V WITH V70/V90 FRAME B AND C MOTION-CONNECT 300 UL/CSA DMAX=9,4MM LENGTH(M) = 20M | 258 | TEM | 1 | MC | 3.54 | 1
6FX50022AD041AA5 | SIGNAL CABLE, PREASSEMBLED,EXT. (611D/MCU TO ENDAT ENCODER) 3X2X0.14+4X0.14+2X0.5 C UL/CSA, DESINA MOTION CONNECT 500 DMAX = 9.3 MM, TYPE: 6FX5002-2AD04 LENGTH (M) = 0 + 0 + 0 + 0,5 | 143 | TEM | 1 | MC | 0.26 | 1
6FX50022AD041AB0 | SIGNAL CABLE, PREASSEMBLED,EXT. (611D/MCU TO ENDAT ENCODER) 3X2X0.14+4X0.14+2X0.5 C UL/CSA, DESINA MOTION CONNECT 500 DMAX = 9.3 MM, TYPE: 6FX5002-2AD04 LENGTH (M) = 0 + 0 + 1 + 0 | 143 | TEM | 1 | MC | 0.31 | 1
6FX50022AD041AD0 | SIGNAL CABLE, PREASSEMBLED,EXT. (611D/MCU TO ENDAT ENCODER) 3X2X0.14+4X0.14+2X0.5 C UL/CSA, DESINA MOTION CONNECT 500 DMAX = 9.3 MM, TYPE: 6FX5002-2AD04 LENGTH (M) = 0 + 0 + 3 + 0 | 156 | TEM | 1 | MC | 0.512 | 1
6FX50022AD041AF0 | SIGNAL CABLE, PREASSEMBLED,EXT. (611D/MCU TO ENDAT ENCODER) 3X2X0.14+4X0.14+2X0.5 C UL/CSA, DESINA MOTION CONNECT 500 DMAX = 9.3 MM, TYPE: 6FX5002-2AD04 LENGTH (M) = 0 + 0 + 5 + 0 | 168 | TEM | 1 | MC | 0.714 | 1
6FX50022AD041BA0 | SIGNAL CABLE, PREASSEMBLED,EXT. (611D/MCU TO ENDAT ENCODER) 3X2X0.14+4X0.14+2X0.5 C UL/CSA, DESINA MOTION CONNECT 500 DMAX = 9.3 MM, TYPE: 6FX5002-2AD04 LENGTH (M) = 0 + 10 + 0 + 0 | 198 | TEM | 1 | MC | 1.219 | 1
6FX50022AD041DD0 | SIGNAL CABLE, PREASSEMBLED,EXT. (611D/MCU TO ENDAT ENCODER) 3X2X0.14+4X0.14+2X0.5 C UL/CSA, DESINA MOTION CONNECT 500 DMAX = 9.3 MM, TYPE: 6FX5002-2AD04 LENGTH (M) = 0 + 30 + 3 + 0 | 339 | TEM | 1 | MC | 3.542 | 1
6FX50022AD041EC0 | SIGNAL CABLE, PREASSEMBLED,EXT. (611D/MCU TO ENDAT ENCODER) 3X2X0.14+4X0.14+2X0.5 C UL/CSA, DESINA MOTION CONNECT 500 DMAX = 9.3 MM, TYPE: 6FX5002-2AD04 LENGTH (M) = 0 + 40 + 2 + 0 | 395 | TEM | 1 | MC | 4.451 | 1
6FX50022AD041ED0 | SIGNAL CABLE, PREASSEMBLED,EXT. (611D/MCU TO ENDAT ENCODER) 3X2X0.14+4X0.14+2X0.5 C UL/CSA, DESINA MOTION CONNECT 500 DMAX = 9.3 MM, TYPE: 6FX5002-2AD04 LENGTH (M) = 0 + 40 + 3 + 0 | 401 | TEM | 1 | MC | 4.552 | 1
6FX50022AD041EG0 | SIGNAL CABLE, PREASSEMBLED,EXT. (611D/MCU TO ENDAT ENCODER) 3X2X0.14+4X0.14+2X0.5 C UL/CSA, DESINA MOTION CONNECT 500 DMAX = 9.3 MM, TYPE: 6FX5002-2AD04 LENGTH (M) = 0 + 40 + 6 + 0 | 420 | TEM | 1 | MC | 4.855 | 1
6FX50022AH001AB0 | SIGNAL CABLE, PREFABRICATED (HTL IN THE MOTOR 1PH.) 4X2X0.34 + 4X0.5 C UL/CSA, DESINA MOTION-CONNECT 500 DMAX = 9.3 MM, TYPE: 6FX5002-2AH00 LENGTH (M) = 0 + 0 + 1 + 0 | 79.6 | TEM | 1 | MC | 0.58 | 1
6FX50022AH001AC0 | SIGNAL CABLE, PREFABRICATED (HTL IN THE MOTOR 1PH.) 4X2X0.34 + 4X0.5 C UL/CSA, DESINA MOTION-CONNECT 500 DMAX = 9.3 MM, TYPE: 6FX5002-2AH00 LENGTH (M) = 0 + 0 + 2 + 0 | 85.3 | TEM | 1 | MC | 0.7 | 1
6FX50022AH001AD0 | SIGNAL CABLE, PREFABRICATED (HTL IN THE MOTOR 1PH.) 4X2X0.34 + 4X0.5 C UL/CSA, DESINA MOTION-CONNECT 500 DMAX = 9.3 MM, TYPE: 6FX5002-2AH00 LENGTH (M) = 0 + 0 + 3 + 0 | 91 | TEM | 1 | MC | 0.82 | 1
6FX50022AH001AE0 | SIGNAL CABLE, PREFABRICATED (HTL IN THE MOTOR 1PH.) 4X2X0.34 + 4X0.5 C UL/CSA, DESINA MOTION-CONNECT 500 DMAX = 9.3 MM, TYPE: 6FX5002-2AH00 LENGTH (M) = 0 + 0 + 4 + 0 | 96.6 | TEM | 1 | MC | 0.94 | 1
6FX50022AH001AF0 | SIGNAL CABLE, PREFABRICATED (HTL IN THE MOTOR 1PH.) 4X2X0.34 + 4X0.5 C UL/CSA, DESINA MOTION-CONNECT 500 DMAX = 9.3 MM, TYPE: 6FX5002-2AH00 LENGTH (M) = 0 + 0 + 5 + 0 | 103 | TEM | 1 | MC | 1.06 | 1
6FX50022AH001AJ0 | SIGNAL CABLE, PREFABRICATED (HTL IN THE MOTOR 1PH.) 4X2X0.34 + 4X0.5 C UL/CSA, DESINA MOTION-CONNECT 500 DMAX = 9.3 MM, TYPE: 6FX5002-2AH00 LENGTH (M) = 0 + 0 + 8 + 0 | 120 | TEM | 1 | MC | 1.42 | 1
6FX50022AH001BA0 | SIGNAL CABLE, PREFABRICATED (HTL IN THE MOTOR 1PH.) 4X2X0.34 + 4X0.5 C UL/CSA, DESINA MOTION-CONNECT 500 DMAX = 9.3 MM, TYPE: 6FX5002-2AH00 LENGTH (M) = 0 + 10 + 0 + 0 | 131 | TEM | 1 | MC | 1.66 | 1
6FX50022AH001BB0 | SIGNAL CABLE, PREFABRICATED (HTL IN THE MOTOR 1PH.) 4X2X0.34 + 4X0.5 C UL/CSA, DESINA MOTION-CONNECT 500 DMAX = 9.3 MM, TYPE: 6FX5002-2AH00 LENGTH (M) = 0 + 10 + 1 + 0 | 137 | TEM | 1 | MC | 1.78 | 1
6FX50022AH001BC0 | SIGNAL CABLE, PREFABRICATED (HTL IN THE MOTOR 1PH.) 4X2X0.34 + 4X0.5 C UL/CSA, DESINA MOTION-CONNECT 500 DMAX = 9.3 MM, TYPE: 6FX5002-2AH00 LENGTH (M) = 0 + 10 + 2 + 0 | 143 | TEM | 1 | MC | 1.9 | 1
6FX50022AH001BE0 | SIGNAL CABLE, PREFABRICATED (HTL IN THE MOTOR 1PH.) 4X2X0.34 + 4X0.5 C UL/CSA, DESINA MOTION-CONNECT 500 DMAX = 9.3 MM, TYPE: 6FX5002-2AH00 LENGTH (M) = 0 + 10 + 4 + 0 | 154 | TEM | 1 | MC | 2.14 | 1
6FX50022AH001BF0 | SIGNAL CABLE, PREFABRICATED (HTL IN THE MOTOR 1PH.) 4X2X0.34 + 4X0.5 C UL/CSA, DESINA MOTION-CONNECT 500 DMAX = 9.3 MM, TYPE: 6FX5002-2AH00 LENGTH (M) = 0 + 10 + 5 + 0 | 160 | TEM | 1 | MC | 2.26 | 1
6FX50022AH001BG0 | SIGNAL CABLE, PREFABRICATED (HTL IN THE MOTOR 1PH.) 4X2X0.34 + 4X0.5 C UL/CSA, DESINA MOTION-CONNECT 500 DMAX = 9.3 MM, TYPE: 6FX5002-2AH00 LENGTH (M) = 0 + 10 + 6 + 0 | 165 | TEM | 1 | MC | 2.38 | 1
6FX50022AH001BJ0 | SIGNAL CABLE, PREFABRICATED (HTL IN THE MOTOR 1PH.) 4X2X0.34 + 4X0.5 C UL/CSA, DESINA MOTION-CONNECT 500 DMAX = 9.3 MM, TYPE: 6FX5002-2AH00 LENGTH (M) = 0 + 10 + 8 + 0 | 177 | TEM | 1 | MC | 2.62 | 1
6FX50022AH001BK0 | SIGNAL CABLE, PREFABRICATED (HTL IN THE MOTOR 1PH.) 4X2X0.34 + 4X0.5 C UL/CSA, DESINA MOTION-CONNECT 500 DMAX = 9.3 MM, TYPE: 6FX5002-2AH00 LENGTH (M) = 0 + 10 + 9 + 0 | 182 | TEM | 1 | MC | 2.74 | 1
6FX50022AH001CA0 | SIGNAL CABLE, PREFABRICATED (HTL IN THE MOTOR 1PH.) 4X2X0.34 + 4X0.5 C UL/CSA, DESINA MOTION-CONNECT 500 DMAX = 9.3 MM, TYPE: 6FX5002-2AH00 LENGTH (M) = 0 + 20 + 0 + 0 | 188 | TEM | 1 | MC | 2.86 | 1
6FX50022AH001CB0 | SIGNAL CABLE, PREFABRICATED (HTL IN THE MOTOR 1PH.) 4X2X0.34 + 4X0.5 C UL/CSA, DESINA MOTION-CONNECT 500 DMAX = 9.3 MM, TYPE: 6FX5002-2AH00 LENGTH (M) = 0 + 20 + 1 + 0 | 193 | TEM | 1 | MC | 2.98 | 1
6FX50022AH001CC0 | SIGNAL CABLE, PREFABRICATED (HTL IN THE MOTOR 1PH.) 4X2X0.34 + 4X0.5 C UL/CSA, DESINA MOTION-CONNECT 500 DMAX = 9.3 MM, TYPE: 6FX5002-2AH00 LENGTH (M) = 0 + 20 + 2 + 0 | 199 | TEM | 1 | MC | 3.1 | 1
6FX50022AH001CD0 | SIGNAL CABLE, PREFABRICATED (HTL IN THE MOTOR 1PH.) 4X2X0.34 + 4X0.5 C UL/CSA, DESINA MOTION-CONNECT 500 DMAX = 9.3 MM, TYPE: 6FX5002-2AH00 LENGTH (M) = 0 + 20 + 3 + 0 | 205 | TEM | 1 | MC | 3.22 | 1
6FX50022AH001CF0 | SIGNAL CABLE, PREFABRICATED (HTL IN THE MOTOR 1PH.) 4X2X0.34 + 4X0.5 C UL/CSA, DESINA MOTION-CONNECT 500 DMAX = 9.3 MM, TYPE: 6FX5002-2AH00 LENGTH (M) = 0 + 20 + 5 + 0 | 216 | TEM | 1 | MC | 3.46 | 1
6FX50022AH001CK0 | SIGNAL CABLE, PREFABRICATED (HTL IN THE MOTOR 1PH.) 4X2X0.34 + 4X0.5 C UL/CSA, DESINA MOTION-CONNECT 500 DMAX = 9.3 MM, TYPE: 6FX5002-2AH00 LENGTH (M) = 0 + 20 + 9 + 0 | 239 | TEM | 1 | MC | 3.94 | 1
6FX50022AH001DA0 | SIGNAL CABLE, PREFABRICATED (HTL IN THE MOTOR 1PH.) 4X2X0.34 + 4X0.5 C UL/CSA, DESINA MOTION-CONNECT 500 DMAX = 9.3 MM, TYPE: 6FX5002-2AH00 LENGTH (M) = 0 + 30 + 0 + 0 | 245 | TEM | 1 | MC | 4.06 | 1
6FX50022AH001DE0 | SIGNAL CABLE, PREFABRICATED (HTL IN THE MOTOR 1PH.) 4X2X0.34 + 4X0.5 C UL/CSA, DESINA MOTION-CONNECT 500 DMAX = 9.3 MM, TYPE: 6FX5002-2AH00 LENGTH (M) = 0 + 30 + 4 + 0 | 267 | TEM | 1 | MC | 4.54 | 1
6FX50022AH001DF0 | SIGNAL CABLE, PREFABRICATED (HTL IN THE MOTOR 1PH.) 4X2X0.34 + 4X0.5 C UL/CSA, DESINA MOTION-CONNECT 500 DMAX = 9.3 MM, TYPE: 6FX5002-2AH00 LENGTH (M) = 0 + 30 + 5 + 0 | 273 | TEM | 1 | MC | 4.66 | 1
6FX50022AH001DH0 | SIGNAL CABLE, PREFABRICATED (HTL IN THE MOTOR 1PH.) 4X2X0.34 + 4X0.5 C UL/CSA, DESINA MOTION-CONNECT 500 DMAX = 9.3 MM, TYPE: 6FX5002-2AH00 LENGTH (M) = 0 + 30 + 7 + 0 | 284 | TEM | 1 | MC | 4.9 | 1
6FX50022AH001EA0 | SIGNAL CABLE, PREFABRICATED (HTL IN THE MOTOR 1PH.) 4X2X0.34 + 4X0.5 C UL/CSA, DESINA MOTION-CONNECT 500 DMAX = 9.3 MM, TYPE: 6FX5002-2AH00 LENGTH (M) = 0 + 40 + 0 + 0 | 301 | TEM | 1 | MC | 5.26 | 1
6FX50022AH001EB0 | SIGNAL CABLE, PREFABRICATED (HTL IN THE MOTOR 1PH.) 4X2X0.34 + 4X0.5 C UL/CSA, DESINA MOTION-CONNECT 500 DMAX = 9.3 MM, TYPE: 6FX5002-2AH00 LENGTH (M) = 0 + 40 + 1 + 0 | 306 | TEM | 1 | MC | 5.38 | 1
6FX50022AH001EF0 | SIGNAL CABLE, PREFABRICATED (HTL IN THE MOTOR 1PH.) 4X2X0.34 + 4X0.5 C UL/CSA, DESINA MOTION-CONNECT 500 DMAX = 9.3 MM, TYPE: 6FX5002-2AH00 LENGTH (M) = 0 + 40 + 5 + 0 | 329 | TEM | 1 | MC | 5.86 | 1
6FX50022AH001EK0 | SIGNAL CABLE, PREFABRICATED (HTL IN THE MOTOR 1PH.) 4X2X0.34 + 4X0.5 C UL/CSA, DESINA MOTION-CONNECT 500 DMAX = 9.3 MM, TYPE: 6FX5002-2AH00 LENGTH (M) = 0 + 40 + 9 + 0 | 352 | TEM | 1 | MC | 6.34 | 1
6FX50022AH001FA0 | SIGNAL CABLE, PREFABRICATED (HTL IN THE MOTOR 1PH.) 4X2X0.34 + 4X0.5 C UL/CSA, DESINA MOTION-CONNECT 500 DMAX = 9.3 MM, TYPE: 6FX5002-2AH00 LENGTH (M) = 0 + 50 + 0 + 0 | 358 | TEM | 1 | MC | 6.46 | 1
6FX50022AH001FF0 | SIGNAL CABLE, PREFABRICATED (HTL IN THE MOTOR 1PH.) 4X2X0.34 + 4X0.5 C UL/CSA, DESINA MOTION-CONNECT 500 DMAX = 9.3 MM, TYPE: 6FX5002-2AH00 LENGTH (M) = 0 + 50 + 5 + 0 | 387 | TEM | 1 | MC | 7.06 | 1
6FX50022AH001FJ0 | SIGNAL CABLE, PREFABRICATED (HTL IN THE MOTOR 1PH.) 4X2X0.34 + 4X0.5 C UL/CSA, DESINA MOTION-CONNECT 500 DMAX = 9.3 MM, TYPE: 6FX5002-2AH00 LENGTH (M) = 0 + 50 + 8 + 0 | 404 | TEM | 1 | MC | 7.42 | 1
6FX50022AH001GA0 | SIGNAL CABLE, PREFABRICATED (HTL IN THE MOTOR 1PH.) 4X2X0.34 + 4X0.5 C UL/CSA, DESINA MOTION-CONNECT 500 DMAX = 9.3 MM, TYPE: 6FX5002-2AH00 LENGTH (M) = 0 + 60 + 0 + 0 | 414 | TEM | 1 | MC | 7.66 | 1
6FX50022AH001GB0 | SIGNAL CABLE, PREFABRICATED (HTL IN THE MOTOR 1PH.) 4X2X0.34 + 4X0.5 C UL/CSA, DESINA MOTION-CONNECT 500 DMAX = 9.3 MM, TYPE: 6FX5002-2AH00 LENGTH (M) = 0 + 60 + 1 + 0 | 420 | TEM | 1 | MC | 7.78 | 1
6FX50022AH001HA0 | SIGNAL CABLE, PREFABRICATED (HTL IN THE MOTOR 1PH.) 4X2X0.34 + 4X0.5 C UL/CSA, DESINA MOTION-CONNECT 500 DMAX = 9.3 MM, TYPE: 6FX5002-2AH00 LENGTH (M) = 0 + 70 + 0 + 0 | 472 | TEM | 1 | MC | 8.86 | 1
6FX50022AH001HF0 | SIGNAL CABLE, PREFABRICATED (HTL IN THE MOTOR 1PH.) 4X2X0.34 + 4X0.5 C UL/CSA, DESINA MOTION-CONNECT 500 DMAX = 9.3 MM, TYPE: 6FX5002-2AH00 LENGTH (M) = 0 + 70 + 5 + 0 | 500 | TEM | 1 | MC | 9.46 | 1
6FX50022AH001HG0 | SIGNAL CABLE, PREFABRICATED (HTL IN THE MOTOR 1PH.) 4X2X0.34 + 4X0.5 C UL/CSA, DESINA MOTION-CONNECT 500 DMAX = 9.3 MM, TYPE: 6FX5002-2AH00 LENGTH (M) = 0 + 70 + 6 + 0 | 506 | TEM | 1 | MC | 9.58 | 1
6FX50022AH001HJ0 | SIGNAL CABLE, PREFABRICATED (HTL IN THE MOTOR 1PH.) 4X2X0.34 + 4X0.5 C UL/CSA, DESINA MOTION-CONNECT 500 DMAX = 9.3 MM, TYPE: 6FX5002-2AH00 LENGTH (M) = 0 + 70 + 8 + 0 | 517 | TEM | 1 | MC | 9.82 | 1
6FX50022AH001JA1 | SIGNAL CABLE, PREFABRICATED (HTL IN THE MOTOR 1PH.) 4X2X0.34 + 4X0.5 C UL/CSA, DESINA MOTION-CONNECT 500 DMAX = 9.3 MM, TYPE: 6FX5002-2AH00 LENGTH (M) = 0 + 80 + 0 + 0,1 | 535 | TEM | 1 | MC | 10.072 | 1
6FX50022AH001KA0 | SIGNAL CABLE, PREFABRICATED (HTL IN THE MOTOR 1PH.) 4X2X0.34 + 4X0.5 C UL/CSA, DESINA MOTION-CONNECT 500 DMAX = 9.3 MM, TYPE: 6FX5002-2AH00 LENGTH (M) = 0 + 90 + 0 + 0 | 585 | TEM | 1 | MC | 11.26 | 1
6FX50022AH001KC0 | SIGNAL CABLE, PREFABRICATED (HTL IN THE MOTOR 1PH.) 4X2X0.34 + 4X0.5 C UL/CSA, DESINA MOTION-CONNECT 500 DMAX = 9.3 MM, TYPE: 6FX5002-2AH00 LENGTH (M) = 0 + 90 + 2 + 0 | 596 | TEM | 1 | MC | 11.5 | 1
6FX50022AH001KF0 | SIGNAL CABLE, PREFABRICATED (HTL IN THE MOTOR 1PH.) 4X2X0.34 + 4X0.5 C UL/CSA, DESINA MOTION-CONNECT 500 DMAX = 9.3 MM, TYPE: 6FX5002-2AH00 LENGTH (M) = 0 + 90 + 5 + 0 | 613 | TEM | 1 | MC | 11.86 | 1
6FX50022AH002AA0 | SIGNAL CABLE, PREFABRICATED (HTL IN THE MOTOR 1PH.) 4X2X0.34 + 4X0.5 C UL/CSA, DESINA MOTION-CONNECT 500 DMAX = 9.3 MM, TYPE: 6FX5002-2AH00 LENGTH (M) = 100 + 0 + 0 + 0 | 643 | TEM | 1 | MC | 12.46 | 1
6FX50022AH002AJ0 | SIGNAL CABLE, PREFABRICATED (HTL IN THE MOTOR 1PH.) 4X2X0.34 + 4X0.5 C UL/CSA, DESINA MOTION-CONNECT 500 DMAX = 9.3 MM, TYPE: 6FX5002-2AH00 LENGTH (M) = 100 + 0 + 8 + 0 | 688 | TEM | 1 | MC | 13.42 | 1
6FX50022AH002BA0 | SIGNAL CABLE, PREFABRICATED (HTL IN THE MOTOR 1PH.) 4X2X0.34 + 4X0.5 C UL/CSA, DESINA MOTION-CONNECT 500 DMAX = 9.3 MM, TYPE: 6FX5002-2AH00 LENGTH (M) = 100 + 10 + 0 + 0 | 699 | TEM | 1 | MC | 13.66 | 1
6FX50022AH002CA0 | SIGNAL CABLE, PREFABRICATED (HTL IN THE MOTOR 1PH.) 4X2X0.34 + 4X0.5 C UL/CSA, DESINA MOTION-CONNECT 500 DMAX = 9.3 MM, TYPE: 6FX5002-2AH00 LENGTH (M) = 100 + 20 + 0 + 0 | 756 | TEM | 1 | MC | 14.86 | 1
6FX50022AH002CC0 | SIGNAL CABLE, PREFABRICATED (HTL IN THE MOTOR 1PH.) 4X2X0.34 + 4X0.5 C UL/CSA, DESINA MOTION-CONNECT 500 DMAX = 9.3 MM, TYPE: 6FX5002-2AH00 LENGTH (M) = 100 + 20 + 2 + 0 | 767 | TEM | 1 | MC | 15.1 | 1
6FX50022AH002FA0 | SIGNAL CABLE, PREFABRICATED (HTL IN THE MOTOR 1PH.) 4X2X0.34 + 4X0.5 C UL/CSA, DESINA MOTION-CONNECT 500 DMAX = 9.3 MM, TYPE: 6FX5002-2AH00 LENGTH (M) = 100 + 50 + 0 + 0 | 927 | TEM | 1 | MC | 18.46 | 1
6FX50022AH002JD0 | SIGNAL CABLE, PREFABRICATED (HTL IN THE MOTOR 1PH.) 4X2X0.34 + 4X0.5 C UL/CSA, DESINA MOTION-CONNECT 500 DMAX = 9.3 MM, TYPE: 6FX5002-2AH00 LENGTH (M) = 100 + 80 + 3 + 0 | 1115 | TEM | 1 | MC | 22.42 | 1
6FX50022AH004AA0 | SIGNAL CABLE, PREASSEMBLED TYPE: 6FX5002-2AH00 (HTL IN THE MOTOR 1PH.) 4X2X0,34 + 4X0,5 C UL/CSA, DESINA MOTION-CONNECT 500 DMAX. = 9.3 MM, LENGTH (M) = 300 | 1779 | TEM | 1 | MC | 42.44 | 1
6FX50022AH041AF0 | SIGNAL CABLE, PREASSEMBLED,EXT. (ROD 431 MASTERDRIVES) 4 X 2 X 0.38 + 4 X 0.5 C; PVC/PVC, NOT DESINA, NOT UL/CSA DMAX = 10 MM, TYPE: 6FX5002-2AH04 LENGTH (M) = 0 + 0 + 5 + 0 | 151 | TEM | 1 | MC | 1.06 | 1
6FX50022AH041AJ0 | SIGNAL CABLE, PREASSEMBLED,EXT. (ROD 431 MASTERDRIVES) 4 X 2 X 0.38 + 4 X 0.5 C; PVC/PVC, NOT DESINA, NOT UL/CSA DMAX = 10 MM, TYPE: 6FX5002-2AH04 LENGTH (M) = 0 + 0 + 8 + 0 | 168 | TEM | 1 | MC | 1.42 | 1
6FX50022AH041BA0 | SIGNAL CABLE, PREASSEMBLED,EXT. (ROD 431 MASTERDRIVES) 4 X 2 X 0.38 + 4 X 0.5 C; PVC/PVC, NOT DESINA, NOT UL/CSA DMAX = 10 MM, TYPE: 6FX5002-2AH04 LENGTH (M) = 0 + 10 + 0 + 0 | 179 | TEM | 1 | MC | 1.66 | 1
6FX50022AH041BD0 | SIGNAL CABLE, PREASSEMBLED,EXT. (ROD 431 MASTERDRIVES) 4 X 2 X 0.38 + 4 X 0.5 C; PVC/PVC, NOT DESINA, NOT UL/CSA DMAX = 10 MM, TYPE: 6FX5002-2AH04 LENGTH (M) = 0 + 10 + 3 + 0 | 196 | TEM | 1 | MC | 2.02 | 1
6FX50022AH041BF0 | SIGNAL CABLE, PREASSEMBLED,EXT. (ROD 431 MASTERDRIVES) 4 X 2 X 0.38 + 4 X 0.5 C; PVC/PVC, NOT DESINA, NOT UL/CSA DMAX = 10 MM, TYPE: 6FX5002-2AH04 LENGTH (M) = 0 + 10 + 5 + 0 | 207 | TEM | 1 | MC | 2.26 | 1
6FX50022AH111AF0 | SIGNAL CABLE PREASSAMBLED TYPE: 6FX5002-2AH11 ( BASIS 6FX5002-2AH00-.... ) WITH INTEGRATE TEMPERATURE WIRES UL/CSA, DESINA MOTION-CONNECT 500, DMAX = 9.3 MM, LENGTH (M) = 0 + 0 + 5 + 0 | 143 | TEM | 1 | MC | 0.74 | 1
6FX50022AH111BA0 | SIGNAL CABLE PREASSAMBLED TYPE: 6FX5002-2AH11 ( BASIS 6FX5002-2AH00-.... ) WITH INTEGRATE TEMPERATURE WIRES UL/CSA, DESINA MOTION-CONNECT 500, DMAX = 9.3 MM, LENGTH (M) = 0 + 10 + 0 + 0 | 186 | TEM | 1 | MC | 1.34 | 1
6FX50022AH111BF0 | SIGNAL CABLE PREASSAMBLED TYPE: 6FX5002-2AH11 ( BASIS 6FX5002-2AH00-.... ) WITH INTEGRATE TEMPERATURE WIRES UL/CSA, DESINA MOTION-CONNECT 500, DMAX = 9.3 MM, LENGTH (M) = 0 + 10 + 5 + 0 | 229 | TEM | 1 | MC | 1.94 | 1
6FX50022AH111CA0 | SIGNAL CABLE PREASSAMBLED TYPE: 6FX5002-2AH11 ( BASIS 6FX5002-2AH00-.... ) WITH INTEGRATE TEMPERATURE WIRES UL/CSA, DESINA MOTION-CONNECT 500, DMAX = 9.3 MM, LENGTH (M) = 0 + 20 + 0 + 0 | 272 | TEM | 1 | MC | 2.54 | 1
6FX50022AH111CF0 | SIGNAL CABLE PREASSAMBLED TYPE: 6FX5002-2AH11 ( BASIS 6FX5002-2AH00-.... ) WITH INTEGRATE TEMPERATURE WIRES UL/CSA, DESINA MOTION-CONNECT 500, DMAX = 9.3 MM, LENGTH (M) = 0 + 20 + 5 + 0 | 315 | TEM | 1 | MC | 3.14 | 1
6FX50022AH111EA0 | SIGNAL CABLE PREASSAMBLED TYPE: 6FX5002-2AH11 ( BASIS 6FX5002-2AH00-.... ) WITH INTEGRATE TEMPERATURE WIRES UL/CSA, DESINA MOTION-CONNECT 500, DMAX = 9.3 MM, LENGTH (M) = 0 + 40 + 0 + 0 | 444 | TEM | 1 | MC | 4.94 | 1
6FX50022AH111HA0 | SIGNAL CABLE PREASSAMBLED TYPE: 6FX5002-2AH11 ( BASIS 6FX5002-2AH00-.... ) WITH INTEGRATE TEMPERATURE WIRES UL/CSA, DESINA MOTION-CONNECT 500, DMAX = 9.3 MM, LENGTH (M) = 0 + 70 + 0 + 0 | 702 | TEM | 1 | MC | 8.54 | 1
6FX50022CA121AA0 | SIGNAL CABLE, PREASSEMBLED TYPE: 6FX5002-2CA12 (HTL AND TTL ENCODER ) 4X2X0.34 + 4X0.5 C, WITHOUT D-SUB CONNECTOR, UL/CSA, DESINA MOTION-CONNECT 500 DMAX = 9.3 MM, LENGTH (M) = 0 + 0 + 0 + 0 | 76.3 | TEM | 1 | MC | 0.11 | 1
6FX50022CA121AC0 | SIGNAL CABLE, PREASSEMBLED TYPE: 6FX5002-2CA12 (HTL AND TTL ENCODER ) 4X2X0.34 + 4X0.5 C, WITHOUT D-SUB CONNECTOR, UL/CSA, DESINA MOTION-CONNECT 500 DMAX = 9.3 MM, LENGTH (M) = 0 + 0 + 2 + 0 | 88 | TEM | 1 | MC | 0.35 | 1
6FX50022CA121AD0 | SIGNAL CABLE, PREASSEMBLED TYPE: 6FX5002-2CA12 (HTL AND TTL ENCODER ) 4X2X0.34 + 4X0.5 C, WITHOUT D-SUB CONNECTOR, UL/CSA, DESINA MOTION-CONNECT 500 DMAX = 9.3 MM, LENGTH (M) = 0 + 0 + 3 + 0 | 93.9 | TEM | 1 | MC | 0.47 | 1
6FX50022CA121AF0 | SIGNAL CABLE, PREASSEMBLED TYPE: 6FX5002-2CA12 (HTL AND TTL ENCODER ) 4X2X0.34 + 4X0.5 C, WITHOUT D-SUB CONNECTOR, UL/CSA, DESINA MOTION-CONNECT 500 DMAX = 9.3 MM, LENGTH (M) = 0 + 0 + 5 + 0 | 106 | TEM | 1 | MC | 0.71 | 1
6FX50022CA121AG0 | SIGNAL CABLE, PREASSEMBLED TYPE: 6FX5002-2CA12 (HTL AND TTL ENCODER ) 4X2X0.34 + 4X0.5 C, WITHOUT D-SUB CONNECTOR, UL/CSA, DESINA MOTION-CONNECT 500 DMAX = 9.3 MM, LENGTH (M) = 0 + 0 + 6 + 0 | 112 | TEM | 1 | MC | 0.83 | 1
6FX50022CA121BA0 | SIGNAL CABLE, PREASSEMBLED TYPE: 6FX5002-2CA12 (HTL AND TTL ENCODER ) 4X2X0.34 + 4X0.5 C, WITHOUT D-SUB CONNECTOR, UL/CSA, DESINA MOTION-CONNECT 500 DMAX = 9.3 MM, LENGTH (M) = 0 + 10 + 0 + 0 | 136 | TEM | 1 | MC | 1.31 | 1
6FX50022CA121CA0 | SIGNAL CABLE, PREASSEMBLED TYPE: 6FX5002-2CA12 (HTL AND TTL ENCODER ) 4X2X0.34 + 4X0.5 C, WITHOUT D-SUB CONNECTOR, UL/CSA, DESINA MOTION-CONNECT 500 DMAX = 9.3 MM, LENGTH (M) = 0 + 20 + 0 + 0 | 194 | TEM | 1 | MC | 2.51 | 1
6FX50022CA121CD0 | SIGNAL CABLE, PREASSEMBLED TYPE: 6FX5002-2CA12 (HTL AND TTL ENCODER ) 4X2X0.34 + 4X0.5 C, WITHOUT D-SUB CONNECTOR, UL/CSA, DESINA MOTION-CONNECT 500 DMAX = 9.3 MM, LENGTH (M) = 0 + 20 + 3 + 0 | 212 | TEM | 1 | MC | 2.87 | 1
6FX50022CA121CF0 | SIGNAL CABLE, PREASSEMBLED TYPE: 6FX5002-2CA12 (HTL AND TTL ENCODER ) 4X2X0.34 + 4X0.5 C, WITHOUT D-SUB CONNECTOR, UL/CSA, DESINA MOTION-CONNECT 500 DMAX = 9.3 MM, LENGTH (M) = 0 + 20 + 5 + 0 | 223 | TEM | 1 | MC | 3.11 | 1
6FX50022CA121DD0 | SIGNAL CABLE, PREASSEMBLED TYPE: 6FX5002-2CA12 (HTL AND TTL ENCODER ) 4X2X0.34 + 4X0.5 C, WITHOUT D-SUB CONNECTOR, UL/CSA, DESINA MOTION-CONNECT 500 DMAX = 9.3 MM, LENGTH (M) = 0 + 30 + 3 + 0 | 270 | TEM | 1 | MC | 4.07 | 1
6FX50022CA121DF0 | SIGNAL CABLE, PREASSEMBLED TYPE: 6FX5002-2CA12 (HTL AND TTL ENCODER ) 4X2X0.34 + 4X0.5 C, WITHOUT D-SUB CONNECTOR, UL/CSA, DESINA MOTION-CONNECT 500 DMAX = 9.3 MM, LENGTH (M) = 0 + 30 + 5 + 0 | 282 | TEM | 1 | MC | 4.31 | 1
6FX50022CA121EA0 | SIGNAL CABLE, PREASSEMBLED TYPE: 6FX5002-2CA12 (HTL AND TTL ENCODER ) 4X2X0.34 + 4X0.5 C, WITHOUT D-SUB CONNECTOR, UL/CSA, DESINA MOTION-CONNECT 500 DMAX = 9.3 MM, LENGTH (M) = 0 + 40 + 0 + 0 | 312 | TEM | 1 | MC | 4.91 | 1
6FX50022CA121HF0 | SIGNAL CABLE, PREASSEMBLED TYPE: 6FX5002-2CA12 (HTL AND TTL ENCODER ) 4X2X0.34 + 4X0.5 C, WITHOUT D-SUB CONNECTOR, UL/CSA, DESINA MOTION-CONNECT 500 DMAX = 9.3 MM, LENGTH (M) = 0 + 70 + 5 + 0 | 516 | TEM | 1 | MC | 9.11 | 1
6FX50022CA122BA0 | SIGNAL CABLE, PREASSEMBLED TYPE: 6FX5002-2CA12 (HTL AND TTL ENCODER ) 4X2X0.34 + 4X0.5 C, WITHOUT D-SUB CONNECTOR, UL/CSA, DESINA MOTION-CONNECT 500 DMAX = 9.3 MM, LENGTH (M) = 100 + 10 + 0 + 0 | 723 | TEM | 1 | MC | 13.31 | 1
6FX50022CA201AB0 | SIGNAL CABLE PREASSAMBLED TYPE: 6FX5002-2CA20 (INCR. ENCODER IN THE MOTOR AH20) 3X2X0,14+4X0,14+2X0,5+4X0,22C WITH M17 CONNECTOR UL/CSA DESINA MOTION CONNECT 500 DMAX =9,9MM; LENGTH (M)= 0 + 0 + 1 + 0 | 172 | TEM | 1 | MC | 0.121 | 1
6FX50022CA201AC0 | SIGNAL CABLE PREASSAMBLED TYPE: 6FX5002-2CA20 (INCR. ENCODER IN THE MOTOR AH20) 3X2X0,14+4X0,14+2X0,5+4X0,22C WITH M17 CONNECTOR UL/CSA DESINA MOTION CONNECT 500 DMAX =9,9MM; LENGTH (M)= 0 + 0 + 2 + 0 | 181 | TEM | 1 | MC | 0.241 | 1
6FX50022CA201AD0 | SIGNAL CABLE PREASSAMBLED TYPE: 6FX5002-2CA20 (INCR. ENCODER IN THE MOTOR AH20) 3X2X0,14+4X0,14+2X0,5+4X0,22C WITH M17 CONNECTOR UL/CSA DESINA MOTION CONNECT 500 DMAX =9,9MM; LENGTH (M)= 0 + 0 + 3 + 0 | 190 | TEM | 1 | MC | 0.361 | 1
6FX50022CA201AF0 | SIGNAL CABLE PREASSAMBLED TYPE: 6FX5002-2CA20 (INCR. ENCODER IN THE MOTOR AH20) 3X2X0,14+4X0,14+2X0,5+4X0,22C WITH M17 CONNECTOR UL/CSA DESINA MOTION CONNECT 500 DMAX =9,9MM; LENGTH (M)= 0 + 0 + 5 + 0 | 207 | TEM | 1 | MC | 0.601 | 1
6FX50022CA201AG0 | SIGNAL CABLE PREASSAMBLED TYPE: 6FX5002-2CA20 (INCR. ENCODER IN THE MOTOR AH20) 3X2X0,14+4X0,14+2X0,5+4X0,22C WITH M17 CONNECTOR UL/CSA DESINA MOTION CONNECT 500 DMAX =9,9MM; LENGTH (M)= 0 + 0 + 6 + 0 | 216 | TEM | 1 | MC | 0.721 | 1
6FX50022CA201BA0 | SIGNAL CABLE PREASSAMBLED TYPE: 6FX5002-2CA20 (INCR. ENCODER IN THE MOTOR AH20) 3X2X0,14+4X0,14+2X0,5+4X0,22C WITH M17 CONNECTOR UL/CSA DESINA MOTION CONNECT 500 DMAX =9,9MM; LENGTH (M)= 0 + 10 + 0 + 0 | 251 | TEM | 1 | MC | 1.201 | 1
6FX50022CA201BC0 | SIGNAL CABLE PREASSAMBLED TYPE: 6FX5002-2CA20 (INCR. ENCODER IN THE MOTOR AH20) 3X2X0,14+4X0,14+2X0,5+4X0,22C WITH M17 CONNECTOR UL/CSA DESINA MOTION CONNECT 500 DMAX =9,9MM; LENGTH (M)= 0 + 10 + 2 + 0 | 269 | TEM | 1 | MC | 1.441 | 1
6FX50022CA201BF0 | SIGNAL CABLE PREASSAMBLED TYPE: 6FX5002-2CA20 (INCR. ENCODER IN THE MOTOR AH20) 3X2X0,14+4X0,14+2X0,5+4X0,22C WITH M17 CONNECTOR UL/CSA DESINA MOTION CONNECT 500 DMAX =9,9MM; LENGTH (M)= 0 + 10 + 5 + 0 | 295 | TEM | 1 | MC | 1.801 | 1
6FX50022CA201BJ0 | SIGNAL CABLE PREASSAMBLED TYPE: 6FX5002-2CA20 (INCR. ENCODER IN THE MOTOR AH20) 3X2X0,14+4X0,14+2X0,5+4X0,22C WITH M17 CONNECTOR UL/CSA DESINA MOTION CONNECT 500 DMAX =9,9MM; LENGTH (M)= 0 + 10 + 8 + 0 | 322 | TEM | 1 | MC | 2.161 | 1
6FX50022CA201CA0 | SIGNAL CABLE PREASSAMBLED TYPE: 6FX5002-2CA20 (INCR. ENCODER IN THE MOTOR AH20) 3X2X0,14+4X0,14+2X0,5+4X0,22C WITH M17 CONNECTOR UL/CSA DESINA MOTION CONNECT 500 DMAX =9,9MM; LENGTH (M)= 0 + 20 + 0 + 0 | 339 | TEM | 1 | MC | 2.401 | 1
6FX50022CA201CF0 | SIGNAL CABLE PREASSAMBLED TYPE: 6FX5002-2CA20 (INCR. ENCODER IN THE MOTOR AH20) 3X2X0,14+4X0,14+2X0,5+4X0,22C WITH M17 CONNECTOR UL/CSA DESINA MOTION CONNECT 500 DMAX =9,9MM; LENGTH (M)= 0 + 20 + 5 + 0 | 383 | TEM | 1 | MC | 3.001 | 1
6FX50022CA201CJ0 | SIGNAL CABLE PREASSAMBLED TYPE: 6FX5002-2CA20 (INCR. ENCODER IN THE MOTOR AH20) 3X2X0,14+4X0,14+2X0,5+4X0,22C WITH M17 CONNECTOR UL/CSA DESINA MOTION CONNECT 500 DMAX =9,9MM; LENGTH (M)= 0 + 20 + 8 + 0 | 410 | TEM | 1 | MC | 3.361 | 1
6FX50022CA201DA0 | SIGNAL CABLE PREASSAMBLED TYPE: 6FX5002-2CA20 (INCR. ENCODER IN THE MOTOR AH20) 3X2X0,14+4X0,14+2X0,5+4X0,22C WITH M17 CONNECTOR UL/CSA DESINA MOTION CONNECT 500 DMAX =9,9MM; LENGTH (M)= 0 + 30 + 0 + 0 | 427 | TEM | 1 | MC | 3.601 | 1
6FX50022CA241AF0 | SIGNAL CABLE PREASSAMBLED TYPE: 6FX5002-2CA24 EXTENSION (INCR. ENCODER IN THE MOTOR AH20) BASE 6FX5002-2CA34-.... WITH M17 CONNECTOR LENGTH (M)= 0 + 0 + 5 + 0 | 271 | TEM | 1 | MC | 0.64 | 1
6FX50022CA241BA0 | SIGNAL CABLE PREASSAMBLED TYPE: 6FX5002-2CA24 EXTENSION (INCR. ENCODER IN THE MOTOR AH20) BASE 6FX5002-2CA34-.... WITH M17 CONNECTOR LENGTH (M)= 0 + 10 + 0 + 0 | 313 | TEM | 1 | MC | 1.24 | 1
6FX50022CA311AB0 | SIGNAL CABLE, PREASSEMBLED, (VOLTAGE SIGNAL ENCODER) 3X2X0.14+4X0.14+2X0.5+4X0.23 C UL/CSA, DESINA MOTION CONNECT 500 DMAX = 9.9 MM, TYPE: 6FX5002-2CA31 LENGTH (M) = 0 + 0 + 1 + 0 | 118 | TEM | 1 | MC | 0.36 | 1
6FX50022CA311AC0 | SIGNAL CABLE, PREASSEMBLED, (VOLTAGE SIGNAL ENCODER) 3X2X0.14+4X0.14+2X0.5+4X0.23 C UL/CSA, DESINA MOTION CONNECT 500 DMAX = 9.9 MM, TYPE: 6FX5002-2CA31 LENGTH (M) = 0 + 0 + 2 + 0 | 125 | TEM | 1 | MC | 0.499 | 1
6FX50022CA311AD0 | SIGNAL CABLE, PREASSEMBLED, (VOLTAGE SIGNAL ENCODER) 3X2X0.14+4X0.14+2X0.5+4X0.23 C UL/CSA, DESINA MOTION CONNECT 500 DMAX = 9.9 MM, TYPE: 6FX5002-2CA31 LENGTH (M) = 0 + 0 + 3 + 0 | 132 | TEM | 1 | MC | 0.638 | 1
6FX50022CA311AD7 | SIGNAL CABLE, PREASSEMBLED, (VOLTAGE SIGNAL ENCODER) 3X2X0.14+4X0.14+2X0.5+4X0.23 C UL/CSA, DESINA MOTION CONNECT 500 DMAX = 9.9 MM, TYPE: 6FX5002-2CA31 LENGTH (M) = 0 + 0 + 3 + 0,7 | 140 | TEM | 1 | MC | 0.725 | 1
6FX50022CA311AE0 | SIGNAL CABLE, PREASSEMBLED, (VOLTAGE SIGNAL ENCODER) 3X2X0.14+4X0.14+2X0.5+4X0.23 C UL/CSA, DESINA MOTION CONNECT 500 DMAX = 9.9 MM, TYPE: 6FX5002-2CA31 LENGTH (M) = 0 + 0 + 4 + 0 | 140 | TEM | 1 | MC | 0.777 | 1
6FX50022CA311AE5 | SIGNAL CABLE, PREASSEMBLED, (VOLTAGE SIGNAL ENCODER) 3X2X0.14+4X0.14+2X0.5+4X0.23 C UL/CSA, DESINA MOTION CONNECT 500 DMAX = 9.9 MM, TYPE: 6FX5002-2CA31 LENGTH (M) = 0 + 0 + 4 + 0,5 | 147 | TEM | 1 | MC | 0.837 | 1
6FX50022CA311AF0 | SIGNAL CABLE, PREASSEMBLED, (VOLTAGE SIGNAL ENCODER) 3X2X0.14+4X0.14+2X0.5+4X0.23 C UL/CSA, DESINA MOTION CONNECT 500 DMAX = 9.9 MM, TYPE: 6FX5002-2CA31 LENGTH (M) = 0 + 0 + 5 + 0 | 147 | TEM | 1 | MC | 0.916 | 1
6FX50022CA311AG0 | SIGNAL CABLE, PREASSEMBLED, (VOLTAGE SIGNAL ENCODER) 3X2X0.14+4X0.14+2X0.5+4X0.23 C UL/CSA, DESINA MOTION CONNECT 500 DMAX = 9.9 MM, TYPE: 6FX5002-2CA31 LENGTH (M) = 0 + 0 + 6 + 0 | 154 | TEM | 1 | MC | 1.055 | 1
6FX50022CA311AG5 | SIGNAL CABLE, PREASSEMBLED, (VOLTAGE SIGNAL ENCODER) 3X2X0.14+4X0.14+2X0.5+4X0.23 C UL/CSA, DESINA MOTION CONNECT 500 DMAX = 9.9 MM, TYPE: 6FX5002-2CA31 LENGTH (M) = 0 + 0 + 6 + 0,5 | 161 | TEM | 1 | MC | 1.115 | 1
6FX50022CA311AH0 | SIGNAL CABLE, PREASSEMBLED, (VOLTAGE SIGNAL ENCODER) 3X2X0.14+4X0.14+2X0.5+4X0.23 C UL/CSA, DESINA MOTION CONNECT 500 DMAX = 9.9 MM, TYPE: 6FX5002-2CA31 LENGTH (M) = 0 + 0 + 7 + 0 | 161 | TEM | 1 | MC | 1.194 | 1
6FX50022CA311AH5 | SIGNAL CABLE, PREASSEMBLED, (VOLTAGE SIGNAL ENCODER) 3X2X0.14+4X0.14+2X0.5+4X0.23 C UL/CSA, DESINA MOTION CONNECT 500 DMAX = 9.9 MM, TYPE: 6FX5002-2CA31 LENGTH (M) = 0 + 0 + 7 + 0,5 | 169 | TEM | 1 | MC | 1.254 | 1
6FX50022CA311AJ0 | SIGNAL CABLE, PREASSEMBLED, (VOLTAGE SIGNAL ENCODER) 3X2X0.14+4X0.14+2X0.5+4X0.23 C UL/CSA, DESINA MOTION CONNECT 500 DMAX = 9.9 MM, TYPE: 6FX5002-2CA31 LENGTH (M) = 0 + 0 + 8 + 0 | 169 | TEM | 1 | MC | 1.333 | 1
6FX50022CA311AJ5 | SIGNAL CABLE, PREASSEMBLED, (VOLTAGE SIGNAL ENCODER) 3X2X0.14+4X0.14+2X0.5+4X0.23 C UL/CSA, DESINA MOTION CONNECT 500 DMAX = 9.9 MM, TYPE: 6FX5002-2CA31 LENGTH (M) = 0 + 0 + 8 + 0,5 | 176 | TEM | 1 | MC | 1.393 | 1
6FX50022CA311AK0 | SIGNAL CABLE, PREASSEMBLED, (VOLTAGE SIGNAL ENCODER) 3X2X0.14+4X0.14+2X0.5+4X0.23 C UL/CSA, DESINA MOTION CONNECT 500 DMAX = 9.9 MM, TYPE: 6FX5002-2CA31 LENGTH (M) = 0 + 0 + 9 + 0 | 176 | TEM | 1 | MC | 1.472 | 1
6FX50022CA311BA0 | SIGNAL CABLE, PREASSEMBLED, (VOLTAGE SIGNAL ENCODER) 3X2X0.14+4X0.14+2X0.5+4X0.23 C UL/CSA, DESINA MOTION CONNECT 500 DMAX = 9.9 MM, TYPE: 6FX5002-2CA31 LENGTH (M) = 0 + 10 + 0 + 0 | 183 | TEM | 1 | MC | 1.611 | 1
6FX50022CA311BB0 | SIGNAL CABLE, PREASSEMBLED, (VOLTAGE SIGNAL ENCODER) 3X2X0.14+4X0.14+2X0.5+4X0.23 C UL/CSA, DESINA MOTION CONNECT 500 DMAX = 9.9 MM, TYPE: 6FX5002-2CA31 LENGTH (M) = 0 + 10 + 1 + 0 | 191 | TEM | 1 | MC | 1.74 | 1
6FX50022CA311BB5 | SIGNAL CABLE, PREASSEMBLED, (VOLTAGE SIGNAL ENCODER) 3X2X0.14+4X0.14+2X0.5+4X0.23 C UL/CSA, DESINA MOTION CONNECT 500 DMAX = 9.9 MM, TYPE: 6FX5002-2CA31 LENGTH (M) = 0 + 10 + 1 + 0,5 | 198 | TEM | 1 | MC | 1.8 | 1
6FX50022CA311BC0 | SIGNAL CABLE, PREASSEMBLED, (VOLTAGE SIGNAL ENCODER) 3X2X0.14+4X0.14+2X0.5+4X0.23 C UL/CSA, DESINA MOTION CONNECT 500 DMAX = 9.9 MM, TYPE: 6FX5002-2CA31 LENGTH (M) = 0 + 10 + 2 + 0 | 198 | TEM | 1 | MC | 1.879 | 1
6FX50022CA311BD0 | SIGNAL CABLE, PREASSEMBLED, (VOLTAGE SIGNAL ENCODER) 3X2X0.14+4X0.14+2X0.5+4X0.23 C UL/CSA, DESINA MOTION CONNECT 500 DMAX = 9.9 MM, TYPE: 6FX5002-2CA31 LENGTH (M) = 0 + 10 + 3 + 0 | 205 | TEM | 1 | MC | 2.018 | 1
6FX50022CA311BE0 | SIGNAL CABLE, PREASSEMBLED, (VOLTAGE SIGNAL ENCODER) 3X2X0.14+4X0.14+2X0.5+4X0.23 C UL/CSA, DESINA MOTION CONNECT 500 DMAX = 9.9 MM, TYPE: 6FX5002-2CA31 LENGTH (M) = 0 + 10 + 4 + 0 | 213 | TEM | 1 | MC | 2.157 | 1
6FX50022CA311BF0 | SIGNAL CABLE, PREASSEMBLED, (VOLTAGE SIGNAL ENCODER) 3X2X0.14+4X0.14+2X0.5+4X0.23 C UL/CSA, DESINA MOTION CONNECT 500 DMAX = 9.9 MM, TYPE: 6FX5002-2CA31 LENGTH (M) = 0 + 10 + 5 + 0 | 220 | TEM | 1 | MC | 2.296 | 1
6FX50022CA311BG0 | SIGNAL CABLE, PREASSEMBLED, (VOLTAGE SIGNAL ENCODER) 3X2X0.14+4X0.14+2X0.5+4X0.23 C UL/CSA, DESINA MOTION CONNECT 500 DMAX = 9.9 MM, TYPE: 6FX5002-2CA31 LENGTH (M) = 0 + 10 + 6 + 0 | 227 | TEM | 1 | MC | 2.435 | 1
6FX50022CA311BH0 | SIGNAL CABLE, PREASSEMBLED, (VOLTAGE SIGNAL ENCODER) 3X2X0.14+4X0.14+2X0.5+4X0.23 C UL/CSA, DESINA MOTION CONNECT 500 DMAX = 9.9 MM, TYPE: 6FX5002-2CA31 LENGTH (M) = 0 + 10 + 7 + 0 | 234 | TEM | 1 | MC | 2.574 | 1
6FX50022CA311BJ0 | SIGNAL CABLE, PREASSEMBLED, (VOLTAGE SIGNAL ENCODER) 3X2X0.14+4X0.14+2X0.5+4X0.23 C UL/CSA, DESINA MOTION CONNECT 500 DMAX = 9.9 MM, TYPE: 6FX5002-2CA31 LENGTH (M) = 0 + 10 + 8 + 0 | 242 | TEM | 1 | MC | 2.713 | 1
6FX50022CA311BK0 | SIGNAL CABLE, PREASSEMBLED, (VOLTAGE SIGNAL ENCODER) 3X2X0.14+4X0.14+2X0.5+4X0.23 C UL/CSA, DESINA MOTION CONNECT 500 DMAX = 9.9 MM, TYPE: 6FX5002-2CA31 LENGTH (M) = 0 + 10 + 9 + 0 | 249 | TEM | 1 | MC | 2.852 | 1
6FX50022CA311CA0 | SIGNAL CABLE, PREASSEMBLED, (VOLTAGE SIGNAL ENCODER) 3X2X0.14+4X0.14+2X0.5+4X0.23 C UL/CSA, DESINA MOTION CONNECT 500 DMAX = 9.9 MM, TYPE: 6FX5002-2CA31 LENGTH (M) = 0 + 20 + 0 + 0 | 256 | TEM | 1 | MC | 3.001 | 1
6FX50022CA311CB0 | SIGNAL CABLE, PREASSEMBLED, (VOLTAGE SIGNAL ENCODER) 3X2X0.14+4X0.14+2X0.5+4X0.23 C UL/CSA, DESINA MOTION CONNECT 500 DMAX = 9.9 MM, TYPE: 6FX5002-2CA31 LENGTH (M) = 0 + 20 + 1 + 0 | 264 | TEM | 1 | MC | 3.13 | 1
6FX50022CA311CC0 | SIGNAL CABLE, PREASSEMBLED, (VOLTAGE SIGNAL ENCODER) 3X2X0.14+4X0.14+2X0.5+4X0.23 C UL/CSA, DESINA MOTION CONNECT 500 DMAX = 9.9 MM, TYPE: 6FX5002-2CA31 LENGTH (M) = 0 + 20 + 2 + 0 | 271 | TEM | 1 | MC | 3.269 | 1
6FX50022CA311CD0 | SIGNAL CABLE, PREASSEMBLED, (VOLTAGE SIGNAL ENCODER) 3X2X0.14+4X0.14+2X0.5+4X0.23 C UL/CSA, DESINA MOTION CONNECT 500 DMAX = 9.9 MM, TYPE: 6FX5002-2CA31 LENGTH (M) = 0 + 20 + 3 + 0 | 278 | TEM | 1 | MC | 3.408 | 1
6FX50022CA311CE0 | SIGNAL CABLE, PREASSEMBLED, (VOLTAGE SIGNAL ENCODER) 3X2X0.14+4X0.14+2X0.5+4X0.23 C UL/CSA, DESINA MOTION CONNECT 500 DMAX = 9.9 MM, TYPE: 6FX5002-2CA31 LENGTH (M) = 0 + 20 + 4 + 0 | 286 | TEM | 1 | MC | 3.547 | 1
6FX50022CA311CF0 | SIGNAL CABLE, PREASSEMBLED, (VOLTAGE SIGNAL ENCODER) 3X2X0.14+4X0.14+2X0.5+4X0.23 C UL/CSA, DESINA MOTION CONNECT 500 DMAX = 9.9 MM, TYPE: 6FX5002-2CA31 LENGTH (M) = 0 + 20 + 5 + 0 | 293 | TEM | 1 | MC | 3.686 | 1
6FX50022CA311CG0 | SIGNAL CABLE, PREASSEMBLED, (VOLTAGE SIGNAL ENCODER) 3X2X0.14+4X0.14+2X0.5+4X0.23 C UL/CSA, DESINA MOTION CONNECT 500 DMAX = 9.9 MM, TYPE: 6FX5002-2CA31 LENGTH (M) = 0 + 20 + 6 + 0 | 300 | TEM | 1 | MC | 3.825 | 1
6FX50022CA311CH0 | SIGNAL CABLE, PREASSEMBLED, (VOLTAGE SIGNAL ENCODER) 3X2X0.14+4X0.14+2X0.5+4X0.23 C UL/CSA, DESINA MOTION CONNECT 500 DMAX = 9.9 MM, TYPE: 6FX5002-2CA31 LENGTH (M) = 0 + 20 + 7 + 0 | 307 | TEM | 1 | MC | 3.964 | 1
6FX50022CA311CJ0 | SIGNAL CABLE, PREASSEMBLED, (VOLTAGE SIGNAL ENCODER) 3X2X0.14+4X0.14+2X0.5+4X0.23 C UL/CSA, DESINA MOTION CONNECT 500 DMAX = 9.9 MM, TYPE: 6FX5002-2CA31 LENGTH (M) = 0 + 20 + 8 + 0 | 315 | TEM | 1 | MC | 4.103 | 1
6FX50022CA311CK0 | SIGNAL CABLE, PREASSEMBLED, (VOLTAGE SIGNAL ENCODER) 3X2X0.14+4X0.14+2X0.5+4X0.23 C UL/CSA, DESINA MOTION CONNECT 500 DMAX = 9.9 MM, TYPE: 6FX5002-2CA31 LENGTH (M) = 0 + 20 + 9 + 0 | 322 | TEM | 1 | MC | 4.242 | 1
6FX50022CA311DA0 | SIGNAL CABLE, PREASSEMBLED, (VOLTAGE SIGNAL ENCODER) 3X2X0.14+4X0.14+2X0.5+4X0.23 C UL/CSA, DESINA MOTION CONNECT 500 DMAX = 9.9 MM, TYPE: 6FX5002-2CA31 LENGTH (M) = 0 + 30 + 0 + 0 | 330 | TEM | 1 | MC | 4.391 | 1
6FX50022CA311DB0 | SIGNAL CABLE, PREASSEMBLED, (VOLTAGE SIGNAL ENCODER) 3X2X0.14+4X0.14+2X0.5+4X0.23 C UL/CSA, DESINA MOTION CONNECT 500 DMAX = 9.9 MM, TYPE: 6FX5002-2CA31 LENGTH (M) = 0 + 30 + 1 + 0 | 338 | TEM | 1 | MC | 4.52 | 1
6FX50022CA311DC0 | SIGNAL CABLE, PREASSEMBLED, (VOLTAGE SIGNAL ENCODER) 3X2X0.14+4X0.14+2X0.5+4X0.23 C UL/CSA, DESINA MOTION CONNECT 500 DMAX = 9.9 MM, TYPE: 6FX5002-2CA31 LENGTH (M) = 0 + 30 + 2 + 0 | 345 | TEM | 1 | MC | 4.659 | 1
6FX50022CA311DD0 | SIGNAL CABLE, PREASSEMBLED, (VOLTAGE SIGNAL ENCODER) 3X2X0.14+4X0.14+2X0.5+4X0.23 C UL/CSA, DESINA MOTION CONNECT 500 DMAX = 9.9 MM, TYPE: 6FX5002-2CA31 LENGTH (M) = 0 + 30 + 3 + 0 | 352 | TEM | 1 | MC | 4.798 | 1
6FX50022CA311DE0 | SIGNAL CABLE, PREASSEMBLED, (VOLTAGE SIGNAL ENCODER) 3X2X0.14+4X0.14+2X0.5+4X0.23 C UL/CSA, DESINA MOTION CONNECT 500 DMAX = 9.9 MM, TYPE: 6FX5002-2CA31 LENGTH (M) = 0 + 30 + 4 + 0 | 360 | TEM | 1 | MC | 4.937 | 1
6FX50022CA311DF0 | SIGNAL CABLE, PREASSEMBLED, (VOLTAGE SIGNAL ENCODER) 3X2X0.14+4X0.14+2X0.5+4X0.23 C UL/CSA, DESINA MOTION CONNECT 500 DMAX = 9.9 MM, TYPE: 6FX5002-2CA31 LENGTH (M) = 0 + 30 + 5 + 0 | 367 | TEM | 1 | MC | 5.076 | 1
6FX50022CA311DG0 | SIGNAL CABLE, PREASSEMBLED, (VOLTAGE SIGNAL ENCODER) 3X2X0.14+4X0.14+2X0.5+4X0.23 C UL/CSA, DESINA MOTION CONNECT 500 DMAX = 9.9 MM, TYPE: 6FX5002-2CA31 LENGTH (M) = 0 + 30 + 6 + 0 | 374 | TEM | 1 | MC | 5.215 | 1
6FX50022CA311DH0 | SIGNAL CABLE, PREASSEMBLED, (VOLTAGE SIGNAL ENCODER) 3X2X0.14+4X0.14+2X0.5+4X0.23 C UL/CSA, DESINA MOTION CONNECT 500 DMAX = 9.9 MM, TYPE: 6FX5002-2CA31 LENGTH (M) = 0 + 30 + 7 + 0 | 381 | TEM | 1 | MC | 5.354 | 1
6FX50022CA311DJ0 | SIGNAL CABLE, PREASSEMBLED, (VOLTAGE SIGNAL ENCODER) 3X2X0.14+4X0.14+2X0.5+4X0.23 C UL/CSA, DESINA MOTION CONNECT 500 DMAX = 9.9 MM, TYPE: 6FX5002-2CA31 LENGTH (M) = 0 + 30 + 8 + 0 | 389 | TEM | 1 | MC | 5.493 | 1
6FX50022CA311EA0 | SIGNAL CABLE, PREASSEMBLED, (VOLTAGE SIGNAL ENCODER) 3X2X0.14+4X0.14+2X0.5+4X0.23 C UL/CSA, DESINA MOTION CONNECT 500 DMAX = 9.9 MM, TYPE: 6FX5002-2CA31 LENGTH (M) = 0 + 40 + 0 + 0 | 403 | TEM | 1 | MC | 5.781 | 1
6FX50022CA311EC0 | SIGNAL CABLE, PREASSEMBLED, (VOLTAGE SIGNAL ENCODER) 3X2X0.14+4X0.14+2X0.5+4X0.23 C UL/CSA, DESINA MOTION CONNECT 500 DMAX = 9.9 MM, TYPE: 6FX5002-2CA31 LENGTH (M) = 0 + 40 + 2 + 0 | 417 | TEM | 1 | MC | 6.049 | 1
6FX50022CA311EF0 | SIGNAL CABLE, PREASSEMBLED, (VOLTAGE SIGNAL ENCODER) 3X2X0.14+4X0.14+2X0.5+4X0.23 C UL/CSA, DESINA MOTION CONNECT 500 DMAX = 9.9 MM, TYPE: 6FX5002-2CA31 LENGTH (M) = 0 + 40 + 5 + 0 | 439 | TEM | 1 | MC | 6.466 | 1
6FX50022CA311EG0 | SIGNAL CABLE, PREASSEMBLED, (VOLTAGE SIGNAL ENCODER) 3X2X0.14+4X0.14+2X0.5+4X0.23 C UL/CSA, DESINA MOTION CONNECT 500 DMAX = 9.9 MM, TYPE: 6FX5002-2CA31 LENGTH (M) = 0 + 40 + 6 + 0 | 447 | TEM | 1 | MC | 6.605 | 1
6FX50022CA311FA0 | SIGNAL CABLE, PREASSEMBLED, (VOLTAGE SIGNAL ENCODER) 3X2X0.14+4X0.14+2X0.5+4X0.23 C UL/CSA, DESINA MOTION CONNECT 500 DMAX = 9.9 MM, TYPE: 6FX5002-2CA31 LENGTH (M) = 0 + 50 + 0 + 0 | 476 | TEM | 1 | MC | 7.171 | 1
6FX50022CA311FE0 | SIGNAL CABLE, PREASSEMBLED, (VOLTAGE SIGNAL ENCODER) 3X2X0.14+4X0.14+2X0.5+4X0.23 C UL/CSA, DESINA MOTION CONNECT 500 DMAX = 9.9 MM, TYPE: 6FX5002-2CA31 LENGTH (M) = 0 + 50 + 4 + 0 | 505 | TEM | 1 | MC | 7.717 | 1
6FX50022CA311FF0 | SIGNAL CABLE, PREASSEMBLED, (VOLTAGE SIGNAL ENCODER) 3X2X0.14+4X0.14+2X0.5+4X0.23 C UL/CSA, DESINA MOTION CONNECT 500 DMAX = 9.9 MM, TYPE: 6FX5002-2CA31 LENGTH (M) = 0 + 50 + 5 + 0 | 512 | TEM | 1 | MC | 7.856 | 1
6FX50022CA311GA0 | SIGNAL CABLE, PREASSEMBLED, (VOLTAGE SIGNAL ENCODER) 3X2X0.14+4X0.14+2X0.5+4X0.23 C UL/CSA, DESINA MOTION CONNECT 500 DMAX = 9.9 MM, TYPE: 6FX5002-2CA31 LENGTH (M) = 0 + 60 + 0 + 0 | 548 | TEM | 1 | MC | 8.561 | 1
6FX50022CA311GB0 | SIGNAL CABLE, PREASSEMBLED, (VOLTAGE SIGNAL ENCODER) 3X2X0.14+4X0.14+2X0.5+4X0.23 C UL/CSA, DESINA MOTION CONNECT 500 DMAX = 9.9 MM, TYPE: 6FX5002-2CA31 LENGTH (M) = 0 + 60 + 1 + 0 | 555 | TEM | 1 | MC | 8.69 | 1
6FX50022CA311GF0 | SIGNAL CABLE, PREASSEMBLED, (VOLTAGE SIGNAL ENCODER) 3X2X0.14+4X0.14+2X0.5+4X0.23 C UL/CSA, DESINA MOTION CONNECT 500 DMAX = 9.9 MM, TYPE: 6FX5002-2CA31 LENGTH (M) = 0 + 60 + 5 + 0 | 585 | TEM | 1 | MC | 9.246 | 1
6FX50022CA311HA0 | SIGNAL CABLE, PREASSEMBLED, (VOLTAGE SIGNAL ENCODER) 3X2X0.14+4X0.14+2X0.5+4X0.23 C UL/CSA, DESINA MOTION CONNECT 500 DMAX = 9.9 MM, TYPE: 6FX5002-2CA31 LENGTH (M) = 0 + 70 + 0 + 0 | 621 | TEM | 1 | MC | 9.951 | 1
6FX50022CA311JA0 | SIGNAL CABLE, PREASSEMBLED, (VOLTAGE SIGNAL ENCODER) 3X2X0.14+4X0.14+2X0.5+4X0.23 C UL/CSA, DESINA MOTION CONNECT 500 DMAX = 9.9 MM, TYPE: 6FX5002-2CA31 LENGTH (M) = 0 + 80 + 0 + 0 | 696 | TEM | 1 | MC | 11.341 | 1
6FX50022CA311KA0 | SIGNAL CABLE, PREASSEMBLED, (VOLTAGE SIGNAL ENCODER) 3X2X0.14+4X0.14+2X0.5+4X0.23 C UL/CSA, DESINA MOTION CONNECT 500 DMAX = 9.9 MM, TYPE: 6FX5002-2CA31 LENGTH (M) = 0 + 90 + 0 + 0 | 768 | TEM | 1 | MC | 12.731 | 1
6FX50022CA312AA0 | SIGNAL CABLE, PREASSEMBLED, (VOLTAGE SIGNAL ENCODER) 3X2X0.14+4X0.14+2X0.5+4X0.23 C UL/CSA, DESINA MOTION CONNECT 500 DMAX = 9.9 MM, TYPE: 6FX5002-2CA31 LENGTH (M) = 100 + 0 + 0 + 0 | 841 | TEM | 1 | MC | 14.121 | 1
6FX50022CA312BA0 | SIGNAL CABLE, PREASSEMBLED, (VOLTAGE SIGNAL ENCODER) 3X2X0.14+4X0.14+2X0.5+4X0.23 C UL/CSA, DESINA MOTION CONNECT 500 DMAX = 9.9 MM, TYPE: 6FX5002-2CA31 LENGTH (M) = 100 + 10 + 0 + 0 | 914 | TEM | 1 | MC | 15.501 | 1
6FX50022CA312BF0 | SIGNAL CABLE, PREASSEMBLED, (VOLTAGE SIGNAL ENCODER) 3X2X0.14+4X0.14+2X0.5+4X0.23 C UL/CSA, DESINA MOTION CONNECT 500 DMAX = 9.9 MM, TYPE: 6FX5002-2CA31 LENGTH (M) = 100 + 10 + 5 + 0 | 950 | TEM | 1 | MC | 16.186 | 1
6FX50022CA341AB5 | SIGNAL CABLE, PREASSEMBLED,EXT. (VOLTAGE SIGNAL ENCODER) 3X2X0.14+4X0.14+2X0.5+4X0.22 C UL/CSA, DESINA MOTION CONNECT 500 DMAX = 9.9 MM, TYPE: 6FX5002-2CA34 LENGTH (M) = 0 + 0 + 1 + 0,5 | 154 | TEM | 1 | MC | 0.43 | 1
6FX50022CA341AD0 | SIGNAL CABLE, PREASSEMBLED,EXT. (VOLTAGE SIGNAL ENCODER) 3X2X0.14+4X0.14+2X0.5+4X0.22 C UL/CSA, DESINA MOTION CONNECT 500 DMAX = 9.9 MM, TYPE: 6FX5002-2CA34 LENGTH (M) = 0 + 0 + 3 + 0 | 162 | TEM | 1 | MC | 0.638 | 1
6FX50022CA341AE0 | SIGNAL CABLE, PREASSEMBLED,EXT. (VOLTAGE SIGNAL ENCODER) 3X2X0.14+4X0.14+2X0.5+4X0.22 C UL/CSA, DESINA MOTION CONNECT 500 DMAX = 9.9 MM, TYPE: 6FX5002-2CA34 LENGTH (M) = 0 + 0 + 4 + 0 | 169 | TEM | 1 | MC | 0.777 | 1
6FX50022CA341AF0 | SIGNAL CABLE, PREASSEMBLED,EXT. (VOLTAGE SIGNAL ENCODER) 3X2X0.14+4X0.14+2X0.5+4X0.22 C UL/CSA, DESINA MOTION CONNECT 500 DMAX = 9.9 MM, TYPE: 6FX5002-2CA34 LENGTH (M) = 0 + 0 + 5 + 0 | 177 | TEM | 1 | MC | 0.916 | 1
6FX50022CA341AJ0 | SIGNAL CABLE, PREASSEMBLED,EXT. (VOLTAGE SIGNAL ENCODER) 3X2X0.14+4X0.14+2X0.5+4X0.22 C UL/CSA, DESINA MOTION CONNECT 500 DMAX = 9.9 MM, TYPE: 6FX5002-2CA34 LENGTH (M) = 0 + 0 + 8 + 0 | 201 | TEM | 1 | MC | 1.333 | 1
6FX50022CA341BC0 | SIGNAL CABLE, PREASSEMBLED,EXT. (VOLTAGE SIGNAL ENCODER) 3X2X0.14+4X0.14+2X0.5+4X0.22 C UL/CSA, DESINA MOTION CONNECT 500 DMAX = 9.9 MM, TYPE: 6FX5002-2CA34 LENGTH (M) = 0 + 10 + 2 + 0 | 232 | TEM | 1 | MC | 1.889 | 1
6FX50022CA341BD0 | SIGNAL CABLE, PREASSEMBLED,EXT. (VOLTAGE SIGNAL ENCODER) 3X2X0.14+4X0.14+2X0.5+4X0.22 C UL/CSA, DESINA MOTION CONNECT 500 DMAX = 9.9 MM, TYPE: 6FX5002-2CA34 LENGTH (M) = 0 + 10 + 3 + 0 | 240 | TEM | 1 | MC | 2.028 | 1
6FX50022CA341DA0 | SIGNAL CABLE, PREASSEMBLED,EXT. (VOLTAGE SIGNAL ENCODER) 3X2X0.14+4X0.14+2X0.5+4X0.22 C UL/CSA, DESINA MOTION CONNECT 500 DMAX = 9.9 MM, TYPE: 6FX5002-2CA34 LENGTH (M) = 0 + 30 + 0 + 0 | 373 | TEM | 1 | MC | 4.391 | 1
6FX50022CA341EF0 | SIGNAL CABLE, PREASSEMBLED,EXT. (VOLTAGE SIGNAL ENCODER) 3X2X0.14+4X0.14+2X0.5+4X0.22 C UL/CSA, DESINA MOTION CONNECT 500 DMAX = 9.9 MM, TYPE: 6FX5002-2CA34 LENGTH (M) = 0 + 40 + 5 + 0 | 489 | TEM | 1 | MC | 6.476 | 1
6FX50022CB541AB0 | SIGNAL CABLE, PREASSEMBLED,EXT. (BUILT-ON ENCODER 5V 6FX2001-2) 4X2X0.34+4X0.5 C UL/CSA, DESINA MOTION CONNECT 500 DMAX = 9.3 MM, TYPE: 6FX5002-2CB54 LENGTH (M) = 0 + 0 + 1 + 0 | 113 | TEM | 1 | MC | 0.28 | 1
6FX50022CB541AC0 | SIGNAL CABLE, PREASSEMBLED,EXT. (BUILT-ON ENCODER 5V 6FX2001-2) 4X2X0.34+4X0.5 C UL/CSA, DESINA MOTION CONNECT 500 DMAX = 9.3 MM, TYPE: 6FX5002-2CB54 LENGTH (M) = 0 + 0 + 2 + 0 | 119 | TEM | 1 | MC | 0.4 | 1
6FX50022CB541AD0 | SIGNAL CABLE, PREASSEMBLED,EXT. (BUILT-ON ENCODER 5V 6FX2001-2) 4X2X0.34+4X0.5 C UL/CSA, DESINA MOTION CONNECT 500 DMAX = 9.3 MM, TYPE: 6FX5002-2CB54 LENGTH (M) = 0 + 0 + 3 + 0 | 126 | TEM | 1 | MC | 0.52 | 1
6FX50022CB541BA0 | SIGNAL CABLE, PREASSEMBLED,EXT. (BUILT-ON ENCODER 5V 6FX2001-2) 4X2X0.34+4X0.5 C UL/CSA, DESINA MOTION CONNECT 500 DMAX = 9.3 MM, TYPE: 6FX5002-2CB54 LENGTH (M) = 0 + 10 + 0 + 0 | 170 | TEM | 1 | MC | 1.36 | 1
6FX50022CC111AB0 | SIGNAL CABLE, PREASSEMBLED, (ABSOL. ENCODER SSI 6FX2001-5) 4X2X0.34 + 4X0.5 C, UL/CSA, DESINA MOTION CONNECT 500 DMAX = 9.3 MM, TYPE: 6FX5002-2CC11 LENGTH (M) = 0 + 0 + 1 + 0 | 112 | TEM | 1 | MC | 0.33 | 1
6FX50022CC111AC0 | SIGNAL CABLE, PREASSEMBLED, (ABSOL. ENCODER SSI 6FX2001-5) 4X2X0.34 + 4X0.5 C, UL/CSA, DESINA MOTION CONNECT 500 DMAX = 9.3 MM, TYPE: 6FX5002-2CC11 LENGTH (M) = 0 + 0 + 2 + 0 | 117 | TEM | 1 | MC | 0.45 | 1
6FX50022CC111AD0 | SIGNAL CABLE, PREASSEMBLED, (ABSOL. ENCODER SSI 6FX2001-5) 4X2X0.34 + 4X0.5 C, UL/CSA, DESINA MOTION CONNECT 500 DMAX = 9.3 MM, TYPE: 6FX5002-2CC11 LENGTH (M) = 0 + 0 + 3 + 0 | 122 | TEM | 1 | MC | 0.57 | 1
6FX50022CC111AF0 | SIGNAL CABLE, PREASSEMBLED, (ABSOL. ENCODER SSI 6FX2001-5) 4X2X0.34 + 4X0.5 C, UL/CSA, DESINA MOTION CONNECT 500 DMAX = 9.3 MM, TYPE: 6FX5002-2CC11 LENGTH (M) = 0 + 0 + 5 + 0 | 133 | TEM | 1 | MC | 0.81 | 1
6FX50022CC111AG0 | SIGNAL CABLE, PREASSEMBLED, (ABSOL. ENCODER SSI 6FX2001-5) 4X2X0.34 + 4X0.5 C, UL/CSA, DESINA MOTION CONNECT 500 DMAX = 9.3 MM, TYPE: 6FX5002-2CC11 LENGTH (M) = 0 + 0 + 6 + 0 | 138 | TEM | 1 | MC | 0.93 | 1
6FX50022CC111AJ0 | SIGNAL CABLE, PREASSEMBLED, (ABSOL. ENCODER SSI 6FX2001-5) 4X2X0.34 + 4X0.5 C, UL/CSA, DESINA MOTION CONNECT 500 DMAX = 9.3 MM, TYPE: 6FX5002-2CC11 LENGTH (M) = 0 + 0 + 8 + 0 | 149 | TEM | 1 | MC | 1.17 | 1
6FX50022CC111BA0 | SIGNAL CABLE, PREASSEMBLED, (ABSOL. ENCODER SSI 6FX2001-5) 4X2X0.34 + 4X0.5 C, UL/CSA, DESINA MOTION CONNECT 500 DMAX = 9.3 MM, TYPE: 6FX5002-2CC11 LENGTH (M) = 0 + 10 + 0 + 0 | 160 | TEM | 1 | MC | 1.41 | 1
6FX50022CC111BF0 | SIGNAL CABLE, PREASSEMBLED, (ABSOL. ENCODER SSI 6FX2001-5) 4X2X0.34 + 4X0.5 C, UL/CSA, DESINA MOTION CONNECT 500 DMAX = 9.3 MM, TYPE: 6FX5002-2CC11 LENGTH (M) = 0 + 10 + 5 + 0 | 187 | TEM | 1 | MC | 2.01 | 1
6FX50022CC111CA0 | SIGNAL CABLE, PREASSEMBLED, (ABSOL. ENCODER SSI 6FX2001-5) 4X2X0.34 + 4X0.5 C, UL/CSA, DESINA MOTION CONNECT 500 DMAX = 9.3 MM, TYPE: 6FX5002-2CC11 LENGTH (M) = 0 + 20 + 0 + 0 | 214 | TEM | 1 | MC | 2.61 | 1
6FX50022CC111EA0 | SIGNAL CABLE, PREASSEMBLED, (ABSOL. ENCODER SSI 6FX2001-5) 4X2X0.34 + 4X0.5 C, UL/CSA, DESINA MOTION CONNECT 500 DMAX = 9.3 MM, TYPE: 6FX5002-2CC11 LENGTH (M) = 0 + 40 + 0 + 0 | 322 | TEM | 1 | MC | 5.01 | 1
6FX50022CC121AF0 | SIGNAL CABLE, PREASSEMBLED TYPE: 6FX5002-2CC12 (SSI ASBSOLUTE ENCODER 6FX2001-5) 4X2X0.34 + 4X0.5 C, WITHOUT D-SUB CONNECTOR, UL/CSA, DESINA MOTION-CONNECT 500 DMAX = 9.3 MM, LENGTH (M) = 0 + 0 + 5 + 0 | 116 | TEM | 1 | MC | 1.06 | 1
6FX50022CC121BA0 | SIGNAL CABLE, PREASSEMBLED TYPE: 6FX5002-2CC12 (SSI ASBSOLUTE ENCODER 6FX2001-5) 4X2X0.34 + 4X0.5 C, WITHOUT D-SUB CONNECTOR, UL/CSA, DESINA MOTION-CONNECT 500 DMAX = 9.3 MM, LENGTH (M) = 0 + 10 + 0 + 0 | 146 | TEM | 1 | MC | 1.66 | 1
6FX50022CC121CF0 | SIGNAL CABLE, PREASSEMBLED TYPE: 6FX5002-2CC12 (SSI ASBSOLUTE ENCODER 6FX2001-5) 4X2X0.34 + 4X0.5 C, WITHOUT D-SUB CONNECTOR, UL/CSA, DESINA MOTION-CONNECT 500 DMAX = 9.3 MM, LENGTH (M) = 0 + 20 + 5 + 0 | 233 | TEM | 1 | MC | 3.46 | 1
6FX50022CC121DA0 | SIGNAL CABLE, PREASSEMBLED TYPE: 6FX5002-2CC12 (SSI ASBSOLUTE ENCODER 6FX2001-5) 4X2X0.34 + 4X0.5 C, WITHOUT D-SUB CONNECTOR, UL/CSA, DESINA MOTION-CONNECT 500 DMAX = 9.3 MM, LENGTH (M) = 0 + 30 + 0 + 0 | 263 | TEM | 1 | MC | 4.06 | 1
6FX50022CC121DB0 | SIGNAL CABLE, PREASSEMBLED TYPE: 6FX5002-2CC12 (SSI ASBSOLUTE ENCODER 6FX2001-5) 4X2X0.34 + 4X0.5 C, WITHOUT D-SUB CONNECTOR, UL/CSA, DESINA MOTION-CONNECT 500 DMAX = 9.3 MM, LENGTH (M) = 0 + 30 + 1 + 0 | 269 | TEM | 1 | MC | 4.18 | 1
6FX50022CC122AA0 | SIGNAL CABLE, PREASSEMBLED TYPE: 6FX5002-2CC12 (SSI ASBSOLUTE ENCODER 6FX2001-5) 4X2X0.34 + 4X0.5 C, WITHOUT D-SUB CONNECTOR, UL/CSA, DESINA MOTION-CONNECT 500 DMAX = 9.3 MM, LENGTH (M) = 100 + 0 + 0 + 0 | 674 | TEM | 1 | MC | 12.46 | 1
6FX50022CD011AD0 | SIGNAL CABLE, PREASSEMBLED, (INCR. ENCODER TTL 6FX2001-1) 4X2X0.34 + 4X0.5 C, UL/CSA, DESINA MOTION CONNECT 500 DMAX = 9.3 MM, TYPE: 6FX5002-2CD01 LENGTH (M) = 0 + 0 + 3 + 0 | 124 | TEM | 1 | MC | 0.52 | 1
6FX50022CD011AF0 | SIGNAL CABLE, PREASSEMBLED, (INCR. ENCODER TTL 6FX2001-1) 4X2X0.34 + 4X0.5 C, UL/CSA, DESINA MOTION CONNECT 500 DMAX = 9.3 MM, TYPE: 6FX5002-2CD01 LENGTH (M) = 0 + 0 + 5 + 0 | 135 | TEM | 1 | MC | 0.76 | 1
6FX50022CD011AJ0 | SIGNAL CABLE, PREASSEMBLED, (INCR. ENCODER TTL 6FX2001-1) 4X2X0.34 + 4X0.5 C, UL/CSA, DESINA MOTION CONNECT 500 DMAX = 9.3 MM, TYPE: 6FX5002-2CD01 LENGTH (M) = 0 + 0 + 8 + 0 | 151 | TEM | 1 | MC | 1.12 | 1
6FX50022CD011AK0 | SIGNAL CABLE, PREASSEMBLED, (INCR. ENCODER TTL 6FX2001-1) 4X2X0.34 + 4X0.5 C, UL/CSA, DESINA MOTION CONNECT 500 DMAX = 9.3 MM, TYPE: 6FX5002-2CD01 LENGTH (M) = 0 + 0 + 9 + 0 | 157 | TEM | 1 | MC | 1.24 | 1
6FX50022CD011BA0 | SIGNAL CABLE, PREASSEMBLED, (INCR. ENCODER TTL 6FX2001-1) 4X2X0.34 + 4X0.5 C, UL/CSA, DESINA MOTION CONNECT 500 DMAX = 9.3 MM, TYPE: 6FX5002-2CD01 LENGTH (M) = 0 + 10 + 0 + 0 | 162 | TEM | 1 | MC | 1.36 | 1
6FX50022CD011BF0 | SIGNAL CABLE, PREASSEMBLED, (INCR. ENCODER TTL 6FX2001-1) 4X2X0.34 + 4X0.5 C, UL/CSA, DESINA MOTION CONNECT 500 DMAX = 9.3 MM, TYPE: 6FX5002-2CD01 LENGTH (M) = 0 + 10 + 5 + 0 | 189 | TEM | 1 | MC | 1.96 | 1
6FX50022CD011BG0 | SIGNAL CABLE, PREASSEMBLED, (INCR. ENCODER TTL 6FX2001-1) 4X2X0.34 + 4X0.5 C, UL/CSA, DESINA MOTION CONNECT 500 DMAX = 9.3 MM, TYPE: 6FX5002-2CD01 LENGTH (M) = 0 + 10 + 6 + 0 | 194 | TEM | 1 | MC | 2.08 | 1
6FX50022CD011BJ0 | SIGNAL CABLE, PREASSEMBLED, (INCR. ENCODER TTL 6FX2001-1) 4X2X0.34 + 4X0.5 C, UL/CSA, DESINA MOTION CONNECT 500 DMAX = 9.3 MM, TYPE: 6FX5002-2CD01 LENGTH (M) = 0 + 10 + 8 + 0 | 205 | TEM | 1 | MC | 2.32 | 1
6FX50022CD011CD0 | SIGNAL CABLE, PREASSEMBLED, (INCR. ENCODER TTL 6FX2001-1) 4X2X0.34 + 4X0.5 C, UL/CSA, DESINA MOTION CONNECT 500 DMAX = 9.3 MM, TYPE: 6FX5002-2CD01 LENGTH (M) = 0 + 20 + 3 + 0 | 232 | TEM | 1 | MC | 2.92 | 1
6FX50022CD011CF0 | SIGNAL CABLE, PREASSEMBLED, (INCR. ENCODER TTL 6FX2001-1) 4X2X0.34 + 4X0.5 C, UL/CSA, DESINA MOTION CONNECT 500 DMAX = 9.3 MM, TYPE: 6FX5002-2CD01 LENGTH (M) = 0 + 20 + 5 + 0 | 243 | TEM | 1 | MC | 3.16 | 1
6FX50022CD011FA0 | SIGNAL CABLE, PREASSEMBLED, (INCR. ENCODER TTL 6FX2001-1) 4X2X0.34 + 4X0.5 C, UL/CSA, DESINA MOTION CONNECT 500 DMAX = 9.3 MM, TYPE: 6FX5002-2CD01 LENGTH (M) = 0 + 50 + 0 + 0 | 379 | TEM | 1 | MC | 6.16 | 1
6FX50022CD011FB0 | SIGNAL CABLE, PREASSEMBLED, (INCR. ENCODER TTL 6FX2001-1) 4X2X0.34 + 4X0.5 C, UL/CSA, DESINA MOTION CONNECT 500 DMAX = 9.3 MM, TYPE: 6FX5002-2CD01 LENGTH (M) = 0 + 50 + 1 + 0 | 385 | TEM | 1 | MC | 6.28 | 1
6FX50022CD011GA0 | SIGNAL CABLE, PREASSEMBLED, (INCR. ENCODER TTL 6FX2001-1) 4X2X0.34 + 4X0.5 C, UL/CSA, DESINA MOTION CONNECT 500 DMAX = 9.3 MM, TYPE: 6FX5002-2CD01 LENGTH (M) = 0 + 60 + 0 + 0 | 430 | TEM | 1 | MC | 7.36 | 1
6FX50022CD241AA3 | SIGNAL CABLE, PREASSEMBLED (INCR.ENCODER TTL 24 V) 4X2X0.34 + 4X0.5 C, UL/CSA, DESINA MOTION-CONNECT 500 DMAX = 9.3 MM, TYPE: 6FX5002-2CD24 LENGTH (M) = 0 + 0 + 0 + 0,3 | 99.9 | TEM | 1 | MC | 0.236 | 1
6FX50022CD241AB0 | SIGNAL CABLE, PREASSEMBLED (INCR.ENCODER TTL 24 V) 4X2X0.34 + 4X0.5 C, UL/CSA, DESINA MOTION-CONNECT 500 DMAX = 9.3 MM, TYPE: 6FX5002-2CD24 LENGTH (M) = 0 + 0 + 1 + 0 | 99.9 | TEM | 1 | MC | 0.32 | 1
6FX50022CD241AC0 | SIGNAL CABLE, PREASSEMBLED (INCR.ENCODER TTL 24 V) 4X2X0.34 + 4X0.5 C, UL/CSA, DESINA MOTION-CONNECT 500 DMAX = 9.3 MM, TYPE: 6FX5002-2CD24 LENGTH (M) = 0 + 0 + 2 + 0 | 106 | TEM | 1 | MC | 0.44 | 1
6FX50022CD241AD0 | SIGNAL CABLE, PREASSEMBLED (INCR.ENCODER TTL 24 V) 4X2X0.34 + 4X0.5 C, UL/CSA, DESINA MOTION-CONNECT 500 DMAX = 9.3 MM, TYPE: 6FX5002-2CD24 LENGTH (M) = 0 + 0 + 3 + 0 | 112 | TEM | 1 | MC | 0.56 | 1
6FX50022CD241AE0 | SIGNAL CABLE, PREASSEMBLED (INCR.ENCODER TTL 24 V) 4X2X0.34 + 4X0.5 C, UL/CSA, DESINA MOTION-CONNECT 500 DMAX = 9.3 MM, TYPE: 6FX5002-2CD24 LENGTH (M) = 0 + 0 + 4 + 0 | 118 | TEM | 1 | MC | 0.68 | 1
6FX50022CD241AF0 | SIGNAL CABLE, PREASSEMBLED (INCR.ENCODER TTL 24 V) 4X2X0.34 + 4X0.5 C, UL/CSA, DESINA MOTION-CONNECT 500 DMAX = 9.3 MM, TYPE: 6FX5002-2CD24 LENGTH (M) = 0 + 0 + 5 + 0 | 124 | TEM | 1 | MC | 0.8 | 1
6FX50022CD241AG0 | SIGNAL CABLE, PREASSEMBLED (INCR.ENCODER TTL 24 V) 4X2X0.34 + 4X0.5 C, UL/CSA, DESINA MOTION-CONNECT 500 DMAX = 9.3 MM, TYPE: 6FX5002-2CD24 LENGTH (M) = 0 + 0 + 6 + 0 | 130 | TEM | 1 | MC | 0.92 | 1
6FX50022CD241BA0 | SIGNAL CABLE, PREASSEMBLED (INCR.ENCODER TTL 24 V) 4X2X0.34 + 4X0.5 C, UL/CSA, DESINA MOTION-CONNECT 500 DMAX = 9.3 MM, TYPE: 6FX5002-2CD24 LENGTH (M) = 0 + 10 + 0 + 0 | 153 | TEM | 1 | MC | 1.4 | 1
6FX50022CD241CA0 | SIGNAL CABLE, PREASSEMBLED (INCR.ENCODER TTL 24 V) 4X2X0.34 + 4X0.5 C, UL/CSA, DESINA MOTION-CONNECT 500 DMAX = 9.3 MM, TYPE: 6FX5002-2CD24 LENGTH (M) = 0 + 20 + 0 + 0 | 212 | TEM | 1 | MC | 2.6 | 1
6FX50022CD241DF0 | SIGNAL CABLE, PREASSEMBLED (INCR.ENCODER TTL 24 V) 4X2X0.34 + 4X0.5 C, UL/CSA, DESINA MOTION-CONNECT 500 DMAX = 9.3 MM, TYPE: 6FX5002-2CD24 LENGTH (M) = 0 + 30 + 5 + 0 | 300 | TEM | 1 | MC | 4.4 | 1
6FX50022CD241FA0 | SIGNAL CABLE, PREASSEMBLED (INCR.ENCODER TTL 24 V) 4X2X0.34 + 4X0.5 C, UL/CSA, DESINA MOTION-CONNECT 500 DMAX = 9.3 MM, TYPE: 6FX5002-2CD24 LENGTH (M) = 0 + 50 + 0 + 0 | 387 | TEM | 1 | MC | 6.2 | 1
6FX50022CF021AA5 | SIGNAL CABLE, PREASSEMBLED ( RESOLVER IN THE MOTOR ) 3X2X0.14 + 4X0.14 + 2X0.5 C UL/CSA, DESINA, MOTION CONNECT 500, DMAX = 9.3 MM, LENGTH (M)= TYPE: 6FX5002-2CF02 LENGTH (M) = 0 + 0 + 0 + 0,5 | 123 | TEM | 1 | MC | 0.3 | 1
6FX50022CF021AB0 | SIGNAL CABLE, PREASSEMBLED ( RESOLVER IN THE MOTOR ) 3X2X0.14 + 4X0.14 + 2X0.5 C UL/CSA, DESINA, MOTION CONNECT 500, DMAX = 9.3 MM, LENGTH (M)= TYPE: 6FX5002-2CF02 LENGTH (M) = 0 + 0 + 1 + 0 | 123 | TEM | 1 | MC | 0.35 | 1
6FX50022CF021AC0 | SIGNAL CABLE, PREASSEMBLED ( RESOLVER IN THE MOTOR ) 3X2X0.14 + 4X0.14 + 2X0.5 C UL/CSA, DESINA, MOTION CONNECT 500, DMAX = 9.3 MM, LENGTH (M)= TYPE: 6FX5002-2CF02 LENGTH (M) = 0 + 0 + 2 + 0 | 129 | TEM | 1 | MC | 0.451 | 1
6FX50022CF021AC5 | SIGNAL CABLE, PREASSEMBLED ( RESOLVER IN THE MOTOR ) 3X2X0.14 + 4X0.14 + 2X0.5 C UL/CSA, DESINA, MOTION CONNECT 500, DMAX = 9.3 MM, LENGTH (M)= TYPE: 6FX5002-2CF02 LENGTH (M) = 0 + 0 + 2 + 0,5 | 135 | TEM | 1 | MC | 0.502 | 1
6FX50022CF021AD0 | SIGNAL CABLE, PREASSEMBLED ( RESOLVER IN THE MOTOR ) 3X2X0.14 + 4X0.14 + 2X0.5 C UL/CSA, DESINA, MOTION CONNECT 500, DMAX = 9.3 MM, LENGTH (M)= TYPE: 6FX5002-2CF02 LENGTH (M) = 0 + 0 + 3 + 0 | 135 | TEM | 1 | MC | 0.552 | 1
6FX50022CF021AD5 | SIGNAL CABLE, PREASSEMBLED ( RESOLVER IN THE MOTOR ) 3X2X0.14 + 4X0.14 + 2X0.5 C UL/CSA, DESINA, MOTION CONNECT 500, DMAX = 9.3 MM, LENGTH (M)= TYPE: 6FX5002-2CF02 LENGTH (M) = 0 + 0 + 3 + 0,5 | 141 | TEM | 1 | MC | 0.603 | 1
6FX50022CF021AE0 | SIGNAL CABLE, PREASSEMBLED ( RESOLVER IN THE MOTOR ) 3X2X0.14 + 4X0.14 + 2X0.5 C UL/CSA, DESINA, MOTION CONNECT 500, DMAX = 9.3 MM, LENGTH (M)= TYPE: 6FX5002-2CF02 LENGTH (M) = 0 + 0 + 4 + 0 | 141 | TEM | 1 | MC | 0.653 | 1
6FX50022CF021AF0 | SIGNAL CABLE, PREASSEMBLED ( RESOLVER IN THE MOTOR ) 3X2X0.14 + 4X0.14 + 2X0.5 C UL/CSA, DESINA, MOTION CONNECT 500, DMAX = 9.3 MM, LENGTH (M)= TYPE: 6FX5002-2CF02 LENGTH (M) = 0 + 0 + 5 + 0 | 147 | TEM | 1 | MC | 0.754 | 1
6FX50022CF021AG0 | SIGNAL CABLE, PREASSEMBLED ( RESOLVER IN THE MOTOR ) 3X2X0.14 + 4X0.14 + 2X0.5 C UL/CSA, DESINA, MOTION CONNECT 500, DMAX = 9.3 MM, LENGTH (M)= TYPE: 6FX5002-2CF02 LENGTH (M) = 0 + 0 + 6 + 0 | 153 | TEM | 1 | MC | 0.855 | 1
6FX50022CF021AG5 | SIGNAL CABLE, PREASSEMBLED ( RESOLVER IN THE MOTOR ) 3X2X0.14 + 4X0.14 + 2X0.5 C UL/CSA, DESINA, MOTION CONNECT 500, DMAX = 9.3 MM, LENGTH (M)= TYPE: 6FX5002-2CF02 LENGTH (M) = 0 + 0 + 6 + 0,5 | 160 | TEM | 1 | MC | 0.906 | 1
6FX50022CF021AH0 | SIGNAL CABLE, PREASSEMBLED ( RESOLVER IN THE MOTOR ) 3X2X0.14 + 4X0.14 + 2X0.5 C UL/CSA, DESINA, MOTION CONNECT 500, DMAX = 9.3 MM, LENGTH (M)= TYPE: 6FX5002-2CF02 LENGTH (M) = 0 + 0 + 7 + 0 | 160 | TEM | 1 | MC | 0.956 | 1
6FX50022CF021AJ0 | SIGNAL CABLE, PREASSEMBLED ( RESOLVER IN THE MOTOR ) 3X2X0.14 + 4X0.14 + 2X0.5 C UL/CSA, DESINA, MOTION CONNECT 500, DMAX = 9.3 MM, LENGTH (M)= TYPE: 6FX5002-2CF02 LENGTH (M) = 0 + 0 + 8 + 0 | 166 | TEM | 1 | MC | 1.057 | 1
6FX50022CF021AK0 | SIGNAL CABLE, PREASSEMBLED ( RESOLVER IN THE MOTOR ) 3X2X0.14 + 4X0.14 + 2X0.5 C UL/CSA, DESINA, MOTION CONNECT 500, DMAX = 9.3 MM, LENGTH (M)= TYPE: 6FX5002-2CF02 LENGTH (M) = 0 + 0 + 9 + 0 | 172 | TEM | 1 | MC | 1.158 | 1
6FX50022CF021BA0 | SIGNAL CABLE, PREASSEMBLED ( RESOLVER IN THE MOTOR ) 3X2X0.14 + 4X0.14 + 2X0.5 C UL/CSA, DESINA, MOTION CONNECT 500, DMAX = 9.3 MM, LENGTH (M)= TYPE: 6FX5002-2CF02 LENGTH (M) = 0 + 10 + 0 + 0 | 178 | TEM | 1 | MC | 1.259 | 1
6FX50022CF021BB0 | SIGNAL CABLE, PREASSEMBLED ( RESOLVER IN THE MOTOR ) 3X2X0.14 + 4X0.14 + 2X0.5 C UL/CSA, DESINA, MOTION CONNECT 500, DMAX = 9.3 MM, LENGTH (M)= TYPE: 6FX5002-2CF02 LENGTH (M) = 0 + 10 + 1 + 0 | 184 | TEM | 1 | MC | 1.36 | 1
6FX50022CF021BB5 | SIGNAL CABLE, PREASSEMBLED ( RESOLVER IN THE MOTOR ) 3X2X0.14 + 4X0.14 + 2X0.5 C UL/CSA, DESINA, MOTION CONNECT 500, DMAX = 9.3 MM, LENGTH (M)= TYPE: 6FX5002-2CF02 LENGTH (M) = 0 + 10 + 1 + 0,5 | 190 | TEM | 1 | MC | 1.411 | 1
6FX50022CF021BC0 | SIGNAL CABLE, PREASSEMBLED ( RESOLVER IN THE MOTOR ) 3X2X0.14 + 4X0.14 + 2X0.5 C UL/CSA, DESINA, MOTION CONNECT 500, DMAX = 9.3 MM, LENGTH (M)= TYPE: 6FX5002-2CF02 LENGTH (M) = 0 + 10 + 2 + 0 | 190 | TEM | 1 | MC | 1.461 | 1
6FX50022CF021BE0 | SIGNAL CABLE, PREASSEMBLED ( RESOLVER IN THE MOTOR ) 3X2X0.14 + 4X0.14 + 2X0.5 C UL/CSA, DESINA, MOTION CONNECT 500, DMAX = 9.3 MM, LENGTH (M)= TYPE: 6FX5002-2CF02 LENGTH (M) = 0 + 10 + 4 + 0 | 202 | TEM | 1 | MC | 1.663 | 1
6FX50022CF021BF0 | SIGNAL CABLE, PREASSEMBLED ( RESOLVER IN THE MOTOR ) 3X2X0.14 + 4X0.14 + 2X0.5 C UL/CSA, DESINA, MOTION CONNECT 500, DMAX = 9.3 MM, LENGTH (M)= TYPE: 6FX5002-2CF02 LENGTH (M) = 0 + 10 + 5 + 0 | 208 | TEM | 1 | MC | 1.764 | 1
6FX50022CF021BG0 | SIGNAL CABLE, PREASSEMBLED ( RESOLVER IN THE MOTOR ) 3X2X0.14 + 4X0.14 + 2X0.5 C UL/CSA, DESINA, MOTION CONNECT 500, DMAX = 9.3 MM, LENGTH (M)= TYPE: 6FX5002-2CF02 LENGTH (M) = 0 + 10 + 6 + 0 | 215 | TEM | 1 | MC | 1.865 | 1
6FX50022CF021BH0 | SIGNAL CABLE, PREASSEMBLED ( RESOLVER IN THE MOTOR ) 3X2X0.14 + 4X0.14 + 2X0.5 C UL/CSA, DESINA, MOTION CONNECT 500, DMAX = 9.3 MM, LENGTH (M)= TYPE: 6FX5002-2CF02 LENGTH (M) = 0 + 10 + 7 + 0 | 221 | TEM | 1 | MC | 1.966 | 1
6FX50022CF021BJ0 | SIGNAL CABLE, PREASSEMBLED ( RESOLVER IN THE MOTOR ) 3X2X0.14 + 4X0.14 + 2X0.5 C UL/CSA, DESINA, MOTION CONNECT 500, DMAX = 9.3 MM, LENGTH (M)= TYPE: 6FX5002-2CF02 LENGTH (M) = 0 + 10 + 8 + 0 | 227 | TEM | 1 | MC | 2.067 | 1
6FX50022CF021CA0 | SIGNAL CABLE, PREASSEMBLED ( RESOLVER IN THE MOTOR ) 3X2X0.14 + 4X0.14 + 2X0.5 C UL/CSA, DESINA, MOTION CONNECT 500, DMAX = 9.3 MM, LENGTH (M)= TYPE: 6FX5002-2CF02 LENGTH (M) = 0 + 20 + 0 + 0 | 239 | TEM | 1 | MC | 2.269 | 1
6FX50022CF021CB0 | SIGNAL CABLE, PREASSEMBLED ( RESOLVER IN THE MOTOR ) 3X2X0.14 + 4X0.14 + 2X0.5 C UL/CSA, DESINA, MOTION CONNECT 500, DMAX = 9.3 MM, LENGTH (M)= TYPE: 6FX5002-2CF02 LENGTH (M) = 0 + 20 + 1 + 0 | 245 | TEM | 1 | MC | 2.37 | 1
6FX50022CF021CC0 | SIGNAL CABLE, PREASSEMBLED ( RESOLVER IN THE MOTOR ) 3X2X0.14 + 4X0.14 + 2X0.5 C UL/CSA, DESINA, MOTION CONNECT 500, DMAX = 9.3 MM, LENGTH (M)= TYPE: 6FX5002-2CF02 LENGTH (M) = 0 + 20 + 2 + 0 | 251 | TEM | 1 | MC | 2.471 | 1
6FX50022CF021CD0 | SIGNAL CABLE, PREASSEMBLED ( RESOLVER IN THE MOTOR ) 3X2X0.14 + 4X0.14 + 2X0.5 C UL/CSA, DESINA, MOTION CONNECT 500, DMAX = 9.3 MM, LENGTH (M)= TYPE: 6FX5002-2CF02 LENGTH (M) = 0 + 20 + 3 + 0 | 257 | TEM | 1 | MC | 2.572 | 1
6FX50022CF021CE0 | SIGNAL CABLE, PREASSEMBLED ( RESOLVER IN THE MOTOR ) 3X2X0.14 + 4X0.14 + 2X0.5 C UL/CSA, DESINA, MOTION CONNECT 500, DMAX = 9.3 MM, LENGTH (M)= TYPE: 6FX5002-2CF02 LENGTH (M) = 0 + 20 + 4 + 0 | 263 | TEM | 1 | MC | 2.673 | 1
6FX50022CF021CF0 | SIGNAL CABLE, PREASSEMBLED ( RESOLVER IN THE MOTOR ) 3X2X0.14 + 4X0.14 + 2X0.5 C UL/CSA, DESINA, MOTION CONNECT 500, DMAX = 9.3 MM, LENGTH (M)= TYPE: 6FX5002-2CF02 LENGTH (M) = 0 + 20 + 5 + 0 | 270 | TEM | 1 | MC | 2.774 | 1
6FX50022CF021CF1 | SIGNAL CABLE, PREASSEMBLED ( RESOLVER IN THE MOTOR ) 3X2X0.14 + 4X0.14 + 2X0.5 C UL/CSA, DESINA, MOTION CONNECT 500, DMAX = 9.3 MM, LENGTH (M)= TYPE: 6FX5002-2CF02 LENGTH (M) = 0 + 20 + 5 + 0,1 | 276 | TEM | 1 | MC | 2.784 | 1
6FX50022CF021CG0 | SIGNAL CABLE, PREASSEMBLED ( RESOLVER IN THE MOTOR ) 3X2X0.14 + 4X0.14 + 2X0.5 C UL/CSA, DESINA, MOTION CONNECT 500, DMAX = 9.3 MM, LENGTH (M)= TYPE: 6FX5002-2CF02 LENGTH (M) = 0 + 20 + 6 + 0 | 276 | TEM | 1 | MC | 2.875 | 1
6FX50022CF021CH0 | SIGNAL CABLE, PREASSEMBLED ( RESOLVER IN THE MOTOR ) 3X2X0.14 + 4X0.14 + 2X0.5 C UL/CSA, DESINA, MOTION CONNECT 500, DMAX = 9.3 MM, LENGTH (M)= TYPE: 6FX5002-2CF02 LENGTH (M) = 0 + 20 + 7 + 0 | 282 | TEM | 1 | MC | 2.976 | 1
6FX50022CF021DA0 | SIGNAL CABLE, PREASSEMBLED ( RESOLVER IN THE MOTOR ) 3X2X0.14 + 4X0.14 + 2X0.5 C UL/CSA, DESINA, MOTION CONNECT 500, DMAX = 9.3 MM, LENGTH (M)= TYPE: 6FX5002-2CF02 LENGTH (M) = 0 + 30 + 0 + 0 | 300 | TEM | 1 | MC | 3.279 | 1
6FX50022CF021DB0 | SIGNAL CABLE, PREASSEMBLED ( RESOLVER IN THE MOTOR ) 3X2X0.14 + 4X0.14 + 2X0.5 C UL/CSA, DESINA, MOTION CONNECT 500, DMAX = 9.3 MM, LENGTH (M)= TYPE: 6FX5002-2CF02 LENGTH (M) = 0 + 30 + 1 + 0 | 306 | TEM | 1 | MC | 3.38 | 1
6FX50022CF021DF0 | SIGNAL CABLE, PREASSEMBLED ( RESOLVER IN THE MOTOR ) 3X2X0.14 + 4X0.14 + 2X0.5 C UL/CSA, DESINA, MOTION CONNECT 500, DMAX = 9.3 MM, LENGTH (M)= TYPE: 6FX5002-2CF02 LENGTH (M) = 0 + 30 + 5 + 0 | 331 | TEM | 1 | MC | 3.784 | 1
6FX50022CF021DG0 | SIGNAL CABLE, PREASSEMBLED ( RESOLVER IN THE MOTOR ) 3X2X0.14 + 4X0.14 + 2X0.5 C UL/CSA, DESINA, MOTION CONNECT 500, DMAX = 9.3 MM, LENGTH (M)= TYPE: 6FX5002-2CF02 LENGTH (M) = 0 + 30 + 6 + 0 | 337 | TEM | 1 | MC | 3.885 | 1
6FX50022CF021DH0 | SIGNAL CABLE, PREASSEMBLED ( RESOLVER IN THE MOTOR ) 3X2X0.14 + 4X0.14 + 2X0.5 C UL/CSA, DESINA, MOTION CONNECT 500, DMAX = 9.3 MM, LENGTH (M)= TYPE: 6FX5002-2CF02 LENGTH (M) = 0 + 30 + 7 + 0 | 343 | TEM | 1 | MC | 3.986 | 1
6FX50022CF021EA0 | SIGNAL CABLE, PREASSEMBLED ( RESOLVER IN THE MOTOR ) 3X2X0.14 + 4X0.14 + 2X0.5 C UL/CSA, DESINA, MOTION CONNECT 500, DMAX = 9.3 MM, LENGTH (M)= TYPE: 6FX5002-2CF02 LENGTH (M) = 0 + 40 + 0 + 0 | 360 | TEM | 1 | MC | 4.289 | 1
6FX50022CF021EC0 | SIGNAL CABLE, PREASSEMBLED ( RESOLVER IN THE MOTOR ) 3X2X0.14 + 4X0.14 + 2X0.5 C UL/CSA, DESINA, MOTION CONNECT 500, DMAX = 9.3 MM, LENGTH (M)= TYPE: 6FX5002-2CF02 LENGTH (M) = 0 + 40 + 2 + 0 | 372 | TEM | 1 | MC | 4.491 | 1
6FX50022CF021ED0 | SIGNAL CABLE, PREASSEMBLED ( RESOLVER IN THE MOTOR ) 3X2X0.14 + 4X0.14 + 2X0.5 C UL/CSA, DESINA, MOTION CONNECT 500, DMAX = 9.3 MM, LENGTH (M)= TYPE: 6FX5002-2CF02 LENGTH (M) = 0 + 40 + 3 + 0 | 379 | TEM | 1 | MC | 4.592 | 1
6FX50022CF021EE0 | SIGNAL CABLE, PREASSEMBLED ( RESOLVER IN THE MOTOR ) 3X2X0.14 + 4X0.14 + 2X0.5 C UL/CSA, DESINA, MOTION CONNECT 500, DMAX = 9.3 MM, LENGTH (M)= TYPE: 6FX5002-2CF02 LENGTH (M) = 0 + 40 + 4 + 0 | 385 | TEM | 1 | MC | 4.693 | 1
6FX50022CF021EF0 | SIGNAL CABLE, PREASSEMBLED ( RESOLVER IN THE MOTOR ) 3X2X0.14 + 4X0.14 + 2X0.5 C UL/CSA, DESINA, MOTION CONNECT 500, DMAX = 9.3 MM, LENGTH (M)= TYPE: 6FX5002-2CF02 LENGTH (M) = 0 + 40 + 5 + 0 | 391 | TEM | 1 | MC | 4.794 | 1
6FX50022CF021EG0 | SIGNAL CABLE, PREASSEMBLED ( RESOLVER IN THE MOTOR ) 3X2X0.14 + 4X0.14 + 2X0.5 C UL/CSA, DESINA, MOTION CONNECT 500, DMAX = 9.3 MM, LENGTH (M)= TYPE: 6FX5002-2CF02 LENGTH (M) = 0 + 40 + 6 + 0 | 397 | TEM | 1 | MC | 4.895 | 1
6FX50022CF021EJ0 | SIGNAL CABLE, PREASSEMBLED ( RESOLVER IN THE MOTOR ) 3X2X0.14 + 4X0.14 + 2X0.5 C UL/CSA, DESINA, MOTION CONNECT 500, DMAX = 9.3 MM, LENGTH (M)= TYPE: 6FX5002-2CF02 LENGTH (M) = 0 + 40 + 8 + 0 | 409 | TEM | 1 | MC | 5.097 | 1
6FX50022CF021FA0 | SIGNAL CABLE, PREASSEMBLED ( RESOLVER IN THE MOTOR ) 3X2X0.14 + 4X0.14 + 2X0.5 C UL/CSA, DESINA, MOTION CONNECT 500, DMAX = 9.3 MM, LENGTH (M)= TYPE: 6FX5002-2CF02 LENGTH (M) = 0 + 50 + 0 + 0 | 422 | TEM | 1 | MC | 5.299 | 1
6FX50022CF021FB0 | SIGNAL CABLE, PREASSEMBLED ( RESOLVER IN THE MOTOR ) 3X2X0.14 + 4X0.14 + 2X0.5 C UL/CSA, DESINA, MOTION CONNECT 500, DMAX = 9.3 MM, LENGTH (M)= TYPE: 6FX5002-2CF02 LENGTH (M) = 0 + 50 + 1 + 0 | 428 | TEM | 1 | MC | 5.4 | 1
6FX50022CF021GA0 | SIGNAL CABLE, PREASSEMBLED ( RESOLVER IN THE MOTOR ) 3X2X0.14 + 4X0.14 + 2X0.5 C UL/CSA, DESINA, MOTION CONNECT 500, DMAX = 9.3 MM, LENGTH (M)= TYPE: 6FX5002-2CF02 LENGTH (M) = 0 + 60 + 0 + 0 | 484 | TEM | 1 | MC | 6.309 | 1
6FX50022CF021GB0 | SIGNAL CABLE, PREASSEMBLED ( RESOLVER IN THE MOTOR ) 3X2X0.14 + 4X0.14 + 2X0.5 C UL/CSA, DESINA, MOTION CONNECT 500, DMAX = 9.3 MM, LENGTH (M)= TYPE: 6FX5002-2CF02 LENGTH (M) = 0 + 60 + 1 + 0 | 490 | TEM | 1 | MC | 6.41 | 1
6FX50022CF021GE0 | SIGNAL CABLE, PREASSEMBLED ( RESOLVER IN THE MOTOR ) 3X2X0.14 + 4X0.14 + 2X0.5 C UL/CSA, DESINA, MOTION CONNECT 500, DMAX = 9.3 MM, LENGTH (M)= TYPE: 6FX5002-2CF02 LENGTH (M) = 0 + 60 + 4 + 0 | 508 | TEM | 1 | MC | 6.713 | 1
6FX50022CF021GF0 | SIGNAL CABLE, PREASSEMBLED ( RESOLVER IN THE MOTOR ) 3X2X0.14 + 4X0.14 + 2X0.5 C UL/CSA, DESINA, MOTION CONNECT 500, DMAX = 9.3 MM, LENGTH (M)= TYPE: 6FX5002-2CF02 LENGTH (M) = 0 + 60 + 5 + 0 | 515 | TEM | 1 | MC | 6.814 | 1
6FX50022CF021GG0 | SIGNAL CABLE, PREASSEMBLED ( RESOLVER IN THE MOTOR ) 3X2X0.14 + 4X0.14 + 2X0.5 C UL/CSA, DESINA, MOTION CONNECT 500, DMAX = 9.3 MM, LENGTH (M)= TYPE: 6FX5002-2CF02 LENGTH (M) = 0 + 60 + 6 + 0 | 521 | TEM | 1 | MC | 6.915 | 1
6FX50022CF021GH0 | SIGNAL CABLE, PREASSEMBLED ( RESOLVER IN THE MOTOR ) 3X2X0.14 + 4X0.14 + 2X0.5 C UL/CSA, DESINA, MOTION CONNECT 500, DMAX = 9.3 MM, LENGTH (M)= TYPE: 6FX5002-2CF02 LENGTH (M) = 0 + 60 + 7 + 0 | 527 | TEM | 1 | MC | 7.016 | 1
6FX50022CF021GJ0 | SIGNAL CABLE, PREASSEMBLED ( RESOLVER IN THE MOTOR ) 3X2X0.14 + 4X0.14 + 2X0.5 C UL/CSA, DESINA, MOTION CONNECT 500, DMAX = 9.3 MM, LENGTH (M)= TYPE: 6FX5002-2CF02 LENGTH (M) = 0 + 60 + 8 + 0 | 533 | TEM | 1 | MC | 7.117 | 1
6FX50022CF021HA0 | SIGNAL CABLE, PREASSEMBLED ( RESOLVER IN THE MOTOR ) 3X2X0.14 + 4X0.14 + 2X0.5 C UL/CSA, DESINA, MOTION CONNECT 500, DMAX = 9.3 MM, LENGTH (M)= TYPE: 6FX5002-2CF02 LENGTH (M) = 0 + 70 + 0 + 0 | 546 | TEM | 1 | MC | 7.319 | 1
6FX50022CF021HC0 | SIGNAL CABLE, PREASSEMBLED ( RESOLVER IN THE MOTOR ) 3X2X0.14 + 4X0.14 + 2X0.5 C UL/CSA, DESINA, MOTION CONNECT 500, DMAX = 9.3 MM, LENGTH (M)= TYPE: 6FX5002-2CF02 LENGTH (M) = 0 + 70 + 2 + 0 | 558 | TEM | 1 | MC | 7.521 | 1
6FX50022CF021HF0 | SIGNAL CABLE, PREASSEMBLED ( RESOLVER IN THE MOTOR ) 3X2X0.14 + 4X0.14 + 2X0.5 C UL/CSA, DESINA, MOTION CONNECT 500, DMAX = 9.3 MM, LENGTH (M)= TYPE: 6FX5002-2CF02 LENGTH (M) = 0 + 70 + 5 + 0 | 577 | TEM | 1 | MC | 7.824 | 1
6FX50022CF021JH0 | SIGNAL CABLE, PREASSEMBLED ( RESOLVER IN THE MOTOR ) 3X2X0.14 + 4X0.14 + 2X0.5 C UL/CSA, DESINA, MOTION CONNECT 500, DMAX = 9.3 MM, LENGTH (M)= TYPE: 6FX5002-2CF02 LENGTH (M) = 0 + 80 + 7 + 0 | 649 | TEM | 1 | MC | 9.036 | 1
6FX50022CF021KA0 | SIGNAL CABLE, PREASSEMBLED ( RESOLVER IN THE MOTOR ) 3X2X0.14 + 4X0.14 + 2X0.5 C UL/CSA, DESINA, MOTION CONNECT 500, DMAX = 9.3 MM, LENGTH (M)= TYPE: 6FX5002-2CF02 LENGTH (M) = 0 + 90 + 0 + 0 | 668 | TEM | 1 | MC | 9.339 | 1
6FX50022CF022AA0 | SIGNAL CABLE, PREASSEMBLED ( RESOLVER IN THE MOTOR ) 3X2X0.14 + 4X0.14 + 2X0.5 C UL/CSA, DESINA, MOTION CONNECT 500, DMAX = 9.3 MM, LENGTH (M)= TYPE: 6FX5002-2CF02 LENGTH (M) = 100 + 0 + 0 + 0 | 728 | TEM | 1 | MC | 10.349 | 1
6FX50022CF022AC0 | SIGNAL CABLE, PREASSEMBLED ( RESOLVER IN THE MOTOR ) 3X2X0.14 + 4X0.14 + 2X0.5 C UL/CSA, DESINA, MOTION CONNECT 500, DMAX = 9.3 MM, LENGTH (M)= TYPE: 6FX5002-2CF02 LENGTH (M) = 100 + 0 + 2 + 0 | 740 | TEM | 1 | MC | 10.551 | 1
6FX50022CF022AJ0 | SIGNAL CABLE, PREASSEMBLED ( RESOLVER IN THE MOTOR ) 3X2X0.14 + 4X0.14 + 2X0.5 C UL/CSA, DESINA, MOTION CONNECT 500, DMAX = 9.3 MM, LENGTH (M)= TYPE: 6FX5002-2CF02 LENGTH (M) = 100 + 0 + 8 + 0 | 776 | TEM | 1 | MC | 11.157 | 1
6FX50022CF022BJ0 | SIGNAL CABLE, PREASSEMBLED ( RESOLVER IN THE MOTOR ) 3X2X0.14 + 4X0.14 + 2X0.5 C UL/CSA, DESINA, MOTION CONNECT 500, DMAX = 9.3 MM, LENGTH (M)= TYPE: 6FX5002-2CF02 LENGTH (M) = 100 + 10 + 8 + 0 | 838 | TEM | 1 | MC | 12.167 | 1
6FX50022CF022DJ0 | SIGNAL CABLE, PREASSEMBLED ( RESOLVER IN THE MOTOR ) 3X2X0.14 + 4X0.14 + 2X0.5 C UL/CSA, DESINA, MOTION CONNECT 500, DMAX = 9.3 MM, LENGTH (M)= TYPE: 6FX5002-2CF02 LENGTH (M) = 100 + 30 + 8 + 0 | 960 | TEM | 1 | MC | 14.187 | 1
6FX50022CF022FA0 | SIGNAL CABLE, PREASSEMBLED ( RESOLVER IN THE MOTOR ) 3X2X0.14 + 4X0.14 + 2X0.5 C UL/CSA, DESINA, MOTION CONNECT 500, DMAX = 9.3 MM, LENGTH (M)= TYPE: 6FX5002-2CF02 LENGTH (M) = 100 + 50 + 0 + 0 | 1033 | TEM | 1 | MC | 15.399 | 1
6FX50022CF022FG0 | SIGNAL CABLE, PREASSEMBLED ( RESOLVER IN THE MOTOR ) 3X2X0.14 + 4X0.14 + 2X0.5 C UL/CSA, DESINA, MOTION CONNECT 500, DMAX = 9.3 MM, LENGTH (M)= TYPE: 6FX5002-2CF02 LENGTH (M) = 100 + 50 + 6 + 0 | 1070 | TEM | 1 | MC | 16.005 | 1
6FX50022CF022JD0 | SIGNAL CABLE, PREASSEMBLED ( RESOLVER IN THE MOTOR ) 3X2X0.14 + 4X0.14 + 2X0.5 C UL/CSA, DESINA, MOTION CONNECT 500, DMAX = 9.3 MM, LENGTH (M)= TYPE: 6FX5002-2CF02 LENGTH (M) = 100 + 80 + 3 + 0 | 1235 | TEM | 1 | MC | 18.732 | 1
6FX50022CF022KK0 | SIGNAL CABLE, PREASSEMBLED ( RESOLVER IN THE MOTOR ) 3X2X0.14 + 4X0.14 + 2X0.5 C UL/CSA, DESINA, MOTION CONNECT 500, DMAX = 9.3 MM, LENGTH (M)= TYPE: 6FX5002-2CF02 LENGTH (M) = 100 + 90 + 9 + 0 | 1333 | TEM | 1 | MC | 20.348 | 1
6FX50022CF041AB0 | SIGNAL CABLE, PREASSEMBLED,EXT. (RESOLVER IN 1FK6) 3X2X0.14 + 4X0.14 + 2X0.5 C UL/CSA, DESINA, MOTION CONNECT 500,INT. SHIELDS ALSO ON ROUND CONNECTORS DMAX = 9.3 MM, TYPE: 6FX5002-2CF04 LENGTH (M) = 0 + 0 + 1 + 0 | 141 | TEM | 1 | MC | 0.3 | 1
6FX50022CF041AF0 | SIGNAL CABLE, PREASSEMBLED,EXT. (RESOLVER IN 1FK6) 3X2X0.14 + 4X0.14 + 2X0.5 C UL/CSA, DESINA, MOTION CONNECT 500,INT. SHIELDS ALSO ON ROUND CONNECTORS DMAX = 9.3 MM, TYPE: 6FX5002-2CF04 LENGTH (M) = 0 + 0 + 5 + 0 | 165 | TEM | 1 | MC | 0.704 | 1
6FX50022CF041AH0 | SIGNAL CABLE, PREASSEMBLED,EXT. (RESOLVER IN 1FK6) 3X2X0.14 + 4X0.14 + 2X0.5 C UL/CSA, DESINA, MOTION CONNECT 500,INT. SHIELDS ALSO ON ROUND CONNECTORS DMAX = 9.3 MM, TYPE: 6FX5002-2CF04 LENGTH (M) = 0 + 0 + 7 + 0 | 177 | TEM | 1 | MC | 0.906 | 1
6FX50022CF041BA0 | SIGNAL CABLE, PREASSEMBLED,EXT. (RESOLVER IN 1FK6) 3X2X0.14 + 4X0.14 + 2X0.5 C UL/CSA, DESINA, MOTION CONNECT 500,INT. SHIELDS ALSO ON ROUND CONNECTORS DMAX = 9.3 MM, TYPE: 6FX5002-2CF04 LENGTH (M) = 0 + 10 + 0 + 0 | 195 | TEM | 1 | MC | 1.209 | 1
6FX50022CF201AC0 | SIGNAL CABLE PREASSAMBLED TYPE: 6FX5002-2CF20 ( RESOLVER IN THE MOTOR AH20 ) 3X2X0,14+4X0,14+2X0,5 C UL/CSA DESINA MOTION-CONNECT 500 DMAX=9,3MM LENGTH (M)= 0 + 0 + 2 + 0 | 169 | TEM | 1 | MC | 0.24 | 1
6FX50022CF201AD0 | SIGNAL CABLE PREASSAMBLED TYPE: 6FX5002-2CF20 ( RESOLVER IN THE MOTOR AH20 ) 3X2X0,14+4X0,14+2X0,5 C UL/CSA DESINA MOTION-CONNECT 500 DMAX=9,3MM LENGTH (M)= 0 + 0 + 3 + 0 | 177 | TEM | 1 | MC | 0.35 | 1
6FX50022CF201AE0 | SIGNAL CABLE PREASSAMBLED TYPE: 6FX5002-2CF20 ( RESOLVER IN THE MOTOR AH20 ) 3X2X0,14+4X0,14+2X0,5 C UL/CSA DESINA MOTION-CONNECT 500 DMAX=9,3MM LENGTH (M)= 0 + 0 + 4 + 0 | 185 | TEM | 1 | MC | 0.46 | 1
6FX50022CF201AF0 | SIGNAL CABLE PREASSAMBLED TYPE: 6FX5002-2CF20 ( RESOLVER IN THE MOTOR AH20 ) 3X2X0,14+4X0,14+2X0,5 C UL/CSA DESINA MOTION-CONNECT 500 DMAX=9,3MM LENGTH (M)= 0 + 0 + 5 + 0 | 193 | TEM | 1 | MC | 0.57 | 1
6FX50022CF201BA0 | SIGNAL CABLE PREASSAMBLED TYPE: 6FX5002-2CF20 ( RESOLVER IN THE MOTOR AH20 ) 3X2X0,14+4X0,14+2X0,5 C UL/CSA DESINA MOTION-CONNECT 500 DMAX=9,3MM LENGTH (M)= 0 + 10 + 0 + 0 | 232 | TEM | 1 | MC | 1.12 | 1
6FX50022CF201BF0 | SIGNAL CABLE PREASSAMBLED TYPE: 6FX5002-2CF20 ( RESOLVER IN THE MOTOR AH20 ) 3X2X0,14+4X0,14+2X0,5 C UL/CSA DESINA MOTION-CONNECT 500 DMAX=9,3MM LENGTH (M)= 0 + 10 + 5 + 0 | 271 | TEM | 1 | MC | 1.67 | 1
6FX50022CF201CA0 | SIGNAL CABLE PREASSAMBLED TYPE: 6FX5002-2CF20 ( RESOLVER IN THE MOTOR AH20 ) 3X2X0,14+4X0,14+2X0,5 C UL/CSA DESINA MOTION-CONNECT 500 DMAX=9,3MM LENGTH (M)= 0 + 20 + 0 + 0 | 310 | TEM | 1 | MC | 2.22 | 1
6FX50022CF201DA1 | SIGNAL CABLE PREASSAMBLED TYPE: 6FX5002-2CF20 ( RESOLVER IN THE MOTOR AH20 ) 3X2X0,14+4X0,14+2X0,5 C UL/CSA DESINA MOTION-CONNECT 500 DMAX=9,3MM LENGTH (M)= 0 + 30 + 0 0,1 | 397 | TEM | 1 | MC | 3.331 | 1
6FX50022CF201FA0 | SIGNAL CABLE PREASSAMBLED TYPE: 6FX5002-2CF20 ( RESOLVER IN THE MOTOR AH20 ) 3X2X0,14+4X0,14+2X0,5 C UL/CSA DESINA MOTION-CONNECT 500 DMAX=9,3MM LENGTH (M)= 0 + 50 + 0 + 0 | 546 | TEM | 1 | MC | 5.52 | 1
6FX50022CG001AB0 | SIGNAL CABLE, PREASSEMBLED, (810D/611D TO INCR. ENCODER) 4X2X0.34 + 4X0.5 C, UL/CSA, DESINA MOTION CONNECT 500 DMAX = 9.3 MM, TYPE: 6FX5002-2CG00 LENGTH (M) = 0 + 0 + 1 + 0 | 96.9 | TEM | 1 | MC | 0.28 | 1
6FX50022CG001AC2 | SIGNAL CABLE, PREASSEMBLED, (810D/611D TO INCR. ENCODER) 4X2X0.34 + 4X0.5 C, UL/CSA, DESINA MOTION CONNECT 500 DMAX = 9.3 MM, TYPE: 6FX5002-2CG00 LENGTH (M) = 0 + 0 + 2 + 0,2 | 108 | TEM | 1 | MC | 0.424 | 1
6FX50022CG001AD0 | SIGNAL CABLE, PREASSEMBLED, (810D/611D TO INCR. ENCODER) 4X2X0.34 + 4X0.5 C, UL/CSA, DESINA MOTION CONNECT 500 DMAX = 9.3 MM, TYPE: 6FX5002-2CG00 LENGTH (M) = 0 + 0 + 3 + 0 | 108 | TEM | 1 | MC | 0.52 | 1
6FX50022CG001AE0 | SIGNAL CABLE, PREASSEMBLED, (810D/611D TO INCR. ENCODER) 4X2X0.34 + 4X0.5 C, UL/CSA, DESINA MOTION CONNECT 500 DMAX = 9.3 MM, TYPE: 6FX5002-2CG00 LENGTH (M) = 0 + 0 + 4 + 0 | 114 | TEM | 1 | MC | 0.64 | 1
6FX50022CG001AF0 | SIGNAL CABLE, PREASSEMBLED, (810D/611D TO INCR. ENCODER) 4X2X0.34 + 4X0.5 C, UL/CSA, DESINA MOTION CONNECT 500 DMAX = 9.3 MM, TYPE: 6FX5002-2CG00 LENGTH (M) = 0 + 0 + 5 + 0 | 119 | TEM | 1 | MC | 0.76 | 1
6FX50022CG001AG0 | SIGNAL CABLE, PREASSEMBLED, (810D/611D TO INCR. ENCODER) 4X2X0.34 + 4X0.5 C, UL/CSA, DESINA MOTION CONNECT 500 DMAX = 9.3 MM, TYPE: 6FX5002-2CG00 LENGTH (M) = 0 + 0 + 6 + 0 | 124 | TEM | 1 | MC | 0.88 | 1
6FX50022CG001AJ0 | SIGNAL CABLE, PREASSEMBLED, (810D/611D TO INCR. ENCODER) 4X2X0.34 + 4X0.5 C, UL/CSA, DESINA MOTION CONNECT 500 DMAX = 9.3 MM, TYPE: 6FX5002-2CG00 LENGTH (M) = 0 + 0 + 8 + 0 | 135 | TEM | 1 | MC | 1.12 | 1
6FX50022CG001BA0 | SIGNAL CABLE, PREASSEMBLED, (810D/611D TO INCR. ENCODER) 4X2X0.34 + 4X0.5 C, UL/CSA, DESINA MOTION CONNECT 500 DMAX = 9.3 MM, TYPE: 6FX5002-2CG00 LENGTH (M) = 0 + 10 + 0 + 0 | 146 | TEM | 1 | MC | 1.36 | 1
6FX50022CG001BF0 | SIGNAL CABLE, PREASSEMBLED, (810D/611D TO INCR. ENCODER) 4X2X0.34 + 4X0.5 C, UL/CSA, DESINA MOTION CONNECT 500 DMAX = 9.3 MM, TYPE: 6FX5002-2CG00 LENGTH (M) = 0 + 10 + 5 + 0 | 173 | TEM | 1 | MC | 1.96 | 1
6FX50022CG001CA0 | SIGNAL CABLE, PREASSEMBLED, (810D/611D TO INCR. ENCODER) 4X2X0.34 + 4X0.5 C, UL/CSA, DESINA MOTION CONNECT 500 DMAX = 9.3 MM, TYPE: 6FX5002-2CG00 LENGTH (M) = 0 + 20 + 0 + 0 | 200 | TEM | 1 | MC | 2.56 | 1
6FX50022CG001CF0 | SIGNAL CABLE, PREASSEMBLED, (810D/611D TO INCR. ENCODER) 4X2X0.34 + 4X0.5 C, UL/CSA, DESINA MOTION CONNECT 500 DMAX = 9.3 MM, TYPE: 6FX5002-2CG00 LENGTH (M) = 0 + 20 + 5 + 0 | 227 | TEM | 1 | MC | 3.16 | 1
6FX50022CG001DA0 | SIGNAL CABLE, PREASSEMBLED, (810D/611D TO INCR. ENCODER) 4X2X0.34 + 4X0.5 C, UL/CSA, DESINA MOTION CONNECT 500 DMAX = 9.3 MM, TYPE: 6FX5002-2CG00 LENGTH (M) = 0 + 30 + 0 + 0 | 254 | TEM | 1 | MC | 3.76 | 1
6FX50022CG001DF0 | SIGNAL CABLE, PREASSEMBLED, (810D/611D TO INCR. ENCODER) 4X2X0.34 + 4X0.5 C, UL/CSA, DESINA MOTION CONNECT 500 DMAX = 9.3 MM, TYPE: 6FX5002-2CG00 LENGTH (M) = 0 + 30 + 5 + 0 | 281 | TEM | 1 | MC | 4.36 | 1
6FX50022CG001FA0 | SIGNAL CABLE, PREASSEMBLED, (810D/611D TO INCR. ENCODER) 4X2X0.34 + 4X0.5 C, UL/CSA, DESINA MOTION CONNECT 500 DMAX = 9.3 MM, TYPE: 6FX5002-2CG00 LENGTH (M) = 0 + 50 + 0 + 0 | 363 | TEM | 1 | MC | 6.16 | 1
6FX50022CG001HA0 | SIGNAL CABLE, PREASSEMBLED, (810D/611D TO INCR. ENCODER) 4X2X0.34 + 4X0.5 C, UL/CSA, DESINA MOTION CONNECT 500 DMAX = 9.3 MM, TYPE: 6FX5002-2CG00 LENGTH (M) = 0 + 70 + 0 + 0 | 470 | TEM | 1 | MC | 8.56 | 1
6FX50022CG002AA0 | SIGNAL CABLE, PREASSEMBLED, (810D/611D TO INCR. ENCODER) 4X2X0.34 + 4X0.5 C, UL/CSA, DESINA MOTION CONNECT 500 DMAX = 9.3 MM, TYPE: 6FX5002-2CG00 LENGTH (M) = 100 + 0 + 0 + 0 | 630 | TEM | 1 | MC | 12.16 | 1
6FX50022CH001AB0 | SIGNAL CABLE, PREASSEMBLED (810D/611D TO ENDAT ENCODER) 3X2X0.14+4X0.14+2X0.5 C UL/CSA, DESINA, MOTION CONNECT 500, DMAX = 9.3 MM, TYPE: 6FX5002-2CH00 LENGTH (M) = 0 + 0 + 1 + 0 | 126 | TEM | 1 | MC | 0.3 | 1
6FX50022CH001AC0 | SIGNAL CABLE, PREASSEMBLED (810D/611D TO ENDAT ENCODER) 3X2X0.14+4X0.14+2X0.5 C UL/CSA, DESINA, MOTION CONNECT 500, DMAX = 9.3 MM, TYPE: 6FX5002-2CH00 LENGTH (M) = 0 + 0 + 2 + 0 | 132 | TEM | 1 | MC | 0.401 | 1
6FX50022CH001AD0 | SIGNAL CABLE, PREASSEMBLED (810D/611D TO ENDAT ENCODER) 3X2X0.14+4X0.14+2X0.5 C UL/CSA, DESINA, MOTION CONNECT 500, DMAX = 9.3 MM, TYPE: 6FX5002-2CH00 LENGTH (M) = 0 + 0 + 3 + 0 | 138 | TEM | 1 | MC | 0.502 | 1
6FX50022CH001AE0 | SIGNAL CABLE, PREASSEMBLED (810D/611D TO ENDAT ENCODER) 3X2X0.14+4X0.14+2X0.5 C UL/CSA, DESINA, MOTION CONNECT 500, DMAX = 9.3 MM, TYPE: 6FX5002-2CH00 LENGTH (M) = 0 + 0 + 4 + 0 | 144 | TEM | 1 | MC | 0.603 | 1
6FX50022CH001AF0 | SIGNAL CABLE, PREASSEMBLED (810D/611D TO ENDAT ENCODER) 3X2X0.14+4X0.14+2X0.5 C UL/CSA, DESINA, MOTION CONNECT 500, DMAX = 9.3 MM, TYPE: 6FX5002-2CH00 LENGTH (M) = 0 + 0 + 5 + 0 | 150 | TEM | 1 | MC | 0.704 | 1
6FX50022CH001AF1 | SIGNAL CABLE, PREASSEMBLED (810D/611D TO ENDAT ENCODER) 3X2X0.14+4X0.14+2X0.5 C UL/CSA, DESINA, MOTION CONNECT 500, DMAX = 9.3 MM, TYPE: 6FX5002-2CH00 LENGTH (M) = 0 + 0 + 5 + 0,1 | 157 | TEM | 1 | MC | 0.714 | 1
6FX50022CH001AH0 | SIGNAL CABLE, PREASSEMBLED (810D/611D TO ENDAT ENCODER) 3X2X0.14+4X0.14+2X0.5 C UL/CSA, DESINA, MOTION CONNECT 500, DMAX = 9.3 MM, TYPE: 6FX5002-2CH00 LENGTH (M) = 0 + 0 + 7 + 0 | 163 | TEM | 1 | MC | 0.906 | 1
6FX50022CH001AJ0 | SIGNAL CABLE, PREASSEMBLED (810D/611D TO ENDAT ENCODER) 3X2X0.14+4X0.14+2X0.5 C UL/CSA, DESINA, MOTION CONNECT 500, DMAX = 9.3 MM, TYPE: 6FX5002-2CH00 LENGTH (M) = 0 + 0 + 8 + 0 | 169 | TEM | 1 | MC | 1.007 | 1
6FX50022CH001AK0 | SIGNAL CABLE, PREASSEMBLED (810D/611D TO ENDAT ENCODER) 3X2X0.14+4X0.14+2X0.5 C UL/CSA, DESINA, MOTION CONNECT 500, DMAX = 9.3 MM, TYPE: 6FX5002-2CH00 LENGTH (M) = 0 + 0 + 9 + 0 | 175 | TEM | 1 | MC | 1.108 | 1
6FX50022CH001BA0 | SIGNAL CABLE, PREASSEMBLED (810D/611D TO ENDAT ENCODER) 3X2X0.14+4X0.14+2X0.5 C UL/CSA, DESINA, MOTION CONNECT 500, DMAX = 9.3 MM, TYPE: 6FX5002-2CH00 LENGTH (M) = 0 + 10 + 0 + 0 | 181 | TEM | 1 | MC | 1.209 | 1
6FX50022CH001BA7 | SIGNAL CABLE, PREASSEMBLED (810D/611D TO ENDAT ENCODER) 3X2X0.14+4X0.14+2X0.5 C UL/CSA, DESINA, MOTION CONNECT 500, DMAX = 9.3 MM, TYPE: 6FX5002-2CH00 LENGTH (M) = 0 + 10 + 0 + 0,7 | 187 | TEM | 1 | MC | 1.28 | 1
6FX50022CH001BC0 | SIGNAL CABLE, PREASSEMBLED (810D/611D TO ENDAT ENCODER) 3X2X0.14+4X0.14+2X0.5 C UL/CSA, DESINA, MOTION CONNECT 500, DMAX = 9.3 MM, TYPE: 6FX5002-2CH00 LENGTH (M) = 0 + 10 + 2 + 0 | 193 | TEM | 1 | MC | 1.411 | 1
6FX50022CH001BF0 | SIGNAL CABLE, PREASSEMBLED (810D/611D TO ENDAT ENCODER) 3X2X0.14+4X0.14+2X0.5 C UL/CSA, DESINA, MOTION CONNECT 500, DMAX = 9.3 MM, TYPE: 6FX5002-2CH00 LENGTH (M) = 0 + 10 + 5 + 0 | 212 | TEM | 1 | MC | 1.714 | 1
6FX50022CH001BG0 | SIGNAL CABLE, PREASSEMBLED (810D/611D TO ENDAT ENCODER) 3X2X0.14+4X0.14+2X0.5 C UL/CSA, DESINA, MOTION CONNECT 500, DMAX = 9.3 MM, TYPE: 6FX5002-2CH00 LENGTH (M) = 0 + 10 + 6 + 0 | 218 | TEM | 1 | MC | 1.815 | 1
6FX50022CH001CA0 | SIGNAL CABLE, PREASSEMBLED (810D/611D TO ENDAT ENCODER) 3X2X0.14+4X0.14+2X0.5 C UL/CSA, DESINA, MOTION CONNECT 500, DMAX = 9.3 MM, TYPE: 6FX5002-2CH00 LENGTH (M) = 0 + 20 + 0 + 0 | 242 | TEM | 1 | MC | 2.219 | 1
6FX50022CH001CF0 | SIGNAL CABLE, PREASSEMBLED (810D/611D TO ENDAT ENCODER) 3X2X0.14+4X0.14+2X0.5 C UL/CSA, DESINA, MOTION CONNECT 500, DMAX = 9.3 MM, TYPE: 6FX5002-2CH00 LENGTH (M) = 0 + 20 + 5 + 0 | 273 | TEM | 1 | MC | 2.724 | 1
6FX50022CH001CJ0 | SIGNAL CABLE, PREASSEMBLED (810D/611D TO ENDAT ENCODER) 3X2X0.14+4X0.14+2X0.5 C UL/CSA, DESINA, MOTION CONNECT 500, DMAX = 9.3 MM, TYPE: 6FX5002-2CH00 LENGTH (M) = 0 + 20 + 8 + 0 | 291 | TEM | 1 | MC | 3.027 | 1
6FX50022CH001DA0 | SIGNAL CABLE, PREASSEMBLED (810D/611D TO ENDAT ENCODER) 3X2X0.14+4X0.14+2X0.5 C UL/CSA, DESINA, MOTION CONNECT 500, DMAX = 9.3 MM, TYPE: 6FX5002-2CH00 LENGTH (M) = 0 + 30 + 0 + 0 | 303 | TEM | 1 | MC | 3.229 | 1
6FX50022CH001DF0 | SIGNAL CABLE, PREASSEMBLED (810D/611D TO ENDAT ENCODER) 3X2X0.14+4X0.14+2X0.5 C UL/CSA, DESINA, MOTION CONNECT 500, DMAX = 9.3 MM, TYPE: 6FX5002-2CH00 LENGTH (M) = 0 + 30 + 5 + 0 | 334 | TEM | 1 | MC | 3.734 | 1
6FX50022CH001EA0 | SIGNAL CABLE, PREASSEMBLED (810D/611D TO ENDAT ENCODER) 3X2X0.14+4X0.14+2X0.5 C UL/CSA, DESINA, MOTION CONNECT 500, DMAX = 9.3 MM, TYPE: 6FX5002-2CH00 LENGTH (M) = 0 + 40 + 0 + 0 | 363 | TEM | 1 | MC | 4.239 | 1
6FX50022CH001EF0 | SIGNAL CABLE, PREASSEMBLED (810D/611D TO ENDAT ENCODER) 3X2X0.14+4X0.14+2X0.5 C UL/CSA, DESINA, MOTION CONNECT 500, DMAX = 9.3 MM, TYPE: 6FX5002-2CH00 LENGTH (M) = 0 + 40 + 5 + 0 | 394 | TEM | 1 | MC | 4.744 | 1
6FX50022CH001EG0 | SIGNAL CABLE, PREASSEMBLED (810D/611D TO ENDAT ENCODER) 3X2X0.14+4X0.14+2X0.5 C UL/CSA, DESINA, MOTION CONNECT 500, DMAX = 9.3 MM, TYPE: 6FX5002-2CH00 LENGTH (M) = 0 + 40 + 6 + 0 | 400 | TEM | 1 | MC | 4.845 | 1
6FX50022CH001FA0 | SIGNAL CABLE, PREASSEMBLED (810D/611D TO ENDAT ENCODER) 3X2X0.14+4X0.14+2X0.5 C UL/CSA, DESINA, MOTION CONNECT 500, DMAX = 9.3 MM, TYPE: 6FX5002-2CH00 LENGTH (M) = 0 + 50 + 0 + 0 | 425 | TEM | 1 | MC | 5.249 | 1
6FX50022CH001GA0 | SIGNAL CABLE, PREASSEMBLED (810D/611D TO ENDAT ENCODER) 3X2X0.14+4X0.14+2X0.5 C UL/CSA, DESINA, MOTION CONNECT 500, DMAX = 9.3 MM, TYPE: 6FX5002-2CH00 LENGTH (M) = 0 + 60 + 0 + 0 | 487 | TEM | 1 | MC | 6.259 | 1
6FX50022CH001GB0 | SIGNAL CABLE, PREASSEMBLED (810D/611D TO ENDAT ENCODER) 3X2X0.14+4X0.14+2X0.5 C UL/CSA, DESINA, MOTION CONNECT 500, DMAX = 9.3 MM, TYPE: 6FX5002-2CH00 LENGTH (M) = 0 + 60 + 1 + 0 | 493 | TEM | 1 | MC | 6.36 | 1
6FX50022CH001GF0 | SIGNAL CABLE, PREASSEMBLED (810D/611D TO ENDAT ENCODER) 3X2X0.14+4X0.14+2X0.5 C UL/CSA, DESINA, MOTION CONNECT 500, DMAX = 9.3 MM, TYPE: 6FX5002-2CH00 LENGTH (M) = 0 + 60 + 5 + 0 | 518 | TEM | 1 | MC | 6.764 | 1
6FX50022CH001HA0 | SIGNAL CABLE, PREASSEMBLED (810D/611D TO ENDAT ENCODER) 3X2X0.14+4X0.14+2X0.5 C UL/CSA, DESINA, MOTION CONNECT 500, DMAX = 9.3 MM, TYPE: 6FX5002-2CH00 LENGTH (M) = 0 + 70 + 0 + 0 | 549 | TEM | 1 | MC | 7.269 | 1
6FX50022CH001HF0 | SIGNAL CABLE, PREASSEMBLED (810D/611D TO ENDAT ENCODER) 3X2X0.14+4X0.14+2X0.5 C UL/CSA, DESINA, MOTION CONNECT 500, DMAX = 9.3 MM, TYPE: 6FX5002-2CH00 LENGTH (M) = 0 + 70 + 5 + 0 | 580 | TEM | 1 | MC | 7.774 | 1
6FX50022CH001JA0 | SIGNAL CABLE, PREASSEMBLED (810D/611D TO ENDAT ENCODER) 3X2X0.14+4X0.14+2X0.5 C UL/CSA, DESINA, MOTION CONNECT 500, DMAX = 9.3 MM, TYPE: 6FX5002-2CH00 LENGTH (M) = 0 + 80 + 0 + 0 | 609 | TEM | 1 | MC | 8.279 | 1
6FX50022CH001KA0 | SIGNAL CABLE, PREASSEMBLED (810D/611D TO ENDAT ENCODER) 3X2X0.14+4X0.14+2X0.5 C UL/CSA, DESINA, MOTION CONNECT 500, DMAX = 9.3 MM, TYPE: 6FX5002-2CH00 LENGTH (M) = 0 + 90 + 0 + 0 | 671 | TEM | 1 | MC | 9.289 | 1
6FX50022CH002AB0 | SIGNAL CABLE, PREASSEMBLED (810D/611D TO ENDAT ENCODER) 3X2X0.14+4X0.14+2X0.5 C UL/CSA, DESINA, MOTION CONNECT 500, DMAX = 9.3 MM, TYPE: 6FX5002-2CH00 LENGTH (M) = 100 + 0 + 1 + 0 | 737 | TEM | 1 | MC | 10.4 | 1
6FX50022CN201AE0 | SIGNAL CABLE, PREASSEMBLED INCR. ENCODER WITH C/D TRACKS IN MOTOR, SPEED CONNECT M17 3X2X0.14 + 4X0.14 + 2X0.5 + 4X0.22 C MOTION CONNECT 500 UL/CSA, DESINA DMAX = 9.2 MM TYPE: 6FX5002-2CN20 LENGTH (M) = 0 + 0 + 4 + 0 | 208 | TEM | 1 | MC | 0.689 | 1
6FX50022CN201BA0 | SIGNAL CABLE, PREASSEMBLED INCR. ENCODER WITH C/D TRACKS IN MOTOR, SPEED CONNECT M17 3X2X0.14 + 4X0.14 + 2X0.5 + 4X0.22 C MOTION CONNECT 500 UL/CSA, DESINA DMAX = 9.2 MM TYPE: 6FX5002-2CN20 LENGTH (M) = 0 + 10 + 0 + 0 | 263 | TEM | 1 | MC | 1.523 | 1
6FX50022CQ311BA0 | SIGNAL CABLE, PREASSEMBLED, (VOLTAGE SIGNAL ENCODER) 3X2X0.14+4X0.14+2X0.5+4X0.23 C SPEED CONNECT CONNECTOR UL/CSA, DESINA MOTION CONNECT 500 DMAX = 9.9 MM TYPE: 6FX5002-2CQ31 LENGTH (M) = + 0 + 10 + 0 + 0 | 183 | TEM | 1 | MC | 1.581 | 1
6FX50022CQ311CA0 | SIGNAL CABLE, PREASSEMBLED, (VOLTAGE SIGNAL ENCODER) 3X2X0.14+4X0.14+2X0.5+4X0.23 C SPEED CONNECT CONNECTOR UL/CSA, DESINA MOTION CONNECT 500 DMAX = 9.9 MM TYPE: 6FX5002-2CQ31 LENGTH (M) = + 0 + 20 + 0 + 0 | 256 | TEM | 1 | MC | 2.971 | 1
6FX50022CQ311DJ0 | SIGNAL CABLE, PREASSEMBLED, (VOLTAGE SIGNAL ENCODER) 3X2X0.14+4X0.14+2X0.5+4X0.23 C SPEED CONNECT CONNECTOR UL/CSA, DESINA MOTION CONNECT 500 DMAX = 9.9 MM TYPE: 6FX5002-2CQ31 LENGTH (M) = + 0 + 30 + 8 + 0 | 388 | TEM | 1 | MC | 5.473 | 1
6FX50022CQ341BA0 | SIGNAL CABLE PREASSEMBLED EXT (VOLTAGE SIGNAL ENCODER) 3X2X0.14+4X0.14+2X0.5+4X0.22 C SPEED CONNECT CONNECTOR UL/CSA, DESINA MOTION CONNECT 500 DMAX = 9.9 MM TYPE: 6FX5002-2CQ34 LENGTH (M) = + 0 + 10 + 0 + 0 | 216 | TEM | 1 | MC | 1.611 | 1
6FX50022CQ342AA0 | SIGNAL CABLE PREASSEMBLED EXT (VOLTAGE SIGNAL ENCODER) 3X2X0.14+4X0.14+2X0.5+4X0.22 C SPEED CONNECT CONNECTOR UL/CSA, DESINA MOTION CONNECT 500 DMAX = 9.9 MM TYPE: 6FX5002-2CQ34 LENGTH (M) = + 100 + 0 + 0 + 0 | 920 | TEM | 1 | MC | 14.121 | 1
6FX50022CR001AD0 | SIGNAL CABLE, PREASSEMBLED FOR INCR. ENCODER TTL DC 5 V 6FX2001-2, FULL THREAD M23 4X2X0.34+4X0.5 C MOTION CONNECT 500, UL/CSA, DESINA, DMAX = 9.3 MM, TYPE: 6FX5002-2CR00 LENGTH (M) = 0 + 0 + 3 + 0 | 121 | TEM | 1 | MC | 0.502 | 1
6FX50022CR001AF0 | SIGNAL CABLE, PREASSEMBLED FOR INCR. ENCODER TTL DC 5 V 6FX2001-2, FULL THREAD M23 4X2X0.34+4X0.5 C MOTION CONNECT 500, UL/CSA, DESINA, DMAX = 9.3 MM, TYPE: 6FX5002-2CR00 LENGTH (M) = 0 + 0 + 5 + 0 | 133 | TEM | 1 | MC | 0.742 | 1
6FX50022CR001AH0 | SIGNAL CABLE, PREASSEMBLED FOR INCR. ENCODER TTL DC 5 V 6FX2001-2, FULL THREAD M23 4X2X0.34+4X0.5 C MOTION CONNECT 500, UL/CSA, DESINA, DMAX = 9.3 MM, TYPE: 6FX5002-2CR00 LENGTH (M) = 0 + 0 + 7 + 0 | 145 | TEM | 1 | MC | 0.982 | 1
6FX50022CR001BA0 | SIGNAL CABLE, PREASSEMBLED FOR INCR. ENCODER TTL DC 5 V 6FX2001-2, FULL THREAD M23 4X2X0.34+4X0.5 C MOTION CONNECT 500, UL/CSA, DESINA, DMAX = 9.3 MM, TYPE: 6FX5002-2CR00 LENGTH (M) = 0 + 10 + 0 + 0 | 163 | TEM | 1 | MC | 1.342 | 1
6FX50022CR001BF0 | SIGNAL CABLE, PREASSEMBLED FOR INCR. ENCODER TTL DC 5 V 6FX2001-2, FULL THREAD M23 4X2X0.34+4X0.5 C MOTION CONNECT 500, UL/CSA, DESINA, DMAX = 9.3 MM, TYPE: 6FX5002-2CR00 LENGTH (M) = 0 + 10 + 5 + 0 | 193 | TEM | 1 | MC | 1.942 | 1
6FX50022DC001AA3 | SIGNAL CABLE, PREASSEMBLED TYPE: 6FX5002-2DC00 (SINAMICS DRIVE CLIQ) CONNECTOR IP20/IP20, WITH 24 V MOTION-CONNECT 500 LENGTH (M) = 0 + 0 + 0 + 0,3 | 94.2 | TEM | 1 | MC | 0.046 | 1
6FX50022DC001AA4 | SIGNAL CABLE, PREASSEMBLED TYPE: 6FX5002-2DC00 (SINAMICS DRIVE CLIQ) CONNECTOR IP20/IP20, WITH 24 V MOTION-CONNECT 500 LENGTH (M) = 0 + 0 + 0 + 0,4 | 94.2 | TEM | 1 | MC | 0.054 | 1
6FX50022DC001AA5 | SIGNAL CABLE, PREASSEMBLED TYPE: 6FX5002-2DC00 (SINAMICS DRIVE CLIQ) CONNECTOR IP20/IP20, WITH 24 V MOTION-CONNECT 500 LENGTH (M) = 0 + 0 + 0 + 0,5 | 94.2 | TEM | 1 | MC | 0.063 | 1
6FX50022DC001AA6 | SIGNAL CABLE, PREASSEMBLED TYPE: 6FX5002-2DC00 (SINAMICS DRIVE CLIQ) CONNECTOR IP20/IP20, WITH 24 V MOTION-CONNECT 500 LENGTH (M) = 0 + 0 + 0 + 0,6 | 94.2 | TEM | 1 | MC | 0.071 | 1
6FX50022DC001AA7 | SIGNAL CABLE, PREASSEMBLED TYPE: 6FX5002-2DC00 (SINAMICS DRIVE CLIQ) CONNECTOR IP20/IP20, WITH 24 V MOTION-CONNECT 500 LENGTH (M) = 0 + 0 + 0 + 0,7 | 94.2 | TEM | 1 | MC | 0.079 | 1
6FX50022DC001AA8 | SIGNAL CABLE, PREASSEMBLED TYPE: 6FX5002-2DC00 (SINAMICS DRIVE CLIQ) CONNECTOR IP20/IP20, WITH 24 V MOTION-CONNECT 500 LENGTH (M) = 0 + 0 + 0 + 0,8 | 94.2 | TEM | 1 | MC | 0.087 | 1
6FX50022DC001AB0 | SIGNAL CABLE, PREASSEMBLED TYPE: 6FX5002-2DC00 (SINAMICS DRIVE CLIQ) CONNECTOR IP20/IP20, WITH 24 V MOTION-CONNECT 500 LENGTH (M) = 0 + 0 + 1 + 0 | 94.2 | TEM | 1 | MC | 0.103 | 1
6FX50022DC001AB5 | SIGNAL CABLE, PREASSEMBLED TYPE: 6FX5002-2DC00 (SINAMICS DRIVE CLIQ) CONNECTOR IP20/IP20, WITH 24 V MOTION-CONNECT 500 LENGTH (M) = 0 + 0 + 1 + 0,5 | 101 | TEM | 1 | MC | 0.144 | 1
6FX50022DC001AC0 | SIGNAL CABLE, PREASSEMBLED TYPE: 6FX5002-2DC00 (SINAMICS DRIVE CLIQ) CONNECTOR IP20/IP20, WITH 24 V MOTION-CONNECT 500 LENGTH (M) = 0 + 0 + 2 + 0 | 101 | TEM | 1 | MC | 0.184 | 1
6FX50022DC001AD0 | SIGNAL CABLE, PREASSEMBLED TYPE: 6FX5002-2DC00 (SINAMICS DRIVE CLIQ) CONNECTOR IP20/IP20, WITH 24 V MOTION-CONNECT 500 LENGTH (M) = 0 + 0 + 3 + 0 | 108 | TEM | 1 | MC | 0.265 | 1
6FX50022DC001AE0 | SIGNAL CABLE, PREASSEMBLED TYPE: 6FX5002-2DC00 (SINAMICS DRIVE CLIQ) CONNECTOR IP20/IP20, WITH 24 V MOTION-CONNECT 500 LENGTH (M) = 0 + 0 + 4 + 0 | 114 | TEM | 1 | MC | 0.346 | 1
6FX50022DC001AF0 | SIGNAL CABLE, PREASSEMBLED TYPE: 6FX5002-2DC00 (SINAMICS DRIVE CLIQ) CONNECTOR IP20/IP20, WITH 24 V MOTION-CONNECT 500 LENGTH (M) = 0 + 0 + 5 + 0 | 121 | TEM | 1 | MC | 0.427 | 1
6FX50022DC001AK0 | SIGNAL CABLE, PREASSEMBLED TYPE: 6FX5002-2DC00 (SINAMICS DRIVE CLIQ) CONNECTOR IP20/IP20, WITH 24 V MOTION-CONNECT 500 LENGTH (M) = 0 + 0 + 9 + 0 | 147 | TEM | 1 | MC | 0.751 | 1
6FX50022DC001BA0 | SIGNAL CABLE, PREASSEMBLED TYPE: 6FX5002-2DC00 (SINAMICS DRIVE CLIQ) CONNECTOR IP20/IP20, WITH 24 V MOTION-CONNECT 500 LENGTH (M) = 0 + 10 + 0 + 0 | 154 | TEM | 1 | MC | 0.832 | 1
6FX50022DC001BB0 | SIGNAL CABLE, PREASSEMBLED TYPE: 6FX5002-2DC00 (SINAMICS DRIVE CLIQ) CONNECTOR IP20/IP20, WITH 24 V MOTION-CONNECT 500 LENGTH (M) = 0 + 10 + 1 + 0 | 160 | TEM | 1 | MC | 0.913 | 1
6FX50022DC001BF0 | SIGNAL CABLE, PREASSEMBLED TYPE: 6FX5002-2DC00 (SINAMICS DRIVE CLIQ) CONNECTOR IP20/IP20, WITH 24 V MOTION-CONNECT 500 LENGTH (M) = 0 + 10 + 5 + 0 | 187 | TEM | 1 | MC | 1.237 | 1
6FX50022DC001CA0 | SIGNAL CABLE, PREASSEMBLED TYPE: 6FX5002-2DC00 (SINAMICS DRIVE CLIQ) CONNECTOR IP20/IP20, WITH 24 V MOTION-CONNECT 500 LENGTH (M) = 0 + 20 + 0 + 0 | 219 | TEM | 1 | MC | 1.642 | 1
6FX50022DC001CF0 | SIGNAL CABLE, PREASSEMBLED TYPE: 6FX5002-2DC00 (SINAMICS DRIVE CLIQ) CONNECTOR IP20/IP20, WITH 24 V MOTION-CONNECT 500 LENGTH (M) = 0 + 20 + 5 + 0 | 252 | TEM | 1 | MC | 2.047 | 1
6FX50022DC001DA0 | SIGNAL CABLE, PREASSEMBLED TYPE: 6FX5002-2DC00 (SINAMICS DRIVE CLIQ) CONNECTOR IP20/IP20, WITH 24 V MOTION-CONNECT 500 LENGTH (M) = 0 + 30 + 0 + 0 | 285 | TEM | 1 | MC | 2.452 | 1
6FX50022DC001DF0 | SIGNAL CABLE, PREASSEMBLED TYPE: 6FX5002-2DC00 (SINAMICS DRIVE CLIQ) CONNECTOR IP20/IP20, WITH 24 V MOTION-CONNECT 500 LENGTH (M) = 0 + 30 + 5 + 0 | 318 | TEM | 1 | MC | 2.857 | 1
6FX50022DC001EA0 | SIGNAL CABLE, PREASSEMBLED TYPE: 6FX5002-2DC00 (SINAMICS DRIVE CLIQ) CONNECTOR IP20/IP20, WITH 24 V MOTION-CONNECT 500 LENGTH (M) = 0 + 40 + 0 + 0 | 351 | TEM | 1 | MC | 3.262 | 1
6FX50022DC001EF0 | SIGNAL CABLE, PREASSEMBLED TYPE: 6FX5002-2DC00 (SINAMICS DRIVE CLIQ) CONNECTOR IP20/IP20, WITH 24 V MOTION-CONNECT 500 LENGTH (M) = 0 + 40 + 5 + 0 | 384 | TEM | 1 | MC | 3.667 | 1
6FX50022DC001FA0 | SIGNAL CABLE, PREASSEMBLED TYPE: 6FX5002-2DC00 (SINAMICS DRIVE CLIQ) CONNECTOR IP20/IP20, WITH 24 V MOTION-CONNECT 500 LENGTH (M) = 0 + 50 + 0 + 0 | 417 | TEM | 1 | MC | 4.072 | 1
6FX50022DC001GA0 | SIGNAL CABLE, PREASSEMBLED TYPE: 6FX5002-2DC00 (SINAMICS DRIVE CLIQ) CONNECTOR IP20/IP20, WITH 24 V MOTION-CONNECT 500 LENGTH (M) = 0 + 60 + 0 + 0 | 481 | TEM | 1 | MC | 4.882 | 1
6FX50022DC001GF0 | SIGNAL CABLE, PREASSEMBLED TYPE: 6FX5002-2DC00 (SINAMICS DRIVE CLIQ) CONNECTOR IP20/IP20, WITH 24 V MOTION-CONNECT 500 LENGTH (M) = 0 + 60 + 5 + 0 | 514 | TEM | 1 | MC | 5.287 | 1
6FX50022DC001HA0 | SIGNAL CABLE, PREASSEMBLED TYPE: 6FX5002-2DC00 (SINAMICS DRIVE CLIQ) CONNECTOR IP20/IP20, WITH 24 V MOTION-CONNECT 500 LENGTH (M) = 0 + 70 + 0 + 0 | 547 | TEM | 1 | MC | 5.692 | 1
6FX50022DC001HF0 | SIGNAL CABLE, PREASSEMBLED TYPE: 6FX5002-2DC00 (SINAMICS DRIVE CLIQ) CONNECTOR IP20/IP20, WITH 24 V MOTION-CONNECT 500 LENGTH (M) = 0 + 70 + 5 + 0 | 580 | TEM | 1 | MC | 6.097 | 1
6FX50022DC001HH0 | SIGNAL CABLE, PREASSEMBLED TYPE: 6FX5002-2DC00 (SINAMICS DRIVE CLIQ) CONNECTOR IP20/IP20, WITH 24 V MOTION-CONNECT 500 LENGTH (M) = 0 + 70 + 7 + 0 | 593 | TEM | 1 | MC | 6.259 | 1
6FX50022DC001JA0 | SIGNAL CABLE, PREASSEMBLED TYPE: 6FX5002-2DC00 (SINAMICS DRIVE CLIQ) CONNECTOR IP20/IP20, WITH 24 V MOTION-CONNECT 500 LENGTH (M) = 0 + 80 + 0 + 0 | 614 | TEM | 1 | MC | 6.502 | 1
6FX50022DC001KA0 | SIGNAL CABLE, PREASSEMBLED TYPE: 6FX5002-2DC00 (SINAMICS DRIVE CLIQ) CONNECTOR IP20/IP20, WITH 24 V MOTION-CONNECT 500 LENGTH (M) = 0 + 90 + 0 + 0 | 680 | TEM | 1 | MC | 7.312 | 1
6FX50022DC001KK0 | SIGNAL CABLE, PREASSEMBLED TYPE: 6FX5002-2DC00 (SINAMICS DRIVE CLIQ) CONNECTOR IP20/IP20, WITH 24 V MOTION-CONNECT 500 LENGTH (M) = 0 + 90 + 9 + 0 | 739 | TEM | 1 | MC | 8.041 | 1
6FX50022DC002AA0 | SIGNAL CABLE, PREASSEMBLED TYPE: 6FX5002-2DC00 (SINAMICS DRIVE CLIQ) CONNECTOR IP20/IP20, WITH 24 V MOTION-CONNECT 500 LENGTH (M) = 100 | 744 | TEM | 1 | MC | 7.015 | 1
6FX50022DC101AA0 | SIGNAL CABLE, PREASSEMBLED TYPE: 6FX5002-2DC10 (SINAMICS DRIVE CLIQ) CONNECTOR IP20/IP67, WITH 24 V MOTION-CONNECT 500 LENGTH (M) = 0 + 0 + 0 + 0 | 104 | TEM | 1 | MC | 0.037 | 1
6FX50022DC101AA3 | SIGNAL CABLE, PREASSEMBLED TYPE: 6FX5002-2DC10 (SINAMICS DRIVE CLIQ) CONNECTOR IP20/IP67, WITH 24 V MOTION-CONNECT 500 LENGTH (M) = 0 + 0 + 0 + 0,3 | 111 | TEM | 1 | MC | 0.061 | 1
6FX50022DC101AA4 | SIGNAL CABLE, PREASSEMBLED TYPE: 6FX5002-2DC10 (SINAMICS DRIVE CLIQ) CONNECTOR IP20/IP67, WITH 24 V MOTION-CONNECT 500 LENGTH (M) = 0 + 0 + 0 + 0,4 | 111 | TEM | 1 | MC | 0.069 | 1
6FX50022DC101AA5 | SIGNAL CABLE, PREASSEMBLED TYPE: 6FX5002-2DC10 (SINAMICS DRIVE CLIQ) CONNECTOR IP20/IP67, WITH 24 V MOTION-CONNECT 500 LENGTH (M) = 0 + 0 + 0 + 0,5 | 111 | TEM | 1 | MC | 0.078 | 1
6FX50022DC101AA6 | SIGNAL CABLE, PREASSEMBLED TYPE: 6FX5002-2DC10 (SINAMICS DRIVE CLIQ) CONNECTOR IP20/IP67, WITH 24 V MOTION-CONNECT 500 LENGTH (M) = 0 + 0 + 0 + 0,6 | 111 | TEM | 1 | MC | 0.086 | 1
6FX50022DC101AA7 | SIGNAL CABLE, PREASSEMBLED TYPE: 6FX5002-2DC10 (SINAMICS DRIVE CLIQ) CONNECTOR IP20/IP67, WITH 24 V MOTION-CONNECT 500 LENGTH (M) = 0 + 0 + 0 + 0,7 | 111 | TEM | 1 | MC | 0.094 | 1
6FX50022DC101AB0 | SIGNAL CABLE, PREASSEMBLED TYPE: 6FX5002-2DC10 (SINAMICS DRIVE CLIQ) CONNECTOR IP20/IP67, WITH 24 V MOTION-CONNECT 500 LENGTH (M) = 0 + 0 + 1 + 0 | 111 | TEM | 1 | MC | 0.118 | 1
6FX50022DC101AB5 | SIGNAL CABLE, PREASSEMBLED TYPE: 6FX5002-2DC10 (SINAMICS DRIVE CLIQ) CONNECTOR IP20/IP67, WITH 24 V MOTION-CONNECT 500 LENGTH (M) = 0 + 0 + 1 + 0,5 | 117 | TEM | 1 | MC | 0.159 | 1
6FX50022DC101AB7 | SIGNAL CABLE, PREASSEMBLED TYPE: 6FX5002-2DC10 (SINAMICS DRIVE CLIQ) CONNECTOR IP20/IP67, WITH 24 V MOTION-CONNECT 500 LENGTH (M) = 0 + 0 + 1 + 0,7 | 117 | TEM | 1 | MC | 0.175 | 1
6FX50022DC101AB8 | SIGNAL CABLE, PREASSEMBLED TYPE: 6FX5002-2DC10 (SINAMICS DRIVE CLIQ) CONNECTOR IP20/IP67, WITH 24 V MOTION-CONNECT 500 LENGTH (M) = 0 + 0 + 1 + 0,8 | 117 | TEM | 1 | MC | 0.183 | 1
6FX50022DC101AC0 | SIGNAL CABLE, PREASSEMBLED TYPE: 6FX5002-2DC10 (SINAMICS DRIVE CLIQ) CONNECTOR IP20/IP67, WITH 24 V MOTION-CONNECT 500 LENGTH (M) = 0 + 0 + 2 + 0 | 117 | TEM | 1 | MC | 0.199 | 1
6FX50022DC101AC2 | SIGNAL CABLE, PREASSEMBLED TYPE: 6FX5002-2DC10 (SINAMICS DRIVE CLIQ) CONNECTOR IP20/IP67, WITH 24 V MOTION-CONNECT 500 LENGTH (M) = 0 + 0 + 2 + 0,2 | 124 | TEM | 1 | MC | 0.215 | 1
6FX50022DC101AC4 | SIGNAL CABLE, PREASSEMBLED TYPE: 6FX5002-2DC10 (SINAMICS DRIVE CLIQ) CONNECTOR IP20/IP67, WITH 24 V MOTION-CONNECT 500 LENGTH (M) = 0 + 0 + 2 + 0,4 | 124 | TEM | 1 | MC | 0.231 | 1
6FX50022DC101AC5 | SIGNAL CABLE, PREASSEMBLED TYPE: 6FX5002-2DC10 (SINAMICS DRIVE CLIQ) CONNECTOR IP20/IP67, WITH 24 V MOTION-CONNECT 500 LENGTH (M) = 0 + 0 + 2 + 0,5 | 124 | TEM | 1 | MC | 0.24 | 1
6FX50022DC101AC7 | SIGNAL CABLE, PREASSEMBLED TYPE: 6FX5002-2DC10 (SINAMICS DRIVE CLIQ) CONNECTOR IP20/IP67, WITH 24 V MOTION-CONNECT 500 LENGTH (M) = 0 + 0 + 2 + 0,7 | 124 | TEM | 1 | MC | 0.256 | 1
6FX50022DC101AD0 | SIGNAL CABLE, PREASSEMBLED TYPE: 6FX5002-2DC10 (SINAMICS DRIVE CLIQ) CONNECTOR IP20/IP67, WITH 24 V MOTION-CONNECT 500 LENGTH (M) = 0 + 0 + 3 + 0 | 124 | TEM | 1 | MC | 0.28 | 1
6FX50022DC101AD1 | SIGNAL CABLE, PREASSEMBLED TYPE: 6FX5002-2DC10 (SINAMICS DRIVE CLIQ) CONNECTOR IP20/IP67, WITH 24 V MOTION-CONNECT 500 LENGTH (M) = 0 + 0 + 3 + 0,1 | 131 | TEM | 1 | MC | 0.288 | 1
6FX50022DC101AD3 | SIGNAL CABLE, PREASSEMBLED TYPE: 6FX5002-2DC10 (SINAMICS DRIVE CLIQ) CONNECTOR IP20/IP67, WITH 24 V MOTION-CONNECT 500 LENGTH (M) = 0 + 0 + 3 + 0,3 | 131 | TEM | 1 | MC | 0.304 | 1
6FX50022DC101AD5 | SIGNAL CABLE, PREASSEMBLED TYPE: 6FX5002-2DC10 (SINAMICS DRIVE CLIQ) CONNECTOR IP20/IP67, WITH 24 V MOTION-CONNECT 500 LENGTH (M) = 0 + 0 + 3 + 0,5 | 131 | TEM | 1 | MC | 0.321 | 1
6FX50022DC101AD7 | SIGNAL CABLE, PREASSEMBLED TYPE: 6FX5002-2DC10 (SINAMICS DRIVE CLIQ) CONNECTOR IP20/IP67, WITH 24 V MOTION-CONNECT 500 LENGTH (M) = 0 + 0 + 3 + 0,7 | 131 | TEM | 1 | MC | 0.337 | 1
6FX50022DC101AD8 | SIGNAL CABLE, PREASSEMBLED TYPE: 6FX5002-2DC10 (SINAMICS DRIVE CLIQ) CONNECTOR IP20/IP67, WITH 24 V MOTION-CONNECT 500 LENGTH (M) = 0 + 0 + 3 + 0,8 | 131 | TEM | 1 | MC | 0.345 | 1
6FX50022DC101AE0 | SIGNAL CABLE, PREASSEMBLED TYPE: 6FX5002-2DC10 (SINAMICS DRIVE CLIQ) CONNECTOR IP20/IP67, WITH 24 V MOTION-CONNECT 500 LENGTH (M) = 0 + 0 + 4 + 0 | 131 | TEM | 1 | MC | 0.361 | 1
6FX50022DC101AE1 | SIGNAL CABLE, PREASSEMBLED TYPE: 6FX5002-2DC10 (SINAMICS DRIVE CLIQ) CONNECTOR IP20/IP67, WITH 24 V MOTION-CONNECT 500 LENGTH (M) = 0 + 0 + 4 + 0,1 | 137 | TEM | 1 | MC | 0.369 | 1
6FX50022DC101AE2 | SIGNAL CABLE, PREASSEMBLED TYPE: 6FX5002-2DC10 (SINAMICS DRIVE CLIQ) CONNECTOR IP20/IP67, WITH 24 V MOTION-CONNECT 500 LENGTH (M) = 0 + 0 + 4 + 0,2 | 137 | TEM | 1 | MC | 0.377 | 1
6FX50022DC101AE3 | SIGNAL CABLE, PREASSEMBLED TYPE: 6FX5002-2DC10 (SINAMICS DRIVE CLIQ) CONNECTOR IP20/IP67, WITH 24 V MOTION-CONNECT 500 LENGTH (M) = 0 + 0 + 4 + 0,3 | 137 | TEM | 1 | MC | 0.385 | 1
6FX50022DC101AE5 | SIGNAL CABLE, PREASSEMBLED TYPE: 6FX5002-2DC10 (SINAMICS DRIVE CLIQ) CONNECTOR IP20/IP67, WITH 24 V MOTION-CONNECT 500 LENGTH (M) = 0 + 0 + 4 + 0,5 | 137 | TEM | 1 | MC | 0.402 | 1
6FX50022DC101AE6 | SIGNAL CABLE, PREASSEMBLED TYPE: 6FX5002-2DC10 (SINAMICS DRIVE CLIQ) CONNECTOR IP20/IP67, WITH 24 V MOTION-CONNECT 500 LENGTH (M) = 0 + 0 + 4 + 0,6 | 137 | TEM | 1 | MC | 0.41 | 1
6FX50022DC101AE7 | SIGNAL CABLE, PREASSEMBLED TYPE: 6FX5002-2DC10 (SINAMICS DRIVE CLIQ) CONNECTOR IP20/IP67, WITH 24 V MOTION-CONNECT 500 LENGTH (M) = 0 + 0 + 4 + 0,7 | 137 | TEM | 1 | MC | 0.418 | 1
6FX50022DC101AF0 | SIGNAL CABLE, PREASSEMBLED TYPE: 6FX5002-2DC10 (SINAMICS DRIVE CLIQ) CONNECTOR IP20/IP67, WITH 24 V MOTION-CONNECT 500 LENGTH (M) = 0 + 0 + 5 + 0 | 137 | TEM | 1 | MC | 0.442 | 1
6FX50022DC101AF2 | SIGNAL CABLE, PREASSEMBLED TYPE: 6FX5002-2DC10 (SINAMICS DRIVE CLIQ) CONNECTOR IP20/IP67, WITH 24 V MOTION-CONNECT 500 LENGTH (M) = 0 + 0 + 5 + 0,2 | 144 | TEM | 1 | MC | 0.458 | 1
6FX50022DC101AF3 | SIGNAL CABLE, PREASSEMBLED TYPE: 6FX5002-2DC10 (SINAMICS DRIVE CLIQ) CONNECTOR IP20/IP67, WITH 24 V MOTION-CONNECT 500 LENGTH (M) = 0 + 0 + 5 + 0,3 | 144 | TEM | 1 | MC | 0.466 | 1
6FX50022DC101AF5 | SIGNAL CABLE, PREASSEMBLED TYPE: 6FX5002-2DC10 (SINAMICS DRIVE CLIQ) CONNECTOR IP20/IP67, WITH 24 V MOTION-CONNECT 500 LENGTH (M) = 0 + 0 + 5 + 0,5 | 144 | TEM | 1 | MC | 0.483 | 1
6FX50022DC101AF6 | SIGNAL CABLE, PREASSEMBLED TYPE: 6FX5002-2DC10 (SINAMICS DRIVE CLIQ) CONNECTOR IP20/IP67, WITH 24 V MOTION-CONNECT 500 LENGTH (M) = 0 + 0 + 5 + 0,6 | 144 | TEM | 1 | MC | 0.491 | 1
6FX50022DC101AF8 | SIGNAL CABLE, PREASSEMBLED TYPE: 6FX5002-2DC10 (SINAMICS DRIVE CLIQ) CONNECTOR IP20/IP67, WITH 24 V MOTION-CONNECT 500 LENGTH (M) = 0 + 0 + 5 + 0,8 | 144 | TEM | 1 | MC | 0.507 | 1
6FX50022DC101AG0 | SIGNAL CABLE, PREASSEMBLED TYPE: 6FX5002-2DC10 (SINAMICS DRIVE CLIQ) CONNECTOR IP20/IP67, WITH 24 V MOTION-CONNECT 500 LENGTH (M) = 0 + 0 + 6 + 0 | 144 | TEM | 1 | MC | 0.523 | 1
6FX50022DC101AG1 | SIGNAL CABLE, PREASSEMBLED TYPE: 6FX5002-2DC10 (SINAMICS DRIVE CLIQ) CONNECTOR IP20/IP67, WITH 24 V MOTION-CONNECT 500 LENGTH (M) = 0 + 0 + 6 + 0,1 | 150 | TEM | 1 | MC | 0.531 | 1
6FX50022DC101AG5 | SIGNAL CABLE, PREASSEMBLED TYPE: 6FX5002-2DC10 (SINAMICS DRIVE CLIQ) CONNECTOR IP20/IP67, WITH 24 V MOTION-CONNECT 500 LENGTH (M) = 0 + 0 + 6 + 0,5 | 150 | TEM | 1 | MC | 0.564 | 1
6FX50022DC101AG6 | SIGNAL CABLE, PREASSEMBLED TYPE: 6FX5002-2DC10 (SINAMICS DRIVE CLIQ) CONNECTOR IP20/IP67, WITH 24 V MOTION-CONNECT 500 LENGTH (M) = 0 + 0 + 6 + 0,6 | 150 | TEM | 1 | MC | 0.572 | 1
6FX50022DC101AG7 | SIGNAL CABLE, PREASSEMBLED TYPE: 6FX5002-2DC10 (SINAMICS DRIVE CLIQ) CONNECTOR IP20/IP67, WITH 24 V MOTION-CONNECT 500 LENGTH (M) = 0 + 0 + 6 + 0,7 | 150 | TEM | 1 | MC | 0.58 | 1
6FX50022DC101AH0 | SIGNAL CABLE, PREASSEMBLED TYPE: 6FX5002-2DC10 (SINAMICS DRIVE CLIQ) CONNECTOR IP20/IP67, WITH 24 V MOTION-CONNECT 500 LENGTH (M) = 0 + 0 + 7 + 0 | 150 | TEM | 1 | MC | 0.604 | 1
6FX50022DC101AH3 | SIGNAL CABLE, PREASSEMBLED TYPE: 6FX5002-2DC10 (SINAMICS DRIVE CLIQ) CONNECTOR IP20/IP67, WITH 24 V MOTION-CONNECT 500 LENGTH (M) = 0 + 0 + 7 + 0,3 | 157 | TEM | 1 | MC | 0.628 | 1
6FX50022DC101AH5 | SIGNAL CABLE, PREASSEMBLED TYPE: 6FX5002-2DC10 (SINAMICS DRIVE CLIQ) CONNECTOR IP20/IP67, WITH 24 V MOTION-CONNECT 500 LENGTH (M) = 0 + 0 + 7 + 0,5 | 157 | TEM | 1 | MC | 0.645 | 1
6FX50022DC101AH8 | SIGNAL CABLE, PREASSEMBLED TYPE: 6FX5002-2DC10 (SINAMICS DRIVE CLIQ) CONNECTOR IP20/IP67, WITH 24 V MOTION-CONNECT 500 LENGTH (M) = 0 + 0 + 7 + 0,8 | 157 | TEM | 1 | MC | 0.669 | 1
6FX50022DC101AJ0 | SIGNAL CABLE, PREASSEMBLED TYPE: 6FX5002-2DC10 (SINAMICS DRIVE CLIQ) CONNECTOR IP20/IP67, WITH 24 V MOTION-CONNECT 500 LENGTH (M) = 0 + 0 + 8 + 0 | 157 | TEM | 1 | MC | 0.685 | 1
6FX50022DC101AJ5 | SIGNAL CABLE, PREASSEMBLED TYPE: 6FX5002-2DC10 (SINAMICS DRIVE CLIQ) CONNECTOR IP20/IP67, WITH 24 V MOTION-CONNECT 500 LENGTH (M) = 0 + 0 + 8 + 0,5 | 163 | TEM | 1 | MC | 0.726 | 1
6FX50022DC101AJ6 | SIGNAL CABLE, PREASSEMBLED TYPE: 6FX5002-2DC10 (SINAMICS DRIVE CLIQ) CONNECTOR IP20/IP67, WITH 24 V MOTION-CONNECT 500 LENGTH (M) = 0 + 0 + 8 + 0,6 | 163 | TEM | 1 | MC | 0.734 | 1
6FX50022DC101AK0 | SIGNAL CABLE, PREASSEMBLED TYPE: 6FX5002-2DC10 (SINAMICS DRIVE CLIQ) CONNECTOR IP20/IP67, WITH 24 V MOTION-CONNECT 500 LENGTH (M) = 0 + 0 + 9 + 0 | 163 | TEM | 1 | MC | 0.766 | 1
6FX50022DC101AK3 | SIGNAL CABLE, PREASSEMBLED TYPE: 6FX5002-2DC10 (SINAMICS DRIVE CLIQ) CONNECTOR IP20/IP67, WITH 24 V MOTION-CONNECT 500 LENGTH (M) = 0 + 0 + 9 + 0,3 | 170 | TEM | 1 | MC | 0.79 | 1
6FX50022DC101AK5 | SIGNAL CABLE, PREASSEMBLED TYPE: 6FX5002-2DC10 (SINAMICS DRIVE CLIQ) CONNECTOR IP20/IP67, WITH 24 V MOTION-CONNECT 500 LENGTH (M) = 0 + 0 + 9 + 0,5 | 170 | TEM | 1 | MC | 0.807 | 1
6FX50022DC101BA0 | SIGNAL CABLE, PREASSEMBLED TYPE: 6FX5002-2DC10 (SINAMICS DRIVE CLIQ) CONNECTOR IP20/IP67, WITH 24 V MOTION-CONNECT 500 LENGTH (M) = 0 + 10 + 0 + 0 | 170 | TEM | 1 | MC | 0.847 | 1
6FX50022DC101BA1 | SIGNAL CABLE, PREASSEMBLED TYPE: 6FX5002-2DC10 (SINAMICS DRIVE CLIQ) CONNECTOR IP20/IP67, WITH 24 V MOTION-CONNECT 500 LENGTH (M) = 0 + 10 + 0 + 0,1 | 176 | TEM | 1 | MC | 0.855 | 1
6FX50022DC101BA5 | SIGNAL CABLE, PREASSEMBLED TYPE: 6FX5002-2DC10 (SINAMICS DRIVE CLIQ) CONNECTOR IP20/IP67, WITH 24 V MOTION-CONNECT 500 LENGTH (M) = 0 + 10 + 0 + 0,5 | 176 | TEM | 1 | MC | 0.888 | 1
6FX50022DC101BB0 | SIGNAL CABLE, PREASSEMBLED TYPE: 6FX5002-2DC10 (SINAMICS DRIVE CLIQ) CONNECTOR IP20/IP67, WITH 24 V MOTION-CONNECT 500 LENGTH (M) = 0 + 10 + 1 + 0 | 176 | TEM | 1 | MC | 0.928 | 1
6FX50022DC101BB5 | SIGNAL CABLE, PREASSEMBLED TYPE: 6FX5002-2DC10 (SINAMICS DRIVE CLIQ) CONNECTOR IP20/IP67, WITH 24 V MOTION-CONNECT 500 LENGTH (M) = 0 + 10 + 1 + 0,5 | 183 | TEM | 1 | MC | 0.969 | 1
6FX50022DC101BC0 | SIGNAL CABLE, PREASSEMBLED TYPE: 6FX5002-2DC10 (SINAMICS DRIVE CLIQ) CONNECTOR IP20/IP67, WITH 24 V MOTION-CONNECT 500 LENGTH (M) = 0 + 10 + 2 + 0 | 183 | TEM | 1 | MC | 1.009 | 1
6FX50022DC101BC2 | SIGNAL CABLE, PREASSEMBLED TYPE: 6FX5002-2DC10 (SINAMICS DRIVE CLIQ) CONNECTOR IP20/IP67, WITH 24 V MOTION-CONNECT 500 LENGTH (M) = 0 + 10 + 2 + 0,2 | 190 | TEM | 1 | MC | 1.025 | 1
6FX50022DC101BC5 | SIGNAL CABLE, PREASSEMBLED TYPE: 6FX5002-2DC10 (SINAMICS DRIVE CLIQ) CONNECTOR IP20/IP67, WITH 24 V MOTION-CONNECT 500 LENGTH (M) = 0 + 10 + 2 + 0,5 | 190 | TEM | 1 | MC | 1.05 | 1
6FX50022DC101BC8 | SIGNAL CABLE, PREASSEMBLED TYPE: 6FX5002-2DC10 (SINAMICS DRIVE CLIQ) CONNECTOR IP20/IP67, WITH 24 V MOTION-CONNECT 500 LENGTH (M) = 0 + 10 + 2 + 0,8 | 190 | TEM | 1 | MC | 1.074 | 1
6FX50022DC101BD0 | SIGNAL CABLE, PREASSEMBLED TYPE: 6FX5002-2DC10 (SINAMICS DRIVE CLIQ) CONNECTOR IP20/IP67, WITH 24 V MOTION-CONNECT 500 LENGTH (M) = 0 + 10 + 3 + 0 | 190 | TEM | 1 | MC | 1.09 | 1
6FX50022DC101BD1 | SIGNAL CABLE, PREASSEMBLED TYPE: 6FX5002-2DC10 (SINAMICS DRIVE CLIQ) CONNECTOR IP20/IP67, WITH 24 V MOTION-CONNECT 500 LENGTH (M) = 0 + 10 + 3 + 0,1 | 196 | TEM | 1 | MC | 1.098 | 1
6FX50022DC101BD5 | SIGNAL CABLE, PREASSEMBLED TYPE: 6FX5002-2DC10 (SINAMICS DRIVE CLIQ) CONNECTOR IP20/IP67, WITH 24 V MOTION-CONNECT 500 LENGTH (M) = 0 + 10 + 3 + 0,5 | 196 | TEM | 1 | MC | 1.131 | 1
6FX50022DC101BE0 | SIGNAL CABLE, PREASSEMBLED TYPE: 6FX5002-2DC10 (SINAMICS DRIVE CLIQ) CONNECTOR IP20/IP67, WITH 24 V MOTION-CONNECT 500 LENGTH (M) = 0 + 10 + 4 + 0 | 196 | TEM | 1 | MC | 1.171 | 1
6FX50022DC101BE2 | SIGNAL CABLE, PREASSEMBLED TYPE: 6FX5002-2DC10 (SINAMICS DRIVE CLIQ) CONNECTOR IP20/IP67, WITH 24 V MOTION-CONNECT 500 LENGTH (M) = 0 + 10 + 4 + 0,2 | 203 | TEM | 1 | MC | 1.187 | 1
6FX50022DC101BE3 | SIGNAL CABLE, PREASSEMBLED TYPE: 6FX5002-2DC10 (SINAMICS DRIVE CLIQ) CONNECTOR IP20/IP67, WITH 24 V MOTION-CONNECT 500 LENGTH (M) = 0 + 10 + 4 + 0,3 | 203 | TEM | 1 | MC | 1.195 | 1
6FX50022DC101BE5 | SIGNAL CABLE, PREASSEMBLED TYPE: 6FX5002-2DC10 (SINAMICS DRIVE CLIQ) CONNECTOR IP20/IP67, WITH 24 V MOTION-CONNECT 500 LENGTH (M) = 0 + 10 + 4 + 0,5 | 203 | TEM | 1 | MC | 1.212 | 1
6FX50022DC101BE8 | SIGNAL CABLE, PREASSEMBLED TYPE: 6FX5002-2DC10 (SINAMICS DRIVE CLIQ) CONNECTOR IP20/IP67, WITH 24 V MOTION-CONNECT 500 LENGTH (M) = 0 + 10 + 4 + 0,8 | 203 | TEM | 1 | MC | 1.236 | 1
6FX50022DC101BF0 | SIGNAL CABLE, PREASSEMBLED TYPE: 6FX5002-2DC10 (SINAMICS DRIVE CLIQ) CONNECTOR IP20/IP67, WITH 24 V MOTION-CONNECT 500 LENGTH (M) = 0 + 10 + 5 + 0 | 203 | TEM | 1 | MC | 1.252 | 1
6FX50022DC101BF1 | SIGNAL CABLE, PREASSEMBLED TYPE: 6FX5002-2DC10 (SINAMICS DRIVE CLIQ) CONNECTOR IP20/IP67, WITH 24 V MOTION-CONNECT 500 LENGTH (M) = 0 + 10 + 5 + 0,1 | 209 | TEM | 1 | MC | 1.26 | 1
6FX50022DC101BF3 | SIGNAL CABLE, PREASSEMBLED TYPE: 6FX5002-2DC10 (SINAMICS DRIVE CLIQ) CONNECTOR IP20/IP67, WITH 24 V MOTION-CONNECT 500 LENGTH (M) = 0 + 10 + 5 + 0,3 | 209 | TEM | 1 | MC | 1.276 | 1
6FX50022DC101BF4 | SIGNAL CABLE, PREASSEMBLED TYPE: 6FX5002-2DC10 (SINAMICS DRIVE CLIQ) CONNECTOR IP20/IP67, WITH 24 V MOTION-CONNECT 500 LENGTH (M) = 0 + 10 + 5 + 0,4 | 209 | TEM | 1 | MC | 1.284 | 1
6FX50022DC101BF5 | SIGNAL CABLE, PREASSEMBLED TYPE: 6FX5002-2DC10 (SINAMICS DRIVE CLIQ) CONNECTOR IP20/IP67, WITH 24 V MOTION-CONNECT 500 LENGTH (M) = 0 + 10 + 5 + 0,5 | 209 | TEM | 1 | MC | 1.293 | 1
6FX50022DC101BF6 | SIGNAL CABLE, PREASSEMBLED TYPE: 6FX5002-2DC10 (SINAMICS DRIVE CLIQ) CONNECTOR IP20/IP67, WITH 24 V MOTION-CONNECT 500 LENGTH (M) = 0 + 10 + 5 + 0,6 | 209 | TEM | 1 | MC | 1.301 | 1
6FX50022DC101BG0 | SIGNAL CABLE, PREASSEMBLED TYPE: 6FX5002-2DC10 (SINAMICS DRIVE CLIQ) CONNECTOR IP20/IP67, WITH 24 V MOTION-CONNECT 500 LENGTH (M) = 0 + 10 + 6 + 0 | 209 | TEM | 1 | MC | 1.333 | 1
6FX50022DC101BG2 | SIGNAL CABLE, PREASSEMBLED TYPE: 6FX5002-2DC10 (SINAMICS DRIVE CLIQ) CONNECTOR IP20/IP67, WITH 24 V MOTION-CONNECT 500 LENGTH (M) = 0 + 10 + 6 + 0,2 | 216 | TEM | 1 | MC | 1.349 | 1
6FX50022DC101BH0 | SIGNAL CABLE, PREASSEMBLED TYPE: 6FX5002-2DC10 (SINAMICS DRIVE CLIQ) CONNECTOR IP20/IP67, WITH 24 V MOTION-CONNECT 500 LENGTH (M) = 0 + 10 + 7 + 0 | 216 | TEM | 1 | MC | 1.414 | 1
6FX50022DC101BH2 | SIGNAL CABLE, PREASSEMBLED TYPE: 6FX5002-2DC10 (SINAMICS DRIVE CLIQ) CONNECTOR IP20/IP67, WITH 24 V MOTION-CONNECT 500 LENGTH (M) = 0 + 10 + 7 + 0,2 | 222 | TEM | 1 | MC | 1.43 | 1
6FX50022DC101BH5 | SIGNAL CABLE, PREASSEMBLED TYPE: 6FX5002-2DC10 (SINAMICS DRIVE CLIQ) CONNECTOR IP20/IP67, WITH 24 V MOTION-CONNECT 500 LENGTH (M) = 0 + 10 + 7 + 0,5 | 222 | TEM | 1 | MC | 1.455 | 1
6FX50022DC101BH8 | SIGNAL CABLE, PREASSEMBLED TYPE: 6FX5002-2DC10 (SINAMICS DRIVE CLIQ) CONNECTOR IP20/IP67, WITH 24 V MOTION-CONNECT 500 LENGTH (M) = 0 + 10 + 7 + 0,8 | 222 | TEM | 1 | MC | 1.479 | 1
6FX50022DC101BJ0 | SIGNAL CABLE, PREASSEMBLED TYPE: 6FX5002-2DC10 (SINAMICS DRIVE CLIQ) CONNECTOR IP20/IP67, WITH 24 V MOTION-CONNECT 500 LENGTH (M) = 0 + 10 + 8 + 0 | 222 | TEM | 1 | MC | 1.495 | 1
6FX50022DC101BJ3 | SIGNAL CABLE, PREASSEMBLED TYPE: 6FX5002-2DC10 (SINAMICS DRIVE CLIQ) CONNECTOR IP20/IP67, WITH 24 V MOTION-CONNECT 500 LENGTH (M) = 0 + 10 + 8 + 0,3 | 229 | TEM | 1 | MC | 1.519 | 1
6FX50022DC101BJ5 | SIGNAL CABLE, PREASSEMBLED TYPE: 6FX5002-2DC10 (SINAMICS DRIVE CLIQ) CONNECTOR IP20/IP67, WITH 24 V MOTION-CONNECT 500 LENGTH (M) = 0 + 10 + 8 + 0,5 | 229 | TEM | 1 | MC | 1.536 | 1
6FX50022DC101BJ6 | SIGNAL CABLE, PREASSEMBLED TYPE: 6FX5002-2DC10 (SINAMICS DRIVE CLIQ) CONNECTOR IP20/IP67, WITH 24 V MOTION-CONNECT 500 LENGTH (M) = 0 + 10 + 8 + 0,6 | 229 | TEM | 1 | MC | 1.544 | 1
6FX50022DC101BK0 | SIGNAL CABLE, PREASSEMBLED TYPE: 6FX5002-2DC10 (SINAMICS DRIVE CLIQ) CONNECTOR IP20/IP67, WITH 24 V MOTION-CONNECT 500 LENGTH (M) = 0 + 10 + 9 + 0 | 229 | TEM | 1 | MC | 1.576 | 1
6FX50022DC101CA0 | SIGNAL CABLE, PREASSEMBLED TYPE: 6FX5002-2DC10 (SINAMICS DRIVE CLIQ) CONNECTOR IP20/IP67, WITH 24 V MOTION-CONNECT 500 LENGTH (M) = 0 + 20 + 0 + 0 | 236 | TEM | 1 | MC | 1.657 | 1
6FX50022DC101CA5 | SIGNAL CABLE, PREASSEMBLED TYPE: 6FX5002-2DC10 (SINAMICS DRIVE CLIQ) CONNECTOR IP20/IP67, WITH 24 V MOTION-CONNECT 500 LENGTH (M) = 0 + 20 + 0 + 0,5 | 242 | TEM | 1 | MC | 1.698 | 1
6FX50022DC101CB0 | SIGNAL CABLE, PREASSEMBLED TYPE: 6FX5002-2DC10 (SINAMICS DRIVE CLIQ) CONNECTOR IP20/IP67, WITH 24 V MOTION-CONNECT 500 LENGTH (M) = 0 + 20 + 1 + 0 | 242 | TEM | 1 | MC | 1.738 | 1
6FX50022DC101CB3 | SIGNAL CABLE, PREASSEMBLED TYPE: 6FX5002-2DC10 (SINAMICS DRIVE CLIQ) CONNECTOR IP20/IP67, WITH 24 V MOTION-CONNECT 500 LENGTH (M) = 0 + 20 + 1 + 0,3 | 249 | TEM | 1 | MC | 1.762 | 1
6FX50022DC101CC0 | SIGNAL CABLE, PREASSEMBLED TYPE: 6FX5002-2DC10 (SINAMICS DRIVE CLIQ) CONNECTOR IP20/IP67, WITH 24 V MOTION-CONNECT 500 LENGTH (M) = 0 + 20 + 2 + 0 | 249 | TEM | 1 | MC | 1.819 | 1
6FX50022DC101CC5 | SIGNAL CABLE, PREASSEMBLED TYPE: 6FX5002-2DC10 (SINAMICS DRIVE CLIQ) CONNECTOR IP20/IP67, WITH 24 V MOTION-CONNECT 500 LENGTH (M) = 0 + 20 + 2 + 0,5 | 255 | TEM | 1 | MC | 1.86 | 1
6FX50022DC101CD0 | SIGNAL CABLE, PREASSEMBLED TYPE: 6FX5002-2DC10 (SINAMICS DRIVE CLIQ) CONNECTOR IP20/IP67, WITH 24 V MOTION-CONNECT 500 LENGTH (M) = 0 + 20 + 3 + 0 | 255 | TEM | 1 | MC | 1.9 | 1
6FX50022DC101CE0 | SIGNAL CABLE, PREASSEMBLED TYPE: 6FX5002-2DC10 (SINAMICS DRIVE CLIQ) CONNECTOR IP20/IP67, WITH 24 V MOTION-CONNECT 500 LENGTH (M) = 0 + 20 + 4 + 0 | 262 | TEM | 1 | MC | 1.981 | 1
6FX50022DC101CE5 | SIGNAL CABLE, PREASSEMBLED TYPE: 6FX5002-2DC10 (SINAMICS DRIVE CLIQ) CONNECTOR IP20/IP67, WITH 24 V MOTION-CONNECT 500 LENGTH (M) = 0 + 20 + 4 + 0,5 | 268 | TEM | 1 | MC | 2.022 | 1
6FX50022DC101CF0 | SIGNAL CABLE, PREASSEMBLED TYPE: 6FX5002-2DC10 (SINAMICS DRIVE CLIQ) CONNECTOR IP20/IP67, WITH 24 V MOTION-CONNECT 500 LENGTH (M) = 0 + 20 + 5 + 0 | 269 | TEM | 1 | MC | 2.062 | 1
6FX50022DC101CG0 | SIGNAL CABLE, PREASSEMBLED TYPE: 6FX5002-2DC10 (SINAMICS DRIVE CLIQ) CONNECTOR IP20/IP67, WITH 24 V MOTION-CONNECT 500 LENGTH (M) = 0 + 20 + 6 + 0 | 275 | TEM | 1 | MC | 2.143 | 1
6FX50022DC101CH0 | SIGNAL CABLE, PREASSEMBLED TYPE: 6FX5002-2DC10 (SINAMICS DRIVE CLIQ) CONNECTOR IP20/IP67, WITH 24 V MOTION-CONNECT 500 LENGTH (M) = 0 + 20 + 7 + 0 | 282 | TEM | 1 | MC | 2.224 | 1
6FX50022DC101CJ0 | SIGNAL CABLE, PREASSEMBLED TYPE: 6FX5002-2DC10 (SINAMICS DRIVE CLIQ) CONNECTOR IP20/IP67, WITH 24 V MOTION-CONNECT 500 LENGTH (M) = 0 + 20 + 8 + 0 | 288 | TEM | 1 | MC | 2.305 | 1
6FX50022DC101CK0 | SIGNAL CABLE, PREASSEMBLED TYPE: 6FX5002-2DC10 (SINAMICS DRIVE CLIQ) CONNECTOR IP20/IP67, WITH 24 V MOTION-CONNECT 500 LENGTH (M) = 0 + 20 + 9 + 0 | 295 | TEM | 1 | MC | 2.386 | 1
6FX50022DC101DA0 | SIGNAL CABLE, PREASSEMBLED TYPE: 6FX5002-2DC10 (SINAMICS DRIVE CLIQ) CONNECTOR IP20/IP67, WITH 24 V MOTION-CONNECT 500 LENGTH (M) = 0 + 30 + 0 + 0 | 301 | TEM | 1 | MC | 2.467 | 1
6FX50022DC101DA5 | SIGNAL CABLE, PREASSEMBLED TYPE: 6FX5002-2DC10 (SINAMICS DRIVE CLIQ) CONNECTOR IP20/IP67, WITH 24 V MOTION-CONNECT 500 LENGTH (M) = 0 + 30 + 0 + 0,5 | 308 | TEM | 1 | MC | 2.508 | 1
6FX50022DC101DB0 | SIGNAL CABLE, PREASSEMBLED TYPE: 6FX5002-2DC10 (SINAMICS DRIVE CLIQ) CONNECTOR IP20/IP67, WITH 24 V MOTION-CONNECT 500 LENGTH (M) = 0 + 30 + 1 + 0 | 308 | TEM | 1 | MC | 2.548 | 1
6FX50022DC101DC0 | SIGNAL CABLE, PREASSEMBLED TYPE: 6FX5002-2DC10 (SINAMICS DRIVE CLIQ) CONNECTOR IP20/IP67, WITH 24 V MOTION-CONNECT 500 LENGTH (M) = 0 + 30 + 2 + 0 | 314 | TEM | 1 | MC | 2.629 | 1
6FX50022DC101DD0 | SIGNAL CABLE, PREASSEMBLED TYPE: 6FX5002-2DC10 (SINAMICS DRIVE CLIQ) CONNECTOR IP20/IP67, WITH 24 V MOTION-CONNECT 500 LENGTH (M) = 0 + 30 + 3 + 0 | 321 | TEM | 1 | MC | 2.71 | 1
6FX50022DC101DE0 | SIGNAL CABLE, PREASSEMBLED TYPE: 6FX5002-2DC10 (SINAMICS DRIVE CLIQ) CONNECTOR IP20/IP67, WITH 24 V MOTION-CONNECT 500 LENGTH (M) = 0 + 30 + 4 + 0 | 328 | TEM | 1 | MC | 2.791 | 1
6FX50022DC101DF0 | SIGNAL CABLE, PREASSEMBLED TYPE: 6FX5002-2DC10 (SINAMICS DRIVE CLIQ) CONNECTOR IP20/IP67, WITH 24 V MOTION-CONNECT 500 LENGTH (M) = 0 + 30 + 5 + 0 | 334 | TEM | 1 | MC | 2.872 | 1
6FX50022DC101DG0 | SIGNAL CABLE, PREASSEMBLED TYPE: 6FX5002-2DC10 (SINAMICS DRIVE CLIQ) CONNECTOR IP20/IP67, WITH 24 V MOTION-CONNECT 500 LENGTH (M) = 0 + 30 + 6 + 0 | 341 | TEM | 1 | MC | 2.953 | 1
6FX50022DC101DH0 | SIGNAL CABLE, PREASSEMBLED TYPE: 6FX5002-2DC10 (SINAMICS DRIVE CLIQ) CONNECTOR IP20/IP67, WITH 24 V MOTION-CONNECT 500 LENGTH (M) = 0 + 30 + 7 + 0 | 347 | TEM | 1 | MC | 3.034 | 1
6FX50022DC101DJ0 | SIGNAL CABLE, PREASSEMBLED TYPE: 6FX5002-2DC10 (SINAMICS DRIVE CLIQ) CONNECTOR IP20/IP67, WITH 24 V MOTION-CONNECT 500 LENGTH (M) = 0 + 30 + 8 + 0 | 354 | TEM | 1 | MC | 3.115 | 1
6FX50022DC101DK0 | SIGNAL CABLE, PREASSEMBLED TYPE: 6FX5002-2DC10 (SINAMICS DRIVE CLIQ) CONNECTOR IP20/IP67, WITH 24 V MOTION-CONNECT 500 LENGTH (M) = 0 + 30 + 9 + 0 | 360 | TEM | 1 | MC | 3.196 | 1
6FX50022DC101DK6 | SIGNAL CABLE, PREASSEMBLED TYPE: 6FX5002-2DC10 (SINAMICS DRIVE CLIQ) CONNECTOR IP20/IP67, WITH 24 V MOTION-CONNECT 500 LENGTH (M) = 0 + 30 + 9 + 0,6 | 367 | TEM | 1 | MC | 3.245 | 1
6FX50022DC101EA0 | SIGNAL CABLE, PREASSEMBLED TYPE: 6FX5002-2DC10 (SINAMICS DRIVE CLIQ) CONNECTOR IP20/IP67, WITH 24 V MOTION-CONNECT 500 LENGTH (M) = 0 + 40 + 0 + 0 | 367 | TEM | 1 | MC | 3.277 | 1
6FX50022DC101EB0 | SIGNAL CABLE, PREASSEMBLED TYPE: 6FX5002-2DC10 (SINAMICS DRIVE CLIQ) CONNECTOR IP20/IP67, WITH 24 V MOTION-CONNECT 500 LENGTH (M) = 0 + 40 + 1 + 0 | 374 | TEM | 1 | MC | 3.358 | 1
6FX50022DC101EC0 | SIGNAL CABLE, PREASSEMBLED TYPE: 6FX5002-2DC10 (SINAMICS DRIVE CLIQ) CONNECTOR IP20/IP67, WITH 24 V MOTION-CONNECT 500 LENGTH (M) = 0 + 40 + 2 + 0 | 380 | TEM | 1 | MC | 3.439 | 1
6FX50022DC101ED0 | SIGNAL CABLE, PREASSEMBLED TYPE: 6FX5002-2DC10 (SINAMICS DRIVE CLIQ) CONNECTOR IP20/IP67, WITH 24 V MOTION-CONNECT 500 LENGTH (M) = 0 + 40 + 3 + 0 | 387 | TEM | 1 | MC | 3.52 | 1
6FX50022DC101EE0 | SIGNAL CABLE, PREASSEMBLED TYPE: 6FX5002-2DC10 (SINAMICS DRIVE CLIQ) CONNECTOR IP20/IP67, WITH 24 V MOTION-CONNECT 500 LENGTH (M) = 0 + 40 + 4 + 0 | 393 | TEM | 1 | MC | 3.601 | 1
6FX50022DC101EF0 | SIGNAL CABLE, PREASSEMBLED TYPE: 6FX5002-2DC10 (SINAMICS DRIVE CLIQ) CONNECTOR IP20/IP67, WITH 24 V MOTION-CONNECT 500 LENGTH (M) = 0 + 40 + 5 + 0 | 400 | TEM | 1 | MC | 3.682 | 1
6FX50022DC101EG0 | SIGNAL CABLE, PREASSEMBLED TYPE: 6FX5002-2DC10 (SINAMICS DRIVE CLIQ) CONNECTOR IP20/IP67, WITH 24 V MOTION-CONNECT 500 LENGTH (M) = 0 + 40 + 6 + 0 | 406 | TEM | 1 | MC | 3.763 | 1
6FX50022DC101EJ0 | SIGNAL CABLE, PREASSEMBLED TYPE: 6FX5002-2DC10 (SINAMICS DRIVE CLIQ) CONNECTOR IP20/IP67, WITH 24 V MOTION-CONNECT 500 LENGTH (M) = 0 + 40 + 8 + 0 | 420 | TEM | 1 | MC | 3.925 | 1
6FX50022DC101FA0 | SIGNAL CABLE, PREASSEMBLED TYPE: 6FX5002-2DC10 (SINAMICS DRIVE CLIQ) CONNECTOR IP20/IP67, WITH 24 V MOTION-CONNECT 500 LENGTH (M) = 0 + 50 + 0 + 0 | 433 | TEM | 1 | MC | 4.087 | 1
6FX50022DC101FB0 | SIGNAL CABLE, PREASSEMBLED TYPE: 6FX5002-2DC10 (SINAMICS DRIVE CLIQ) CONNECTOR IP20/IP67, WITH 24 V MOTION-CONNECT 500 LENGTH (M) = 0 + 50 + 1 + 0 | 440 | TEM | 1 | MC | 4.168 | 1
6FX50022DC101FC0 | SIGNAL CABLE, PREASSEMBLED TYPE: 6FX5002-2DC10 (SINAMICS DRIVE CLIQ) CONNECTOR IP20/IP67, WITH 24 V MOTION-CONNECT 500 LENGTH (M) = 0 + 50 + 2 + 0 | 446 | TEM | 1 | MC | 4.249 | 1
6FX50022DC101FD0 | SIGNAL CABLE, PREASSEMBLED TYPE: 6FX5002-2DC10 (SINAMICS DRIVE CLIQ) CONNECTOR IP20/IP67, WITH 24 V MOTION-CONNECT 500 LENGTH (M) = 0 + 50 + 3 + 0 | 453 | TEM | 1 | MC | 4.33 | 1
6FX50022DC101FE0 | SIGNAL CABLE, PREASSEMBLED TYPE: 6FX5002-2DC10 (SINAMICS DRIVE CLIQ) CONNECTOR IP20/IP67, WITH 24 V MOTION-CONNECT 500 LENGTH (M) = 0 + 50 + 4 + 0 | 459 | TEM | 1 | MC | 4.411 | 1
6FX50022DC101FF0 | SIGNAL CABLE, PREASSEMBLED TYPE: 6FX5002-2DC10 (SINAMICS DRIVE CLIQ) CONNECTOR IP20/IP67, WITH 24 V MOTION-CONNECT 500 LENGTH (M) = 0 + 50 + 5 + 0 | 466 | TEM | 1 | MC | 4.492 | 1
6FX50022DC101FG0 | SIGNAL CABLE, PREASSEMBLED TYPE: 6FX5002-2DC10 (SINAMICS DRIVE CLIQ) CONNECTOR IP20/IP67, WITH 24 V MOTION-CONNECT 500 LENGTH (M) = 0 + 50 + 6 + 0 | 472 | TEM | 1 | MC | 4.573 | 1
6FX50022DC101FH0 | SIGNAL CABLE, PREASSEMBLED TYPE: 6FX5002-2DC10 (SINAMICS DRIVE CLIQ) CONNECTOR IP20/IP67, WITH 24 V MOTION-CONNECT 500 LENGTH (M) = 0 + 50 + 7 + 0 | 479 | TEM | 1 | MC | 4.654 | 1
6FX50022DC101GA0 | SIGNAL CABLE, PREASSEMBLED TYPE: 6FX5002-2DC10 (SINAMICS DRIVE CLIQ) CONNECTOR IP20/IP67, WITH 24 V MOTION-CONNECT 500 LENGTH (M) = 0 + 60 + 0 + 0 | 497 | TEM | 1 | MC | 4.897 | 1
6FX50022DC101GB0 | SIGNAL CABLE, PREASSEMBLED TYPE: 6FX5002-2DC10 (SINAMICS DRIVE CLIQ) CONNECTOR IP20/IP67, WITH 24 V MOTION-CONNECT 500 LENGTH (M) = 0 + 60 + 1 + 0 | 504 | TEM | 1 | MC | 4.978 | 1
6FX50022DC101GC0 | SIGNAL CABLE, PREASSEMBLED TYPE: 6FX5002-2DC10 (SINAMICS DRIVE CLIQ) CONNECTOR IP20/IP67, WITH 24 V MOTION-CONNECT 500 LENGTH (M) = 0 + 60 + 2 + 0 | 510 | TEM | 1 | MC | 5.059 | 1
6FX50022DC101GF0 | SIGNAL CABLE, PREASSEMBLED TYPE: 6FX5002-2DC10 (SINAMICS DRIVE CLIQ) CONNECTOR IP20/IP67, WITH 24 V MOTION-CONNECT 500 LENGTH (M) = 0 + 60 + 5 + 0 | 530 | TEM | 1 | MC | 5.302 | 1
6FX50022DC101GH0 | SIGNAL CABLE, PREASSEMBLED TYPE: 6FX5002-2DC10 (SINAMICS DRIVE CLIQ) CONNECTOR IP20/IP67, WITH 24 V MOTION-CONNECT 500 LENGTH (M) = 0 + 60 + 7 + 0 | 543 | TEM | 1 | MC | 5.464 | 1
6FX50022DC101HA0 | SIGNAL CABLE, PREASSEMBLED TYPE: 6FX5002-2DC10 (SINAMICS DRIVE CLIQ) CONNECTOR IP20/IP67, WITH 24 V MOTION-CONNECT 500 LENGTH (M) = 0 + 70 + 0 + 0 | 563 | TEM | 1 | MC | 5.707 | 1
6FX50022DC101HB0 | SIGNAL CABLE, PREASSEMBLED TYPE: 6FX5002-2DC10 (SINAMICS DRIVE CLIQ) CONNECTOR IP20/IP67, WITH 24 V MOTION-CONNECT 500 LENGTH (M) = 0 + 70 + 1 + 0 | 570 | TEM | 1 | MC | 5.788 | 1
6FX50022DC101HF0 | SIGNAL CABLE, PREASSEMBLED TYPE: 6FX5002-2DC10 (SINAMICS DRIVE CLIQ) CONNECTOR IP20/IP67, WITH 24 V MOTION-CONNECT 500 LENGTH (M) = 0 + 70 + 5 + 0 | 596 | TEM | 1 | MC | 6.112 | 1
6FX50022DC101HG0 | SIGNAL CABLE, PREASSEMBLED TYPE: 6FX5002-2DC10 (SINAMICS DRIVE CLIQ) CONNECTOR IP20/IP67, WITH 24 V MOTION-CONNECT 500 LENGTH (M) = 0 + 70 + 6 + 0 | 603 | TEM | 1 | MC | 6.193 | 1
6FX50022DC101JA0 | SIGNAL CABLE, PREASSEMBLED TYPE: 6FX5002-2DC10 (SINAMICS DRIVE CLIQ) CONNECTOR IP20/IP67, WITH 24 V MOTION-CONNECT 500 LENGTH (M) = 0 + 80 + 0 + 0 | 630 | TEM | 1 | MC | 6.517 | 1
6FX50022DC101JE0 | SIGNAL CABLE, PREASSEMBLED TYPE: 6FX5002-2DC10 (SINAMICS DRIVE CLIQ) CONNECTOR IP20/IP67, WITH 24 V MOTION-CONNECT 500 LENGTH (M) = 0 + 80 + 4 + 0 | 656 | TEM | 1 | MC | 6.841 | 1
6FX50022DC101JF0 | SIGNAL CABLE, PREASSEMBLED TYPE: 6FX5002-2DC10 (SINAMICS DRIVE CLIQ) CONNECTOR IP20/IP67, WITH 24 V MOTION-CONNECT 500 LENGTH (M) = 0 + 80 + 5 + 0 | 663 | TEM | 1 | MC | 6.922 | 1
6FX50022DC101JG0 | SIGNAL CABLE, PREASSEMBLED TYPE: 6FX5002-2DC10 (SINAMICS DRIVE CLIQ) CONNECTOR IP20/IP67, WITH 24 V MOTION-CONNECT 500 LENGTH (M) = 0 + 80 + 6 + 0 | 669 | TEM | 1 | MC | 7.003 | 1
6FX50022DC101JK0 | SIGNAL CABLE, PREASSEMBLED TYPE: 6FX5002-2DC10 (SINAMICS DRIVE CLIQ) CONNECTOR IP20/IP67, WITH 24 V MOTION-CONNECT 500 LENGTH (M) = 0 + 80 + 9 + 0 | 689 | TEM | 1 | MC | 7.246 | 1
6FX50022DC101KA0 | SIGNAL CABLE, PREASSEMBLED TYPE: 6FX5002-2DC10 (SINAMICS DRIVE CLIQ) CONNECTOR IP20/IP67, WITH 24 V MOTION-CONNECT 500 LENGTH (M) = 0 + 90 + 0 + 0 | 696 | TEM | 1 | MC | 7.327 | 1
6FX50022DC101KF0 | SIGNAL CABLE, PREASSEMBLED TYPE: 6FX5002-2DC10 (SINAMICS DRIVE CLIQ) CONNECTOR IP20/IP67, WITH 24 V MOTION-CONNECT 500 LENGTH (M) = 0 + 90 + 5 + 0 | 729 | TEM | 1 | MC | 7.732 | 1
6FX50022DC101KK0 | SIGNAL CABLE, PREASSEMBLED TYPE: 6FX5002-2DC10 (SINAMICS DRIVE CLIQ) CONNECTOR IP20/IP67, WITH 24 V MOTION-CONNECT 500 LENGTH (M) = 0 + 90 + 9 + 0 | 755 | TEM | 1 | MC | 8.056 | 1
6FX50022DC102AA0 | SIGNAL CABLE, PREASSEMBLED TYPE: 6FX5002-2DC10 (SINAMICS DRIVE CLIQ) CONNECTOR IP20/IP67, WITH 24 V MOTION-CONNECT 500 LENGTH (M) = 100 | 760 | TEM | 1 | MC | 7.027 | 1
6FX50022DC201AA3 | SIGNAL CABLE, PREASSEMBLED TYPE: 6FX5002-2DC20 (SINAMICS DRIVE CLIQ) CONNECTOR IP67/IP67, WITH 24 V MOTION-CONNECT 500 LENGTH (M) = 0 + 0 + 0 + 0,3 | 127 | TEM | 1 | MC | 0.076 | 1
6FX50022DC201AA5 | SIGNAL CABLE, PREASSEMBLED TYPE: 6FX5002-2DC20 (SINAMICS DRIVE CLIQ) CONNECTOR IP67/IP67, WITH 24 V MOTION-CONNECT 500 LENGTH (M) = 0 + 0 + 0 + 0,5 | 127 | TEM | 1 | MC | 0.093 | 1
6FX50022DC201AA6 | SIGNAL CABLE, PREASSEMBLED TYPE: 6FX5002-2DC20 (SINAMICS DRIVE CLIQ) CONNECTOR IP67/IP67, WITH 24 V MOTION-CONNECT 500 LENGTH (M) = 0 + 0 + 0 + 0,6 | 127 | TEM | 1 | MC | 0.101 | 1
6FX50022DC201AB0 | SIGNAL CABLE, PREASSEMBLED TYPE: 6FX5002-2DC20 (SINAMICS DRIVE CLIQ) CONNECTOR IP67/IP67, WITH 24 V MOTION-CONNECT 500 LENGTH (M) = 0 + 0 + 1 + 0 | 127 | TEM | 1 | MC | 0.133 | 1
6FX50022DC201AB2 | SIGNAL CABLE, PREASSEMBLED TYPE: 6FX5002-2DC20 (SINAMICS DRIVE CLIQ) CONNECTOR IP67/IP67, WITH 24 V MOTION-CONNECT 500 LENGTH (M) = 0 + 0 + 1 + 0,2 | 134 | TEM | 1 | MC | 0.149 | 1
6FX50022DC201AB5 | SIGNAL CABLE, PREASSEMBLED TYPE: 6FX5002-2DC20 (SINAMICS DRIVE CLIQ) CONNECTOR IP67/IP67, WITH 24 V MOTION-CONNECT 500 LENGTH (M) = 0 + 0 + 1 + 0,5 | 134 | TEM | 1 | MC | 0.174 | 1
6FX50022DC201AB6 | SIGNAL CABLE, PREASSEMBLED TYPE: 6FX5002-2DC20 (SINAMICS DRIVE CLIQ) CONNECTOR IP67/IP67, WITH 24 V MOTION-CONNECT 500 LENGTH (M) = 0 + 0 + 1 + 0,6 | 134 | TEM | 1 | MC | 0.182 | 1
6FX50022DC201AB7 | SIGNAL CABLE, PREASSEMBLED TYPE: 6FX5002-2DC20 (SINAMICS DRIVE CLIQ) CONNECTOR IP67/IP67, WITH 24 V MOTION-CONNECT 500 LENGTH (M) = 0 + 0 + 1 + 0,7 | 134 | TEM | 1 | MC | 0.19 | 1
6FX50022DC201AC0 | SIGNAL CABLE, PREASSEMBLED TYPE: 6FX5002-2DC20 (SINAMICS DRIVE CLIQ) CONNECTOR IP67/IP67, WITH 24 V MOTION-CONNECT 500 LENGTH (M) = 0 + 0 + 2 + 0 | 134 | TEM | 1 | MC | 0.214 | 1
6FX50022DC201AC1 | SIGNAL CABLE, PREASSEMBLED TYPE: 6FX5002-2DC20 (SINAMICS DRIVE CLIQ) CONNECTOR IP67/IP67, WITH 24 V MOTION-CONNECT 500 LENGTH (M) = 0 + 0 + 2 + 0,1 | 140 | TEM | 1 | MC | 0.222 | 1
6FX50022DC201AC2 | SIGNAL CABLE, PREASSEMBLED TYPE: 6FX5002-2DC20 (SINAMICS DRIVE CLIQ) CONNECTOR IP67/IP67, WITH 24 V MOTION-CONNECT 500 LENGTH (M) = 0 + 0 + 2 + 0,2 | 140 | TEM | 1 | MC | 0.23 | 1
6FX50022DC201AC3 | SIGNAL CABLE, PREASSEMBLED TYPE: 6FX5002-2DC20 (SINAMICS DRIVE CLIQ) CONNECTOR IP67/IP67, WITH 24 V MOTION-CONNECT 500 LENGTH (M) = 0 + 0 + 2 + 0,3 | 140 | TEM | 1 | MC | 0.238 | 1
6FX50022DC201AC4 | SIGNAL CABLE, PREASSEMBLED TYPE: 6FX5002-2DC20 (SINAMICS DRIVE CLIQ) CONNECTOR IP67/IP67, WITH 24 V MOTION-CONNECT 500 LENGTH (M) = 0 + 0 + 2 + 0,4 | 140 | TEM | 1 | MC | 0.246 | 1
6FX50022DC201AC5 | SIGNAL CABLE, PREASSEMBLED TYPE: 6FX5002-2DC20 (SINAMICS DRIVE CLIQ) CONNECTOR IP67/IP67, WITH 24 V MOTION-CONNECT 500 LENGTH (M) = 0 + 0 + 2 + 0,5 | 140 | TEM | 1 | MC | 0.255 | 1
6FX50022DC201AC6 | SIGNAL CABLE, PREASSEMBLED TYPE: 6FX5002-2DC20 (SINAMICS DRIVE CLIQ) CONNECTOR IP67/IP67, WITH 24 V MOTION-CONNECT 500 LENGTH (M) = 0 + 0 + 2 + 0,6 | 140 | TEM | 1 | MC | 0.263 | 1
6FX50022DC201AC7 | SIGNAL CABLE, PREASSEMBLED TYPE: 6FX5002-2DC20 (SINAMICS DRIVE CLIQ) CONNECTOR IP67/IP67, WITH 24 V MOTION-CONNECT 500 LENGTH (M) = 0 + 0 + 2 + 0,7 | 140 | TEM | 1 | MC | 0.271 | 1
6FX50022DC201AD0 | SIGNAL CABLE, PREASSEMBLED TYPE: 6FX5002-2DC20 (SINAMICS DRIVE CLIQ) CONNECTOR IP67/IP67, WITH 24 V MOTION-CONNECT 500 LENGTH (M) = 0 + 0 + 3 + 0 | 140 | TEM | 1 | MC | 0.295 | 1
6FX50022DC201AD1 | SIGNAL CABLE, PREASSEMBLED TYPE: 6FX5002-2DC20 (SINAMICS DRIVE CLIQ) CONNECTOR IP67/IP67, WITH 24 V MOTION-CONNECT 500 LENGTH (M) = 0 + 0 + 3 + 0,1 | 147 | TEM | 1 | MC | 0.303 | 1
6FX50022DC201AD2 | SIGNAL CABLE, PREASSEMBLED TYPE: 6FX5002-2DC20 (SINAMICS DRIVE CLIQ) CONNECTOR IP67/IP67, WITH 24 V MOTION-CONNECT 500 LENGTH (M) = 0 + 0 + 3 + 0,2 | 147 | TEM | 1 | MC | 0.311 | 1
6FX50022DC201AD4 | SIGNAL CABLE, PREASSEMBLED TYPE: 6FX5002-2DC20 (SINAMICS DRIVE CLIQ) CONNECTOR IP67/IP67, WITH 24 V MOTION-CONNECT 500 LENGTH (M) = 0 + 0 + 3 + 0,4 | 147 | TEM | 1 | MC | 0.327 | 1
6FX50022DC201AD5 | SIGNAL CABLE, PREASSEMBLED TYPE: 6FX5002-2DC20 (SINAMICS DRIVE CLIQ) CONNECTOR IP67/IP67, WITH 24 V MOTION-CONNECT 500 LENGTH (M) = 0 + 0 + 3 + 0,5 | 147 | TEM | 1 | MC | 0.336 | 1
6FX50022DC201AD6 | SIGNAL CABLE, PREASSEMBLED TYPE: 6FX5002-2DC20 (SINAMICS DRIVE CLIQ) CONNECTOR IP67/IP67, WITH 24 V MOTION-CONNECT 500 LENGTH (M) = 0 + 0 + 3 + 0,6 | 147 | TEM | 1 | MC | 0.344 | 1
6FX50022DC201AD7 | SIGNAL CABLE, PREASSEMBLED TYPE: 6FX5002-2DC20 (SINAMICS DRIVE CLIQ) CONNECTOR IP67/IP67, WITH 24 V MOTION-CONNECT 500 LENGTH (M) = 0 + 0 + 3 + 0,7 | 147 | TEM | 1 | MC | 0.352 | 1
6FX50022DC201AE0 | SIGNAL CABLE, PREASSEMBLED TYPE: 6FX5002-2DC20 (SINAMICS DRIVE CLIQ) CONNECTOR IP67/IP67, WITH 24 V MOTION-CONNECT 500 LENGTH (M) = 0 + 0 + 4 + 0 | 147 | TEM | 1 | MC | 0.376 | 1
6FX50022DC201AF0 | SIGNAL CABLE, PREASSEMBLED TYPE: 6FX5002-2DC20 (SINAMICS DRIVE CLIQ) CONNECTOR IP67/IP67, WITH 24 V MOTION-CONNECT 500 LENGTH (M) = 0 + 0 + 5 + 0 | 153 | TEM | 1 | MC | 0.457 | 1
6FX50022DC201AG0 | SIGNAL CABLE, PREASSEMBLED TYPE: 6FX5002-2DC20 (SINAMICS DRIVE CLIQ) CONNECTOR IP67/IP67, WITH 24 V MOTION-CONNECT 500 LENGTH (M) = 0 + 0 + 6 + 0 | 160 | TEM | 1 | MC | 0.538 | 1
6FX50022DC201AH0 | SIGNAL CABLE, PREASSEMBLED TYPE: 6FX5002-2DC20 (SINAMICS DRIVE CLIQ) CONNECTOR IP67/IP67, WITH 24 V MOTION-CONNECT 500 LENGTH (M) = 0 + 0 + 7 + 0 | 166 | TEM | 1 | MC | 0.619 | 1
6FX50022DC201AJ0 | SIGNAL CABLE, PREASSEMBLED TYPE: 6FX5002-2DC20 (SINAMICS DRIVE CLIQ) CONNECTOR IP67/IP67, WITH 24 V MOTION-CONNECT 500 LENGTH (M) = 0 + 0 + 8 + 0 | 173 | TEM | 1 | MC | 0.7 | 1
6FX50022DC201AK0 | SIGNAL CABLE, PREASSEMBLED TYPE: 6FX5002-2DC20 (SINAMICS DRIVE CLIQ) CONNECTOR IP67/IP67, WITH 24 V MOTION-CONNECT 500 LENGTH (M) = 0 + 0 + 9 + 0 | 180 | TEM | 1 | MC | 0.781 | 1
6FX50022DC201BA0 | SIGNAL CABLE, PREASSEMBLED TYPE: 6FX5002-2DC20 (SINAMICS DRIVE CLIQ) CONNECTOR IP67/IP67, WITH 24 V MOTION-CONNECT 500 LENGTH (M) = 0 + 10 + 0 + 0 | 186 | TEM | 1 | MC | 0.862 | 1
6FX50022DC201BC0 | SIGNAL CABLE, PREASSEMBLED TYPE: 6FX5002-2DC20 (SINAMICS DRIVE CLIQ) CONNECTOR IP67/IP67, WITH 24 V MOTION-CONNECT 500 LENGTH (M) = 0 + 10 + 2 + 0 | 199 | TEM | 1 | MC | 1.024 | 1
6FX50022DC201BD0 | SIGNAL CABLE, PREASSEMBLED TYPE: 6FX5002-2DC20 (SINAMICS DRIVE CLIQ) CONNECTOR IP67/IP67, WITH 24 V MOTION-CONNECT 500 LENGTH (M) = 0 + 10 + 3 + 0 | 206 | TEM | 1 | MC | 1.105 | 1
6FX50022DC201BE0 | SIGNAL CABLE, PREASSEMBLED TYPE: 6FX5002-2DC20 (SINAMICS DRIVE CLIQ) CONNECTOR IP67/IP67, WITH 24 V MOTION-CONNECT 500 LENGTH (M) = 0 + 10 + 4 + 0 | 212 | TEM | 1 | MC | 1.186 | 1
6FX50022DC201BF0 | SIGNAL CABLE, PREASSEMBLED TYPE: 6FX5002-2DC20 (SINAMICS DRIVE CLIQ) CONNECTOR IP67/IP67, WITH 24 V MOTION-CONNECT 500 LENGTH (M) = 0 + 10 + 5 + 0 | 219 | TEM | 1 | MC | 1.267 | 1
6FX50022DC201BG0 | SIGNAL CABLE, PREASSEMBLED TYPE: 6FX5002-2DC20 (SINAMICS DRIVE CLIQ) CONNECTOR IP67/IP67, WITH 24 V MOTION-CONNECT 500 LENGTH (M) = 0 + 10 + 6 + 0 | 225 | TEM | 1 | MC | 1.348 | 1
6FX50022DC201BH0 | SIGNAL CABLE, PREASSEMBLED TYPE: 6FX5002-2DC20 (SINAMICS DRIVE CLIQ) CONNECTOR IP67/IP67, WITH 24 V MOTION-CONNECT 500 LENGTH (M) = 0 + 10 + 7 + 0 | 232 | TEM | 1 | MC | 1.429 | 1
6FX50022DC201BJ0 | SIGNAL CABLE, PREASSEMBLED TYPE: 6FX5002-2DC20 (SINAMICS DRIVE CLIQ) CONNECTOR IP67/IP67, WITH 24 V MOTION-CONNECT 500 LENGTH (M) = 0 + 10 + 8 + 0 | 239 | TEM | 1 | MC | 1.51 | 1
6FX50022DC201BK0 | SIGNAL CABLE, PREASSEMBLED TYPE: 6FX5002-2DC20 (SINAMICS DRIVE CLIQ) CONNECTOR IP67/IP67, WITH 24 V MOTION-CONNECT 500 LENGTH (M) = 0 + 10 + 9 + 0 | 245 | TEM | 1 | MC | 1.591 | 1
6FX50022DC201CA0 | SIGNAL CABLE, PREASSEMBLED TYPE: 6FX5002-2DC20 (SINAMICS DRIVE CLIQ) CONNECTOR IP67/IP67, WITH 24 V MOTION-CONNECT 500 LENGTH (M) = 0 + 20 + 0 + 0 | 252 | TEM | 1 | MC | 1.672 | 1
6FX50022DC201CC0 | SIGNAL CABLE, PREASSEMBLED TYPE: 6FX5002-2DC20 (SINAMICS DRIVE CLIQ) CONNECTOR IP67/IP67, WITH 24 V MOTION-CONNECT 500 LENGTH (M) = 0 + 20 + 2 + 0 | 265 | TEM | 1 | MC | 1.834 | 1
6FX50022DC201CD0 | SIGNAL CABLE, PREASSEMBLED TYPE: 6FX5002-2DC20 (SINAMICS DRIVE CLIQ) CONNECTOR IP67/IP67, WITH 24 V MOTION-CONNECT 500 LENGTH (M) = 0 + 20 + 3 + 0 | 272 | TEM | 1 | MC | 1.915 | 1
6FX50022DC201CF0 | SIGNAL CABLE, PREASSEMBLED TYPE: 6FX5002-2DC20 (SINAMICS DRIVE CLIQ) CONNECTOR IP67/IP67, WITH 24 V MOTION-CONNECT 500 LENGTH (M) = 0 + 20 + 5 + 0 | 285 | TEM | 1 | MC | 2.077 | 1
6FX50022DC201CH0 | SIGNAL CABLE, PREASSEMBLED TYPE: 6FX5002-2DC20 (SINAMICS DRIVE CLIQ) CONNECTOR IP67/IP67, WITH 24 V MOTION-CONNECT 500 LENGTH (M) = 0 + 20 + 7 + 0 | 298 | TEM | 1 | MC | 2.239 | 1
6FX50022DC201CJ0 | SIGNAL CABLE, PREASSEMBLED TYPE: 6FX5002-2DC20 (SINAMICS DRIVE CLIQ) CONNECTOR IP67/IP67, WITH 24 V MOTION-CONNECT 500 LENGTH (M) = 0 + 20 + 8 + 0 | 304 | TEM | 1 | MC | 2.32 | 1
6FX50022DC201DA0 | SIGNAL CABLE, PREASSEMBLED TYPE: 6FX5002-2DC20 (SINAMICS DRIVE CLIQ) CONNECTOR IP67/IP67, WITH 24 V MOTION-CONNECT 500 LENGTH (M) = 0 + 30 + 0 + 0 | 317 | TEM | 1 | MC | 2.482 | 1
6FX50022DC201DD0 | SIGNAL CABLE, PREASSEMBLED TYPE: 6FX5002-2DC20 (SINAMICS DRIVE CLIQ) CONNECTOR IP67/IP67, WITH 24 V MOTION-CONNECT 500 LENGTH (M) = 0 + 30 + 3 + 0 | 337 | TEM | 1 | MC | 2.725 | 1
6FX50022DC201DF0 | SIGNAL CABLE, PREASSEMBLED TYPE: 6FX5002-2DC20 (SINAMICS DRIVE CLIQ) CONNECTOR IP67/IP67, WITH 24 V MOTION-CONNECT 500 LENGTH (M) = 0 + 30 + 5 + 0 | 350 | TEM | 1 | MC | 2.887 | 1
6FX50022DC201DG0 | SIGNAL CABLE, PREASSEMBLED TYPE: 6FX5002-2DC20 (SINAMICS DRIVE CLIQ) CONNECTOR IP67/IP67, WITH 24 V MOTION-CONNECT 500 LENGTH (M) = 0 + 30 + 6 + 0 | 357 | TEM | 1 | MC | 2.968 | 1
6FX50022DC201EA0 | SIGNAL CABLE, PREASSEMBLED TYPE: 6FX5002-2DC20 (SINAMICS DRIVE CLIQ) CONNECTOR IP67/IP67, WITH 24 V MOTION-CONNECT 500 LENGTH (M) = 0 + 40 + 0 + 0 | 383 | TEM | 1 | MC | 3.292 | 1
6FX50022DC201EB0 | SIGNAL CABLE, PREASSEMBLED TYPE: 6FX5002-2DC20 (SINAMICS DRIVE CLIQ) CONNECTOR IP67/IP67, WITH 24 V MOTION-CONNECT 500 LENGTH (M) = 0 + 40 + 1 + 0 | 390 | TEM | 1 | MC | 3.373 | 1
6FX50022DC201EE0 | SIGNAL CABLE, PREASSEMBLED TYPE: 6FX5002-2DC20 (SINAMICS DRIVE CLIQ) CONNECTOR IP67/IP67, WITH 24 V MOTION-CONNECT 500 LENGTH (M) = 0 + 40 + 4 + 0 | 410 | TEM | 1 | MC | 3.616 | 1
6FX50022DC201EF0 | SIGNAL CABLE, PREASSEMBLED TYPE: 6FX5002-2DC20 (SINAMICS DRIVE CLIQ) CONNECTOR IP67/IP67, WITH 24 V MOTION-CONNECT 500 LENGTH (M) = 0 + 40 + 5 + 0 | 416 | TEM | 1 | MC | 3.697 | 1
6FX50022DC201EG0 | SIGNAL CABLE, PREASSEMBLED TYPE: 6FX5002-2DC20 (SINAMICS DRIVE CLIQ) CONNECTOR IP67/IP67, WITH 24 V MOTION-CONNECT 500 LENGTH (M) = 0 + 40 + 6 + 0 | 423 | TEM | 1 | MC | 3.778 | 1
6FX50022DC201FF0 | SIGNAL CABLE, PREASSEMBLED TYPE: 6FX5002-2DC20 (SINAMICS DRIVE CLIQ) CONNECTOR IP67/IP67, WITH 24 V MOTION-CONNECT 500 LENGTH (M) = 0 + 50 + 5 + 0 | 482 | TEM | 1 | MC | 4.507 | 1
6FX50022DC201GF0 | SIGNAL CABLE, PREASSEMBLED TYPE: 6FX5002-2DC20 (SINAMICS DRIVE CLIQ) CONNECTOR IP67/IP67, WITH 24 V MOTION-CONNECT 500 LENGTH (M) = 0 + 60 + 5 + 0 | 546 | TEM | 1 | MC | 5.317 | 1
6FX50022DC201KD0 | SIGNAL CABLE, PREASSEMBLED TYPE: 6FX5002-2DC20 (SINAMICS DRIVE CLIQ) CONNECTOR IP67/IP67, WITH 24 V MOTION-CONNECT 500 LENGTH (M) = 0 + 90 + 3 + 0 | 732 | TEM | 1 | MC | 7.585 | 1
6FX50022DC202AA0 | SIGNAL CABLE, PREASSEMBLED TYPE: 6FX5002-2DC20 (SINAMICS DRIVE CLIQ) CONNECTOR IP67/IP67, WITH 24 V MOTION-CONNECT 500 LENGTH (M) = 100 | 776 | TEM | 1 | MC | 7.05 | 1
6FX50022DC301AB0 | DRIVE-CLIQ CABLE TYPE: 6FX5002-2DC30 PREASSEMBLED FOR DIRECT MEASURING SYSTEM WITH 24 V CONNECTOR RJ45, IP20 AND MATING PLUG M12, IP67 MOTION CONNECT 500 UL/CSA, DESINA DMAX = 7.1 MM LENGTH (M)= 1 | 116 | TEM | 1 | MC | 0.165 | 1
6FX50022DC301AC0 | DRIVE-CLIQ CABLE TYPE: 6FX5002-2DC30 PREASSEMBLED FOR DIRECT MEASURING SYSTEM WITH 24 V CONNECTOR RJ45, IP20 AND MATING PLUG M12, IP67 MOTION CONNECT 500 UL/CSA, DESINA DMAX = 7.1 MM LENGTH (M)= 2 | 123 | TEM | 1 | MC | 0.236 | 1
6FX50022DC301AD0 | DRIVE-CLIQ CABLE TYPE: 6FX5002-2DC30 PREASSEMBLED FOR DIRECT MEASURING SYSTEM WITH 24 V CONNECTOR RJ45, IP20 AND MATING PLUG M12, IP67 MOTION CONNECT 500 UL/CSA, DESINA DMAX = 7.1 MM LENGTH (M)= 3 + 0 | 130 | TEM | 1 | MC | 0.32 | 1
6FX50022DC301AE0 | DRIVE-CLIQ CABLE TYPE: 6FX5002-2DC30 PREASSEMBLED FOR DIRECT MEASURING SYSTEM WITH 24 V CONNECTOR RJ45, IP20 AND MATING PLUG M12, IP67 MOTION CONNECT 500 UL/CSA, DESINA DMAX = 7.1 MM LENGTH (M)= 4 | 137 | TEM | 1 | MC | 0.447 | 1
6FX50022DC301AF0 | DRIVE-CLIQ CABLE TYPE: 6FX5002-2DC30 PREASSEMBLED FOR DIRECT MEASURING SYSTEM WITH 24 V CONNECTOR RJ45, IP20 AND MATING PLUG M12, IP67 MOTION CONNECT 500 UL/CSA, DESINA DMAX = 7.1 MM LENGTH (M)= 5 | 144 | TEM | 1 | MC | 0.541 | 1
6FX50022DC301AG0 | DRIVE-CLIQ CABLE TYPE: 6FX5002-2DC30 PREASSEMBLED FOR DIRECT MEASURING SYSTEM WITH 24 V CONNECTOR RJ45, IP20 AND MATING PLUG M12, IP67 MOTION CONNECT 500 UL/CSA, DESINA DMAX = 7.1 MM LENGTH (M)= 6 + 0 | 151 | TEM | 1 | MC | 0.57 | 1
6FX50022DC301AH0 | DRIVE-CLIQ CABLE TYPE: 6FX5002-2DC30 PREASSEMBLED FOR DIRECT MEASURING SYSTEM WITH 24 V CONNECTOR RJ45, IP20 AND MATING PLUG M12, IP67 MOTION CONNECT 500 UL/CSA, DESINA DMAX = 7.1 MM LENGTH (M)= 7 | 158 | TEM | 1 | MC | 0.729 | 1
6FX50022DC301AJ0 | DRIVE-CLIQ CABLE TYPE: 6FX5002-2DC30 PREASSEMBLED FOR DIRECT MEASURING SYSTEM WITH 24 V CONNECTOR RJ45, IP20 AND MATING PLUG M12, IP67 MOTION CONNECT 500 UL/CSA, DESINA DMAX = 7.1 MM LENGTH (M)= 8 | 165 | TEM | 1 | MC | 0.823 | 1
6FX50022DC301AK0 | DRIVE-CLIQ CABLE TYPE: 6FX5002-2DC30 PREASSEMBLED FOR DIRECT MEASURING SYSTEM WITH 24 V CONNECTOR RJ45, IP20 AND MATING PLUG M12, IP67 MOTION CONNECT 500 UL/CSA, DESINA DMAX = 7.1 MM LENGTH (M)= 9 | 172 | TEM | 1 | MC | 0.917 | 1
6FX50022DC301BA0 | DRIVE-CLIQ CABLE TYPE: 6FX5002-2DC30 PREASSEMBLED FOR DIRECT MEASURING SYSTEM WITH 24 V CONNECTOR RJ45, IP20 AND MATING PLUG M12, IP67 MOTION CONNECT 500 UL/CSA, DESINA DMAX = 7.1 MM LENGTH (M)= 10 | 178 | TEM | 1 | MC | 1.011 | 1
6FX50022DC301BB0 | DRIVE-CLIQ CABLE TYPE: 6FX5002-2DC30 PREASSEMBLED FOR DIRECT MEASURING SYSTEM WITH 24 V CONNECTOR RJ45, IP20 AND MATING PLUG M12, IP67 MOTION CONNECT 500 UL/CSA, DESINA DMAX = 7.1 MM LENGTH (M)= 11 | 185 | TEM | 1 | MC | 1.105 | 1
6FX50022DC301BC0 | DRIVE-CLIQ CABLE TYPE: 6FX5002-2DC30 PREASSEMBLED FOR DIRECT MEASURING SYSTEM WITH 24 V CONNECTOR RJ45, IP20 AND MATING PLUG M12, IP67 MOTION CONNECT 500 UL/CSA, DESINA DMAX = 7.1 MM LENGTH (M)= 12 | 192 | TEM | 1 | MC | 1.199 | 1
6FX50022DC301BD0 | DRIVE-CLIQ CABLE TYPE: 6FX5002-2DC30 PREASSEMBLED FOR DIRECT MEASURING SYSTEM WITH 24 V CONNECTOR RJ45, IP20 AND MATING PLUG M12, IP67 MOTION CONNECT 500 UL/CSA, DESINA DMAX = 7.1 MM LENGTH (M)= 13 | 199 | TEM | 1 | MC | 1.293 | 1
6FX50022DC301BE0 | DRIVE-CLIQ CABLE TYPE: 6FX5002-2DC30 PREASSEMBLED FOR DIRECT MEASURING SYSTEM WITH 24 V CONNECTOR RJ45, IP20 AND MATING PLUG M12, IP67 MOTION CONNECT 500 UL/CSA, DESINA DMAX = 7.1 MM LENGTH (M)= 14 | 206 | TEM | 1 | MC | 1.387 | 1
6FX50022DC301BF0 | DRIVE-CLIQ CABLE TYPE: 6FX5002-2DC30 PREASSEMBLED FOR DIRECT MEASURING SYSTEM WITH 24 V CONNECTOR RJ45, IP20 AND MATING PLUG M12, IP67 MOTION CONNECT 500 UL/CSA, DESINA DMAX = 7.1 MM LENGTH (M)= 15 + 0 | 213 | TEM | 1 | MC | 1.3 | 1
6FX50022DC301BG0 | DRIVE-CLIQ CABLE TYPE: 6FX5002-2DC30 PREASSEMBLED FOR DIRECT MEASURING SYSTEM WITH 24 V CONNECTOR RJ45, IP20 AND MATING PLUG M12, IP67 MOTION CONNECT 500 UL/CSA, DESINA DMAX = 7.1 MM LENGTH (M)= 16 | 220 | TEM | 1 | MC | 1.575 | 1
6FX50022DC301BH0 | DRIVE-CLIQ CABLE TYPE: 6FX5002-2DC30 PREASSEMBLED FOR DIRECT MEASURING SYSTEM WITH 24 V CONNECTOR RJ45, IP20 AND MATING PLUG M12, IP67 MOTION CONNECT 500 UL/CSA, DESINA DMAX = 7.1 MM LENGTH (M)= 17 | 227 | TEM | 1 | MC | 1.669 | 1
6FX50022DC301BJ0 | DRIVE-CLIQ CABLE TYPE: 6FX5002-2DC30 PREASSEMBLED FOR DIRECT MEASURING SYSTEM WITH 24 V CONNECTOR RJ45, IP20 AND MATING PLUG M12, IP67 MOTION CONNECT 500 UL/CSA, DESINA DMAX = 7.1 MM LENGTH (M)= 18 | 233 | TEM | 1 | MC | 1.763 | 1
6FX50022DC301BK0 | DRIVE-CLIQ CABLE TYPE: 6FX5002-2DC30 PREASSEMBLED FOR DIRECT MEASURING SYSTEM WITH 24 V CONNECTOR RJ45, IP20 AND MATING PLUG M12, IP67 MOTION CONNECT 500 UL/CSA, DESINA DMAX = 7.1 MM LENGTH (M)= 19 | 240 | TEM | 1 | MC | 1.857 | 1
6FX50022DC301CA0 | DRIVE-CLIQ CABLE TYPE: 6FX5002-2DC30 PREASSEMBLED FOR DIRECT MEASURING SYSTEM WITH 24 V CONNECTOR RJ45, IP20 AND MATING PLUG M12, IP67 MOTION CONNECT 500 UL/CSA, DESINA DMAX = 7.1 MM LENGTH (M)= 20 | 247 | TEM | 1 | MC | 1.951 | 1
6FX50022DC301CF0 | DRIVE-CLIQ CABLE TYPE: 6FX5002-2DC30 PREASSEMBLED FOR DIRECT MEASURING SYSTEM WITH 24 V CONNECTOR RJ45, IP20 AND MATING PLUG M12, IP67 MOTION CONNECT 500 UL/CSA, DESINA DMAX = 7.1 MM LENGTH (M)= 25 | 282 | TEM | 1 | MC | 2.421 | 1
6FX50022DC301DA0 | DRIVE-CLIQ CABLE TYPE: 6FX5002-2DC30 PREASSEMBLED FOR DIRECT MEASURING SYSTEM WITH 24 V CONNECTOR RJ45, IP20 AND MATING PLUG M12, IP67 MOTION CONNECT 500 UL/CSA, DESINA DMAX = 7.1 MM LENGTH (M)= 30 + 0 | 316 | TEM | 1 | MC | 2.51 | 1
6FX50022DC341AD0 | DRIVE-CLIQ EXTENSION TYPE: 6FX5002-2DC34 FOR BASE 6FX8002-2DC30-.... WITH 24 V CONNECTOR AND MATING PLUG M12, IP67 MOTION CONNECT 500 UL/CSA, DESINA DMAX = 7.1 MM LENGTH (M)= 3 + 0 | 147 | TEM | 1 | MC | 0.32 | 1
6FX50022DC341AG0 | DRIVE-CLIQ EXTENSION TYPE: 6FX5002-2DC34 FOR BASE 6FX8002-2DC30-.... WITH 24 V CONNECTOR AND MATING PLUG M12, IP67 MOTION CONNECT 500 UL/CSA, DESINA DMAX = 7.1 MM LENGTH (M)= 6 + 0 | 168 | TEM | 1 | MC | 0.56 | 1
6FX50022DC361AB0 | SIGNAL CABLE, PREASSEMBLED TYPE: 6FX5002-2DC36 DRIVE-CLIQ WITH 24 V M12 FEMALE/ RJ45 IP67 MOTION-CONNECT 500 DMAX=7,1 MM LENGTH (M) = 1 | 133 | TEM | 1 | MC | 0.12 | 1
6FX50022DC361AC0 | SIGNAL CABLE, PREASSEMBLED TYPE: 6FX5002-2DC36 DRIVE-CLIQ WITH 24 V M12 FEMALE/ RJ45 IP67 MOTION-CONNECT 500 DMAX=7,1 MM LENGTH (M) = 2 | 140 | TEM | 1 | MC | 0.2 | 1
6FX50022DC361AD0 | SIGNAL CABLE, PREASSEMBLED TYPE: 6FX5002-2DC36 DRIVE-CLIQ WITH 24 V M12 FEMALE/ RJ45 IP67 MOTION-CONNECT 500 DMAX=7,1 MM LENGTH (M) = 3 | 147 | TEM | 1 | MC | 0.28 | 1
6FX50022DC361AE0 | SIGNAL CABLE, PREASSEMBLED TYPE: 6FX5002-2DC36 DRIVE-CLIQ WITH 24 V M12 FEMALE/ RJ45 IP67 MOTION-CONNECT 500 DMAX=7,1 MM LENGTH (M) = 4 | 154 | TEM | 1 | MC | 0.36 | 1
6FX50022DC361AF0 | SIGNAL CABLE, PREASSEMBLED TYPE: 6FX5002-2DC36 DRIVE-CLIQ WITH 24 V M12 FEMALE/ RJ45 IP67 MOTION-CONNECT 500 DMAX=7,1 MM LENGTH (M) = 5 | 161 | TEM | 1 | MC | 0.44 | 1
6FX50022DC361AG0 | SIGNAL CABLE, PREASSEMBLED TYPE: 6FX5002-2DC36 DRIVE-CLIQ WITH 24 V M12 FEMALE/ RJ45 IP67 MOTION-CONNECT 500 DMAX=7,1 MM LENGTH (M) = 6 | 168 | TEM | 1 | MC | 0.52 | 1
6FX50022DC361AH0 | SIGNAL CABLE, PREASSEMBLED TYPE: 6FX5002-2DC36 DRIVE-CLIQ WITH 24 V M12 FEMALE/ RJ45 IP67 MOTION-CONNECT 500 DMAX=7,1 MM LENGTH (M) = 7 | 175 | TEM | 1 | MC | 0.6 | 1
6FX50022DC361AJ0 | SIGNAL CABLE, PREASSEMBLED TYPE: 6FX5002-2DC36 DRIVE-CLIQ WITH 24 V M12 FEMALE/ RJ45 IP67 MOTION-CONNECT 500 DMAX=7,1 MM LENGTH (M) = 8 | 182 | TEM | 1 | MC | 0.68 | 1
6FX50022DC361AK0 | SIGNAL CABLE, PREASSEMBLED TYPE: 6FX5002-2DC36 DRIVE-CLIQ WITH 24 V M12 FEMALE/ RJ45 IP67 MOTION-CONNECT 500 DMAX=7,1 MM LENGTH (M) = 9 | 189 | TEM | 1 | MC | 0.76 | 1
6FX50022DC361BA0 | SIGNAL CABLE, PREASSEMBLED TYPE: 6FX5002-2DC36 DRIVE-CLIQ WITH 24 V M12 FEMALE/ RJ45 IP67 MOTION-CONNECT 500 DMAX=7,1 MM LENGTH (M) = 10 | 195 | TEM | 1 | MC | 0.84 | 1
6FX50022DC361BB0 | SIGNAL CABLE, PREASSEMBLED TYPE: 6FX5002-2DC36 DRIVE-CLIQ WITH 24 V M12 FEMALE/ RJ45 IP67 MOTION-CONNECT 500 DMAX=7,1 MM LENGTH (M) = 11 | 202 | TEM | 1 | MC | 0.92 | 1
6FX50022DC361BC0 | SIGNAL CABLE, PREASSEMBLED TYPE: 6FX5002-2DC36 DRIVE-CLIQ WITH 24 V M12 FEMALE/ RJ45 IP67 MOTION-CONNECT 500 DMAX=7,1 MM LENGTH (M) = 12 | 209 | TEM | 1 | MC | 1 | 1
6FX50022DC361BD0 | SIGNAL CABLE, PREASSEMBLED TYPE: 6FX5002-2DC36 DRIVE-CLIQ WITH 24 V M12 FEMALE/ RJ45 IP67 MOTION-CONNECT 500 DMAX=7,1 MM LENGTH (M) = 13 | 216 | TEM | 1 | MC | 1.08 | 1
6FX50022DC361BE0 | SIGNAL CABLE, PREASSEMBLED TYPE: 6FX5002-2DC36 DRIVE-CLIQ WITH 24 V M12 FEMALE/ RJ45 IP67 MOTION-CONNECT 500 DMAX=7,1 MM LENGTH (M) = 14 | 223 | TEM | 1 | MC | 1.16 | 1
6FX50022DC361BF0 | SIGNAL CABLE, PREASSEMBLED TYPE: 6FX5002-2DC36 DRIVE-CLIQ WITH 24 V M12 FEMALE/ RJ45 IP67 MOTION-CONNECT 500 DMAX=7,1 MM LENGTH (M) = 15 | 230 | TEM | 1 | MC | 1.24 | 1
6FX50022DC361BG0 | SIGNAL CABLE, PREASSEMBLED TYPE: 6FX5002-2DC36 DRIVE-CLIQ WITH 24 V M12 FEMALE/ RJ45 IP67 MOTION-CONNECT 500 DMAX=7,1 MM LENGTH (M) = 16 | 237 | TEM | 1 | MC | 1.32 | 1
6FX50022DC361BH0 | SIGNAL CABLE, PREASSEMBLED TYPE: 6FX5002-2DC36 DRIVE-CLIQ WITH 24 V M12 FEMALE/ RJ45 IP67 MOTION-CONNECT 500 DMAX=7,1 MM LENGTH (M) = 17 | 244 | TEM | 1 | MC | 1.4 | 1
6FX50022DC361BJ0 | SIGNAL CABLE, PREASSEMBLED TYPE: 6FX5002-2DC36 DRIVE-CLIQ WITH 24 V M12 FEMALE/ RJ45 IP67 MOTION-CONNECT 500 DMAX=7,1 MM LENGTH (M) = 18 | 251 | TEM | 1 | MC | 1.48 | 1
6FX50022DC361BK0 | SIGNAL CABLE, PREASSEMBLED TYPE: 6FX5002-2DC36 DRIVE-CLIQ WITH 24 V M12 FEMALE/ RJ45 IP67 MOTION-CONNECT 500 DMAX=7,1 MM LENGTH (M) = 19 | 258 | TEM | 1 | MC | 1.56 | 1
6FX50022DC361CA0 | SIGNAL CABLE, PREASSEMBLED TYPE: 6FX5002-2DC36 DRIVE-CLIQ WITH 24 V M12 FEMALE/ RJ45 IP67 MOTION-CONNECT 500 DMAX=7,1 MM LENGTH (M) = 20 | 264 | TEM | 1 | MC | 1.64 | 1
6FX50022DC361CF0 | SIGNAL CABLE, PREASSEMBLED TYPE: 6FX5002-2DC36 DRIVE-CLIQ WITH 24 V M12 FEMALE/ RJ45 IP67 MOTION-CONNECT 500 DMAX=7,1 MM LENGTH (M) = 25 | 299 | TEM | 1 | MC | 2.04 | 1
6FX50022DC361DA0 | SIGNAL CABLE, PREASSEMBLED TYPE: 6FX5002-2DC36 DRIVE-CLIQ WITH 24 V M12 FEMALE/ RJ45 IP67 MOTION-CONNECT 500 DMAX=7,1 MM LENGTH (M) = 30 | 333 | TEM | 1 | MC | 2.44 | 1
6FX50022DC461AB0 | SIGNAL CABLE, PREASSEMBLED TYPE: 6FX5002-2DC46 DRIVE-CLIQ WITH 24 V M12 FEMALE/ M17 MALE SPEED-CONNECT-READY MOTION-CONNECT 500 DMAX=7,1 MM LENGTH (M) = 1 | 125 | TEM | 1 | MC | 0.293 | 1
6FX50022DC461AC0 | SIGNAL CABLE, PREASSEMBLED TYPE: 6FX5002-2DC46 DRIVE-CLIQ WITH 24 V M12 FEMALE/ M17 MALE SPEED-CONNECT-READY MOTION-CONNECT 500 DMAX=7,1 MM LENGTH (M) = 2 | 135 | TEM | 1 | MC | 0.3 | 1
6FX50022DC461AD0 | SIGNAL CABLE, PREASSEMBLED TYPE: 6FX5002-2DC46 DRIVE-CLIQ WITH 24 V M12 FEMALE/ M17 MALE SPEED-CONNECT-READY MOTION-CONNECT 500 DMAX=7,1 MM LENGTH (M) = 3 | 145 | TEM | 1 | MC | 0.417 | 1
6FX50022DC461AE0 | SIGNAL CABLE, PREASSEMBLED TYPE: 6FX5002-2DC46 DRIVE-CLIQ WITH 24 V M12 FEMALE/ M17 MALE SPEED-CONNECT-READY MOTION-CONNECT 500 DMAX=7,1 MM LENGTH (M) = 4 | 164 | TEM | 1 | MC | 0.511 | 1
6FX50022DC461AF0 | SIGNAL CABLE, PREASSEMBLED TYPE: 6FX5002-2DC46 DRIVE-CLIQ WITH 24 V M12 FEMALE/ M17 MALE SPEED-CONNECT-READY MOTION-CONNECT 500 DMAX=7,1 MM LENGTH (M) = 5 | 174 | TEM | 1 | MC | 0.605 | 1
6FX50022DC461AG0 | SIGNAL CABLE, PREASSEMBLED TYPE: 6FX5002-2DC46 DRIVE-CLIQ WITH 24 V M12 FEMALE/ M17 MALE SPEED-CONNECT-READY MOTION-CONNECT 500 DMAX=7,1 MM LENGTH (M) = 6 | 184 | TEM | 1 | MC | 0.699 | 1
6FX50022DC461AH0 | SIGNAL CABLE, PREASSEMBLED TYPE: 6FX5002-2DC46 DRIVE-CLIQ WITH 24 V M12 FEMALE/ M17 MALE SPEED-CONNECT-READY MOTION-CONNECT 500 DMAX=7,1 MM LENGTH (M) = 7 | 194 | TEM | 1 | MC | 0.793 | 1
6FX50022DC461AJ0 | SIGNAL CABLE, PREASSEMBLED TYPE: 6FX5002-2DC46 DRIVE-CLIQ WITH 24 V M12 FEMALE/ M17 MALE SPEED-CONNECT-READY MOTION-CONNECT 500 DMAX=7,1 MM LENGTH (M) = 8 | 203 | TEM | 1 | MC | 0.887 | 1
6FX50022DC461AK0 | SIGNAL CABLE, PREASSEMBLED TYPE: 6FX5002-2DC46 DRIVE-CLIQ WITH 24 V M12 FEMALE/ M17 MALE SPEED-CONNECT-READY MOTION-CONNECT 500 DMAX=7,1 MM LENGTH (M) = 9 | 213 | TEM | 1 | MC | 0.981 | 1
6FX50022DC461BA0 | SIGNAL CABLE, PREASSEMBLED TYPE: 6FX5002-2DC46 DRIVE-CLIQ WITH 24 V M12 FEMALE/ M17 MALE SPEED-CONNECT-READY MOTION-CONNECT 500 DMAX=7,1 MM LENGTH (M) = 10 | 223 | TEM | 1 | MC | 1.075 | 1
6FX50022DC461BB0 | SIGNAL CABLE, PREASSEMBLED TYPE: 6FX5002-2DC46 DRIVE-CLIQ WITH 24 V M12 FEMALE/ M17 MALE SPEED-CONNECT-READY MOTION-CONNECT 500 DMAX=7,1 MM LENGTH (M) = 11 | 233 | TEM | 1 | MC | 1.169 | 1
6FX50022DC461BC0 | SIGNAL CABLE, PREASSEMBLED TYPE: 6FX5002-2DC46 DRIVE-CLIQ WITH 24 V M12 FEMALE/ M17 MALE SPEED-CONNECT-READY MOTION-CONNECT 500 DMAX=7,1 MM LENGTH (M) = 12 | 243 | TEM | 1 | MC | 1.263 | 1
6FX50022DC461BD0 | SIGNAL CABLE, PREASSEMBLED TYPE: 6FX5002-2DC46 DRIVE-CLIQ WITH 24 V M12 FEMALE/ M17 MALE SPEED-CONNECT-READY MOTION-CONNECT 500 DMAX=7,1 MM LENGTH (M) = 13 | 252 | TEM | 1 | MC | 1.357 | 1
6FX50022DC461BE0 | SIGNAL CABLE, PREASSEMBLED TYPE: 6FX5002-2DC46 DRIVE-CLIQ WITH 24 V M12 FEMALE/ M17 MALE SPEED-CONNECT-READY MOTION-CONNECT 500 DMAX=7,1 MM LENGTH (M) = 14 | 262 | TEM | 1 | MC | 1.451 | 1
6FX50022DC461BF0 | SIGNAL CABLE, PREASSEMBLED TYPE: 6FX5002-2DC46 DRIVE-CLIQ WITH 24 V M12 FEMALE/ M17 MALE SPEED-CONNECT-READY MOTION-CONNECT 500 DMAX=7,1 MM LENGTH (M) = 15 | 272 | TEM | 1 | MC | 1.545 | 1
6FX50022DC461BG0 | SIGNAL CABLE, PREASSEMBLED TYPE: 6FX5002-2DC46 DRIVE-CLIQ WITH 24 V M12 FEMALE/ M17 MALE SPEED-CONNECT-READY MOTION-CONNECT 500 DMAX=7,1 MM LENGTH (M) = 16 | 282 | TEM | 1 | MC | 1.639 | 1
6FX50022DC461BH0 | SIGNAL CABLE, PREASSEMBLED TYPE: 6FX5002-2DC46 DRIVE-CLIQ WITH 24 V M12 FEMALE/ M17 MALE SPEED-CONNECT-READY MOTION-CONNECT 500 DMAX=7,1 MM LENGTH (M) = 17 | 292 | TEM | 1 | MC | 1.733 | 1
6FX50022DC461BJ0 | SIGNAL CABLE, PREASSEMBLED TYPE: 6FX5002-2DC46 DRIVE-CLIQ WITH 24 V M12 FEMALE/ M17 MALE SPEED-CONNECT-READY MOTION-CONNECT 500 DMAX=7,1 MM LENGTH (M) = 18 | 302 | TEM | 1 | MC | 1.827 | 1
6FX50022DC461BK0 | SIGNAL CABLE, PREASSEMBLED TYPE: 6FX5002-2DC46 DRIVE-CLIQ WITH 24 V M12 FEMALE/ M17 MALE SPEED-CONNECT-READY MOTION-CONNECT 500 DMAX=7,1 MM LENGTH (M) = 19 | 311 | TEM | 1 | MC | 1.921 | 1
6FX50022DC461CA0 | SIGNAL CABLE, PREASSEMBLED TYPE: 6FX5002-2DC46 DRIVE-CLIQ WITH 24 V M12 FEMALE/ M17 MALE SPEED-CONNECT-READY MOTION-CONNECT 500 DMAX=7,1 MM LENGTH (M) = 20 | 321 | TEM | 1 | MC | 2.015 | 1
6FX50022DC461CF0 | SIGNAL CABLE, PREASSEMBLED TYPE: 6FX5002-2DC46 DRIVE-CLIQ WITH 24 V M12 FEMALE/ M17 MALE SPEED-CONNECT-READY MOTION-CONNECT 500 DMAX=7,1 MM LENGTH (M) = 25 | 369 | TEM | 1 | MC | 2.485 | 1
6FX50022DC461DA0 | SIGNAL CABLE, PREASSEMBLED TYPE: 6FX5002-2DC46 DRIVE-CLIQ WITH 24 V M12 FEMALE/ M17 MALE SPEED-CONNECT-READY MOTION-CONNECT 500 DMAX=7,1 MM LENGTH (M) = 30 | 418 | TEM | 1 | MC | 2.574 | 1
6FX50022EN201AC0 | SIGNAL CABLE, PREASSEMBLED ABSOLUTE ENCODER ENDAT IN MOTOR, SPEED-CONNECT M17 3X2X0.14 + 4X0.14 + 2X0.5 + 4X0.22 C MOTION CONNECT 500 UL/CSA, DESINA DMAX = 9.8 MM TYPE: 6FX5002-2EN20 LENGTH (M) = 0 + 0 + 2 + 0 | 186 | TEM | 1 | MC | 0.41 | 1
6FX50022EN201AF0 | SIGNAL CABLE, PREASSEMBLED ABSOLUTE ENCODER ENDAT IN MOTOR, SPEED-CONNECT M17 3X2X0.14 + 4X0.14 + 2X0.5 + 4X0.22 C MOTION CONNECT 500 UL/CSA, DESINA DMAX = 9.8 MM TYPE: 6FX5002-2EN20 LENGTH (M) = 0 + 0 + 5 + 0 | 213 | TEM | 1 | MC | 0.827 | 1
6FX50022EN201BA0 | SIGNAL CABLE, PREASSEMBLED ABSOLUTE ENCODER ENDAT IN MOTOR, SPEED-CONNECT M17 3X2X0.14 + 4X0.14 + 2X0.5 + 4X0.22 C MOTION CONNECT 500 UL/CSA, DESINA DMAX = 9.8 MM TYPE: 6FX5002-2EN20 LENGTH (M) = 0 + 10 + 0 + 0 | 259 | TEM | 1 | MC | 1.522 | 1
6FX50022EQ101AB0 | SIGNAL CABLE, PREASSEMBLED (ABSOLUTE ENCODER IN MOTOR) 3X2X0.14+4X0.14+2X0.5+4X0.23 C UL/CSA, DESINA, MOTION CONNECT 500, DMAX = 9.9 MM, TYPE: 6FX5002-2EQ10 LENGTH (M) = 0 + 0 + 1 + 0 | 115 | TEM | 1 | MC | 0.25 | 1
6FX50022EQ101AB5 | SIGNAL CABLE, PREASSEMBLED (ABSOLUTE ENCODER IN MOTOR) 3X2X0.14+4X0.14+2X0.5+4X0.23 C UL/CSA, DESINA, MOTION CONNECT 500, DMAX = 9.9 MM, TYPE: 6FX5002-2EQ10 LENGTH (M) = 0 + 0 + 1 + 0,5 | 122 | TEM | 1 | MC | 0.32 | 1
6FX50022EQ101AC0 | SIGNAL CABLE, PREASSEMBLED (ABSOLUTE ENCODER IN MOTOR) 3X2X0.14+4X0.14+2X0.5+4X0.23 C UL/CSA, DESINA, MOTION CONNECT 500, DMAX = 9.9 MM, TYPE: 6FX5002-2EQ10 LENGTH (M) = 0 + 0 + 2 + 0 | 122 | TEM | 1 | MC | 0.389 | 1
6FX50022EQ101AC4 | SIGNAL CABLE, PREASSEMBLED (ABSOLUTE ENCODER IN MOTOR) 3X2X0.14+4X0.14+2X0.5+4X0.23 C UL/CSA, DESINA, MOTION CONNECT 500, DMAX = 9.9 MM, TYPE: 6FX5002-2EQ10 LENGTH (M) = 0 + 0 + 2 + 0,4 | 129 | TEM | 1 | MC | 0.445 | 1
6FX50022EQ101AD0 | SIGNAL CABLE, PREASSEMBLED (ABSOLUTE ENCODER IN MOTOR) 3X2X0.14+4X0.14+2X0.5+4X0.23 C UL/CSA, DESINA, MOTION CONNECT 500, DMAX = 9.9 MM, TYPE: 6FX5002-2EQ10 LENGTH (M) = 0 + 0 + 3 + 0 | 129 | TEM | 1 | MC | 0.528 | 1
6FX50022EQ101AE0 | SIGNAL CABLE, PREASSEMBLED (ABSOLUTE ENCODER IN MOTOR) 3X2X0.14+4X0.14+2X0.5+4X0.23 C UL/CSA, DESINA, MOTION CONNECT 500, DMAX = 9.9 MM, TYPE: 6FX5002-2EQ10 LENGTH (M) = 0 + 0 + 4 + 0 | 136 | TEM | 1 | MC | 0.667 | 1
6FX50022EQ101AF0 | SIGNAL CABLE, PREASSEMBLED (ABSOLUTE ENCODER IN MOTOR) 3X2X0.14+4X0.14+2X0.5+4X0.23 C UL/CSA, DESINA, MOTION CONNECT 500, DMAX = 9.9 MM, TYPE: 6FX5002-2EQ10 LENGTH (M) = 0 + 0 + 5 + 0 | 143 | TEM | 1 | MC | 0.806 | 1
6FX50022EQ101AF5 | SIGNAL CABLE, PREASSEMBLED (ABSOLUTE ENCODER IN MOTOR) 3X2X0.14+4X0.14+2X0.5+4X0.23 C UL/CSA, DESINA, MOTION CONNECT 500, DMAX = 9.9 MM, TYPE: 6FX5002-2EQ10 LENGTH (M) = 0 + 0 + 5 + 0,5 | 150 | TEM | 1 | MC | 0.876 | 1
6FX50022EQ101AG0 | SIGNAL CABLE, PREASSEMBLED (ABSOLUTE ENCODER IN MOTOR) 3X2X0.14+4X0.14+2X0.5+4X0.23 C UL/CSA, DESINA, MOTION CONNECT 500, DMAX = 9.9 MM, TYPE: 6FX5002-2EQ10 LENGTH (M) = 0 + 0 + 6 + 0 | 150 | TEM | 1 | MC | 0.945 | 1
6FX50022EQ101AG5 | SIGNAL CABLE, PREASSEMBLED (ABSOLUTE ENCODER IN MOTOR) 3X2X0.14+4X0.14+2X0.5+4X0.23 C UL/CSA, DESINA, MOTION CONNECT 500, DMAX = 9.9 MM, TYPE: 6FX5002-2EQ10 LENGTH (M) = 0 + 0 + 6 + 0,5 | 157 | TEM | 1 | MC | 1.015 | 1
6FX50022EQ101AH0 | SIGNAL CABLE, PREASSEMBLED (ABSOLUTE ENCODER IN MOTOR) 3X2X0.14+4X0.14+2X0.5+4X0.23 C UL/CSA, DESINA, MOTION CONNECT 500, DMAX = 9.9 MM, TYPE: 6FX5002-2EQ10 LENGTH (M) = 0 + 0 + 7 + 0 | 157 | TEM | 1 | MC | 1.084 | 1
6FX50022EQ101AH5 | SIGNAL CABLE, PREASSEMBLED (ABSOLUTE ENCODER IN MOTOR) 3X2X0.14+4X0.14+2X0.5+4X0.23 C UL/CSA, DESINA, MOTION CONNECT 500, DMAX = 9.9 MM, TYPE: 6FX5002-2EQ10 LENGTH (M) = 0 + 0 + 7 + 0,5 | 164 | TEM | 1 | MC | 1.154 | 1
6FX50022EQ101AJ0 | SIGNAL CABLE, PREASSEMBLED (ABSOLUTE ENCODER IN MOTOR) 3X2X0.14+4X0.14+2X0.5+4X0.23 C UL/CSA, DESINA, MOTION CONNECT 500, DMAX = 9.9 MM, TYPE: 6FX5002-2EQ10 LENGTH (M) = 0 + 0 + 8 + 0 | 164 | TEM | 1 | MC | 1.223 | 1
6FX50022EQ101AK0 | SIGNAL CABLE, PREASSEMBLED (ABSOLUTE ENCODER IN MOTOR) 3X2X0.14+4X0.14+2X0.5+4X0.23 C UL/CSA, DESINA, MOTION CONNECT 500, DMAX = 9.9 MM, TYPE: 6FX5002-2EQ10 LENGTH (M) = 0 + 0 + 9 + 0 | 171 | TEM | 1 | MC | 1.362 | 1
6FX50022EQ101BA0 | SIGNAL CABLE, PREASSEMBLED (ABSOLUTE ENCODER IN MOTOR) 3X2X0.14+4X0.14+2X0.5+4X0.23 C UL/CSA, DESINA, MOTION CONNECT 500, DMAX = 9.9 MM, TYPE: 6FX5002-2EQ10 LENGTH (M) = 0 + 10 + 0 + 0 | 178 | TEM | 1 | MC | 1.501 | 1
6FX50022EQ101BB0 | SIGNAL CABLE, PREASSEMBLED (ABSOLUTE ENCODER IN MOTOR) 3X2X0.14+4X0.14+2X0.5+4X0.23 C UL/CSA, DESINA, MOTION CONNECT 500, DMAX = 9.9 MM, TYPE: 6FX5002-2EQ10 LENGTH (M) = 0 + 10 + 1 + 0 | 185 | TEM | 1 | MC | 1.64 | 1
6FX50022EQ101BC0 | SIGNAL CABLE, PREASSEMBLED (ABSOLUTE ENCODER IN MOTOR) 3X2X0.14+4X0.14+2X0.5+4X0.23 C UL/CSA, DESINA, MOTION CONNECT 500, DMAX = 9.9 MM, TYPE: 6FX5002-2EQ10 LENGTH (M) = 0 + 10 + 2 + 0 | 192 | TEM | 1 | MC | 1.779 | 1
6FX50022EQ101BD0 | SIGNAL CABLE, PREASSEMBLED (ABSOLUTE ENCODER IN MOTOR) 3X2X0.14+4X0.14+2X0.5+4X0.23 C UL/CSA, DESINA, MOTION CONNECT 500, DMAX = 9.9 MM, TYPE: 6FX5002-2EQ10 LENGTH (M) = 0 + 10 + 3 + 0 | 200 | TEM | 1 | MC | 1.918 | 1
6FX50022EQ101BE0 | SIGNAL CABLE, PREASSEMBLED (ABSOLUTE ENCODER IN MOTOR) 3X2X0.14+4X0.14+2X0.5+4X0.23 C UL/CSA, DESINA, MOTION CONNECT 500, DMAX = 9.9 MM, TYPE: 6FX5002-2EQ10 LENGTH (M) = 0 + 10 + 4 + 0 | 207 | TEM | 1 | MC | 2.057 | 1
6FX50022EQ101BF0 | SIGNAL CABLE, PREASSEMBLED (ABSOLUTE ENCODER IN MOTOR) 3X2X0.14+4X0.14+2X0.5+4X0.23 C UL/CSA, DESINA, MOTION CONNECT 500, DMAX = 9.9 MM, TYPE: 6FX5002-2EQ10 LENGTH (M) = 0 + 10 + 5 + 0 | 214 | TEM | 1 | MC | 2.196 | 1
6FX50022EQ101BG0 | SIGNAL CABLE, PREASSEMBLED (ABSOLUTE ENCODER IN MOTOR) 3X2X0.14+4X0.14+2X0.5+4X0.23 C UL/CSA, DESINA, MOTION CONNECT 500, DMAX = 9.9 MM, TYPE: 6FX5002-2EQ10 LENGTH (M) = 0 + 10 + 6 + 0 | 221 | TEM | 1 | MC | 2.335 | 1
6FX50022EQ101BH0 | SIGNAL CABLE, PREASSEMBLED (ABSOLUTE ENCODER IN MOTOR) 3X2X0.14+4X0.14+2X0.5+4X0.23 C UL/CSA, DESINA, MOTION CONNECT 500, DMAX = 9.9 MM, TYPE: 6FX5002-2EQ10 LENGTH (M) = 0 + 10 + 7 + 0 | 228 | TEM | 1 | MC | 2.474 | 1
6FX50022EQ101BJ0 | SIGNAL CABLE, PREASSEMBLED (ABSOLUTE ENCODER IN MOTOR) 3X2X0.14+4X0.14+2X0.5+4X0.23 C UL/CSA, DESINA, MOTION CONNECT 500, DMAX = 9.9 MM, TYPE: 6FX5002-2EQ10 LENGTH (M) = 0 + 10 + 8 + 0 | 235 | TEM | 1 | MC | 2.613 | 1
6FX50022EQ101BK0 | SIGNAL CABLE, PREASSEMBLED (ABSOLUTE ENCODER IN MOTOR) 3X2X0.14+4X0.14+2X0.5+4X0.23 C UL/CSA, DESINA, MOTION CONNECT 500, DMAX = 9.9 MM, TYPE: 6FX5002-2EQ10 LENGTH (M) = 0 + 10 + 9 + 0 | 242 | TEM | 1 | MC | 2.752 | 1
6FX50022EQ101CA0 | SIGNAL CABLE, PREASSEMBLED (ABSOLUTE ENCODER IN MOTOR) 3X2X0.14+4X0.14+2X0.5+4X0.23 C UL/CSA, DESINA, MOTION CONNECT 500, DMAX = 9.9 MM, TYPE: 6FX5002-2EQ10 LENGTH (M) = 0 + 20 + 0 + 0 | 249 | TEM | 1 | MC | 2.891 | 1
6FX50022EQ101CC0 | SIGNAL CABLE, PREASSEMBLED (ABSOLUTE ENCODER IN MOTOR) 3X2X0.14+4X0.14+2X0.5+4X0.23 C UL/CSA, DESINA, MOTION CONNECT 500, DMAX = 9.9 MM, TYPE: 6FX5002-2EQ10 LENGTH (M) = 0 + 20 + 2 + 0 | 263 | TEM | 1 | MC | 3.169 | 1
6FX50022EQ101CD0 | SIGNAL CABLE, PREASSEMBLED (ABSOLUTE ENCODER IN MOTOR) 3X2X0.14+4X0.14+2X0.5+4X0.23 C UL/CSA, DESINA, MOTION CONNECT 500, DMAX = 9.9 MM, TYPE: 6FX5002-2EQ10 LENGTH (M) = 0 + 20 + 3 + 0 | 270 | TEM | 1 | MC | 3.308 | 1
6FX50022EQ101CE0 | SIGNAL CABLE, PREASSEMBLED (ABSOLUTE ENCODER IN MOTOR) 3X2X0.14+4X0.14+2X0.5+4X0.23 C UL/CSA, DESINA, MOTION CONNECT 500, DMAX = 9.9 MM, TYPE: 6FX5002-2EQ10 LENGTH (M) = 0 + 20 + 4 + 0 | 277 | TEM | 1 | MC | 3.447 | 1
6FX50022EQ101CF0 | SIGNAL CABLE, PREASSEMBLED (ABSOLUTE ENCODER IN MOTOR) 3X2X0.14+4X0.14+2X0.5+4X0.23 C UL/CSA, DESINA, MOTION CONNECT 500, DMAX = 9.9 MM, TYPE: 6FX5002-2EQ10 LENGTH (M) = 0 + 20 + 5 + 0 | 284 | TEM | 1 | MC | 3.586 | 1
6FX50022EQ101CG0 | SIGNAL CABLE, PREASSEMBLED (ABSOLUTE ENCODER IN MOTOR) 3X2X0.14+4X0.14+2X0.5+4X0.23 C UL/CSA, DESINA, MOTION CONNECT 500, DMAX = 9.9 MM, TYPE: 6FX5002-2EQ10 LENGTH (M) = 0 + 20 + 6 + 0 | 291 | TEM | 1 | MC | 3.725 | 1
6FX50022EQ101CH0 | SIGNAL CABLE, PREASSEMBLED (ABSOLUTE ENCODER IN MOTOR) 3X2X0.14+4X0.14+2X0.5+4X0.23 C UL/CSA, DESINA, MOTION CONNECT 500, DMAX = 9.9 MM, TYPE: 6FX5002-2EQ10 LENGTH (M) = 0 + 20 + 7 + 0 | 298 | TEM | 1 | MC | 3.864 | 1
6FX50022EQ101CJ0 | SIGNAL CABLE, PREASSEMBLED (ABSOLUTE ENCODER IN MOTOR) 3X2X0.14+4X0.14+2X0.5+4X0.23 C UL/CSA, DESINA, MOTION CONNECT 500, DMAX = 9.9 MM, TYPE: 6FX5002-2EQ10 LENGTH (M) = 0 + 20 + 8 + 0 | 305 | TEM | 1 | MC | 4.003 | 1
6FX50022EQ101CK0 | SIGNAL CABLE, PREASSEMBLED (ABSOLUTE ENCODER IN MOTOR) 3X2X0.14+4X0.14+2X0.5+4X0.23 C UL/CSA, DESINA, MOTION CONNECT 500, DMAX = 9.9 MM, TYPE: 6FX5002-2EQ10 LENGTH (M) = 0 + 20 + 9 + 0 | 312 | TEM | 1 | MC | 4.142 | 1
6FX50022EQ101DA0 | SIGNAL CABLE, PREASSEMBLED (ABSOLUTE ENCODER IN MOTOR) 3X2X0.14+4X0.14+2X0.5+4X0.23 C UL/CSA, DESINA, MOTION CONNECT 500, DMAX = 9.9 MM, TYPE: 6FX5002-2EQ10 LENGTH (M) = 0 + 30 + 0 + 0 | 319 | TEM | 1 | MC | 4.281 | 1
6FX50022EQ101DB0 | SIGNAL CABLE, PREASSEMBLED (ABSOLUTE ENCODER IN MOTOR) 3X2X0.14+4X0.14+2X0.5+4X0.23 C UL/CSA, DESINA, MOTION CONNECT 500, DMAX = 9.9 MM, TYPE: 6FX5002-2EQ10 LENGTH (M) = 0 + 30 + 1 + 0 | 326 | TEM | 1 | MC | 4.42 | 1
6FX50022EQ101DC0 | SIGNAL CABLE, PREASSEMBLED (ABSOLUTE ENCODER IN MOTOR) 3X2X0.14+4X0.14+2X0.5+4X0.23 C UL/CSA, DESINA, MOTION CONNECT 500, DMAX = 9.9 MM, TYPE: 6FX5002-2EQ10 LENGTH (M) = 0 + 30 + 2 + 0 | 333 | TEM | 1 | MC | 4.559 | 1
6FX50022EQ101DF0 | SIGNAL CABLE, PREASSEMBLED (ABSOLUTE ENCODER IN MOTOR) 3X2X0.14+4X0.14+2X0.5+4X0.23 C UL/CSA, DESINA, MOTION CONNECT 500, DMAX = 9.9 MM, TYPE: 6FX5002-2EQ10 LENGTH (M) = 0 + 30 + 5 + 0 | 354 | TEM | 1 | MC | 4.976 | 1
6FX50022EQ101DH0 | SIGNAL CABLE, PREASSEMBLED (ABSOLUTE ENCODER IN MOTOR) 3X2X0.14+4X0.14+2X0.5+4X0.23 C UL/CSA, DESINA, MOTION CONNECT 500, DMAX = 9.9 MM, TYPE: 6FX5002-2EQ10 LENGTH (M) = 0 + 30 + 7 + 0 | 368 | TEM | 1 | MC | 5.254 | 1
6FX50022EQ101EA0 | SIGNAL CABLE, PREASSEMBLED (ABSOLUTE ENCODER IN MOTOR) 3X2X0.14+4X0.14+2X0.5+4X0.23 C UL/CSA, DESINA, MOTION CONNECT 500, DMAX = 9.9 MM, TYPE: 6FX5002-2EQ10 LENGTH (M) = 0 + 40 + 0 + 0 | 390 | TEM | 1 | MC | 5.671 | 1
6FX50022EQ101EB0 | SIGNAL CABLE, PREASSEMBLED (ABSOLUTE ENCODER IN MOTOR) 3X2X0.14+4X0.14+2X0.5+4X0.23 C UL/CSA, DESINA, MOTION CONNECT 500, DMAX = 9.9 MM, TYPE: 6FX5002-2EQ10 LENGTH (M) = 0 + 40 + 1 + 0 | 397 | TEM | 1 | MC | 5.81 | 1
6FX50022EQ101EC0 | SIGNAL CABLE, PREASSEMBLED (ABSOLUTE ENCODER IN MOTOR) 3X2X0.14+4X0.14+2X0.5+4X0.23 C UL/CSA, DESINA, MOTION CONNECT 500, DMAX = 9.9 MM, TYPE: 6FX5002-2EQ10 LENGTH (M) = 0 + 40 + 2 + 0 | 404 | TEM | 1 | MC | 5.949 | 1
6FX50022EQ101EF0 | SIGNAL CABLE, PREASSEMBLED (ABSOLUTE ENCODER IN MOTOR) 3X2X0.14+4X0.14+2X0.5+4X0.23 C UL/CSA, DESINA, MOTION CONNECT 500, DMAX = 9.9 MM, TYPE: 6FX5002-2EQ10 LENGTH (M) = 0 + 40 + 5 + 0 | 425 | TEM | 1 | MC | 6.366 | 1
6FX50022EQ101EG0 | SIGNAL CABLE, PREASSEMBLED (ABSOLUTE ENCODER IN MOTOR) 3X2X0.14+4X0.14+2X0.5+4X0.23 C UL/CSA, DESINA, MOTION CONNECT 500, DMAX = 9.9 MM, TYPE: 6FX5002-2EQ10 LENGTH (M) = 0 + 40 + 6 + 0 | 432 | TEM | 1 | MC | 6.505 | 1
6FX50022EQ101EJ0 | SIGNAL CABLE, PREASSEMBLED (ABSOLUTE ENCODER IN MOTOR) 3X2X0.14+4X0.14+2X0.5+4X0.23 C UL/CSA, DESINA, MOTION CONNECT 500, DMAX = 9.9 MM, TYPE: 6FX5002-2EQ10 LENGTH (M) = 0 + 40 + 8 + 0 | 446 | TEM | 1 | MC | 6.783 | 1
6FX50022EQ101FA0 | SIGNAL CABLE, PREASSEMBLED (ABSOLUTE ENCODER IN MOTOR) 3X2X0.14+4X0.14+2X0.5+4X0.23 C UL/CSA, DESINA, MOTION CONNECT 500, DMAX = 9.9 MM, TYPE: 6FX5002-2EQ10 LENGTH (M) = 0 + 50 + 0 + 0 | 460 | TEM | 1 | MC | 7.061 | 1
6FX50022EQ101FD0 | SIGNAL CABLE, PREASSEMBLED (ABSOLUTE ENCODER IN MOTOR) 3X2X0.14+4X0.14+2X0.5+4X0.23 C UL/CSA, DESINA, MOTION CONNECT 500, DMAX = 9.9 MM, TYPE: 6FX5002-2EQ10 LENGTH (M) = 0 + 50 + 3 + 0 | 481 | TEM | 1 | MC | 7.478 | 1
6FX50022EQ101FE0 | SIGNAL CABLE, PREASSEMBLED (ABSOLUTE ENCODER IN MOTOR) 3X2X0.14+4X0.14+2X0.5+4X0.23 C UL/CSA, DESINA, MOTION CONNECT 500, DMAX = 9.9 MM, TYPE: 6FX5002-2EQ10 LENGTH (M) = 0 + 50 + 4 + 0 | 489 | TEM | 1 | MC | 7.617 | 1
6FX50022EQ101FH0 | SIGNAL CABLE, PREASSEMBLED (ABSOLUTE ENCODER IN MOTOR) 3X2X0.14+4X0.14+2X0.5+4X0.23 C UL/CSA, DESINA, MOTION CONNECT 500, DMAX = 9.9 MM, TYPE: 6FX5002-2EQ10 LENGTH (M) = 0 + 50 + 7 + 0 | 510 | TEM | 1 | MC | 8.034 | 1
6FX50022EQ101FJ0 | SIGNAL CABLE, PREASSEMBLED (ABSOLUTE ENCODER IN MOTOR) 3X2X0.14+4X0.14+2X0.5+4X0.23 C UL/CSA, DESINA, MOTION CONNECT 500, DMAX = 9.9 MM, TYPE: 6FX5002-2EQ10 LENGTH (M) = 0 + 50 + 8 + 0 | 517 | TEM | 1 | MC | 8.173 | 1
6FX50022EQ101GA0 | SIGNAL CABLE, PREASSEMBLED (ABSOLUTE ENCODER IN MOTOR) 3X2X0.14+4X0.14+2X0.5+4X0.23 C UL/CSA, DESINA, MOTION CONNECT 500, DMAX = 9.9 MM, TYPE: 6FX5002-2EQ10 LENGTH (M) = 0 + 60 + 0 + 0 | 531 | TEM | 1 | MC | 8.451 | 1
6FX50022EQ101GB0 | SIGNAL CABLE, PREASSEMBLED (ABSOLUTE ENCODER IN MOTOR) 3X2X0.14+4X0.14+2X0.5+4X0.23 C UL/CSA, DESINA, MOTION CONNECT 500, DMAX = 9.9 MM, TYPE: 6FX5002-2EQ10 LENGTH (M) = 0 + 60 + 1 + 0 | 538 | TEM | 1 | MC | 8.59 | 1
6FX50022EQ101GC0 | SIGNAL CABLE, PREASSEMBLED (ABSOLUTE ENCODER IN MOTOR) 3X2X0.14+4X0.14+2X0.5+4X0.23 C UL/CSA, DESINA, MOTION CONNECT 500, DMAX = 9.9 MM, TYPE: 6FX5002-2EQ10 LENGTH (M) = 0 + 60 + 2 + 0 | 545 | TEM | 1 | MC | 8.729 | 1
6FX50022EQ101GH0 | SIGNAL CABLE, PREASSEMBLED (ABSOLUTE ENCODER IN MOTOR) 3X2X0.14+4X0.14+2X0.5+4X0.23 C UL/CSA, DESINA, MOTION CONNECT 500, DMAX = 9.9 MM, TYPE: 6FX5002-2EQ10 LENGTH (M) = 0 + 60 + 7 + 0 | 580 | TEM | 1 | MC | 9.424 | 1
6FX50022EQ101GJ0 | SIGNAL CABLE, PREASSEMBLED (ABSOLUTE ENCODER IN MOTOR) 3X2X0.14+4X0.14+2X0.5+4X0.23 C UL/CSA, DESINA, MOTION CONNECT 500, DMAX = 9.9 MM, TYPE: 6FX5002-2EQ10 LENGTH (M) = 0 + 60 + 8 + 0 | 587 | TEM | 1 | MC | 9.563 | 1
6FX50022EQ101HA0 | SIGNAL CABLE, PREASSEMBLED (ABSOLUTE ENCODER IN MOTOR) 3X2X0.14+4X0.14+2X0.5+4X0.23 C UL/CSA, DESINA, MOTION CONNECT 500, DMAX = 9.9 MM, TYPE: 6FX5002-2EQ10 LENGTH (M) = 0 + 70 + 0 + 0 | 601 | TEM | 1 | MC | 9.841 | 1
6FX50022EQ101HF0 | SIGNAL CABLE, PREASSEMBLED (ABSOLUTE ENCODER IN MOTOR) 3X2X0.14+4X0.14+2X0.5+4X0.23 C UL/CSA, DESINA, MOTION CONNECT 500, DMAX = 9.9 MM, TYPE: 6FX5002-2EQ10 LENGTH (M) = 0 + 70 + 5 + 0 | 637 | TEM | 1 | MC | 10.536 | 1
6FX50022EQ101JA0 | SIGNAL CABLE, PREASSEMBLED (ABSOLUTE ENCODER IN MOTOR) 3X2X0.14+4X0.14+2X0.5+4X0.23 C UL/CSA, DESINA, MOTION CONNECT 500, DMAX = 9.9 MM, TYPE: 6FX5002-2EQ10 LENGTH (M) = 0 + 80 + 0 + 0 | 672 | TEM | 1 | MC | 11.231 | 1
6FX50022EQ101KA0 | SIGNAL CABLE, PREASSEMBLED (ABSOLUTE ENCODER IN MOTOR) 3X2X0.14+4X0.14+2X0.5+4X0.23 C UL/CSA, DESINA, MOTION CONNECT 500, DMAX = 9.9 MM, TYPE: 6FX5002-2EQ10 LENGTH (M) = 0 + 90 + 0 + 0 | 742 | TEM | 1 | MC | 12.621 | 1
6FX50022EQ101KC0 | SIGNAL CABLE, PREASSEMBLED (ABSOLUTE ENCODER IN MOTOR) 3X2X0.14+4X0.14+2X0.5+4X0.23 C UL/CSA, DESINA, MOTION CONNECT 500, DMAX = 9.9 MM, TYPE: 6FX5002-2EQ10 LENGTH (M) = 0 + 90 + 2 + 0 | 756 | TEM | 1 | MC | 12.899 | 1
6FX50022EQ102AA0 | SIGNAL CABLE, PREASSEMBLED (ABSOLUTE ENCODER IN MOTOR) 3X2X0.14+4X0.14+2X0.5+4X0.23 C UL/CSA, DESINA, MOTION CONNECT 500, DMAX = 9.9 MM, TYPE: 6FX5002-2EQ10 LENGTH (M) = 100 + 0 + 0 + 0 | 813 | TEM | 1 | MC | 14.011 | 1
6FX50022EQ141AB0 | SIGNAL CABLE, PREASSEMBLED,EXT. (ABSOLUTE ENCODER IN MOTOR) 3X2X0.14+4X0.14+2X0.5+4X0.22 C UL/CSA, DESINA, MOTION CONNECT 500, DMAX = 9.9 MM, TYPE: 6FX5002-2EQ14 LENGTH (M) = 0 + 0 + 1 + 0 | 149 | TEM | 1 | MC | 0.25 | 1
6FX50022EQ141AB5 | SIGNAL CABLE, PREASSEMBLED,EXT. (ABSOLUTE ENCODER IN MOTOR) 3X2X0.14+4X0.14+2X0.5+4X0.22 C UL/CSA, DESINA, MOTION CONNECT 500, DMAX = 9.9 MM, TYPE: 6FX5002-2EQ14 LENGTH (M) = 0 + 0 + 1 + 0,5 | 157 | TEM | 1 | MC | 0.32 | 1
6FX50022EQ141AC0 | SIGNAL CABLE, PREASSEMBLED,EXT. (ABSOLUTE ENCODER IN MOTOR) 3X2X0.14+4X0.14+2X0.5+4X0.22 C UL/CSA, DESINA, MOTION CONNECT 500, DMAX = 9.9 MM, TYPE: 6FX5002-2EQ14 LENGTH (M) = 0 + 0 + 2 + 0 | 157 | TEM | 1 | MC | 0.389 | 1
6FX50022EQ141AD0 | SIGNAL CABLE, PREASSEMBLED,EXT. (ABSOLUTE ENCODER IN MOTOR) 3X2X0.14+4X0.14+2X0.5+4X0.22 C UL/CSA, DESINA, MOTION CONNECT 500, DMAX = 9.9 MM, TYPE: 6FX5002-2EQ14 LENGTH (M) = 0 + 0 + 3 + 0 | 165 | TEM | 1 | MC | 0.528 | 1
6FX50022EQ141AE0 | SIGNAL CABLE, PREASSEMBLED,EXT. (ABSOLUTE ENCODER IN MOTOR) 3X2X0.14+4X0.14+2X0.5+4X0.22 C UL/CSA, DESINA, MOTION CONNECT 500, DMAX = 9.9 MM, TYPE: 6FX5002-2EQ14 LENGTH (M) = 0 + 0 + 4 + 0 | 172 | TEM | 1 | MC | 0.667 | 1
6FX50022EQ141AF0 | SIGNAL CABLE, PREASSEMBLED,EXT. (ABSOLUTE ENCODER IN MOTOR) 3X2X0.14+4X0.14+2X0.5+4X0.22 C UL/CSA, DESINA, MOTION CONNECT 500, DMAX = 9.9 MM, TYPE: 6FX5002-2EQ14 LENGTH (M) = 0 + 0 + 5 + 0 | 180 | TEM | 1 | MC | 0.806 | 1
6FX50022EQ141AJ0 | SIGNAL CABLE, PREASSEMBLED,EXT. (ABSOLUTE ENCODER IN MOTOR) 3X2X0.14+4X0.14+2X0.5+4X0.22 C UL/CSA, DESINA, MOTION CONNECT 500, DMAX = 9.9 MM, TYPE: 6FX5002-2EQ14 LENGTH (M) = 0 + 0 + 8 + 0 | 204 | TEM | 1 | MC | 1.223 | 1
6FX50022EQ141BA0 | SIGNAL CABLE, PREASSEMBLED,EXT. (ABSOLUTE ENCODER IN MOTOR) 3X2X0.14+4X0.14+2X0.5+4X0.22 C UL/CSA, DESINA, MOTION CONNECT 500, DMAX = 9.9 MM, TYPE: 6FX5002-2EQ14 LENGTH (M) = 0 + 10 + 0 + 0 | 219 | TEM | 1 | MC | 1.501 | 1
6FX50022EQ141BF0 | SIGNAL CABLE, PREASSEMBLED,EXT. (ABSOLUTE ENCODER IN MOTOR) 3X2X0.14+4X0.14+2X0.5+4X0.22 C UL/CSA, DESINA, MOTION CONNECT 500, DMAX = 9.9 MM, TYPE: 6FX5002-2EQ14 LENGTH (M) = 0 + 10 + 5 + 0 | 258 | TEM | 1 | MC | 2.196 | 1
6FX50022EQ141CA0 | SIGNAL CABLE, PREASSEMBLED,EXT. (ABSOLUTE ENCODER IN MOTOR) 3X2X0.14+4X0.14+2X0.5+4X0.22 C UL/CSA, DESINA, MOTION CONNECT 500, DMAX = 9.9 MM, TYPE: 6FX5002-2EQ14 LENGTH (M) = 0 + 20 + 0 + 0 | 297 | TEM | 1 | MC | 2.891 | 1
6FX50022EQ141DA0 | SIGNAL CABLE, PREASSEMBLED,EXT. (ABSOLUTE ENCODER IN MOTOR) 3X2X0.14+4X0.14+2X0.5+4X0.22 C UL/CSA, DESINA, MOTION CONNECT 500, DMAX = 9.9 MM, TYPE: 6FX5002-2EQ14 LENGTH (M) = 0 + 30 + 0 + 0 | 376 | TEM | 1 | MC | 4.281 | 1
6FX50022EQ201AB0 | SIGNAL CABLE PREASSAMBLED TYPE: 6FX5002-2EQ20 (ABSOLUTE ENCODER IN THE MOTOR AH20) 3X2X0,14+4X0,14+2X0,5+4X0,22C WITH M17 CONNECTOR UL/CSA DESINA MOTION CONNECT 500 DMAX = 9,9MM LENGTH (M)= 0 + 0 + 1 + 0 | 169 | TEM | 1 | MC | 0.121 | 1
6FX50022EQ201AC0 | SIGNAL CABLE PREASSAMBLED TYPE: 6FX5002-2EQ20 (ABSOLUTE ENCODER IN THE MOTOR AH20) 3X2X0,14+4X0,14+2X0,5+4X0,22C WITH M17 CONNECTOR UL/CSA DESINA MOTION CONNECT 500 DMAX = 9,9MM LENGTH (M)= 0 + 0 + 2 + 0 | 178 | TEM | 1 | MC | 0.241 | 1
6FX50022EQ201AD0 | SIGNAL CABLE PREASSAMBLED TYPE: 6FX5002-2EQ20 (ABSOLUTE ENCODER IN THE MOTOR AH20) 3X2X0,14+4X0,14+2X0,5+4X0,22C WITH M17 CONNECTOR UL/CSA DESINA MOTION CONNECT 500 DMAX = 9,9MM LENGTH (M)= 0 + 0 + 3 + 0 | 187 | TEM | 1 | MC | 0.361 | 1
6FX50022EQ201AF0 | SIGNAL CABLE PREASSAMBLED TYPE: 6FX5002-2EQ20 (ABSOLUTE ENCODER IN THE MOTOR AH20) 3X2X0,14+4X0,14+2X0,5+4X0,22C WITH M17 CONNECTOR UL/CSA DESINA MOTION CONNECT 500 DMAX = 9,9MM LENGTH (M)= 0 + 0 + 5 + 0 | 204 | TEM | 1 | MC | 0.601 | 1
6FX50022EQ201AG0 | SIGNAL CABLE PREASSAMBLED TYPE: 6FX5002-2EQ20 (ABSOLUTE ENCODER IN THE MOTOR AH20) 3X2X0,14+4X0,14+2X0,5+4X0,22C WITH M17 CONNECTOR UL/CSA DESINA MOTION CONNECT 500 DMAX = 9,9MM LENGTH (M)= 0 + 0 + 6 + 0 | 213 | TEM | 1 | MC | 0.721 | 1
6FX50022EQ201AH0 | SIGNAL CABLE PREASSAMBLED TYPE: 6FX5002-2EQ20 (ABSOLUTE ENCODER IN THE MOTOR AH20) 3X2X0,14+4X0,14+2X0,5+4X0,22C WITH M17 CONNECTOR UL/CSA DESINA MOTION CONNECT 500 DMAX = 9,9MM LENGTH (M)= 0 + 0 + 7 + 0 | 222 | TEM | 1 | MC | 0.841 | 1
6FX50022EQ201BA0 | SIGNAL CABLE PREASSAMBLED TYPE: 6FX5002-2EQ20 (ABSOLUTE ENCODER IN THE MOTOR AH20) 3X2X0,14+4X0,14+2X0,5+4X0,22C WITH M17 CONNECTOR UL/CSA DESINA MOTION CONNECT 500 DMAX = 9,9MM LENGTH (M)= 0 + 10 + 0 + 0 | 248 | TEM | 1 | MC | 1.201 | 1
6FX50022EQ201BF0 | SIGNAL CABLE PREASSAMBLED TYPE: 6FX5002-2EQ20 (ABSOLUTE ENCODER IN THE MOTOR AH20) 3X2X0,14+4X0,14+2X0,5+4X0,22C WITH M17 CONNECTOR UL/CSA DESINA MOTION CONNECT 500 DMAX = 9,9MM LENGTH (M)= 0 + 10 + 5 + 0 | 292 | TEM | 1 | MC | 1.801 | 1
6FX50022EQ201CF0 | SIGNAL CABLE PREASSAMBLED TYPE: 6FX5002-2EQ20 (ABSOLUTE ENCODER IN THE MOTOR AH20) 3X2X0,14+4X0,14+2X0,5+4X0,22C WITH M17 CONNECTOR UL/CSA DESINA MOTION CONNECT 500 DMAX = 9,9MM LENGTH (M)= 0 + 20 + 5 + 0 | 380 | TEM | 1 | MC | 3.001 | 1
6FX50022EQ201DA0 | SIGNAL CABLE PREASSAMBLED TYPE: 6FX5002-2EQ20 (ABSOLUTE ENCODER IN THE MOTOR AH20) 3X2X0,14+4X0,14+2X0,5+4X0,22C WITH M17 CONNECTOR UL/CSA DESINA MOTION CONNECT 500 DMAX = 9,9MM LENGTH (M)= 0 + 30 + 0 + 0 | 424 | TEM | 1 | MC | 3.601 | 1
6FX50022EQ241AD0 | SIGNAL CABLE PREASSAMBLED; TYPE: 6FX5002-2EQ24 EXTENSION (ABSOLUTE ENCODER IN THE MOTOR AH20) BASE 6FX5002-2EQ14-.... WITH M17 CONNECTOR LENGTH (M) = 0 + 0 + 3 + 0 | 249 | TEM | 1 | MC | 0.39 | 1
6FX50022EQ241BA0 | SIGNAL CABLE PREASSAMBLED; TYPE: 6FX5002-2EQ24 EXTENSION (ABSOLUTE ENCODER IN THE MOTOR AH20) BASE 6FX5002-2EQ14-.... WITH M17 CONNECTOR LENGTH (M) = 0 + 10 + 0 + 0 | 308 | TEM | 1 | MC | 1.23 | 1
6FX50022EQ311BA0 | SIGNAL CABLE, PREASSEMBLED (ABSOLUTE ENCODER IN MOTOR) 3X2X0.14+4X0.14+2X0.5+4X0.23 C SPEED CONNECT CONNECTOR UL/CSA, DESINA, MOTION CONNECT 500, DMAX = 9.9 MM, TYPE: 6FX5002-2EQ31 LENGTH (M) = + 0 + 10 + 0 + 0 | 178 | TEM | 1 | MC | 1.501 | 1
6FX50022EQ311FA0 | SIGNAL CABLE, PREASSEMBLED (ABSOLUTE ENCODER IN MOTOR) 3X2X0.14+4X0.14+2X0.5+4X0.23 C SPEED CONNECT CONNECTOR UL/CSA, DESINA, MOTION CONNECT 500, DMAX = 9.9 MM, TYPE: 6FX5002-2EQ31 LENGTH (M) = + 0 + 50 + 0 + 0 | 460 | TEM | 1 | MC | 7.061 | 1
6FX50022EQ341BA0 | SIGNAL CABLE PREASSEMBLED EXT (ABSOLUTE ENCODER IN MOTOR) 3X2X0.14+4X0.14+2X0.5+4X0.22 C SPEED CONNECT CONNECTOR UL/CSA, DESINA, MOTION CONNECT 500, DMAX = 9.9 MM, TYPE: 6FX5002-2EQ34 LENGTH (M) = + 0 + 10 + 0 + 0 | 219 | TEM | 1 | MC | 1.501 | 1
6FX50022XA001BA0 | SIGNAL CABLE, PREASSEMBLED TYPE: 6FX5002-2XA00 BASE 6FX5002-2CA31 UL/CSA (EX MOTORS) 100 DEG. C DESINA MOTION-CONNECT 500 DMAX = 9.9 MM; LENGTH (M) = DMAX = 9.9 MM; LENGTH (M) = 0 + 10 + 0 + 0 | 197 | TEM | 1 | MC | 0.92 | 1
6FX50022XQ101BA0 | SIGNAL CABLE, PREASSEMBLED TYPE: 6FX5002-2XQ10 BASE 6FX5002-2EQ10 UL/CSA (EX MOTORS) 100 DEG. C DESINA MOTION-CONNECT 500, DMAX = 9.9 MM; LENGTH (M) = DMAX = 9.9 MM; LENGTH (M) = 0 + 10 + 0 + 0 | 197 | TEM | 1 | MC | 1.1 | 1
6FX50022YA041BA0 | CABLE ABSOLUTE ENCODER TYPE: 6FX5002-2YA04 M=010 | 188 | TEM | 1 | MC | 1.25 | 1
6FX50022YA041BK0 | CABLE ABSOLUTE ENCODER TYPE: 6FX5002-2YA04 M=019 | 254 | TEM | 1 | MC | 2.05 | 1
6FX50025CA051AB0 | POWER CABLE, PREASSEMBLED,EXT. 4X1.5 C, CONNECTOR SIZE 1 (1FT/1FK TO 611/810D/SIMOVERT) UL/CSA, DESINA, MOTION CONNECT 500, DMAX = 11.5 MM, TYPE: 6FX5002-5CA05 LENGTH (M) = 0 + 0 + 1 + 0 | 220 | TEM | 1 | MC | 0.43 | 1
6FX50025CA051AC0 | POWER CABLE, PREASSEMBLED,EXT. 4X1.5 C, CONNECTOR SIZE 1 (1FT/1FK TO 611/810D/SIMOVERT) UL/CSA, DESINA, MOTION CONNECT 500, DMAX = 11.5 MM, TYPE: 6FX5002-5CA05 LENGTH (M) = 0 + 0 + 2 + 0 | 225 | TEM | 1 | MC | 0.551 | 1
6FX50025CA051AC5 | POWER CABLE, PREASSEMBLED,EXT. 4X1.5 C, CONNECTOR SIZE 1 (1FT/1FK TO 611/810D/SIMOVERT) UL/CSA, DESINA, MOTION CONNECT 500, DMAX = 11.5 MM, TYPE: 6FX5002-5CA05 LENGTH (M) = 0 + 0 + 2 + 0,5 | 229 | TEM | 1 | MC | 0.612 | 1
6FX50025CA051AD0 | POWER CABLE, PREASSEMBLED,EXT. 4X1.5 C, CONNECTOR SIZE 1 (1FT/1FK TO 611/810D/SIMOVERT) UL/CSA, DESINA, MOTION CONNECT 500, DMAX = 11.5 MM, TYPE: 6FX5002-5CA05 LENGTH (M) = 0 + 0 + 3 + 0 | 229 | TEM | 1 | MC | 0.672 | 1
6FX50025CA051AD5 | POWER CABLE, PREASSEMBLED,EXT. 4X1.5 C, CONNECTOR SIZE 1 (1FT/1FK TO 611/810D/SIMOVERT) UL/CSA, DESINA, MOTION CONNECT 500, DMAX = 11.5 MM, TYPE: 6FX5002-5CA05 LENGTH (M) = 0 + 0 + 3 + 0,5 | 233 | TEM | 1 | MC | 0.733 | 1
6FX50025CA051AE0 | POWER CABLE, PREASSEMBLED,EXT. 4X1.5 C, CONNECTOR SIZE 1 (1FT/1FK TO 611/810D/SIMOVERT) UL/CSA, DESINA, MOTION CONNECT 500, DMAX = 11.5 MM, TYPE: 6FX5002-5CA05 LENGTH (M) = 0 + 0 + 4 + 0 | 233 | TEM | 1 | MC | 0.793 | 1
6FX50025CA051AF0 | POWER CABLE, PREASSEMBLED,EXT. 4X1.5 C, CONNECTOR SIZE 1 (1FT/1FK TO 611/810D/SIMOVERT) UL/CSA, DESINA, MOTION CONNECT 500, DMAX = 11.5 MM, TYPE: 6FX5002-5CA05 LENGTH (M) = 0 + 0 + 5 + 0 | 238 | TEM | 1 | MC | 0.914 | 1
6FX50025CA051AG0 | POWER CABLE, PREASSEMBLED,EXT. 4X1.5 C, CONNECTOR SIZE 1 (1FT/1FK TO 611/810D/SIMOVERT) UL/CSA, DESINA, MOTION CONNECT 500, DMAX = 11.5 MM, TYPE: 6FX5002-5CA05 LENGTH (M) = 0 + 0 + 6 + 0 | 242 | TEM | 1 | MC | 1.035 | 1
6FX50025CA051AH0 | POWER CABLE, PREASSEMBLED,EXT. 4X1.5 C, CONNECTOR SIZE 1 (1FT/1FK TO 611/810D/SIMOVERT) UL/CSA, DESINA, MOTION CONNECT 500, DMAX = 11.5 MM, TYPE: 6FX5002-5CA05 LENGTH (M) = 0 + 0 + 7 + 0 | 246 | TEM | 1 | MC | 1.156 | 1
6FX50025CA051AJ0 | POWER CABLE, PREASSEMBLED,EXT. 4X1.5 C, CONNECTOR SIZE 1 (1FT/1FK TO 611/810D/SIMOVERT) UL/CSA, DESINA, MOTION CONNECT 500, DMAX = 11.5 MM, TYPE: 6FX5002-5CA05 LENGTH (M) = 0 + 0 + 8 + 0 | 250 | TEM | 1 | MC | 1.277 | 1
6FX50025CA051BA0 | POWER CABLE, PREASSEMBLED,EXT. 4X1.5 C, CONNECTOR SIZE 1 (1FT/1FK TO 611/810D/SIMOVERT) UL/CSA, DESINA, MOTION CONNECT 500, DMAX = 11.5 MM, TYPE: 6FX5002-5CA05 LENGTH (M) = 0 + 10 + 0 + 0 | 259 | TEM | 1 | MC | 1.519 | 1
6FX50025CA051BF0 | POWER CABLE, PREASSEMBLED,EXT. 4X1.5 C, CONNECTOR SIZE 1 (1FT/1FK TO 611/810D/SIMOVERT) UL/CSA, DESINA, MOTION CONNECT 500, DMAX = 11.5 MM, TYPE: 6FX5002-5CA05 LENGTH (M) = 0 + 10 + 5 + 0 | 280 | TEM | 1 | MC | 2.124 | 1
6FX50025CA051BJ0 | POWER CABLE, PREASSEMBLED,EXT. 4X1.5 C, CONNECTOR SIZE 1 (1FT/1FK TO 611/810D/SIMOVERT) UL/CSA, DESINA, MOTION CONNECT 500, DMAX = 11.5 MM, TYPE: 6FX5002-5CA05 LENGTH (M) = 0 + 10 + 8 + 0 | 293 | TEM | 1 | MC | 2.487 | 1
6FX50025CA051CA0 | POWER CABLE, PREASSEMBLED,EXT. 4X1.5 C, CONNECTOR SIZE 1 (1FT/1FK TO 611/810D/SIMOVERT) UL/CSA, DESINA, MOTION CONNECT 500, DMAX = 11.5 MM, TYPE: 6FX5002-5CA05 LENGTH (M) = 0 + 20 + 0 + 0 | 302 | TEM | 1 | MC | 2.729 | 1
6FX50025CA051DA0 | POWER CABLE, PREASSEMBLED,EXT. 4X1.5 C, CONNECTOR SIZE 1 (1FT/1FK TO 611/810D/SIMOVERT) UL/CSA, DESINA, MOTION CONNECT 500, DMAX = 11.5 MM, TYPE: 6FX5002-5CA05 LENGTH (M) = 0 + 30 + 0 + 0 | 344 | TEM | 1 | MC | 3.939 | 1
6FX50025CA231AD0 | POWER CABLE PREASSEMBLED 4X16 C, CONNECTOR SIZE 3 (1FT/1FK TO 611/810D/SIMOVERT) UL/CSA, DESINA MOTION CONNECT 500 DMAX = 24.2 MM, TYPE: 6FX5002-5CA23 LENGTH (M) = 0 + 0 + 3 + 0 | 803 | TEM | 1 | MC | 4.138 | 1
6FX50025CA231AE0 | POWER CABLE PREASSEMBLED 4X16 C, CONNECTOR SIZE 3 (1FT/1FK TO 611/810D/SIMOVERT) UL/CSA, DESINA MOTION CONNECT 500 DMAX = 24.2 MM, TYPE: 6FX5002-5CA23 LENGTH (M) = 0 + 0 + 4 + 0 | 826 | TEM | 1 | MC | 5.198 | 1
6FX50025CA231AF0 | POWER CABLE PREASSEMBLED 4X16 C, CONNECTOR SIZE 3 (1FT/1FK TO 611/810D/SIMOVERT) UL/CSA, DESINA MOTION CONNECT 500 DMAX = 24.2 MM, TYPE: 6FX5002-5CA23 LENGTH (M) = 0 + 0 + 5 + 0 | 849 | TEM | 1 | MC | 6.258 | 1
6FX50025CA231BA0 | POWER CABLE PREASSEMBLED 4X16 C, CONNECTOR SIZE 3 (1FT/1FK TO 611/810D/SIMOVERT) UL/CSA, DESINA MOTION CONNECT 500 DMAX = 24.2 MM, TYPE: 6FX5002-5CA23 LENGTH (M) = 0 + 10 + 0 + 0 | 962 | TEM | 1 | MC | 11.558 | 1
6FX50025CA231CA0 | POWER CABLE PREASSEMBLED 4X16 C, CONNECTOR SIZE 3 (1FT/1FK TO 611/810D/SIMOVERT) UL/CSA, DESINA MOTION CONNECT 500 DMAX = 24.2 MM, TYPE: 6FX5002-5CA23 LENGTH (M) = 0 + 20 + 0 + 0 | 1189 | TEM | 1 | MC | 22.158 | 1
6FX50025CA231EA0 | POWER CABLE PREASSEMBLED 4X16 C, CONNECTOR SIZE 3 (1FT/1FK TO 611/810D/SIMOVERT) UL/CSA, DESINA MOTION CONNECT 500 DMAX = 24.2 MM, TYPE: 6FX5002-5CA23 LENGTH (M) = 0 + 40 + 0 + 0 | 1639 | TEM | 1 | MC | 43.358 | 1
6FX50025CA231GJ0 | POWER CABLE PREASSEMBLED 4X16 C, CONNECTOR SIZE 3 (1FT/1FK TO 611/810D/SIMOVERT) UL/CSA, DESINA MOTION CONNECT 500 DMAX = 24.2 MM, TYPE: 6FX5002-5CA23 LENGTH (M) = 0 + 60 + 8 + 0 | 2275 | TEM | 1 | MC | 73.038 | 1
6FX50025CA231JA0 | POWER CABLE PREASSEMBLED 4X16 C, CONNECTOR SIZE 3 (1FT/1FK TO 611/810D/SIMOVERT) UL/CSA, DESINA MOTION CONNECT 500 DMAX = 24.2 MM, TYPE: 6FX5002-5CA23 LENGTH (M) = 0 + 80 + 0 + 0 | 2545 | TEM | 1 | MC | 85.758 | 1
6FX50025CA232AA0 | POWER CABLE PREASSEMBLED 4X16 C, CONNECTOR SIZE 3 (1FT/1FK TO 611/810D/SIMOVERT) UL/CSA, DESINA MOTION CONNECT 500 DMAX = 24.2 MM, TYPE: 6FX5002-5CA23 LENGTH (M) = 100 + 0 + 0 + 0 | 3000 | TEM | 1 | MC | 106.958 | 1
6FX50025CA281AB0 | POWER CABLE, PREASSEMBLED,EXT. 4X1.5 C, CONNECTOR SIZE 1.5 (1FT/1FK TO 611/810D/SIMOVERT) UL/CSA, DESINA, MOTION CONNECT 500, DMAX = 15.5 MM, TYPE: 6FX5002-5CA28 LENGTH (M) = 0 + 0 + 1 + 0 | 351 | TEM | 1 | MC | 0.73 | 1
6FX50025CA281AC0 | POWER CABLE, PREASSEMBLED,EXT. 4X1.5 C, CONNECTOR SIZE 1.5 (1FT/1FK TO 611/810D/SIMOVERT) UL/CSA, DESINA, MOTION CONNECT 500, DMAX = 15.5 MM, TYPE: 6FX5002-5CA28 LENGTH (M) = 0 + 0 + 2 + 0 | 355 | TEM | 1 | MC | 0.851 | 1
6FX50025CA281AF0 | POWER CABLE, PREASSEMBLED,EXT. 4X1.5 C, CONNECTOR SIZE 1.5 (1FT/1FK TO 611/810D/SIMOVERT) UL/CSA, DESINA, MOTION CONNECT 500, DMAX = 15.5 MM, TYPE: 6FX5002-5CA28 LENGTH (M) = 0 + 0 + 5 + 0 | 368 | TEM | 1 | MC | 1.214 | 1
6FX50025CA281AG0 | POWER CABLE, PREASSEMBLED,EXT. 4X1.5 C, CONNECTOR SIZE 1.5 (1FT/1FK TO 611/810D/SIMOVERT) UL/CSA, DESINA, MOTION CONNECT 500, DMAX = 15.5 MM, TYPE: 6FX5002-5CA28 LENGTH (M) = 0 + 0 + 6 + 0 | 372 | TEM | 1 | MC | 1.335 | 1
6FX50025CA381AC0 | POWER CABLE, PREASSEMBLED,EXT. 4X2.5 C, CONNECTOR SIZE 1.5 (1FT/1FK TO 611/810D/SIMOVERT) UL/CSA, DESINA, MOTION CONNECT 500, DMAX = 12.9 MM, TYPE: 6FX5002-5CA38 LENGTH (M) = 0 + 0 + 2 + 0 | 373 | TEM | 1 | MC | 1.01 | 1
6FX50025CA381BA0 | POWER CABLE, PREASSEMBLED,EXT. 4X2.5 C, CONNECTOR SIZE 1.5 (1FT/1FK TO 611/810D/SIMOVERT) UL/CSA, DESINA, MOTION CONNECT 500, DMAX = 12.9 MM, TYPE: 6FX5002-5CA38 LENGTH (M) = 0 + 10 + 0 + 0 | 420 | TEM | 1 | MC | 2.69 | 1
6FX50025CA381CA0 | POWER CABLE, PREASSEMBLED,EXT. 4X2.5 C, CONNECTOR SIZE 1.5 (1FT/1FK TO 611/810D/SIMOVERT) UL/CSA, DESINA, MOTION CONNECT 500, DMAX = 12.9 MM, TYPE: 6FX5002-5CA38 LENGTH (M) = 0 + 20 + 0 + 0 | 478 | TEM | 1 | MC | 4.79 | 1
6FX50025CA481AC0 | POWER CABLE, PREASSEMBLED,EXT. 4X4 C, CONNECTOR SIZE 1.5 (1FT/1FK TO 611/810D/SIMOVERT) UL/CSA, DESINA, MOTION CONNECT 500, DMAX = 14.1 MM, TYPE: 6FX5002-5CA48 LENGTH (M) = 0 + 0 + 2 + 0 | 365 | TEM | 1 | MC | 1.14 | 1
6FX50025CA681AC0 | POWER CABLE PREASSEMBLED,EXT. 4X10 C, CONNECTOR SIZE 1.5 (1FT/1FK TO 611/810D/SIMOVERT) UL/CSA, DESINA MOTION CONNECT 500 DMAX = 20,0 MM, TYPE: 6FX5002-5CA68 LENGTH (M) = 0 + 0 + 2 + 0 | 348 | TEM | 1 | MC | 1.44 | 1
6FX50025CA681AF0 | POWER CABLE PREASSEMBLED,EXT. 4X10 C, CONNECTOR SIZE 1.5 (1FT/1FK TO 611/810D/SIMOVERT) UL/CSA, DESINA MOTION CONNECT 500 DMAX = 20,0 MM, TYPE: 6FX5002-5CA68 LENGTH (M) = 0 + 0 + 5 + 0 | 398 | TEM | 1 | MC | 3.48 | 1
6FX50025CA681BA0 | POWER CABLE PREASSEMBLED,EXT. 4X10 C, CONNECTOR SIZE 1.5 (1FT/1FK TO 611/810D/SIMOVERT) UL/CSA, DESINA MOTION CONNECT 500 DMAX = 20,0 MM, TYPE: 6FX5002-5CA68 LENGTH (M) = 0 + 10 + 0 + 0 | 482 | TEM | 1 | MC | 6.88 | 1
6FX50025CF101AD0 | POWER CABLE TYPE: 6FX5002-5CF10 PREASSEMBLED 4X1.5 C, SPEED-CONNECT SIZE 1 FOR SINAMICS S120 COMBI MOTION-CONNECT 500 UL/CSA, DESINA DMAX = 8.4 MM LENGTH (M) = 0 + 0 + 3 + 0 | 122 | TEM | 1 | MC | 0.681 | 1
6FX50025CG011AA5 | POWER CABLE, PREASSEMBLED TYPE: 6FX5002-5CG01 4X1.5 C, CONNECTOR SIZE 1 (SINAMICS AC DRIVE) UL/CSA, DESINA, MOTION CONNECT 500, DMAX = 8.4 MM, 0 + 0 + 0 + 0,5 | 122 | TEM | 1 | MC | 0.33 | 1
6FX50025CG011AB0 | POWER CABLE, PREASSEMBLED TYPE: 6FX5002-5CG01 4X1.5 C, CONNECTOR SIZE 1 (SINAMICS AC DRIVE) UL/CSA, DESINA, MOTION CONNECT 500, DMAX = 8.4 MM, 0 + 0 + 1 + 0 | 122 | TEM | 1 | MC | 0.39 | 1
6FX50025CG011AB3 | POWER CABLE, PREASSEMBLED TYPE: 6FX5002-5CG01 4X1.5 C, CONNECTOR SIZE 1 (SINAMICS AC DRIVE) UL/CSA, DESINA, MOTION CONNECT 500, DMAX = 8.4 MM, 0 + 0 + 1 + 0,3 | 126 | TEM | 1 | MC | 0.416 | 1
6FX50025CG011AB5 | POWER CABLE, PREASSEMBLED TYPE: 6FX5002-5CG01 4X1.5 C, CONNECTOR SIZE 1 (SINAMICS AC DRIVE) UL/CSA, DESINA, MOTION CONNECT 500, DMAX = 8.4 MM, 0 + 0 + 1 + 0,5 | 126 | TEM | 1 | MC | 0.441 | 1
6FX50025CG011AB6 | POWER CABLE, PREASSEMBLED TYPE: 6FX5002-5CG01 4X1.5 C, CONNECTOR SIZE 1 (SINAMICS AC DRIVE) UL/CSA, DESINA, MOTION CONNECT 500, DMAX = 8.4 MM, 0 + 0 + 1 + 0,6 | 126 | TEM | 1 | MC | 0.453 | 1
6FX50025CG011AC0 | POWER CABLE, PREASSEMBLED TYPE: 6FX5002-5CG01 4X1.5 C, CONNECTOR SIZE 1 (SINAMICS AC DRIVE) UL/CSA, DESINA, MOTION CONNECT 500, DMAX = 8.4 MM, 0 + 0 + 2 + 0 | 126 | TEM | 1 | MC | 0.511 | 1
6FX50025CG011AC2 | POWER CABLE, PREASSEMBLED TYPE: 6FX5002-5CG01 4X1.5 C, CONNECTOR SIZE 1 (SINAMICS AC DRIVE) UL/CSA, DESINA, MOTION CONNECT 500, DMAX = 8.4 MM, 0 + 0 + 2 + 0,2 | 130 | TEM | 1 | MC | 0.525 | 1
6FX50025CG011AC5 | POWER CABLE, PREASSEMBLED TYPE: 6FX5002-5CG01 4X1.5 C, CONNECTOR SIZE 1 (SINAMICS AC DRIVE) UL/CSA, DESINA, MOTION CONNECT 500, DMAX = 8.4 MM, 0 + 0 + 2 + 0,5 | 130 | TEM | 1 | MC | 0.562 | 1
6FX50025CG011AC6 | POWER CABLE, PREASSEMBLED TYPE: 6FX5002-5CG01 4X1.5 C, CONNECTOR SIZE 1 (SINAMICS AC DRIVE) UL/CSA, DESINA, MOTION CONNECT 500, DMAX = 8.4 MM, 0 + 0 + 2 + 0,6 | 130 | TEM | 1 | MC | 0.574 | 1
6FX50025CG011AD0 | POWER CABLE, PREASSEMBLED TYPE: 6FX5002-5CG01 4X1.5 C, CONNECTOR SIZE 1 (SINAMICS AC DRIVE) UL/CSA, DESINA, MOTION CONNECT 500, DMAX = 8.4 MM, 0 + 0 + 3 + 0 | 130 | TEM | 1 | MC | 0.632 | 1
6FX50025CG011AD4 | POWER CABLE, PREASSEMBLED TYPE: 6FX5002-5CG01 4X1.5 C, CONNECTOR SIZE 1 (SINAMICS AC DRIVE) UL/CSA, DESINA, MOTION CONNECT 500, DMAX = 8.4 MM, 0 + 0 + 3 + 0,4 | 134 | TEM | 1 | MC | 0.67 | 1
6FX50025CG011AD5 | POWER CABLE, PREASSEMBLED TYPE: 6FX5002-5CG01 4X1.5 C, CONNECTOR SIZE 1 (SINAMICS AC DRIVE) UL/CSA, DESINA, MOTION CONNECT 500, DMAX = 8.4 MM, 0 + 0 + 3 + 0,5 | 134 | TEM | 1 | MC | 0.683 | 1
6FX50025CG011AD8 | POWER CABLE, PREASSEMBLED TYPE: 6FX5002-5CG01 4X1.5 C, CONNECTOR SIZE 1 (SINAMICS AC DRIVE) UL/CSA, DESINA, MOTION CONNECT 500, DMAX = 8.4 MM, 0 + 0 + 3 + 0,8 | 134 | TEM | 1 | MC | 0.719 | 1
6FX50025CG011AE0 | POWER CABLE, PREASSEMBLED TYPE: 6FX5002-5CG01 4X1.5 C, CONNECTOR SIZE 1 (SINAMICS AC DRIVE) UL/CSA, DESINA, MOTION CONNECT 500, DMAX = 8.4 MM, 0 + 0 + 4 + 0 | 134 | TEM | 1 | MC | 0.753 | 1
6FX50025CG011AF0 | POWER CABLE, PREASSEMBLED TYPE: 6FX5002-5CG01 4X1.5 C, CONNECTOR SIZE 1 (SINAMICS AC DRIVE) UL/CSA, DESINA, MOTION CONNECT 500, DMAX = 8.4 MM, 0 + 0 + 5 + 0 | 139 | TEM | 1 | MC | 0.874 | 1
6FX50025CG011AF5 | POWER CABLE, PREASSEMBLED TYPE: 6FX5002-5CG01 4X1.5 C, CONNECTOR SIZE 1 (SINAMICS AC DRIVE) UL/CSA, DESINA, MOTION CONNECT 500, DMAX = 8.4 MM, 0 + 0 + 5 + 0,5 | 143 | TEM | 1 | MC | 0.925 | 1
6FX50025CG011AG0 | POWER CABLE, PREASSEMBLED TYPE: 6FX5002-5CG01 4X1.5 C, CONNECTOR SIZE 1 (SINAMICS AC DRIVE) UL/CSA, DESINA, MOTION CONNECT 500, DMAX = 8.4 MM, 0 + 0 + 6 + 0 | 143 | TEM | 1 | MC | 0.995 | 1
6FX50025CG011AG5 | POWER CABLE, PREASSEMBLED TYPE: 6FX5002-5CG01 4X1.5 C, CONNECTOR SIZE 1 (SINAMICS AC DRIVE) UL/CSA, DESINA, MOTION CONNECT 500, DMAX = 8.4 MM, 0 + 0 + 6 + 0,5 | 147 | TEM | 1 | MC | 1.046 | 1
6FX50025CG011AH0 | POWER CABLE, PREASSEMBLED TYPE: 6FX5002-5CG01 4X1.5 C, CONNECTOR SIZE 1 (SINAMICS AC DRIVE) UL/CSA, DESINA, MOTION CONNECT 500, DMAX = 8.4 MM, 0 + 0 + 7 + 0 | 147 | TEM | 1 | MC | 1.116 | 1
6FX50025CG011AH5 | POWER CABLE, PREASSEMBLED TYPE: 6FX5002-5CG01 4X1.5 C, CONNECTOR SIZE 1 (SINAMICS AC DRIVE) UL/CSA, DESINA, MOTION CONNECT 500, DMAX = 8.4 MM, 0 + 0 + 7 + 0,5 | 151 | TEM | 1 | MC | 1.167 | 1
6FX50025CG011AJ0 | POWER CABLE, PREASSEMBLED TYPE: 6FX5002-5CG01 4X1.5 C, CONNECTOR SIZE 1 (SINAMICS AC DRIVE) UL/CSA, DESINA, MOTION CONNECT 500, DMAX = 8.4 MM, 0 + 0 + 8 + 0 | 152 | TEM | 1 | MC | 1.237 | 1
6FX50025CG011AJ5 | POWER CABLE, PREASSEMBLED TYPE: 6FX5002-5CG01 4X1.5 C, CONNECTOR SIZE 1 (SINAMICS AC DRIVE) UL/CSA, DESINA, MOTION CONNECT 500, DMAX = 8.4 MM, 0 + 0 + 8 + 0,5 | 156 | TEM | 1 | MC | 1.288 | 1
6FX50025CG011AK0 | POWER CABLE, PREASSEMBLED TYPE: 6FX5002-5CG01 4X1.5 C, CONNECTOR SIZE 1 (SINAMICS AC DRIVE) UL/CSA, DESINA, MOTION CONNECT 500, DMAX = 8.4 MM, 0 + 0 + 9 + 0 | 156 | TEM | 1 | MC | 1.358 | 1
6FX50025CG011AK5 | POWER CABLE, PREASSEMBLED TYPE: 6FX5002-5CG01 4X1.5 C, CONNECTOR SIZE 1 (SINAMICS AC DRIVE) UL/CSA, DESINA, MOTION CONNECT 500, DMAX = 8.4 MM, 0 + 0 + 9 + 0,5 | 160 | TEM | 1 | MC | 1.409 | 1
6FX50025CG011BA0 | POWER CABLE, PREASSEMBLED TYPE: 6FX5002-5CG01 4X1.5 C, CONNECTOR SIZE 1 (SINAMICS AC DRIVE) UL/CSA, DESINA, MOTION CONNECT 500, DMAX = 8.4 MM, 0 + 10 + 0 + 0 | 160 | TEM | 1 | MC | 1.479 | 1
6FX50025CG011BA5 | POWER CABLE, PREASSEMBLED TYPE: 6FX5002-5CG01 4X1.5 C, CONNECTOR SIZE 1 (SINAMICS AC DRIVE) UL/CSA, DESINA, MOTION CONNECT 500, DMAX = 8.4 MM, 0 + 10 + 0 + 0,5 | 164 | TEM | 1 | MC | 1.53 | 1
6FX50025CG011BB0 | POWER CABLE, PREASSEMBLED TYPE: 6FX5002-5CG01 4X1.5 C, CONNECTOR SIZE 1 (SINAMICS AC DRIVE) UL/CSA, DESINA, MOTION CONNECT 500, DMAX = 8.4 MM, 0 + 10 + 1 + 0 | 164 | TEM | 1 | MC | 1.59 | 1
6FX50025CG011BB5 | POWER CABLE, PREASSEMBLED TYPE: 6FX5002-5CG01 4X1.5 C, CONNECTOR SIZE 1 (SINAMICS AC DRIVE) UL/CSA, DESINA, MOTION CONNECT 500, DMAX = 8.4 MM, 0 + 10 + 1 + 0,5 | 169 | TEM | 1 | MC | 1.641 | 1
6FX50025CG011BC0 | POWER CABLE, PREASSEMBLED TYPE: 6FX5002-5CG01 4X1.5 C, CONNECTOR SIZE 1 (SINAMICS AC DRIVE) UL/CSA, DESINA, MOTION CONNECT 500, DMAX = 8.4 MM, 0 + 10 + 2 + 0 | 169 | TEM | 1 | MC | 1.711 | 1
6FX50025CG011BC5 | POWER CABLE, PREASSEMBLED TYPE: 6FX5002-5CG01 4X1.5 C, CONNECTOR SIZE 1 (SINAMICS AC DRIVE) UL/CSA, DESINA, MOTION CONNECT 500, DMAX = 8.4 MM, 0 + 10 + 2 + 0,5 | 173 | TEM | 1 | MC | 1.762 | 1
6FX50025CG011BC8 | POWER CABLE, PREASSEMBLED TYPE: 6FX5002-5CG01 4X1.5 C, CONNECTOR SIZE 1 (SINAMICS AC DRIVE) UL/CSA, DESINA, MOTION CONNECT 500, DMAX = 8.4 MM, 0 + 10 + 2 + 0,8 | 173 | TEM | 1 | MC | 1.798 | 1
6FX50025CG011BD0 | POWER CABLE, PREASSEMBLED TYPE: 6FX5002-5CG01 4X1.5 C, CONNECTOR SIZE 1 (SINAMICS AC DRIVE) UL/CSA, DESINA, MOTION CONNECT 500, DMAX = 8.4 MM, 0 + 10 + 3 + 0 | 173 | TEM | 1 | MC | 1.832 | 1
6FX50025CG011BD5 | POWER CABLE, PREASSEMBLED TYPE: 6FX5002-5CG01 4X1.5 C, CONNECTOR SIZE 1 (SINAMICS AC DRIVE) UL/CSA, DESINA, MOTION CONNECT 500, DMAX = 8.4 MM, 0 + 10 + 3 + 0,5 | 177 | TEM | 1 | MC | 1.883 | 1
6FX50025CG011BE0 | POWER CABLE, PREASSEMBLED TYPE: 6FX5002-5CG01 4X1.5 C, CONNECTOR SIZE 1 (SINAMICS AC DRIVE) UL/CSA, DESINA, MOTION CONNECT 500, DMAX = 8.4 MM, 0 + 10 + 4 + 0 | 177 | TEM | 1 | MC | 1.953 | 1
6FX50025CG011BE3 | POWER CABLE, PREASSEMBLED TYPE: 6FX5002-5CG01 4X1.5 C, CONNECTOR SIZE 1 (SINAMICS AC DRIVE) UL/CSA, DESINA, MOTION CONNECT 500, DMAX = 8.4 MM, 0 + 10 + 4 + 0,3 | 181 | TEM | 1 | MC | 1.979 | 1
6FX50025CG011BF0 | POWER CABLE, PREASSEMBLED TYPE: 6FX5002-5CG01 4X1.5 C, CONNECTOR SIZE 1 (SINAMICS AC DRIVE) UL/CSA, DESINA, MOTION CONNECT 500, DMAX = 8.4 MM, 0 + 10 + 5 + 0 | 181 | TEM | 1 | MC | 2.074 | 1
6FX50025CG011BF5 | POWER CABLE, PREASSEMBLED TYPE: 6FX5002-5CG01 4X1.5 C, CONNECTOR SIZE 1 (SINAMICS AC DRIVE) UL/CSA, DESINA, MOTION CONNECT 500, DMAX = 8.4 MM, 0 + 10 + 5 + 0,5 | 186 | TEM | 1 | MC | 2.125 | 1
6FX50025CG011BF6 | POWER CABLE, PREASSEMBLED TYPE: 6FX5002-5CG01 4X1.5 C, CONNECTOR SIZE 1 (SINAMICS AC DRIVE) UL/CSA, DESINA, MOTION CONNECT 500, DMAX = 8.4 MM, 0 + 10 + 5 + 0,6 | 186 | TEM | 1 | MC | 2.137 | 1
6FX50025CG011BG0 | POWER CABLE, PREASSEMBLED TYPE: 6FX5002-5CG01 4X1.5 C, CONNECTOR SIZE 1 (SINAMICS AC DRIVE) UL/CSA, DESINA, MOTION CONNECT 500, DMAX = 8.4 MM, 0 + 10 + 6 + 0 | 185 | TEM | 1 | MC | 2.195 | 1
6FX50025CG011BG2 | POWER CABLE, PREASSEMBLED TYPE: 6FX5002-5CG01 4X1.5 C, CONNECTOR SIZE 1 (SINAMICS AC DRIVE) UL/CSA, DESINA, MOTION CONNECT 500, DMAX = 8.4 MM, 0 + 10 + 6 + 0,2 | 190 | TEM | 1 | MC | 2.209 | 1
6FX50025CG011BH0 | POWER CABLE, PREASSEMBLED TYPE: 6FX5002-5CG01 4X1.5 C, CONNECTOR SIZE 1 (SINAMICS AC DRIVE) UL/CSA, DESINA, MOTION CONNECT 500, DMAX = 8.4 MM, 0 + 10 + 7 + 0 | 190 | TEM | 1 | MC | 2.316 | 1
6FX50025CG011BJ0 | POWER CABLE, PREASSEMBLED TYPE: 6FX5002-5CG01 4X1.5 C, CONNECTOR SIZE 1 (SINAMICS AC DRIVE) UL/CSA, DESINA, MOTION CONNECT 500, DMAX = 8.4 MM, 0 + 10 + 8 + 0 | 194 | TEM | 1 | MC | 2.437 | 1
6FX50025CG011BJ5 | POWER CABLE, PREASSEMBLED TYPE: 6FX5002-5CG01 4X1.5 C, CONNECTOR SIZE 1 (SINAMICS AC DRIVE) UL/CSA, DESINA, MOTION CONNECT 500, DMAX = 8.4 MM, 0 + 10 + 8 + 0,5 | 198 | TEM | 1 | MC | 2.488 | 1
6FX50025CG011BJ6 | POWER CABLE, PREASSEMBLED TYPE: 6FX5002-5CG01 4X1.5 C, CONNECTOR SIZE 1 (SINAMICS AC DRIVE) UL/CSA, DESINA, MOTION CONNECT 500, DMAX = 8.4 MM, 0 + 10 + 8 + 0,6 | 198 | TEM | 1 | MC | 2.5 | 1
6FX50025CG011BK0 | POWER CABLE, PREASSEMBLED TYPE: 6FX5002-5CG01 4X1.5 C, CONNECTOR SIZE 1 (SINAMICS AC DRIVE) UL/CSA, DESINA, MOTION CONNECT 500, DMAX = 8.4 MM, 0 + 10 + 9 + 0 | 198 | TEM | 1 | MC | 2.558 | 1
6FX50025CG011CA0 | POWER CABLE, PREASSEMBLED TYPE: 6FX5002-5CG01 4X1.5 C, CONNECTOR SIZE 1 (SINAMICS AC DRIVE) UL/CSA, DESINA, MOTION CONNECT 500, DMAX = 8.4 MM, 0 + 20 + 0 + 0 | 203 | TEM | 1 | MC | 2.689 | 1
6FX50025CG011CA5 | POWER CABLE, PREASSEMBLED TYPE: 6FX5002-5CG01 4X1.5 C, CONNECTOR SIZE 1 (SINAMICS AC DRIVE) UL/CSA, DESINA, MOTION CONNECT 500, DMAX = 8.4 MM, 0 + 20 + 0 + 0,5 | 207 | TEM | 1 | MC | 2.74 | 1
6FX50025CG011CB0 | POWER CABLE, PREASSEMBLED TYPE: 6FX5002-5CG01 4X1.5 C, CONNECTOR SIZE 1 (SINAMICS AC DRIVE) UL/CSA, DESINA, MOTION CONNECT 500, DMAX = 8.4 MM, 0 + 20 + 1 + 0 | 207 | TEM | 1 | MC | 2.8 | 1
6FX50025CG011CC0 | POWER CABLE, PREASSEMBLED TYPE: 6FX5002-5CG01 4X1.5 C, CONNECTOR SIZE 1 (SINAMICS AC DRIVE) UL/CSA, DESINA, MOTION CONNECT 500, DMAX = 8.4 MM, 0 + 20 + 2 + 0 | 211 | TEM | 1 | MC | 2.921 | 1
6FX50025CG011CD0 | POWER CABLE, PREASSEMBLED TYPE: 6FX5002-5CG01 4X1.5 C, CONNECTOR SIZE 1 (SINAMICS AC DRIVE) UL/CSA, DESINA, MOTION CONNECT 500, DMAX = 8.4 MM, 0 + 20 + 3 + 0 | 215 | TEM | 1 | MC | 3.042 | 1
6FX50025CG011CE5 | POWER CABLE, PREASSEMBLED TYPE: 6FX5002-5CG01 4X1.5 C, CONNECTOR SIZE 1 (SINAMICS AC DRIVE) UL/CSA, DESINA, MOTION CONNECT 500, DMAX = 8.4 MM, 0 + 20 + 4 + 0,5 | 224 | TEM | 1 | MC | 3.214 | 1
6FX50025CG011CF0 | POWER CABLE, PREASSEMBLED TYPE: 6FX5002-5CG01 4X1.5 C, CONNECTOR SIZE 1 (SINAMICS AC DRIVE) UL/CSA, DESINA, MOTION CONNECT 500, DMAX = 8.4 MM, 0 + 20 + 5 + 0 | 224 | TEM | 1 | MC | 3.284 | 1
6FX50025CG011CG0 | POWER CABLE, PREASSEMBLED TYPE: 6FX5002-5CG01 4X1.5 C, CONNECTOR SIZE 1 (SINAMICS AC DRIVE) UL/CSA, DESINA, MOTION CONNECT 500, DMAX = 8.4 MM, 0 + 20 + 6 + 0 | 228 | TEM | 1 | MC | 3.405 | 1
6FX50025CG011CJ0 | POWER CABLE, PREASSEMBLED TYPE: 6FX5002-5CG01 4X1.5 C, CONNECTOR SIZE 1 (SINAMICS AC DRIVE) UL/CSA, DESINA, MOTION CONNECT 500, DMAX = 8.4 MM, 0 + 20 + 8 + 0 | 237 | TEM | 1 | MC | 3.647 | 1
6FX50025CG011CK0 | POWER CABLE, PREASSEMBLED TYPE: 6FX5002-5CG01 4X1.5 C, CONNECTOR SIZE 1 (SINAMICS AC DRIVE) UL/CSA, DESINA, MOTION CONNECT 500, DMAX = 8.4 MM, 0 + 20 + 9 + 0 | 241 | TEM | 1 | MC | 3.768 | 1
6FX50025CG011DA0 | POWER CABLE, PREASSEMBLED TYPE: 6FX5002-5CG01 4X1.5 C, CONNECTOR SIZE 1 (SINAMICS AC DRIVE) UL/CSA, DESINA, MOTION CONNECT 500, DMAX = 8.4 MM, 0 + 30 + 0 + 0 | 245 | TEM | 1 | MC | 3.899 | 1
6FX50025CG011DE0 | POWER CABLE, PREASSEMBLED TYPE: 6FX5002-5CG01 4X1.5 C, CONNECTOR SIZE 1 (SINAMICS AC DRIVE) UL/CSA, DESINA, MOTION CONNECT 500, DMAX = 8.4 MM, 0 + 30 + 4 + 0 | 262 | TEM | 1 | MC | 4.373 | 1
6FX50025CG011DF0 | POWER CABLE, PREASSEMBLED TYPE: 6FX5002-5CG01 4X1.5 C, CONNECTOR SIZE 1 (SINAMICS AC DRIVE) UL/CSA, DESINA, MOTION CONNECT 500, DMAX = 8.4 MM, 0 + 30 + 5 + 0 | 266 | TEM | 1 | MC | 4.494 | 1
6FX50025CG011DJ0 | POWER CABLE, PREASSEMBLED TYPE: 6FX5002-5CG01 4X1.5 C, CONNECTOR SIZE 1 (SINAMICS AC DRIVE) UL/CSA, DESINA, MOTION CONNECT 500, DMAX = 8.4 MM, 0 + 30 + 8 + 0 | 279 | TEM | 1 | MC | 4.857 | 1
6FX50025CG011EA0 | POWER CABLE, PREASSEMBLED TYPE: 6FX5002-5CG01 4X1.5 C, CONNECTOR SIZE 1 (SINAMICS AC DRIVE) UL/CSA, DESINA, MOTION CONNECT 500, DMAX = 8.4 MM, 0 + 40 + 0 + 0 | 288 | TEM | 1 | MC | 5.109 | 1
6FX50025CG011EF0 | POWER CABLE, PREASSEMBLED TYPE: 6FX5002-5CG01 4X1.5 C, CONNECTOR SIZE 1 (SINAMICS AC DRIVE) UL/CSA, DESINA, MOTION CONNECT 500, DMAX = 8.4 MM, 0 + 40 + 5 + 0 | 309 | TEM | 1 | MC | 5.704 | 1
6FX50025CG011EG0 | POWER CABLE, PREASSEMBLED TYPE: 6FX5002-5CG01 4X1.5 C, CONNECTOR SIZE 1 (SINAMICS AC DRIVE) UL/CSA, DESINA, MOTION CONNECT 500, DMAX = 8.4 MM, 0 + 40 + 6 + 0 | 313 | TEM | 1 | MC | 5.825 | 1
6FX50025CG011FA0 | POWER CABLE, PREASSEMBLED TYPE: 6FX5002-5CG01 4X1.5 C, CONNECTOR SIZE 1 (SINAMICS AC DRIVE) UL/CSA, DESINA, MOTION CONNECT 500, DMAX = 8.4 MM, 0 + 50 + 0 + 0 | 330 | TEM | 1 | MC | 6.319 | 1
6FX50025CG011FF0 | POWER CABLE, PREASSEMBLED TYPE: 6FX5002-5CG01 4X1.5 C, CONNECTOR SIZE 1 (SINAMICS AC DRIVE) UL/CSA, DESINA, MOTION CONNECT 500, DMAX = 8.4 MM, 0 + 50 + 5 + 0 | 352 | TEM | 1 | MC | 6.914 | 1
6FX50025CG011GA0 | POWER CABLE, PREASSEMBLED TYPE: 6FX5002-5CG01 4X1.5 C, CONNECTOR SIZE 1 (SINAMICS AC DRIVE) UL/CSA, DESINA, MOTION CONNECT 500, DMAX = 8.4 MM, 0 + 60 + 0 + 0 | 372 | TEM | 1 | MC | 7.529 | 1
6FX50025CG011GB0 | POWER CABLE, PREASSEMBLED TYPE: 6FX5002-5CG01 4X1.5 C, CONNECTOR SIZE 1 (SINAMICS AC DRIVE) UL/CSA, DESINA, MOTION CONNECT 500, DMAX = 8.4 MM, 0 + 60 + 1 + 0 | 376 | TEM | 1 | MC | 7.64 | 1
6FX50025CG011GF0 | POWER CABLE, PREASSEMBLED TYPE: 6FX5002-5CG01 4X1.5 C, CONNECTOR SIZE 1 (SINAMICS AC DRIVE) UL/CSA, DESINA, MOTION CONNECT 500, DMAX = 8.4 MM, 0 + 60 + 5 + 0 | 393 | TEM | 1 | MC | 8.124 | 1
6FX50025CG011HA0 | POWER CABLE, PREASSEMBLED TYPE: 6FX5002-5CG01 4X1.5 C, CONNECTOR SIZE 1 (SINAMICS AC DRIVE) UL/CSA, DESINA, MOTION CONNECT 500, DMAX = 8.4 MM, 0 + 70 + 0 + 0 | 416 | TEM | 1 | MC | 8.739 | 1
6FX50025CG011HF0 | POWER CABLE, PREASSEMBLED TYPE: 6FX5002-5CG01 4X1.5 C, CONNECTOR SIZE 1 (SINAMICS AC DRIVE) UL/CSA, DESINA, MOTION CONNECT 500, DMAX = 8.4 MM, 0 + 70 + 5 + 0 | 438 | TEM | 1 | MC | 9.334 | 1
6FX50025CG011JA0 | POWER CABLE, PREASSEMBLED TYPE: 6FX5002-5CG01 4X1.5 C, CONNECTOR SIZE 1 (SINAMICS AC DRIVE) UL/CSA, DESINA, MOTION CONNECT 500, DMAX = 8.4 MM, 0 + 80 + 0 + 0 | 459 | TEM | 1 | MC | 9.949 | 1
6FX50025CG011KA0 | POWER CABLE, PREASSEMBLED TYPE: 6FX5002-5CG01 4X1.5 C, CONNECTOR SIZE 1 (SINAMICS AC DRIVE) UL/CSA, DESINA, MOTION CONNECT 500, DMAX = 8.4 MM, 0 + 90 + 0 + 0 | 500 | TEM | 1 | MC | 11.159 | 1
6FX50025CG012AA0 | POWER CABLE, PREASSEMBLED TYPE: 6FX5002-5CG01 4X1.5 C, CONNECTOR SIZE 1 (SINAMICS AC DRIVE) UL/CSA, DESINA, MOTION CONNECT 500, DMAX = 8.4 MM, 100 + 0 + 0 + 0 | 545 | TEM | 1 | MC | 12.369 | 1
6FX50025CG101AB0 | POWER CABLE PREASSEMBLED 4X1.5 C SPEED CONNECT CONNECTOR GR. 1 (SINAMICS AC DRIVE) UL/CSA, DESINA MOTION CONNECT 500 DMAX = 8.4 MM, TYPE: 6FX5002-5CG10 LENGTH (M) = + 0 + 0 + 1 + 0 | 122 | TEM | 1 | MC | 0.36 | 1
6FX50025CG101AB5 | POWER CABLE PREASSEMBLED 4X1.5 C SPEED CONNECT CONNECTOR GR. 1 (SINAMICS AC DRIVE) UL/CSA, DESINA MOTION CONNECT 500 DMAX = 8.4 MM, TYPE: 6FX5002-5CG10 LENGTH (M) = + 0 + 0 + 1 + 0,5 | 126 | TEM | 1 | MC | 0.42 | 1
6FX50025CG101AC0 | POWER CABLE PREASSEMBLED 4X1.5 C SPEED CONNECT CONNECTOR GR. 1 (SINAMICS AC DRIVE) UL/CSA, DESINA MOTION CONNECT 500 DMAX = 8.4 MM, TYPE: 6FX5002-5CG10 LENGTH (M) = + 0 + 0 + 2 + 0 | 126 | TEM | 1 | MC | 0.481 | 1
6FX50025CG101AD0 | POWER CABLE PREASSEMBLED 4X1.5 C SPEED CONNECT CONNECTOR GR. 1 (SINAMICS AC DRIVE) UL/CSA, DESINA MOTION CONNECT 500 DMAX = 8.4 MM, TYPE: 6FX5002-5CG10 LENGTH (M) = + 0 + 0 + 3 + 0 | 130 | TEM | 1 | MC | 0.602 | 1
6FX50025CG101AE0 | POWER CABLE PREASSEMBLED 4X1.5 C SPEED CONNECT CONNECTOR GR. 1 (SINAMICS AC DRIVE) UL/CSA, DESINA MOTION CONNECT 500 DMAX = 8.4 MM, TYPE: 6FX5002-5CG10 LENGTH (M) = + 0 + 0 + 4 + 0 | 134 | TEM | 1 | MC | 0.723 | 1
6FX50025CG101AF0 | POWER CABLE PREASSEMBLED 4X1.5 C SPEED CONNECT CONNECTOR GR. 1 (SINAMICS AC DRIVE) UL/CSA, DESINA MOTION CONNECT 500 DMAX = 8.4 MM, TYPE: 6FX5002-5CG10 LENGTH (M) = + 0 + 0 + 5 + 0 | 139 | TEM | 1 | MC | 0.844 | 1
6FX50025CG101AG0 | POWER CABLE PREASSEMBLED 4X1.5 C SPEED CONNECT CONNECTOR GR. 1 (SINAMICS AC DRIVE) UL/CSA, DESINA MOTION CONNECT 500 DMAX = 8.4 MM, TYPE: 6FX5002-5CG10 LENGTH (M) = + 0 + 0 + 6 + 0 | 143 | TEM | 1 | MC | 0.965 | 1
6FX50025CG101AH5 | POWER CABLE PREASSEMBLED 4X1.5 C SPEED CONNECT CONNECTOR GR. 1 (SINAMICS AC DRIVE) UL/CSA, DESINA MOTION CONNECT 500 DMAX = 8.4 MM, TYPE: 6FX5002-5CG10 LENGTH (M) = + 0 + 0 + 7 + 0,5 | 151 | TEM | 1 | MC | 1.146 | 1
6FX50025CG101AJ0 | POWER CABLE PREASSEMBLED 4X1.5 C SPEED CONNECT CONNECTOR GR. 1 (SINAMICS AC DRIVE) UL/CSA, DESINA MOTION CONNECT 500 DMAX = 8.4 MM, TYPE: 6FX5002-5CG10 LENGTH (M) = + 0 + 0 + 8 + 0 | 152 | TEM | 1 | MC | 1.207 | 1
6FX50025CG101BA0 | POWER CABLE PREASSEMBLED 4X1.5 C SPEED CONNECT CONNECTOR GR. 1 (SINAMICS AC DRIVE) UL/CSA, DESINA MOTION CONNECT 500 DMAX = 8.4 MM, TYPE: 6FX5002-5CG10 LENGTH (M) = + 0 + 10 + 0 + 0 | 160 | TEM | 1 | MC | 1.449 | 1
6FX50025CG101BC0 | POWER CABLE PREASSEMBLED 4X1.5 C SPEED CONNECT CONNECTOR GR. 1 (SINAMICS AC DRIVE) UL/CSA, DESINA MOTION CONNECT 500 DMAX = 8.4 MM, TYPE: 6FX5002-5CG10 LENGTH (M) = + 0 + 10 + 2 + 0 | 169 | TEM | 1 | MC | 1.691 | 1
6FX50025CG101BD0 | POWER CABLE PREASSEMBLED 4X1.5 C SPEED CONNECT CONNECTOR GR. 1 (SINAMICS AC DRIVE) UL/CSA, DESINA MOTION CONNECT 500 DMAX = 8.4 MM, TYPE: 6FX5002-5CG10 LENGTH (M) = + 0 + 10 + 3 + 0 | 173 | TEM | 1 | MC | 1.812 | 1
6FX50025CG101BF0 | POWER CABLE PREASSEMBLED 4X1.5 C SPEED CONNECT CONNECTOR GR. 1 (SINAMICS AC DRIVE) UL/CSA, DESINA MOTION CONNECT 500 DMAX = 8.4 MM, TYPE: 6FX5002-5CG10 LENGTH (M) = + 0 + 10 + 5 + 0 | 181 | TEM | 1 | MC | 2.054 | 1
6FX50025CG101CA0 | POWER CABLE PREASSEMBLED 4X1.5 C SPEED CONNECT CONNECTOR GR. 1 (SINAMICS AC DRIVE) UL/CSA, DESINA MOTION CONNECT 500 DMAX = 8.4 MM, TYPE: 6FX5002-5CG10 LENGTH (M) = + 0 + 20 + 0 + 0 | 203 | TEM | 1 | MC | 2.659 | 1
6FX50025CG101EA0 | POWER CABLE PREASSEMBLED 4X1.5 C SPEED CONNECT CONNECTOR GR. 1 (SINAMICS AC DRIVE) UL/CSA, DESINA MOTION CONNECT 500 DMAX = 8.4 MM, TYPE: 6FX5002-5CG10 LENGTH (M) = + 0 + 40 + 0 + 0 | 288 | TEM | 1 | MC | 5.079 | 1
6FX50025CG101FA0 | POWER CABLE PREASSEMBLED 4X1.5 C SPEED CONNECT CONNECTOR GR. 1 (SINAMICS AC DRIVE) UL/CSA, DESINA MOTION CONNECT 500 DMAX = 8.4 MM, TYPE: 6FX5002-5CG10 LENGTH (M) = + 0 + 50 + 0 + 0 | 331 | TEM | 1 | MC | 6.289 | 1
6FX50025CG101JA0 | POWER CABLE PREASSEMBLED 4X1.5 C SPEED CONNECT CONNECTOR GR. 1 (SINAMICS AC DRIVE) UL/CSA, DESINA MOTION CONNECT 500 DMAX = 8.4 MM, TYPE: 6FX5002-5CG10 LENGTH (M) = + 0 + 80 + 0 + 0 | 459 | TEM | 1 | MC | 9.919 | 1
6FX50025CG111AF0 | POWER CABLE, PREASSEMBLED TYPE: 6FX5002-5CG11 4X2.5 C, CONNECTOR SIZE 1 (SINAMICS AC DRIVE) UL/CSA, DESINA, MOTION CONNECT 500, DMAX=10 MM, 0 + 0 + 5 + 0 | 147 | TEM | 1 | MC | 1.3 | 1
6FX50025CG111AH0 | POWER CABLE, PREASSEMBLED TYPE: 6FX5002-5CG11 4X2.5 C, CONNECTOR SIZE 1 (SINAMICS AC DRIVE) UL/CSA, DESINA, MOTION CONNECT 500, DMAX=10 MM, 0 + 0 + 7 + 0 | 159 | TEM | 1 | MC | 1.72 | 1
6FX50025CG111BE0 | POWER CABLE, PREASSEMBLED TYPE: 6FX5002-5CG11 4X2.5 C, CONNECTOR SIZE 1 (SINAMICS AC DRIVE) UL/CSA, DESINA, MOTION CONNECT 500, DMAX=10 MM, 0 + 10 + 4 + 0 | 199 | TEM | 1 | MC | 3.18 | 1
6FX50025CG111BF0 | POWER CABLE, PREASSEMBLED TYPE: 6FX5002-5CG11 4X2.5 C, CONNECTOR SIZE 1 (SINAMICS AC DRIVE) UL/CSA, DESINA, MOTION CONNECT 500, DMAX=10 MM, 0 + 10 + 5 + 0 | 205 | TEM | 1 | MC | 3.39 | 1
6FX50025CG111CA0 | POWER CABLE, PREASSEMBLED TYPE: 6FX5002-5CG11 4X2.5 C, CONNECTOR SIZE 1 (SINAMICS AC DRIVE) UL/CSA, DESINA, MOTION CONNECT 500, DMAX=10 MM, 0 + 20 + 0 + 0 | 234 | TEM | 1 | MC | 4.45 | 1
6FX50025CG111FA0 | POWER CABLE, PREASSEMBLED TYPE: 6FX5002-5CG11 4X2.5 C, CONNECTOR SIZE 1 (SINAMICS AC DRIVE) UL/CSA, DESINA, MOTION CONNECT 500, DMAX=10 MM, 0 + 50 + 0 + 0 | 408 | TEM | 1 | MC | 10.75 | 1
6FX50025CG111JH0 | POWER CABLE, PREASSEMBLED TYPE: 6FX5002-5CG11 4X2.5 C, CONNECTOR SIZE 1 (SINAMICS AC DRIVE) UL/CSA, DESINA, MOTION CONNECT 500, DMAX=10 MM, 0 + 80 + 7 + 0 | 624 | TEM | 1 | MC | 18.51 | 1
6FX50025CG112AA0 | POWER CABLE, PREASSEMBLED TYPE: 6FX5002-5CG11 4X2.5 C, CONNECTOR SIZE 1 (SINAMICS AC DRIVE) UL/CSA, DESINA, MOTION CONNECT 500, DMAX=10 MM, 100 + 0 + 0 + 0 | 701 | TEM | 1 | MC | 21.25 | 1
6FX50025CG121AF0 | POWER CABLE PREASSEMBLED 4X2.5 C SPEED CONNECT CONNECTOR GR. 1 FOR SINAMICS POWER MODULE MOTION CONNECT 500 UL/CSA, DESINA DMAX = 10 MM, TYPE: 6FX5002-5CG12 LENGTH (M) = 0 + 0 + 5 + 0 | 147 | TEM | 1 | MC | 1.25 | 1
6FX50025CG121BA0 | POWER CABLE PREASSEMBLED 4X2.5 C SPEED CONNECT CONNECTOR GR. 1 FOR SINAMICS POWER MODULE MOTION CONNECT 500 UL/CSA, DESINA DMAX = 10 MM, TYPE: 6FX5002-5CG12 LENGTH (M) = 0 + 10 + 0 + 0 | 176 | TEM | 1 | MC | 2.12 | 1
6FX50025CG121BC0 | POWER CABLE PREASSEMBLED 4X2.5 C SPEED CONNECT CONNECTOR GR. 1 FOR SINAMICS POWER MODULE MOTION CONNECT 500 UL/CSA, DESINA DMAX = 10 MM, TYPE: 6FX5002-5CG12 LENGTH (M) = 0 + 10 + 2 + 0 | 188 | TEM | 1 | MC | 2.468 | 1
6FX50025CG121BF0 | POWER CABLE PREASSEMBLED 4X2.5 C SPEED CONNECT CONNECTOR GR. 1 FOR SINAMICS POWER MODULE MOTION CONNECT 500 UL/CSA, DESINA DMAX = 10 MM, TYPE: 6FX5002-5CG12 LENGTH (M) = 0 + 10 + 5 + 0 | 205 | TEM | 1 | MC | 2.99 | 1
6FX50025CG131BA0 | POWER CABLE PREASSEMBLED TYPE: 6FX5002-5CG13 4 X 10 C, CONNECTOR SIZE 3 (SINAMICS AC DRIVE) UL/CSA, DESINA MOTION CONNECT 500 DMAX = 20.0 MM, 0 + 10 + 0 + 0 | 819 | TEM | 1 | MC | 7.758 | 1
6FX50025CG131BE0 | POWER CABLE PREASSEMBLED TYPE: 6FX5002-5CG13 4 X 10 C, CONNECTOR SIZE 3 (SINAMICS AC DRIVE) UL/CSA, DESINA MOTION CONNECT 500 DMAX = 20.0 MM, 0 + 10 + 4 + 0 | 886 | TEM | 1 | MC | 10.478 | 1
6FX50025CG131BG0 | POWER CABLE PREASSEMBLED TYPE: 6FX5002-5CG13 4 X 10 C, CONNECTOR SIZE 3 (SINAMICS AC DRIVE) UL/CSA, DESINA MOTION CONNECT 500 DMAX = 20.0 MM, 0 + 10 + 6 + 0 | 920 | TEM | 1 | MC | 11.838 | 1
6FX50025CG131BH0 | POWER CABLE PREASSEMBLED TYPE: 6FX5002-5CG13 4 X 10 C, CONNECTOR SIZE 3 (SINAMICS AC DRIVE) UL/CSA, DESINA MOTION CONNECT 500 DMAX = 20.0 MM, 0 + 10 + 7 + 0 | 936 | TEM | 1 | MC | 12.518 | 1
6FX50025CG211AC0 | POWER CABLE, PREASSEMBLED TYPE: 6FX5002-5CG21 4X1.5 C, CONNECTOR SIZE 1.5 (SINAMICS AC DRIVE) UL/CSA, DESINA, MOTION CONNECT 500, DMAX = 8.4 MM, 0 + 0 + 2 + 0 | 213 | TEM | 1 | MC | 0.632 | 1
6FX50025CG211AD3 | POWER CABLE, PREASSEMBLED TYPE: 6FX5002-5CG21 4X1.5 C, CONNECTOR SIZE 1.5 (SINAMICS AC DRIVE) UL/CSA, DESINA, MOTION CONNECT 500, DMAX = 8.4 MM, 0 + 0 + 3 + 0,3 | 226 | TEM | 1 | MC | 0.789 | 1
6FX50025CG211AF0 | POWER CABLE, PREASSEMBLED TYPE: 6FX5002-5CG21 4X1.5 C, CONNECTOR SIZE 1.5 (SINAMICS AC DRIVE) UL/CSA, DESINA, MOTION CONNECT 500, DMAX = 8.4 MM, 0 + 0 + 5 + 0 | 232 | TEM | 1 | MC | 0.995 | 1
6FX50025CG211AG0 | POWER CABLE, PREASSEMBLED TYPE: 6FX5002-5CG21 4X1.5 C, CONNECTOR SIZE 1.5 (SINAMICS AC DRIVE) UL/CSA, DESINA, MOTION CONNECT 500, DMAX = 8.4 MM, 0 + 0 + 6 + 0 | 239 | TEM | 1 | MC | 1.116 | 1
6FX50025CG211BA0 | POWER CABLE, PREASSEMBLED TYPE: 6FX5002-5CG21 4X1.5 C, CONNECTOR SIZE 1.5 (SINAMICS AC DRIVE) UL/CSA, DESINA, MOTION CONNECT 500, DMAX = 8.4 MM, 0 + 10 + 0 + 0 | 264 | TEM | 1 | MC | 1.6 | 1
6FX50025CG211BD0 | POWER CABLE, PREASSEMBLED TYPE: 6FX5002-5CG21 4X1.5 C, CONNECTOR SIZE 1.5 (SINAMICS AC DRIVE) UL/CSA, DESINA, MOTION CONNECT 500, DMAX = 8.4 MM, 0 + 10 + 3 + 0 | 284 | TEM | 1 | MC | 1.963 | 1
6FX50025CG211BF0 | POWER CABLE, PREASSEMBLED TYPE: 6FX5002-5CG21 4X1.5 C, CONNECTOR SIZE 1.5 (SINAMICS AC DRIVE) UL/CSA, DESINA, MOTION CONNECT 500, DMAX = 8.4 MM, 0 + 10 + 5 + 0 | 297 | TEM | 1 | MC | 2.205 | 1
6FX50025CG211CA0 | POWER CABLE, PREASSEMBLED TYPE: 6FX5002-5CG21 4X1.5 C, CONNECTOR SIZE 1.5 (SINAMICS AC DRIVE) UL/CSA, DESINA, MOTION CONNECT 500, DMAX = 8.4 MM, 0 + 20 + 0 + 0 | 329 | TEM | 1 | MC | 2.81 | 1
6FX50025CG211CF0 | POWER CABLE, PREASSEMBLED TYPE: 6FX5002-5CG21 4X1.5 C, CONNECTOR SIZE 1.5 (SINAMICS AC DRIVE) UL/CSA, DESINA, MOTION CONNECT 500, DMAX = 8.4 MM, 0 + 20 + 5 + 0 | 361 | TEM | 1 | MC | 3.415 | 1
6FX50025CG211EA0 | POWER CABLE, PREASSEMBLED TYPE: 6FX5002-5CG21 4X1.5 C, CONNECTOR SIZE 1.5 (SINAMICS AC DRIVE) UL/CSA, DESINA, MOTION CONNECT 500, DMAX = 8.4 MM, 0 + 40 + 0 + 0 | 459 | TEM | 1 | MC | 5.23 | 1
6FX50025CG211FA0 | POWER CABLE, PREASSEMBLED TYPE: 6FX5002-5CG21 4X1.5 C, CONNECTOR SIZE 1.5 (SINAMICS AC DRIVE) UL/CSA, DESINA, MOTION CONNECT 500, DMAX = 8.4 MM, 0 + 50 + 0 + 0 | 523 | TEM | 1 | MC | 6.44 | 1
6FX50025CG221BA0 | POWER CABLE PREASSEMBLED 4X1.5 C SPEED CONNECT CONNECTOR GR.1.5 (SINAMICS AC DRIVE) UL/CSA, DESINA MOTION CONNECT 500 DMAX = 8.4 MM, TYPE: 6FX5002-5CG22 LENGTH (M) = + 0 + 10 + 0 + 0 | 264 | TEM | 1 | MC | 1.6 | 1
6FX50025CG231BA0 | POWER CABLE PREASSEMBLED TYPE: 6FX5002-5CG23 4X16 C, CONNECTOR SIZE 3 (SINAMICS AC DRIVE) UL/CSA DESINA MOTION-CONNECT 500, DMAX = 24.2 MM, ENCLOSURE: 4XCABLE LUGS M8, 1XCABLE LUGS M6, LENGTH (M) = 0 + 10 + 0 + 0 | 934 | TEM | 1 | MC | 11.558 | 1
6FX50025CG231DA0 | POWER CABLE PREASSEMBLED TYPE: 6FX5002-5CG23 4X16 C, CONNECTOR SIZE 3 (SINAMICS AC DRIVE) UL/CSA DESINA MOTION-CONNECT 500, DMAX = 24.2 MM, ENCLOSURE: 4XCABLE LUGS M8, 1XCABLE LUGS M6, LENGTH (M) = 0 + 30 + 0 + 0 | 1385 | TEM | 1 | MC | 32.758 | 1
6FX50025CG231DF0 | POWER CABLE PREASSEMBLED TYPE: 6FX5002-5CG23 4X16 C, CONNECTOR SIZE 3 (SINAMICS AC DRIVE) UL/CSA DESINA MOTION-CONNECT 500, DMAX = 24.2 MM, ENCLOSURE: 4XCABLE LUGS M8, 1XCABLE LUGS M6, LENGTH (M) = 0 + 30 + 5 + 0 | 1498 | TEM | 1 | MC | 38.058 | 1
6FX50025CG231EA0 | POWER CABLE PREASSEMBLED TYPE: 6FX5002-5CG23 4X16 C, CONNECTOR SIZE 3 (SINAMICS AC DRIVE) UL/CSA DESINA MOTION-CONNECT 500, DMAX = 24.2 MM, ENCLOSURE: 4XCABLE LUGS M8, 1XCABLE LUGS M6, LENGTH (M) = 0 + 40 + 0 + 0 | 1611 | TEM | 1 | MC | 43.358 | 1
6FX50025CG231HA0 | POWER CABLE PREASSEMBLED TYPE: 6FX5002-5CG23 4X16 C, CONNECTOR SIZE 3 (SINAMICS AC DRIVE) UL/CSA DESINA MOTION-CONNECT 500, DMAX = 24.2 MM, ENCLOSURE: 4XCABLE LUGS M8, 1XCABLE LUGS M6, LENGTH (M) = 0 + 70 + 0 + 0 | 2290 | TEM | 1 | MC | 75.158 | 1
6FX50025CG311AF0 | POWER CABLE PREASSEMBLED TYPE: 6FX5002-5CG31 4X2.5 C, CONNECTOR SIZE 1.5 (SINAMICS AC DRIVE) UL/CSA, DESINA MOTION-CONNECT 500 DMAX=10 MM, 0 + 0 + 5 + 0 | 215 | TEM | 1 | MC | 1.45 | 1
6FX50025CG311AG0 | POWER CABLE PREASSEMBLED TYPE: 6FX5002-5CG31 4X2.5 C, CONNECTOR SIZE 1.5 (SINAMICS AC DRIVE) UL/CSA, DESINA MOTION-CONNECT 500 DMAX=10 MM, 0 + 0 + 6 + 0 | 221 | TEM | 1 | MC | 1.66 | 1
6FX50025CG311AK0 | POWER CABLE PREASSEMBLED TYPE: 6FX5002-5CG31 4X2.5 C, CONNECTOR SIZE 1.5 (SINAMICS AC DRIVE) UL/CSA, DESINA MOTION-CONNECT 500 DMAX=10 MM, 0 + 0 + 9 + 0 | 239 | TEM | 1 | MC | 2.29 | 1
6FX50025CG311BA0 | POWER CABLE PREASSEMBLED TYPE: 6FX5002-5CG31 4X2.5 C, CONNECTOR SIZE 1.5 (SINAMICS AC DRIVE) UL/CSA, DESINA MOTION-CONNECT 500 DMAX=10 MM, 0 + 10 + 0 + 0 | 244 | TEM | 1 | MC | 2.5 | 1
6FX50025CG311BA6 | POWER CABLE PREASSEMBLED TYPE: 6FX5002-5CG31 4X2.5 C, CONNECTOR SIZE 1.5 (SINAMICS AC DRIVE) UL/CSA, DESINA MOTION-CONNECT 500 DMAX=10 MM, 0 + 10 + 0 + 0,6 | 250 | TEM | 1 | MC | 2.616 | 1
6FX50025CG311BD0 | POWER CABLE PREASSEMBLED TYPE: 6FX5002-5CG31 4X2.5 C, CONNECTOR SIZE 1.5 (SINAMICS AC DRIVE) UL/CSA, DESINA MOTION-CONNECT 500 DMAX=10 MM, 0 + 10 + 3 + 0 | 262 | TEM | 1 | MC | 3.12 | 1
6FX50025CG311BE0 | POWER CABLE PREASSEMBLED TYPE: 6FX5002-5CG31 4X2.5 C, CONNECTOR SIZE 1.5 (SINAMICS AC DRIVE) UL/CSA, DESINA MOTION-CONNECT 500 DMAX=10 MM, 0 + 10 + 4 + 0 | 268 | TEM | 1 | MC | 3.33 | 1
6FX50025CG311BF0 | POWER CABLE PREASSEMBLED TYPE: 6FX5002-5CG31 4X2.5 C, CONNECTOR SIZE 1.5 (SINAMICS AC DRIVE) UL/CSA, DESINA MOTION-CONNECT 500 DMAX=10 MM, 0 + 10 + 5 + 0 | 273 | TEM | 1 | MC | 3.54 | 1
6FX50025CG311BJ0 | POWER CABLE PREASSEMBLED TYPE: 6FX5002-5CG31 4X2.5 C, CONNECTOR SIZE 1.5 (SINAMICS AC DRIVE) UL/CSA, DESINA MOTION-CONNECT 500 DMAX=10 MM, 0 + 10 + 8 + 0 | 291 | TEM | 1 | MC | 4.17 | 1
6FX50025CG311CA0 | POWER CABLE PREASSEMBLED TYPE: 6FX5002-5CG31 4X2.5 C, CONNECTOR SIZE 1.5 (SINAMICS AC DRIVE) UL/CSA, DESINA MOTION-CONNECT 500 DMAX=10 MM, 0 + 20 + 0 + 0 | 303 | TEM | 1 | MC | 4.6 | 1
6FX50025CG311CF0 | POWER CABLE PREASSEMBLED TYPE: 6FX5002-5CG31 4X2.5 C, CONNECTOR SIZE 1.5 (SINAMICS AC DRIVE) UL/CSA, DESINA MOTION-CONNECT 500 DMAX=10 MM, 0 + 20 + 5 + 0 | 332 | TEM | 1 | MC | 5.64 | 1
6FX50025CG311DA0 | POWER CABLE PREASSEMBLED TYPE: 6FX5002-5CG31 4X2.5 C, CONNECTOR SIZE 1.5 (SINAMICS AC DRIVE) UL/CSA, DESINA MOTION-CONNECT 500 DMAX=10 MM, 0 + 30 + 0 + 0 | 361 | TEM | 1 | MC | 6.7 | 1
6FX50025CG311EA0 | POWER CABLE PREASSEMBLED TYPE: 6FX5002-5CG31 4X2.5 C, CONNECTOR SIZE 1.5 (SINAMICS AC DRIVE) UL/CSA, DESINA MOTION-CONNECT 500 DMAX=10 MM, 0 + 40 + 0 + 0 | 419 | TEM | 1 | MC | 8.8 | 1
6FX50025CG321AC0 | POWER CABLE PREASSEMBLED 4X2.5 C SPEED CONNECT CONNECTOR GR.1.5 (SINAMICS AC DRIVE) UL/CSA, DESINA MOTION CONNECT 500 DMAX = 10 MM, TYPE: 6FX5002-5CG32 LENGTH (M) = + 0 + 0 + 2 + 0 | 198 | TEM | 1 | MC | 0.79 | 1
6FX50025CG321AD0 | POWER CABLE PREASSEMBLED 4X2.5 C SPEED CONNECT CONNECTOR GR.1.5 (SINAMICS AC DRIVE) UL/CSA, DESINA MOTION CONNECT 500 DMAX = 10 MM, TYPE: 6FX5002-5CG32 LENGTH (M) = + 0 + 0 + 3 + 0 | 204 | TEM | 1 | MC | 1 | 1
6FX50025CG321AG0 | POWER CABLE PREASSEMBLED 4X2.5 C SPEED CONNECT CONNECTOR GR.1.5 (SINAMICS AC DRIVE) UL/CSA, DESINA MOTION CONNECT 500 DMAX = 10 MM, TYPE: 6FX5002-5CG32 LENGTH (M) = + 0 + 0 + 6 + 0 | 221 | TEM | 1 | MC | 1.63 | 1
6FX50025CG321BA0 | POWER CABLE PREASSEMBLED 4X2.5 C SPEED CONNECT CONNECTOR GR.1.5 (SINAMICS AC DRIVE) UL/CSA, DESINA MOTION CONNECT 500 DMAX = 10 MM, TYPE: 6FX5002-5CG32 LENGTH (M) = + 0 + 10 + 0 + 0 | 244 | TEM | 1 | MC | 2.47 | 1
6FX50025CG321BF0 | POWER CABLE PREASSEMBLED 4X2.5 C SPEED CONNECT CONNECTOR GR.1.5 (SINAMICS AC DRIVE) UL/CSA, DESINA MOTION CONNECT 500 DMAX = 10 MM, TYPE: 6FX5002-5CG32 LENGTH (M) = + 0 + 10 + 5 + 0 | 273 | TEM | 1 | MC | 3.52 | 1
6FX50025CG321CA0 | POWER CABLE PREASSEMBLED 4X2.5 C SPEED CONNECT CONNECTOR GR.1.5 (SINAMICS AC DRIVE) UL/CSA, DESINA MOTION CONNECT 500 DMAX = 10 MM, TYPE: 6FX5002-5CG32 LENGTH (M) = + 0 + 20 + 0 + 0 | 302 | TEM | 1 | MC | 4.57 | 1
6FX50025CG321CF0 | POWER CABLE PREASSEMBLED 4X2.5 C SPEED CONNECT CONNECTOR GR.1.5 (SINAMICS AC DRIVE) UL/CSA, DESINA MOTION CONNECT 500 DMAX = 10 MM, TYPE: 6FX5002-5CG32 LENGTH (M) = + 0 + 20 + 5 + 0 | 332 | TEM | 1 | MC | 5.62 | 1
6FX50025CG321DA0 | POWER CABLE PREASSEMBLED 4X2.5 C SPEED CONNECT CONNECTOR GR.1.5 (SINAMICS AC DRIVE) UL/CSA, DESINA MOTION CONNECT 500 DMAX = 10 MM, TYPE: 6FX5002-5CG32 LENGTH (M) = + 0 + 30 + 0 + 0 | 361 | TEM | 1 | MC | 6.67 | 1
6FX50025CG411AF0 | POWER CABLE, PREASSEMBLED TYPE: 6FX5002-5CG41 4X4 C, CONNECTOR SIZE 1.5 (SINAMICS AC DRIVE) UL/CSA, DESINA MOTION-CONNECT 500 DMAX=11,4 MM, 0 + 0 + 5 + 0 | 231 | TEM | 1 | MC | 1.73 | 1
6FX50025CG411AJ5 | POWER CABLE, PREASSEMBLED TYPE: 6FX5002-5CG41 4X4 C, CONNECTOR SIZE 1.5 (SINAMICS AC DRIVE) UL/CSA, DESINA MOTION-CONNECT 500 DMAX=11,4 MM, 0 + 0 + 8 + 0,5 | 264 | TEM | 1 | MC | 2.675 | 1
6FX50025CG411BA0 | POWER CABLE, PREASSEMBLED TYPE: 6FX5002-5CG41 4X4 C, CONNECTOR SIZE 1.5 (SINAMICS AC DRIVE) UL/CSA, DESINA MOTION-CONNECT 500 DMAX=11,4 MM, 0 + 10 + 0 + 0 | 272 | TEM | 1 | MC | 3.08 | 1
6FX50025CG411BB0 | POWER CABLE, PREASSEMBLED TYPE: 6FX5002-5CG41 4X4 C, CONNECTOR SIZE 1.5 (SINAMICS AC DRIVE) UL/CSA, DESINA MOTION-CONNECT 500 DMAX=11,4 MM, 0 + 10 + 1 + 0 | 280 | TEM | 1 | MC | 3.35 | 1
6FX50025CG411BC0 | POWER CABLE, PREASSEMBLED TYPE: 6FX5002-5CG41 4X4 C, CONNECTOR SIZE 1.5 (SINAMICS AC DRIVE) UL/CSA, DESINA MOTION-CONNECT 500 DMAX=11,4 MM, 0 + 10 + 2 + 0 | 289 | TEM | 1 | MC | 3.62 | 1
6FX50025CG411BE0 | POWER CABLE, PREASSEMBLED TYPE: 6FX5002-5CG41 4X4 C, CONNECTOR SIZE 1.5 (SINAMICS AC DRIVE) UL/CSA, DESINA MOTION-CONNECT 500 DMAX=11,4 MM, 0 + 10 + 4 + 0 | 305 | TEM | 1 | MC | 4.16 | 1
6FX50025CG411BG0 | POWER CABLE, PREASSEMBLED TYPE: 6FX5002-5CG41 4X4 C, CONNECTOR SIZE 1.5 (SINAMICS AC DRIVE) UL/CSA, DESINA MOTION-CONNECT 500 DMAX=11,4 MM, 0 + 10 + 6 + 0 | 322 | TEM | 1 | MC | 4.7 | 1
6FX50025CG411CA0 | POWER CABLE, PREASSEMBLED TYPE: 6FX5002-5CG41 4X4 C, CONNECTOR SIZE 1.5 (SINAMICS AC DRIVE) UL/CSA, DESINA MOTION-CONNECT 500 DMAX=11,4 MM, 0 + 20 + 0 + 0 | 354 | TEM | 1 | MC | 5.78 | 1
6FX50025CG411CE0 | POWER CABLE, PREASSEMBLED TYPE: 6FX5002-5CG41 4X4 C, CONNECTOR SIZE 1.5 (SINAMICS AC DRIVE) UL/CSA, DESINA MOTION-CONNECT 500 DMAX=11,4 MM, 0 + 20 + 4 + 0 | 387 | TEM | 1 | MC | 6.86 | 1
6FX50025CG411CF0 | POWER CABLE, PREASSEMBLED TYPE: 6FX5002-5CG41 4X4 C, CONNECTOR SIZE 1.5 (SINAMICS AC DRIVE) UL/CSA, DESINA MOTION-CONNECT 500 DMAX=11,4 MM, 0 + 20 + 5 + 0 | 395 | TEM | 1 | MC | 7.13 | 1
6FX50025CG411DA0 | POWER CABLE, PREASSEMBLED TYPE: 6FX5002-5CG41 4X4 C, CONNECTOR SIZE 1.5 (SINAMICS AC DRIVE) UL/CSA, DESINA MOTION-CONNECT 500 DMAX=11,4 MM, 0 + 30 + 0 + 0 | 436 | TEM | 1 | MC | 8.48 | 1
6FX50025CG411DF0 | POWER CABLE, PREASSEMBLED TYPE: 6FX5002-5CG41 4X4 C, CONNECTOR SIZE 1.5 (SINAMICS AC DRIVE) UL/CSA, DESINA MOTION-CONNECT 500 DMAX=11,4 MM, 0 + 30 + 5 + 0 | 477 | TEM | 1 | MC | 9.83 | 1
6FX50025CG411EA0 | POWER CABLE, PREASSEMBLED TYPE: 6FX5002-5CG41 4X4 C, CONNECTOR SIZE 1.5 (SINAMICS AC DRIVE) UL/CSA, DESINA MOTION-CONNECT 500 DMAX=11,4 MM, 0 + 40 + 0 + 0 | 517 | TEM | 1 | MC | 11.18 | 1
6FX50025CG411EF0 | POWER CABLE, PREASSEMBLED TYPE: 6FX5002-5CG41 4X4 C, CONNECTOR SIZE 1.5 (SINAMICS AC DRIVE) UL/CSA, DESINA MOTION-CONNECT 500 DMAX=11,4 MM, 0 + 40 + 5 + 0 | 558 | TEM | 1 | MC | 12.53 | 1
6FX50025CG411FA0 | POWER CABLE, PREASSEMBLED TYPE: 6FX5002-5CG41 4X4 C, CONNECTOR SIZE 1.5 (SINAMICS AC DRIVE) UL/CSA, DESINA MOTION-CONNECT 500 DMAX=11,4 MM, 0 + 50 + 0 + 0 | 600 | TEM | 1 | MC | 13.88 | 1
6FX50025CG411FF0 | POWER CABLE, PREASSEMBLED TYPE: 6FX5002-5CG41 4X4 C, CONNECTOR SIZE 1.5 (SINAMICS AC DRIVE) UL/CSA, DESINA MOTION-CONNECT 500 DMAX=11,4 MM, 0 + 50 + 5 + 0 | 641 | TEM | 1 | MC | 15.23 | 1
6FX50025CG411GA0 | POWER CABLE, PREASSEMBLED TYPE: 6FX5002-5CG41 4X4 C, CONNECTOR SIZE 1.5 (SINAMICS AC DRIVE) UL/CSA, DESINA MOTION-CONNECT 500 DMAX=11,4 MM, 0 + 60 + 0 + 0 | 684 | TEM | 1 | MC | 16.58 | 1
6FX50025CG412AA0 | POWER CABLE, PREASSEMBLED TYPE: 6FX5002-5CG41 4X4 C, CONNECTOR SIZE 1.5 (SINAMICS AC DRIVE) UL/CSA, DESINA MOTION-CONNECT 500 DMAX=11,4 MM, 100 + 0 + 0 + 0 | 1010 | TEM | 1 | MC | 27.37 | 1
6FX50025CG421AC0 | POWER CABLE PREASSEMBLED 4X4 C SPEED CONNECT CONNECTOR GR. 1.5 (SINAMICS AC DRIVE) UL/CSA, DESINA MOTION CONNECT 500 DMAX = 11,4 MM TYPE: 6FX5002-5CG42 LENGTH (M) = + 0 + 0 + 2 + 0 | 207 | TEM | 1 | MC | 0.91 | 1
6FX50025CG421BA0 | POWER CABLE PREASSEMBLED 4X4 C SPEED CONNECT CONNECTOR GR. 1.5 (SINAMICS AC DRIVE) UL/CSA, DESINA MOTION CONNECT 500 DMAX = 11,4 MM TYPE: 6FX5002-5CG42 LENGTH (M) = + 0 + 10 + 0 + 0 | 272 | TEM | 1 | MC | 3.07 | 1
6FX50025CG421CA0 | POWER CABLE PREASSEMBLED 4X4 C SPEED CONNECT CONNECTOR GR. 1.5 (SINAMICS AC DRIVE) UL/CSA, DESINA MOTION CONNECT 500 DMAX = 11,4 MM TYPE: 6FX5002-5CG42 LENGTH (M) = + 0 + 20 + 0 + 0 | 354 | TEM | 1 | MC | 5.77 | 1
6FX50025CG421DA0 | POWER CABLE PREASSEMBLED 4X4 C SPEED CONNECT CONNECTOR GR. 1.5 (SINAMICS AC DRIVE) UL/CSA, DESINA MOTION CONNECT 500 DMAX = 11,4 MM TYPE: 6FX5002-5CG42 LENGTH (M) = + 0 + 30 + 0 + 0 | 436 | TEM | 1 | MC | 8.47 | 1
6FX50025CG511AB4 | POWER CABLE, PREASSEMBLED TYPE: 6FX5002-5CG51 4X6 C, CONNECTOR SIZE 1.5 (SINAMICS AC DRIVE) UL/CSA, DESINA MOTION-CONNECT 500 DMAX=13,6 MM, 0 + 0 + 1 + 0,4 | 215 | TEM | 1 | MC | 0.957 | 1
6FX50025CG511AD0 | POWER CABLE, PREASSEMBLED TYPE: 6FX5002-5CG51 4X6 C, CONNECTOR SIZE 1.5 (SINAMICS AC DRIVE) UL/CSA, DESINA MOTION-CONNECT 500 DMAX=13,6 MM, 0 + 0 + 3 + 0 | 226 | TEM | 1 | MC | 1.554 | 1
6FX50025CG511BA0 | POWER CABLE, PREASSEMBLED TYPE: 6FX5002-5CG51 4X6 C, CONNECTOR SIZE 1.5 (SINAMICS AC DRIVE) UL/CSA, DESINA MOTION-CONNECT 500 DMAX=13,6 MM, 0 + 10 + 0 + 0 | 298 | TEM | 1 | MC | 4.123 | 1
6FX50025CG511BF0 | POWER CABLE, PREASSEMBLED TYPE: 6FX5002-5CG51 4X6 C, CONNECTOR SIZE 1.5 (SINAMICS AC DRIVE) UL/CSA, DESINA MOTION-CONNECT 500 DMAX=13,6 MM, 0 + 10 + 5 + 0 | 350 | TEM | 1 | MC | 5.948 | 1
6FX50025CG511CA0 | POWER CABLE, PREASSEMBLED TYPE: 6FX5002-5CG51 4X6 C, CONNECTOR SIZE 1.5 (SINAMICS AC DRIVE) UL/CSA, DESINA MOTION-CONNECT 500 DMAX=13,6 MM, 0 + 20 + 0 + 0 | 401 | TEM | 1 | MC | 7.793 | 1
6FX50025CG511CF0 | POWER CABLE, PREASSEMBLED TYPE: 6FX5002-5CG51 4X6 C, CONNECTOR SIZE 1.5 (SINAMICS AC DRIVE) UL/CSA, DESINA MOTION-CONNECT 500 DMAX=13,6 MM, 0 + 20 + 5 + 0 | 453 | TEM | 1 | MC | 9.618 | 1
6FX50025CG521BA0 | POWER CABLE PREASSEMBLED 4X6 C SPEED CONNECT CONNECTOR GR. 1.5 (SINAMICS AC DRIVE) UL/CSA, DESINA MOTION CONNECT 500 DMAX = 13,6 MM TYPE: 6FX5002-5CG52 LENGTH (M) = + 0 + 10 + 0 + 0 | 298 | TEM | 1 | MC | 4.093 | 1
6FX50025CG521CA0 | POWER CABLE PREASSEMBLED 4X6 C SPEED CONNECT CONNECTOR GR. 1.5 (SINAMICS AC DRIVE) UL/CSA, DESINA MOTION CONNECT 500 DMAX = 13,6 MM TYPE: 6FX5002-5CG52 LENGTH (M) = + 0 + 20 + 0 + 0 | 401 | TEM | 1 | MC | 7.763 | 1
6FX50025CG611BA0 | POWER CABLE PREASSEMBLED TYPE: 6FX5002-5CG61 4X10 C, CONNECTOR SIZE 1.5 (SINAMICS AC DRIVE) UL/CSA DESINA MOTION-CONNECT 500, DMAX = 20.0 MM, 0 + 10 + 0 + 0 | 359 | TEM | 1 | MC | 7.17 | 1
6FX50025CG611BF0 | POWER CABLE PREASSEMBLED TYPE: 6FX5002-5CG61 4X10 C, CONNECTOR SIZE 1.5 (SINAMICS AC DRIVE) UL/CSA DESINA MOTION-CONNECT 500, DMAX = 20.0 MM, 0 + 10 + 5 + 0 | 443 | TEM | 1 | MC | 10.57 | 1
6FX50025CG611CA0 | POWER CABLE PREASSEMBLED TYPE: 6FX5002-5CG61 4X10 C, CONNECTOR SIZE 1.5 (SINAMICS AC DRIVE) UL/CSA DESINA MOTION-CONNECT 500, DMAX = 20.0 MM, 0 + 20 + 0 + 0 | 527 | TEM | 1 | MC | 13.97 | 1
6FX50025CG611CF0 | POWER CABLE PREASSEMBLED TYPE: 6FX5002-5CG61 4X10 C, CONNECTOR SIZE 1.5 (SINAMICS AC DRIVE) UL/CSA DESINA MOTION-CONNECT 500, DMAX = 20.0 MM, 0 + 20 + 5 + 0 | 611 | TEM | 1 | MC | 17.37 | 1
6FX50025CG611DA0 | POWER CABLE PREASSEMBLED TYPE: 6FX5002-5CG61 4X10 C, CONNECTOR SIZE 1.5 (SINAMICS AC DRIVE) UL/CSA DESINA MOTION-CONNECT 500, DMAX = 20.0 MM, 0 + 30 + 0 + 0 | 694 | TEM | 1 | MC | 20.77 | 1
6FX50025CG621BA0 | POWER CABLE PREASSEMBLED 4X10 C SPEED CONNECT CONNECTOR GR. 1.5 (SINAMICS AC DRIVE) UL/CSA, DESINA MOTION CONNECT 500 DMAX = 20.0 MM TYPE: 6FX5002-5CG62 LENGTH (M) = + 0 + 10 + 0 + 0 | 359 | TEM | 1 | MC | 7.17 | 1
6FX50025CN011AA5 | POWER CABLE PREASSEMBLED 4X1.5 C SPEED CONNECT CONNECTOR GR. 1 (SINAMICS MOTOR MODULE) UL/CSA, DESINA MOTION CONNECT 500 DMAX = 11,5 MM TYPE: 6FX5002-5CN01 LENGTH (M) = + 0 + 0 + 0 + 0,5 | 238 | TEM | 1 | MC | 0.356 | 1
6FX50025CN011AB0 | POWER CABLE PREASSEMBLED 4X1.5 C SPEED CONNECT CONNECTOR GR. 1 (SINAMICS MOTOR MODULE) UL/CSA, DESINA MOTION CONNECT 500 DMAX = 11,5 MM TYPE: 6FX5002-5CN01 LENGTH (M) = + 0 + 0 + 1 + 0 | 238 | TEM | 1 | MC | 0.417 | 1
6FX50025CN011AD0 | POWER CABLE PREASSEMBLED 4X1.5 C SPEED CONNECT CONNECTOR GR. 1 (SINAMICS MOTOR MODULE) UL/CSA, DESINA MOTION CONNECT 500 DMAX = 11,5 MM TYPE: 6FX5002-5CN01 LENGTH (M) = + 0 + 0 + 3 + 0 | 247 | TEM | 1 | MC | 0.659 | 1
6FX50025CN011AD3 | POWER CABLE PREASSEMBLED 4X1.5 C SPEED CONNECT CONNECTOR GR. 1 (SINAMICS MOTOR MODULE) UL/CSA, DESINA MOTION CONNECT 500 DMAX = 11,5 MM TYPE: 6FX5002-5CN01 LENGTH (M) = + 0 + 0 + 3 + 0,3 | 252 | TEM | 1 | MC | 0.695 | 1
6FX50025CN011AD7 | POWER CABLE PREASSEMBLED 4X1.5 C SPEED CONNECT CONNECTOR GR. 1 (SINAMICS MOTOR MODULE) UL/CSA, DESINA MOTION CONNECT 500 DMAX = 11,5 MM TYPE: 6FX5002-5CN01 LENGTH (M) = + 0 + 0 + 3 + 0,7 | 252 | TEM | 1 | MC | 0.744 | 1
6FX50025CN011AE0 | POWER CABLE PREASSEMBLED 4X1.5 C SPEED CONNECT CONNECTOR GR. 1 (SINAMICS MOTOR MODULE) UL/CSA, DESINA MOTION CONNECT 500 DMAX = 11,5 MM TYPE: 6FX5002-5CN01 LENGTH (M) = + 0 + 0 + 4 + 0 | 252 | TEM | 1 | MC | 0.78 | 1
6FX50025CN011AE4 | POWER CABLE PREASSEMBLED 4X1.5 C SPEED CONNECT CONNECTOR GR. 1 (SINAMICS MOTOR MODULE) UL/CSA, DESINA MOTION CONNECT 500 DMAX = 11,5 MM TYPE: 6FX5002-5CN01 LENGTH (M) = + 0 + 0 + 4 + 0,4 | 257 | TEM | 1 | MC | 0.828 | 1
6FX50025CN011AE5 | POWER CABLE PREASSEMBLED 4X1.5 C SPEED CONNECT CONNECTOR GR. 1 (SINAMICS MOTOR MODULE) UL/CSA, DESINA MOTION CONNECT 500 DMAX = 11,5 MM TYPE: 6FX5002-5CN01 LENGTH (M) = + 0 + 0 + 4 + 0,5 | 257 | TEM | 1 | MC | 0.84 | 1
6FX50025CN011AE7 | POWER CABLE PREASSEMBLED 4X1.5 C SPEED CONNECT CONNECTOR GR. 1 (SINAMICS MOTOR MODULE) UL/CSA, DESINA MOTION CONNECT 500 DMAX = 11,5 MM TYPE: 6FX5002-5CN01 LENGTH (M) = + 0 + 0 + 4 + 0,7 | 257 | TEM | 1 | MC | 0.865 | 1
6FX50025CN011AF0 | POWER CABLE PREASSEMBLED 4X1.5 C SPEED CONNECT CONNECTOR GR. 1 (SINAMICS MOTOR MODULE) UL/CSA, DESINA MOTION CONNECT 500 DMAX = 11,5 MM TYPE: 6FX5002-5CN01 LENGTH (M) = + 0 + 0 + 5 + 0 | 257 | TEM | 1 | MC | 0.901 | 1
6FX50025CN011AF5 | POWER CABLE PREASSEMBLED 4X1.5 C SPEED CONNECT CONNECTOR GR. 1 (SINAMICS MOTOR MODULE) UL/CSA, DESINA MOTION CONNECT 500 DMAX = 11,5 MM TYPE: 6FX5002-5CN01 LENGTH (M) = + 0 + 0 + 5 + 0,5 | 261 | TEM | 1 | MC | 0.961 | 1
6FX50025CN011AG0 | POWER CABLE PREASSEMBLED 4X1.5 C SPEED CONNECT CONNECTOR GR. 1 (SINAMICS MOTOR MODULE) UL/CSA, DESINA MOTION CONNECT 500 DMAX = 11,5 MM TYPE: 6FX5002-5CN01 LENGTH (M) = + 0 + 0 + 6 + 0 | 261 | TEM | 1 | MC | 1.022 | 1
6FX50025CN011AG5 | POWER CABLE PREASSEMBLED 4X1.5 C SPEED CONNECT CONNECTOR GR. 1 (SINAMICS MOTOR MODULE) UL/CSA, DESINA MOTION CONNECT 500 DMAX = 11,5 MM TYPE: 6FX5002-5CN01 LENGTH (M) = + 0 + 0 + 6 + 0,5 | 266 | TEM | 1 | MC | 1.082 | 1
6FX50025CN011AH0 | POWER CABLE PREASSEMBLED 4X1.5 C SPEED CONNECT CONNECTOR GR. 1 (SINAMICS MOTOR MODULE) UL/CSA, DESINA MOTION CONNECT 500 DMAX = 11,5 MM TYPE: 6FX5002-5CN01 LENGTH (M) = + 0 + 0 + 7 + 0 | 266 | TEM | 1 | MC | 1.143 | 1
6FX50025CN011AJ0 | POWER CABLE PREASSEMBLED 4X1.5 C SPEED CONNECT CONNECTOR GR. 1 (SINAMICS MOTOR MODULE) UL/CSA, DESINA MOTION CONNECT 500 DMAX = 11,5 MM TYPE: 6FX5002-5CN01 LENGTH (M) = + 0 + 0 + 8 + 0 | 271 | TEM | 1 | MC | 1.264 | 1
6FX50025CN011AK0 | POWER CABLE PREASSEMBLED 4X1.5 C SPEED CONNECT CONNECTOR GR. 1 (SINAMICS MOTOR MODULE) UL/CSA, DESINA MOTION CONNECT 500 DMAX = 11,5 MM TYPE: 6FX5002-5CN01 LENGTH (M) = + 0 + 0 + 9 + 0 | 275 | TEM | 1 | MC | 1.385 | 1
6FX50025CN011BA0 | POWER CABLE PREASSEMBLED 4X1.5 C SPEED CONNECT CONNECTOR GR. 1 (SINAMICS MOTOR MODULE) UL/CSA, DESINA MOTION CONNECT 500 DMAX = 11,5 MM TYPE: 6FX5002-5CN01 LENGTH (M) = + 0 + 10 + 0 + 0 | 280 | TEM | 1 | MC | 1.506 | 1
6FX50025CN011BC2 | POWER CABLE PREASSEMBLED 4X1.5 C SPEED CONNECT CONNECTOR GR. 1 (SINAMICS MOTOR MODULE) UL/CSA, DESINA MOTION CONNECT 500 DMAX = 11,5 MM TYPE: 6FX5002-5CN01 LENGTH (M) = + 0 + 10 + 2 + 0,2 | 294 | TEM | 1 | MC | 1.772 | 1
6FX50025CN011BF0 | POWER CABLE PREASSEMBLED 4X1.5 C SPEED CONNECT CONNECTOR GR. 1 (SINAMICS MOTOR MODULE) UL/CSA, DESINA MOTION CONNECT 500 DMAX = 11,5 MM TYPE: 6FX5002-5CN01 LENGTH (M) = + 0 + 10 + 5 + 0 | 303 | TEM | 1 | MC | 2.111 | 1
6FX50025CN011BF3 | POWER CABLE PREASSEMBLED 4X1.5 C SPEED CONNECT CONNECTOR GR. 1 (SINAMICS MOTOR MODULE) UL/CSA, DESINA MOTION CONNECT 500 DMAX = 11,5 MM TYPE: 6FX5002-5CN01 LENGTH (M) = + 0 + 10 + 5 + 0,3 | 308 | TEM | 1 | MC | 2.147 | 1
6FX50025CN011BH0 | POWER CABLE PREASSEMBLED 4X1.5 C SPEED CONNECT CONNECTOR GR. 1 (SINAMICS MOTOR MODULE) UL/CSA, DESINA MOTION CONNECT 500 DMAX = 11,5 MM TYPE: 6FX5002-5CN01 LENGTH (M) = + 0 + 10 + 7 + 0 | 312 | TEM | 1 | MC | 2.353 | 1
6FX50025CN011BJ3 | POWER CABLE PREASSEMBLED 4X1.5 C SPEED CONNECT CONNECTOR GR. 1 (SINAMICS MOTOR MODULE) UL/CSA, DESINA MOTION CONNECT 500 DMAX = 11,5 MM TYPE: 6FX5002-5CN01 LENGTH (M) = + 0 + 10 + 8 + 0,3 | 322 | TEM | 1 | MC | 2.51 | 1
6FX50025CN011CA0 | POWER CABLE PREASSEMBLED 4X1.5 C SPEED CONNECT CONNECTOR GR. 1 (SINAMICS MOTOR MODULE) UL/CSA, DESINA MOTION CONNECT 500 DMAX = 11,5 MM TYPE: 6FX5002-5CN01 LENGTH (M) = + 0 + 20 + 0 + 0 | 326 | TEM | 1 | MC | 2.716 | 1
6FX50025CN011CB3 | POWER CABLE PREASSEMBLED 4X1.5 C SPEED CONNECT CONNECTOR GR. 1 (SINAMICS MOTOR MODULE) UL/CSA, DESINA MOTION CONNECT 500 DMAX = 11,5 MM TYPE: 6FX5002-5CN01 LENGTH (M) = + 0 + 20 + 1 + 0,3 | 336 | TEM | 1 | MC | 2.873 | 1
6FX50025CN011CC0 | POWER CABLE PREASSEMBLED 4X1.5 C SPEED CONNECT CONNECTOR GR. 1 (SINAMICS MOTOR MODULE) UL/CSA, DESINA MOTION CONNECT 500 DMAX = 11,5 MM TYPE: 6FX5002-5CN01 LENGTH (M) = + 0 + 20 + 2 + 0 | 336 | TEM | 1 | MC | 2.958 | 1
6FX50025CN011CF0 | POWER CABLE PREASSEMBLED 4X1.5 C SPEED CONNECT CONNECTOR GR. 1 (SINAMICS MOTOR MODULE) UL/CSA, DESINA MOTION CONNECT 500 DMAX = 11,5 MM TYPE: 6FX5002-5CN01 LENGTH (M) = + 0 + 20 + 5 + 0 | 350 | TEM | 1 | MC | 3.321 | 1
6FX50025CN011DA0 | POWER CABLE PREASSEMBLED 4X1.5 C SPEED CONNECT CONNECTOR GR. 1 (SINAMICS MOTOR MODULE) UL/CSA, DESINA MOTION CONNECT 500 DMAX = 11,5 MM TYPE: 6FX5002-5CN01 LENGTH (M) = + 0 + 30 + 0 + 0 | 373 | TEM | 1 | MC | 3.926 | 1
6FX50025CN011DA5 | POWER CABLE PREASSEMBLED 4X1.5 C SPEED CONNECT CONNECTOR GR. 1 (SINAMICS MOTOR MODULE) UL/CSA, DESINA MOTION CONNECT 500 DMAX = 11,5 MM TYPE: 6FX5002-5CN01 LENGTH (M) = + 0 + 30 + 0 + 0,5 | 378 | TEM | 1 | MC | 3.986 | 1
6FX50025CN011EA0 | POWER CABLE PREASSEMBLED 4X1.5 C SPEED CONNECT CONNECTOR GR. 1 (SINAMICS MOTOR MODULE) UL/CSA, DESINA MOTION CONNECT 500 DMAX = 11,5 MM TYPE: 6FX5002-5CN01 LENGTH (M) = + 0 + 40 + 0 + 0 | 420 | TEM | 1 | MC | 5.136 | 1
6FX50025CN011EF0 | POWER CABLE PREASSEMBLED 4X1.5 C SPEED CONNECT CONNECTOR GR. 1 (SINAMICS MOTOR MODULE) UL/CSA, DESINA MOTION CONNECT 500 DMAX = 11,5 MM TYPE: 6FX5002-5CN01 LENGTH (M) = + 0 + 40 + 5 + 0 | 443 | TEM | 1 | MC | 5.741 | 1
6FX50025CN011FA0 | POWER CABLE PREASSEMBLED 4X1.5 C SPEED CONNECT CONNECTOR GR. 1 (SINAMICS MOTOR MODULE) UL/CSA, DESINA MOTION CONNECT 500 DMAX = 11,5 MM TYPE: 6FX5002-5CN01 LENGTH (M) = + 0 + 50 + 0 + 0 | 466 | TEM | 1 | MC | 6.346 | 1
6FX50025CN011JA0 | POWER CABLE PREASSEMBLED 4X1.5 C SPEED CONNECT CONNECTOR GR. 1 (SINAMICS MOTOR MODULE) UL/CSA, DESINA MOTION CONNECT 500 DMAX = 11,5 MM TYPE: 6FX5002-5CN01 LENGTH (M) = + 0 + 80 + 0 + 0 | 606 | TEM | 1 | MC | 9.976 | 1
6FX50025CN012AA0 | POWER CABLE PREASSEMBLED 4X1.5 C SPEED CONNECT CONNECTOR GR. 1 (SINAMICS MOTOR MODULE) UL/CSA, DESINA MOTION CONNECT 500 DMAX = 11,5 MM TYPE: 6FX5002-5CN01 LENGTH (M) = + 100 + 0 + 0 + 0 | 699 | TEM | 1 | MC | 12.396 | 1
6FX50025CN051AF0 | POWER CABLE PREASSEMBLED EXT. 4X1.5 C SPEED CONNECT CONNECTOR GR. 1 (SIMODRIVE) UL/CSA, DESINA MOTION CONNECT 500 DMAX = 11.5 MM TYPE: 6FX5002-5CN05 LENGTH (M) = + 0 + 0 + 5 + 0 | 238 | TEM | 1 | MC | 0.914 | 1
6FX50025CN051AH0 | POWER CABLE PREASSEMBLED EXT. 4X1.5 C SPEED CONNECT CONNECTOR GR. 1 (SIMODRIVE) UL/CSA, DESINA MOTION CONNECT 500 DMAX = 11.5 MM TYPE: 6FX5002-5CN05 LENGTH (M) = + 0 + 0 + 7 + 0 | 246 | TEM | 1 | MC | 1.156 | 1
6FX50025CN051AK0 | POWER CABLE PREASSEMBLED EXT. 4X1.5 C SPEED CONNECT CONNECTOR GR. 1 (SIMODRIVE) UL/CSA, DESINA MOTION CONNECT 500 DMAX = 11.5 MM TYPE: 6FX5002-5CN05 LENGTH (M) = + 0 + 0 + 9 + 0 | 255 | TEM | 1 | MC | 1.398 | 1
6FX50025CN051BA0 | POWER CABLE PREASSEMBLED EXT. 4X1.5 C SPEED CONNECT CONNECTOR GR. 1 (SIMODRIVE) UL/CSA, DESINA MOTION CONNECT 500 DMAX = 11.5 MM TYPE: 6FX5002-5CN05 LENGTH (M) = + 0 + 10 + 0 + 0 | 259 | TEM | 1 | MC | 1.519 | 1
6FX50025CN051BB0 | POWER CABLE PREASSEMBLED EXT. 4X1.5 C SPEED CONNECT CONNECTOR GR. 1 (SIMODRIVE) UL/CSA, DESINA MOTION CONNECT 500 DMAX = 11.5 MM TYPE: 6FX5002-5CN05 LENGTH (M) = + 0 + 10 + 1 + 0 | 263 | TEM | 1 | MC | 1.64 | 1
6FX50025CN051HA0 | POWER CABLE PREASSEMBLED EXT. 4X1.5 C SPEED CONNECT CONNECTOR GR. 1 (SIMODRIVE) UL/CSA, DESINA MOTION CONNECT 500 DMAX = 11.5 MM TYPE: 6FX5002-5CN05 LENGTH (M) = + 0 + 70 + 0 + 0 | 515 | TEM | 1 | MC | 8.779 | 1
6FX50025CN051JA0 | POWER CABLE PREASSEMBLED EXT. 4X1.5 C SPEED CONNECT CONNECTOR GR. 1 (SIMODRIVE) UL/CSA, DESINA MOTION CONNECT 500 DMAX = 11.5 MM TYPE: 6FX5002-5CN05 LENGTH (M) = + 0 + 80 + 0 + 0 | 558 | TEM | 1 | MC | 9.989 | 1
6FX50025CN111AF0 | POWER CABLE PREASSEMBLED 4X2.5 C SPEED CONNECT CONNECTOR GR. 1 FOR SINAMICS MOTOR MODULE MOTION CONNECT 500 UL/CSA, DESINA DMAX = 10 MM, TYPE: 6FX5002-5CN11 LENGTH (M) = 0 + 0 + 5 + 0 | 266 | TEM | 1 | MC | 1.36 | 1
6FX50025CN111BA0 | POWER CABLE PREASSEMBLED 4X2.5 C SPEED CONNECT CONNECTOR GR. 1 FOR SINAMICS MOTOR MODULE MOTION CONNECT 500 UL/CSA, DESINA DMAX = 10 MM, TYPE: 6FX5002-5CN11 LENGTH (M) = 0 + 10 + 0 + 0 | 297 | TEM | 1 | MC | 2.23 | 1
6FX50025CN111DF0 | POWER CABLE PREASSEMBLED 4X2.5 C SPEED CONNECT CONNECTOR GR. 1 FOR SINAMICS MOTOR MODULE MOTION CONNECT 500 UL/CSA, DESINA DMAX = 10 MM, TYPE: 6FX5002-5CN11 LENGTH (M) = 0 + 30 + 5 + 0 | 451 | TEM | 1 | MC | 6.58 | 1
6FX50025CN111JA0 | POWER CABLE PREASSEMBLED 4X2.5 C SPEED CONNECT CONNECTOR GR. 1 FOR SINAMICS MOTOR MODULE MOTION CONNECT 500 UL/CSA, DESINA DMAX = 10 MM, TYPE: 6FX5002-5CN11 LENGTH (M) = 0 + 80 + 0 + 0 | 728 | TEM | 1 | MC | 14.41 | 1
6FX50025CN211AF0 | POWER CABLE PREASSEMBLED 4X1.5 C SPEED CONNECT CONNECTOR GR.1,5 (SINAMICS MOTOR MODULE) UL/CSA, DESINA MOTION CONNECT 500 DMAX = 15,5 MM LENGTH (M) = + 0 + 0 + 5 + 0 | 321 | TEM | 1 | MC | 1.093 | 1
6FX50025CN211AH0 | POWER CABLE PREASSEMBLED 4X1.5 C SPEED CONNECT CONNECTOR GR.1,5 (SINAMICS MOTOR MODULE) UL/CSA, DESINA MOTION CONNECT 500 DMAX = 15,5 MM LENGTH (M) = + 0 + 0 + 7 + 0 | 330 | TEM | 1 | MC | 1.335 | 1
6FX50025CN211BA0 | POWER CABLE PREASSEMBLED 4X1.5 C SPEED CONNECT CONNECTOR GR.1,5 (SINAMICS MOTOR MODULE) UL/CSA, DESINA MOTION CONNECT 500 DMAX = 15,5 MM LENGTH (M) = + 0 + 10 + 0 + 0 | 344 | TEM | 1 | MC | 1.698 | 1
6FX50025CN211BC2 | POWER CABLE PREASSEMBLED 4X1.5 C SPEED CONNECT CONNECTOR GR.1,5 (SINAMICS MOTOR MODULE) UL/CSA, DESINA MOTION CONNECT 500 DMAX = 15,5 MM LENGTH (M) = + 0 + 10 + 2 + 0,2 | 358 | TEM | 1 | MC | 1.964 | 1
6FX50025CN211BF0 | POWER CABLE PREASSEMBLED 4X1.5 C SPEED CONNECT CONNECTOR GR.1,5 (SINAMICS MOTOR MODULE) UL/CSA, DESINA MOTION CONNECT 500 DMAX = 15,5 MM LENGTH (M) = + 0 + 10 + 5 + 0 | 367 | TEM | 1 | MC | 2.303 | 1
6FX50025CN211CA0 | POWER CABLE PREASSEMBLED 4X1.5 C SPEED CONNECT CONNECTOR GR.1,5 (SINAMICS MOTOR MODULE) UL/CSA, DESINA MOTION CONNECT 500 DMAX = 15,5 MM LENGTH (M) = + 0 + 20 + 0 + 0 | 391 | TEM | 1 | MC | 2.908 | 1
6FX50025CN211CF0 | POWER CABLE PREASSEMBLED 4X1.5 C SPEED CONNECT CONNECTOR GR.1,5 (SINAMICS MOTOR MODULE) UL/CSA, DESINA MOTION CONNECT 500 DMAX = 15,5 MM LENGTH (M) = + 0 + 20 + 5 + 0 | 414 | TEM | 1 | MC | 3.513 | 1
6FX50025CN311AJ0 | POWER CABLE PREASSEMBLED 4X2,5 C SPEED CONNECT CONNECTOR GR.1,5 (SINAMICS MOTOR MODULE) UL/CSA, DESINA MOTION CONNECT 500 DMAX = 12,9 MM TYPE: 6FX5002-5CN31 LENGTH (M) = + 0 + 0 + 8 + 0 | 349 | TEM | 1 | MC | 2.136 | 1
6FX50025CN311AK0 | POWER CABLE PREASSEMBLED 4X2,5 C SPEED CONNECT CONNECTOR GR.1,5 (SINAMICS MOTOR MODULE) UL/CSA, DESINA MOTION CONNECT 500 DMAX = 12,9 MM TYPE: 6FX5002-5CN31 LENGTH (M) = + 0 + 0 + 9 + 0 | 355 | TEM | 1 | MC | 2.346 | 1
6FX50025CN311BA0 | POWER CABLE PREASSEMBLED 4X2,5 C SPEED CONNECT CONNECTOR GR.1,5 (SINAMICS MOTOR MODULE) UL/CSA, DESINA MOTION CONNECT 500 DMAX = 12,9 MM TYPE: 6FX5002-5CN31 LENGTH (M) = + 0 + 10 + 0 + 0 | 361 | TEM | 1 | MC | 2.556 | 1
6FX50025CN311BA5 | POWER CABLE PREASSEMBLED 4X2,5 C SPEED CONNECT CONNECTOR GR.1,5 (SINAMICS MOTOR MODULE) UL/CSA, DESINA MOTION CONNECT 500 DMAX = 12,9 MM TYPE: 6FX5002-5CN31 LENGTH (M) = + 0 + 10 + 0 + 0,5 | 367 | TEM | 1 | MC | 2.661 | 1
6FX50025CN311BB0 | POWER CABLE PREASSEMBLED 4X2,5 C SPEED CONNECT CONNECTOR GR.1,5 (SINAMICS MOTOR MODULE) UL/CSA, DESINA MOTION CONNECT 500 DMAX = 12,9 MM TYPE: 6FX5002-5CN31 LENGTH (M) = + 0 + 10 + 1 + 0 | 367 | TEM | 1 | MC | 2.766 | 1
6FX50025CN311BB5 | POWER CABLE PREASSEMBLED 4X2,5 C SPEED CONNECT CONNECTOR GR.1,5 (SINAMICS MOTOR MODULE) UL/CSA, DESINA MOTION CONNECT 500 DMAX = 12,9 MM TYPE: 6FX5002-5CN31 LENGTH (M) = + 0 + 10 + 1 + 0,5 | 373 | TEM | 1 | MC | 2.871 | 1
6FX50025CN311CA0 | POWER CABLE PREASSEMBLED 4X2,5 C SPEED CONNECT CONNECTOR GR.1,5 (SINAMICS MOTOR MODULE) UL/CSA, DESINA MOTION CONNECT 500 DMAX = 12,9 MM TYPE: 6FX5002-5CN31 LENGTH (M) = + 0 + 20 + 0 + 0 | 423 | TEM | 1 | MC | 4.656 | 1
6FX50025CN311CF0 | POWER CABLE PREASSEMBLED 4X2,5 C SPEED CONNECT CONNECTOR GR.1,5 (SINAMICS MOTOR MODULE) UL/CSA, DESINA MOTION CONNECT 500 DMAX = 12,9 MM TYPE: 6FX5002-5CN31 LENGTH (M) = + 0 + 20 + 5 + 0 | 453 | TEM | 1 | MC | 5.706 | 1
6FX50025CN311CJ0 | POWER CABLE PREASSEMBLED 4X2,5 C SPEED CONNECT CONNECTOR GR.1,5 (SINAMICS MOTOR MODULE) UL/CSA, DESINA MOTION CONNECT 500 DMAX = 12,9 MM TYPE: 6FX5002-5CN31 LENGTH (M) = + 0 + 20 + 8 + 0 | 472 | TEM | 1 | MC | 6.336 | 1
6FX50025CN311DA0 | POWER CABLE PREASSEMBLED 4X2,5 C SPEED CONNECT CONNECTOR GR.1,5 (SINAMICS MOTOR MODULE) UL/CSA, DESINA MOTION CONNECT 500 DMAX = 12,9 MM TYPE: 6FX5002-5CN31 LENGTH (M) = + 0 + 30 + 0 + 0 | 484 | TEM | 1 | MC | 6.756 | 1
6FX50025CN311DC0 | POWER CABLE PREASSEMBLED 4X2,5 C SPEED CONNECT CONNECTOR GR.1,5 (SINAMICS MOTOR MODULE) UL/CSA, DESINA MOTION CONNECT 500 DMAX = 12,9 MM TYPE: 6FX5002-5CN31 LENGTH (M) = + 0 + 30 + 2 + 0 | 496 | TEM | 1 | MC | 7.176 | 1
6FX50025CN311DF0 | POWER CABLE PREASSEMBLED 4X2,5 C SPEED CONNECT CONNECTOR GR.1,5 (SINAMICS MOTOR MODULE) UL/CSA, DESINA MOTION CONNECT 500 DMAX = 12,9 MM TYPE: 6FX5002-5CN31 LENGTH (M) = + 0 + 30 + 5 + 0 | 515 | TEM | 1 | MC | 7.806 | 1
6FX50025CN311DH0 | POWER CABLE PREASSEMBLED 4X2,5 C SPEED CONNECT CONNECTOR GR.1,5 (SINAMICS MOTOR MODULE) UL/CSA, DESINA MOTION CONNECT 500 DMAX = 12,9 MM TYPE: 6FX5002-5CN31 LENGTH (M) = + 0 + 30 + 7 + 0 | 527 | TEM | 1 | MC | 8.226 | 1
6FX50025CN311EA0 | POWER CABLE PREASSEMBLED 4X2,5 C SPEED CONNECT CONNECTOR GR.1,5 (SINAMICS MOTOR MODULE) UL/CSA, DESINA MOTION CONNECT 500 DMAX = 12,9 MM TYPE: 6FX5002-5CN31 LENGTH (M) = + 0 + 40 + 0 + 0 | 546 | TEM | 1 | MC | 8.856 | 1
6FX50025CN311JA0 | POWER CABLE PREASSEMBLED 4X2,5 C SPEED CONNECT CONNECTOR GR.1,5 (SINAMICS MOTOR MODULE) UL/CSA, DESINA MOTION CONNECT 500 DMAX = 12,9 MM TYPE: 6FX5002-5CN31 LENGTH (M) = + 0 + 80 + 0 + 0 | 792 | TEM | 1 | MC | 17.256 | 1
6FX50025CN411AF0 | POWER CABLE PREASSEMBLED 4X4 C SPEED CONNECT CONNECTOR GR. 1,5 (SINAMICS MOTOR MODULE) UL/CSA, DESINA MOTION CONNECT 500 DMAX = 14,1 MM TYPE: 6FX5002-5CN41 LENGTH (M) = + 0 + 0 + 5 + 0 | 345 | TEM | 1 | MC | 1.855 | 1
6FX50025CN411AG0 | POWER CABLE PREASSEMBLED 4X4 C SPEED CONNECT CONNECTOR GR. 1,5 (SINAMICS MOTOR MODULE) UL/CSA, DESINA MOTION CONNECT 500 DMAX = 14,1 MM TYPE: 6FX5002-5CN41 LENGTH (M) = + 0 + 0 + 6 + 0 | 354 | TEM | 1 | MC | 2.125 | 1
6FX50025CN411BA0 | POWER CABLE PREASSEMBLED 4X4 C SPEED CONNECT CONNECTOR GR. 1,5 (SINAMICS MOTOR MODULE) UL/CSA, DESINA MOTION CONNECT 500 DMAX = 14,1 MM TYPE: 6FX5002-5CN41 LENGTH (M) = + 0 + 10 + 0 + 0 | 389 | TEM | 1 | MC | 3.205 | 1
6FX50025CN411CA0 | POWER CABLE PREASSEMBLED 4X4 C SPEED CONNECT CONNECTOR GR. 1,5 (SINAMICS MOTOR MODULE) UL/CSA, DESINA MOTION CONNECT 500 DMAX = 14,1 MM TYPE: 6FX5002-5CN41 LENGTH (M) = + 0 + 20 + 0 + 0 | 477 | TEM | 1 | MC | 5.905 | 1
6FX50025CN411FF0 | POWER CABLE PREASSEMBLED 4X4 C SPEED CONNECT CONNECTOR GR. 1,5 (SINAMICS MOTOR MODULE) UL/CSA, DESINA MOTION CONNECT 500 DMAX = 14,1 MM TYPE: 6FX5002-5CN41 LENGTH (M) = + 0 + 50 + 5 + 0 | 783 | TEM | 1 | MC | 15.355 | 1
6FX50025CN511AF0 | POWER CABLE PREASSEMBLED 4X6 C SPEED CONNECT CONNECTOR GR. 1,5 (SINAMICS MOTOR MODULE) UL/CSA, DESINA MOTION CONNECT 500 DMAX = 15,9 MM TYPE: 6FX5002-5CN51 LENGTH (M) = + 0 + 0 + 5 + 0 | 360 | TEM | 1 | MC | 2.381 | 1
6FX50025CN511BF0 | POWER CABLE PREASSEMBLED 4X6 C SPEED CONNECT CONNECTOR GR. 1,5 (SINAMICS MOTOR MODULE) UL/CSA, DESINA MOTION CONNECT 500 DMAX = 15,9 MM TYPE: 6FX5002-5CN51 LENGTH (M) = + 0 + 10 + 5 + 0 | 474 | TEM | 1 | MC | 6.051 | 1
6FX50025CN511CA0 | POWER CABLE PREASSEMBLED 4X6 C SPEED CONNECT CONNECTOR GR. 1,5 (SINAMICS MOTOR MODULE) UL/CSA, DESINA MOTION CONNECT 500 DMAX = 15,9 MM TYPE: 6FX5002-5CN51 LENGTH (M) = + 0 + 20 + 0 + 0 | 530 | TEM | 1 | MC | 7.886 | 1
6FX50025CN511DA0 | POWER CABLE PREASSEMBLED 4X6 C SPEED CONNECT CONNECTOR GR. 1,5 (SINAMICS MOTOR MODULE) UL/CSA, DESINA MOTION CONNECT 500 DMAX = 15,9 MM TYPE: 6FX5002-5CN51 LENGTH (M) = + 0 + 30 + 0 + 0 | 643 | TEM | 1 | MC | 11.556 | 1
6FX50025CN511ED0 | POWER CABLE PREASSEMBLED 4X6 C SPEED CONNECT CONNECTOR GR. 1,5 (SINAMICS MOTOR MODULE) UL/CSA, DESINA MOTION CONNECT 500 DMAX = 15,9 MM TYPE: 6FX5002-5CN51 LENGTH (M) = + 0 + 40 + 3 + 0 | 791 | TEM | 1 | MC | 16.327 | 1
6FX50025CN511JA0 | POWER CABLE PREASSEMBLED 4X6 C SPEED CONNECT CONNECTOR GR. 1,5 (SINAMICS MOTOR MODULE) UL/CSA, DESINA MOTION CONNECT 500 DMAX = 15,9 MM TYPE: 6FX5002-5CN51 LENGTH (M) = + 0 + 80 + 0 + 0 | 1209 | TEM | 1 | MC | 29.906 | 1
6FX50025CN541AF0 | POWER CABLE PREASSEMBLED 4X6 C SPEED CONNECT CONNECTOR GR. 1,5 RING CABLE LUG (SINAMICS MOTOR MODULE) UL/CSA, DESINA MOTION CONNECT 500 DMAX = 15,6 MM TYPE: 6FX5002-5CN54 LENGTH (M) = + 0 + 0 + 5 + 0 | 255 | TEM | 1 | MC | 2.259 | 1
6FX50025CN541BC2 | POWER CABLE PREASSEMBLED 4X6 C SPEED CONNECT CONNECTOR GR. 1,5 RING CABLE LUG (SINAMICS MOTOR MODULE) UL/CSA, DESINA MOTION CONNECT 500 DMAX = 15,6 MM TYPE: 6FX5002-5CN54 LENGTH (M) = + 0 + 10 + 2 + 0,2 | 345 | TEM | 1 | MC | 4.901 | 1
6FX50025CN541BF0 | POWER CABLE PREASSEMBLED 4X6 C SPEED CONNECT CONNECTOR GR. 1,5 RING CABLE LUG (SINAMICS MOTOR MODULE) UL/CSA, DESINA MOTION CONNECT 500 DMAX = 15,6 MM TYPE: 6FX5002-5CN54 LENGTH (M) = + 0 + 10 + 5 + 0 | 368 | TEM | 1 | MC | 5.929 | 1
6FX50025CN641CA0 | POWER CABLE PREASSEMBLED TYPE: 6FX50.2-5CN64 4X10 C SPEED CONNECT CONNECTOR GR. 1,5 RING CABLE LUG (SINAMICS MOTOR MODULE) UL/CSA, DESINA MOTION CONNECT 500 DMAX = 20 MM LENGTH (M) = + 0 + 20 + 0 + 0 | 548 | TEM | 1 | MC | 13.977 | 1
6FX50025CQ151BA0 | POWER CABLE EXTENSION 4X2.5 C SPEED CONNECT CONNECTOR GR. 1 MOTION CONNECT 500 UL/CSA, DESINA DMAX = 10 MM, TYPE: 6FX5002-5CQ15 LENGTH (M) = 0 + 10 + 0 + 0 | 289 | TEM | 1 | MC | 2.17 | 1
6FX50025CQ281AG0 | POWER CABLE EXTENSION 4X1.5 C SPEED CONNECT SIZE 1.5 MOTION CONNECT 500 UL/CSA, DESINA DMAX = 15.5 MM, TYPE: 6FX5002-5CQ28 LENGTH (M) = 0 + 0 + 6 + 0 | 372 | TEM | 1 | MC | 1.335 | 1
6FX50025CQ281BA0 | POWER CABLE EXTENSION 4X1.5 C SPEED CONNECT SIZE 1.5 MOTION CONNECT 500 UL/CSA, DESINA DMAX = 15.5 MM, TYPE: 6FX5002-5CQ28 LENGTH (M) = 0 + 10 + 0 + 0 | 389 | TEM | 1 | MC | 1.819 | 1
6FX50025CQ381BA0 | POWER CABLE EXTENSION 4X2.5 C, SPEED CONNECT SIZE 1.5 MOTION CONNECT 500 UL/CSA, DESINA DMAX = 10 MM, TYPE: 6FX5002-5CQ38 LENGTH (M) = 0 + 10 + 0 + 0 | 420 | TEM | 1 | MC | 2.69 | 1
6FX50025CQ481BA0 | POWER CABLE EXTENSION 4X4 C, SPEED CONNECT SIZE 1.5 MOTION CONNECT 500 UL/CSA, DESINA DMAX = 11.4 MM, TYPE: 6FX5002-5CQ48 LENGTH (M) = 0 + 10 + 0 + 0 | 430 | TEM | 1 | MC | 3.3 | 1
6FX50025CQ581BA0 | POWER CABLE EXTENSION 4X6 C, SPEED CONNECT SIZE 1.5 MOTION CONNECT 500 UL/CSA, DESINA DMAX = 16.6 MM TYPE: 6FX5002-5CQ58 LENGTH (M) = 0 + 10 + 0 + 0 | 462 | TEM | 1 | MC | 4.313 | 1
6FX50025CQ681BA0 | POWER CABLE EXTENSION 4X10 C, SPEED CONNECT SIZE 1.5 MOTION CONNECT 500 UL/CSA, DESINA DMAX = 20 MM TYPE: 6FX5002-5CQ68 LENGTH (M) = 0 + 10 + 0 + 0 | 482 | TEM | 1 | MC | 6.88 | 1
6FX50025CR721BA0 | POWER CABLE, PREASSEMBLED TYPE: 6FX5002-5CR72 4X35 C, SCREW GLAND M40 FOR SINAMICS S120 POWER MODULE MOTION-CONNECT 500 UL/CSA DESINA DMAX=31.5 MM MM, LENGTH (M) = 0 + 10 + 0 + 0 | 796 | TEM | 1 | MC | 22.9 | 1
6FX50025CR731BA0 | POWER CABLE, PREASSEMBLED TYPE: 6FX5002-5CR73 4X35 C, SCREW GLAND M50 FOR SINAMICS S120 POWER MODULE MOTION-CONNECT 500 UL/CSA DESINA DMAX=31.5 MM MM, LENGTH (M) = 0 + 10 + 0 + 0 | 796 | TEM | 1 | MC | 23.05 | 1
6FX50025CR731BE0 | POWER CABLE, PREASSEMBLED TYPE: 6FX5002-5CR73 4X35 C, SCREW GLAND M50 FOR SINAMICS S120 POWER MODULE MOTION-CONNECT 500 UL/CSA DESINA DMAX=31.5 MM MM, LENGTH (M) = 0 + 10 + 4 + 0 | 971 | TEM | 1 | MC | 30.766 | 1
6FX50025CR831BA0 | POWER CABLE, PREASSEMBLED TYPE: 6FX5002-5CR83 4X50 C, SCREW GLAND M50 FOR SINAMICS S120 POWER MODULE MOTION-CONNECT 500 UL/CSA DESINA DMAX=38 MM MM, LENGTH (M) = 0 + 10 + 0 + 0 | 1019 | TEM | 1 | MC | 32.61 | 1
6FX50025CS011AA0 | POWER CABLE, PREASSEMBLED TYPE: 6FX5002-5CS01 (1FT/1FK/1PH TO SINAMICS) 4X1.5 C, CONNECTOR SIZE 1/1.5 MM2 UL/CSA DESINA, MOTION-CONNECT 500 DMAX = 8.4 MM, LENGTH (M) = 0 + 0 + 0 + 0 | 233 | TEM | 1 | MC | 0.296 | 1
6FX50025CS011AA6 | POWER CABLE, PREASSEMBLED TYPE: 6FX5002-5CS01 (1FT/1FK/1PH TO SINAMICS) 4X1.5 C, CONNECTOR SIZE 1/1.5 MM2 UL/CSA DESINA, MOTION-CONNECT 500 DMAX = 8.4 MM, LENGTH (M) = 0 + 0 + 0 + 0,6 | 238 | TEM | 1 | MC | 0.369 | 1
6FX50025CS011AB0 | POWER CABLE, PREASSEMBLED TYPE: 6FX5002-5CS01 (1FT/1FK/1PH TO SINAMICS) 4X1.5 C, CONNECTOR SIZE 1/1.5 MM2 UL/CSA DESINA, MOTION-CONNECT 500 DMAX = 8.4 MM, LENGTH (M) = 0 + 0 + 1 + 0 | 238 | TEM | 1 | MC | 0.417 | 1
6FX50025CS011AB5 | POWER CABLE, PREASSEMBLED TYPE: 6FX5002-5CS01 (1FT/1FK/1PH TO SINAMICS) 4X1.5 C, CONNECTOR SIZE 1/1.5 MM2 UL/CSA DESINA, MOTION-CONNECT 500 DMAX = 8.4 MM, LENGTH (M) = 0 + 0 + 1 + 0,5 | 243 | TEM | 1 | MC | 0.478 | 1
6FX50025CS011AC0 | POWER CABLE, PREASSEMBLED TYPE: 6FX5002-5CS01 (1FT/1FK/1PH TO SINAMICS) 4X1.5 C, CONNECTOR SIZE 1/1.5 MM2 UL/CSA DESINA, MOTION-CONNECT 500 DMAX = 8.4 MM, LENGTH (M) = 0 + 0 + 2 + 0 | 243 | TEM | 1 | MC | 0.538 | 1
6FX50025CS011AD0 | POWER CABLE, PREASSEMBLED TYPE: 6FX5002-5CS01 (1FT/1FK/1PH TO SINAMICS) 4X1.5 C, CONNECTOR SIZE 1/1.5 MM2 UL/CSA DESINA, MOTION-CONNECT 500 DMAX = 8.4 MM, LENGTH (M) = 0 + 0 + 3 + 0 | 247 | TEM | 1 | MC | 0.659 | 1
6FX50025CS011AD4 | POWER CABLE, PREASSEMBLED TYPE: 6FX5002-5CS01 (1FT/1FK/1PH TO SINAMICS) 4X1.5 C, CONNECTOR SIZE 1/1.5 MM2 UL/CSA DESINA, MOTION-CONNECT 500 DMAX = 8.4 MM, LENGTH (M) = 0 + 0 + 3 + 0,4 | 252 | TEM | 1 | MC | 0.707 | 1
6FX50025CS011AD5 | POWER CABLE, PREASSEMBLED TYPE: 6FX5002-5CS01 (1FT/1FK/1PH TO SINAMICS) 4X1.5 C, CONNECTOR SIZE 1/1.5 MM2 UL/CSA DESINA, MOTION-CONNECT 500 DMAX = 8.4 MM, LENGTH (M) = 0 + 0 + 3 + 0,5 | 252 | TEM | 1 | MC | 0.72 | 1
6FX50025CS011AE0 | POWER CABLE, PREASSEMBLED TYPE: 6FX5002-5CS01 (1FT/1FK/1PH TO SINAMICS) 4X1.5 C, CONNECTOR SIZE 1/1.5 MM2 UL/CSA DESINA, MOTION-CONNECT 500 DMAX = 8.4 MM, LENGTH (M) = 0 + 0 + 4 + 0 | 252 | TEM | 1 | MC | 0.78 | 1
6FX50025CS011AE4 | POWER CABLE, PREASSEMBLED TYPE: 6FX5002-5CS01 (1FT/1FK/1PH TO SINAMICS) 4X1.5 C, CONNECTOR SIZE 1/1.5 MM2 UL/CSA DESINA, MOTION-CONNECT 500 DMAX = 8.4 MM, LENGTH (M) = 0 + 0 + 4 + 0,4 | 257 | TEM | 1 | MC | 0.828 | 1
6FX50025CS011AE5 | POWER CABLE, PREASSEMBLED TYPE: 6FX5002-5CS01 (1FT/1FK/1PH TO SINAMICS) 4X1.5 C, CONNECTOR SIZE 1/1.5 MM2 UL/CSA DESINA, MOTION-CONNECT 500 DMAX = 8.4 MM, LENGTH (M) = 0 + 0 + 4 + 0,5 | 257 | TEM | 1 | MC | 0.841 | 1
6FX50025CS011AF0 | POWER CABLE, PREASSEMBLED TYPE: 6FX5002-5CS01 (1FT/1FK/1PH TO SINAMICS) 4X1.5 C, CONNECTOR SIZE 1/1.5 MM2 UL/CSA DESINA, MOTION-CONNECT 500 DMAX = 8.4 MM, LENGTH (M) = 0 + 0 + 5 + 0 | 257 | TEM | 1 | MC | 0.901 | 1
6FX50025CS011AF5 | POWER CABLE, PREASSEMBLED TYPE: 6FX5002-5CS01 (1FT/1FK/1PH TO SINAMICS) 4X1.5 C, CONNECTOR SIZE 1/1.5 MM2 UL/CSA DESINA, MOTION-CONNECT 500 DMAX = 8.4 MM, LENGTH (M) = 0 + 0 + 5 + 0,5 | 261 | TEM | 1 | MC | 0.962 | 1
6FX50025CS011AG0 | POWER CABLE, PREASSEMBLED TYPE: 6FX5002-5CS01 (1FT/1FK/1PH TO SINAMICS) 4X1.5 C, CONNECTOR SIZE 1/1.5 MM2 UL/CSA DESINA, MOTION-CONNECT 500 DMAX = 8.4 MM, LENGTH (M) = 0 + 0 + 6 + 0 | 261 | TEM | 1 | MC | 1.022 | 1
6FX50025CS011AG5 | POWER CABLE, PREASSEMBLED TYPE: 6FX5002-5CS01 (1FT/1FK/1PH TO SINAMICS) 4X1.5 C, CONNECTOR SIZE 1/1.5 MM2 UL/CSA DESINA, MOTION-CONNECT 500 DMAX = 8.4 MM, LENGTH (M) = 0 + 0 + 6 + 0,5 | 266 | TEM | 1 | MC | 1.083 | 1
6FX50025CS011AH0 | POWER CABLE, PREASSEMBLED TYPE: 6FX5002-5CS01 (1FT/1FK/1PH TO SINAMICS) 4X1.5 C, CONNECTOR SIZE 1/1.5 MM2 UL/CSA DESINA, MOTION-CONNECT 500 DMAX = 8.4 MM, LENGTH (M) = 0 + 0 + 7 + 0 | 266 | TEM | 1 | MC | 1.143 | 1
6FX50025CS011AJ0 | POWER CABLE, PREASSEMBLED TYPE: 6FX5002-5CS01 (1FT/1FK/1PH TO SINAMICS) 4X1.5 C, CONNECTOR SIZE 1/1.5 MM2 UL/CSA DESINA, MOTION-CONNECT 500 DMAX = 8.4 MM, LENGTH (M) = 0 + 0 + 8 + 0 | 270 | TEM | 1 | MC | 1.264 | 1
6FX50025CS011AJ5 | POWER CABLE, PREASSEMBLED TYPE: 6FX5002-5CS01 (1FT/1FK/1PH TO SINAMICS) 4X1.5 C, CONNECTOR SIZE 1/1.5 MM2 UL/CSA DESINA, MOTION-CONNECT 500 DMAX = 8.4 MM, LENGTH (M) = 0 + 0 + 8 + 0,5 | 275 | TEM | 1 | MC | 1.325 | 1
6FX50025CS011AK0 | POWER CABLE, PREASSEMBLED TYPE: 6FX5002-5CS01 (1FT/1FK/1PH TO SINAMICS) 4X1.5 C, CONNECTOR SIZE 1/1.5 MM2 UL/CSA DESINA, MOTION-CONNECT 500 DMAX = 8.4 MM, LENGTH (M) = 0 + 0 + 9 + 0 | 275 | TEM | 1 | MC | 1.385 | 1
6FX50025CS011AK2 | POWER CABLE, PREASSEMBLED TYPE: 6FX5002-5CS01 (1FT/1FK/1PH TO SINAMICS) 4X1.5 C, CONNECTOR SIZE 1/1.5 MM2 UL/CSA DESINA, MOTION-CONNECT 500 DMAX = 8.4 MM, LENGTH (M) = 0 + 0 + 9 + 0,2 | 280 | TEM | 1 | MC | 1.409 | 1
6FX50025CS011BA0 | POWER CABLE, PREASSEMBLED TYPE: 6FX5002-5CS01 (1FT/1FK/1PH TO SINAMICS) 4X1.5 C, CONNECTOR SIZE 1/1.5 MM2 UL/CSA DESINA, MOTION-CONNECT 500 DMAX = 8.4 MM, LENGTH (M) = 0 + 10 + 0 + 0 | 280 | TEM | 1 | MC | 1.506 | 1
6FX50025CS011BB0 | POWER CABLE, PREASSEMBLED TYPE: 6FX5002-5CS01 (1FT/1FK/1PH TO SINAMICS) 4X1.5 C, CONNECTOR SIZE 1/1.5 MM2 UL/CSA DESINA, MOTION-CONNECT 500 DMAX = 8.4 MM, LENGTH (M) = 0 + 10 + 1 + 0 | 285 | TEM | 1 | MC | 1.627 | 1
6FX50025CS011BC0 | POWER CABLE, PREASSEMBLED TYPE: 6FX5002-5CS01 (1FT/1FK/1PH TO SINAMICS) 4X1.5 C, CONNECTOR SIZE 1/1.5 MM2 UL/CSA DESINA, MOTION-CONNECT 500 DMAX = 8.4 MM, LENGTH (M) = 0 + 10 + 2 + 0 | 289 | TEM | 1 | MC | 1.748 | 1
6FX50025CS011BD0 | POWER CABLE, PREASSEMBLED TYPE: 6FX5002-5CS01 (1FT/1FK/1PH TO SINAMICS) 4X1.5 C, CONNECTOR SIZE 1/1.5 MM2 UL/CSA DESINA, MOTION-CONNECT 500 DMAX = 8.4 MM, LENGTH (M) = 0 + 10 + 3 + 0 | 294 | TEM | 1 | MC | 1.869 | 1
6FX50025CS011BD5 | POWER CABLE, PREASSEMBLED TYPE: 6FX5002-5CS01 (1FT/1FK/1PH TO SINAMICS) 4X1.5 C, CONNECTOR SIZE 1/1.5 MM2 UL/CSA DESINA, MOTION-CONNECT 500 DMAX = 8.4 MM, LENGTH (M) = 0 + 10 + 3 + 0,5 | 298 | TEM | 1 | MC | 1.93 | 1
6FX50025CS011BE0 | POWER CABLE, PREASSEMBLED TYPE: 6FX5002-5CS01 (1FT/1FK/1PH TO SINAMICS) 4X1.5 C, CONNECTOR SIZE 1/1.5 MM2 UL/CSA DESINA, MOTION-CONNECT 500 DMAX = 8.4 MM, LENGTH (M) = 0 + 10 + 4 + 0 | 298 | TEM | 1 | MC | 1.99 | 1
6FX50025CS011BF0 | POWER CABLE, PREASSEMBLED TYPE: 6FX5002-5CS01 (1FT/1FK/1PH TO SINAMICS) 4X1.5 C, CONNECTOR SIZE 1/1.5 MM2 UL/CSA DESINA, MOTION-CONNECT 500 DMAX = 8.4 MM, LENGTH (M) = 0 + 10 + 5 + 0 | 303 | TEM | 1 | MC | 2.111 | 1
6FX50025CS011BG0 | POWER CABLE, PREASSEMBLED TYPE: 6FX5002-5CS01 (1FT/1FK/1PH TO SINAMICS) 4X1.5 C, CONNECTOR SIZE 1/1.5 MM2 UL/CSA DESINA, MOTION-CONNECT 500 DMAX = 8.4 MM, LENGTH (M) = 0 + 10 + 6 + 0 | 308 | TEM | 1 | MC | 2.232 | 1
6FX50025CS011BH0 | POWER CABLE, PREASSEMBLED TYPE: 6FX5002-5CS01 (1FT/1FK/1PH TO SINAMICS) 4X1.5 C, CONNECTOR SIZE 1/1.5 MM2 UL/CSA DESINA, MOTION-CONNECT 500 DMAX = 8.4 MM, LENGTH (M) = 0 + 10 + 7 + 0 | 312 | TEM | 1 | MC | 2.353 | 1
6FX50025CS011BJ0 | POWER CABLE, PREASSEMBLED TYPE: 6FX5002-5CS01 (1FT/1FK/1PH TO SINAMICS) 4X1.5 C, CONNECTOR SIZE 1/1.5 MM2 UL/CSA DESINA, MOTION-CONNECT 500 DMAX = 8.4 MM, LENGTH (M) = 0 + 10 + 8 + 0 | 317 | TEM | 1 | MC | 2.474 | 1
6FX50025CS011BK0 | POWER CABLE, PREASSEMBLED TYPE: 6FX5002-5CS01 (1FT/1FK/1PH TO SINAMICS) 4X1.5 C, CONNECTOR SIZE 1/1.5 MM2 UL/CSA DESINA, MOTION-CONNECT 500 DMAX = 8.4 MM, LENGTH (M) = 0 + 10 + 9 + 0 | 322 | TEM | 1 | MC | 2.595 | 1
6FX50025CS011CA0 | POWER CABLE, PREASSEMBLED TYPE: 6FX5002-5CS01 (1FT/1FK/1PH TO SINAMICS) 4X1.5 C, CONNECTOR SIZE 1/1.5 MM2 UL/CSA DESINA, MOTION-CONNECT 500 DMAX = 8.4 MM, LENGTH (M) = 0 + 20 + 0 + 0 | 326 | TEM | 1 | MC | 2.716 | 1
6FX50025CS011CB0 | POWER CABLE, PREASSEMBLED TYPE: 6FX5002-5CS01 (1FT/1FK/1PH TO SINAMICS) 4X1.5 C, CONNECTOR SIZE 1/1.5 MM2 UL/CSA DESINA, MOTION-CONNECT 500 DMAX = 8.4 MM, LENGTH (M) = 0 + 20 + 1 + 0 | 331 | TEM | 1 | MC | 2.837 | 1
6FX50025CS011CC0 | POWER CABLE, PREASSEMBLED TYPE: 6FX5002-5CS01 (1FT/1FK/1PH TO SINAMICS) 4X1.5 C, CONNECTOR SIZE 1/1.5 MM2 UL/CSA DESINA, MOTION-CONNECT 500 DMAX = 8.4 MM, LENGTH (M) = 0 + 20 + 2 + 0 | 336 | TEM | 1 | MC | 2.958 | 1
6FX50025CS011CC5 | POWER CABLE, PREASSEMBLED TYPE: 6FX5002-5CS01 (1FT/1FK/1PH TO SINAMICS) 4X1.5 C, CONNECTOR SIZE 1/1.5 MM2 UL/CSA DESINA, MOTION-CONNECT 500 DMAX = 8.4 MM, LENGTH (M) = 0 + 20 + 2 + 0,5 | 340 | TEM | 1 | MC | 3.019 | 1
6FX50025CS011CD0 | POWER CABLE, PREASSEMBLED TYPE: 6FX5002-5CS01 (1FT/1FK/1PH TO SINAMICS) 4X1.5 C, CONNECTOR SIZE 1/1.5 MM2 UL/CSA DESINA, MOTION-CONNECT 500 DMAX = 8.4 MM, LENGTH (M) = 0 + 20 + 3 + 0 | 340 | TEM | 1 | MC | 3.079 | 1
6FX50025CS011CE0 | POWER CABLE, PREASSEMBLED TYPE: 6FX5002-5CS01 (1FT/1FK/1PH TO SINAMICS) 4X1.5 C, CONNECTOR SIZE 1/1.5 MM2 UL/CSA DESINA, MOTION-CONNECT 500 DMAX = 8.4 MM, LENGTH (M) = 0 + 20 + 4 + 0 | 345 | TEM | 1 | MC | 3.2 | 1
6FX50025CS011CF0 | POWER CABLE, PREASSEMBLED TYPE: 6FX5002-5CS01 (1FT/1FK/1PH TO SINAMICS) 4X1.5 C, CONNECTOR SIZE 1/1.5 MM2 UL/CSA DESINA, MOTION-CONNECT 500 DMAX = 8.4 MM, LENGTH (M) = 0 + 20 + 5 + 0 | 350 | TEM | 1 | MC | 3.321 | 1
6FX50025CS011CH0 | POWER CABLE, PREASSEMBLED TYPE: 6FX5002-5CS01 (1FT/1FK/1PH TO SINAMICS) 4X1.5 C, CONNECTOR SIZE 1/1.5 MM2 UL/CSA DESINA, MOTION-CONNECT 500 DMAX = 8.4 MM, LENGTH (M) = 0 + 20 + 7 + 0 | 359 | TEM | 1 | MC | 3.563 | 1
6FX50025CS011CJ0 | POWER CABLE, PREASSEMBLED TYPE: 6FX5002-5CS01 (1FT/1FK/1PH TO SINAMICS) 4X1.5 C, CONNECTOR SIZE 1/1.5 MM2 UL/CSA DESINA, MOTION-CONNECT 500 DMAX = 8.4 MM, LENGTH (M) = 0 + 20 + 8 + 0 | 364 | TEM | 1 | MC | 3.684 | 1
6FX50025CS011DA0 | POWER CABLE, PREASSEMBLED TYPE: 6FX5002-5CS01 (1FT/1FK/1PH TO SINAMICS) 4X1.5 C, CONNECTOR SIZE 1/1.5 MM2 UL/CSA DESINA, MOTION-CONNECT 500 DMAX = 8.4 MM, LENGTH (M) = 0 + 30 + 0 + 0 | 373 | TEM | 1 | MC | 3.926 | 1
6FX50025CS011DA5 | POWER CABLE, PREASSEMBLED TYPE: 6FX5002-5CS01 (1FT/1FK/1PH TO SINAMICS) 4X1.5 C, CONNECTOR SIZE 1/1.5 MM2 UL/CSA DESINA, MOTION-CONNECT 500 DMAX = 8.4 MM, LENGTH (M) = 0 + 30 + 0 + 0,5 | 378 | TEM | 1 | MC | 3.987 | 1
6FX50025CS011DC0 | POWER CABLE, PREASSEMBLED TYPE: 6FX5002-5CS01 (1FT/1FK/1PH TO SINAMICS) 4X1.5 C, CONNECTOR SIZE 1/1.5 MM2 UL/CSA DESINA, MOTION-CONNECT 500 DMAX = 8.4 MM, LENGTH (M) = 0 + 30 + 2 + 0 | 382 | TEM | 1 | MC | 4.168 | 1
6FX50025CS011DE0 | POWER CABLE, PREASSEMBLED TYPE: 6FX5002-5CS01 (1FT/1FK/1PH TO SINAMICS) 4X1.5 C, CONNECTOR SIZE 1/1.5 MM2 UL/CSA DESINA, MOTION-CONNECT 500 DMAX = 8.4 MM, LENGTH (M) = 0 + 30 + 4 + 0 | 392 | TEM | 1 | MC | 4.41 | 1
6FX50025CS011DF0 | POWER CABLE, PREASSEMBLED TYPE: 6FX5002-5CS01 (1FT/1FK/1PH TO SINAMICS) 4X1.5 C, CONNECTOR SIZE 1/1.5 MM2 UL/CSA DESINA, MOTION-CONNECT 500 DMAX = 8.4 MM, LENGTH (M) = 0 + 30 + 5 + 0 | 396 | TEM | 1 | MC | 4.531 | 1
6FX50025CS011DG0 | POWER CABLE, PREASSEMBLED TYPE: 6FX5002-5CS01 (1FT/1FK/1PH TO SINAMICS) 4X1.5 C, CONNECTOR SIZE 1/1.5 MM2 UL/CSA DESINA, MOTION-CONNECT 500 DMAX = 8.4 MM, LENGTH (M) = 0 + 30 + 6 + 0 | 401 | TEM | 1 | MC | 4.652 | 1
6FX50025CS011DJ0 | POWER CABLE, PREASSEMBLED TYPE: 6FX5002-5CS01 (1FT/1FK/1PH TO SINAMICS) 4X1.5 C, CONNECTOR SIZE 1/1.5 MM2 UL/CSA DESINA, MOTION-CONNECT 500 DMAX = 8.4 MM, LENGTH (M) = 0 + 30 + 8 + 0 | 410 | TEM | 1 | MC | 4.894 | 1
6FX50025CS011EA0 | POWER CABLE, PREASSEMBLED TYPE: 6FX5002-5CS01 (1FT/1FK/1PH TO SINAMICS) 4X1.5 C, CONNECTOR SIZE 1/1.5 MM2 UL/CSA DESINA, MOTION-CONNECT 500 DMAX = 8.4 MM, LENGTH (M) = 0 + 40 + 0 + 0 | 420 | TEM | 1 | MC | 5.136 | 1
6FX50025CS011ED0 | POWER CABLE, PREASSEMBLED TYPE: 6FX5002-5CS01 (1FT/1FK/1PH TO SINAMICS) 4X1.5 C, CONNECTOR SIZE 1/1.5 MM2 UL/CSA DESINA, MOTION-CONNECT 500 DMAX = 8.4 MM, LENGTH (M) = 0 + 40 + 3 + 0 | 434 | TEM | 1 | MC | 5.499 | 1
6FX50025CS011EE0 | POWER CABLE, PREASSEMBLED TYPE: 6FX5002-5CS01 (1FT/1FK/1PH TO SINAMICS) 4X1.5 C, CONNECTOR SIZE 1/1.5 MM2 UL/CSA DESINA, MOTION-CONNECT 500 DMAX = 8.4 MM, LENGTH (M) = 0 + 40 + 4 + 0 | 438 | TEM | 1 | MC | 5.62 | 1
6FX50025CS011EF0 | POWER CABLE, PREASSEMBLED TYPE: 6FX5002-5CS01 (1FT/1FK/1PH TO SINAMICS) 4X1.5 C, CONNECTOR SIZE 1/1.5 MM2 UL/CSA DESINA, MOTION-CONNECT 500 DMAX = 8.4 MM, LENGTH (M) = 0 + 40 + 5 + 0 | 443 | TEM | 1 | MC | 5.741 | 1
6FX50025CS011EG0 | POWER CABLE, PREASSEMBLED TYPE: 6FX5002-5CS01 (1FT/1FK/1PH TO SINAMICS) 4X1.5 C, CONNECTOR SIZE 1/1.5 MM2 UL/CSA DESINA, MOTION-CONNECT 500 DMAX = 8.4 MM, LENGTH (M) = 0 + 40 + 6 + 0 | 447 | TEM | 1 | MC | 5.862 | 1
6FX50025CS011FA0 | POWER CABLE, PREASSEMBLED TYPE: 6FX5002-5CS01 (1FT/1FK/1PH TO SINAMICS) 4X1.5 C, CONNECTOR SIZE 1/1.5 MM2 UL/CSA DESINA, MOTION-CONNECT 500 DMAX = 8.4 MM, LENGTH (M) = 0 + 50 + 0 + 0 | 466 | TEM | 1 | MC | 6.346 | 1
6FX50025CS011FF0 | POWER CABLE, PREASSEMBLED TYPE: 6FX5002-5CS01 (1FT/1FK/1PH TO SINAMICS) 4X1.5 C, CONNECTOR SIZE 1/1.5 MM2 UL/CSA DESINA, MOTION-CONNECT 500 DMAX = 8.4 MM, LENGTH (M) = 0 + 50 + 5 + 0 | 489 | TEM | 1 | MC | 6.951 | 1
6FX50025CS011FH0 | POWER CABLE, PREASSEMBLED TYPE: 6FX5002-5CS01 (1FT/1FK/1PH TO SINAMICS) 4X1.5 C, CONNECTOR SIZE 1/1.5 MM2 UL/CSA DESINA, MOTION-CONNECT 500 DMAX = 8.4 MM, LENGTH (M) = 0 + 50 + 7 + 0 | 499 | TEM | 1 | MC | 7.193 | 1
6FX50025CS011GA0 | POWER CABLE, PREASSEMBLED TYPE: 6FX5002-5CS01 (1FT/1FK/1PH TO SINAMICS) 4X1.5 C, CONNECTOR SIZE 1/1.5 MM2 UL/CSA DESINA, MOTION-CONNECT 500 DMAX = 8.4 MM, LENGTH (M) = 0 + 60 + 0 + 0 | 513 | TEM | 1 | MC | 7.556 | 1
6FX50025CS011GB0 | POWER CABLE, PREASSEMBLED TYPE: 6FX5002-5CS01 (1FT/1FK/1PH TO SINAMICS) 4X1.5 C, CONNECTOR SIZE 1/1.5 MM2 UL/CSA DESINA, MOTION-CONNECT 500 DMAX = 8.4 MM, LENGTH (M) = 0 + 60 + 1 + 0 | 518 | TEM | 1 | MC | 7.677 | 1
6FX50025CS011GC0 | POWER CABLE, PREASSEMBLED TYPE: 6FX5002-5CS01 (1FT/1FK/1PH TO SINAMICS) 4X1.5 C, CONNECTOR SIZE 1/1.5 MM2 UL/CSA DESINA, MOTION-CONNECT 500 DMAX = 8.4 MM, LENGTH (M) = 0 + 60 + 2 + 0 | 522 | TEM | 1 | MC | 7.798 | 1
6FX50025CS011GF0 | POWER CABLE, PREASSEMBLED TYPE: 6FX5002-5CS01 (1FT/1FK/1PH TO SINAMICS) 4X1.5 C, CONNECTOR SIZE 1/1.5 MM2 UL/CSA DESINA, MOTION-CONNECT 500 DMAX = 8.4 MM, LENGTH (M) = 0 + 60 + 5 + 0 | 536 | TEM | 1 | MC | 8.161 | 1
6FX50025CS011GH0 | POWER CABLE, PREASSEMBLED TYPE: 6FX5002-5CS01 (1FT/1FK/1PH TO SINAMICS) 4X1.5 C, CONNECTOR SIZE 1/1.5 MM2 UL/CSA DESINA, MOTION-CONNECT 500 DMAX = 8.4 MM, LENGTH (M) = 0 + 60 + 7 + 0 | 546 | TEM | 1 | MC | 8.403 | 1
6FX50025CS011HA0 | POWER CABLE, PREASSEMBLED TYPE: 6FX5002-5CS01 (1FT/1FK/1PH TO SINAMICS) 4X1.5 C, CONNECTOR SIZE 1/1.5 MM2 UL/CSA DESINA, MOTION-CONNECT 500 DMAX = 8.4 MM, LENGTH (M) = 0 + 70 + 0 + 0 | 560 | TEM | 1 | MC | 8.766 | 1
6FX50025CS011HF0 | POWER CABLE, PREASSEMBLED TYPE: 6FX5002-5CS01 (1FT/1FK/1PH TO SINAMICS) 4X1.5 C, CONNECTOR SIZE 1/1.5 MM2 UL/CSA DESINA, MOTION-CONNECT 500 DMAX = 8.4 MM, LENGTH (M) = 0 + 70 + 5 + 0 | 583 | TEM | 1 | MC | 9.371 | 1
6FX50025CS011JA0 | POWER CABLE, PREASSEMBLED TYPE: 6FX5002-5CS01 (1FT/1FK/1PH TO SINAMICS) 4X1.5 C, CONNECTOR SIZE 1/1.5 MM2 UL/CSA DESINA, MOTION-CONNECT 500 DMAX = 8.4 MM, LENGTH (M) = 0 + 80 + 0 + 0 | 605 | TEM | 1 | MC | 9.976 | 1
6FX50025CS011JF0 | POWER CABLE, PREASSEMBLED TYPE: 6FX5002-5CS01 (1FT/1FK/1PH TO SINAMICS) 4X1.5 C, CONNECTOR SIZE 1/1.5 MM2 UL/CSA DESINA, MOTION-CONNECT 500 DMAX = 8.4 MM, LENGTH (M) = 0 + 80 + 5 + 0 | 628 | TEM | 1 | MC | 10.581 | 1
6FX50025CS011KA0 | POWER CABLE, PREASSEMBLED TYPE: 6FX5002-5CS01 (1FT/1FK/1PH TO SINAMICS) 4X1.5 C, CONNECTOR SIZE 1/1.5 MM2 UL/CSA DESINA, MOTION-CONNECT 500 DMAX = 8.4 MM, LENGTH (M) = 0 + 90 + 0 + 0 | 652 | TEM | 1 | MC | 11.186 | 1
6FX50025CS011KF0 | POWER CABLE, PREASSEMBLED TYPE: 6FX5002-5CS01 (1FT/1FK/1PH TO SINAMICS) 4X1.5 C, CONNECTOR SIZE 1/1.5 MM2 UL/CSA DESINA, MOTION-CONNECT 500 DMAX = 8.4 MM, LENGTH (M) = 0 + 90 + 5 + 0 | 675 | TEM | 1 | MC | 11.791 | 1
6FX50025CS012AA0 | POWER CABLE, PREASSEMBLED TYPE: 6FX5002-5CS01 (1FT/1FK/1PH TO SINAMICS) 4X1.5 C, CONNECTOR SIZE 1/1.5 MM2 UL/CSA DESINA, MOTION-CONNECT 500 DMAX = 8.4 MM, LENGTH (M) = 100 + 0 + 0 + 0 | 699 | TEM | 1 | MC | 12.396 | 1
6FX50025CS012DA0 | POWER CABLE, PREASSEMBLED TYPE: 6FX5002-5CS01 (1FT/1FK/1PH TO SINAMICS) 4X1.5 C, CONNECTOR SIZE 1/1.5 MM2 UL/CSA DESINA, MOTION-CONNECT 500 DMAX = 8.4 MM, LENGTH (M) = 100 + 30 + 0 + 0 | 839 | TEM | 1 | MC | 16.026 | 1
6FX50025CS021AB5 | POWER CABLE, PREASSEMBLED TYPE: 6FX5002-5CS02 (1FT/1FK/1PH TO SINAMICS) 4X1.5 C, CONNECTOR OPEN/1.5 MM2 UL/CSA DESINA, MOTION-CONNECT 500 DMAX = 11.5 MM, LENGTH (M) = 0 + 0 + 1 + 0,5 | 187 | TEM | 1 | MC | 0.364 | 1
6FX50025CS021AC0 | POWER CABLE, PREASSEMBLED TYPE: 6FX5002-5CS02 (1FT/1FK/1PH TO SINAMICS) 4X1.5 C, CONNECTOR OPEN/1.5 MM2 UL/CSA DESINA, MOTION-CONNECT 500 DMAX = 11.5 MM, LENGTH (M) = 0 + 0 + 2 + 0 | 187 | TEM | 1 | MC | 0.424 | 1
6FX50025CS021AD0 | POWER CABLE, PREASSEMBLED TYPE: 6FX5002-5CS02 (1FT/1FK/1PH TO SINAMICS) 4X1.5 C, CONNECTOR OPEN/1.5 MM2 UL/CSA DESINA, MOTION-CONNECT 500 DMAX = 11.5 MM, LENGTH (M) = 0 + 0 + 3 + 0 | 192 | TEM | 1 | MC | 0.545 | 1
6FX50025CS021AE0 | POWER CABLE, PREASSEMBLED TYPE: 6FX5002-5CS02 (1FT/1FK/1PH TO SINAMICS) 4X1.5 C, CONNECTOR OPEN/1.5 MM2 UL/CSA DESINA, MOTION-CONNECT 500 DMAX = 11.5 MM, LENGTH (M) = 0 + 0 + 4 + 0 | 196 | TEM | 1 | MC | 0.666 | 1
6FX50025CS021AF0 | POWER CABLE, PREASSEMBLED TYPE: 6FX5002-5CS02 (1FT/1FK/1PH TO SINAMICS) 4X1.5 C, CONNECTOR OPEN/1.5 MM2 UL/CSA DESINA, MOTION-CONNECT 500 DMAX = 11.5 MM, LENGTH (M) = 0 + 0 + 5 + 0 | 201 | TEM | 1 | MC | 0.787 | 1
6FX50025CS021AG0 | POWER CABLE, PREASSEMBLED TYPE: 6FX5002-5CS02 (1FT/1FK/1PH TO SINAMICS) 4X1.5 C, CONNECTOR OPEN/1.5 MM2 UL/CSA DESINA, MOTION-CONNECT 500 DMAX = 11.5 MM, LENGTH (M) = 0 + 0 + 6 + 0 | 206 | TEM | 1 | MC | 0.908 | 1
6FX50025CS021AJ0 | POWER CABLE, PREASSEMBLED TYPE: 6FX5002-5CS02 (1FT/1FK/1PH TO SINAMICS) 4X1.5 C, CONNECTOR OPEN/1.5 MM2 UL/CSA DESINA, MOTION-CONNECT 500 DMAX = 11.5 MM, LENGTH (M) = 0 + 0 + 8 + 0 | 215 | TEM | 1 | MC | 1.15 | 1
6FX50025CS021BA0 | POWER CABLE, PREASSEMBLED TYPE: 6FX5002-5CS02 (1FT/1FK/1PH TO SINAMICS) 4X1.5 C, CONNECTOR OPEN/1.5 MM2 UL/CSA DESINA, MOTION-CONNECT 500 DMAX = 11.5 MM, LENGTH (M) = 0 + 10 + 0 + 0 | 224 | TEM | 1 | MC | 1.392 | 1
6FX50025CS021BD0 | POWER CABLE, PREASSEMBLED TYPE: 6FX5002-5CS02 (1FT/1FK/1PH TO SINAMICS) 4X1.5 C, CONNECTOR OPEN/1.5 MM2 UL/CSA DESINA, MOTION-CONNECT 500 DMAX = 11.5 MM, LENGTH (M) = 0 + 10 + 3 + 0 | 238 | TEM | 1 | MC | 1.755 | 1
6FX50025CS021BF0 | POWER CABLE, PREASSEMBLED TYPE: 6FX5002-5CS02 (1FT/1FK/1PH TO SINAMICS) 4X1.5 C, CONNECTOR OPEN/1.5 MM2 UL/CSA DESINA, MOTION-CONNECT 500 DMAX = 11.5 MM, LENGTH (M) = 0 + 10 + 5 + 0 | 247 | TEM | 1 | MC | 1.997 | 1
6FX50025CS021CA0 | POWER CABLE, PREASSEMBLED TYPE: 6FX5002-5CS02 (1FT/1FK/1PH TO SINAMICS) 4X1.5 C, CONNECTOR OPEN/1.5 MM2 UL/CSA DESINA, MOTION-CONNECT 500 DMAX = 11.5 MM, LENGTH (M) = 0 + 20 + 0 + 0 | 271 | TEM | 1 | MC | 2.602 | 1
6FX50025CS021CF0 | POWER CABLE, PREASSEMBLED TYPE: 6FX5002-5CS02 (1FT/1FK/1PH TO SINAMICS) 4X1.5 C, CONNECTOR OPEN/1.5 MM2 UL/CSA DESINA, MOTION-CONNECT 500 DMAX = 11.5 MM, LENGTH (M) = 0 + 20 + 5 + 0 | 294 | TEM | 1 | MC | 3.207 | 1
6FX50025CS021DA0 | POWER CABLE, PREASSEMBLED TYPE: 6FX5002-5CS02 (1FT/1FK/1PH TO SINAMICS) 4X1.5 C, CONNECTOR OPEN/1.5 MM2 UL/CSA DESINA, MOTION-CONNECT 500 DMAX = 11.5 MM, LENGTH (M) = 0 + 30 + 0 + 0 | 317 | TEM | 1 | MC | 3.812 | 1
6FX50025CS021EA0 | POWER CABLE, PREASSEMBLED TYPE: 6FX5002-5CS02 (1FT/1FK/1PH TO SINAMICS) 4X1.5 C, CONNECTOR OPEN/1.5 MM2 UL/CSA DESINA, MOTION-CONNECT 500 DMAX = 11.5 MM, LENGTH (M) = 0 + 40 + 0 + 0 | 364 | TEM | 1 | MC | 5.022 | 1
6FX50025CS021EF0 | POWER CABLE, PREASSEMBLED TYPE: 6FX5002-5CS02 (1FT/1FK/1PH TO SINAMICS) 4X1.5 C, CONNECTOR OPEN/1.5 MM2 UL/CSA DESINA, MOTION-CONNECT 500 DMAX = 11.5 MM, LENGTH (M) = 0 + 40 + 5 + 0 | 387 | TEM | 1 | MC | 5.627 | 1
6FX50025CS021FG0 | POWER CABLE, PREASSEMBLED TYPE: 6FX5002-5CS02 (1FT/1FK/1PH TO SINAMICS) 4X1.5 C, CONNECTOR OPEN/1.5 MM2 UL/CSA DESINA, MOTION-CONNECT 500 DMAX = 11.5 MM, LENGTH (M) = 0 + 50 + 6 + 0 | 438 | TEM | 1 | MC | 6.958 | 1
6FX50025CS021GA0 | POWER CABLE, PREASSEMBLED TYPE: 6FX5002-5CS02 (1FT/1FK/1PH TO SINAMICS) 4X1.5 C, CONNECTOR OPEN/1.5 MM2 UL/CSA DESINA, MOTION-CONNECT 500 DMAX = 11.5 MM, LENGTH (M) = 0 + 60 + 0 + 0 | 457 | TEM | 1 | MC | 7.442 | 1
6FX50025CS021GF0 | POWER CABLE, PREASSEMBLED TYPE: 6FX5002-5CS02 (1FT/1FK/1PH TO SINAMICS) 4X1.5 C, CONNECTOR OPEN/1.5 MM2 UL/CSA DESINA, MOTION-CONNECT 500 DMAX = 11.5 MM, LENGTH (M) = 0 + 60 + 5 + 0 | 481 | TEM | 1 | MC | 8.047 | 1
6FX50025CS021HA0 | POWER CABLE, PREASSEMBLED TYPE: 6FX5002-5CS02 (1FT/1FK/1PH TO SINAMICS) 4X1.5 C, CONNECTOR OPEN/1.5 MM2 UL/CSA DESINA, MOTION-CONNECT 500 DMAX = 11.5 MM, LENGTH (M) = 0 + 70 + 0 + 0 | 504 | TEM | 1 | MC | 8.652 | 1
6FX50025CS021HG0 | POWER CABLE, PREASSEMBLED TYPE: 6FX5002-5CS02 (1FT/1FK/1PH TO SINAMICS) 4X1.5 C, CONNECTOR OPEN/1.5 MM2 UL/CSA DESINA, MOTION-CONNECT 500 DMAX = 11.5 MM, LENGTH (M) = 0 + 70 + 6 + 0 | 532 | TEM | 1 | MC | 9.378 | 1
6FX50025CS021JA0 | POWER CABLE, PREASSEMBLED TYPE: 6FX5002-5CS02 (1FT/1FK/1PH TO SINAMICS) 4X1.5 C, CONNECTOR OPEN/1.5 MM2 UL/CSA DESINA, MOTION-CONNECT 500 DMAX = 11.5 MM, LENGTH (M) = 0 + 80 + 0 + 0 | 549 | TEM | 1 | MC | 9.862 | 1
6FX50025CS111AD0 | POWER CABLE, PREASSEMBLED TYPE: 6FX5002-5CS11 (1FT/1FK/1PH TO SINAMICS) 4X2.5 C, CONNECTOR SIZE 1/2.5 MM2 UL/CSA DESINA, MOTION-CONNECT 500 DMAX = 12.9 MM, LENGTH (M) = 0 + 0 + 3 + 0 | 254 | TEM | 1 | MC | 0.894 | 1
6FX50025CS111AE0 | POWER CABLE, PREASSEMBLED TYPE: 6FX5002-5CS11 (1FT/1FK/1PH TO SINAMICS) 4X2.5 C, CONNECTOR SIZE 1/2.5 MM2 UL/CSA DESINA, MOTION-CONNECT 500 DMAX = 12.9 MM, LENGTH (M) = 0 + 0 + 4 + 0 | 260 | TEM | 1 | MC | 1.104 | 1
6FX50025CS111AF0 | POWER CABLE, PREASSEMBLED TYPE: 6FX5002-5CS11 (1FT/1FK/1PH TO SINAMICS) 4X2.5 C, CONNECTOR SIZE 1/2.5 MM2 UL/CSA DESINA, MOTION-CONNECT 500 DMAX = 12.9 MM, LENGTH (M) = 0 + 0 + 5 + 0 | 266 | TEM | 1 | MC | 1.314 | 1
6FX50025CS111AF5 | POWER CABLE, PREASSEMBLED TYPE: 6FX5002-5CS11 (1FT/1FK/1PH TO SINAMICS) 4X2.5 C, CONNECTOR SIZE 1/2.5 MM2 UL/CSA DESINA, MOTION-CONNECT 500 DMAX = 12.9 MM, LENGTH (M) = 0 + 0 + 5 + 0,5 | 272 | TEM | 1 | MC | 1.419 | 1
6FX50025CS111AH0 | POWER CABLE, PREASSEMBLED TYPE: 6FX5002-5CS11 (1FT/1FK/1PH TO SINAMICS) 4X2.5 C, CONNECTOR SIZE 1/2.5 MM2 UL/CSA DESINA, MOTION-CONNECT 500 DMAX = 12.9 MM, LENGTH (M) = 0 + 0 + 7 + 0 | 279 | TEM | 1 | MC | 1.734 | 1
6FX50025CS111AJ0 | POWER CABLE, PREASSEMBLED TYPE: 6FX5002-5CS11 (1FT/1FK/1PH TO SINAMICS) 4X2.5 C, CONNECTOR SIZE 1/2.5 MM2 UL/CSA DESINA, MOTION-CONNECT 500 DMAX = 12.9 MM, LENGTH (M) = 0 + 0 + 8 + 0 | 285 | TEM | 1 | MC | 1.944 | 1
6FX50025CS111BA0 | POWER CABLE, PREASSEMBLED TYPE: 6FX5002-5CS11 (1FT/1FK/1PH TO SINAMICS) 4X2.5 C, CONNECTOR SIZE 1/2.5 MM2 UL/CSA DESINA, MOTION-CONNECT 500 DMAX = 12.9 MM, LENGTH (M) = 0 + 10 + 0 + 0 | 297 | TEM | 1 | MC | 2.364 | 1
6FX50025CS111BD0 | POWER CABLE, PREASSEMBLED TYPE: 6FX5002-5CS11 (1FT/1FK/1PH TO SINAMICS) 4X2.5 C, CONNECTOR SIZE 1/2.5 MM2 UL/CSA DESINA, MOTION-CONNECT 500 DMAX = 12.9 MM, LENGTH (M) = 0 + 10 + 3 + 0 | 315 | TEM | 1 | MC | 2.994 | 1
6FX50025CS111BE0 | POWER CABLE, PREASSEMBLED TYPE: 6FX5002-5CS11 (1FT/1FK/1PH TO SINAMICS) 4X2.5 C, CONNECTOR SIZE 1/2.5 MM2 UL/CSA DESINA, MOTION-CONNECT 500 DMAX = 12.9 MM, LENGTH (M) = 0 + 10 + 4 + 0 | 322 | TEM | 1 | MC | 3.204 | 1
6FX50025CS111BF0 | POWER CABLE, PREASSEMBLED TYPE: 6FX5002-5CS11 (1FT/1FK/1PH TO SINAMICS) 4X2.5 C, CONNECTOR SIZE 1/2.5 MM2 UL/CSA DESINA, MOTION-CONNECT 500 DMAX = 12.9 MM, LENGTH (M) = 0 + 10 + 5 + 0 | 328 | TEM | 1 | MC | 3.414 | 1
6FX50025CS111BJ0 | POWER CABLE, PREASSEMBLED TYPE: 6FX5002-5CS11 (1FT/1FK/1PH TO SINAMICS) 4X2.5 C, CONNECTOR SIZE 1/2.5 MM2 UL/CSA DESINA, MOTION-CONNECT 500 DMAX = 12.9 MM, LENGTH (M) = 0 + 10 + 8 + 0 | 346 | TEM | 1 | MC | 4.044 | 1
6FX50025CS111CA0 | POWER CABLE, PREASSEMBLED TYPE: 6FX5002-5CS11 (1FT/1FK/1PH TO SINAMICS) 4X2.5 C, CONNECTOR SIZE 1/2.5 MM2 UL/CSA DESINA, MOTION-CONNECT 500 DMAX = 12.9 MM, LENGTH (M) = 0 + 20 + 0 + 0 | 359 | TEM | 1 | MC | 4.464 | 1
6FX50025CS111DA0 | POWER CABLE, PREASSEMBLED TYPE: 6FX5002-5CS11 (1FT/1FK/1PH TO SINAMICS) 4X2.5 C, CONNECTOR SIZE 1/2.5 MM2 UL/CSA DESINA, MOTION-CONNECT 500 DMAX = 12.9 MM, LENGTH (M) = 0 + 30 + 0 + 0 | 420 | TEM | 1 | MC | 6.564 | 1
6FX50025CS111DF0 | POWER CABLE, PREASSEMBLED TYPE: 6FX5002-5CS11 (1FT/1FK/1PH TO SINAMICS) 4X2.5 C, CONNECTOR SIZE 1/2.5 MM2 UL/CSA DESINA, MOTION-CONNECT 500 DMAX = 12.9 MM, LENGTH (M) = 0 + 30 + 5 + 0 | 451 | TEM | 1 | MC | 7.614 | 1
6FX50025CS111EA0 | POWER CABLE, PREASSEMBLED TYPE: 6FX5002-5CS11 (1FT/1FK/1PH TO SINAMICS) 4X2.5 C, CONNECTOR SIZE 1/2.5 MM2 UL/CSA DESINA, MOTION-CONNECT 500 DMAX = 12.9 MM, LENGTH (M) = 0 + 40 + 0 + 0 | 481 | TEM | 1 | MC | 8.664 | 1
6FX50025CS111EF0 | POWER CABLE, PREASSEMBLED TYPE: 6FX5002-5CS11 (1FT/1FK/1PH TO SINAMICS) 4X2.5 C, CONNECTOR SIZE 1/2.5 MM2 UL/CSA DESINA, MOTION-CONNECT 500 DMAX = 12.9 MM, LENGTH (M) = 0 + 40 + 5 + 0 | 512 | TEM | 1 | MC | 9.714 | 1
6FX50025CS111FA0 | POWER CABLE, PREASSEMBLED TYPE: 6FX5002-5CS11 (1FT/1FK/1PH TO SINAMICS) 4X2.5 C, CONNECTOR SIZE 1/2.5 MM2 UL/CSA DESINA, MOTION-CONNECT 500 DMAX = 12.9 MM, LENGTH (M) = 0 + 50 + 0 + 0 | 543 | TEM | 1 | MC | 10.764 | 1
6FX50025CS111GA0 | POWER CABLE, PREASSEMBLED TYPE: 6FX5002-5CS11 (1FT/1FK/1PH TO SINAMICS) 4X2.5 C, CONNECTOR SIZE 1/2.5 MM2 UL/CSA DESINA, MOTION-CONNECT 500 DMAX = 12.9 MM, LENGTH (M) = 0 + 60 + 0 + 0 | 605 | TEM | 1 | MC | 12.864 | 1
6FX50025CS111GF0 | POWER CABLE, PREASSEMBLED TYPE: 6FX5002-5CS11 (1FT/1FK/1PH TO SINAMICS) 4X2.5 C, CONNECTOR SIZE 1/2.5 MM2 UL/CSA DESINA, MOTION-CONNECT 500 DMAX = 12.9 MM, LENGTH (M) = 0 + 60 + 5 + 0 | 636 | TEM | 1 | MC | 13.914 | 1
6FX50025CS111HF0 | POWER CABLE, PREASSEMBLED TYPE: 6FX5002-5CS11 (1FT/1FK/1PH TO SINAMICS) 4X2.5 C, CONNECTOR SIZE 1/2.5 MM2 UL/CSA DESINA, MOTION-CONNECT 500 DMAX = 12.9 MM, LENGTH (M) = 0 + 70 + 5 + 0 | 698 | TEM | 1 | MC | 16.014 | 1
6FX50025CS111JA0 | POWER CABLE, PREASSEMBLED TYPE: 6FX5002-5CS11 (1FT/1FK/1PH TO SINAMICS) 4X2.5 C, CONNECTOR SIZE 1/2.5 MM2 UL/CSA DESINA, MOTION-CONNECT 500 DMAX = 12.9 MM, LENGTH (M) = 0 + 80 + 0 + 0 | 729 | TEM | 1 | MC | 17.064 | 1
6FX50025CS121AC0 | POWER CABLE, PREASSEMBLED TYPE: 6FX5002-5CS12 (1FT/1FK/1PH TO SINAMICS) 4X2.5 C, CONNECTOR OPEN/2.5 MM2 UL/CSA DESINA, MOTION-CONNECT 500 DMAX = 10 MM, LENGTH (M) = 0 + 0 + 2 + 0 | 192 | TEM | 1 | MC | 0.566 | 1
6FX50025CS121AE0 | POWER CABLE, PREASSEMBLED TYPE: 6FX5002-5CS12 (1FT/1FK/1PH TO SINAMICS) 4X2.5 C, CONNECTOR OPEN/2.5 MM2 UL/CSA DESINA, MOTION-CONNECT 500 DMAX = 10 MM, LENGTH (M) = 0 + 0 + 4 + 0 | 205 | TEM | 1 | MC | 0.986 | 1
6FX50025CS121AF0 | POWER CABLE, PREASSEMBLED TYPE: 6FX5002-5CS12 (1FT/1FK/1PH TO SINAMICS) 4X2.5 C, CONNECTOR OPEN/2.5 MM2 UL/CSA DESINA, MOTION-CONNECT 500 DMAX = 10 MM, LENGTH (M) = 0 + 0 + 5 + 0 | 211 | TEM | 1 | MC | 1.196 | 1
6FX50025CS121AH0 | POWER CABLE, PREASSEMBLED TYPE: 6FX5002-5CS12 (1FT/1FK/1PH TO SINAMICS) 4X2.5 C, CONNECTOR OPEN/2.5 MM2 UL/CSA DESINA, MOTION-CONNECT 500 DMAX = 10 MM, LENGTH (M) = 0 + 0 + 7 + 0 | 223 | TEM | 1 | MC | 1.616 | 1
6FX50025CS121AJ5 | POWER CABLE, PREASSEMBLED TYPE: 6FX5002-5CS12 (1FT/1FK/1PH TO SINAMICS) 4X2.5 C, CONNECTOR OPEN/2.5 MM2 UL/CSA DESINA, MOTION-CONNECT 500 DMAX = 10 MM, LENGTH (M) = 0 + 0 + 8 + 0,5 | 236 | TEM | 1 | MC | 1.931 | 1
6FX50025CS121AK0 | POWER CABLE, PREASSEMBLED TYPE: 6FX5002-5CS12 (1FT/1FK/1PH TO SINAMICS) 4X2.5 C, CONNECTOR OPEN/2.5 MM2 UL/CSA DESINA, MOTION-CONNECT 500 DMAX = 10 MM, LENGTH (M) = 0 + 0 + 9 + 0 | 236 | TEM | 1 | MC | 2.036 | 1
6FX50025CS121BA0 | POWER CABLE, PREASSEMBLED TYPE: 6FX5002-5CS12 (1FT/1FK/1PH TO SINAMICS) 4X2.5 C, CONNECTOR OPEN/2.5 MM2 UL/CSA DESINA, MOTION-CONNECT 500 DMAX = 10 MM, LENGTH (M) = 0 + 10 + 0 + 0 | 242 | TEM | 1 | MC | 2.246 | 1
6FX50025CS121BA5 | POWER CABLE, PREASSEMBLED TYPE: 6FX5002-5CS12 (1FT/1FK/1PH TO SINAMICS) 4X2.5 C, CONNECTOR OPEN/2.5 MM2 UL/CSA DESINA, MOTION-CONNECT 500 DMAX = 10 MM, LENGTH (M) = 0 + 10 + 0 + 0,5 | 248 | TEM | 1 | MC | 2.351 | 1
6FX50025CS121BB0 | POWER CABLE, PREASSEMBLED TYPE: 6FX5002-5CS12 (1FT/1FK/1PH TO SINAMICS) 4X2.5 C, CONNECTOR OPEN/2.5 MM2 UL/CSA DESINA, MOTION-CONNECT 500 DMAX = 10 MM, LENGTH (M) = 0 + 10 + 1 + 0 | 248 | TEM | 1 | MC | 2.456 | 1
6FX50025CS121BF0 | POWER CABLE, PREASSEMBLED TYPE: 6FX5002-5CS12 (1FT/1FK/1PH TO SINAMICS) 4X2.5 C, CONNECTOR OPEN/2.5 MM2 UL/CSA DESINA, MOTION-CONNECT 500 DMAX = 10 MM, LENGTH (M) = 0 + 10 + 5 + 0 | 272 | TEM | 1 | MC | 3.296 | 1
6FX50025CS121CA0 | POWER CABLE, PREASSEMBLED TYPE: 6FX5002-5CS12 (1FT/1FK/1PH TO SINAMICS) 4X2.5 C, CONNECTOR OPEN/2.5 MM2 UL/CSA DESINA, MOTION-CONNECT 500 DMAX = 10 MM, LENGTH (M) = 0 + 20 + 0 + 0 | 303 | TEM | 1 | MC | 4.346 | 1
6FX50025CS121CC0 | POWER CABLE, PREASSEMBLED TYPE: 6FX5002-5CS12 (1FT/1FK/1PH TO SINAMICS) 4X2.5 C, CONNECTOR OPEN/2.5 MM2 UL/CSA DESINA, MOTION-CONNECT 500 DMAX = 10 MM, LENGTH (M) = 0 + 20 + 2 + 0 | 316 | TEM | 1 | MC | 4.766 | 1
6FX50025CS121CF0 | POWER CABLE, PREASSEMBLED TYPE: 6FX5002-5CS12 (1FT/1FK/1PH TO SINAMICS) 4X2.5 C, CONNECTOR OPEN/2.5 MM2 UL/CSA DESINA, MOTION-CONNECT 500 DMAX = 10 MM, LENGTH (M) = 0 + 20 + 5 + 0 | 334 | TEM | 1 | MC | 5.396 | 1
6FX50025CS121CK0 | POWER CABLE, PREASSEMBLED TYPE: 6FX5002-5CS12 (1FT/1FK/1PH TO SINAMICS) 4X2.5 C, CONNECTOR OPEN/2.5 MM2 UL/CSA DESINA, MOTION-CONNECT 500 DMAX = 10 MM, LENGTH (M) = 0 + 20 + 9 + 0 | 359 | TEM | 1 | MC | 6.236 | 1
6FX50025CS121DA0 | POWER CABLE, PREASSEMBLED TYPE: 6FX5002-5CS12 (1FT/1FK/1PH TO SINAMICS) 4X2.5 C, CONNECTOR OPEN/2.5 MM2 UL/CSA DESINA, MOTION-CONNECT 500 DMAX = 10 MM, LENGTH (M) = 0 + 30 + 0 + 0 | 365 | TEM | 1 | MC | 6.446 | 1
6FX50025CS121DF0 | POWER CABLE, PREASSEMBLED TYPE: 6FX5002-5CS12 (1FT/1FK/1PH TO SINAMICS) 4X2.5 C, CONNECTOR OPEN/2.5 MM2 UL/CSA DESINA, MOTION-CONNECT 500 DMAX = 10 MM, LENGTH (M) = 0 + 30 + 5 + 0 | 396 | TEM | 1 | MC | 7.496 | 1
6FX50025CS121EA0 | POWER CABLE, PREASSEMBLED TYPE: 6FX5002-5CS12 (1FT/1FK/1PH TO SINAMICS) 4X2.5 C, CONNECTOR OPEN/2.5 MM2 UL/CSA DESINA, MOTION-CONNECT 500 DMAX = 10 MM, LENGTH (M) = 0 + 40 + 0 + 0 | 426 | TEM | 1 | MC | 8.546 | 1
6FX50025CS121EG0 | POWER CABLE, PREASSEMBLED TYPE: 6FX5002-5CS12 (1FT/1FK/1PH TO SINAMICS) 4X2.5 C, CONNECTOR OPEN/2.5 MM2 UL/CSA DESINA, MOTION-CONNECT 500 DMAX = 10 MM, LENGTH (M) = 0 + 40 + 6 + 0 | 463 | TEM | 1 | MC | 9.806 | 1
6FX50025CS121FA0 | POWER CABLE, PREASSEMBLED TYPE: 6FX5002-5CS12 (1FT/1FK/1PH TO SINAMICS) 4X2.5 C, CONNECTOR OPEN/2.5 MM2 UL/CSA DESINA, MOTION-CONNECT 500 DMAX = 10 MM, LENGTH (M) = 0 + 50 + 0 + 0 | 488 | TEM | 1 | MC | 10.646 | 1
6FX50025CS121FE0 | POWER CABLE, PREASSEMBLED TYPE: 6FX5002-5CS12 (1FT/1FK/1PH TO SINAMICS) 4X2.5 C, CONNECTOR OPEN/2.5 MM2 UL/CSA DESINA, MOTION-CONNECT 500 DMAX = 10 MM, LENGTH (M) = 0 + 50 + 4 + 0 | 512 | TEM | 1 | MC | 11.486 | 1
6FX50025CS121FG0 | POWER CABLE, PREASSEMBLED TYPE: 6FX5002-5CS12 (1FT/1FK/1PH TO SINAMICS) 4X2.5 C, CONNECTOR OPEN/2.5 MM2 UL/CSA DESINA, MOTION-CONNECT 500 DMAX = 10 MM, LENGTH (M) = 0 + 50 + 6 + 0 | 525 | TEM | 1 | MC | 11.906 | 1
6FX50025CS121GA0 | POWER CABLE, PREASSEMBLED TYPE: 6FX5002-5CS12 (1FT/1FK/1PH TO SINAMICS) 4X2.5 C, CONNECTOR OPEN/2.5 MM2 UL/CSA DESINA, MOTION-CONNECT 500 DMAX = 10 MM, LENGTH (M) = 0 + 60 + 0 + 0 | 550 | TEM | 1 | MC | 12.746 | 1
6FX50025CS121GF0 | POWER CABLE, PREASSEMBLED TYPE: 6FX5002-5CS12 (1FT/1FK/1PH TO SINAMICS) 4X2.5 C, CONNECTOR OPEN/2.5 MM2 UL/CSA DESINA, MOTION-CONNECT 500 DMAX = 10 MM, LENGTH (M) = 0 + 60 + 5 + 0 | 580 | TEM | 1 | MC | 13.796 | 1
6FX50025CS121HG0 | POWER CABLE, PREASSEMBLED TYPE: 6FX5002-5CS12 (1FT/1FK/1PH TO SINAMICS) 4X2.5 C, CONNECTOR OPEN/2.5 MM2 UL/CSA DESINA, MOTION-CONNECT 500 DMAX = 10 MM, LENGTH (M) = 0 + 70 + 6 + 0 | 649 | TEM | 1 | MC | 16.106 | 1
6FX50025CS121JA0 | POWER CABLE, PREASSEMBLED TYPE: 6FX5002-5CS12 (1FT/1FK/1PH TO SINAMICS) 4X2.5 C, CONNECTOR OPEN/2.5 MM2 UL/CSA DESINA, MOTION-CONNECT 500 DMAX = 10 MM, LENGTH (M) = 0 + 80 + 0 + 0 | 673 | TEM | 1 | MC | 16.946 | 1
6FX50025CS131AJ0 | POWER CABLE, PREASSEMBLED TYPE: 6FX5002-5CS13 (1FT/1FK/1PH TO SINAMICS) 4X10 C, CONNECTOR SIZE 3/10 MM2 UL/CSA DESINA, MOTION-CONNECT 500 DMAX = 20.0 MM, LENGTH (M) = 0 + 0 + 8 + 0 | 916 | TEM | 1 | MC | 6.599 | 1
6FX50025CS131AK0 | POWER CABLE, PREASSEMBLED TYPE: 6FX5002-5CS13 (1FT/1FK/1PH TO SINAMICS) 4X10 C, CONNECTOR SIZE 3/10 MM2 UL/CSA DESINA, MOTION-CONNECT 500 DMAX = 20.0 MM, LENGTH (M) = 0 + 0 + 9 + 0 | 933 | TEM | 1 | MC | 7.279 | 1
6FX50025CS131BA0 | POWER CABLE, PREASSEMBLED TYPE: 6FX5002-5CS13 (1FT/1FK/1PH TO SINAMICS) 4X10 C, CONNECTOR SIZE 3/10 MM2 UL/CSA DESINA, MOTION-CONNECT 500 DMAX = 20.0 MM, LENGTH (M) = 0 + 10 + 0 + 0 | 950 | TEM | 1 | MC | 7.959 | 1
6FX50025CS131BC0 | POWER CABLE, PREASSEMBLED TYPE: 6FX5002-5CS13 (1FT/1FK/1PH TO SINAMICS) 4X10 C, CONNECTOR SIZE 3/10 MM2 UL/CSA DESINA, MOTION-CONNECT 500 DMAX = 20.0 MM, LENGTH (M) = 0 + 10 + 2 + 0 | 985 | TEM | 1 | MC | 9.319 | 1
6FX50025CS131DC0 | POWER CABLE, PREASSEMBLED TYPE: 6FX5002-5CS13 (1FT/1FK/1PH TO SINAMICS) 4X10 C, CONNECTOR SIZE 3/10 MM2 UL/CSA DESINA, MOTION-CONNECT 500 DMAX = 20.0 MM, LENGTH (M) = 0 + 30 + 2 + 0 | 1334 | TEM | 1 | MC | 22.919 | 1
6FX50025CS131FA0 | POWER CABLE, PREASSEMBLED TYPE: 6FX5002-5CS13 (1FT/1FK/1PH TO SINAMICS) 4X10 C, CONNECTOR SIZE 3/10 MM2 UL/CSA DESINA, MOTION-CONNECT 500 DMAX = 20.0 MM, LENGTH (M) = 0 + 50 + 0 + 0 | 1649 | TEM | 1 | MC | 35.159 | 1
6FX50025CS141AE0 | POWER CABLE, PREASSEMBLED TYPE: 6FX5002-5CS14 (1FT/1FK/1PH TO SINAMICS) 4X10 C, CONNECTOR SIZE 3 RING CABLE LUG, UL/CSA, DESINA, MOTION-CONNECT 500, DMAX = 20 MM, LENGTH (M) = 0 + 0 + 4 + 0 | 562 | TEM | 1 | MC | 3.94 | 1
6FX50025CS141AF0 | POWER CABLE, PREASSEMBLED TYPE: 6FX5002-5CS14 (1FT/1FK/1PH TO SINAMICS) 4X10 C, CONNECTOR SIZE 3 RING CABLE LUG, UL/CSA, DESINA, MOTION-CONNECT 500, DMAX = 20 MM, LENGTH (M) = 0 + 0 + 5 + 0 | 578 | TEM | 1 | MC | 4.625 | 1
6FX50025CS141BA0 | POWER CABLE, PREASSEMBLED TYPE: 6FX5002-5CS14 (1FT/1FK/1PH TO SINAMICS) 4X10 C, CONNECTOR SIZE 3 RING CABLE LUG, UL/CSA, DESINA, MOTION-CONNECT 500, DMAX = 20 MM, LENGTH (M) = 0 + 10 + 0 + 0 | 659 | TEM | 1 | MC | 8.05 | 1
6FX50025CS141BF0 | POWER CABLE, PREASSEMBLED TYPE: 6FX5002-5CS14 (1FT/1FK/1PH TO SINAMICS) 4X10 C, CONNECTOR SIZE 3 RING CABLE LUG, UL/CSA, DESINA, MOTION-CONNECT 500, DMAX = 20 MM, LENGTH (M) = 0 + 10 + 5 + 0 | 739 | TEM | 1 | MC | 11.475 | 1
6FX50025CS141CA0 | POWER CABLE, PREASSEMBLED TYPE: 6FX5002-5CS14 (1FT/1FK/1PH TO SINAMICS) 4X10 C, CONNECTOR SIZE 3 RING CABLE LUG, UL/CSA, DESINA, MOTION-CONNECT 500, DMAX = 20 MM, LENGTH (M) = 0 + 20 + 0 + 0 | 819 | TEM | 1 | MC | 14.9 | 1
6FX50025CS141CF0 | POWER CABLE, PREASSEMBLED TYPE: 6FX5002-5CS14 (1FT/1FK/1PH TO SINAMICS) 4X10 C, CONNECTOR SIZE 3 RING CABLE LUG, UL/CSA, DESINA, MOTION-CONNECT 500, DMAX = 20 MM, LENGTH (M) = 0 + 20 + 5 + 0 | 899 | TEM | 1 | MC | 18.325 | 1
6FX50025CS141DF0 | POWER CABLE, PREASSEMBLED TYPE: 6FX5002-5CS14 (1FT/1FK/1PH TO SINAMICS) 4X10 C, CONNECTOR SIZE 3 RING CABLE LUG, UL/CSA, DESINA, MOTION-CONNECT 500, DMAX = 20 MM, LENGTH (M) = 0 + 30 + 5 + 0 | 1060 | TEM | 1 | MC | 25.175 | 1
6FX50025CS141JA0 | POWER CABLE, PREASSEMBLED TYPE: 6FX5002-5CS14 (1FT/1FK/1PH TO SINAMICS) 4X10 C, CONNECTOR SIZE 3 RING CABLE LUG, UL/CSA, DESINA, MOTION-CONNECT 500, DMAX = 20 MM, LENGTH (M) = 0 + 80 + 0 + 0 | 1783 | TEM | 1 | MC | 56 | 1
6FX50025CS211AD0 | POWER CABLE, PREASSEMBLED TYPE: 6FX5002-5CS21 (1FT/1FK TO SINAMICS) 4X1.5 C, CONNECTOR SIZE 1.5/1.5 MM2 UL/CSA DESINA, MOTION-CONNECT 500 DMAX = 15.5 MM, LENGTH (M) = 0 + 0 + 3 + 0 | 311 | TEM | 1 | MC | 0.851 | 1
6FX50025CS211AF0 | POWER CABLE, PREASSEMBLED TYPE: 6FX5002-5CS21 (1FT/1FK TO SINAMICS) 4X1.5 C, CONNECTOR SIZE 1.5/1.5 MM2 UL/CSA DESINA, MOTION-CONNECT 500 DMAX = 15.5 MM, LENGTH (M) = 0 + 0 + 5 + 0 | 321 | TEM | 1 | MC | 1.093 | 1
6FX50025CS211AG0 | POWER CABLE, PREASSEMBLED TYPE: 6FX5002-5CS21 (1FT/1FK TO SINAMICS) 4X1.5 C, CONNECTOR SIZE 1.5/1.5 MM2 UL/CSA DESINA, MOTION-CONNECT 500 DMAX = 15.5 MM, LENGTH (M) = 0 + 0 + 6 + 0 | 325 | TEM | 1 | MC | 1.214 | 1
6FX50025CS211AH0 | POWER CABLE, PREASSEMBLED TYPE: 6FX5002-5CS21 (1FT/1FK TO SINAMICS) 4X1.5 C, CONNECTOR SIZE 1.5/1.5 MM2 UL/CSA DESINA, MOTION-CONNECT 500 DMAX = 15.5 MM, LENGTH (M) = 0 + 0 + 7 + 0 | 330 | TEM | 1 | MC | 1.335 | 1
6FX50025CS211AK0 | POWER CABLE, PREASSEMBLED TYPE: 6FX5002-5CS21 (1FT/1FK TO SINAMICS) 4X1.5 C, CONNECTOR SIZE 1.5/1.5 MM2 UL/CSA DESINA, MOTION-CONNECT 500 DMAX = 15.5 MM, LENGTH (M) = 0 + 0 + 9 + 0 | 339 | TEM | 1 | MC | 1.577 | 1
6FX50025CS211BA0 | POWER CABLE, PREASSEMBLED TYPE: 6FX5002-5CS21 (1FT/1FK TO SINAMICS) 4X1.5 C, CONNECTOR SIZE 1.5/1.5 MM2 UL/CSA DESINA, MOTION-CONNECT 500 DMAX = 15.5 MM, LENGTH (M) = 0 + 10 + 0 + 0 | 344 | TEM | 1 | MC | 1.698 | 1
6FX50025CS211BC0 | POWER CABLE, PREASSEMBLED TYPE: 6FX5002-5CS21 (1FT/1FK TO SINAMICS) 4X1.5 C, CONNECTOR SIZE 1.5/1.5 MM2 UL/CSA DESINA, MOTION-CONNECT 500 DMAX = 15.5 MM, LENGTH (M) = 0 + 10 + 2 + 0 | 353 | TEM | 1 | MC | 1.94 | 1
6FX50025CS211BF0 | POWER CABLE, PREASSEMBLED TYPE: 6FX5002-5CS21 (1FT/1FK TO SINAMICS) 4X1.5 C, CONNECTOR SIZE 1.5/1.5 MM2 UL/CSA DESINA, MOTION-CONNECT 500 DMAX = 15.5 MM, LENGTH (M) = 0 + 10 + 5 + 0 | 367 | TEM | 1 | MC | 2.303 | 1
6FX50025CS211BG0 | POWER CABLE, PREASSEMBLED TYPE: 6FX5002-5CS21 (1FT/1FK TO SINAMICS) 4X1.5 C, CONNECTOR SIZE 1.5/1.5 MM2 UL/CSA DESINA, MOTION-CONNECT 500 DMAX = 15.5 MM, LENGTH (M) = 0 + 10 + 6 + 0 | 372 | TEM | 1 | MC | 2.424 | 1
6FX50025CS211BJ0 | POWER CABLE, PREASSEMBLED TYPE: 6FX5002-5CS21 (1FT/1FK TO SINAMICS) 4X1.5 C, CONNECTOR SIZE 1.5/1.5 MM2 UL/CSA DESINA, MOTION-CONNECT 500 DMAX = 15.5 MM, LENGTH (M) = 0 + 10 + 8 + 0 | 381 | TEM | 1 | MC | 2.666 | 1
6FX50025CS211CA0 | POWER CABLE, PREASSEMBLED TYPE: 6FX5002-5CS21 (1FT/1FK TO SINAMICS) 4X1.5 C, CONNECTOR SIZE 1.5/1.5 MM2 UL/CSA DESINA, MOTION-CONNECT 500 DMAX = 15.5 MM, LENGTH (M) = 0 + 20 + 0 + 0 | 391 | TEM | 1 | MC | 2.908 | 1
6FX50025CS211CC0 | POWER CABLE, PREASSEMBLED TYPE: 6FX5002-5CS21 (1FT/1FK TO SINAMICS) 4X1.5 C, CONNECTOR SIZE 1.5/1.5 MM2 UL/CSA DESINA, MOTION-CONNECT 500 DMAX = 15.5 MM, LENGTH (M) = 0 + 20 + 2 + 0 | 400 | TEM | 1 | MC | 3.15 | 1
6FX50025CS211CF0 | POWER CABLE, PREASSEMBLED TYPE: 6FX5002-5CS21 (1FT/1FK TO SINAMICS) 4X1.5 C, CONNECTOR SIZE 1.5/1.5 MM2 UL/CSA DESINA, MOTION-CONNECT 500 DMAX = 15.5 MM, LENGTH (M) = 0 + 20 + 5 + 0 | 414 | TEM | 1 | MC | 3.513 | 1
6FX50025CS211CH0 | POWER CABLE, PREASSEMBLED TYPE: 6FX5002-5CS21 (1FT/1FK TO SINAMICS) 4X1.5 C, CONNECTOR SIZE 1.5/1.5 MM2 UL/CSA DESINA, MOTION-CONNECT 500 DMAX = 15.5 MM, LENGTH (M) = 0 + 20 + 7 + 0 | 423 | TEM | 1 | MC | 3.755 | 1
6FX50025CS211CJ0 | POWER CABLE, PREASSEMBLED TYPE: 6FX5002-5CS21 (1FT/1FK TO SINAMICS) 4X1.5 C, CONNECTOR SIZE 1.5/1.5 MM2 UL/CSA DESINA, MOTION-CONNECT 500 DMAX = 15.5 MM, LENGTH (M) = 0 + 20 + 8 + 0 | 428 | TEM | 1 | MC | 3.876 | 1
6FX50025CS211DA0 | POWER CABLE, PREASSEMBLED TYPE: 6FX5002-5CS21 (1FT/1FK TO SINAMICS) 4X1.5 C, CONNECTOR SIZE 1.5/1.5 MM2 UL/CSA DESINA, MOTION-CONNECT 500 DMAX = 15.5 MM, LENGTH (M) = 0 + 30 + 0 + 0 | 437 | TEM | 1 | MC | 4.118 | 1
6FX50025CS211DF0 | POWER CABLE, PREASSEMBLED TYPE: 6FX5002-5CS21 (1FT/1FK TO SINAMICS) 4X1.5 C, CONNECTOR SIZE 1.5/1.5 MM2 UL/CSA DESINA, MOTION-CONNECT 500 DMAX = 15.5 MM, LENGTH (M) = 0 + 30 + 5 + 0 | 460 | TEM | 1 | MC | 4.723 | 1
6FX50025CS211DH0 | POWER CABLE, PREASSEMBLED TYPE: 6FX5002-5CS21 (1FT/1FK TO SINAMICS) 4X1.5 C, CONNECTOR SIZE 1.5/1.5 MM2 UL/CSA DESINA, MOTION-CONNECT 500 DMAX = 15.5 MM, LENGTH (M) = 0 + 30 + 7 + 0 | 470 | TEM | 1 | MC | 4.965 | 1
6FX50025CS211EA0 | POWER CABLE, PREASSEMBLED TYPE: 6FX5002-5CS21 (1FT/1FK TO SINAMICS) 4X1.5 C, CONNECTOR SIZE 1.5/1.5 MM2 UL/CSA DESINA, MOTION-CONNECT 500 DMAX = 15.5 MM, LENGTH (M) = 0 + 40 + 0 + 0 | 484 | TEM | 1 | MC | 5.328 | 1
6FX50025CS211EF0 | POWER CABLE, PREASSEMBLED TYPE: 6FX5002-5CS21 (1FT/1FK TO SINAMICS) 4X1.5 C, CONNECTOR SIZE 1.5/1.5 MM2 UL/CSA DESINA, MOTION-CONNECT 500 DMAX = 15.5 MM, LENGTH (M) = 0 + 40 + 5 + 0 | 507 | TEM | 1 | MC | 5.933 | 1
6FX50025CS211FA0 | POWER CABLE, PREASSEMBLED TYPE: 6FX5002-5CS21 (1FT/1FK TO SINAMICS) 4X1.5 C, CONNECTOR SIZE 1.5/1.5 MM2 UL/CSA DESINA, MOTION-CONNECT 500 DMAX = 15.5 MM, LENGTH (M) = 0 + 50 + 0 + 0 | 530 | TEM | 1 | MC | 6.538 | 1
6FX50025CS231AF0 | POWER CABLE, PREASSEMBLED TYPE: 6FX5002-5CS23 (1FT/1FK TO SINAMICS) 4X16 C, CONNECTOR SIZE 3/RING CABLE LUG UL/CSA DESINA, MOTION-CONNECT 500 DMAX = 24.2 MM, LENGTH (M) = 0 + 0 + 5 + 0 | 832 | TEM | 1 | MC | 6.402 | 1
6FX50025CS231BA0 | POWER CABLE, PREASSEMBLED TYPE: 6FX5002-5CS23 (1FT/1FK TO SINAMICS) 4X16 C, CONNECTOR SIZE 3/RING CABLE LUG UL/CSA DESINA, MOTION-CONNECT 500 DMAX = 24.2 MM, LENGTH (M) = 0 + 10 + 0 + 0 | 951 | TEM | 1 | MC | 11.702 | 1
6FX50025CS231BE0 | POWER CABLE, PREASSEMBLED TYPE: 6FX5002-5CS23 (1FT/1FK TO SINAMICS) 4X16 C, CONNECTOR SIZE 3/RING CABLE LUG UL/CSA DESINA, MOTION-CONNECT 500 DMAX = 24.2 MM, LENGTH (M) = 0 + 10 + 4 + 0 | 1046 | TEM | 1 | MC | 15.942 | 1
6FX50025CS231BF0 | POWER CABLE, PREASSEMBLED TYPE: 6FX5002-5CS23 (1FT/1FK TO SINAMICS) 4X16 C, CONNECTOR SIZE 3/RING CABLE LUG UL/CSA DESINA, MOTION-CONNECT 500 DMAX = 24.2 MM, LENGTH (M) = 0 + 10 + 5 + 0 | 1069 | TEM | 1 | MC | 17.002 | 1
6FX50025CS231CA0 | POWER CABLE, PREASSEMBLED TYPE: 6FX5002-5CS23 (1FT/1FK TO SINAMICS) 4X16 C, CONNECTOR SIZE 3/RING CABLE LUG UL/CSA DESINA, MOTION-CONNECT 500 DMAX = 24.2 MM, LENGTH (M) = 0 + 20 + 0 + 0 | 1188 | TEM | 1 | MC | 22.302 | 1
6FX50025CS231CC0 | POWER CABLE, PREASSEMBLED TYPE: 6FX5002-5CS23 (1FT/1FK TO SINAMICS) 4X16 C, CONNECTOR SIZE 3/RING CABLE LUG UL/CSA DESINA, MOTION-CONNECT 500 DMAX = 24.2 MM, LENGTH (M) = 0 + 20 + 2 + 0 | 1235 | TEM | 1 | MC | 24.422 | 1
6FX50025CS231CF0 | POWER CABLE, PREASSEMBLED TYPE: 6FX5002-5CS23 (1FT/1FK TO SINAMICS) 4X16 C, CONNECTOR SIZE 3/RING CABLE LUG UL/CSA DESINA, MOTION-CONNECT 500 DMAX = 24.2 MM, LENGTH (M) = 0 + 20 + 5 + 0 | 1307 | TEM | 1 | MC | 27.602 | 1
6FX50025CS231DA0 | POWER CABLE, PREASSEMBLED TYPE: 6FX5002-5CS23 (1FT/1FK TO SINAMICS) 4X16 C, CONNECTOR SIZE 3/RING CABLE LUG UL/CSA DESINA, MOTION-CONNECT 500 DMAX = 24.2 MM, LENGTH (M) = 0 + 30 + 0 + 0 | 1425 | TEM | 1 | MC | 32.902 | 1
6FX50025CS231DD0 | POWER CABLE, PREASSEMBLED TYPE: 6FX5002-5CS23 (1FT/1FK TO SINAMICS) 4X16 C, CONNECTOR SIZE 3/RING CABLE LUG UL/CSA DESINA, MOTION-CONNECT 500 DMAX = 24.2 MM, LENGTH (M) = 0 + 30 + 3 + 0 | 1496 | TEM | 1 | MC | 36.082 | 1
6FX50025CS231DF0 | POWER CABLE, PREASSEMBLED TYPE: 6FX5002-5CS23 (1FT/1FK TO SINAMICS) 4X16 C, CONNECTOR SIZE 3/RING CABLE LUG UL/CSA DESINA, MOTION-CONNECT 500 DMAX = 24.2 MM, LENGTH (M) = 0 + 30 + 5 + 0 | 1544 | TEM | 1 | MC | 38.202 | 1
6FX50025CS231EA0 | POWER CABLE, PREASSEMBLED TYPE: 6FX5002-5CS23 (1FT/1FK TO SINAMICS) 4X16 C, CONNECTOR SIZE 3/RING CABLE LUG UL/CSA DESINA, MOTION-CONNECT 500 DMAX = 24.2 MM, LENGTH (M) = 0 + 40 + 0 + 0 | 1662 | TEM | 1 | MC | 43.502 | 1
6FX50025CS311AA0 | POWER CABLE, PREASSEMBLED TYPE: 6FX5002-5CS31 (1FT/1FK TO SINAMICS) 4X2.5 C, CONNECTOR SIZE 1.5/2.5 MM2 UL/CSA DESINA, MOTION-CONNECT 500 DMAX = 12.9 MM, LENGTH (M) = 0 + 0 + 0 + 0 | 300 | TEM | 1 | MC | 0.456 | 1
6FX50025CS311AB0 | POWER CABLE, PREASSEMBLED TYPE: 6FX5002-5CS31 (1FT/1FK TO SINAMICS) 4X2.5 C, CONNECTOR SIZE 1.5/2.5 MM2 UL/CSA DESINA, MOTION-CONNECT 500 DMAX = 12.9 MM, LENGTH (M) = 0 + 0 + 1 + 0 | 306 | TEM | 1 | MC | 0.666 | 1
6FX50025CS311AC0 | POWER CABLE, PREASSEMBLED TYPE: 6FX5002-5CS31 (1FT/1FK TO SINAMICS) 4X2.5 C, CONNECTOR SIZE 1.5/2.5 MM2 UL/CSA DESINA, MOTION-CONNECT 500 DMAX = 12.9 MM, LENGTH (M) = 0 + 0 + 2 + 0 | 312 | TEM | 1 | MC | 0.876 | 1
6FX50025CS311AD0 | POWER CABLE, PREASSEMBLED TYPE: 6FX5002-5CS31 (1FT/1FK TO SINAMICS) 4X2.5 C, CONNECTOR SIZE 1.5/2.5 MM2 UL/CSA DESINA, MOTION-CONNECT 500 DMAX = 12.9 MM, LENGTH (M) = 0 + 0 + 3 + 0 | 318 | TEM | 1 | MC | 1.086 | 1
6FX50025CS311AE0 | POWER CABLE, PREASSEMBLED TYPE: 6FX5002-5CS31 (1FT/1FK TO SINAMICS) 4X2.5 C, CONNECTOR SIZE 1.5/2.5 MM2 UL/CSA DESINA, MOTION-CONNECT 500 DMAX = 12.9 MM, LENGTH (M) = 0 + 0 + 4 + 0 | 324 | TEM | 1 | MC | 1.296 | 1
6FX50025CS311AF0 | POWER CABLE, PREASSEMBLED TYPE: 6FX5002-5CS31 (1FT/1FK TO SINAMICS) 4X2.5 C, CONNECTOR SIZE 1.5/2.5 MM2 UL/CSA DESINA, MOTION-CONNECT 500 DMAX = 12.9 MM, LENGTH (M) = 0 + 0 + 5 + 0 | 330 | TEM | 1 | MC | 1.506 | 1
6FX50025CS311AH0 | POWER CABLE, PREASSEMBLED TYPE: 6FX5002-5CS31 (1FT/1FK TO SINAMICS) 4X2.5 C, CONNECTOR SIZE 1.5/2.5 MM2 UL/CSA DESINA, MOTION-CONNECT 500 DMAX = 12.9 MM, LENGTH (M) = 0 + 0 + 7 + 0 | 343 | TEM | 1 | MC | 1.926 | 1
6FX50025CS311AJ0 | POWER CABLE, PREASSEMBLED TYPE: 6FX5002-5CS31 (1FT/1FK TO SINAMICS) 4X2.5 C, CONNECTOR SIZE 1.5/2.5 MM2 UL/CSA DESINA, MOTION-CONNECT 500 DMAX = 12.9 MM, LENGTH (M) = 0 + 0 + 8 + 0 | 349 | TEM | 1 | MC | 2.136 | 1
6FX50025CS311AJ5 | POWER CABLE, PREASSEMBLED TYPE: 6FX5002-5CS31 (1FT/1FK TO SINAMICS) 4X2.5 C, CONNECTOR SIZE 1.5/2.5 MM2 UL/CSA DESINA, MOTION-CONNECT 500 DMAX = 12.9 MM, LENGTH (M) = 0 + 0 + 8 + 0,5 | 355 | TEM | 1 | MC | 2.241 | 1
6FX50025CS311AK0 | POWER CABLE, PREASSEMBLED TYPE: 6FX5002-5CS31 (1FT/1FK TO SINAMICS) 4X2.5 C, CONNECTOR SIZE 1.5/2.5 MM2 UL/CSA DESINA, MOTION-CONNECT 500 DMAX = 12.9 MM, LENGTH (M) = 0 + 0 + 9 + 0 | 355 | TEM | 1 | MC | 2.346 | 1
6FX50025CS311BA0 | POWER CABLE, PREASSEMBLED TYPE: 6FX5002-5CS31 (1FT/1FK TO SINAMICS) 4X2.5 C, CONNECTOR SIZE 1.5/2.5 MM2 UL/CSA DESINA, MOTION-CONNECT 500 DMAX = 12.9 MM, LENGTH (M) = 0 + 10 + 0 + 0 | 361 | TEM | 1 | MC | 2.556 | 1
6FX50025CS311BB0 | POWER CABLE, PREASSEMBLED TYPE: 6FX5002-5CS31 (1FT/1FK TO SINAMICS) 4X2.5 C, CONNECTOR SIZE 1.5/2.5 MM2 UL/CSA DESINA, MOTION-CONNECT 500 DMAX = 12.9 MM, LENGTH (M) = 0 + 10 + 1 + 0 | 367 | TEM | 1 | MC | 2.766 | 1
6FX50025CS311BC0 | POWER CABLE, PREASSEMBLED TYPE: 6FX5002-5CS31 (1FT/1FK TO SINAMICS) 4X2.5 C, CONNECTOR SIZE 1.5/2.5 MM2 UL/CSA DESINA, MOTION-CONNECT 500 DMAX = 12.9 MM, LENGTH (M) = 0 + 10 + 2 + 0 | 373 | TEM | 1 | MC | 2.976 | 1
6FX50025CS311BE0 | POWER CABLE, PREASSEMBLED TYPE: 6FX5002-5CS31 (1FT/1FK TO SINAMICS) 4X2.5 C, CONNECTOR SIZE 1.5/2.5 MM2 UL/CSA DESINA, MOTION-CONNECT 500 DMAX = 12.9 MM, LENGTH (M) = 0 + 10 + 4 + 0 | 386 | TEM | 1 | MC | 3.396 | 1
6FX50025CS311BF0 | POWER CABLE, PREASSEMBLED TYPE: 6FX5002-5CS31 (1FT/1FK TO SINAMICS) 4X2.5 C, CONNECTOR SIZE 1.5/2.5 MM2 UL/CSA DESINA, MOTION-CONNECT 500 DMAX = 12.9 MM, LENGTH (M) = 0 + 10 + 5 + 0 | 392 | TEM | 1 | MC | 3.606 | 1
6FX50025CS311BG0 | POWER CABLE, PREASSEMBLED TYPE: 6FX5002-5CS31 (1FT/1FK TO SINAMICS) 4X2.5 C, CONNECTOR SIZE 1.5/2.5 MM2 UL/CSA DESINA, MOTION-CONNECT 500 DMAX = 12.9 MM, LENGTH (M) = 0 + 10 + 6 + 0 | 398 | TEM | 1 | MC | 3.816 | 1
6FX50025CS311CA0 | POWER CABLE, PREASSEMBLED TYPE: 6FX5002-5CS31 (1FT/1FK TO SINAMICS) 4X2.5 C, CONNECTOR SIZE 1.5/2.5 MM2 UL/CSA DESINA, MOTION-CONNECT 500 DMAX = 12.9 MM, LENGTH (M) = 0 + 20 + 0 + 0 | 423 | TEM | 1 | MC | 4.656 | 1
6FX50025CS311CC0 | POWER CABLE, PREASSEMBLED TYPE: 6FX5002-5CS31 (1FT/1FK TO SINAMICS) 4X2.5 C, CONNECTOR SIZE 1.5/2.5 MM2 UL/CSA DESINA, MOTION-CONNECT 500 DMAX = 12.9 MM, LENGTH (M) = 0 + 20 + 2 + 0 | 435 | TEM | 1 | MC | 5.076 | 1
6FX50025CS311CF0 | POWER CABLE, PREASSEMBLED TYPE: 6FX5002-5CS31 (1FT/1FK TO SINAMICS) 4X2.5 C, CONNECTOR SIZE 1.5/2.5 MM2 UL/CSA DESINA, MOTION-CONNECT 500 DMAX = 12.9 MM, LENGTH (M) = 0 + 20 + 5 + 0 | 454 | TEM | 1 | MC | 5.706 | 1
6FX50025CS311CH0 | POWER CABLE, PREASSEMBLED TYPE: 6FX5002-5CS31 (1FT/1FK TO SINAMICS) 4X2.5 C, CONNECTOR SIZE 1.5/2.5 MM2 UL/CSA DESINA, MOTION-CONNECT 500 DMAX = 12.9 MM, LENGTH (M) = 0 + 20 + 7 + 0 | 466 | TEM | 1 | MC | 6.126 | 1
6FX50025CS311DA0 | POWER CABLE, PREASSEMBLED TYPE: 6FX5002-5CS31 (1FT/1FK TO SINAMICS) 4X2.5 C, CONNECTOR SIZE 1.5/2.5 MM2 UL/CSA DESINA, MOTION-CONNECT 500 DMAX = 12.9 MM, LENGTH (M) = 0 + 30 + 0 + 0 | 484 | TEM | 1 | MC | 6.756 | 1
6FX50025CS311DF0 | POWER CABLE, PREASSEMBLED TYPE: 6FX5002-5CS31 (1FT/1FK TO SINAMICS) 4X2.5 C, CONNECTOR SIZE 1.5/2.5 MM2 UL/CSA DESINA, MOTION-CONNECT 500 DMAX = 12.9 MM, LENGTH (M) = 0 + 30 + 5 + 0 | 515 | TEM | 1 | MC | 7.806 | 1
6FX50025CS311DG0 | POWER CABLE, PREASSEMBLED TYPE: 6FX5002-5CS31 (1FT/1FK TO SINAMICS) 4X2.5 C, CONNECTOR SIZE 1.5/2.5 MM2 UL/CSA DESINA, MOTION-CONNECT 500 DMAX = 12.9 MM, LENGTH (M) = 0 + 30 + 6 + 0 | 521 | TEM | 1 | MC | 8.016 | 1
6FX50025CS311EA0 | POWER CABLE, PREASSEMBLED TYPE: 6FX5002-5CS31 (1FT/1FK TO SINAMICS) 4X2.5 C, CONNECTOR SIZE 1.5/2.5 MM2 UL/CSA DESINA, MOTION-CONNECT 500 DMAX = 12.9 MM, LENGTH (M) = 0 + 40 + 0 + 0 | 545 | TEM | 1 | MC | 8.856 | 1
6FX50025CS311EC0 | POWER CABLE, PREASSEMBLED TYPE: 6FX5002-5CS31 (1FT/1FK TO SINAMICS) 4X2.5 C, CONNECTOR SIZE 1.5/2.5 MM2 UL/CSA DESINA, MOTION-CONNECT 500 DMAX = 12.9 MM, LENGTH (M) = 0 + 40 + 2 + 0 | 557 | TEM | 1 | MC | 9.276 | 1
6FX50025CS311EF0 | POWER CABLE, PREASSEMBLED TYPE: 6FX5002-5CS31 (1FT/1FK TO SINAMICS) 4X2.5 C, CONNECTOR SIZE 1.5/2.5 MM2 UL/CSA DESINA, MOTION-CONNECT 500 DMAX = 12.9 MM, LENGTH (M) = 0 + 40 + 5 + 0 | 576 | TEM | 1 | MC | 9.906 | 1
6FX50025CS311FA0 | POWER CABLE, PREASSEMBLED TYPE: 6FX5002-5CS31 (1FT/1FK TO SINAMICS) 4X2.5 C, CONNECTOR SIZE 1.5/2.5 MM2 UL/CSA DESINA, MOTION-CONNECT 500 DMAX = 12.9 MM, LENGTH (M) = 0 + 50 + 0 + 0 | 607 | TEM | 1 | MC | 10.956 | 1
6FX50025CS311FF0 | POWER CABLE, PREASSEMBLED TYPE: 6FX5002-5CS31 (1FT/1FK TO SINAMICS) 4X2.5 C, CONNECTOR SIZE 1.5/2.5 MM2 UL/CSA DESINA, MOTION-CONNECT 500 DMAX = 12.9 MM, LENGTH (M) = 0 + 50 + 5 + 0 | 638 | TEM | 1 | MC | 12.006 | 1
6FX50025CS311GA0 | POWER CABLE, PREASSEMBLED TYPE: 6FX5002-5CS31 (1FT/1FK TO SINAMICS) 4X2.5 C, CONNECTOR SIZE 1.5/2.5 MM2 UL/CSA DESINA, MOTION-CONNECT 500 DMAX = 12.9 MM, LENGTH (M) = 0 + 60 + 0 + 0 | 669 | TEM | 1 | MC | 13.056 | 1
6FX50025CS311GF0 | POWER CABLE, PREASSEMBLED TYPE: 6FX5002-5CS31 (1FT/1FK TO SINAMICS) 4X2.5 C, CONNECTOR SIZE 1.5/2.5 MM2 UL/CSA DESINA, MOTION-CONNECT 500 DMAX = 12.9 MM, LENGTH (M) = 0 + 60 + 5 + 0 | 700 | TEM | 1 | MC | 14.106 | 1
6FX50025CS311HA0 | POWER CABLE, PREASSEMBLED TYPE: 6FX5002-5CS31 (1FT/1FK TO SINAMICS) 4X2.5 C, CONNECTOR SIZE 1.5/2.5 MM2 UL/CSA DESINA, MOTION-CONNECT 500 DMAX = 12.9 MM, LENGTH (M) = 0 + 70 + 0 + 0 | 731 | TEM | 1 | MC | 15.156 | 1
6FX50025CS311HF0 | POWER CABLE, PREASSEMBLED TYPE: 6FX5002-5CS31 (1FT/1FK TO SINAMICS) 4X2.5 C, CONNECTOR SIZE 1.5/2.5 MM2 UL/CSA DESINA, MOTION-CONNECT 500 DMAX = 12.9 MM, LENGTH (M) = 0 + 70 + 5 + 0 | 762 | TEM | 1 | MC | 16.206 | 1
6FX50025CS311JA0 | POWER CABLE, PREASSEMBLED TYPE: 6FX5002-5CS31 (1FT/1FK TO SINAMICS) 4X2.5 C, CONNECTOR SIZE 1.5/2.5 MM2 UL/CSA DESINA, MOTION-CONNECT 500 DMAX = 12.9 MM, LENGTH (M) = 0 + 80 + 0 + 0 | 793 | TEM | 1 | MC | 17.256 | 1
6FX50025CS311JF0 | POWER CABLE, PREASSEMBLED TYPE: 6FX5002-5CS31 (1FT/1FK TO SINAMICS) 4X2.5 C, CONNECTOR SIZE 1.5/2.5 MM2 UL/CSA DESINA, MOTION-CONNECT 500 DMAX = 12.9 MM, LENGTH (M) = 0 + 80 + 5 + 0 | 824 | TEM | 1 | MC | 18.306 | 1
6FX50025CS311KA0 | POWER CABLE, PREASSEMBLED TYPE: 6FX5002-5CS31 (1FT/1FK TO SINAMICS) 4X2.5 C, CONNECTOR SIZE 1.5/2.5 MM2 UL/CSA DESINA, MOTION-CONNECT 500 DMAX = 12.9 MM, LENGTH (M) = 0 + 90 + 0 + 0 | 855 | TEM | 1 | MC | 19.356 | 1
6FX50025CS311KF0 | POWER CABLE, PREASSEMBLED TYPE: 6FX5002-5CS31 (1FT/1FK TO SINAMICS) 4X2.5 C, CONNECTOR SIZE 1.5/2.5 MM2 UL/CSA DESINA, MOTION-CONNECT 500 DMAX = 12.9 MM, LENGTH (M) = 0 + 90 + 5 + 0 | 886 | TEM | 1 | MC | 20.406 | 1
6FX50025CS312AA0 | POWER CABLE, PREASSEMBLED TYPE: 6FX5002-5CS31 (1FT/1FK TO SINAMICS) 4X2.5 C, CONNECTOR SIZE 1.5/2.5 MM2 UL/CSA DESINA, MOTION-CONNECT 500 DMAX = 12.9 MM, LENGTH (M) = 100 + 0 + 0 + 0 | 915 | TEM | 1 | MC | 21.456 | 1
6FX50025CS411AA0 | POWER CABLE, PREASSEMBLED TYPE: 6FX5002-5CS41 (1FT/1FK TO SINAMICS) 4X4 C, CONNECTOR SIZE 1.5/4 MM2 UL/CSA DESINA, MOTION-CONNECT 500 DMAX = 14.1 MM, LENGTH (M) = 0 + 0 + 0 + 0 | 302 | TEM | 1 | MC | 0.505 | 1
6FX50025CS411AD0 | POWER CABLE, PREASSEMBLED TYPE: 6FX5002-5CS41 (1FT/1FK TO SINAMICS) 4X4 C, CONNECTOR SIZE 1.5/4 MM2 UL/CSA DESINA, MOTION-CONNECT 500 DMAX = 14.1 MM, LENGTH (M) = 0 + 0 + 3 + 0 | 328 | TEM | 1 | MC | 1.315 | 1
6FX50025CS411AF0 | POWER CABLE, PREASSEMBLED TYPE: 6FX5002-5CS41 (1FT/1FK TO SINAMICS) 4X4 C, CONNECTOR SIZE 1.5/4 MM2 UL/CSA DESINA, MOTION-CONNECT 500 DMAX = 14.1 MM, LENGTH (M) = 0 + 0 + 5 + 0 | 345 | TEM | 1 | MC | 1.855 | 1
6FX50025CS411AG0 | POWER CABLE, PREASSEMBLED TYPE: 6FX5002-5CS41 (1FT/1FK TO SINAMICS) 4X4 C, CONNECTOR SIZE 1.5/4 MM2 UL/CSA DESINA, MOTION-CONNECT 500 DMAX = 14.1 MM, LENGTH (M) = 0 + 0 + 6 + 0 | 354 | TEM | 1 | MC | 2.125 | 1
6FX50025CS411AK0 | POWER CABLE, PREASSEMBLED TYPE: 6FX5002-5CS41 (1FT/1FK TO SINAMICS) 4X4 C, CONNECTOR SIZE 1.5/4 MM2 UL/CSA DESINA, MOTION-CONNECT 500 DMAX = 14.1 MM, LENGTH (M) = 0 + 0 + 9 + 0 | 380 | TEM | 1 | MC | 2.935 | 1
6FX50025CS411BA0 | POWER CABLE, PREASSEMBLED TYPE: 6FX5002-5CS41 (1FT/1FK TO SINAMICS) 4X4 C, CONNECTOR SIZE 1.5/4 MM2 UL/CSA DESINA, MOTION-CONNECT 500 DMAX = 14.1 MM, LENGTH (M) = 0 + 10 + 0 + 0 | 389 | TEM | 1 | MC | 3.205 | 1
6FX50025CS411BC0 | POWER CABLE, PREASSEMBLED TYPE: 6FX5002-5CS41 (1FT/1FK TO SINAMICS) 4X4 C, CONNECTOR SIZE 1.5/4 MM2 UL/CSA DESINA, MOTION-CONNECT 500 DMAX = 14.1 MM, LENGTH (M) = 0 + 10 + 2 + 0 | 407 | TEM | 1 | MC | 3.745 | 1
6FX50025CS411BD0 | POWER CABLE, PREASSEMBLED TYPE: 6FX5002-5CS41 (1FT/1FK TO SINAMICS) 4X4 C, CONNECTOR SIZE 1.5/4 MM2 UL/CSA DESINA, MOTION-CONNECT 500 DMAX = 14.1 MM, LENGTH (M) = 0 + 10 + 3 + 0 | 416 | TEM | 1 | MC | 4.015 | 1
6FX50025CS411BF0 | POWER CABLE, PREASSEMBLED TYPE: 6FX5002-5CS41 (1FT/1FK TO SINAMICS) 4X4 C, CONNECTOR SIZE 1.5/4 MM2 UL/CSA DESINA, MOTION-CONNECT 500 DMAX = 14.1 MM, LENGTH (M) = 0 + 10 + 5 + 0 | 433 | TEM | 1 | MC | 4.555 | 1
6FX50025CS411BG0 | POWER CABLE, PREASSEMBLED TYPE: 6FX5002-5CS41 (1FT/1FK TO SINAMICS) 4X4 C, CONNECTOR SIZE 1.5/4 MM2 UL/CSA DESINA, MOTION-CONNECT 500 DMAX = 14.1 MM, LENGTH (M) = 0 + 10 + 6 + 0 | 442 | TEM | 1 | MC | 4.825 | 1
6FX50025CS411CA0 | POWER CABLE, PREASSEMBLED TYPE: 6FX5002-5CS41 (1FT/1FK TO SINAMICS) 4X4 C, CONNECTOR SIZE 1.5/4 MM2 UL/CSA DESINA, MOTION-CONNECT 500 DMAX = 14.1 MM, LENGTH (M) = 0 + 20 + 0 + 0 | 477 | TEM | 1 | MC | 5.905 | 1
6FX50025CS411CC0 | POWER CABLE, PREASSEMBLED TYPE: 6FX5002-5CS41 (1FT/1FK TO SINAMICS) 4X4 C, CONNECTOR SIZE 1.5/4 MM2 UL/CSA DESINA, MOTION-CONNECT 500 DMAX = 14.1 MM, LENGTH (M) = 0 + 20 + 2 + 0 | 495 | TEM | 1 | MC | 6.445 | 1
6FX50025CS411CF0 | POWER CABLE, PREASSEMBLED TYPE: 6FX5002-5CS41 (1FT/1FK TO SINAMICS) 4X4 C, CONNECTOR SIZE 1.5/4 MM2 UL/CSA DESINA, MOTION-CONNECT 500 DMAX = 14.1 MM, LENGTH (M) = 0 + 20 + 5 + 0 | 521 | TEM | 1 | MC | 7.255 | 1
6FX50025CS411DA0 | POWER CABLE, PREASSEMBLED TYPE: 6FX5002-5CS41 (1FT/1FK TO SINAMICS) 4X4 C, CONNECTOR SIZE 1.5/4 MM2 UL/CSA DESINA, MOTION-CONNECT 500 DMAX = 14.1 MM, LENGTH (M) = 0 + 30 + 0 + 0 | 564 | TEM | 1 | MC | 8.605 | 1
6FX50025CS411DF0 | POWER CABLE, PREASSEMBLED TYPE: 6FX5002-5CS41 (1FT/1FK TO SINAMICS) 4X4 C, CONNECTOR SIZE 1.5/4 MM2 UL/CSA DESINA, MOTION-CONNECT 500 DMAX = 14.1 MM, LENGTH (M) = 0 + 30 + 5 + 0 | 608 | TEM | 1 | MC | 9.955 | 1
6FX50025CS411EA0 | POWER CABLE, PREASSEMBLED TYPE: 6FX5002-5CS41 (1FT/1FK TO SINAMICS) 4X4 C, CONNECTOR SIZE 1.5/4 MM2 UL/CSA DESINA, MOTION-CONNECT 500 DMAX = 14.1 MM, LENGTH (M) = 0 + 40 + 0 + 0 | 652 | TEM | 1 | MC | 11.305 | 1
6FX50025CS411EF0 | POWER CABLE, PREASSEMBLED TYPE: 6FX5002-5CS41 (1FT/1FK TO SINAMICS) 4X4 C, CONNECTOR SIZE 1.5/4 MM2 UL/CSA DESINA, MOTION-CONNECT 500 DMAX = 14.1 MM, LENGTH (M) = 0 + 40 + 5 + 0 | 696 | TEM | 1 | MC | 12.655 | 1
6FX50025CS411FA0 | POWER CABLE, PREASSEMBLED TYPE: 6FX5002-5CS41 (1FT/1FK TO SINAMICS) 4X4 C, CONNECTOR SIZE 1.5/4 MM2 UL/CSA DESINA, MOTION-CONNECT 500 DMAX = 14.1 MM, LENGTH (M) = 0 + 50 + 0 + 0 | 739 | TEM | 1 | MC | 14.005 | 1
6FX50025CS411FA1 | POWER CABLE, PREASSEMBLED TYPE: 6FX5002-5CS41 (1FT/1FK TO SINAMICS) 4X4 C, CONNECTOR SIZE 1.5/4 MM2 UL/CSA DESINA, MOTION-CONNECT 500 DMAX = 14.1 MM, LENGTH (M) = 0 + 50 + 0 + 0,1 | 748 | TEM | 1 | MC | 14.032 | 1
6FX50025CS411FF0 | POWER CABLE, PREASSEMBLED TYPE: 6FX5002-5CS41 (1FT/1FK TO SINAMICS) 4X4 C, CONNECTOR SIZE 1.5/4 MM2 UL/CSA DESINA, MOTION-CONNECT 500 DMAX = 14.1 MM, LENGTH (M) = 0 + 50 + 5 + 0 | 783 | TEM | 1 | MC | 15.355 | 1
6FX50025CS411GA0 | POWER CABLE, PREASSEMBLED TYPE: 6FX5002-5CS41 (1FT/1FK TO SINAMICS) 4X4 C, CONNECTOR SIZE 1.5/4 MM2 UL/CSA DESINA, MOTION-CONNECT 500 DMAX = 14.1 MM, LENGTH (M) = 0 + 60 + 0 + 0 | 827 | TEM | 1 | MC | 16.705 | 1
6FX50025CS411GF0 | POWER CABLE, PREASSEMBLED TYPE: 6FX5002-5CS41 (1FT/1FK TO SINAMICS) 4X4 C, CONNECTOR SIZE 1.5/4 MM2 UL/CSA DESINA, MOTION-CONNECT 500 DMAX = 14.1 MM, LENGTH (M) = 0 + 60 + 5 + 0 | 871 | TEM | 1 | MC | 18.055 | 1
6FX50025CS411HA0 | POWER CABLE, PREASSEMBLED TYPE: 6FX5002-5CS41 (1FT/1FK TO SINAMICS) 4X4 C, CONNECTOR SIZE 1.5/4 MM2 UL/CSA DESINA, MOTION-CONNECT 500 DMAX = 14.1 MM, LENGTH (M) = 0 + 70 + 0 + 0 | 915 | TEM | 1 | MC | 19.405 | 1
6FX50025CS411HF0 | POWER CABLE, PREASSEMBLED TYPE: 6FX5002-5CS41 (1FT/1FK TO SINAMICS) 4X4 C, CONNECTOR SIZE 1.5/4 MM2 UL/CSA DESINA, MOTION-CONNECT 500 DMAX = 14.1 MM, LENGTH (M) = 0 + 70 + 5 + 0 | 958 | TEM | 1 | MC | 20.755 | 1
6FX50025CS411JA0 | POWER CABLE, PREASSEMBLED TYPE: 6FX5002-5CS41 (1FT/1FK TO SINAMICS) 4X4 C, CONNECTOR SIZE 1.5/4 MM2 UL/CSA DESINA, MOTION-CONNECT 500 DMAX = 14.1 MM, LENGTH (M) = 0 + 80 + 0 + 0 | 1002 | TEM | 1 | MC | 22.105 | 1
6FX50025CS411JF0 | POWER CABLE, PREASSEMBLED TYPE: 6FX5002-5CS41 (1FT/1FK TO SINAMICS) 4X4 C, CONNECTOR SIZE 1.5/4 MM2 UL/CSA DESINA, MOTION-CONNECT 500 DMAX = 14.1 MM, LENGTH (M) = 0 + 80 + 5 + 0 | 1046 | TEM | 1 | MC | 23.455 | 1
6FX50025CS411KA0 | POWER CABLE, PREASSEMBLED TYPE: 6FX5002-5CS41 (1FT/1FK TO SINAMICS) 4X4 C, CONNECTOR SIZE 1.5/4 MM2 UL/CSA DESINA, MOTION-CONNECT 500 DMAX = 14.1 MM, LENGTH (M) = 0 + 90 + 0 + 0 | 1090 | TEM | 1 | MC | 24.805 | 1
6FX50025CS411KF0 | POWER CABLE, PREASSEMBLED TYPE: 6FX5002-5CS41 (1FT/1FK TO SINAMICS) 4X4 C, CONNECTOR SIZE 1.5/4 MM2 UL/CSA DESINA, MOTION-CONNECT 500 DMAX = 14.1 MM, LENGTH (M) = 0 + 90 + 5 + 0 | 1134 | TEM | 1 | MC | 26.155 | 1
6FX50025CS421AE0 | POWER CABLE, PREASSEMBLED TYPE: 6FX5002-5CS42 (1FT/1FK TO SINAMICS) 4X4 C, MOTORSIDE OPEN END OF CONDUCTORS/4 MM2 UL/CSA DESINA, MOTION-CONNECT 500 DMAX = 14.1 MM, LENGTH (M) = 0 + 0 + 4 + 0 | 217 | TEM | 1 | MC | 1.273 | 1
6FX50025CS421AE7 | POWER CABLE, PREASSEMBLED TYPE: 6FX5002-5CS42 (1FT/1FK TO SINAMICS) 4X4 C, MOTORSIDE OPEN END OF CONDUCTORS/4 MM2 UL/CSA DESINA, MOTION-CONNECT 500 DMAX = 14.1 MM, LENGTH (M) = 0 + 0 + 4 + 0,7 | 226 | TEM | 1 | MC | 1.462 | 1
6FX50025CS421AG0 | POWER CABLE, PREASSEMBLED TYPE: 6FX5002-5CS42 (1FT/1FK TO SINAMICS) 4X4 C, MOTORSIDE OPEN END OF CONDUCTORS/4 MM2 UL/CSA DESINA, MOTION-CONNECT 500 DMAX = 14.1 MM, LENGTH (M) = 0 + 0 + 6 + 0 | 235 | TEM | 1 | MC | 1.813 | 1
6FX50025CS421AG6 | POWER CABLE, PREASSEMBLED TYPE: 6FX5002-5CS42 (1FT/1FK TO SINAMICS) 4X4 C, MOTORSIDE OPEN END OF CONDUCTORS/4 MM2 UL/CSA DESINA, MOTION-CONNECT 500 DMAX = 14.1 MM, LENGTH (M) = 0 + 0 + 6 + 0,6 | 244 | TEM | 1 | MC | 1.975 | 1
6FX50025CS421AH8 | POWER CABLE, PREASSEMBLED TYPE: 6FX5002-5CS42 (1FT/1FK TO SINAMICS) 4X4 C, MOTORSIDE OPEN END OF CONDUCTORS/4 MM2 UL/CSA DESINA, MOTION-CONNECT 500 DMAX = 14.1 MM, LENGTH (M) = 0 + 0 + 7 + 0,8 | 252 | TEM | 1 | MC | 2.299 | 1
6FX50025CS421BA0 | POWER CABLE, PREASSEMBLED TYPE: 6FX5002-5CS42 (1FT/1FK TO SINAMICS) 4X4 C, MOTORSIDE OPEN END OF CONDUCTORS/4 MM2 UL/CSA DESINA, MOTION-CONNECT 500 DMAX = 14.1 MM, LENGTH (M) = 0 + 10 + 0 + 0 | 270 | TEM | 1 | MC | 2.893 | 1
6FX50025CS421BF0 | POWER CABLE, PREASSEMBLED TYPE: 6FX5002-5CS42 (1FT/1FK TO SINAMICS) 4X4 C, MOTORSIDE OPEN END OF CONDUCTORS/4 MM2 UL/CSA DESINA, MOTION-CONNECT 500 DMAX = 14.1 MM, LENGTH (M) = 0 + 10 + 5 + 0 | 314 | TEM | 1 | MC | 4.243 | 1
6FX50025CS421DK0 | POWER CABLE, PREASSEMBLED TYPE: 6FX5002-5CS42 (1FT/1FK TO SINAMICS) 4X4 C, MOTORSIDE OPEN END OF CONDUCTORS/4 MM2 UL/CSA DESINA, MOTION-CONNECT 500 DMAX = 14.1 MM, LENGTH (M) = 0 + 30 + 9 + 0 | 524 | TEM | 1 | MC | 10.723 | 1
6FX50025CS421EA0 | POWER CABLE, PREASSEMBLED TYPE: 6FX5002-5CS42 (1FT/1FK TO SINAMICS) 4X4 C, MOTORSIDE OPEN END OF CONDUCTORS/4 MM2 UL/CSA DESINA, MOTION-CONNECT 500 DMAX = 14.1 MM, LENGTH (M) = 0 + 40 + 0 + 0 | 533 | TEM | 1 | MC | 10.993 | 1
6FX50025CS421FA0 | POWER CABLE, PREASSEMBLED TYPE: 6FX5002-5CS42 (1FT/1FK TO SINAMICS) 4X4 C, MOTORSIDE OPEN END OF CONDUCTORS/4 MM2 UL/CSA DESINA, MOTION-CONNECT 500 DMAX = 14.1 MM, LENGTH (M) = 0 + 50 + 0 + 0 | 620 | TEM | 1 | MC | 13.693 | 1
6FX50025CS511AB5 | POWER CABLE, PREASSEMBLED TYPE: 6FX5002-5CS51 (1FT/1FK TO SINAMICS) 4X6 C, CONNECTOR SIZE 1.5/6 MM2 UL/CSA DESINA, MOTION-CONNECT 500 DMAX = 15.9 MM, LENGTH (M) = 0 + 0 + 1 + 0,5 | 326 | TEM | 1 | MC | 1.097 | 1
6FX50025CS511AD0 | POWER CABLE, PREASSEMBLED TYPE: 6FX5002-5CS51 (1FT/1FK TO SINAMICS) 4X6 C, CONNECTOR SIZE 1.5/6 MM2 UL/CSA DESINA, MOTION-CONNECT 500 DMAX = 15.9 MM, LENGTH (M) = 0 + 0 + 3 + 0 | 338 | TEM | 1 | MC | 1.647 | 1
6FX50025CS511AE0 | POWER CABLE, PREASSEMBLED TYPE: 6FX5002-5CS51 (1FT/1FK TO SINAMICS) 4X6 C, CONNECTOR SIZE 1.5/6 MM2 UL/CSA DESINA, MOTION-CONNECT 500 DMAX = 15.9 MM, LENGTH (M) = 0 + 0 + 4 + 0 | 349 | TEM | 1 | MC | 2.014 | 1
6FX50025CS511AF0 | POWER CABLE, PREASSEMBLED TYPE: 6FX5002-5CS51 (1FT/1FK TO SINAMICS) 4X6 C, CONNECTOR SIZE 1.5/6 MM2 UL/CSA DESINA, MOTION-CONNECT 500 DMAX = 15.9 MM, LENGTH (M) = 0 + 0 + 5 + 0 | 360 | TEM | 1 | MC | 2.381 | 1
6FX50025CS511AF5 | POWER CABLE, PREASSEMBLED TYPE: 6FX5002-5CS51 (1FT/1FK TO SINAMICS) 4X6 C, CONNECTOR SIZE 1.5/6 MM2 UL/CSA DESINA, MOTION-CONNECT 500 DMAX = 15.9 MM, LENGTH (M) = 0 + 0 + 5 + 0,5 | 372 | TEM | 1 | MC | 2.565 | 1
6FX50025CS511BA0 | POWER CABLE, PREASSEMBLED TYPE: 6FX5002-5CS51 (1FT/1FK TO SINAMICS) 4X6 C, CONNECTOR SIZE 1.5/6 MM2 UL/CSA DESINA, MOTION-CONNECT 500 DMAX = 15.9 MM, LENGTH (M) = 0 + 10 + 0 + 0 | 417 | TEM | 1 | MC | 4.216 | 1
6FX50025CS511BC0 | POWER CABLE, PREASSEMBLED TYPE: 6FX5002-5CS51 (1FT/1FK TO SINAMICS) 4X6 C, CONNECTOR SIZE 1.5/6 MM2 UL/CSA DESINA, MOTION-CONNECT 500 DMAX = 15.9 MM, LENGTH (M) = 0 + 10 + 2 + 0 | 440 | TEM | 1 | MC | 4.95 | 1
6FX50025CS511BF0 | POWER CABLE, PREASSEMBLED TYPE: 6FX5002-5CS51 (1FT/1FK TO SINAMICS) 4X6 C, CONNECTOR SIZE 1.5/6 MM2 UL/CSA DESINA, MOTION-CONNECT 500 DMAX = 15.9 MM, LENGTH (M) = 0 + 10 + 5 + 0 | 474 | TEM | 1 | MC | 6.051 | 1
6FX50025CS511CA0 | POWER CABLE, PREASSEMBLED TYPE: 6FX5002-5CS51 (1FT/1FK TO SINAMICS) 4X6 C, CONNECTOR SIZE 1.5/6 MM2 UL/CSA DESINA, MOTION-CONNECT 500 DMAX = 15.9 MM, LENGTH (M) = 0 + 20 + 0 + 0 | 530 | TEM | 1 | MC | 7.886 | 1
6FX50025CS511CC0 | POWER CABLE, PREASSEMBLED TYPE: 6FX5002-5CS51 (1FT/1FK TO SINAMICS) 4X6 C, CONNECTOR SIZE 1.5/6 MM2 UL/CSA DESINA, MOTION-CONNECT 500 DMAX = 15.9 MM, LENGTH (M) = 0 + 20 + 2 + 0 | 553 | TEM | 1 | MC | 8.62 | 1
6FX50025CS511CF0 | POWER CABLE, PREASSEMBLED TYPE: 6FX5002-5CS51 (1FT/1FK TO SINAMICS) 4X6 C, CONNECTOR SIZE 1.5/6 MM2 UL/CSA DESINA, MOTION-CONNECT 500 DMAX = 15.9 MM, LENGTH (M) = 0 + 20 + 5 + 0 | 587 | TEM | 1 | MC | 9.721 | 1
6FX50025CS511DA0 | POWER CABLE, PREASSEMBLED TYPE: 6FX5002-5CS51 (1FT/1FK TO SINAMICS) 4X6 C, CONNECTOR SIZE 1.5/6 MM2 UL/CSA DESINA, MOTION-CONNECT 500 DMAX = 15.9 MM, LENGTH (M) = 0 + 30 + 0 + 0 | 643 | TEM | 1 | MC | 11.556 | 1
6FX50025CS511DE0 | POWER CABLE, PREASSEMBLED TYPE: 6FX5002-5CS51 (1FT/1FK TO SINAMICS) 4X6 C, CONNECTOR SIZE 1.5/6 MM2 UL/CSA DESINA, MOTION-CONNECT 500 DMAX = 15.9 MM, LENGTH (M) = 0 + 30 + 4 + 0 | 689 | TEM | 1 | MC | 13.024 | 1
6FX50025CS511DF0 | POWER CABLE, PREASSEMBLED TYPE: 6FX5002-5CS51 (1FT/1FK TO SINAMICS) 4X6 C, CONNECTOR SIZE 1.5/6 MM2 UL/CSA DESINA, MOTION-CONNECT 500 DMAX = 15.9 MM, LENGTH (M) = 0 + 30 + 5 + 0 | 700 | TEM | 1 | MC | 13.391 | 1
6FX50025CS511EA0 | POWER CABLE, PREASSEMBLED TYPE: 6FX5002-5CS51 (1FT/1FK TO SINAMICS) 4X6 C, CONNECTOR SIZE 1.5/6 MM2 UL/CSA DESINA, MOTION-CONNECT 500 DMAX = 15.9 MM, LENGTH (M) = 0 + 40 + 0 + 0 | 757 | TEM | 1 | MC | 15.226 | 1
6FX50025CS511FF0 | POWER CABLE, PREASSEMBLED TYPE: 6FX5002-5CS51 (1FT/1FK TO SINAMICS) 4X6 C, CONNECTOR SIZE 1.5/6 MM2 UL/CSA DESINA, MOTION-CONNECT 500 DMAX = 15.9 MM, LENGTH (M) = 0 + 50 + 5 + 0 | 926 | TEM | 1 | MC | 20.731 | 1
6FX50025CS521AD0 | POWER CABLE, PREASSEMBLED TYPE: 6FX5002-5CS52 (1FT/1FK TO SINAMICS) 4X6 C, CONNECTOR OPEN/6 MM2 UL/CSA DESINA, MOTION-CONNECT 500 DMAX = 15.9 MM, LENGTH (M) = 0 + 0 + 3 + 0 | 219 | TEM | 1 | MC | 1.335 | 1
6FX50025CS521AE0 | POWER CABLE, PREASSEMBLED TYPE: 6FX5002-5CS52 (1FT/1FK TO SINAMICS) 4X6 C, CONNECTOR OPEN/6 MM2 UL/CSA DESINA, MOTION-CONNECT 500 DMAX = 15.9 MM, LENGTH (M) = 0 + 0 + 4 + 0 | 230 | TEM | 1 | MC | 1.702 | 1
6FX50025CS521AF0 | POWER CABLE, PREASSEMBLED TYPE: 6FX5002-5CS52 (1FT/1FK TO SINAMICS) 4X6 C, CONNECTOR OPEN/6 MM2 UL/CSA DESINA, MOTION-CONNECT 500 DMAX = 15.9 MM, LENGTH (M) = 0 + 0 + 5 + 0 | 241 | TEM | 1 | MC | 2.069 | 1
6FX50025CS521AG0 | POWER CABLE, PREASSEMBLED TYPE: 6FX5002-5CS52 (1FT/1FK TO SINAMICS) 4X6 C, CONNECTOR OPEN/6 MM2 UL/CSA DESINA, MOTION-CONNECT 500 DMAX = 15.9 MM, LENGTH (M) = 0 + 0 + 6 + 0 | 253 | TEM | 1 | MC | 2.436 | 1
6FX50025CS521AH0 | POWER CABLE, PREASSEMBLED TYPE: 6FX5002-5CS52 (1FT/1FK TO SINAMICS) 4X6 C, CONNECTOR OPEN/6 MM2 UL/CSA DESINA, MOTION-CONNECT 500 DMAX = 15.9 MM, LENGTH (M) = 0 + 0 + 7 + 0 | 264 | TEM | 1 | MC | 2.803 | 1
6FX50025CS521BA0 | POWER CABLE, PREASSEMBLED TYPE: 6FX5002-5CS52 (1FT/1FK TO SINAMICS) 4X6 C, CONNECTOR OPEN/6 MM2 UL/CSA DESINA, MOTION-CONNECT 500 DMAX = 15.9 MM, LENGTH (M) = 0 + 10 + 0 + 0 | 298 | TEM | 1 | MC | 3.904 | 1
6FX50025CS521BC0 | POWER CABLE, PREASSEMBLED TYPE: 6FX5002-5CS52 (1FT/1FK TO SINAMICS) 4X6 C, CONNECTOR OPEN/6 MM2 UL/CSA DESINA, MOTION-CONNECT 500 DMAX = 15.9 MM, LENGTH (M) = 0 + 10 + 2 + 0 | 320 | TEM | 1 | MC | 4.638 | 1
6FX50025CS521CA0 | POWER CABLE, PREASSEMBLED TYPE: 6FX5002-5CS52 (1FT/1FK TO SINAMICS) 4X6 C, CONNECTOR OPEN/6 MM2 UL/CSA DESINA, MOTION-CONNECT 500 DMAX = 15.9 MM, LENGTH (M) = 0 + 20 + 0 + 0 | 411 | TEM | 1 | MC | 7.574 | 1
6FX50025CS521CF0 | POWER CABLE, PREASSEMBLED TYPE: 6FX5002-5CS52 (1FT/1FK TO SINAMICS) 4X6 C, CONNECTOR OPEN/6 MM2 UL/CSA DESINA, MOTION-CONNECT 500 DMAX = 15.9 MM, LENGTH (M) = 0 + 20 + 5 + 0 | 468 | TEM | 1 | MC | 9.409 | 1
6FX50025CS521DA0 | POWER CABLE, PREASSEMBLED TYPE: 6FX5002-5CS52 (1FT/1FK TO SINAMICS) 4X6 C, CONNECTOR OPEN/6 MM2 UL/CSA DESINA, MOTION-CONNECT 500 DMAX = 15.9 MM, LENGTH (M) = 0 + 30 + 0 + 0 | 524 | TEM | 1 | MC | 11.244 | 1
6FX50025CS521DF0 | POWER CABLE, PREASSEMBLED TYPE: 6FX5002-5CS52 (1FT/1FK TO SINAMICS) 4X6 C, CONNECTOR OPEN/6 MM2 UL/CSA DESINA, MOTION-CONNECT 500 DMAX = 15.9 MM, LENGTH (M) = 0 + 30 + 5 + 0 | 581 | TEM | 1 | MC | 13.079 | 1
6FX50025CS521EA0 | POWER CABLE, PREASSEMBLED TYPE: 6FX5002-5CS52 (1FT/1FK TO SINAMICS) 4X6 C, CONNECTOR OPEN/6 MM2 UL/CSA DESINA, MOTION-CONNECT 500 DMAX = 15.9 MM, LENGTH (M) = 0 + 40 + 0 + 0 | 637 | TEM | 1 | MC | 14.914 | 1
6FX50025CS521EF0 | POWER CABLE, PREASSEMBLED TYPE: 6FX5002-5CS52 (1FT/1FK TO SINAMICS) 4X6 C, CONNECTOR OPEN/6 MM2 UL/CSA DESINA, MOTION-CONNECT 500 DMAX = 15.9 MM, LENGTH (M) = 0 + 40 + 5 + 0 | 694 | TEM | 1 | MC | 16.749 | 1
6FX50025CS521FA0 | POWER CABLE, PREASSEMBLED TYPE: 6FX5002-5CS52 (1FT/1FK TO SINAMICS) 4X6 C, CONNECTOR OPEN/6 MM2 UL/CSA DESINA, MOTION-CONNECT 500 DMAX = 15.9 MM, LENGTH (M) = 0 + 50 + 0 + 0 | 751 | TEM | 1 | MC | 18.584 | 1
6FX50025CS541AC8 | POWER CABLE, PREASSEMBLED TYPE: 6FX5002-5CS54 (1FT/1FK/1PH TO SINAMICS) 4X6 C, CONNECTOR SIZE 1.5/RING CABLE LUG, UL/CSA DESINA, MOTION-CONNECT 500, DMAX = 15.6 MM, LENGTH (M) = 0 + 0 + 2 + 0,8 | 232 | TEM | 1 | MC | 1.452 | 1
6FX50025CS541AD0 | POWER CABLE, PREASSEMBLED TYPE: 6FX5002-5CS54 (1FT/1FK/1PH TO SINAMICS) 4X6 C, CONNECTOR SIZE 1.5/RING CABLE LUG, UL/CSA DESINA, MOTION-CONNECT 500, DMAX = 15.6 MM, LENGTH (M) = 0 + 0 + 3 + 0 | 232 | TEM | 1 | MC | 1.525 | 1
6FX50025CS541AH0 | POWER CABLE, PREASSEMBLED TYPE: 6FX5002-5CS54 (1FT/1FK/1PH TO SINAMICS) 4X6 C, CONNECTOR SIZE 1.5/RING CABLE LUG, UL/CSA DESINA, MOTION-CONNECT 500, DMAX = 15.6 MM, LENGTH (M) = 0 + 0 + 7 + 0 | 277 | TEM | 1 | MC | 2.993 | 1
6FX50025CS541BA0 | POWER CABLE, PREASSEMBLED TYPE: 6FX5002-5CS54 (1FT/1FK/1PH TO SINAMICS) 4X6 C, CONNECTOR SIZE 1.5/RING CABLE LUG, UL/CSA DESINA, MOTION-CONNECT 500, DMAX = 15.6 MM, LENGTH (M) = 0 + 10 + 0 + 0 | 311 | TEM | 1 | MC | 4.094 | 1
6FX50025CS541BF0 | POWER CABLE, PREASSEMBLED TYPE: 6FX5002-5CS54 (1FT/1FK/1PH TO SINAMICS) 4X6 C, CONNECTOR SIZE 1.5/RING CABLE LUG, UL/CSA DESINA, MOTION-CONNECT 500, DMAX = 15.6 MM, LENGTH (M) = 0 + 10 + 5 + 0 | 368 | TEM | 1 | MC | 5.929 | 1
6FX50025CS541CA0 | POWER CABLE, PREASSEMBLED TYPE: 6FX5002-5CS54 (1FT/1FK/1PH TO SINAMICS) 4X6 C, CONNECTOR SIZE 1.5/RING CABLE LUG, UL/CSA DESINA, MOTION-CONNECT 500, DMAX = 15.6 MM, LENGTH (M) = 0 + 20 + 0 + 0 | 424 | TEM | 1 | MC | 7.764 | 1
6FX50025CS542AA0 | POWER CABLE, PREASSEMBLED TYPE: 6FX5002-5CS54 (1FT/1FK/1PH TO SINAMICS) 4X6 C, CONNECTOR SIZE 1.5/RING CABLE LUG, UL/CSA DESINA, MOTION-CONNECT 500, DMAX = 15.6 MM, LENGTH (M) = 100 + 0 + 0 + 0 | 1330 | TEM | 1 | MC | 37.124 | 1
6FX50025CS611AA0 | POWER CABLE, PREASSEMBLED TYPE: 6FX5002-5CS61 (1FT/1FK TO SINAMICS) 4X10 C, CONNECTOR SIZE 1.5/10 MM2 UL/CSA DESINA, MOTION-CONNECT 500 DMAX = 20.0 MM, LENGTH (M) = 0 + 0 + 0 + 0 | 319 | TEM | 1 | MC | 0.487 | 1
6FX50025CS611AB0 | POWER CABLE, PREASSEMBLED TYPE: 6FX5002-5CS61 (1FT/1FK TO SINAMICS) 4X10 C, CONNECTOR SIZE 1.5/10 MM2 UL/CSA DESINA, MOTION-CONNECT 500 DMAX = 20.0 MM, LENGTH (M) = 0 + 0 + 1 + 0 | 336 | TEM | 1 | MC | 1.167 | 1
6FX50025CS611AD0 | POWER CABLE, PREASSEMBLED TYPE: 6FX5002-5CS61 (1FT/1FK TO SINAMICS) 4X10 C, CONNECTOR SIZE 1.5/10 MM2 UL/CSA DESINA, MOTION-CONNECT 500 DMAX = 20.0 MM, LENGTH (M) = 0 + 0 + 3 + 0 | 371 | TEM | 1 | MC | 2.527 | 1
6FX50025CS611AF0 | POWER CABLE, PREASSEMBLED TYPE: 6FX5002-5CS61 (1FT/1FK TO SINAMICS) 4X10 C, CONNECTOR SIZE 1.5/10 MM2 UL/CSA DESINA, MOTION-CONNECT 500 DMAX = 20.0 MM, LENGTH (M) = 0 + 0 + 5 + 0 | 406 | TEM | 1 | MC | 3.887 | 1
6FX50025CS611AG0 | POWER CABLE, PREASSEMBLED TYPE: 6FX5002-5CS61 (1FT/1FK TO SINAMICS) 4X10 C, CONNECTOR SIZE 1.5/10 MM2 UL/CSA DESINA, MOTION-CONNECT 500 DMAX = 20.0 MM, LENGTH (M) = 0 + 0 + 6 + 0 | 423 | TEM | 1 | MC | 4.567 | 1
6FX50025CS611AH0 | POWER CABLE, PREASSEMBLED TYPE: 6FX5002-5CS61 (1FT/1FK TO SINAMICS) 4X10 C, CONNECTOR SIZE 1.5/10 MM2 UL/CSA DESINA, MOTION-CONNECT 500 DMAX = 20.0 MM, LENGTH (M) = 0 + 0 + 7 + 0 | 441 | TEM | 1 | MC | 5.247 | 1
6FX50025CS611BA0 | POWER CABLE, PREASSEMBLED TYPE: 6FX5002-5CS61 (1FT/1FK TO SINAMICS) 4X10 C, CONNECTOR SIZE 1.5/10 MM2 UL/CSA DESINA, MOTION-CONNECT 500 DMAX = 20.0 MM, LENGTH (M) = 0 + 10 + 0 + 0 | 493 | TEM | 1 | MC | 7.287 | 1
6FX50025CS611BC0 | POWER CABLE, PREASSEMBLED TYPE: 6FX5002-5CS61 (1FT/1FK TO SINAMICS) 4X10 C, CONNECTOR SIZE 1.5/10 MM2 UL/CSA DESINA, MOTION-CONNECT 500 DMAX = 20.0 MM, LENGTH (M) = 0 + 10 + 2 + 0 | 528 | TEM | 1 | MC | 8.647 | 1
6FX50025CS611BF0 | POWER CABLE, PREASSEMBLED TYPE: 6FX5002-5CS61 (1FT/1FK TO SINAMICS) 4X10 C, CONNECTOR SIZE 1.5/10 MM2 UL/CSA DESINA, MOTION-CONNECT 500 DMAX = 20.0 MM, LENGTH (M) = 0 + 10 + 5 + 0 | 581 | TEM | 1 | MC | 10.687 | 1
6FX50025CS611CA0 | POWER CABLE, PREASSEMBLED TYPE: 6FX5002-5CS61 (1FT/1FK TO SINAMICS) 4X10 C, CONNECTOR SIZE 1.5/10 MM2 UL/CSA DESINA, MOTION-CONNECT 500 DMAX = 20.0 MM, LENGTH (M) = 0 + 20 + 0 + 0 | 667 | TEM | 1 | MC | 14.087 | 1
6FX50025CS611CF0 | POWER CABLE, PREASSEMBLED TYPE: 6FX5002-5CS61 (1FT/1FK TO SINAMICS) 4X10 C, CONNECTOR SIZE 1.5/10 MM2 UL/CSA DESINA, MOTION-CONNECT 500 DMAX = 20.0 MM, LENGTH (M) = 0 + 20 + 5 + 0 | 754 | TEM | 1 | MC | 17.487 | 1
6FX50025CS611CH0 | POWER CABLE, PREASSEMBLED TYPE: 6FX5002-5CS61 (1FT/1FK TO SINAMICS) 4X10 C, CONNECTOR SIZE 1.5/10 MM2 UL/CSA DESINA, MOTION-CONNECT 500 DMAX = 20.0 MM, LENGTH (M) = 0 + 20 + 7 + 0 | 789 | TEM | 1 | MC | 18.847 | 1
6FX50025CS611DA0 | POWER CABLE, PREASSEMBLED TYPE: 6FX5002-5CS61 (1FT/1FK TO SINAMICS) 4X10 C, CONNECTOR SIZE 1.5/10 MM2 UL/CSA DESINA, MOTION-CONNECT 500 DMAX = 20.0 MM, LENGTH (M) = 0 + 30 + 0 + 0 | 842 | TEM | 1 | MC | 20.887 | 1
6FX50025CS611DF0 | POWER CABLE, PREASSEMBLED TYPE: 6FX5002-5CS61 (1FT/1FK TO SINAMICS) 4X10 C, CONNECTOR SIZE 1.5/10 MM2 UL/CSA DESINA, MOTION-CONNECT 500 DMAX = 20.0 MM, LENGTH (M) = 0 + 30 + 5 + 0 | 929 | TEM | 1 | MC | 24.287 | 1
6FX50025CS611EA0 | POWER CABLE, PREASSEMBLED TYPE: 6FX5002-5CS61 (1FT/1FK TO SINAMICS) 4X10 C, CONNECTOR SIZE 1.5/10 MM2 UL/CSA DESINA, MOTION-CONNECT 500 DMAX = 20.0 MM, LENGTH (M) = 0 + 40 + 0 + 0 | 1017 | TEM | 1 | MC | 27.687 | 1
6FX50025CS611EF0 | POWER CABLE, PREASSEMBLED TYPE: 6FX5002-5CS61 (1FT/1FK TO SINAMICS) 4X10 C, CONNECTOR SIZE 1.5/10 MM2 UL/CSA DESINA, MOTION-CONNECT 500 DMAX = 20.0 MM, LENGTH (M) = 0 + 40 + 5 + 0 | 1105 | TEM | 1 | MC | 31.087 | 1
6FX50025CS611FA0 | POWER CABLE, PREASSEMBLED TYPE: 6FX5002-5CS61 (1FT/1FK TO SINAMICS) 4X10 C, CONNECTOR SIZE 1.5/10 MM2 UL/CSA DESINA, MOTION-CONNECT 500 DMAX = 20.0 MM, LENGTH (M) = 0 + 50 + 0 + 0 | 1192 | TEM | 1 | MC | 34.487 | 1
6FX50025CS611FF0 | POWER CABLE, PREASSEMBLED TYPE: 6FX5002-5CS61 (1FT/1FK TO SINAMICS) 4X10 C, CONNECTOR SIZE 1.5/10 MM2 UL/CSA DESINA, MOTION-CONNECT 500 DMAX = 20.0 MM, LENGTH (M) = 0 + 50 + 5 + 0 | 1280 | TEM | 1 | MC | 37.887 | 1
6FX50025CS611GA0 | POWER CABLE, PREASSEMBLED TYPE: 6FX5002-5CS61 (1FT/1FK TO SINAMICS) 4X10 C, CONNECTOR SIZE 1.5/10 MM2 UL/CSA DESINA, MOTION-CONNECT 500 DMAX = 20.0 MM, LENGTH (M) = 0 + 60 + 0 + 0 | 1365 | TEM | 1 | MC | 41.287 | 1
6FX50025CS611GF0 | POWER CABLE, PREASSEMBLED TYPE: 6FX5002-5CS61 (1FT/1FK TO SINAMICS) 4X10 C, CONNECTOR SIZE 1.5/10 MM2 UL/CSA DESINA, MOTION-CONNECT 500 DMAX = 20.0 MM, LENGTH (M) = 0 + 60 + 5 + 0 | 1453 | TEM | 1 | MC | 44.687 | 1
6FX50025CS611HA0 | POWER CABLE, PREASSEMBLED TYPE: 6FX5002-5CS61 (1FT/1FK TO SINAMICS) 4X10 C, CONNECTOR SIZE 1.5/10 MM2 UL/CSA DESINA, MOTION-CONNECT 500 DMAX = 20.0 MM, LENGTH (M) = 0 + 70 + 0 + 0 | 1540 | TEM | 1 | MC | 48.087 | 1
6FX50025CS611HF0 | POWER CABLE, PREASSEMBLED TYPE: 6FX5002-5CS61 (1FT/1FK TO SINAMICS) 4X10 C, CONNECTOR SIZE 1.5/10 MM2 UL/CSA DESINA, MOTION-CONNECT 500 DMAX = 20.0 MM, LENGTH (M) = 0 + 70 + 5 + 0 | 1628 | TEM | 1 | MC | 51.487 | 1
6FX50025CS611JA0 | POWER CABLE, PREASSEMBLED TYPE: 6FX5002-5CS61 (1FT/1FK TO SINAMICS) 4X10 C, CONNECTOR SIZE 1.5/10 MM2 UL/CSA DESINA, MOTION-CONNECT 500 DMAX = 20.0 MM, LENGTH (M) = 0 + 80 + 0 + 0 | 1716 | TEM | 1 | MC | 54.887 | 1
6FX50025CS611JF0 | POWER CABLE, PREASSEMBLED TYPE: 6FX5002-5CS61 (1FT/1FK TO SINAMICS) 4X10 C, CONNECTOR SIZE 1.5/10 MM2 UL/CSA DESINA, MOTION-CONNECT 500 DMAX = 20.0 MM, LENGTH (M) = 0 + 80 + 5 + 0 | 1803 | TEM | 1 | MC | 58.287 | 1
6FX50025CS611KA0 | POWER CABLE, PREASSEMBLED TYPE: 6FX5002-5CS61 (1FT/1FK TO SINAMICS) 4X10 C, CONNECTOR SIZE 1.5/10 MM2 UL/CSA DESINA, MOTION-CONNECT 500 DMAX = 20.0 MM, LENGTH (M) = 0 + 90 + 0 + 0 | 1889 | TEM | 1 | MC | 61.687 | 1
6FX50025CS611KF0 | POWER CABLE, PREASSEMBLED TYPE: 6FX5002-5CS61 (1FT/1FK TO SINAMICS) 4X10 C, CONNECTOR SIZE 1.5/10 MM2 UL/CSA DESINA, MOTION-CONNECT 500 DMAX = 20.0 MM, LENGTH (M) = 0 + 90 + 5 + 0 | 1976 | TEM | 1 | MC | 65.087 | 1
6FX50025CS621AD0 | POWER CABLE, PREASSEMBLED TYPE: 6FX5002-5CS62 (1FT/1FK TO SINAMICS) 4X10 C, CONNECTOR OPEN/10 MM2 UL/CSA DESINA, MOTION-CONNECT 500 DMAX = 20.0 MM, LENGTH (M) = 0 + 0 + 3 + 0 | 253 | TEM | 1 | MC | 2.223 | 1
6FX50025CS621BA0 | POWER CABLE, PREASSEMBLED TYPE: 6FX5002-5CS62 (1FT/1FK TO SINAMICS) 4X10 C, CONNECTOR OPEN/10 MM2 UL/CSA DESINA, MOTION-CONNECT 500 DMAX = 20.0 MM, LENGTH (M) = 0 + 10 + 0 + 0 | 375 | TEM | 1 | MC | 6.983 | 1
6FX50025CS621FA0 | POWER CABLE, PREASSEMBLED TYPE: 6FX5002-5CS62 (1FT/1FK TO SINAMICS) 4X10 C, CONNECTOR OPEN/10 MM2 UL/CSA DESINA, MOTION-CONNECT 500 DMAX = 20.0 MM, LENGTH (M) = 0 + 50 + 0 + 0 | 1074 | TEM | 1 | MC | 34.183 | 1
6FX50025CS641AF0 | POWER CABLE, PREASSEMBLED TYPE: 6FX5002-5CS64 (1FT/1FK/1PH TO SINAMICS) 4X10 C, CONNECTOR SIZE 1.5/RING CABLE LUG, UL/CSA DESINA, MOTION-CONNECT 500, DMAX = 20 MM, LENGTH (M) = 0 + 0 + 5 + 0 | 287 | TEM | 1 | MC | 3.777 | 1
6FX50025CS641BA0 | POWER CABLE, PREASSEMBLED TYPE: 6FX5002-5CS64 (1FT/1FK/1PH TO SINAMICS) 4X10 C, CONNECTOR SIZE 1.5/RING CABLE LUG, UL/CSA DESINA, MOTION-CONNECT 500, DMAX = 20 MM, LENGTH (M) = 0 + 10 + 0 + 0 | 374 | TEM | 1 | MC | 7.177 | 1
6FX50025CS641BF0 | POWER CABLE, PREASSEMBLED TYPE: 6FX5002-5CS64 (1FT/1FK/1PH TO SINAMICS) 4X10 C, CONNECTOR SIZE 1.5/RING CABLE LUG, UL/CSA DESINA, MOTION-CONNECT 500, DMAX = 20 MM, LENGTH (M) = 0 + 10 + 5 + 0 | 461 | TEM | 1 | MC | 10.577 | 1
6FX50025CS641CF0 | POWER CABLE, PREASSEMBLED TYPE: 6FX5002-5CS64 (1FT/1FK/1PH TO SINAMICS) 4X10 C, CONNECTOR SIZE 1.5/RING CABLE LUG, UL/CSA DESINA, MOTION-CONNECT 500, DMAX = 20 MM, LENGTH (M) = 0 + 20 + 5 + 0 | 635 | TEM | 1 | MC | 17.377 | 1
6FX50025CX181BA0 | POWER CABLE PREASSEMBLED,EXT. 4X10 C, CONNECTOR SIZE 3 (1FT/1FK TO 611/810D/SIMOVERT) UL/CSA, DESINA MOTION CONNECT 500 DMAX = 20,0 MM, TYPE: 6FX5002-5CX18 LENGTH (M) = 0 + 10 + 0 + 0 | 1654 | TEM | 1 | MC | 7.2 | 1
6FX50025CX281BA0 | POWER CABLE PREASSEMBLED,EXT. 4X16 C, CONNECTOR SIZE 3 (1FT/1FK TO 611/810D/SIMOVERT) UL/CSA, DESINA MOTION CONNECT 500 DMAX = 24.2 MM, TYPE: 6FX5002-5CX28 LENGTH (M) = 0 + 10 + 0 + 0 | 1773 | TEM | 1 | MC | 12.516 | 1
6FX50025DA051AB0 | POWER CABLE, PREASSEMBLED, EXT. 4X1.5+(2X1.5)C, CONN. SIZE 1 (1FT/1FK TO 611/810D/SIMOVERT) UL/CSA, DESINA, MOTION CONNECT 500, DMAX = 13.1 MM, TYPE: 6FX5002-5DA05 LENGTH (M) = 0 + 0 + 1 + 0 | 234 | TEM | 1 | MC | 0.47 | 1
6FX50025DA051AB8 | POWER CABLE, PREASSEMBLED, EXT. 4X1.5+(2X1.5)C, CONN. SIZE 1 (1FT/1FK TO 611/810D/SIMOVERT) UL/CSA, DESINA, MOTION CONNECT 500, DMAX = 13.1 MM, TYPE: 6FX5002-5DA05 LENGTH (M) = 0 + 0 + 1 + 0,8 | 242 | TEM | 1 | MC | 0.646 | 1
6FX50025DA051AC0 | POWER CABLE, PREASSEMBLED, EXT. 4X1.5+(2X1.5)C, CONN. SIZE 1 (1FT/1FK TO 611/810D/SIMOVERT) UL/CSA, DESINA, MOTION CONNECT 500, DMAX = 13.1 MM, TYPE: 6FX5002-5DA05 LENGTH (M) = 0 + 0 + 2 + 0 | 241 | TEM | 1 | MC | 0.69 | 1
6FX50025DA051AD0 | POWER CABLE, PREASSEMBLED, EXT. 4X1.5+(2X1.5)C, CONN. SIZE 1 (1FT/1FK TO 611/810D/SIMOVERT) UL/CSA, DESINA, MOTION CONNECT 500, DMAX = 13.1 MM, TYPE: 6FX5002-5DA05 LENGTH (M) = 0 + 0 + 3 + 0 | 249 | TEM | 1 | MC | 0.91 | 1
6FX50025DA051AE0 | POWER CABLE, PREASSEMBLED, EXT. 4X1.5+(2X1.5)C, CONN. SIZE 1 (1FT/1FK TO 611/810D/SIMOVERT) UL/CSA, DESINA, MOTION CONNECT 500, DMAX = 13.1 MM, TYPE: 6FX5002-5DA05 LENGTH (M) = 0 + 0 + 4 + 0 | 256 | TEM | 1 | MC | 1.13 | 1
6FX50025DA051AH0 | POWER CABLE, PREASSEMBLED, EXT. 4X1.5+(2X1.5)C, CONN. SIZE 1 (1FT/1FK TO 611/810D/SIMOVERT) UL/CSA, DESINA, MOTION CONNECT 500, DMAX = 13.1 MM, TYPE: 6FX5002-5DA05 LENGTH (M) = 0 + 0 + 7 + 0 | 278 | TEM | 1 | MC | 1.79 | 1
6FX50025DA051AJ0 | POWER CABLE, PREASSEMBLED, EXT. 4X1.5+(2X1.5)C, CONN. SIZE 1 (1FT/1FK TO 611/810D/SIMOVERT) UL/CSA, DESINA, MOTION CONNECT 500, DMAX = 13.1 MM, TYPE: 6FX5002-5DA05 LENGTH (M) = 0 + 0 + 8 + 0 | 285 | TEM | 1 | MC | 2.01 | 1
6FX50025DA051AK0 | POWER CABLE, PREASSEMBLED, EXT. 4X1.5+(2X1.5)C, CONN. SIZE 1 (1FT/1FK TO 611/810D/SIMOVERT) UL/CSA, DESINA, MOTION CONNECT 500, DMAX = 13.1 MM, TYPE: 6FX5002-5DA05 LENGTH (M) = 0 + 0 + 9 + 0 | 292 | TEM | 1 | MC | 2.23 | 1
6FX50025DA051BA0 | POWER CABLE, PREASSEMBLED, EXT. 4X1.5+(2X1.5)C, CONN. SIZE 1 (1FT/1FK TO 611/810D/SIMOVERT) UL/CSA, DESINA, MOTION CONNECT 500, DMAX = 13.1 MM, TYPE: 6FX5002-5DA05 LENGTH (M) = 0 + 10 + 0 + 0 | 300 | TEM | 1 | MC | 2.45 | 1
6FX50025DA051BC0 | POWER CABLE, PREASSEMBLED, EXT. 4X1.5+(2X1.5)C, CONN. SIZE 1 (1FT/1FK TO 611/810D/SIMOVERT) UL/CSA, DESINA, MOTION CONNECT 500, DMAX = 13.1 MM, TYPE: 6FX5002-5DA05 LENGTH (M) = 0 + 10 + 2 + 0 | 315 | TEM | 1 | MC | 2.89 | 1
6FX50025DA051BF0 | POWER CABLE, PREASSEMBLED, EXT. 4X1.5+(2X1.5)C, CONN. SIZE 1 (1FT/1FK TO 611/810D/SIMOVERT) UL/CSA, DESINA, MOTION CONNECT 500, DMAX = 13.1 MM, TYPE: 6FX5002-5DA05 LENGTH (M) = 0 + 10 + 5 + 0 | 336 | TEM | 1 | MC | 3.55 | 1
6FX50025DA051BG0 | POWER CABLE, PREASSEMBLED, EXT. 4X1.5+(2X1.5)C, CONN. SIZE 1 (1FT/1FK TO 611/810D/SIMOVERT) UL/CSA, DESINA, MOTION CONNECT 500, DMAX = 13.1 MM, TYPE: 6FX5002-5DA05 LENGTH (M) = 0 + 10 + 6 + 0 | 344 | TEM | 1 | MC | 3.77 | 1
6FX50025DA051BJ0 | POWER CABLE, PREASSEMBLED, EXT. 4X1.5+(2X1.5)C, CONN. SIZE 1 (1FT/1FK TO 611/810D/SIMOVERT) UL/CSA, DESINA, MOTION CONNECT 500, DMAX = 13.1 MM, TYPE: 6FX5002-5DA05 LENGTH (M) = 0 + 10 + 8 + 0 | 358 | TEM | 1 | MC | 4.21 | 1
6FX50025DA051CA0 | POWER CABLE, PREASSEMBLED, EXT. 4X1.5+(2X1.5)C, CONN. SIZE 1 (1FT/1FK TO 611/810D/SIMOVERT) UL/CSA, DESINA, MOTION CONNECT 500, DMAX = 13.1 MM, TYPE: 6FX5002-5DA05 LENGTH (M) = 0 + 20 + 0 + 0 | 373 | TEM | 1 | MC | 4.65 | 1
6FX50025DA051CC0 | POWER CABLE, PREASSEMBLED, EXT. 4X1.5+(2X1.5)C, CONN. SIZE 1 (1FT/1FK TO 611/810D/SIMOVERT) UL/CSA, DESINA, MOTION CONNECT 500, DMAX = 13.1 MM, TYPE: 6FX5002-5DA05 LENGTH (M) = 0 + 20 + 2 + 0 | 388 | TEM | 1 | MC | 5.09 | 1
6FX50025DA051DA0 | POWER CABLE, PREASSEMBLED, EXT. 4X1.5+(2X1.5)C, CONN. SIZE 1 (1FT/1FK TO 611/810D/SIMOVERT) UL/CSA, DESINA, MOTION CONNECT 500, DMAX = 13.1 MM, TYPE: 6FX5002-5DA05 LENGTH (M) = 0 + 30 + 0 + 0 | 447 | TEM | 1 | MC | 6.85 | 1
6FX50025DA201AB0 | POWER CABLE, PREASSEMBLED TYPE: 6FX5002-5DA20 ( 1FK7 AH 20 TO MOTOR MODULE ) 4X1,5+(2X1,5) C; CONNECTOR SIZE 0,5/1,5 SQMM UL/CSA DESINA, MOTION-CONNECT 500 DMAX=13,1 MM, LENGTH (M) = 0 + 0 + 1 + 0 | 254 | TEM | 1 | MC | 0.31 | 1
6FX50025DA201AB5 | POWER CABLE, PREASSEMBLED TYPE: 6FX5002-5DA20 ( 1FK7 AH 20 TO MOTOR MODULE ) 4X1,5+(2X1,5) C; CONNECTOR SIZE 0,5/1,5 SQMM UL/CSA DESINA, MOTION-CONNECT 500 DMAX=13,1 MM, LENGTH (M) = 0 + 0 + 1 + 0,5 | 262 | TEM | 1 | MC | 0.43 | 1
6FX50025DA201AC0 | POWER CABLE, PREASSEMBLED TYPE: 6FX5002-5DA20 ( 1FK7 AH 20 TO MOTOR MODULE ) 4X1,5+(2X1,5) C; CONNECTOR SIZE 0,5/1,5 SQMM UL/CSA DESINA, MOTION-CONNECT 500 DMAX=13,1 MM, LENGTH (M) = 0 + 0 + 2 + 0 | 262 | TEM | 1 | MC | 0.55 | 1
6FX50025DA201AF0 | POWER CABLE, PREASSEMBLED TYPE: 6FX5002-5DA20 ( 1FK7 AH 20 TO MOTOR MODULE ) 4X1,5+(2X1,5) C; CONNECTOR SIZE 0,5/1,5 SQMM UL/CSA DESINA, MOTION-CONNECT 500 DMAX=13,1 MM, LENGTH (M) = 0 + 0 + 5 + 0 | 287 | TEM | 1 | MC | 1.27 | 1
6FX50025DA201AG0 | POWER CABLE, PREASSEMBLED TYPE: 6FX5002-5DA20 ( 1FK7 AH 20 TO MOTOR MODULE ) 4X1,5+(2X1,5) C; CONNECTOR SIZE 0,5/1,5 SQMM UL/CSA DESINA, MOTION-CONNECT 500 DMAX=13,1 MM, LENGTH (M) = 0 + 0 + 6 + 0 | 295 | TEM | 1 | MC | 1.51 | 1
6FX50025DA201AH0 | POWER CABLE, PREASSEMBLED TYPE: 6FX5002-5DA20 ( 1FK7 AH 20 TO MOTOR MODULE ) 4X1,5+(2X1,5) C; CONNECTOR SIZE 0,5/1,5 SQMM UL/CSA DESINA, MOTION-CONNECT 500 DMAX=13,1 MM, LENGTH (M) = 0 + 0 + 7 + 0 | 303 | TEM | 1 | MC | 1.75 | 1
6FX50025DA201AJ0 | POWER CABLE, PREASSEMBLED TYPE: 6FX5002-5DA20 ( 1FK7 AH 20 TO MOTOR MODULE ) 4X1,5+(2X1,5) C; CONNECTOR SIZE 0,5/1,5 SQMM UL/CSA DESINA, MOTION-CONNECT 500 DMAX=13,1 MM, LENGTH (M) = 0 + 0 + 8 + 0 | 311 | TEM | 1 | MC | 1.99 | 1
6FX50025DA201BA0 | POWER CABLE, PREASSEMBLED TYPE: 6FX5002-5DA20 ( 1FK7 AH 20 TO MOTOR MODULE ) 4X1,5+(2X1,5) C; CONNECTOR SIZE 0,5/1,5 SQMM UL/CSA DESINA, MOTION-CONNECT 500 DMAX=13,1 MM, LENGTH (M) = 0 + 10 + 0 + 0 | 328 | TEM | 1 | MC | 2.47 | 1
6FX50025DA201BC0 | POWER CABLE, PREASSEMBLED TYPE: 6FX5002-5DA20 ( 1FK7 AH 20 TO MOTOR MODULE ) 4X1,5+(2X1,5) C; CONNECTOR SIZE 0,5/1,5 SQMM UL/CSA DESINA, MOTION-CONNECT 500 DMAX=13,1 MM, LENGTH (M) = 0 + 10 + 2 + 0 | 344 | TEM | 1 | MC | 2.95 | 1
6FX50025DA201BD0 | POWER CABLE, PREASSEMBLED TYPE: 6FX5002-5DA20 ( 1FK7 AH 20 TO MOTOR MODULE ) 4X1,5+(2X1,5) C; CONNECTOR SIZE 0,5/1,5 SQMM UL/CSA DESINA, MOTION-CONNECT 500 DMAX=13,1 MM, LENGTH (M) = 0 + 10 + 3 + 0 | 352 | TEM | 1 | MC | 3.19 | 1
6FX50025DA201BF0 | POWER CABLE, PREASSEMBLED TYPE: 6FX5002-5DA20 ( 1FK7 AH 20 TO MOTOR MODULE ) 4X1,5+(2X1,5) C; CONNECTOR SIZE 0,5/1,5 SQMM UL/CSA DESINA, MOTION-CONNECT 500 DMAX=13,1 MM, LENGTH (M) = 0 + 10 + 5 + 0 | 368 | TEM | 1 | MC | 3.67 | 1
6FX50025DA201BJ0 | POWER CABLE, PREASSEMBLED TYPE: 6FX5002-5DA20 ( 1FK7 AH 20 TO MOTOR MODULE ) 4X1,5+(2X1,5) C; CONNECTOR SIZE 0,5/1,5 SQMM UL/CSA DESINA, MOTION-CONNECT 500 DMAX=13,1 MM, LENGTH (M) = 0 + 10 + 8 + 0 | 393 | TEM | 1 | MC | 4.39 | 1
6FX50025DA201CA0 | POWER CABLE, PREASSEMBLED TYPE: 6FX5002-5DA20 ( 1FK7 AH 20 TO MOTOR MODULE ) 4X1,5+(2X1,5) C; CONNECTOR SIZE 0,5/1,5 SQMM UL/CSA DESINA, MOTION-CONNECT 500 DMAX=13,1 MM, LENGTH (M) = 0 + 20 + 0 + 0 | 409 | TEM | 1 | MC | 4.87 | 1
6FX50025DA201CF0 | POWER CABLE, PREASSEMBLED TYPE: 6FX5002-5DA20 ( 1FK7 AH 20 TO MOTOR MODULE ) 4X1,5+(2X1,5) C; CONNECTOR SIZE 0,5/1,5 SQMM UL/CSA DESINA, MOTION-CONNECT 500 DMAX=13,1 MM, LENGTH (M) = 0 + 20 + 5 + 0 | 450 | TEM | 1 | MC | 6.07 | 1
6FX50025DA201CJ0 | POWER CABLE, PREASSEMBLED TYPE: 6FX5002-5DA20 ( 1FK7 AH 20 TO MOTOR MODULE ) 4X1,5+(2X1,5) C; CONNECTOR SIZE 0,5/1,5 SQMM UL/CSA DESINA, MOTION-CONNECT 500 DMAX=13,1 MM, LENGTH (M) = 0 + 20 + 8 + 0 | 474 | TEM | 1 | MC | 6.79 | 1
6FX50025DA201FA0 | POWER CABLE, PREASSEMBLED TYPE: 6FX5002-5DA20 ( 1FK7 AH 20 TO MOTOR MODULE ) 4X1,5+(2X1,5) C; CONNECTOR SIZE 0,5/1,5 SQMM UL/CSA DESINA, MOTION-CONNECT 500 DMAX=13,1 MM, LENGTH (M) = 0 + 50 + 0 + 0 | 654 | TEM | 1 | MC | 12.07 | 1
6FX50025DA281AJ0 | POWER CABLE, PREASSEMBLED, EXT. 4X1.5+(2X1.5)C, CONN. SIZE 1.5 (1FT/1FK TO 611/810D/SIMOVERT) UL/CSA, DESINA, MOTION CONNECT 500, DMAX = 13.1 MM, TYPE: 6FX5002-5DA28 LENGTH (M) = 0 + 0 + 8 + 0 | 415 | TEM | 1 | MC | 2.31 | 1
6FX50025DA301AC0 | POWER CABLE, PREASSEMBLED TYPE: 6FX5002-5DA30 4X1,5+(2X1,5) C; CONNECTOR SIZE 0.5 (1FK7 AH20 TO POWER MODULES AND AC/AC DRIVES ) UL/CSA DESINA, MOTION-CONNECT 500 DMAX=10,8 MM, LENGTH (M) = 0 + 0 + 2 + 0 | 155 | TEM | 1 | MC | 0.53 | 1
6FX50025DA301AC2 | POWER CABLE, PREASSEMBLED TYPE: 6FX5002-5DA30 4X1,5+(2X1,5) C; CONNECTOR SIZE 0.5 (1FK7 AH20 TO POWER MODULES AND AC/AC DRIVES ) UL/CSA DESINA, MOTION-CONNECT 500 DMAX=10,8 MM, LENGTH (M) = 0 + 0 + 2 + 0,2 | 162 | TEM | 1 | MC | 0.574 | 1
6FX50025DA301AD0 | POWER CABLE, PREASSEMBLED TYPE: 6FX5002-5DA30 4X1,5+(2X1,5) C; CONNECTOR SIZE 0.5 (1FK7 AH20 TO POWER MODULES AND AC/AC DRIVES ) UL/CSA DESINA, MOTION-CONNECT 500 DMAX=10,8 MM, LENGTH (M) = 0 + 0 + 3 + 0 | 162 | TEM | 1 | MC | 0.75 | 1
6FX50025DA301AE0 | POWER CABLE, PREASSEMBLED TYPE: 6FX5002-5DA30 4X1,5+(2X1,5) C; CONNECTOR SIZE 0.5 (1FK7 AH20 TO POWER MODULES AND AC/AC DRIVES ) UL/CSA DESINA, MOTION-CONNECT 500 DMAX=10,8 MM, LENGTH (M) = 0 + 0 + 4 + 0 | 168 | TEM | 1 | MC | 0.97 | 1
6FX50025DA301AF0 | POWER CABLE, PREASSEMBLED TYPE: 6FX5002-5DA30 4X1,5+(2X1,5) C; CONNECTOR SIZE 0.5 (1FK7 AH20 TO POWER MODULES AND AC/AC DRIVES ) UL/CSA DESINA, MOTION-CONNECT 500 DMAX=10,8 MM, LENGTH (M) = 0 + 0 + 5 + 0 | 175 | TEM | 1 | MC | 1.19 | 1
6FX50025DA301AG0 | POWER CABLE, PREASSEMBLED TYPE: 6FX5002-5DA30 4X1,5+(2X1,5) C; CONNECTOR SIZE 0.5 (1FK7 AH20 TO POWER MODULES AND AC/AC DRIVES ) UL/CSA DESINA, MOTION-CONNECT 500 DMAX=10,8 MM, LENGTH (M) = 0 + 0 + 6 + 0 | 181 | TEM | 1 | MC | 1.41 | 1
6FX50025DA301AH0 | POWER CABLE, PREASSEMBLED TYPE: 6FX5002-5DA30 4X1,5+(2X1,5) C; CONNECTOR SIZE 0.5 (1FK7 AH20 TO POWER MODULES AND AC/AC DRIVES ) UL/CSA DESINA, MOTION-CONNECT 500 DMAX=10,8 MM, LENGTH (M) = 0 + 0 + 7 + 0 | 187 | TEM | 1 | MC | 1.63 | 1
6FX50025DA301AJ0 | POWER CABLE, PREASSEMBLED TYPE: 6FX5002-5DA30 4X1,5+(2X1,5) C; CONNECTOR SIZE 0.5 (1FK7 AH20 TO POWER MODULES AND AC/AC DRIVES ) UL/CSA DESINA, MOTION-CONNECT 500 DMAX=10,8 MM, LENGTH (M) = 0 + 0 + 8 + 0 | 194 | TEM | 1 | MC | 1.85 | 1
6FX50025DA301BA0 | POWER CABLE, PREASSEMBLED TYPE: 6FX5002-5DA30 4X1,5+(2X1,5) C; CONNECTOR SIZE 0.5 (1FK7 AH20 TO POWER MODULES AND AC/AC DRIVES ) UL/CSA DESINA, MOTION-CONNECT 500 DMAX=10,8 MM, LENGTH (M) = 0 + 10 + 0 + 0 | 207 | TEM | 1 | MC | 2.29 | 1
6FX50025DA301BF0 | POWER CABLE, PREASSEMBLED TYPE: 6FX5002-5DA30 4X1,5+(2X1,5) C; CONNECTOR SIZE 0.5 (1FK7 AH20 TO POWER MODULES AND AC/AC DRIVES ) UL/CSA DESINA, MOTION-CONNECT 500 DMAX=10,8 MM, LENGTH (M) = 0 + 10 + 5 + 0 | 238 | TEM | 1 | MC | 3.39 | 1
6FX50025DA301CA0 | POWER CABLE, PREASSEMBLED TYPE: 6FX5002-5DA30 4X1,5+(2X1,5) C; CONNECTOR SIZE 0.5 (1FK7 AH20 TO POWER MODULES AND AC/AC DRIVES ) UL/CSA DESINA, MOTION-CONNECT 500 DMAX=10,8 MM, LENGTH (M) = 0 + 20 + 0 + 0 | 270 | TEM | 1 | MC | 4.49 | 1
6FX50025DA301CF0 | POWER CABLE, PREASSEMBLED TYPE: 6FX5002-5DA30 4X1,5+(2X1,5) C; CONNECTOR SIZE 0.5 (1FK7 AH20 TO POWER MODULES AND AC/AC DRIVES ) UL/CSA DESINA, MOTION-CONNECT 500 DMAX=10,8 MM, LENGTH (M) = 0 + 20 + 5 + 0 | 302 | TEM | 1 | MC | 5.59 | 1
6FX50025DA301DA0 | POWER CABLE, PREASSEMBLED TYPE: 6FX5002-5DA30 4X1,5+(2X1,5) C; CONNECTOR SIZE 0.5 (1FK7 AH20 TO POWER MODULES AND AC/AC DRIVES ) UL/CSA DESINA, MOTION-CONNECT 500 DMAX=10,8 MM, LENGTH (M) = 0 + 30 + 0 + 0 | 334 | TEM | 1 | MC | 6.69 | 1
6FX50025DA381AE0 | POWER CABLE, PREASSEMBLED, EXT. 4X2.5+(2X1.5)C, CONN. SIZE 1.5 (1FT/1FK TO 611/810D/SIMOVERT) UL/CSA, DESINA, MOTION CONNECT 500, DMAX = 14.3 MM, TYPE: 6FX5002-5DA38 LENGTH (M) = 0 + 0 + 4 + 0 | 396 | TEM | 1 | MC | 1.577 | 1
6FX50025DA581AB0 | POWER CABLE, PREASSEMBLED, EXT. 4X6+(2X1.5)C, CONN. SIZE 1.5 (1FT/1FK TO 611/810D/SIMOVERT) UL/CSA, DESINA, MOTION CONNECT 500, DMAX = 17.6 MM, TYPE: 6FX5002-5DA58 LENGTH (M) = 0 + 0 + 1 + 0 | 613 | TEM | 1 | MC | 1.1 | 1
6FX50025DA581BD0 | POWER CABLE, PREASSEMBLED, EXT. 4X6+(2X1.5)C, CONN. SIZE 1.5 (1FT/1FK TO 611/810D/SIMOVERT) UL/CSA, DESINA, MOTION CONNECT 500, DMAX = 17.6 MM, TYPE: 6FX5002-5DA58 LENGTH (M) = 0 + 10 + 3 + 0 | 783 | TEM | 1 | MC | 6.92 | 1
6FX50025DA581BE0 | POWER CABLE, PREASSEMBLED, EXT. 4X6+(2X1.5)C, CONN. SIZE 1.5 (1FT/1FK TO 611/810D/SIMOVERT) UL/CSA, DESINA, MOTION CONNECT 500, DMAX = 17.6 MM, TYPE: 6FX5002-5DA58 LENGTH (M) = 0 + 10 + 4 + 0 | 798 | TEM | 1 | MC | 7.405 | 1
6FX50025DA681BA0 | POWER CABLE PREASSEMBLED, EXT. 4X10 + (2X1.5), CONN. SIZE 1.5 (1FT/1FK TO 611/810D/SIMOVERT) UL/CSA, DESINA, MOTION CONNECT 500, DMAX = 21.7 MM, TYPE: 6FX5002-5DA68 LENGTH (M) = 0 + 10 + 0 + 0 | 523 | TEM | 1 | MC | 8.244 | 1
6FX50025DA881AD0 | POWER CABLE, PREASSEMBLED EXT. TYPE: 6FX5002-5DA88 4X1.5+(2X1.5)C, CONNECTOR GR.0,5 (MOTORSIDE) CONNECTOR GR.1 (CABINETSIDE) UL/CSA, DESINA MOTION-CONNECT 500 DMAX=10.8 MM, LENGTH (M)= 0 + 0 + 3 + 0 | 236 | TEM | 1 | MC | 0.87 | 1
6FX50025DA881AF0 | POWER CABLE, PREASSEMBLED EXT. TYPE: 6FX5002-5DA88 4X1.5+(2X1.5)C, CONNECTOR GR.0,5 (MOTORSIDE) CONNECTOR GR.1 (CABINETSIDE) UL/CSA, DESINA MOTION-CONNECT 500 DMAX=10.8 MM, LENGTH (M)= 0 + 0 + 5 + 0 | 251 | TEM | 1 | MC | 1.31 | 1
6FX50025DA881BA0 | POWER CABLE, PREASSEMBLED EXT. TYPE: 6FX5002-5DA88 4X1.5+(2X1.5)C, CONNECTOR GR.0,5 (MOTORSIDE) CONNECTOR GR.1 (CABINETSIDE) UL/CSA, DESINA MOTION-CONNECT 500 DMAX=10.8 MM, LENGTH (M)= 0 + 10 + 0 + 0 | 288 | TEM | 1 | MC | 2.41 | 1
6FX50025DA881DA0 | POWER CABLE, PREASSEMBLED EXT. TYPE: 6FX5002-5DA88 4X1.5+(2X1.5)C, CONNECTOR GR.0,5 (MOTORSIDE) CONNECTOR GR.1 (CABINETSIDE) UL/CSA, DESINA MOTION-CONNECT 500 DMAX=10.8 MM, LENGTH (M)= 0 + 30 + 0 + 0 | 434 | TEM | 1 | MC | 6.81 | 1
6FX50025DG011AB0 | POWER CABLE, PREASSEMBLED TYPE: 6FX5002-5DG01 4X1.5+(2X1.5)C, CONN. SIZE 1 (SINAMICS AC DRIVE) UL/CSA, DESINA MOTION-CONNECT 500 DMAX=10,8 MM, 0 + 0 + 1 + 0 | 143 | TEM | 1 | MC | 0.5 | 1
6FX50025DG011AC0 | POWER CABLE, PREASSEMBLED TYPE: 6FX5002-5DG01 4X1.5+(2X1.5)C, CONN. SIZE 1 (SINAMICS AC DRIVE) UL/CSA, DESINA MOTION-CONNECT 500 DMAX=10,8 MM, 0 + 0 + 2 + 0 | 150 | TEM | 1 | MC | 0.72 | 1
6FX50025DG011AD0 | POWER CABLE, PREASSEMBLED TYPE: 6FX5002-5DG01 4X1.5+(2X1.5)C, CONN. SIZE 1 (SINAMICS AC DRIVE) UL/CSA, DESINA MOTION-CONNECT 500 DMAX=10,8 MM, 0 + 0 + 3 + 0 | 157 | TEM | 1 | MC | 0.94 | 1
6FX50025DG011AD6 | POWER CABLE, PREASSEMBLED TYPE: 6FX5002-5DG01 4X1.5+(2X1.5)C, CONN. SIZE 1 (SINAMICS AC DRIVE) UL/CSA, DESINA MOTION-CONNECT 500 DMAX=10,8 MM, 0 + 0 + 3 + 0,6 | 165 | TEM | 1 | MC | 1.062 | 1
6FX50025DG011AE0 | POWER CABLE, PREASSEMBLED TYPE: 6FX5002-5DG01 4X1.5+(2X1.5)C, CONN. SIZE 1 (SINAMICS AC DRIVE) UL/CSA, DESINA MOTION-CONNECT 500 DMAX=10,8 MM, 0 + 0 + 4 + 0 | 165 | TEM | 1 | MC | 1.16 | 1
6FX50025DG011AF0 | POWER CABLE, PREASSEMBLED TYPE: 6FX5002-5DG01 4X1.5+(2X1.5)C, CONN. SIZE 1 (SINAMICS AC DRIVE) UL/CSA, DESINA MOTION-CONNECT 500 DMAX=10,8 MM, 0 + 0 + 5 + 0 | 172 | TEM | 1 | MC | 1.38 | 1
6FX50025DG011AG0 | POWER CABLE, PREASSEMBLED TYPE: 6FX5002-5DG01 4X1.5+(2X1.5)C, CONN. SIZE 1 (SINAMICS AC DRIVE) UL/CSA, DESINA MOTION-CONNECT 500 DMAX=10,8 MM, 0 + 0 + 6 + 0 | 179 | TEM | 1 | MC | 1.6 | 1
6FX50025DG011AH0 | POWER CABLE, PREASSEMBLED TYPE: 6FX5002-5DG01 4X1.5+(2X1.5)C, CONN. SIZE 1 (SINAMICS AC DRIVE) UL/CSA, DESINA MOTION-CONNECT 500 DMAX=10,8 MM, 0 + 0 + 7 + 0 | 187 | TEM | 1 | MC | 1.82 | 1
6FX50025DG011AJ0 | POWER CABLE, PREASSEMBLED TYPE: 6FX5002-5DG01 4X1.5+(2X1.5)C, CONN. SIZE 1 (SINAMICS AC DRIVE) UL/CSA, DESINA MOTION-CONNECT 500 DMAX=10,8 MM, 0 + 0 + 8 + 0 | 194 | TEM | 1 | MC | 2.04 | 1
6FX50025DG011AK0 | POWER CABLE, PREASSEMBLED TYPE: 6FX5002-5DG01 4X1.5+(2X1.5)C, CONN. SIZE 1 (SINAMICS AC DRIVE) UL/CSA, DESINA MOTION-CONNECT 500 DMAX=10,8 MM, 0 + 0 + 9 + 0 | 201 | TEM | 1 | MC | 2.26 | 1
6FX50025DG011BA0 | POWER CABLE, PREASSEMBLED TYPE: 6FX5002-5DG01 4X1.5+(2X1.5)C, CONN. SIZE 1 (SINAMICS AC DRIVE) UL/CSA, DESINA MOTION-CONNECT 500 DMAX=10,8 MM, 0 + 10 + 0 + 0 | 209 | TEM | 1 | MC | 2.48 | 1
6FX50025DG011BB0 | POWER CABLE, PREASSEMBLED TYPE: 6FX5002-5DG01 4X1.5+(2X1.5)C, CONN. SIZE 1 (SINAMICS AC DRIVE) UL/CSA, DESINA MOTION-CONNECT 500 DMAX=10,8 MM, 0 + 10 + 1 + 0 | 216 | TEM | 1 | MC | 2.69 | 1
6FX50025DG011BC0 | POWER CABLE, PREASSEMBLED TYPE: 6FX5002-5DG01 4X1.5+(2X1.5)C, CONN. SIZE 1 (SINAMICS AC DRIVE) UL/CSA, DESINA MOTION-CONNECT 500 DMAX=10,8 MM, 0 + 10 + 2 + 0 | 223 | TEM | 1 | MC | 2.91 | 1
6FX50025DG011BD0 | POWER CABLE, PREASSEMBLED TYPE: 6FX5002-5DG01 4X1.5+(2X1.5)C, CONN. SIZE 1 (SINAMICS AC DRIVE) UL/CSA, DESINA MOTION-CONNECT 500 DMAX=10,8 MM, 0 + 10 + 3 + 0 | 231 | TEM | 1 | MC | 3.13 | 1
6FX50025DG011BE0 | POWER CABLE, PREASSEMBLED TYPE: 6FX5002-5DG01 4X1.5+(2X1.5)C, CONN. SIZE 1 (SINAMICS AC DRIVE) UL/CSA, DESINA MOTION-CONNECT 500 DMAX=10,8 MM, 0 + 10 + 4 + 0 | 238 | TEM | 1 | MC | 3.35 | 1
6FX50025DG011BF0 | POWER CABLE, PREASSEMBLED TYPE: 6FX5002-5DG01 4X1.5+(2X1.5)C, CONN. SIZE 1 (SINAMICS AC DRIVE) UL/CSA, DESINA MOTION-CONNECT 500 DMAX=10,8 MM, 0 + 10 + 5 + 0 | 245 | TEM | 1 | MC | 3.57 | 1
6FX50025DG011BG0 | POWER CABLE, PREASSEMBLED TYPE: 6FX5002-5DG01 4X1.5+(2X1.5)C, CONN. SIZE 1 (SINAMICS AC DRIVE) UL/CSA, DESINA MOTION-CONNECT 500 DMAX=10,8 MM, 0 + 10 + 6 + 0 | 253 | TEM | 1 | MC | 3.79 | 1
6FX50025DG011BH0 | POWER CABLE, PREASSEMBLED TYPE: 6FX5002-5DG01 4X1.5+(2X1.5)C, CONN. SIZE 1 (SINAMICS AC DRIVE) UL/CSA, DESINA MOTION-CONNECT 500 DMAX=10,8 MM, 0 + 10 + 7 + 0 | 260 | TEM | 1 | MC | 4.01 | 1
6FX50025DG011BJ0 | POWER CABLE, PREASSEMBLED TYPE: 6FX5002-5DG01 4X1.5+(2X1.5)C, CONN. SIZE 1 (SINAMICS AC DRIVE) UL/CSA, DESINA MOTION-CONNECT 500 DMAX=10,8 MM, 0 + 10 + 8 + 0 | 267 | TEM | 1 | MC | 4.23 | 1
6FX50025DG011BJ5 | POWER CABLE, PREASSEMBLED TYPE: 6FX5002-5DG01 4X1.5+(2X1.5)C, CONN. SIZE 1 (SINAMICS AC DRIVE) UL/CSA, DESINA MOTION-CONNECT 500 DMAX=10,8 MM, 0 + 10 + 8 + 0,5 | 274 | TEM | 1 | MC | 4.33 | 1
6FX50025DG011CA0 | POWER CABLE, PREASSEMBLED TYPE: 6FX5002-5DG01 4X1.5+(2X1.5)C, CONN. SIZE 1 (SINAMICS AC DRIVE) UL/CSA, DESINA MOTION-CONNECT 500 DMAX=10,8 MM, 0 + 20 + 0 + 0 | 282 | TEM | 1 | MC | 4.68 | 1
6FX50025DG011CF0 | POWER CABLE, PREASSEMBLED TYPE: 6FX5002-5DG01 4X1.5+(2X1.5)C, CONN. SIZE 1 (SINAMICS AC DRIVE) UL/CSA, DESINA MOTION-CONNECT 500 DMAX=10,8 MM, 0 + 20 + 5 + 0 | 318 | TEM | 1 | MC | 5.77 | 1
6FX50025DG011CJ0 | POWER CABLE, PREASSEMBLED TYPE: 6FX5002-5DG01 4X1.5+(2X1.5)C, CONN. SIZE 1 (SINAMICS AC DRIVE) UL/CSA, DESINA MOTION-CONNECT 500 DMAX=10,8 MM, 0 + 20 + 8 + 0 | 340 | TEM | 1 | MC | 6.43 | 1
6FX50025DG011DA0 | POWER CABLE, PREASSEMBLED TYPE: 6FX5002-5DG01 4X1.5+(2X1.5)C, CONN. SIZE 1 (SINAMICS AC DRIVE) UL/CSA, DESINA MOTION-CONNECT 500 DMAX=10,8 MM, 0 + 30 + 0 + 0 | 354 | TEM | 1 | MC | 6.88 | 1
6FX50025DG011DF0 | POWER CABLE, PREASSEMBLED TYPE: 6FX5002-5DG01 4X1.5+(2X1.5)C, CONN. SIZE 1 (SINAMICS AC DRIVE) UL/CSA, DESINA MOTION-CONNECT 500 DMAX=10,8 MM, 0 + 30 + 5 + 0 | 390 | TEM | 1 | MC | 7.97 | 1
6FX50025DG011DG0 | POWER CABLE, PREASSEMBLED TYPE: 6FX5002-5DG01 4X1.5+(2X1.5)C, CONN. SIZE 1 (SINAMICS AC DRIVE) UL/CSA, DESINA MOTION-CONNECT 500 DMAX=10,8 MM, 0 + 30 + 6 + 0 | 397 | TEM | 1 | MC | 8.19 | 1
6FX50025DG011EA0 | POWER CABLE, PREASSEMBLED TYPE: 6FX5002-5DG01 4X1.5+(2X1.5)C, CONN. SIZE 1 (SINAMICS AC DRIVE) UL/CSA, DESINA MOTION-CONNECT 500 DMAX=10,8 MM, 0 + 40 + 0 + 0 | 428 | TEM | 1 | MC | 9.08 | 1
6FX50025DG011FA0 | POWER CABLE, PREASSEMBLED TYPE: 6FX5002-5DG01 4X1.5+(2X1.5)C, CONN. SIZE 1 (SINAMICS AC DRIVE) UL/CSA, DESINA MOTION-CONNECT 500 DMAX=10,8 MM, 0 + 50 + 0 + 0 | 501 | TEM | 1 | MC | 11.28 | 1
6FX50025DG011GA0 | POWER CABLE, PREASSEMBLED TYPE: 6FX5002-5DG01 4X1.5+(2X1.5)C, CONN. SIZE 1 (SINAMICS AC DRIVE) UL/CSA, DESINA MOTION-CONNECT 500 DMAX=10,8 MM, 0 + 60 + 0 + 0 | 574 | TEM | 1 | MC | 13.48 | 1
6FX50025DG011GB0 | POWER CABLE, PREASSEMBLED TYPE: 6FX5002-5DG01 4X1.5+(2X1.5)C, CONN. SIZE 1 (SINAMICS AC DRIVE) UL/CSA, DESINA MOTION-CONNECT 500 DMAX=10,8 MM, 0 + 60 + 1 + 0 | 581 | TEM | 1 | MC | 13.69 | 1
6FX50025DG012AA0 | POWER CABLE, PREASSEMBLED TYPE: 6FX5002-5DG01 4X1.5+(2X1.5)C, CONN. SIZE 1 (SINAMICS AC DRIVE) UL/CSA, DESINA MOTION-CONNECT 500 DMAX=10,8 MM, 100 + 0 + 0 + 0 | 866 | TEM | 1 | MC | 22.28 | 1
6FX50025DG101AB0 | POWER CABLE PREASSEMBLED 4X1.5+(2X1.5) C SPEED CONNECT CONNECTOR GR. 1 (SINAMICS AC DRIVE) UL/CSA, DESINA MOTION CONNECT 500 DMAX = 10,8 MM TYPE: 6FX5002-5DG10 LENGTH (M) = + 0 + 0 + 1 + 0 | 143 | TEM | 1 | MC | 0.47 | 1
6FX50025DG101AF0 | POWER CABLE PREASSEMBLED 4X1.5+(2X1.5) C SPEED CONNECT CONNECTOR GR. 1 (SINAMICS AC DRIVE) UL/CSA, DESINA MOTION CONNECT 500 DMAX = 10,8 MM TYPE: 6FX5002-5DG10 LENGTH (M) = + 0 + 0 + 5 + 0 | 172 | TEM | 1 | MC | 1.35 | 1
6FX50025DG101AG0 | POWER CABLE PREASSEMBLED 4X1.5+(2X1.5) C SPEED CONNECT CONNECTOR GR. 1 (SINAMICS AC DRIVE) UL/CSA, DESINA MOTION CONNECT 500 DMAX = 10,8 MM TYPE: 6FX5002-5DG10 LENGTH (M) = + 0 + 0 + 6 + 0 | 180 | TEM | 1 | MC | 1.57 | 1
6FX50025DG101BA0 | POWER CABLE PREASSEMBLED 4X1.5+(2X1.5) C SPEED CONNECT CONNECTOR GR. 1 (SINAMICS AC DRIVE) UL/CSA, DESINA MOTION CONNECT 500 DMAX = 10,8 MM TYPE: 6FX5002-5DG10 LENGTH (M) = + 0 + 10 + 0 + 0 | 209 | TEM | 1 | MC | 2.45 | 1
6FX50025DG101BB0 | POWER CABLE PREASSEMBLED 4X1.5+(2X1.5) C SPEED CONNECT CONNECTOR GR. 1 (SINAMICS AC DRIVE) UL/CSA, DESINA MOTION CONNECT 500 DMAX = 10,8 MM TYPE: 6FX5002-5DG10 LENGTH (M) = + 0 + 10 + 1 + 0 | 216 | TEM | 1 | MC | 2.67 | 1
6FX50025DG101BF0 | POWER CABLE PREASSEMBLED 4X1.5+(2X1.5) C SPEED CONNECT CONNECTOR GR. 1 (SINAMICS AC DRIVE) UL/CSA, DESINA MOTION CONNECT 500 DMAX = 10,8 MM TYPE: 6FX5002-5DG10 LENGTH (M) = + 0 + 10 + 5 + 0 | 245 | TEM | 1 | MC | 3.55 | 1
6FX50025DG101CA0 | POWER CABLE PREASSEMBLED 4X1.5+(2X1.5) C SPEED CONNECT CONNECTOR GR. 1 (SINAMICS AC DRIVE) UL/CSA, DESINA MOTION CONNECT 500 DMAX = 10,8 MM TYPE: 6FX5002-5DG10 LENGTH (M) = + 0 + 20 + 0 + 0 | 282 | TEM | 1 | MC | 4.65 | 1
6FX50025DG101DA0 | POWER CABLE PREASSEMBLED 4X1.5+(2X1.5) C SPEED CONNECT CONNECTOR GR. 1 (SINAMICS AC DRIVE) UL/CSA, DESINA MOTION CONNECT 500 DMAX = 10,8 MM TYPE: 6FX5002-5DG10 LENGTH (M) = + 0 + 30 + 0 + 0 | 355 | TEM | 1 | MC | 6.85 | 1
6FX50025DG101EE0 | POWER CABLE PREASSEMBLED 4X1.5+(2X1.5) C SPEED CONNECT CONNECTOR GR. 1 (SINAMICS AC DRIVE) UL/CSA, DESINA MOTION CONNECT 500 DMAX = 10,8 MM TYPE: 6FX5002-5DG10 LENGTH (M) = + 0 + 40 + 4 + 0 | 457 | TEM | 1 | MC | 9.93 | 1
6FX50025DG111AC0 | POWER CABLE, PREASSEMBLED TYPE: 6FX5002-5DG11 4X2.5+(2X1.5)C, CONN. SIZE 1 (SINAMICS AC DRIVE) UL/CSA, DESINA MOTION-CONNECT 500 DMAX=12,4 MM, 0 + 0 + 2 + 0 | 155 | TEM | 1 | MC | 0.739 | 1
6FX50025DG111AF0 | POWER CABLE, PREASSEMBLED TYPE: 6FX5002-5DG11 4X2.5+(2X1.5)C, CONN. SIZE 1 (SINAMICS AC DRIVE) UL/CSA, DESINA MOTION-CONNECT 500 DMAX=12,4 MM, 0 + 0 + 5 + 0 | 182 | TEM | 1 | MC | 1.486 | 1
6FX50025DG111BA0 | POWER CABLE, PREASSEMBLED TYPE: 6FX5002-5DG11 4X2.5+(2X1.5)C, CONN. SIZE 1 (SINAMICS AC DRIVE) UL/CSA, DESINA MOTION-CONNECT 500 DMAX=12,4 MM, 0 + 10 + 0 + 0 | 227 | TEM | 1 | MC | 2.731 | 1
6FX50025DG111BC0 | POWER CABLE, PREASSEMBLED TYPE: 6FX5002-5DG11 4X2.5+(2X1.5)C, CONN. SIZE 1 (SINAMICS AC DRIVE) UL/CSA, DESINA MOTION-CONNECT 500 DMAX=12,4 MM, 0 + 10 + 2 + 0 | 245 | TEM | 1 | MC | 3.219 | 1
6FX50025DG111BF0 | POWER CABLE, PREASSEMBLED TYPE: 6FX5002-5DG11 4X2.5+(2X1.5)C, CONN. SIZE 1 (SINAMICS AC DRIVE) UL/CSA, DESINA MOTION-CONNECT 500 DMAX=12,4 MM, 0 + 10 + 5 + 0 | 272 | TEM | 1 | MC | 3.966 | 1
6FX50025DG111BG0 | POWER CABLE, PREASSEMBLED TYPE: 6FX5002-5DG11 4X2.5+(2X1.5)C, CONN. SIZE 1 (SINAMICS AC DRIVE) UL/CSA, DESINA MOTION-CONNECT 500 DMAX=12,4 MM, 0 + 10 + 6 + 0 | 281 | TEM | 1 | MC | 4.215 | 1
6FX50025DG111BJ0 | POWER CABLE, PREASSEMBLED TYPE: 6FX5002-5DG11 4X2.5+(2X1.5)C, CONN. SIZE 1 (SINAMICS AC DRIVE) UL/CSA, DESINA MOTION-CONNECT 500 DMAX=12,4 MM, 0 + 10 + 8 + 0 | 300 | TEM | 1 | MC | 4.713 | 1
6FX50025DG111CA0 | POWER CABLE, PREASSEMBLED TYPE: 6FX5002-5DG11 4X2.5+(2X1.5)C, CONN. SIZE 1 (SINAMICS AC DRIVE) UL/CSA, DESINA MOTION-CONNECT 500 DMAX=12,4 MM, 0 + 20 + 0 + 0 | 318 | TEM | 1 | MC | 5.221 | 1
6FX50025DG111DC0 | POWER CABLE, PREASSEMBLED TYPE: 6FX5002-5DG11 4X2.5+(2X1.5)C, CONN. SIZE 1 (SINAMICS AC DRIVE) UL/CSA, DESINA MOTION-CONNECT 500 DMAX=12,4 MM, 0 + 30 + 2 + 0 | 428 | TEM | 1 | MC | 8.199 | 1
6FX50025DG111HA0 | POWER CABLE, PREASSEMBLED TYPE: 6FX5002-5DG11 4X2.5+(2X1.5)C, CONN. SIZE 1 (SINAMICS AC DRIVE) UL/CSA, DESINA MOTION-CONNECT 500 DMAX=12,4 MM, 0 + 70 + 0 + 0 | 771 | TEM | 1 | MC | 17.671 | 1
6FX50025DG121AF0 | POWER CABLE PREASSEMBLED 4X2.5+(2X1.5)C C, SPEED CONNECT CONNECTOR GR. 1 FOR SINAMICS POWER MODULE MOTION CONNECT 500 UL/CSA, DESINA DMAX = 12.4MM, TYPE: 6FX5002-5DG12 LENGTH (M) = 0 + 0 + 5 + 0 | 182 | TEM | 1 | MC | 1.695 | 1
6FX50025DG121AH0 | POWER CABLE PREASSEMBLED 4X2.5+(2X1.5)C C, SPEED CONNECT CONNECTOR GR. 1 FOR SINAMICS POWER MODULE MOTION CONNECT 500 UL/CSA, DESINA DMAX = 12.4MM, TYPE: 6FX5002-5DG12 LENGTH (M) = 0 + 0 + 7 + 0 | 200 | TEM | 1 | MC | 2.181 | 1
6FX50025DG121BA0 | POWER CABLE PREASSEMBLED 4X2.5+(2X1.5)C C, SPEED CONNECT CONNECTOR GR. 1 FOR SINAMICS POWER MODULE MOTION CONNECT 500 UL/CSA, DESINA DMAX = 12.4MM, TYPE: 6FX5002-5DG12 LENGTH (M) = 0 + 10 + 0 + 0 | 227 | TEM | 1 | MC | 2.91 | 1
6FX50025DG121BD0 | POWER CABLE PREASSEMBLED 4X2.5+(2X1.5)C C, SPEED CONNECT CONNECTOR GR. 1 FOR SINAMICS POWER MODULE MOTION CONNECT 500 UL/CSA, DESINA DMAX = 12.4MM, TYPE: 6FX5002-5DG12 LENGTH (M) = 0 + 10 + 3 + 0 | 254 | TEM | 1 | MC | 3.639 | 1
6FX50025DG121BF0 | POWER CABLE PREASSEMBLED 4X2.5+(2X1.5)C C, SPEED CONNECT CONNECTOR GR. 1 FOR SINAMICS POWER MODULE MOTION CONNECT 500 UL/CSA, DESINA DMAX = 12.4MM, TYPE: 6FX5002-5DG12 LENGTH (M) = 0 + 10 + 5 + 0 + 0 | 272 | TEM | 1 | MC | 4.125 | 1
6FX50025DG121BH0 | POWER CABLE PREASSEMBLED 4X2.5+(2X1.5)C C, SPEED CONNECT CONNECTOR GR. 1 FOR SINAMICS POWER MODULE MOTION CONNECT 500 UL/CSA, DESINA DMAX = 12.4MM, TYPE: 6FX5002-5DG12 LENGTH (M) = 0 + 10 + 7 + 0 | 290 | TEM | 1 | MC | 4.611 | 1
6FX50025DG131BA0 | POWER CABLE, PREASSEMBLED TYPE: 6FX5002-5DG13 4X10+(2X1.5) C, CONN. SIZE 3 (1FT/1FK ZU 611/810D/SIMOVERT) UL/CSA DESINA MOTION-CONNECT 500, DMAX=20.8 MM, 0 + 10 + 0 + 0 | 896 | TEM | 1 | MC | 9.047 | 1
6FX50025DG131FA0 | POWER CABLE, PREASSEMBLED TYPE: 6FX5002-5DG13 4X10+(2X1.5) C, CONN. SIZE 3 (1FT/1FK ZU 611/810D/SIMOVERT) UL/CSA DESINA MOTION-CONNECT 500, DMAX=20.8 MM, 0 + 50 + 0 + 0 | 1709 | TEM | 1 | MC | 41.287 | 1
6FX50025DG211AF0 | POWER CABLE, PREASSEMBLED, TYPE: 6FX5002-5DG21 4X1.5+(2X1.5)C, CONN. SIZE 1.5 (SINAMICS AC DRIVE) UL/CSA, DESINA MOTION-CONNECT 500 DMAX=10,8 MM, 0 + 0 + 5 + 0 | 242 | TEM | 1 | MC | 1.47 | 1
6FX50025DG211AG0 | POWER CABLE, PREASSEMBLED, TYPE: 6FX5002-5DG21 4X1.5+(2X1.5)C, CONN. SIZE 1.5 (SINAMICS AC DRIVE) UL/CSA, DESINA MOTION-CONNECT 500 DMAX=10,8 MM, 0 + 0 + 6 + 0 | 249 | TEM | 1 | MC | 1.69 | 1
6FX50025DG211BA0 | POWER CABLE, PREASSEMBLED, TYPE: 6FX5002-5DG21 4X1.5+(2X1.5)C, CONN. SIZE 1.5 (SINAMICS AC DRIVE) UL/CSA, DESINA MOTION-CONNECT 500 DMAX=10,8 MM, 0 + 10 + 0 + 0 | 279 | TEM | 1 | MC | 2.57 | 1
6FX50025DG211BF0 | POWER CABLE, PREASSEMBLED, TYPE: 6FX5002-5DG21 4X1.5+(2X1.5)C, CONN. SIZE 1.5 (SINAMICS AC DRIVE) UL/CSA, DESINA MOTION-CONNECT 500 DMAX=10,8 MM, 0 + 10 + 5 + 0 | 315 | TEM | 1 | MC | 3.66 | 1
6FX50025DG211DA0 | POWER CABLE, PREASSEMBLED, TYPE: 6FX5002-5DG21 4X1.5+(2X1.5)C, CONN. SIZE 1.5 (SINAMICS AC DRIVE) UL/CSA, DESINA MOTION-CONNECT 500 DMAX=10,8 MM, 0 + 30 + 0 + 0 | 423 | TEM | 1 | MC | 6.97 | 1
6FX50025DG221AC0 | POWER CABLE PREASSEMBLED 4X1.5+(2X1.5)C SPEED CONNECT CONNECTOR GR. 1,5 (SINAMICS AC DRIVE) UL/CSA, DESINA MOTION CONNECT 500 DMAX = 10,8 MM TYPE: 6FX5002-5DG22 LENGTH (M) = + 0 + 0 + 2 + 0 | 220 | TEM | 1 | MC | 0.78 | 1
6FX50025DG221AE0 | POWER CABLE PREASSEMBLED 4X1.5+(2X1.5)C SPEED CONNECT CONNECTOR GR. 1,5 (SINAMICS AC DRIVE) UL/CSA, DESINA MOTION CONNECT 500 DMAX = 10,8 MM TYPE: 6FX5002-5DG22 LENGTH (M) = + 0 + 0 + 4 + 0 | 235 | TEM | 1 | MC | 1.22 | 1
6FX50025DG221AF0 | POWER CABLE PREASSEMBLED 4X1.5+(2X1.5)C SPEED CONNECT CONNECTOR GR. 1,5 (SINAMICS AC DRIVE) UL/CSA, DESINA MOTION CONNECT 500 DMAX = 10,8 MM TYPE: 6FX5002-5DG22 LENGTH (M) = + 0 + 0 + 5 + 0 | 242 | TEM | 1 | MC | 1.44 | 1
6FX50025DG221BA0 | POWER CABLE PREASSEMBLED 4X1.5+(2X1.5)C SPEED CONNECT CONNECTOR GR. 1,5 (SINAMICS AC DRIVE) UL/CSA, DESINA MOTION CONNECT 500 DMAX = 10,8 MM TYPE: 6FX5002-5DG22 LENGTH (M) = + 0 + 10 + 0 + 0 | 279 | TEM | 1 | MC | 2.54 | 1
6FX50025DG221CA0 | POWER CABLE PREASSEMBLED 4X1.5+(2X1.5)C SPEED CONNECT CONNECTOR GR. 1,5 (SINAMICS AC DRIVE) UL/CSA, DESINA MOTION CONNECT 500 DMAX = 10,8 MM TYPE: 6FX5002-5DG22 LENGTH (M) = + 0 + 20 + 0 + 0 | 352 | TEM | 1 | MC | 4.74 | 1
6FX50025DG221CF0 | POWER CABLE PREASSEMBLED 4X1.5+(2X1.5)C SPEED CONNECT CONNECTOR GR. 1,5 (SINAMICS AC DRIVE) UL/CSA, DESINA MOTION CONNECT 500 DMAX = 10,8 MM TYPE: 6FX5002-5DG22 LENGTH (M) = + 0 + 20 + 5 + 0 | 388 | TEM | 1 | MC | 5.84 | 1
6FX50025DG231BE0 | POWER CABLE, PREASSEMBLED TYPE: 6FX5002-5DG23 4X16 + (2X1.5) C, CONN. SIZE 3 (SINAMICS AC DRIVE) UL/CSA DESINA MOTION-CONNECT 500 DMAX=25 MM, ENCLOSURE: 4XCABLE LUGS M8, 1XCABLE LUGS M6, 1XSPRING CLAMP LENGTH (M) = 0 + 10 + 4 + 0 | 1066 | TEM | 1 | MC | 16.569 | 1
6FX50025DG231CA0 | POWER CABLE, PREASSEMBLED TYPE: 6FX5002-5DG23 4X16 + (2X1.5) C, CONN. SIZE 3 (SINAMICS AC DRIVE) UL/CSA DESINA MOTION-CONNECT 500 DMAX=25 MM, ENCLOSURE: 4XCABLE LUGS M8, 1XCABLE LUGS M6, 1XSPRING CLAMP LENGTH (M) = 0 + 20 + 0 + 0 | 1214 | TEM | 1 | MC | 23.247 | 1
6FX50025DG231CF0 | POWER CABLE, PREASSEMBLED TYPE: 6FX5002-5DG23 4X16 + (2X1.5) C, CONN. SIZE 3 (SINAMICS AC DRIVE) UL/CSA DESINA MOTION-CONNECT 500 DMAX=25 MM, ENCLOSURE: 4XCABLE LUGS M8, 1XCABLE LUGS M6, 1XSPRING CLAMP LENGTH (M) = 0 + 20 + 5 + 0 | 1336 | TEM | 1 | MC | 28.812 | 1
6FX50025DG231EA0 | POWER CABLE, PREASSEMBLED TYPE: 6FX5002-5DG23 4X16 + (2X1.5) C, CONN. SIZE 3 (SINAMICS AC DRIVE) UL/CSA DESINA MOTION-CONNECT 500 DMAX=25 MM, ENCLOSURE: 4XCABLE LUGS M8, 1XCABLE LUGS M6, 1XSPRING CLAMP LENGTH (M) = 0 + 40 + 0 + 0 | 1703 | TEM | 1 | MC | 45.507 | 1
6FX50025DG311AF0 | POWER CABLE, PREASSEMBLED, TYPE: 6FX5002-5DG31 4X2.5+(2X1.5)C, CONN. SIZE 1.5 (SINAMICS AC DRIVE UL/CSA, DESINA MOTION-CONNECT 500 DMAX=12,4 MM, 0 + 0 + 5 + 0 | 250 | TEM | 1 | MC | 1.636 | 1
6FX50025DG311BA0 | POWER CABLE, PREASSEMBLED, TYPE: 6FX5002-5DG31 4X2.5+(2X1.5)C, CONN. SIZE 1.5 (SINAMICS AC DRIVE UL/CSA, DESINA MOTION-CONNECT 500 DMAX=12,4 MM, 0 + 10 + 0 + 0 | 295 | TEM | 1 | MC | 2.881 | 1
6FX50025DG311BJ0 | POWER CABLE, PREASSEMBLED, TYPE: 6FX5002-5DG31 4X2.5+(2X1.5)C, CONN. SIZE 1.5 (SINAMICS AC DRIVE UL/CSA, DESINA MOTION-CONNECT 500 DMAX=12,4 MM, 0 + 10 + 8 + 0 | 368 | TEM | 1 | MC | 4.863 | 1
6FX50025DG311CA0 | POWER CABLE, PREASSEMBLED, TYPE: 6FX5002-5DG31 4X2.5+(2X1.5)C, CONN. SIZE 1.5 (SINAMICS AC DRIVE UL/CSA, DESINA MOTION-CONNECT 500 DMAX=12,4 MM, 0 + 20 + 0 + 0 | 386 | TEM | 1 | MC | 5.371 | 1
6FX50025DG311EG0 | POWER CABLE, PREASSEMBLED, TYPE: 6FX5002-5DG31 4X2.5+(2X1.5)C, CONN. SIZE 1.5 (SINAMICS AC DRIVE UL/CSA, DESINA MOTION-CONNECT 500 DMAX=12,4 MM, 0 + 40 + 6 + 0 | 622 | TEM | 1 | MC | 11.835 | 1
6FX50025DG321BA0 | POWER CABLE PREASSEMBLED 4X2.5+(2X1.5)C SPEED CONNECT CONNECTOR GR. 1.5 (SINAMICS AC DRIVE) UL/CSA, DESINA MOTION CONNECT 500 DMAX = 12,4 MM TYPE: 6FX5002-5DG32 LENGTH (M) = + 0 + 10 + 0 + 0 | 295 | TEM | 1 | MC | 2.851 | 1
6FX50025DG321BF0 | POWER CABLE PREASSEMBLED 4X2.5+(2X1.5)C SPEED CONNECT CONNECTOR GR. 1.5 (SINAMICS AC DRIVE) UL/CSA, DESINA MOTION CONNECT 500 DMAX = 12,4 MM TYPE: 6FX5002-5DG32 LENGTH (M) = + 0 + 10 + 5 + 0 + 0 | 340 | TEM | 1 | MC | 4.096 | 1
6FX50025DG321DA0 | POWER CABLE PREASSEMBLED 4X2.5+(2X1.5)C SPEED CONNECT CONNECTOR GR. 1.5 (SINAMICS AC DRIVE) UL/CSA, DESINA MOTION CONNECT 500 DMAX = 12,4 MM TYPE: 6FX5002-5DG32 LENGTH (M) = + 0 + 30 + 0 + 0 | 476 | TEM | 1 | MC | 7.831 | 1
6FX50025DG331AE0 | POWER CABLE, PREASSEMBLED TYPE: 6FX5002-5DG33 (MOTORS TO POWER MODULES AND MOTOR MODULES) 4X25 + (2X1.5) C, CONNECTOR SIZE 3 /CUTTED WIRE END; LENGTH 300 MM, UL/CSA DESINA MOTION-CONNECT 500 DMAX=27.9 MM, LENGTH (M) = ENCLOSURE: 4X CABLE LUGS M8, 1X CABLE LUGS M6, 1X SPRING CLAMP 0 + 0 + 4 + 0 | 1121 | TEM | 1 | MC | 7.447 | 1
6FX50025DG331AF0 | POWER CABLE, PREASSEMBLED TYPE: 6FX5002-5DG33 (MOTORS TO POWER MODULES AND MOTOR MODULES) 4X25 + (2X1.5) C, CONNECTOR SIZE 3 /CUTTED WIRE END; LENGTH 300 MM, UL/CSA DESINA MOTION-CONNECT 500 DMAX=27.9 MM, LENGTH (M) = ENCLOSURE: 4X CABLE LUGS M8, 1X CABLE LUGS M6, 1X SPRING CLAMP 0 + 0 + 5 + 0 | 1160 | TEM | 1 | MC | 9.062 | 1
6FX50025DG331BA0 | POWER CABLE, PREASSEMBLED TYPE: 6FX5002-5DG33 (MOTORS TO POWER MODULES AND MOTOR MODULES) 4X25 + (2X1.5) C, CONNECTOR SIZE 3 /CUTTED WIRE END; LENGTH 300 MM, UL/CSA DESINA MOTION-CONNECT 500 DMAX=27.9 MM, LENGTH (M) = ENCLOSURE: 4X CABLE LUGS M8, 1X CABLE LUGS M6, 1X SPRING CLAMP 0 + 10 + 0 + 0 | 1353 | TEM | 1 | MC | 17.137 | 1
6FX50025DG331BF0 | POWER CABLE, PREASSEMBLED TYPE: 6FX5002-5DG33 (MOTORS TO POWER MODULES AND MOTOR MODULES) 4X25 + (2X1.5) C, CONNECTOR SIZE 3 /CUTTED WIRE END; LENGTH 300 MM, UL/CSA DESINA MOTION-CONNECT 500 DMAX=27.9 MM, LENGTH (M) = ENCLOSURE: 4X CABLE LUGS M8, 1X CABLE LUGS M6, 1X SPRING CLAMP 0 + 10 + 5 + 0 | 1546 | TEM | 1 | MC | 25.212 | 1
6FX50025DG331BK0 | POWER CABLE, PREASSEMBLED TYPE: 6FX5002-5DG33 (MOTORS TO POWER MODULES AND MOTOR MODULES) 4X25 + (2X1.5) C, CONNECTOR SIZE 3 /CUTTED WIRE END; LENGTH 300 MM, UL/CSA DESINA MOTION-CONNECT 500 DMAX=27.9 MM, LENGTH (M) = ENCLOSURE: 4X CABLE LUGS M8, 1X CABLE LUGS M6, 1X SPRING CLAMP 0 + 10 + 9 + 0 | 1703 | TEM | 1 | MC | 31.672 | 1
6FX50025DG331CB0 | POWER CABLE, PREASSEMBLED TYPE: 6FX5002-5DG33 (MOTORS TO POWER MODULES AND MOTOR MODULES) 4X25 + (2X1.5) C, CONNECTOR SIZE 3 /CUTTED WIRE END; LENGTH 300 MM, UL/CSA DESINA MOTION-CONNECT 500 DMAX=27.9 MM, LENGTH (M) = ENCLOSURE: 4X CABLE LUGS M8, 1X CABLE LUGS M6, 1X SPRING CLAMP 0 + 20 + 1 + 0 | 1782 | TEM | 1 | MC | 34.902 | 1
6FX50025DG331CE0 | POWER CABLE, PREASSEMBLED TYPE: 6FX5002-5DG33 (MOTORS TO POWER MODULES AND MOTOR MODULES) 4X25 + (2X1.5) C, CONNECTOR SIZE 3 /CUTTED WIRE END; LENGTH 300 MM, UL/CSA DESINA MOTION-CONNECT 500 DMAX=27.9 MM, LENGTH (M) = ENCLOSURE: 4X CABLE LUGS M8, 1X CABLE LUGS M6, 1X SPRING CLAMP 0 + 20 + 4 + 0 | 1898 | TEM | 1 | MC | 39.747 | 1
6FX50025DG331CF0 | POWER CABLE, PREASSEMBLED TYPE: 6FX5002-5DG33 (MOTORS TO POWER MODULES AND MOTOR MODULES) 4X25 + (2X1.5) C, CONNECTOR SIZE 3 /CUTTED WIRE END; LENGTH 300 MM, UL/CSA DESINA MOTION-CONNECT 500 DMAX=27.9 MM, LENGTH (M) = ENCLOSURE: 4X CABLE LUGS M8, 1X CABLE LUGS M6, 1X SPRING CLAMP 0 + 20 + 5 + 0 | 1937 | TEM | 1 | MC | 41.362 | 1
6FX50025DG411BA0 | POWER CABLE, PREASSEMBLED, TYPE: 6FX5002-5DG41 4X4+(2X1.5)C, CONN. SIZE 1.5 (SINAMICS AC DRIVE) UL/CSA, DESINA MOTION-CONNECT 500 DMAX=14 MM, 0 + 10 + 0 + 0 | 321 | TEM | 1 | MC | 3.807 | 1
6FX50025DG411BF0 | POWER CABLE, PREASSEMBLED, TYPE: 6FX5002-5DG41 4X4+(2X1.5)C, CONN. SIZE 1.5 (SINAMICS AC DRIVE) UL/CSA, DESINA MOTION-CONNECT 500 DMAX=14 MM, 0 + 10 + 5 + 0 | 378 | TEM | 1 | MC | 5.512 | 1
6FX50025DG411CF0 | POWER CABLE, PREASSEMBLED, TYPE: 6FX5002-5DG41 4X4+(2X1.5)C, CONN. SIZE 1.5 (SINAMICS AC DRIVE) UL/CSA, DESINA MOTION-CONNECT 500 DMAX=14 MM, 0 + 20 + 5 + 0 | 492 | TEM | 1 | MC | 8.942 | 1
6FX50025DG421AC0 | POWER CABLE PREASSEMBLED 4X4+(2X1.5) C SPEED CONNECT CONNECTOR GR. 1.5 (SINAMICS AC DRIVE) UL/CSA, DESINA MOTION CONNECT 500 DMAX = 14 MM TYPE: 6FX5002-5DG42 LENGTH (M) = + 0 + 0 + 2 + 0 | 229 | TEM | 1 | MC | 1.033 | 1
6FX50025DG421BA0 | POWER CABLE PREASSEMBLED 4X4+(2X1.5) C SPEED CONNECT CONNECTOR GR. 1.5 (SINAMICS AC DRIVE) UL/CSA, DESINA MOTION CONNECT 500 DMAX = 14 MM TYPE: 6FX5002-5DG42 LENGTH (M) = + 0 + 10 + 0 + 0 | 321 | TEM | 1 | MC | 3.777 | 1
6FX50025DG511BB0 | POWER CABLE, PREASSEMBLED, TYPE: 6FX5002-5DG51 4X6+(2X1.5)C, CONN. SIZE 1.5 (SINAMICS AC DRIVE) UL/CSA, DESINA MOTION-CONNECT 500 DMAX=16,1 MM, 0 + 10 + 1 + 0 | 375 | TEM | 1 | MC | 5.75 | 1
6FX50025DG521BA0 | POWER CABLE PREASSEMBLED 4X6+(2X1.5) C SPEED CONNECT CONNECTOR GR. 1.5 (SINAMICS AC DRIVE) UL/CSA, DESINA MOTION CONNECT 500 DMAX = 16,1 MM TYPE: 6FX5002-5DG52 LENGTH (M) = + 0 + 10 + 0 + 0 | 360 | TEM | 1 | MC | 5.245 | 1
6FX50025DG521CF0 | POWER CABLE PREASSEMBLED 4X6+(2X1.5) C SPEED CONNECT CONNECTOR GR. 1.5 (SINAMICS AC DRIVE) UL/CSA, DESINA MOTION CONNECT 500 DMAX = 16,1 MM TYPE: 6FX5002-5DG52 LENGTH (M) = + 0 + 20 + 5 + 0 | 573 | TEM | 1 | MC | 12.52 | 1
6FX50025DG531DC0 | POWER CABLE, PREASSEMBLED TYPE: 6FX5002-5DG53 (MOTORS TO POWER MODULES AND MOTOR MODULES) 4X50 + (2X1.5) C, CONNECTOR SIZE 3 / CUTTED WIRE END; LENGTH 300 MM, UL/CSA DESINA MOTION-CONNECT 500 DMAX=35.8 MM, LENGTH (M) = ENCLOSURE: 4XCABLE LUGS M8, 1XCABLE LUGS M6, 1XSPRING CLAMP 0 + 30 + 2 + 0 | 3287 | TEM | 1 | MC | 98.267 | 1
6FX50025DG611BB0 | POWER CABLE, PREASSEMBLED TYPE: 6FX5002-5DG61 4X10+(2X1.5) C, CONNECTOR SIZE 1.5 (SINAMICS AC DRIVE) UL/CSA, DESINA MOTION-CONNECT 500 DMAX=20.6 MM, 0 + 10 + 1 + 0 | 517 | TEM | 1 | MC | 9.236 | 1
6FX50025DG611CA0 | POWER CABLE, PREASSEMBLED TYPE: 6FX5002-5DG61 4X10+(2X1.5) C, CONNECTOR SIZE 1.5 (SINAMICS AC DRIVE) UL/CSA, DESINA MOTION-CONNECT 500 DMAX=20.6 MM, 0 + 20 + 0 + 0 | 729 | TEM | 1 | MC | 16.49 | 1
6FX50025DG611EA0 | POWER CABLE, PREASSEMBLED TYPE: 6FX5002-5DG61 4X10+(2X1.5) C, CONNECTOR SIZE 1.5 (SINAMICS AC DRIVE) UL/CSA, DESINA MOTION-CONNECT 500 DMAX=20.6 MM, 0 + 40 + 0 + 0 | 1201 | TEM | 1 | MC | 32.61 | 1
6FX50025DG621BA0 | POWER CABLE PREASSEMBLED 4X10+(2X1.5) C SPEED CONNECT CONNECTOR GR. 1.5 (SINAMICS AC DRIVE) UL/CSA, DESINA MOTION CONNECT 500 DMAX = 20.6 MM TYPE: 6FX5002-5DG62 LENGTH (M) = + 0 + 10 + 0 + 0 | 494 | TEM | 1 | MC | 8.43 | 1
6FX50025DN011AB0 | POWER CABLE PREASSEMBLED 4X1,5+(2X1,5) C SPEED CONNECT CONNECTOR GR. 1 (SINAMICS MOTOR MODULE) UL/CSA, DESINA MOTION CONNECT 500 DMAX = 10,8 MM TYPE: 6FX5002-5DN01 LENGTH (M) = + 0 + 0 + 1 + 0 | 258 | TEM | 1 | MC | 0.529 | 1
6FX50025DN011AB5 | POWER CABLE PREASSEMBLED 4X1,5+(2X1,5) C SPEED CONNECT CONNECTOR GR. 1 (SINAMICS MOTOR MODULE) UL/CSA, DESINA MOTION CONNECT 500 DMAX = 10,8 MM TYPE: 6FX5002-5DN01 LENGTH (M) = + 0 + 0 + 1 + 0,5 | 266 | TEM | 1 | MC | 0.639 | 1
6FX50025DN011AC0 | POWER CABLE PREASSEMBLED 4X1,5+(2X1,5) C SPEED CONNECT CONNECTOR GR. 1 (SINAMICS MOTOR MODULE) UL/CSA, DESINA MOTION CONNECT 500 DMAX = 10,8 MM TYPE: 6FX5002-5DN01 LENGTH (M) = + 0 + 0 + 2 + 0 | 266 | TEM | 1 | MC | 0.749 | 1
6FX50025DN011AC2 | POWER CABLE PREASSEMBLED 4X1,5+(2X1,5) C SPEED CONNECT CONNECTOR GR. 1 (SINAMICS MOTOR MODULE) UL/CSA, DESINA MOTION CONNECT 500 DMAX = 10,8 MM TYPE: 6FX5002-5DN01 LENGTH (M) = + 0 + 0 + 2 + 0,2 | 273 | TEM | 1 | MC | 0.793 | 1
6FX50025DN011AC6 | POWER CABLE PREASSEMBLED 4X1,5+(2X1,5) C SPEED CONNECT CONNECTOR GR. 1 (SINAMICS MOTOR MODULE) UL/CSA, DESINA MOTION CONNECT 500 DMAX = 10,8 MM TYPE: 6FX5002-5DN01 LENGTH (M) = + 0 + 0 + 2 + 0,6 | 273 | TEM | 1 | MC | 0.881 | 1
6FX50025DN011AD0 | POWER CABLE PREASSEMBLED 4X1,5+(2X1,5) C SPEED CONNECT CONNECTOR GR. 1 (SINAMICS MOTOR MODULE) UL/CSA, DESINA MOTION CONNECT 500 DMAX = 10,8 MM TYPE: 6FX5002-5DN01 LENGTH (M) = + 0 + 0 + 3 + 0 | 273 | TEM | 1 | MC | 0.969 | 1
6FX50025DN011AE0 | POWER CABLE PREASSEMBLED 4X1,5+(2X1,5) C SPEED CONNECT CONNECTOR GR. 1 (SINAMICS MOTOR MODULE) UL/CSA, DESINA MOTION CONNECT 500 DMAX = 10,8 MM TYPE: 6FX5002-5DN01 LENGTH (M) = + 0 + 0 + 4 + 0 | 281 | TEM | 1 | MC | 1.189 | 1
6FX50025DN011AE8 | POWER CABLE PREASSEMBLED 4X1,5+(2X1,5) C SPEED CONNECT CONNECTOR GR. 1 (SINAMICS MOTOR MODULE) UL/CSA, DESINA MOTION CONNECT 500 DMAX = 10,8 MM TYPE: 6FX5002-5DN01 LENGTH (M) = + 0 + 0 + 4 + 0,8 | 289 | TEM | 1 | MC | 1.365 | 1
6FX50025DN011AF0 | POWER CABLE PREASSEMBLED 4X1,5+(2X1,5) C SPEED CONNECT CONNECTOR GR. 1 (SINAMICS MOTOR MODULE) UL/CSA, DESINA MOTION CONNECT 500 DMAX = 10,8 MM TYPE: 6FX5002-5DN01 LENGTH (M) = + 0 + 0 + 5 + 0 | 289 | TEM | 1 | MC | 1.409 | 1
6FX50025DN011AF3 | POWER CABLE PREASSEMBLED 4X1,5+(2X1,5) C SPEED CONNECT CONNECTOR GR. 1 (SINAMICS MOTOR MODULE) UL/CSA, DESINA MOTION CONNECT 500 DMAX = 10,8 MM TYPE: 6FX5002-5DN01 LENGTH (M) = + 0 + 0 + 5 + 0,3 | 296 | TEM | 1 | MC | 1.475 | 1
6FX50025DN011AG0 | POWER CABLE PREASSEMBLED 4X1,5+(2X1,5) C SPEED CONNECT CONNECTOR GR. 1 (SINAMICS MOTOR MODULE) UL/CSA, DESINA MOTION CONNECT 500 DMAX = 10,8 MM TYPE: 6FX5002-5DN01 LENGTH (M) = + 0 + 0 + 6 + 0 | 296 | TEM | 1 | MC | 1.629 | 1
6FX50025DN011AH0 | POWER CABLE PREASSEMBLED 4X1,5+(2X1,5) C SPEED CONNECT CONNECTOR GR. 1 (SINAMICS MOTOR MODULE) UL/CSA, DESINA MOTION CONNECT 500 DMAX = 10,8 MM TYPE: 6FX5002-5DN01 LENGTH (M) = + 0 + 0 + 7 + 0 | 304 | TEM | 1 | MC | 1.849 | 1
6FX50025DN011AJ0 | POWER CABLE PREASSEMBLED 4X1,5+(2X1,5) C SPEED CONNECT CONNECTOR GR. 1 (SINAMICS MOTOR MODULE) UL/CSA, DESINA MOTION CONNECT 500 DMAX = 10,8 MM TYPE: 6FX5002-5DN01 LENGTH (M) = + 0 + 0 + 8 + 0 | 311 | TEM | 1 | MC | 2.069 | 1
6FX50025DN011AJ5 | POWER CABLE PREASSEMBLED 4X1,5+(2X1,5) C SPEED CONNECT CONNECTOR GR. 1 (SINAMICS MOTOR MODULE) UL/CSA, DESINA MOTION CONNECT 500 DMAX = 10,8 MM TYPE: 6FX5002-5DN01 LENGTH (M) = + 0 + 0 + 8 + 0,5 | 319 | TEM | 1 | MC | 2.179 | 1
6FX50025DN011AK0 | POWER CABLE PREASSEMBLED 4X1,5+(2X1,5) C SPEED CONNECT CONNECTOR GR. 1 (SINAMICS MOTOR MODULE) UL/CSA, DESINA MOTION CONNECT 500 DMAX = 10,8 MM TYPE: 6FX5002-5DN01 LENGTH (M) = + 0 + 0 + 9 + 0 | 319 | TEM | 1 | MC | 2.289 | 1
6FX50025DN011BA0 | POWER CABLE PREASSEMBLED 4X1,5+(2X1,5) C SPEED CONNECT CONNECTOR GR. 1 (SINAMICS MOTOR MODULE) UL/CSA, DESINA MOTION CONNECT 500 DMAX = 10,8 MM TYPE: 6FX5002-5DN01 LENGTH (M) = + 0 + 10 + 0 + 0 | 327 | TEM | 1 | MC | 2.509 | 1
6FX50025DN011BB0 | POWER CABLE PREASSEMBLED 4X1,5+(2X1,5) C SPEED CONNECT CONNECTOR GR. 1 (SINAMICS MOTOR MODULE) UL/CSA, DESINA MOTION CONNECT 500 DMAX = 10,8 MM TYPE: 6FX5002-5DN01 LENGTH (M) = + 0 + 10 + 1 + 0 | 334 | TEM | 1 | MC | 2.729 | 1
6FX50025DN011BC0 | POWER CABLE PREASSEMBLED 4X1,5+(2X1,5) C SPEED CONNECT CONNECTOR GR. 1 (SINAMICS MOTOR MODULE) UL/CSA, DESINA MOTION CONNECT 500 DMAX = 10,8 MM TYPE: 6FX5002-5DN01 LENGTH (M) = + 0 + 10 + 2 + 0 | 342 | TEM | 1 | MC | 2.949 | 1
6FX50025DN011BD5 | POWER CABLE PREASSEMBLED 4X1,5+(2X1,5) C SPEED CONNECT CONNECTOR GR. 1 (SINAMICS MOTOR MODULE) UL/CSA, DESINA MOTION CONNECT 500 DMAX = 10,8 MM TYPE: 6FX5002-5DN01 LENGTH (M) = + 0 + 10 + 3 + 0,5 | 357 | TEM | 1 | MC | 3.279 | 1
6FX50025DN011BE0 | POWER CABLE PREASSEMBLED 4X1,5+(2X1,5) C SPEED CONNECT CONNECTOR GR. 1 (SINAMICS MOTOR MODULE) UL/CSA, DESINA MOTION CONNECT 500 DMAX = 10,8 MM TYPE: 6FX5002-5DN01 LENGTH (M) = + 0 + 10 + 4 + 0 | 357 | TEM | 1 | MC | 3.389 | 1
6FX50025DN011BF0 | POWER CABLE PREASSEMBLED 4X1,5+(2X1,5) C SPEED CONNECT CONNECTOR GR. 1 (SINAMICS MOTOR MODULE) UL/CSA, DESINA MOTION CONNECT 500 DMAX = 10,8 MM TYPE: 6FX5002-5DN01 LENGTH (M) = + 0 + 10 + 5 + 0 | 365 | TEM | 1 | MC | 3.609 | 1
6FX50025DN011BH0 | POWER CABLE PREASSEMBLED 4X1,5+(2X1,5) C SPEED CONNECT CONNECTOR GR. 1 (SINAMICS MOTOR MODULE) UL/CSA, DESINA MOTION CONNECT 500 DMAX = 10,8 MM TYPE: 6FX5002-5DN01 LENGTH (M) = + 0 + 10 + 7 + 0 | 380 | TEM | 1 | MC | 4.049 | 1
6FX50025DN011CA0 | POWER CABLE PREASSEMBLED 4X1,5+(2X1,5) C SPEED CONNECT CONNECTOR GR. 1 (SINAMICS MOTOR MODULE) UL/CSA, DESINA MOTION CONNECT 500 DMAX = 10,8 MM TYPE: 6FX5002-5DN01 LENGTH (M) = + 0 + 20 + 0 + 0 | 403 | TEM | 1 | MC | 4.709 | 1
6FX50025DN011CE0 | POWER CABLE PREASSEMBLED 4X1,5+(2X1,5) C SPEED CONNECT CONNECTOR GR. 1 (SINAMICS MOTOR MODULE) UL/CSA, DESINA MOTION CONNECT 500 DMAX = 10,8 MM TYPE: 6FX5002-5DN01 LENGTH (M) = + 0 + 20 + 4 + 0 | 433 | TEM | 1 | MC | 5.589 | 1
6FX50025DN011CF0 | POWER CABLE PREASSEMBLED 4X1,5+(2X1,5) C SPEED CONNECT CONNECTOR GR. 1 (SINAMICS MOTOR MODULE) UL/CSA, DESINA MOTION CONNECT 500 DMAX = 10,8 MM TYPE: 6FX5002-5DN01 LENGTH (M) = + 0 + 20 + 5 + 0 | 441 | TEM | 1 | MC | 5.809 | 1
6FX50025DN011CH0 | POWER CABLE PREASSEMBLED 4X1,5+(2X1,5) C SPEED CONNECT CONNECTOR GR. 1 (SINAMICS MOTOR MODULE) UL/CSA, DESINA MOTION CONNECT 500 DMAX = 10,8 MM TYPE: 6FX5002-5DN01 LENGTH (M) = + 0 + 20 + 7 + 0 | 456 | TEM | 1 | MC | 6.249 | 1
6FX50025DN011DA0 | POWER CABLE PREASSEMBLED 4X1,5+(2X1,5) C SPEED CONNECT CONNECTOR GR. 1 (SINAMICS MOTOR MODULE) UL/CSA, DESINA MOTION CONNECT 500 DMAX = 10,8 MM TYPE: 6FX5002-5DN01 LENGTH (M) = + 0 + 30 + 0 + 0 | 479 | TEM | 1 | MC | 6.909 | 1
6FX50025DN011DE0 | POWER CABLE PREASSEMBLED 4X1,5+(2X1,5) C SPEED CONNECT CONNECTOR GR. 1 (SINAMICS MOTOR MODULE) UL/CSA, DESINA MOTION CONNECT 500 DMAX = 10,8 MM TYPE: 6FX5002-5DN01 LENGTH (M) = + 0 + 30 + 4 + 0 | 510 | TEM | 1 | MC | 7.789 | 1
6FX50025DN011DF0 | POWER CABLE PREASSEMBLED 4X1,5+(2X1,5) C SPEED CONNECT CONNECTOR GR. 1 (SINAMICS MOTOR MODULE) UL/CSA, DESINA MOTION CONNECT 500 DMAX = 10,8 MM TYPE: 6FX5002-5DN01 LENGTH (M) = + 0 + 30 + 5 + 0 | 517 | TEM | 1 | MC | 8.009 | 1
6FX50025DN011EA0 | POWER CABLE PREASSEMBLED 4X1,5+(2X1,5) C SPEED CONNECT CONNECTOR GR. 1 (SINAMICS MOTOR MODULE) UL/CSA, DESINA MOTION CONNECT 500 DMAX = 10,8 MM TYPE: 6FX5002-5DN01 LENGTH (M) = + 0 + 40 + 0 + 0 | 555 | TEM | 1 | MC | 9.109 | 1
6FX50025DN011EF0 | POWER CABLE PREASSEMBLED 4X1,5+(2X1,5) C SPEED CONNECT CONNECTOR GR. 1 (SINAMICS MOTOR MODULE) UL/CSA, DESINA MOTION CONNECT 500 DMAX = 10,8 MM TYPE: 6FX5002-5DN01 LENGTH (M) = + 0 + 40 + 5 + 0 | 594 | TEM | 1 | MC | 10.209 | 1
6FX50025DN011FA0 | POWER CABLE PREASSEMBLED 4X1,5+(2X1,5) C SPEED CONNECT CONNECTOR GR. 1 (SINAMICS MOTOR MODULE) UL/CSA, DESINA MOTION CONNECT 500 DMAX = 10,8 MM TYPE: 6FX5002-5DN01 LENGTH (M) = + 0 + 50 + 0 + 0 | 632 | TEM | 1 | MC | 11.309 | 1
6FX50025DN011GA0 | POWER CABLE PREASSEMBLED 4X1,5+(2X1,5) C SPEED CONNECT CONNECTOR GR. 1 (SINAMICS MOTOR MODULE) UL/CSA, DESINA MOTION CONNECT 500 DMAX = 10,8 MM TYPE: 6FX5002-5DN01 LENGTH (M) = + 0 + 60 + 0 + 0 | 708 | TEM | 1 | MC | 13.509 | 1
6FX50025DN011HA0 | POWER CABLE PREASSEMBLED 4X1,5+(2X1,5) C SPEED CONNECT CONNECTOR GR. 1 (SINAMICS MOTOR MODULE) UL/CSA, DESINA MOTION CONNECT 500 DMAX = 10,8 MM TYPE: 6FX5002-5DN01 LENGTH (M) = + 0 + 70 + 0 + 0 | 784 | TEM | 1 | MC | 15.709 | 1
6FX50025DN011HG0 | POWER CABLE PREASSEMBLED 4X1,5+(2X1,5) C SPEED CONNECT CONNECTOR GR. 1 (SINAMICS MOTOR MODULE) UL/CSA, DESINA MOTION CONNECT 500 DMAX = 10,8 MM TYPE: 6FX5002-5DN01 LENGTH (M) = + 0 + 70 + 6 + 0 | 830 | TEM | 1 | MC | 17.029 | 1
6FX50025DN011JA0 | POWER CABLE PREASSEMBLED 4X1,5+(2X1,5) C SPEED CONNECT CONNECTOR GR. 1 (SINAMICS MOTOR MODULE) UL/CSA, DESINA MOTION CONNECT 500 DMAX = 10,8 MM TYPE: 6FX5002-5DN01 LENGTH (M) = + 0 + 80 + 0 + 0 | 860 | TEM | 1 | MC | 17.909 | 1
6FX50025DN051AB0 | POWER CABLE PREASSEMBLED EXT. 4X1.5+(2X1.5) C, SPEED CONNECT CONNECTOR GR. 1 (SINAMICS AC DRIVE) UL/CSA, DESINA MOTION CONNECT 500 DMAX = 13.1 MM TYPE: 6FX5002-5DN05 LENGTH (M) = + 0 + 0 + 1 + 0 | 234 | TEM | 1 | MC | 0.47 | 1
6FX50025DN051AE0 | POWER CABLE PREASSEMBLED EXT. 4X1.5+(2X1.5) C, SPEED CONNECT CONNECTOR GR. 1 (SINAMICS AC DRIVE) UL/CSA, DESINA MOTION CONNECT 500 DMAX = 13.1 MM TYPE: 6FX5002-5DN05 LENGTH (M) = + 0 + 0 + 4 + 0 | 256 | TEM | 1 | MC | 1.13 | 1
6FX50025DN051AF0 | POWER CABLE PREASSEMBLED EXT. 4X1.5+(2X1.5) C, SPEED CONNECT CONNECTOR GR. 1 (SINAMICS AC DRIVE) UL/CSA, DESINA MOTION CONNECT 500 DMAX = 13.1 MM TYPE: 6FX5002-5DN05 LENGTH (M) = + 0 + 0 + 5 + 0 | 263 | TEM | 1 | MC | 1.35 | 1
6FX50025DN051BA0 | POWER CABLE PREASSEMBLED EXT. 4X1.5+(2X1.5) C, SPEED CONNECT CONNECTOR GR. 1 (SINAMICS AC DRIVE) UL/CSA, DESINA MOTION CONNECT 500 DMAX = 13.1 MM TYPE: 6FX5002-5DN05 LENGTH (M) = + 0 + 10 + 0 + 0 | 300 | TEM | 1 | MC | 2.45 | 1
6FX50025DN051BC0 | POWER CABLE PREASSEMBLED EXT. 4X1.5+(2X1.5) C, SPEED CONNECT CONNECTOR GR. 1 (SINAMICS AC DRIVE) UL/CSA, DESINA MOTION CONNECT 500 DMAX = 13.1 MM TYPE: 6FX5002-5DN05 LENGTH (M) = + 0 + 10 + 2 + 0 | 315 | TEM | 1 | MC | 2.89 | 1
6FX50025DN051BD0 | POWER CABLE PREASSEMBLED EXT. 4X1.5+(2X1.5) C, SPEED CONNECT CONNECTOR GR. 1 (SINAMICS AC DRIVE) UL/CSA, DESINA MOTION CONNECT 500 DMAX = 13.1 MM TYPE: 6FX5002-5DN05 LENGTH (M) = + 0 + 10 + 3 + 0 | 322 | TEM | 1 | MC | 3.11 | 1
6FX50025DN051BF0 | POWER CABLE PREASSEMBLED EXT. 4X1.5+(2X1.5) C, SPEED CONNECT CONNECTOR GR. 1 (SINAMICS AC DRIVE) UL/CSA, DESINA MOTION CONNECT 500 DMAX = 13.1 MM TYPE: 6FX5002-5DN05 LENGTH (M) = + 0 + 10 + 5 + 0 | 336 | TEM | 1 | MC | 3.55 | 1
6FX50025DN051JA0 | POWER CABLE PREASSEMBLED EXT. 4X1.5+(2X1.5) C, SPEED CONNECT CONNECTOR GR. 1 (SINAMICS AC DRIVE) UL/CSA, DESINA MOTION CONNECT 500 DMAX = 13.1 MM TYPE: 6FX5002-5DN05 LENGTH (M) = + 0 + 80 + 0 + 0 | 811 | TEM | 1 | MC | 17.85 | 1
6FX50025DN111AF0 | POWER CABLE PREASSEMBLED 4X2.5+(2X1.5)C C, SPEED CONNECT CONNECTOR GR. 1 FOR SINAMICS MOTOR MODULE MOTION CONNECT 500 UL/CSA, DESINA DMAX = 12.4 MM TYPE: 6FX5002-5DN11 LENGTH (M) = 0 + 0 + 5 + 0 | 298 | TEM | 1 | MC | 1.805 | 1
6FX50025DN111BA0 | POWER CABLE PREASSEMBLED 4X2.5+(2X1.5)C C, SPEED CONNECT CONNECTOR GR. 1 FOR SINAMICS MOTOR MODULE MOTION CONNECT 500 UL/CSA, DESINA DMAX = 12.4 MM TYPE: 6FX5002-5DN11 LENGTH (M) = 0 + 10 + 0 + 0 | 345 | TEM | 1 | MC | 3.02 | 1
6FX50025DN111CF0 | POWER CABLE PREASSEMBLED 4X2.5+(2X1.5)C C, SPEED CONNECT CONNECTOR GR. 1 FOR SINAMICS MOTOR MODULE MOTION CONNECT 500 UL/CSA, DESINA DMAX = 12.4 MM TYPE: 6FX5002-5DN11 LENGTH (M) = 0 + 20 + 5 + 0 | 487 | TEM | 1 | MC | 6.665 | 1
6FX50025DN111DA0 | POWER CABLE PREASSEMBLED 4X2.5+(2X1.5)C C, SPEED CONNECT CONNECTOR GR. 1 FOR SINAMICS MOTOR MODULE MOTION CONNECT 500 UL/CSA, DESINA DMAX = 12.4 MM TYPE: 6FX5002-5DN11 LENGTH (M) = 0 + 30 + 0 + 0 | 534 | TEM | 1 | MC | 7.88 | 1
6FX50025DN111DF0 | POWER CABLE PREASSEMBLED 4X2.5+(2X1.5)C C, SPEED CONNECT CONNECTOR GR. 1 FOR SINAMICS MOTOR MODULE MOTION CONNECT 500 UL/CSA, DESINA DMAX = 12.4 MM TYPE: 6FX5002-5DN11 LENGTH (M) = 0 + 30 + 5 + 0 | 582 | TEM | 1 | MC | 9.095 | 1
6FX50025DN111EA0 | POWER CABLE PREASSEMBLED 4X2.5+(2X1.5)C C, SPEED CONNECT CONNECTOR GR. 1 FOR SINAMICS MOTOR MODULE MOTION CONNECT 500 UL/CSA, DESINA DMAX = 12.4 MM TYPE: 6FX5002-5DN11 LENGTH (M) = 0 + 40 + 0 + 0 | 629 | TEM | 1 | MC | 10.31 | 1
6FX50025DN211AD0 | POWER CABLE PREASSEMBLED 4X1,5+(2X1,5) C SPEED CONNECT CONNECTOR GR.1,5 (SINAMICS MOTOR MODULE) UL/CSA, DESINA MOTION CONNECT 500 DMAX = 13,1 MM TYPE: 6FX5002-5DN21 LENGTH (M) = + 0 + 0 + 3 + 0 | 337 | TEM | 1 | MC | 1.161 | 1
6FX50025DN211AF0 | POWER CABLE PREASSEMBLED 4X1,5+(2X1,5) C SPEED CONNECT CONNECTOR GR.1,5 (SINAMICS MOTOR MODULE) UL/CSA, DESINA MOTION CONNECT 500 DMAX = 13,1 MM TYPE: 6FX5002-5DN21 LENGTH (M) = + 0 + 0 + 5 + 0 | 353 | TEM | 1 | MC | 1.601 | 1
6FX50025DN211AK5 | POWER CABLE PREASSEMBLED 4X1,5+(2X1,5) C SPEED CONNECT CONNECTOR GR.1,5 (SINAMICS MOTOR MODULE) UL/CSA, DESINA MOTION CONNECT 500 DMAX = 13,1 MM TYPE: 6FX5002-5DN21 LENGTH (M) = + 0 + 0 + 9 + 0,5 | 391 | TEM | 1 | MC | 2.591 | 1
6FX50025DN211BA0 | POWER CABLE PREASSEMBLED 4X1,5+(2X1,5) C SPEED CONNECT CONNECTOR GR.1,5 (SINAMICS MOTOR MODULE) UL/CSA, DESINA MOTION CONNECT 500 DMAX = 13,1 MM TYPE: 6FX5002-5DN21 LENGTH (M) = + 0 + 10 + 0 + 0 | 391 | TEM | 1 | MC | 2.701 | 1
6FX50025DN211BF0 | POWER CABLE PREASSEMBLED 4X1,5+(2X1,5) C SPEED CONNECT CONNECTOR GR.1,5 (SINAMICS MOTOR MODULE) UL/CSA, DESINA MOTION CONNECT 500 DMAX = 13,1 MM TYPE: 6FX5002-5DN21 LENGTH (M) = + 0 + 10 + 5 + 0 | 429 | TEM | 1 | MC | 3.801 | 1
6FX50025DN211CA0 | POWER CABLE PREASSEMBLED 4X1,5+(2X1,5) C SPEED CONNECT CONNECTOR GR.1,5 (SINAMICS MOTOR MODULE) UL/CSA, DESINA MOTION CONNECT 500 DMAX = 13,1 MM TYPE: 6FX5002-5DN21 LENGTH (M) = + 0 + 20 + 0 + 0 | 467 | TEM | 1 | MC | 4.901 | 1
6FX50025DN211CF0 | POWER CABLE PREASSEMBLED 4X1,5+(2X1,5) C SPEED CONNECT CONNECTOR GR.1,5 (SINAMICS MOTOR MODULE) UL/CSA, DESINA MOTION CONNECT 500 DMAX = 13,1 MM TYPE: 6FX5002-5DN21 LENGTH (M) = + 0 + 20 + 5 + 0 | 505 | TEM | 1 | MC | 6.001 | 1
6FX50025DN211DA0 | POWER CABLE PREASSEMBLED 4X1,5+(2X1,5) C SPEED CONNECT CONNECTOR GR.1,5 (SINAMICS MOTOR MODULE) UL/CSA, DESINA MOTION CONNECT 500 DMAX = 13,1 MM TYPE: 6FX5002-5DN21 LENGTH (M) = + 0 + 30 + 0 + 0 | 543 | TEM | 1 | MC | 7.101 | 1
6FX50025DN211DF0 | POWER CABLE PREASSEMBLED 4X1,5+(2X1,5) C SPEED CONNECT CONNECTOR GR.1,5 (SINAMICS MOTOR MODULE) UL/CSA, DESINA MOTION CONNECT 500 DMAX = 13,1 MM TYPE: 6FX5002-5DN21 LENGTH (M) = + 0 + 30 + 5 + 0 | 581 | TEM | 1 | MC | 8.201 | 1
6FX50025DN211DG0 | POWER CABLE PREASSEMBLED 4X1,5+(2X1,5) C SPEED CONNECT CONNECTOR GR.1,5 (SINAMICS MOTOR MODULE) UL/CSA, DESINA MOTION CONNECT 500 DMAX = 13,1 MM TYPE: 6FX5002-5DN21 LENGTH (M) = + 0 + 30 + 6 + 0 | 589 | TEM | 1 | MC | 8.421 | 1
6FX50025DN211EA0 | POWER CABLE PREASSEMBLED 4X1,5+(2X1,5) C SPEED CONNECT CONNECTOR GR.1,5 (SINAMICS MOTOR MODULE) UL/CSA, DESINA MOTION CONNECT 500 DMAX = 13,1 MM TYPE: 6FX5002-5DN21 LENGTH (M) = + 0 + 40 + 0 + 0 | 619 | TEM | 1 | MC | 9.301 | 1
6FX50025DN301AC0 | POWER CABLE PREASSEMBLED 4X1.5 + (2X1.5)C C SPEED CONNECT SIZE 0.5 FOR SINAMICS MOTOR MODULE UL/CSA, DESINA MOTION CONNECT 500 DMAX = 10.8 MM TYPE: 6FX5002-5DN30 LENGTH (M) = 0 + 0 + 2 + 0 | 158 | TEM | 1 | MC | 0.604 | 1
6FX50025DN301AE0 | POWER CABLE PREASSEMBLED 4X1.5 + (2X1.5)C C SPEED CONNECT SIZE 0.5 FOR SINAMICS MOTOR MODULE UL/CSA, DESINA MOTION CONNECT 500 DMAX = 10.8 MM TYPE: 6FX5002-5DN30 LENGTH (M) = 0 + 0 + 4 + 0 | 174 | TEM | 1 | MC | 1.044 | 1
6FX50025DN301BA0 | POWER CABLE PREASSEMBLED 4X1.5 + (2X1.5)C C SPEED CONNECT SIZE 0.5 FOR SINAMICS MOTOR MODULE UL/CSA, DESINA MOTION CONNECT 500 DMAX = 10.8 MM TYPE: 6FX5002-5DN30 LENGTH (M) = 0 + 10 + 0 + 0 | 221 | TEM | 1 | MC | 2.364 | 1
6FX50025DN311AF0 | POWER CABLE PREASSEMBLED 4X2,5+(2X1,5) C SPEED CONNECT CONNECTOR GR.1,5 (SINAMICS MOTOR MODULE) UL/CSA, DESINA MOTION CONNECT 500 DMAX = 14,3 MM TYPE: 6FX5002-5DN31 LENGTH (M) = + 0 + 0 + 5 + 0 | 364 | TEM | 1 | MC | 1.779 | 1
6FX50025DN311AJ0 | POWER CABLE PREASSEMBLED 4X2,5+(2X1,5) C SPEED CONNECT CONNECTOR GR.1,5 (SINAMICS MOTOR MODULE) UL/CSA, DESINA MOTION CONNECT 500 DMAX = 14,3 MM TYPE: 6FX5002-5DN31 LENGTH (M) = + 0 + 0 + 8 + 0 | 392 | TEM | 1 | MC | 2.526 | 1
6FX50025DN311BA0 | POWER CABLE PREASSEMBLED 4X2,5+(2X1,5) C SPEED CONNECT CONNECTOR GR.1,5 (SINAMICS MOTOR MODULE) UL/CSA, DESINA MOTION CONNECT 500 DMAX = 14,3 MM TYPE: 6FX5002-5DN31 LENGTH (M) = + 0 + 10 + 0 + 0 | 411 | TEM | 1 | MC | 3.024 | 1
6FX50025DN311BF0 | POWER CABLE PREASSEMBLED 4X2,5+(2X1,5) C SPEED CONNECT CONNECTOR GR.1,5 (SINAMICS MOTOR MODULE) UL/CSA, DESINA MOTION CONNECT 500 DMAX = 14,3 MM TYPE: 6FX5002-5DN31 LENGTH (M) = + 0 + 10 + 5 + 0 | 459 | TEM | 1 | MC | 4.269 | 1
6FX50025DN311CA0 | POWER CABLE PREASSEMBLED 4X2,5+(2X1,5) C SPEED CONNECT CONNECTOR GR.1,5 (SINAMICS MOTOR MODULE) UL/CSA, DESINA MOTION CONNECT 500 DMAX = 14,3 MM TYPE: 6FX5002-5DN31 LENGTH (M) = + 0 + 20 + 0 + 0 | 506 | TEM | 1 | MC | 5.514 | 1
6FX50025DN311CF0 | POWER CABLE PREASSEMBLED 4X2,5+(2X1,5) C SPEED CONNECT CONNECTOR GR.1,5 (SINAMICS MOTOR MODULE) UL/CSA, DESINA MOTION CONNECT 500 DMAX = 14,3 MM TYPE: 6FX5002-5DN31 LENGTH (M) = + 0 + 20 + 5 + 0 | 553 | TEM | 1 | MC | 6.759 | 1
6FX50025DN311DA0 | POWER CABLE PREASSEMBLED 4X2,5+(2X1,5) C SPEED CONNECT CONNECTOR GR.1,5 (SINAMICS MOTOR MODULE) UL/CSA, DESINA MOTION CONNECT 500 DMAX = 14,3 MM TYPE: 6FX5002-5DN31 LENGTH (M) = + 0 + 30 + 0 + 0 | 601 | TEM | 1 | MC | 8.004 | 1
6FX50025DN311DC0 | POWER CABLE PREASSEMBLED 4X2,5+(2X1,5) C SPEED CONNECT CONNECTOR GR.1,5 (SINAMICS MOTOR MODULE) UL/CSA, DESINA MOTION CONNECT 500 DMAX = 14,3 MM TYPE: 6FX5002-5DN31 LENGTH (M) = + 0 + 30 + 2 + 0 | 619 | TEM | 1 | MC | 8.502 | 1
6FX50025DN311DF0 | POWER CABLE PREASSEMBLED 4X2,5+(2X1,5) C SPEED CONNECT CONNECTOR GR.1,5 (SINAMICS MOTOR MODULE) UL/CSA, DESINA MOTION CONNECT 500 DMAX = 14,3 MM TYPE: 6FX5002-5DN31 LENGTH (M) = + 0 + 30 + 5 + 0 | 648 | TEM | 1 | MC | 9.249 | 1
6FX50025DN311DH0 | POWER CABLE PREASSEMBLED 4X2,5+(2X1,5) C SPEED CONNECT CONNECTOR GR.1,5 (SINAMICS MOTOR MODULE) UL/CSA, DESINA MOTION CONNECT 500 DMAX = 14,3 MM TYPE: 6FX5002-5DN31 LENGTH (M) = + 0 + 30 + 7 + 0 | 667 | TEM | 1 | MC | 9.747 | 1
6FX50025DN311EA0 | POWER CABLE PREASSEMBLED 4X2,5+(2X1,5) C SPEED CONNECT CONNECTOR GR.1,5 (SINAMICS MOTOR MODULE) UL/CSA, DESINA MOTION CONNECT 500 DMAX = 14,3 MM TYPE: 6FX5002-5DN31 LENGTH (M) = + 0 + 40 + 0 + 0 | 695 | TEM | 1 | MC | 10.494 | 1
6FX50025DN311ED0 | POWER CABLE PREASSEMBLED 4X2,5+(2X1,5) C SPEED CONNECT CONNECTOR GR.1,5 (SINAMICS MOTOR MODULE) UL/CSA, DESINA MOTION CONNECT 500 DMAX = 14,3 MM TYPE: 6FX5002-5DN31 LENGTH (M) = + 0 + 40 + 3 + 0 | 723 | TEM | 1 | MC | 11.241 | 1
6FX50025DN311FA0 | POWER CABLE PREASSEMBLED 4X2,5+(2X1,5) C SPEED CONNECT CONNECTOR GR.1,5 (SINAMICS MOTOR MODULE) UL/CSA, DESINA MOTION CONNECT 500 DMAX = 14,3 MM TYPE: 6FX5002-5DN31 LENGTH (M) = + 0 + 50 + 0 + 0 | 790 | TEM | 1 | MC | 12.984 | 1
6FX50025DN311FD0 | POWER CABLE PREASSEMBLED 4X2,5+(2X1,5) C SPEED CONNECT CONNECTOR GR.1,5 (SINAMICS MOTOR MODULE) UL/CSA, DESINA MOTION CONNECT 500 DMAX = 14,3 MM TYPE: 6FX5002-5DN31 LENGTH (M) = + 0 + 50 + 3 + 0 | 818 | TEM | 1 | MC | 13.731 | 1
6FX50025DN311GA0 | POWER CABLE PREASSEMBLED 4X2,5+(2X1,5) C SPEED CONNECT CONNECTOR GR.1,5 (SINAMICS MOTOR MODULE) UL/CSA, DESINA MOTION CONNECT 500 DMAX = 14,3 MM TYPE: 6FX5002-5DN31 LENGTH (M) = + 0 + 60 + 0 + 0 | 884 | TEM | 1 | MC | 15.474 | 1
6FX50025DN311GB0 | POWER CABLE PREASSEMBLED 4X2,5+(2X1,5) C SPEED CONNECT CONNECTOR GR.1,5 (SINAMICS MOTOR MODULE) UL/CSA, DESINA MOTION CONNECT 500 DMAX = 14,3 MM TYPE: 6FX5002-5DN31 LENGTH (M) = + 0 + 60 + 1 + 0 | 894 | TEM | 1 | MC | 15.723 | 1
6FX50025DN311GF0 | POWER CABLE PREASSEMBLED 4X2,5+(2X1,5) C SPEED CONNECT CONNECTOR GR.1,5 (SINAMICS MOTOR MODULE) UL/CSA, DESINA MOTION CONNECT 500 DMAX = 14,3 MM TYPE: 6FX5002-5DN31 LENGTH (M) = + 0 + 60 + 5 + 0 | 932 | TEM | 1 | MC | 16.719 | 1
6FX50025DN311HA0 | POWER CABLE PREASSEMBLED 4X2,5+(2X1,5) C SPEED CONNECT CONNECTOR GR.1,5 (SINAMICS MOTOR MODULE) UL/CSA, DESINA MOTION CONNECT 500 DMAX = 14,3 MM TYPE: 6FX5002-5DN31 LENGTH (M) = + 0 + 70 + 0 + 0 | 979 | TEM | 1 | MC | 17.964 | 1
6FX50025DN411BA0 | POWER CABLE PREASSEMBLED 4X4+(2X1,5) C SPEED CONNECT CONNECTOR GR.1,5 (SINAMICS MOTOR MODULE) UL/CSA, DESINA MOTION CONNECT 500 DMAX = 15,4 MM TYPE: 6FX5002-5DN41 LENGTH (M) = + 0 + 10 + 0 + 0 | 446 | TEM | 1 | MC | 3.954 | 1
6FX50025DN411BC0 | POWER CABLE PREASSEMBLED 4X4+(2X1,5) C SPEED CONNECT CONNECTOR GR.1,5 (SINAMICS MOTOR MODULE) UL/CSA, DESINA MOTION CONNECT 500 DMAX = 15,4 MM TYPE: 6FX5002-5DN41 LENGTH (M) = + 0 + 10 + 2 + 0 | 471 | TEM | 1 | MC | 4.64 | 1
6FX50025DN411CA0 | POWER CABLE PREASSEMBLED 4X4+(2X1,5) C SPEED CONNECT CONNECTOR GR.1,5 (SINAMICS MOTOR MODULE) UL/CSA, DESINA MOTION CONNECT 500 DMAX = 15,4 MM TYPE: 6FX5002-5DN41 LENGTH (M) = + 0 + 20 + 0 + 0 | 570 | TEM | 1 | MC | 7.384 | 1
6FX50025DN411DA0 | POWER CABLE PREASSEMBLED 4X4+(2X1,5) C SPEED CONNECT CONNECTOR GR.1,5 (SINAMICS MOTOR MODULE) UL/CSA, DESINA MOTION CONNECT 500 DMAX = 15,4 MM TYPE: 6FX5002-5DN41 LENGTH (M) = + 0 + 30 + 0 + 0 | 695 | TEM | 1 | MC | 10.814 | 1
6FX50025DN411DG0 | POWER CABLE PREASSEMBLED 4X4+(2X1,5) C SPEED CONNECT CONNECTOR GR.1,5 (SINAMICS MOTOR MODULE) UL/CSA, DESINA MOTION CONNECT 500 DMAX = 15,4 MM TYPE: 6FX5002-5DN41 LENGTH (M) = + 0 + 30 + 6 + 0 | 770 | TEM | 1 | MC | 12.872 | 1
6FX50025DN411FA0 | POWER CABLE PREASSEMBLED 4X4+(2X1,5) C SPEED CONNECT CONNECTOR GR.1,5 (SINAMICS MOTOR MODULE) UL/CSA, DESINA MOTION CONNECT 500 DMAX = 15,4 MM TYPE: 6FX5002-5DN41 LENGTH (M) = + 0 + 50 + 0 + 0 | 945 | TEM | 1 | MC | 17.674 | 1
6FX50025DN411HA0 | POWER CABLE PREASSEMBLED 4X4+(2X1,5) C SPEED CONNECT CONNECTOR GR.1,5 (SINAMICS MOTOR MODULE) UL/CSA, DESINA MOTION CONNECT 500 DMAX = 15,4 MM TYPE: 6FX5002-5DN41 LENGTH (M) = + 0 + 70 + 0 + 0 | 1194 | TEM | 1 | MC | 24.534 | 1
6FX50025DN511AC0 | POWER CABLE PREASSEMBLED 4X6+(2X1,5) C SPEED CONNECT CONNECTOR GR.1,5 (SINAMICS MOTOR MODULE) UL/CSA, DESINA MOTION CONNECT 500 DMAX = 17,6 MM TYPE: 6FX5002-5DN51 LENGTH (M) = + 0 + 0 + 2 + 0 | 354 | TEM | 1 | MC | 1.478 | 1
6FX50025DN511AE0 | POWER CABLE PREASSEMBLED 4X6+(2X1,5) C SPEED CONNECT CONNECTOR GR.1,5 (SINAMICS MOTOR MODULE) UL/CSA, DESINA MOTION CONNECT 500 DMAX = 17,6 MM TYPE: 6FX5002-5DN51 LENGTH (M) = + 0 + 0 + 4 + 0 | 384 | TEM | 1 | MC | 2.448 | 1
6FX50025DN511AG0 | POWER CABLE PREASSEMBLED 4X6+(2X1,5) C SPEED CONNECT CONNECTOR GR.1,5 (SINAMICS MOTOR MODULE) UL/CSA, DESINA MOTION CONNECT 500 DMAX = 17,6 MM TYPE: 6FX5002-5DN51 LENGTH (M) = + 0 + 0 + 6 + 0 | 415 | TEM | 1 | MC | 3.418 | 1
6FX50025DN511BA0 | POWER CABLE PREASSEMBLED 4X6+(2X1,5) C SPEED CONNECT CONNECTOR GR.1,5 (SINAMICS MOTOR MODULE) UL/CSA, DESINA MOTION CONNECT 500 DMAX = 17,6 MM TYPE: 6FX5002-5DN51 LENGTH (M) = + 0 + 10 + 0 + 0 | 477 | TEM | 1 | MC | 5.358 | 1
6FX50025DN511BF0 | POWER CABLE PREASSEMBLED 4X6+(2X1,5) C SPEED CONNECT CONNECTOR GR.1,5 (SINAMICS MOTOR MODULE) UL/CSA, DESINA MOTION CONNECT 500 DMAX = 17,6 MM TYPE: 6FX5002-5DN51 LENGTH (M) = + 0 + 10 + 5 + 0 | 553 | TEM | 1 | MC | 7.783 | 1
6FX50025DN511CA0 | POWER CABLE PREASSEMBLED 4X6+(2X1,5) C SPEED CONNECT CONNECTOR GR.1,5 (SINAMICS MOTOR MODULE) UL/CSA, DESINA MOTION CONNECT 500 DMAX = 17,6 MM TYPE: 6FX5002-5DN51 LENGTH (M) = + 0 + 20 + 0 + 0 | 630 | TEM | 1 | MC | 10.208 | 1
6FX50025DN511DA0 | POWER CABLE PREASSEMBLED 4X6+(2X1,5) C SPEED CONNECT CONNECTOR GR.1,5 (SINAMICS MOTOR MODULE) UL/CSA, DESINA MOTION CONNECT 500 DMAX = 17,6 MM TYPE: 6FX5002-5DN51 LENGTH (M) = + 0 + 30 + 0 + 0 | 784 | TEM | 1 | MC | 15.058 | 1
6FX50025DN541BA0 | POWER CABLE PREASSEMBLED 4X6+2X1,0 C SPEED CONNECT CONNECTOR GR. 1,5 RING CABLE LUG (SINAMICS MOTOR MODULE) UL/CSA, DESINA MOTION CONNECT 500 DMAX = 16,9 MM TYPE: 6FX5002-5DN54 LENGTH (M) = + 0 + 10 + 0 + 0 | 365 | TEM | 1 | MC | 5.244 | 1
6FX50025DN541CA0 | POWER CABLE PREASSEMBLED 4X6+2X1,0 C SPEED CONNECT CONNECTOR GR. 1,5 RING CABLE LUG (SINAMICS MOTOR MODULE) UL/CSA, DESINA MOTION CONNECT 500 DMAX = 16,9 MM TYPE: 6FX5002-5DN54 LENGTH (M) = + 0 + 20 + 0 + 0 | 518 | TEM | 1 | MC | 10.094 | 1
6FX50025DN541DA0 | POWER CABLE PREASSEMBLED 4X6+2X1,0 C SPEED CONNECT CONNECTOR GR. 1,5 RING CABLE LUG (SINAMICS MOTOR MODULE) UL/CSA, DESINA MOTION CONNECT 500 DMAX = 16,9 MM TYPE: 6FX5002-5DN54 LENGTH (M) = + 0 + 30 + 0 + 0 | 672 | TEM | 1 | MC | 14.944 | 1
6FX50025DN541DF0 | POWER CABLE PREASSEMBLED 4X6+2X1,0 C SPEED CONNECT CONNECTOR GR. 1,5 RING CABLE LUG (SINAMICS MOTOR MODULE) UL/CSA, DESINA MOTION CONNECT 500 DMAX = 16,9 MM TYPE: 6FX5002-5DN54 LENGTH (M) = + 0 + 30 + 5 + 0 | 749 | TEM | 1 | MC | 17.369 | 1
6FX50025DN641AF0 | POWER CABLE PREASSEMBLED 4X10+2X1,5 C SPEED CONNECT CONNECTOR GR. 1,5 RING CABLE LUG (SINAMICS MOTOR MODULE) UL/CSA, DESINA MOTION CONNECT 500 DMAX = 21,7 MM TYPE: 6FX5002-5DN64 LENGTH (M) = + 0 + 0 + 5 + 0 | 336 | TEM | 1 | MC | 3.975 | 1
6FX50025DN641AH0 | POWER CABLE PREASSEMBLED 4X10+2X1,5 C SPEED CONNECT CONNECTOR GR. 1,5 RING CABLE LUG (SINAMICS MOTOR MODULE) UL/CSA, DESINA MOTION CONNECT 500 DMAX = 21,7 MM TYPE: 6FX5002-5DN64 LENGTH (M) = + 0 + 0 + 7 + 0 | 378 | TEM | 1 | MC | 5.417 | 1
6FX50025DN641DK0 | POWER CABLE PREASSEMBLED 4X10+2X1,5 C SPEED CONNECT CONNECTOR GR. 1,5 RING CABLE LUG (SINAMICS MOTOR MODULE) UL/CSA, DESINA MOTION CONNECT 500 DMAX = 21,7 MM TYPE: 6FX5002-5DN64 LENGTH (M) = + 0 + 30 + 9 + 0 | 1037 | TEM | 1 | MC | 28.489 | 1
6FX50025DN641EA0 | POWER CABLE PREASSEMBLED 4X10+2X1,5 C SPEED CONNECT CONNECTOR GR. 1,5 RING CABLE LUG (SINAMICS MOTOR MODULE) UL/CSA, DESINA MOTION CONNECT 500 DMAX = 21,7 MM TYPE: 6FX5002-5DN64 LENGTH (M) = + 0 + 40 + 0 + 0 | 1058 | TEM | 1 | MC | 29.21 | 1
6FX50025DN641EB0 | POWER CABLE PREASSEMBLED 4X10+2X1,5 C SPEED CONNECT CONNECTOR GR. 1,5 RING CABLE LUG (SINAMICS MOTOR MODULE) UL/CSA, DESINA MOTION CONNECT 500 DMAX = 21,7 MM TYPE: 6FX5002-5DN64 LENGTH (M) = + 0 + 40 + 1 + 0 | 1078 | TEM | 1 | MC | 29.931 | 1
6FX50025DN641EH0 | POWER CABLE PREASSEMBLED 4X10+2X1,5 C SPEED CONNECT CONNECTOR GR. 1,5 RING CABLE LUG (SINAMICS MOTOR MODULE) UL/CSA, DESINA MOTION CONNECT 500 DMAX = 21,7 MM TYPE: 6FX5002-5DN64 LENGTH (M) = + 0 + 40 + 7 + 0 | 1202 | TEM | 1 | MC | 34.257 | 1
6FX50025DN641EK0 | POWER CABLE PREASSEMBLED 4X10+2X1,5 C SPEED CONNECT CONNECTOR GR. 1,5 RING CABLE LUG (SINAMICS MOTOR MODULE) UL/CSA, DESINA MOTION CONNECT 500 DMAX = 21,7 MM TYPE: 6FX5002-5DN64 LENGTH (M) = + 0 + 40 + 9 + 0 | 1243 | TEM | 1 | MC | 35.699 | 1
6FX50025DN641FA0 | POWER CABLE PREASSEMBLED 4X10+2X1,5 C SPEED CONNECT CONNECTOR GR. 1,5 RING CABLE LUG (SINAMICS MOTOR MODULE) UL/CSA, DESINA MOTION CONNECT 500 DMAX = 21,7 MM TYPE: 6FX5002-5DN64 LENGTH (M) = + 0 + 50 + 0 + 0 | 1264 | TEM | 1 | MC | 36.42 | 1
6FX50025DN641FF0 | POWER CABLE PREASSEMBLED 4X10+2X1,5 C SPEED CONNECT CONNECTOR GR. 1,5 RING CABLE LUG (SINAMICS MOTOR MODULE) UL/CSA, DESINA MOTION CONNECT 500 DMAX = 21,7 MM TYPE: 6FX5002-5DN64 LENGTH (M) = + 0 + 50 + 5 + 0 | 1367 | TEM | 1 | MC | 40.025 | 1
6FX50025DN641FH0 | POWER CABLE PREASSEMBLED 4X10+2X1,5 C SPEED CONNECT CONNECTOR GR. 1,5 RING CABLE LUG (SINAMICS MOTOR MODULE) UL/CSA, DESINA MOTION CONNECT 500 DMAX = 21,7 MM TYPE: 6FX5002-5DN64 LENGTH (M) = + 0 + 50 + 7 + 0 | 1408 | TEM | 1 | MC | 41.467 | 1
6FX50025DQ151BA0 | POWER CABLE EXTENSION 4X2.5+(2X1.5)C C, SPEED CONNECT SIZE 1 MOTION CONNECT 500 UL/CSA, DESINA DMAX = 12.4 MM TYPE: 6FX5002-5DQ15 LENGTH (M) = 0 + 10 + 0 + 0 | 330 | TEM | 1 | MC | 2.94 | 1
6FX50025DQ151DE0 | POWER CABLE EXTENSION 4X2.5+(2X1.5)C C, SPEED CONNECT SIZE 1 MOTION CONNECT 500 UL/CSA, DESINA DMAX = 12.4 MM TYPE: 6FX5002-5DQ15 LENGTH (M) = 0 + 30 + 4 + 0 | 547 | TEM | 1 | MC | 8.772 | 1
6FX50025DQ281BA0 | POWER CABLE PREASSEMBLED EXT. 4X1.5+(2X1.5)C SPEED CONNECT CONNECTOR GR. 1.5 (SIMODRIVE) UL/CSA, DESINA MOTION CONNECT 500 DMAX = 13.1 MM TYPE: 6FX5002-5DQ28 LENGTH (M) = + 0 + 10 + 0 + 0 | 430 | TEM | 1 | MC | 2.75 | 1
6FX50025DQ281CA0 | POWER CABLE PREASSEMBLED EXT. 4X1.5+(2X1.5)C SPEED CONNECT CONNECTOR GR. 1.5 (SIMODRIVE) UL/CSA, DESINA MOTION CONNECT 500 DMAX = 13.1 MM TYPE: 6FX5002-5DQ28 LENGTH (M) = + 0 + 20 + 0 + 0 | 503 | TEM | 1 | MC | 4.95 | 1
6FX50025DQ381BA0 | POWER CABLE PREASSEMBLED EXT. 4X2.5+(2X1.5)C SPEED CONNECT CONNECTOR GR. 1.5 (SIMODRIVE) UL/CSA, DESINA MOTION CONNECT 500 DMAX = 14.3 MM TYPE: 6FX5002-5DQ38 LENGTH (M) = + 0 + 10 + 0 + 0 | 450 | TEM | 1 | MC | 3.071 | 1
6FX50025DQ581BA0 | POWER CABLE PREASSEMBLED EXT. 4X6+(2X1.5) C SPEED CONNECT CONNECTOR GR. 1.5 (SIMODRIVE) UL/CSA, DESINA MOTION CONNECT 500 DMAX = 17.6 MM TYPE: 6FX5002-5DQ58 LENGTH (M) = + 0 + 10 + 0 + 0 | 741 | TEM | 1 | MC | 5.465 | 1
6FX50025DQ681BA0 | POWER CABLE PREASSEMBLED EXT. 4X10 + (2X1.5)C SPEED CONNECT CONNECTOR GR.1.5 (SINAMICS AC DRIVE) UL/CSA, DESINA MOTION CONNECT 500 DMAX = 21.7 MM TYPE: 6FX5002-5DQ68 LENGTH (M) = + 0 + 10 + 0 + 0 | 523 | TEM | 1 | MC | 8.244 | 1
6FX50025DS011AA0 | POWER CABLE, PREASSEMBLED TYPE: 6FX5002-5DS01 (1FT/1FK/1PH TO SINAMICS) 4X1.5+(2X1.5) C, CONNECTOR SIZE 1/1.5 MM2 UL/CSA DESINA, MOTION-CONNECT 500 DMAX = 13.1 MM, LENGTH (M) = 0 + 0 + 0 + 0 | 250 | TEM | 1 | MC | 0.309 | 1
6FX50025DS011AB0 | POWER CABLE, PREASSEMBLED TYPE: 6FX5002-5DS01 (1FT/1FK/1PH TO SINAMICS) 4X1.5+(2X1.5) C, CONNECTOR SIZE 1/1.5 MM2 UL/CSA DESINA, MOTION-CONNECT 500 DMAX = 13.1 MM, LENGTH (M) = 0 + 0 + 1 + 0 | 258 | TEM | 1 | MC | 0.529 | 1
6FX50025DS011AB5 | POWER CABLE, PREASSEMBLED TYPE: 6FX5002-5DS01 (1FT/1FK/1PH TO SINAMICS) 4X1.5+(2X1.5) C, CONNECTOR SIZE 1/1.5 MM2 UL/CSA DESINA, MOTION-CONNECT 500 DMAX = 13.1 MM, LENGTH (M) = 0 + 0 + 1 + 0,5 | 266 | TEM | 1 | MC | 0.639 | 1
6FX50025DS011AB8 | POWER CABLE, PREASSEMBLED TYPE: 6FX5002-5DS01 (1FT/1FK/1PH TO SINAMICS) 4X1.5+(2X1.5) C, CONNECTOR SIZE 1/1.5 MM2 UL/CSA DESINA, MOTION-CONNECT 500 DMAX = 13.1 MM, LENGTH (M) = 0 + 0 + 1 + 0,8 | 266 | TEM | 1 | MC | 0.705 | 1
6FX50025DS011AC0 | POWER CABLE, PREASSEMBLED TYPE: 6FX5002-5DS01 (1FT/1FK/1PH TO SINAMICS) 4X1.5+(2X1.5) C, CONNECTOR SIZE 1/1.5 MM2 UL/CSA DESINA, MOTION-CONNECT 500 DMAX = 13.1 MM, LENGTH (M) = 0 + 0 + 2 + 0 | 266 | TEM | 1 | MC | 0.749 | 1
6FX50025DS011AC1 | POWER CABLE, PREASSEMBLED TYPE: 6FX5002-5DS01 (1FT/1FK/1PH TO SINAMICS) 4X1.5+(2X1.5) C, CONNECTOR SIZE 1/1.5 MM2 UL/CSA DESINA, MOTION-CONNECT 500 DMAX = 13.1 MM, LENGTH (M) = 0 + 0 + 2 + 0,1 | 273 | TEM | 1 | MC | 0.771 | 1
6FX50025DS011AC2 | POWER CABLE, PREASSEMBLED TYPE: 6FX5002-5DS01 (1FT/1FK/1PH TO SINAMICS) 4X1.5+(2X1.5) C, CONNECTOR SIZE 1/1.5 MM2 UL/CSA DESINA, MOTION-CONNECT 500 DMAX = 13.1 MM, LENGTH (M) = 0 + 0 + 2 + 0,2 | 273 | TEM | 1 | MC | 0.793 | 1
6FX50025DS011AC3 | POWER CABLE, PREASSEMBLED TYPE: 6FX5002-5DS01 (1FT/1FK/1PH TO SINAMICS) 4X1.5+(2X1.5) C, CONNECTOR SIZE 1/1.5 MM2 UL/CSA DESINA, MOTION-CONNECT 500 DMAX = 13.1 MM, LENGTH (M) = 0 + 0 + 2 + 0,3 | 273 | TEM | 1 | MC | 0.815 | 1
6FX50025DS011AC5 | POWER CABLE, PREASSEMBLED TYPE: 6FX5002-5DS01 (1FT/1FK/1PH TO SINAMICS) 4X1.5+(2X1.5) C, CONNECTOR SIZE 1/1.5 MM2 UL/CSA DESINA, MOTION-CONNECT 500 DMAX = 13.1 MM, LENGTH (M) = 0 + 0 + 2 + 0,5 | 273 | TEM | 1 | MC | 0.859 | 1
6FX50025DS011AC7 | POWER CABLE, PREASSEMBLED TYPE: 6FX5002-5DS01 (1FT/1FK/1PH TO SINAMICS) 4X1.5+(2X1.5) C, CONNECTOR SIZE 1/1.5 MM2 UL/CSA DESINA, MOTION-CONNECT 500 DMAX = 13.1 MM, LENGTH (M) = 0 + 0 + 2 + 0,7 | 273 | TEM | 1 | MC | 0.903 | 1
6FX50025DS011AC8 | POWER CABLE, PREASSEMBLED TYPE: 6FX5002-5DS01 (1FT/1FK/1PH TO SINAMICS) 4X1.5+(2X1.5) C, CONNECTOR SIZE 1/1.5 MM2 UL/CSA DESINA, MOTION-CONNECT 500 DMAX = 13.1 MM, LENGTH (M) = 0 + 0 + 2 + 0,8 | 273 | TEM | 1 | MC | 0.925 | 1
6FX50025DS011AD0 | POWER CABLE, PREASSEMBLED TYPE: 6FX5002-5DS01 (1FT/1FK/1PH TO SINAMICS) 4X1.5+(2X1.5) C, CONNECTOR SIZE 1/1.5 MM2 UL/CSA DESINA, MOTION-CONNECT 500 DMAX = 13.1 MM, LENGTH (M) = 0 + 0 + 3 + 0 | 273 | TEM | 1 | MC | 0.969 | 1
6FX50025DS011AD1 | POWER CABLE, PREASSEMBLED TYPE: 6FX5002-5DS01 (1FT/1FK/1PH TO SINAMICS) 4X1.5+(2X1.5) C, CONNECTOR SIZE 1/1.5 MM2 UL/CSA DESINA, MOTION-CONNECT 500 DMAX = 13.1 MM, LENGTH (M) = 0 + 0 + 3 + 0,1 | 281 | TEM | 1 | MC | 0.991 | 1
6FX50025DS011AD2 | POWER CABLE, PREASSEMBLED TYPE: 6FX5002-5DS01 (1FT/1FK/1PH TO SINAMICS) 4X1.5+(2X1.5) C, CONNECTOR SIZE 1/1.5 MM2 UL/CSA DESINA, MOTION-CONNECT 500 DMAX = 13.1 MM, LENGTH (M) = 0 + 0 + 3 + 0,2 | 281 | TEM | 1 | MC | 1.013 | 1
6FX50025DS011AD4 | POWER CABLE, PREASSEMBLED TYPE: 6FX5002-5DS01 (1FT/1FK/1PH TO SINAMICS) 4X1.5+(2X1.5) C, CONNECTOR SIZE 1/1.5 MM2 UL/CSA DESINA, MOTION-CONNECT 500 DMAX = 13.1 MM, LENGTH (M) = 0 + 0 + 3 + 0,4 | 281 | TEM | 1 | MC | 1.057 | 1
6FX50025DS011AD6 | POWER CABLE, PREASSEMBLED TYPE: 6FX5002-5DS01 (1FT/1FK/1PH TO SINAMICS) 4X1.5+(2X1.5) C, CONNECTOR SIZE 1/1.5 MM2 UL/CSA DESINA, MOTION-CONNECT 500 DMAX = 13.1 MM, LENGTH (M) = 0 + 0 + 3 + 0,6 | 281 | TEM | 1 | MC | 1.101 | 1
6FX50025DS011AD7 | POWER CABLE, PREASSEMBLED TYPE: 6FX5002-5DS01 (1FT/1FK/1PH TO SINAMICS) 4X1.5+(2X1.5) C, CONNECTOR SIZE 1/1.5 MM2 UL/CSA DESINA, MOTION-CONNECT 500 DMAX = 13.1 MM, LENGTH (M) = 0 + 0 + 3 + 0,7 | 281 | TEM | 1 | MC | 1.123 | 1
6FX50025DS011AE0 | POWER CABLE, PREASSEMBLED TYPE: 6FX5002-5DS01 (1FT/1FK/1PH TO SINAMICS) 4X1.5+(2X1.5) C, CONNECTOR SIZE 1/1.5 MM2 UL/CSA DESINA, MOTION-CONNECT 500 DMAX = 13.1 MM, LENGTH (M) = 0 + 0 + 4 + 0 | 281 | TEM | 1 | MC | 1.189 | 1
6FX50025DS011AE3 | POWER CABLE, PREASSEMBLED TYPE: 6FX5002-5DS01 (1FT/1FK/1PH TO SINAMICS) 4X1.5+(2X1.5) C, CONNECTOR SIZE 1/1.5 MM2 UL/CSA DESINA, MOTION-CONNECT 500 DMAX = 13.1 MM, LENGTH (M) = 0 + 0 + 4 + 0,3 | 289 | TEM | 1 | MC | 1.255 | 1
6FX50025DS011AE4 | POWER CABLE, PREASSEMBLED TYPE: 6FX5002-5DS01 (1FT/1FK/1PH TO SINAMICS) 4X1.5+(2X1.5) C, CONNECTOR SIZE 1/1.5 MM2 UL/CSA DESINA, MOTION-CONNECT 500 DMAX = 13.1 MM, LENGTH (M) = 0 + 0 + 4 + 0,4 | 289 | TEM | 1 | MC | 1.277 | 1
6FX50025DS011AF0 | POWER CABLE, PREASSEMBLED TYPE: 6FX5002-5DS01 (1FT/1FK/1PH TO SINAMICS) 4X1.5+(2X1.5) C, CONNECTOR SIZE 1/1.5 MM2 UL/CSA DESINA, MOTION-CONNECT 500 DMAX = 13.1 MM, LENGTH (M) = 0 + 0 + 5 + 0 | 288 | TEM | 1 | MC | 1.409 | 1
6FX50025DS011AF3 | POWER CABLE, PREASSEMBLED TYPE: 6FX5002-5DS01 (1FT/1FK/1PH TO SINAMICS) 4X1.5+(2X1.5) C, CONNECTOR SIZE 1/1.5 MM2 UL/CSA DESINA, MOTION-CONNECT 500 DMAX = 13.1 MM, LENGTH (M) = 0 + 0 + 5 + 0,3 | 296 | TEM | 1 | MC | 1.475 | 1
6FX50025DS011AF5 | POWER CABLE, PREASSEMBLED TYPE: 6FX5002-5DS01 (1FT/1FK/1PH TO SINAMICS) 4X1.5+(2X1.5) C, CONNECTOR SIZE 1/1.5 MM2 UL/CSA DESINA, MOTION-CONNECT 500 DMAX = 13.1 MM, LENGTH (M) = 0 + 0 + 5 + 0,5 | 296 | TEM | 1 | MC | 1.519 | 1
6FX50025DS011AF8 | POWER CABLE, PREASSEMBLED TYPE: 6FX5002-5DS01 (1FT/1FK/1PH TO SINAMICS) 4X1.5+(2X1.5) C, CONNECTOR SIZE 1/1.5 MM2 UL/CSA DESINA, MOTION-CONNECT 500 DMAX = 13.1 MM, LENGTH (M) = 0 + 0 + 5 + 0,8 | 296 | TEM | 1 | MC | 1.585 | 1
6FX50025DS011AG0 | POWER CABLE, PREASSEMBLED TYPE: 6FX5002-5DS01 (1FT/1FK/1PH TO SINAMICS) 4X1.5+(2X1.5) C, CONNECTOR SIZE 1/1.5 MM2 UL/CSA DESINA, MOTION-CONNECT 500 DMAX = 13.1 MM, LENGTH (M) = 0 + 0 + 6 + 0 | 296 | TEM | 1 | MC | 1.629 | 1
6FX50025DS011AG2 | POWER CABLE, PREASSEMBLED TYPE: 6FX5002-5DS01 (1FT/1FK/1PH TO SINAMICS) 4X1.5+(2X1.5) C, CONNECTOR SIZE 1/1.5 MM2 UL/CSA DESINA, MOTION-CONNECT 500 DMAX = 13.1 MM, LENGTH (M) = 0 + 0 + 6 + 0,2 | 304 | TEM | 1 | MC | 1.673 | 1
6FX50025DS011AG6 | POWER CABLE, PREASSEMBLED TYPE: 6FX5002-5DS01 (1FT/1FK/1PH TO SINAMICS) 4X1.5+(2X1.5) C, CONNECTOR SIZE 1/1.5 MM2 UL/CSA DESINA, MOTION-CONNECT 500 DMAX = 13.1 MM, LENGTH (M) = 0 + 0 + 6 + 0,6 | 304 | TEM | 1 | MC | 1.761 | 1
6FX50025DS011AH0 | POWER CABLE, PREASSEMBLED TYPE: 6FX5002-5DS01 (1FT/1FK/1PH TO SINAMICS) 4X1.5+(2X1.5) C, CONNECTOR SIZE 1/1.5 MM2 UL/CSA DESINA, MOTION-CONNECT 500 DMAX = 13.1 MM, LENGTH (M) = 0 + 0 + 7 + 0 | 304 | TEM | 1 | MC | 1.849 | 1
6FX50025DS011AJ0 | POWER CABLE, PREASSEMBLED TYPE: 6FX5002-5DS01 (1FT/1FK/1PH TO SINAMICS) 4X1.5+(2X1.5) C, CONNECTOR SIZE 1/1.5 MM2 UL/CSA DESINA, MOTION-CONNECT 500 DMAX = 13.1 MM, LENGTH (M) = 0 + 0 + 8 + 0 | 311 | TEM | 1 | MC | 2.069 | 1
6FX50025DS011AJ5 | POWER CABLE, PREASSEMBLED TYPE: 6FX5002-5DS01 (1FT/1FK/1PH TO SINAMICS) 4X1.5+(2X1.5) C, CONNECTOR SIZE 1/1.5 MM2 UL/CSA DESINA, MOTION-CONNECT 500 DMAX = 13.1 MM, LENGTH (M) = 0 + 0 + 8 + 0,5 | 319 | TEM | 1 | MC | 2.179 | 1
6FX50025DS011AJ6 | POWER CABLE, PREASSEMBLED TYPE: 6FX5002-5DS01 (1FT/1FK/1PH TO SINAMICS) 4X1.5+(2X1.5) C, CONNECTOR SIZE 1/1.5 MM2 UL/CSA DESINA, MOTION-CONNECT 500 DMAX = 13.1 MM, LENGTH (M) = 0 + 0 + 8 + 0,6 | 319 | TEM | 1 | MC | 2.201 | 1
6FX50025DS011AK0 | POWER CABLE, PREASSEMBLED TYPE: 6FX5002-5DS01 (1FT/1FK/1PH TO SINAMICS) 4X1.5+(2X1.5) C, CONNECTOR SIZE 1/1.5 MM2 UL/CSA DESINA, MOTION-CONNECT 500 DMAX = 13.1 MM, LENGTH (M) = 0 + 0 + 9 + 0 | 319 | TEM | 1 | MC | 2.289 | 1
6FX50025DS011BA0 | POWER CABLE, PREASSEMBLED TYPE: 6FX5002-5DS01 (1FT/1FK/1PH TO SINAMICS) 4X1.5+(2X1.5) C, CONNECTOR SIZE 1/1.5 MM2 UL/CSA DESINA, MOTION-CONNECT 500 DMAX = 13.1 MM, LENGTH (M) = 0 + 10 + 0 + 0 | 327 | TEM | 1 | MC | 2.509 | 1
6FX50025DS011BA3 | POWER CABLE, PREASSEMBLED TYPE: 6FX5002-5DS01 (1FT/1FK/1PH TO SINAMICS) 4X1.5+(2X1.5) C, CONNECTOR SIZE 1/1.5 MM2 UL/CSA DESINA, MOTION-CONNECT 500 DMAX = 13.1 MM, LENGTH (M) = 0 + 10 + 0 + 0,3 | 334 | TEM | 1 | MC | 2.575 | 1
6FX50025DS011BB0 | POWER CABLE, PREASSEMBLED TYPE: 6FX5002-5DS01 (1FT/1FK/1PH TO SINAMICS) 4X1.5+(2X1.5) C, CONNECTOR SIZE 1/1.5 MM2 UL/CSA DESINA, MOTION-CONNECT 500 DMAX = 13.1 MM, LENGTH (M) = 0 + 10 + 1 + 0 | 334 | TEM | 1 | MC | 2.729 | 1
6FX50025DS011BC0 | POWER CABLE, PREASSEMBLED TYPE: 6FX5002-5DS01 (1FT/1FK/1PH TO SINAMICS) 4X1.5+(2X1.5) C, CONNECTOR SIZE 1/1.5 MM2 UL/CSA DESINA, MOTION-CONNECT 500 DMAX = 13.1 MM, LENGTH (M) = 0 + 10 + 2 + 0 | 342 | TEM | 1 | MC | 2.949 | 1
6FX50025DS011BD0 | POWER CABLE, PREASSEMBLED TYPE: 6FX5002-5DS01 (1FT/1FK/1PH TO SINAMICS) 4X1.5+(2X1.5) C, CONNECTOR SIZE 1/1.5 MM2 UL/CSA DESINA, MOTION-CONNECT 500 DMAX = 13.1 MM, LENGTH (M) = 0 + 10 + 3 + 0 | 349 | TEM | 1 | MC | 3.169 | 1
6FX50025DS011BE0 | POWER CABLE, PREASSEMBLED TYPE: 6FX5002-5DS01 (1FT/1FK/1PH TO SINAMICS) 4X1.5+(2X1.5) C, CONNECTOR SIZE 1/1.5 MM2 UL/CSA DESINA, MOTION-CONNECT 500 DMAX = 13.1 MM, LENGTH (M) = 0 + 10 + 4 + 0 | 357 | TEM | 1 | MC | 3.389 | 1
6FX50025DS011BE2 | POWER CABLE, PREASSEMBLED TYPE: 6FX5002-5DS01 (1FT/1FK/1PH TO SINAMICS) 4X1.5+(2X1.5) C, CONNECTOR SIZE 1/1.5 MM2 UL/CSA DESINA, MOTION-CONNECT 500 DMAX = 13.1 MM, LENGTH (M) = 0 + 10 + 4 + 0,2 | 365 | TEM | 1 | MC | 3.433 | 1
6FX50025DS011BF0 | POWER CABLE, PREASSEMBLED TYPE: 6FX5002-5DS01 (1FT/1FK/1PH TO SINAMICS) 4X1.5+(2X1.5) C, CONNECTOR SIZE 1/1.5 MM2 UL/CSA DESINA, MOTION-CONNECT 500 DMAX = 13.1 MM, LENGTH (M) = 0 + 10 + 5 + 0 | 365 | TEM | 1 | MC | 3.609 | 1
6FX50025DS011BF4 | POWER CABLE, PREASSEMBLED TYPE: 6FX5002-5DS01 (1FT/1FK/1PH TO SINAMICS) 4X1.5+(2X1.5) C, CONNECTOR SIZE 1/1.5 MM2 UL/CSA DESINA, MOTION-CONNECT 500 DMAX = 13.1 MM, LENGTH (M) = 0 + 10 + 5 + 0,4 | 372 | TEM | 1 | MC | 3.697 | 1
6FX50025DS011BG0 | POWER CABLE, PREASSEMBLED TYPE: 6FX5002-5DS01 (1FT/1FK/1PH TO SINAMICS) 4X1.5+(2X1.5) C, CONNECTOR SIZE 1/1.5 MM2 UL/CSA DESINA, MOTION-CONNECT 500 DMAX = 13.1 MM, LENGTH (M) = 0 + 10 + 6 + 0 | 372 | TEM | 1 | MC | 3.829 | 1
6FX50025DS011BH0 | POWER CABLE, PREASSEMBLED TYPE: 6FX5002-5DS01 (1FT/1FK/1PH TO SINAMICS) 4X1.5+(2X1.5) C, CONNECTOR SIZE 1/1.5 MM2 UL/CSA DESINA, MOTION-CONNECT 500 DMAX = 13.1 MM, LENGTH (M) = 0 + 10 + 7 + 0 | 380 | TEM | 1 | MC | 4.049 | 1
6FX50025DS011BJ0 | POWER CABLE, PREASSEMBLED TYPE: 6FX5002-5DS01 (1FT/1FK/1PH TO SINAMICS) 4X1.5+(2X1.5) C, CONNECTOR SIZE 1/1.5 MM2 UL/CSA DESINA, MOTION-CONNECT 500 DMAX = 13.1 MM, LENGTH (M) = 0 + 10 + 8 + 0 | 388 | TEM | 1 | MC | 4.269 | 1
6FX50025DS011BK0 | POWER CABLE, PREASSEMBLED TYPE: 6FX5002-5DS01 (1FT/1FK/1PH TO SINAMICS) 4X1.5+(2X1.5) C, CONNECTOR SIZE 1/1.5 MM2 UL/CSA DESINA, MOTION-CONNECT 500 DMAX = 13.1 MM, LENGTH (M) = 0 + 10 + 9 + 0 | 395 | TEM | 1 | MC | 4.489 | 1
6FX50025DS011CA0 | POWER CABLE, PREASSEMBLED TYPE: 6FX5002-5DS01 (1FT/1FK/1PH TO SINAMICS) 4X1.5+(2X1.5) C, CONNECTOR SIZE 1/1.5 MM2 UL/CSA DESINA, MOTION-CONNECT 500 DMAX = 13.1 MM, LENGTH (M) = 0 + 20 + 0 + 0 | 403 | TEM | 1 | MC | 4.709 | 1
6FX50025DS011CB0 | POWER CABLE, PREASSEMBLED TYPE: 6FX5002-5DS01 (1FT/1FK/1PH TO SINAMICS) 4X1.5+(2X1.5) C, CONNECTOR SIZE 1/1.5 MM2 UL/CSA DESINA, MOTION-CONNECT 500 DMAX = 13.1 MM, LENGTH (M) = 0 + 20 + 1 + 0 | 411 | TEM | 1 | MC | 4.929 | 1
6FX50025DS011CC0 | POWER CABLE, PREASSEMBLED TYPE: 6FX5002-5DS01 (1FT/1FK/1PH TO SINAMICS) 4X1.5+(2X1.5) C, CONNECTOR SIZE 1/1.5 MM2 UL/CSA DESINA, MOTION-CONNECT 500 DMAX = 13.1 MM, LENGTH (M) = 0 + 20 + 2 + 0 | 418 | TEM | 1 | MC | 5.149 | 1
6FX50025DS011CD0 | POWER CABLE, PREASSEMBLED TYPE: 6FX5002-5DS01 (1FT/1FK/1PH TO SINAMICS) 4X1.5+(2X1.5) C, CONNECTOR SIZE 1/1.5 MM2 UL/CSA DESINA, MOTION-CONNECT 500 DMAX = 13.1 MM, LENGTH (M) = 0 + 20 + 3 + 0 | 426 | TEM | 1 | MC | 5.369 | 1
6FX50025DS011CF0 | POWER CABLE, PREASSEMBLED TYPE: 6FX5002-5DS01 (1FT/1FK/1PH TO SINAMICS) 4X1.5+(2X1.5) C, CONNECTOR SIZE 1/1.5 MM2 UL/CSA DESINA, MOTION-CONNECT 500 DMAX = 13.1 MM, LENGTH (M) = 0 + 20 + 5 + 0 | 441 | TEM | 1 | MC | 5.809 | 1
6FX50025DS011CG0 | POWER CABLE, PREASSEMBLED TYPE: 6FX5002-5DS01 (1FT/1FK/1PH TO SINAMICS) 4X1.5+(2X1.5) C, CONNECTOR SIZE 1/1.5 MM2 UL/CSA DESINA, MOTION-CONNECT 500 DMAX = 13.1 MM, LENGTH (M) = 0 + 20 + 6 + 0 | 449 | TEM | 1 | MC | 6.029 | 1
6FX50025DS011CJ0 | POWER CABLE, PREASSEMBLED TYPE: 6FX5002-5DS01 (1FT/1FK/1PH TO SINAMICS) 4X1.5+(2X1.5) C, CONNECTOR SIZE 1/1.5 MM2 UL/CSA DESINA, MOTION-CONNECT 500 DMAX = 13.1 MM, LENGTH (M) = 0 + 20 + 8 + 0 | 464 | TEM | 1 | MC | 6.469 | 1
6FX50025DS011DA0 | POWER CABLE, PREASSEMBLED TYPE: 6FX5002-5DS01 (1FT/1FK/1PH TO SINAMICS) 4X1.5+(2X1.5) C, CONNECTOR SIZE 1/1.5 MM2 UL/CSA DESINA, MOTION-CONNECT 500 DMAX = 13.1 MM, LENGTH (M) = 0 + 30 + 0 + 0 | 479 | TEM | 1 | MC | 6.909 | 1
6FX50025DS011DB0 | POWER CABLE, PREASSEMBLED TYPE: 6FX5002-5DS01 (1FT/1FK/1PH TO SINAMICS) 4X1.5+(2X1.5) C, CONNECTOR SIZE 1/1.5 MM2 UL/CSA DESINA, MOTION-CONNECT 500 DMAX = 13.1 MM, LENGTH (M) = 0 + 30 + 1 + 0 | 487 | TEM | 1 | MC | 7.129 | 1
6FX50025DS011DF0 | POWER CABLE, PREASSEMBLED TYPE: 6FX5002-5DS01 (1FT/1FK/1PH TO SINAMICS) 4X1.5+(2X1.5) C, CONNECTOR SIZE 1/1.5 MM2 UL/CSA DESINA, MOTION-CONNECT 500 DMAX = 13.1 MM, LENGTH (M) = 0 + 30 + 5 + 0 | 517 | TEM | 1 | MC | 8.009 | 1
6FX50025DS011DH0 | POWER CABLE, PREASSEMBLED TYPE: 6FX5002-5DS01 (1FT/1FK/1PH TO SINAMICS) 4X1.5+(2X1.5) C, CONNECTOR SIZE 1/1.5 MM2 UL/CSA DESINA, MOTION-CONNECT 500 DMAX = 13.1 MM, LENGTH (M) = 0 + 30 + 7 + 0 | 532 | TEM | 1 | MC | 8.449 | 1
6FX50025DS011DJ0 | POWER CABLE, PREASSEMBLED TYPE: 6FX5002-5DS01 (1FT/1FK/1PH TO SINAMICS) 4X1.5+(2X1.5) C, CONNECTOR SIZE 1/1.5 MM2 UL/CSA DESINA, MOTION-CONNECT 500 DMAX = 13.1 MM, LENGTH (M) = 0 + 30 + 8 + 0 | 540 | TEM | 1 | MC | 8.669 | 1
6FX50025DS011DK0 | POWER CABLE, PREASSEMBLED TYPE: 6FX5002-5DS01 (1FT/1FK/1PH TO SINAMICS) 4X1.5+(2X1.5) C, CONNECTOR SIZE 1/1.5 MM2 UL/CSA DESINA, MOTION-CONNECT 500 DMAX = 13.1 MM, LENGTH (M) = 0 + 30 + 9 + 0 | 547 | TEM | 1 | MC | 8.889 | 1
6FX50025DS011EA0 | POWER CABLE, PREASSEMBLED TYPE: 6FX5002-5DS01 (1FT/1FK/1PH TO SINAMICS) 4X1.5+(2X1.5) C, CONNECTOR SIZE 1/1.5 MM2 UL/CSA DESINA, MOTION-CONNECT 500 DMAX = 13.1 MM, LENGTH (M) = 0 + 40 + 0 + 0 | 556 | TEM | 1 | MC | 9.109 | 1
6FX50025DS011EB0 | POWER CABLE, PREASSEMBLED TYPE: 6FX5002-5DS01 (1FT/1FK/1PH TO SINAMICS) 4X1.5+(2X1.5) C, CONNECTOR SIZE 1/1.5 MM2 UL/CSA DESINA, MOTION-CONNECT 500 DMAX = 13.1 MM, LENGTH (M) = 0 + 40 + 1 + 0 | 563 | TEM | 1 | MC | 9.329 | 1
6FX50025DS011EC0 | POWER CABLE, PREASSEMBLED TYPE: 6FX5002-5DS01 (1FT/1FK/1PH TO SINAMICS) 4X1.5+(2X1.5) C, CONNECTOR SIZE 1/1.5 MM2 UL/CSA DESINA, MOTION-CONNECT 500 DMAX = 13.1 MM, LENGTH (M) = 0 + 40 + 2 + 0 | 571 | TEM | 1 | MC | 9.549 | 1
6FX50025DS011ED0 | POWER CABLE, PREASSEMBLED TYPE: 6FX5002-5DS01 (1FT/1FK/1PH TO SINAMICS) 4X1.5+(2X1.5) C, CONNECTOR SIZE 1/1.5 MM2 UL/CSA DESINA, MOTION-CONNECT 500 DMAX = 13.1 MM, LENGTH (M) = 0 + 40 + 3 + 0 | 579 | TEM | 1 | MC | 9.769 | 1
6FX50025DS011EE0 | POWER CABLE, PREASSEMBLED TYPE: 6FX5002-5DS01 (1FT/1FK/1PH TO SINAMICS) 4X1.5+(2X1.5) C, CONNECTOR SIZE 1/1.5 MM2 UL/CSA DESINA, MOTION-CONNECT 500 DMAX = 13.1 MM, LENGTH (M) = 0 + 40 + 4 + 0 | 586 | TEM | 1 | MC | 9.989 | 1
6FX50025DS011EF0 | POWER CABLE, PREASSEMBLED TYPE: 6FX5002-5DS01 (1FT/1FK/1PH TO SINAMICS) 4X1.5+(2X1.5) C, CONNECTOR SIZE 1/1.5 MM2 UL/CSA DESINA, MOTION-CONNECT 500 DMAX = 13.1 MM, LENGTH (M) = 0 + 40 + 5 + 0 | 594 | TEM | 1 | MC | 10.209 | 1
6FX50025DS011EG0 | POWER CABLE, PREASSEMBLED TYPE: 6FX5002-5DS01 (1FT/1FK/1PH TO SINAMICS) 4X1.5+(2X1.5) C, CONNECTOR SIZE 1/1.5 MM2 UL/CSA DESINA, MOTION-CONNECT 500 DMAX = 13.1 MM, LENGTH (M) = 0 + 40 + 6 + 0 | 602 | TEM | 1 | MC | 10.429 | 1
6FX50025DS011FA0 | POWER CABLE, PREASSEMBLED TYPE: 6FX5002-5DS01 (1FT/1FK/1PH TO SINAMICS) 4X1.5+(2X1.5) C, CONNECTOR SIZE 1/1.5 MM2 UL/CSA DESINA, MOTION-CONNECT 500 DMAX = 13.1 MM, LENGTH (M) = 0 + 50 + 0 + 0 | 633 | TEM | 1 | MC | 11.309 | 1
6FX50025DS011FB0 | POWER CABLE, PREASSEMBLED TYPE: 6FX5002-5DS01 (1FT/1FK/1PH TO SINAMICS) 4X1.5+(2X1.5) C, CONNECTOR SIZE 1/1.5 MM2 UL/CSA DESINA, MOTION-CONNECT 500 DMAX = 13.1 MM, LENGTH (M) = 0 + 50 + 1 + 0 | 640 | TEM | 1 | MC | 11.529 | 1
6FX50025DS011FF0 | POWER CABLE, PREASSEMBLED TYPE: 6FX5002-5DS01 (1FT/1FK/1PH TO SINAMICS) 4X1.5+(2X1.5) C, CONNECTOR SIZE 1/1.5 MM2 UL/CSA DESINA, MOTION-CONNECT 500 DMAX = 13.1 MM, LENGTH (M) = 0 + 50 + 5 + 0 | 671 | TEM | 1 | MC | 12.409 | 1
6FX50025DS011GA0 | POWER CABLE, PREASSEMBLED TYPE: 6FX5002-5DS01 (1FT/1FK/1PH TO SINAMICS) 4X1.5+(2X1.5) C, CONNECTOR SIZE 1/1.5 MM2 UL/CSA DESINA, MOTION-CONNECT 500 DMAX = 13.1 MM, LENGTH (M) = 0 + 60 + 0 + 0 | 707 | TEM | 1 | MC | 13.509 | 1
6FX50025DS011GF0 | POWER CABLE, PREASSEMBLED TYPE: 6FX5002-5DS01 (1FT/1FK/1PH TO SINAMICS) 4X1.5+(2X1.5) C, CONNECTOR SIZE 1/1.5 MM2 UL/CSA DESINA, MOTION-CONNECT 500 DMAX = 13.1 MM, LENGTH (M) = 0 + 60 + 5 + 0 | 745 | TEM | 1 | MC | 14.609 | 1
6FX50025DS011HA0 | POWER CABLE, PREASSEMBLED TYPE: 6FX5002-5DS01 (1FT/1FK/1PH TO SINAMICS) 4X1.5+(2X1.5) C, CONNECTOR SIZE 1/1.5 MM2 UL/CSA DESINA, MOTION-CONNECT 500 DMAX = 13.1 MM, LENGTH (M) = 0 + 70 + 0 + 0 | 784 | TEM | 1 | MC | 15.709 | 1
6FX50025DS011HF0 | POWER CABLE, PREASSEMBLED TYPE: 6FX5002-5DS01 (1FT/1FK/1PH TO SINAMICS) 4X1.5+(2X1.5) C, CONNECTOR SIZE 1/1.5 MM2 UL/CSA DESINA, MOTION-CONNECT 500 DMAX = 13.1 MM, LENGTH (M) = 0 + 70 + 5 + 0 | 822 | TEM | 1 | MC | 16.809 | 1
6FX50025DS011HH0 | POWER CABLE, PREASSEMBLED TYPE: 6FX5002-5DS01 (1FT/1FK/1PH TO SINAMICS) 4X1.5+(2X1.5) C, CONNECTOR SIZE 1/1.5 MM2 UL/CSA DESINA, MOTION-CONNECT 500 DMAX = 13.1 MM, LENGTH (M) = 0 + 70 + 7 + 0 | 838 | TEM | 1 | MC | 17.249 | 1
6FX50025DS011JA0 | POWER CABLE, PREASSEMBLED TYPE: 6FX5002-5DS01 (1FT/1FK/1PH TO SINAMICS) 4X1.5+(2X1.5) C, CONNECTOR SIZE 1/1.5 MM2 UL/CSA DESINA, MOTION-CONNECT 500 DMAX = 13.1 MM, LENGTH (M) = 0 + 80 + 0 + 0 | 861 | TEM | 1 | MC | 17.909 | 1
6FX50025DS011JE0 | POWER CABLE, PREASSEMBLED TYPE: 6FX5002-5DS01 (1FT/1FK/1PH TO SINAMICS) 4X1.5+(2X1.5) C, CONNECTOR SIZE 1/1.5 MM2 UL/CSA DESINA, MOTION-CONNECT 500 DMAX = 13.1 MM, LENGTH (M) = 0 + 80 + 4 + 0 | 892 | TEM | 1 | MC | 18.789 | 1
6FX50025DS011JF0 | POWER CABLE, PREASSEMBLED TYPE: 6FX5002-5DS01 (1FT/1FK/1PH TO SINAMICS) 4X1.5+(2X1.5) C, CONNECTOR SIZE 1/1.5 MM2 UL/CSA DESINA, MOTION-CONNECT 500 DMAX = 13.1 MM, LENGTH (M) = 0 + 80 + 5 + 0 | 899 | TEM | 1 | MC | 19.009 | 1
6FX50025DS011KA0 | POWER CABLE, PREASSEMBLED TYPE: 6FX5002-5DS01 (1FT/1FK/1PH TO SINAMICS) 4X1.5+(2X1.5) C, CONNECTOR SIZE 1/1.5 MM2 UL/CSA DESINA, MOTION-CONNECT 500 DMAX = 13.1 MM, LENGTH (M) = 0 + 90 + 0 + 0 | 936 | TEM | 1 | MC | 20.109 | 1
6FX50025DS011KF0 | POWER CABLE, PREASSEMBLED TYPE: 6FX5002-5DS01 (1FT/1FK/1PH TO SINAMICS) 4X1.5+(2X1.5) C, CONNECTOR SIZE 1/1.5 MM2 UL/CSA DESINA, MOTION-CONNECT 500 DMAX = 13.1 MM, LENGTH (M) = 0 + 90 + 5 + 0 | 974 | TEM | 1 | MC | 21.209 | 1
6FX50025DS012AA0 | POWER CABLE, PREASSEMBLED TYPE: 6FX5002-5DS01 (1FT/1FK/1PH TO SINAMICS) 4X1.5+(2X1.5) C, CONNECTOR SIZE 1/1.5 MM2 UL/CSA DESINA, MOTION-CONNECT 500 DMAX = 13.1 MM, LENGTH (M) = 100 + 0 + 0 + 0 | 1013 | TEM | 1 | MC | 22.309 | 1
6FX50025DS111AE0 | POWER CABLE, PREASSEMBLED TYPE: 6FX5002-5DS11 (1FT/1FK/1PH TO SINAMICS) 4X2,5+(2X1.5) C, CONNECTOR SIZE 1/2.5 MM2 UL/CSA DESINA, MOTION-CONNECT 500 DMAX = 13.1 MM, LENGTH (M) = 0 + 0 + 4 + 0 | 288 | TEM | 1 | MC | 1.336 | 1
6FX50025DS111AF0 | POWER CABLE, PREASSEMBLED TYPE: 6FX5002-5DS11 (1FT/1FK/1PH TO SINAMICS) 4X2,5+(2X1.5) C, CONNECTOR SIZE 1/2.5 MM2 UL/CSA DESINA, MOTION-CONNECT 500 DMAX = 13.1 MM, LENGTH (M) = 0 + 0 + 5 + 0 | 298 | TEM | 1 | MC | 1.585 | 1
6FX50025DS111AK0 | POWER CABLE, PREASSEMBLED TYPE: 6FX5002-5DS11 (1FT/1FK/1PH TO SINAMICS) 4X2,5+(2X1.5) C, CONNECTOR SIZE 1/2.5 MM2 UL/CSA DESINA, MOTION-CONNECT 500 DMAX = 13.1 MM, LENGTH (M) = 0 + 0 + 9 + 0 | 336 | TEM | 1 | MC | 2.581 | 1
6FX50025DS111BA0 | POWER CABLE, PREASSEMBLED TYPE: 6FX5002-5DS11 (1FT/1FK/1PH TO SINAMICS) 4X2,5+(2X1.5) C, CONNECTOR SIZE 1/2.5 MM2 UL/CSA DESINA, MOTION-CONNECT 500 DMAX = 13.1 MM, LENGTH (M) = 0 + 10 + 0 + 0 | 345 | TEM | 1 | MC | 2.83 | 1
6FX50025DS111BD0 | POWER CABLE, PREASSEMBLED TYPE: 6FX5002-5DS11 (1FT/1FK/1PH TO SINAMICS) 4X2,5+(2X1.5) C, CONNECTOR SIZE 1/2.5 MM2 UL/CSA DESINA, MOTION-CONNECT 500 DMAX = 13.1 MM, LENGTH (M) = 0 + 10 + 3 + 0 | 373 | TEM | 1 | MC | 3.577 | 1
6FX50025DS111BF0 | POWER CABLE, PREASSEMBLED TYPE: 6FX5002-5DS11 (1FT/1FK/1PH TO SINAMICS) 4X2,5+(2X1.5) C, CONNECTOR SIZE 1/2.5 MM2 UL/CSA DESINA, MOTION-CONNECT 500 DMAX = 13.1 MM, LENGTH (M) = 0 + 10 + 5 + 0 | 392 | TEM | 1 | MC | 4.075 | 1
6FX50025DS111BG0 | POWER CABLE, PREASSEMBLED TYPE: 6FX5002-5DS11 (1FT/1FK/1PH TO SINAMICS) 4X2,5+(2X1.5) C, CONNECTOR SIZE 1/2.5 MM2 UL/CSA DESINA, MOTION-CONNECT 500 DMAX = 13.1 MM, LENGTH (M) = 0 + 10 + 6 + 0 | 402 | TEM | 1 | MC | 4.324 | 1
6FX50025DS111BJ0 | POWER CABLE, PREASSEMBLED TYPE: 6FX5002-5DS11 (1FT/1FK/1PH TO SINAMICS) 4X2,5+(2X1.5) C, CONNECTOR SIZE 1/2.5 MM2 UL/CSA DESINA, MOTION-CONNECT 500 DMAX = 13.1 MM, LENGTH (M) = 0 + 10 + 8 + 0 | 421 | TEM | 1 | MC | 4.822 | 1
6FX50025DS111CA0 | POWER CABLE, PREASSEMBLED TYPE: 6FX5002-5DS11 (1FT/1FK/1PH TO SINAMICS) 4X2,5+(2X1.5) C, CONNECTOR SIZE 1/2.5 MM2 UL/CSA DESINA, MOTION-CONNECT 500 DMAX = 13.1 MM, LENGTH (M) = 0 + 20 + 0 + 0 | 440 | TEM | 1 | MC | 5.32 | 1
6FX50025DS111CD5 | POWER CABLE, PREASSEMBLED TYPE: 6FX5002-5DS11 (1FT/1FK/1PH TO SINAMICS) 4X2,5+(2X1.5) C, CONNECTOR SIZE 1/2.5 MM2 UL/CSA DESINA, MOTION-CONNECT 500 DMAX = 13.1 MM, LENGTH (M) = 0 + 20 + 3 + 0,5 | 477 | TEM | 1 | MC | 6.192 | 1
6FX50025DS111CE0 | POWER CABLE, PREASSEMBLED TYPE: 6FX5002-5DS11 (1FT/1FK/1PH TO SINAMICS) 4X2,5+(2X1.5) C, CONNECTOR SIZE 1/2.5 MM2 UL/CSA DESINA, MOTION-CONNECT 500 DMAX = 13.1 MM, LENGTH (M) = 0 + 20 + 4 + 0 | 477 | TEM | 1 | MC | 6.316 | 1
6FX50025DS111CF0 | POWER CABLE, PREASSEMBLED TYPE: 6FX5002-5DS11 (1FT/1FK/1PH TO SINAMICS) 4X2,5+(2X1.5) C, CONNECTOR SIZE 1/2.5 MM2 UL/CSA DESINA, MOTION-CONNECT 500 DMAX = 13.1 MM, LENGTH (M) = 0 + 20 + 5 + 0 | 487 | TEM | 1 | MC | 6.565 | 1
6FX50025DS111CJ0 | POWER CABLE, PREASSEMBLED TYPE: 6FX5002-5DS11 (1FT/1FK/1PH TO SINAMICS) 4X2,5+(2X1.5) C, CONNECTOR SIZE 1/2.5 MM2 UL/CSA DESINA, MOTION-CONNECT 500 DMAX = 13.1 MM, LENGTH (M) = 0 + 20 + 8 + 0 | 515 | TEM | 1 | MC | 7.312 | 1
6FX50025DS111DA0 | POWER CABLE, PREASSEMBLED TYPE: 6FX5002-5DS11 (1FT/1FK/1PH TO SINAMICS) 4X2,5+(2X1.5) C, CONNECTOR SIZE 1/2.5 MM2 UL/CSA DESINA, MOTION-CONNECT 500 DMAX = 13.1 MM, LENGTH (M) = 0 + 30 + 0 + 0 | 534 | TEM | 1 | MC | 7.81 | 1
6FX50025DS111DG0 | POWER CABLE, PREASSEMBLED TYPE: 6FX5002-5DS11 (1FT/1FK/1PH TO SINAMICS) 4X2,5+(2X1.5) C, CONNECTOR SIZE 1/2.5 MM2 UL/CSA DESINA, MOTION-CONNECT 500 DMAX = 13.1 MM, LENGTH (M) = 0 + 30 + 6 + 0 | 591 | TEM | 1 | MC | 9.304 | 1
6FX50025DS211AF0 | POWER CABLE, PREASSEMBLED TYPE: 6FX5002-5DS21 (1FT/1FK/1PH TO SINAMICS) 4X1.5+(2X1.5) C, CONNECTOR SIZE 1.5/1.5 MM2 UL/CSA DESINA, MOTION-CONNECT 500 DMAX = 13.1 MM, LENGTH (M) = 0 + 0 + 5 + 0 | 352 | TEM | 1 | MC | 1.601 | 1
6FX50025DS211AG0 | POWER CABLE, PREASSEMBLED TYPE: 6FX5002-5DS21 (1FT/1FK/1PH TO SINAMICS) 4X1.5+(2X1.5) C, CONNECTOR SIZE 1.5/1.5 MM2 UL/CSA DESINA, MOTION-CONNECT 500 DMAX = 13.1 MM, LENGTH (M) = 0 + 0 + 6 + 0 | 360 | TEM | 1 | MC | 1.821 | 1
6FX50025DS211BA0 | POWER CABLE, PREASSEMBLED TYPE: 6FX5002-5DS21 (1FT/1FK/1PH TO SINAMICS) 4X1.5+(2X1.5) C, CONNECTOR SIZE 1.5/1.5 MM2 UL/CSA DESINA, MOTION-CONNECT 500 DMAX = 13.1 MM, LENGTH (M) = 0 + 10 + 0 + 0 | 391 | TEM | 1 | MC | 2.701 | 1
6FX50025DS211BC0 | POWER CABLE, PREASSEMBLED TYPE: 6FX5002-5DS21 (1FT/1FK/1PH TO SINAMICS) 4X1.5+(2X1.5) C, CONNECTOR SIZE 1.5/1.5 MM2 UL/CSA DESINA, MOTION-CONNECT 500 DMAX = 13.1 MM, LENGTH (M) = 0 + 10 + 2 + 0 | 406 | TEM | 1 | MC | 3.141 | 1
6FX50025DS211BD5 | POWER CABLE, PREASSEMBLED TYPE: 6FX5002-5DS21 (1FT/1FK/1PH TO SINAMICS) 4X1.5+(2X1.5) C, CONNECTOR SIZE 1.5/1.5 MM2 UL/CSA DESINA, MOTION-CONNECT 500 DMAX = 13.1 MM, LENGTH (M) = 0 + 10 + 3 + 0,5 | 421 | TEM | 1 | MC | 3.471 | 1
6FX50025DS211BE0 | POWER CABLE, PREASSEMBLED TYPE: 6FX5002-5DS21 (1FT/1FK/1PH TO SINAMICS) 4X1.5+(2X1.5) C, CONNECTOR SIZE 1.5/1.5 MM2 UL/CSA DESINA, MOTION-CONNECT 500 DMAX = 13.1 MM, LENGTH (M) = 0 + 10 + 4 + 0 | 421 | TEM | 1 | MC | 3.581 | 1
6FX50025DS211BF0 | POWER CABLE, PREASSEMBLED TYPE: 6FX5002-5DS21 (1FT/1FK/1PH TO SINAMICS) 4X1.5+(2X1.5) C, CONNECTOR SIZE 1.5/1.5 MM2 UL/CSA DESINA, MOTION-CONNECT 500 DMAX = 13.1 MM, LENGTH (M) = 0 + 10 + 5 + 0 | 429 | TEM | 1 | MC | 3.801 | 1
6FX50025DS211BJ5 | POWER CABLE, PREASSEMBLED TYPE: 6FX5002-5DS21 (1FT/1FK/1PH TO SINAMICS) 4X1.5+(2X1.5) C, CONNECTOR SIZE 1.5/1.5 MM2 UL/CSA DESINA, MOTION-CONNECT 500 DMAX = 13.1 MM, LENGTH (M) = 0 + 10 + 8 + 0,5 | 459 | TEM | 1 | MC | 4.571 | 1
6FX50025DS211CA0 | POWER CABLE, PREASSEMBLED TYPE: 6FX5002-5DS21 (1FT/1FK/1PH TO SINAMICS) 4X1.5+(2X1.5) C, CONNECTOR SIZE 1.5/1.5 MM2 UL/CSA DESINA, MOTION-CONNECT 500 DMAX = 13.1 MM, LENGTH (M) = 0 + 20 + 0 + 0 | 467 | TEM | 1 | MC | 4.901 | 1
6FX50025DS211CE0 | POWER CABLE, PREASSEMBLED TYPE: 6FX5002-5DS21 (1FT/1FK/1PH TO SINAMICS) 4X1.5+(2X1.5) C, CONNECTOR SIZE 1.5/1.5 MM2 UL/CSA DESINA, MOTION-CONNECT 500 DMAX = 13.1 MM, LENGTH (M) = 0 + 20 + 4 + 0 | 498 | TEM | 1 | MC | 5.781 | 1
6FX50025DS211CF0 | POWER CABLE, PREASSEMBLED TYPE: 6FX5002-5DS21 (1FT/1FK/1PH TO SINAMICS) 4X1.5+(2X1.5) C, CONNECTOR SIZE 1.5/1.5 MM2 UL/CSA DESINA, MOTION-CONNECT 500 DMAX = 13.1 MM, LENGTH (M) = 0 + 20 + 5 + 0 | 505 | TEM | 1 | MC | 6.001 | 1
6FX50025DS211CH0 | POWER CABLE, PREASSEMBLED TYPE: 6FX5002-5DS21 (1FT/1FK/1PH TO SINAMICS) 4X1.5+(2X1.5) C, CONNECTOR SIZE 1.5/1.5 MM2 UL/CSA DESINA, MOTION-CONNECT 500 DMAX = 13.1 MM, LENGTH (M) = 0 + 20 + 7 + 0 | 520 | TEM | 1 | MC | 6.441 | 1
6FX50025DS211DA0 | POWER CABLE, PREASSEMBLED TYPE: 6FX5002-5DS21 (1FT/1FK/1PH TO SINAMICS) 4X1.5+(2X1.5) C, CONNECTOR SIZE 1.5/1.5 MM2 UL/CSA DESINA, MOTION-CONNECT 500 DMAX = 13.1 MM, LENGTH (M) = 0 + 30 + 0 + 0 | 543 | TEM | 1 | MC | 7.101 | 1
6FX50025DS211DF0 | POWER CABLE, PREASSEMBLED TYPE: 6FX5002-5DS21 (1FT/1FK/1PH TO SINAMICS) 4X1.5+(2X1.5) C, CONNECTOR SIZE 1.5/1.5 MM2 UL/CSA DESINA, MOTION-CONNECT 500 DMAX = 13.1 MM, LENGTH (M) = 0 + 30 + 5 + 0 | 581 | TEM | 1 | MC | 8.201 | 1
6FX50025DS211DG0 | POWER CABLE, PREASSEMBLED TYPE: 6FX5002-5DS21 (1FT/1FK/1PH TO SINAMICS) 4X1.5+(2X1.5) C, CONNECTOR SIZE 1.5/1.5 MM2 UL/CSA DESINA, MOTION-CONNECT 500 DMAX = 13.1 MM, LENGTH (M) = 0 + 30 + 6 + 0 | 589 | TEM | 1 | MC | 8.421 | 1
6FX50025DS211EA0 | POWER CABLE, PREASSEMBLED TYPE: 6FX5002-5DS21 (1FT/1FK/1PH TO SINAMICS) 4X1.5+(2X1.5) C, CONNECTOR SIZE 1.5/1.5 MM2 UL/CSA DESINA, MOTION-CONNECT 500 DMAX = 13.1 MM, LENGTH (M) = 0 + 40 + 0 + 0 | 620 | TEM | 1 | MC | 9.301 | 1
6FX50025DS231CA0 | POWER CABLE, PREASSEMBLED TYPE: 6FX5002-5DS23 (1FT/1FK/1PH TO SINAMICS) 4X16+(2X1.5) C, CONNECTOR SIZE 3/RING CABLE LUG UL/CSA DESINA, MOTION-CONNECT 500 DMAX = 24.7 MM, LENGTH (M) = 0 + 20 + 0 + 0 | 1254 | TEM | 1 | MC | 23.273 | 1
6FX50025DS231DA0 | POWER CABLE, PREASSEMBLED TYPE: 6FX5002-5DS23 (1FT/1FK/1PH TO SINAMICS) 4X16+(2X1.5) C, CONNECTOR SIZE 3/RING CABLE LUG UL/CSA DESINA, MOTION-CONNECT 500 DMAX = 24.7 MM, LENGTH (M) = 0 + 30 + 0 + 0 | 1517 | TEM | 1 | MC | 34.403 | 1
6FX50025DS311AA0 | POWER CABLE, PREASSEMBLED TYPE: 6FX5002-5DS31 (1FT/1FK/1PH TO SINAMICS) 4X2.5+(2X1.5) C, CONNECTOR SIZE 1.5/2.5 MM2 UL/CSA DESINA, MOTION-CONNECT 500 DMAX = 14.3 MM, LENGTH (M) = 0 + 0 + 0 + 0 | 317 | TEM | 1 | MC | 0.534 | 1
6FX50025DS311AB0 | POWER CABLE, PREASSEMBLED TYPE: 6FX5002-5DS31 (1FT/1FK/1PH TO SINAMICS) 4X2.5+(2X1.5) C, CONNECTOR SIZE 1.5/2.5 MM2 UL/CSA DESINA, MOTION-CONNECT 500 DMAX = 14.3 MM, LENGTH (M) = 0 + 0 + 1 + 0 | 326 | TEM | 1 | MC | 0.783 | 1
6FX50025DS311AE0 | POWER CABLE, PREASSEMBLED TYPE: 6FX5002-5DS31 (1FT/1FK/1PH TO SINAMICS) 4X2.5+(2X1.5) C, CONNECTOR SIZE 1.5/2.5 MM2 UL/CSA DESINA, MOTION-CONNECT 500 DMAX = 14.3 MM, LENGTH (M) = 0 + 0 + 4 + 0 | 354 | TEM | 1 | MC | 1.53 | 1
6FX50025DS311AF0 | POWER CABLE, PREASSEMBLED TYPE: 6FX5002-5DS31 (1FT/1FK/1PH TO SINAMICS) 4X2.5+(2X1.5) C, CONNECTOR SIZE 1.5/2.5 MM2 UL/CSA DESINA, MOTION-CONNECT 500 DMAX = 14.3 MM, LENGTH (M) = 0 + 0 + 5 + 0 | 364 | TEM | 1 | MC | 1.779 | 1
6FX50025DS311AH0 | POWER CABLE, PREASSEMBLED TYPE: 6FX5002-5DS31 (1FT/1FK/1PH TO SINAMICS) 4X2.5+(2X1.5) C, CONNECTOR SIZE 1.5/2.5 MM2 UL/CSA DESINA, MOTION-CONNECT 500 DMAX = 14.3 MM, LENGTH (M) = 0 + 0 + 7 + 0 | 383 | TEM | 1 | MC | 2.277 | 1
6FX50025DS311BA0 | POWER CABLE, PREASSEMBLED TYPE: 6FX5002-5DS31 (1FT/1FK/1PH TO SINAMICS) 4X2.5+(2X1.5) C, CONNECTOR SIZE 1.5/2.5 MM2 UL/CSA DESINA, MOTION-CONNECT 500 DMAX = 14.3 MM, LENGTH (M) = 0 + 10 + 0 + 0 | 411 | TEM | 1 | MC | 3.024 | 1
6FX50025DS311BF0 | POWER CABLE, PREASSEMBLED TYPE: 6FX5002-5DS31 (1FT/1FK/1PH TO SINAMICS) 4X2.5+(2X1.5) C, CONNECTOR SIZE 1.5/2.5 MM2 UL/CSA DESINA, MOTION-CONNECT 500 DMAX = 14.3 MM, LENGTH (M) = 0 + 10 + 5 + 0 | 458 | TEM | 1 | MC | 4.269 | 1
6FX50025DS311CA0 | POWER CABLE, PREASSEMBLED TYPE: 6FX5002-5DS31 (1FT/1FK/1PH TO SINAMICS) 4X2.5+(2X1.5) C, CONNECTOR SIZE 1.5/2.5 MM2 UL/CSA DESINA, MOTION-CONNECT 500 DMAX = 14.3 MM, LENGTH (M) = 0 + 20 + 0 + 0 | 506 | TEM | 1 | MC | 5.514 | 1
6FX50025DS311CF0 | POWER CABLE, PREASSEMBLED TYPE: 6FX5002-5DS31 (1FT/1FK/1PH TO SINAMICS) 4X2.5+(2X1.5) C, CONNECTOR SIZE 1.5/2.5 MM2 UL/CSA DESINA, MOTION-CONNECT 500 DMAX = 14.3 MM, LENGTH (M) = 0 + 20 + 5 + 0 | 553 | TEM | 1 | MC | 6.759 | 1
6FX50025DS311CG0 | POWER CABLE, PREASSEMBLED TYPE: 6FX5002-5DS31 (1FT/1FK/1PH TO SINAMICS) 4X2.5+(2X1.5) C, CONNECTOR SIZE 1.5/2.5 MM2 UL/CSA DESINA, MOTION-CONNECT 500 DMAX = 14.3 MM, LENGTH (M) = 0 + 20 + 6 + 0 | 563 | TEM | 1 | MC | 7.008 | 1
6FX50025DS311DA0 | POWER CABLE, PREASSEMBLED TYPE: 6FX5002-5DS31 (1FT/1FK/1PH TO SINAMICS) 4X2.5+(2X1.5) C, CONNECTOR SIZE 1.5/2.5 MM2 UL/CSA DESINA, MOTION-CONNECT 500 DMAX = 14.3 MM, LENGTH (M) = 0 + 30 + 0 + 0 | 601 | TEM | 1 | MC | 8.004 | 1
6FX50025DS311DF0 | POWER CABLE, PREASSEMBLED TYPE: 6FX5002-5DS31 (1FT/1FK/1PH TO SINAMICS) 4X2.5+(2X1.5) C, CONNECTOR SIZE 1.5/2.5 MM2 UL/CSA DESINA, MOTION-CONNECT 500 DMAX = 14.3 MM, LENGTH (M) = 0 + 30 + 5 + 0 | 648 | TEM | 1 | MC | 9.249 | 1
6FX50025DS311EA0 | POWER CABLE, PREASSEMBLED TYPE: 6FX5002-5DS31 (1FT/1FK/1PH TO SINAMICS) 4X2.5+(2X1.5) C, CONNECTOR SIZE 1.5/2.5 MM2 UL/CSA DESINA, MOTION-CONNECT 500 DMAX = 14.3 MM, LENGTH (M) = 0 + 40 + 0 + 0 | 695 | TEM | 1 | MC | 10.494 | 1
6FX50025DS311EB0 | POWER CABLE, PREASSEMBLED TYPE: 6FX5002-5DS31 (1FT/1FK/1PH TO SINAMICS) 4X2.5+(2X1.5) C, CONNECTOR SIZE 1.5/2.5 MM2 UL/CSA DESINA, MOTION-CONNECT 500 DMAX = 14.3 MM, LENGTH (M) = 0 + 40 + 1 + 0 | 704 | TEM | 1 | MC | 10.743 | 1
6FX50025DS311EF0 | POWER CABLE, PREASSEMBLED TYPE: 6FX5002-5DS31 (1FT/1FK/1PH TO SINAMICS) 4X2.5+(2X1.5) C, CONNECTOR SIZE 1.5/2.5 MM2 UL/CSA DESINA, MOTION-CONNECT 500 DMAX = 14.3 MM, LENGTH (M) = 0 + 40 + 5 + 0 | 742 | TEM | 1 | MC | 11.739 | 1
6FX50025DS311FA0 | POWER CABLE, PREASSEMBLED TYPE: 6FX5002-5DS31 (1FT/1FK/1PH TO SINAMICS) 4X2.5+(2X1.5) C, CONNECTOR SIZE 1.5/2.5 MM2 UL/CSA DESINA, MOTION-CONNECT 500 DMAX = 14.3 MM, LENGTH (M) = 0 + 50 + 0 + 0 | 789 | TEM | 1 | MC | 12.984 | 1
6FX50025DS311FF0 | POWER CABLE, PREASSEMBLED TYPE: 6FX5002-5DS31 (1FT/1FK/1PH TO SINAMICS) 4X2.5+(2X1.5) C, CONNECTOR SIZE 1.5/2.5 MM2 UL/CSA DESINA, MOTION-CONNECT 500 DMAX = 14.3 MM, LENGTH (M) = 0 + 50 + 5 + 0 | 836 | TEM | 1 | MC | 14.229 | 1
6FX50025DS311GA0 | POWER CABLE, PREASSEMBLED TYPE: 6FX5002-5DS31 (1FT/1FK/1PH TO SINAMICS) 4X2.5+(2X1.5) C, CONNECTOR SIZE 1.5/2.5 MM2 UL/CSA DESINA, MOTION-CONNECT 500 DMAX = 14.3 MM, LENGTH (M) = 0 + 60 + 0 + 0 | 885 | TEM | 1 | MC | 15.474 | 1
6FX50025DS311GF0 | POWER CABLE, PREASSEMBLED TYPE: 6FX5002-5DS31 (1FT/1FK/1PH TO SINAMICS) 4X2.5+(2X1.5) C, CONNECTOR SIZE 1.5/2.5 MM2 UL/CSA DESINA, MOTION-CONNECT 500 DMAX = 14.3 MM, LENGTH (M) = 0 + 60 + 5 + 0 | 932 | TEM | 1 | MC | 16.719 | 1
6FX50025DS311HA0 | POWER CABLE, PREASSEMBLED TYPE: 6FX5002-5DS31 (1FT/1FK/1PH TO SINAMICS) 4X2.5+(2X1.5) C, CONNECTOR SIZE 1.5/2.5 MM2 UL/CSA DESINA, MOTION-CONNECT 500 DMAX = 14.3 MM, LENGTH (M) = 0 + 70 + 0 + 0 | 979 | TEM | 1 | MC | 17.964 | 1
6FX50025DS311HF0 | POWER CABLE, PREASSEMBLED TYPE: 6FX5002-5DS31 (1FT/1FK/1PH TO SINAMICS) 4X2.5+(2X1.5) C, CONNECTOR SIZE 1.5/2.5 MM2 UL/CSA DESINA, MOTION-CONNECT 500 DMAX = 14.3 MM, LENGTH (M) = 0 + 70 + 5 + 0 | 1026 | TEM | 1 | MC | 19.209 | 1
6FX50025DS311JA0 | POWER CABLE, PREASSEMBLED TYPE: 6FX5002-5DS31 (1FT/1FK/1PH TO SINAMICS) 4X2.5+(2X1.5) C, CONNECTOR SIZE 1.5/2.5 MM2 UL/CSA DESINA, MOTION-CONNECT 500 DMAX = 14.3 MM, LENGTH (M) = 0 + 80 + 0 + 0 | 1073 | TEM | 1 | MC | 20.454 | 1
6FX50025DS311JF0 | POWER CABLE, PREASSEMBLED TYPE: 6FX5002-5DS31 (1FT/1FK/1PH TO SINAMICS) 4X2.5+(2X1.5) C, CONNECTOR SIZE 1.5/2.5 MM2 UL/CSA DESINA, MOTION-CONNECT 500 DMAX = 14.3 MM, LENGTH (M) = 0 + 80 + 5 + 0 | 1120 | TEM | 1 | MC | 21.699 | 1
6FX50025DS311KA0 | POWER CABLE, PREASSEMBLED TYPE: 6FX5002-5DS31 (1FT/1FK/1PH TO SINAMICS) 4X2.5+(2X1.5) C, CONNECTOR SIZE 1.5/2.5 MM2 UL/CSA DESINA, MOTION-CONNECT 500 DMAX = 14.3 MM, LENGTH (M) = 0 + 90 + 0 + 0 | 1169 | TEM | 1 | MC | 22.944 | 1
6FX50025DS311KF0 | POWER CABLE, PREASSEMBLED TYPE: 6FX5002-5DS31 (1FT/1FK/1PH TO SINAMICS) 4X2.5+(2X1.5) C, CONNECTOR SIZE 1.5/2.5 MM2 UL/CSA DESINA, MOTION-CONNECT 500 DMAX = 14.3 MM, LENGTH (M) = 0 + 90 + 5 + 0 | 1216 | TEM | 1 | MC | 24.189 | 1
6FX50025DS411AA0 | POWER CABLE, PREASSEMBLED TYPE: 6FX5002-5DS41 (1FT/1FK/1PH TO SINAMICS) 4X4+(2X1.5) C, CONNECTOR SIZE 1.5/4 MM2 UL/CSA DESINA, MOTION-CONNECT 500 DMAX = 15.4 MM, LENGTH (M) = 0 + 0 + 0 + 0 | 321 | TEM | 1 | MC | 0.524 | 1
6FX50025DS411AF0 | POWER CABLE, PREASSEMBLED TYPE: 6FX5002-5DS41 (1FT/1FK/1PH TO SINAMICS) 4X4+(2X1.5) C, CONNECTOR SIZE 1.5/4 MM2 UL/CSA DESINA, MOTION-CONNECT 500 DMAX = 15.4 MM, LENGTH (M) = 0 + 0 + 5 + 0 | 383 | TEM | 1 | MC | 2.239 | 1
6FX50025DS411AH0 | POWER CABLE, PREASSEMBLED TYPE: 6FX5002-5DS41 (1FT/1FK/1PH TO SINAMICS) 4X4+(2X1.5) C, CONNECTOR SIZE 1.5/4 MM2 UL/CSA DESINA, MOTION-CONNECT 500 DMAX = 15.4 MM, LENGTH (M) = 0 + 0 + 7 + 0 | 408 | TEM | 1 | MC | 2.925 | 1
6FX50025DS411BA0 | POWER CABLE, PREASSEMBLED TYPE: 6FX5002-5DS41 (1FT/1FK/1PH TO SINAMICS) 4X4+(2X1.5) C, CONNECTOR SIZE 1.5/4 MM2 UL/CSA DESINA, MOTION-CONNECT 500 DMAX = 15.4 MM, LENGTH (M) = 0 + 10 + 0 + 0 | 446 | TEM | 1 | MC | 3.954 | 1
6FX50025DS411BC0 | POWER CABLE, PREASSEMBLED TYPE: 6FX5002-5DS41 (1FT/1FK/1PH TO SINAMICS) 4X4+(2X1.5) C, CONNECTOR SIZE 1.5/4 MM2 UL/CSA DESINA, MOTION-CONNECT 500 DMAX = 15.4 MM, LENGTH (M) = 0 + 10 + 2 + 0 | 471 | TEM | 1 | MC | 4.64 | 1
6FX50025DS411BD5 | POWER CABLE, PREASSEMBLED TYPE: 6FX5002-5DS41 (1FT/1FK/1PH TO SINAMICS) 4X4+(2X1.5) C, CONNECTOR SIZE 1.5/4 MM2 UL/CSA DESINA, MOTION-CONNECT 500 DMAX = 15.4 MM, LENGTH (M) = 0 + 10 + 3 + 0,5 | 495 | TEM | 1 | MC | 5.155 | 1
6FX50025DS411BE0 | POWER CABLE, PREASSEMBLED TYPE: 6FX5002-5DS41 (1FT/1FK/1PH TO SINAMICS) 4X4+(2X1.5) C, CONNECTOR SIZE 1.5/4 MM2 UL/CSA DESINA, MOTION-CONNECT 500 DMAX = 15.4 MM, LENGTH (M) = 0 + 10 + 4 + 0 | 496 | TEM | 1 | MC | 5.326 | 1
6FX50025DS411BF0 | POWER CABLE, PREASSEMBLED TYPE: 6FX5002-5DS41 (1FT/1FK/1PH TO SINAMICS) 4X4+(2X1.5) C, CONNECTOR SIZE 1.5/4 MM2 UL/CSA DESINA, MOTION-CONNECT 500 DMAX = 15.4 MM, LENGTH (M) = 0 + 10 + 5 + 0 | 508 | TEM | 1 | MC | 5.669 | 1
6FX50025DS411BH5 | POWER CABLE, PREASSEMBLED TYPE: 6FX5002-5DS41 (1FT/1FK/1PH TO SINAMICS) 4X4+(2X1.5) C, CONNECTOR SIZE 1.5/4 MM2 UL/CSA DESINA, MOTION-CONNECT 500 DMAX = 15.4 MM, LENGTH (M) = 0 + 10 + 7 + 0,5 | 545 | TEM | 1 | MC | 6.527 | 1
6FX50025DS411BJ0 | POWER CABLE, PREASSEMBLED TYPE: 6FX5002-5DS41 (1FT/1FK/1PH TO SINAMICS) 4X4+(2X1.5) C, CONNECTOR SIZE 1.5/4 MM2 UL/CSA DESINA, MOTION-CONNECT 500 DMAX = 15.4 MM, LENGTH (M) = 0 + 10 + 8 + 0 | 545 | TEM | 1 | MC | 6.698 | 1
6FX50025DS411CA0 | POWER CABLE, PREASSEMBLED TYPE: 6FX5002-5DS41 (1FT/1FK/1PH TO SINAMICS) 4X4+(2X1.5) C, CONNECTOR SIZE 1.5/4 MM2 UL/CSA DESINA, MOTION-CONNECT 500 DMAX = 15.4 MM, LENGTH (M) = 0 + 20 + 0 + 0 | 571 | TEM | 1 | MC | 7.384 | 1
6FX50025DS411CD6 | POWER CABLE, PREASSEMBLED TYPE: 6FX5002-5DS41 (1FT/1FK/1PH TO SINAMICS) 4X4+(2X1.5) C, CONNECTOR SIZE 1.5/4 MM2 UL/CSA DESINA, MOTION-CONNECT 500 DMAX = 15.4 MM, LENGTH (M) = 0 + 20 + 3 + 0,6 | 621 | TEM | 1 | MC | 8.619 | 1
6FX50025DS411CF0 | POWER CABLE, PREASSEMBLED TYPE: 6FX5002-5DS41 (1FT/1FK/1PH TO SINAMICS) 4X4+(2X1.5) C, CONNECTOR SIZE 1.5/4 MM2 UL/CSA DESINA, MOTION-CONNECT 500 DMAX = 15.4 MM, LENGTH (M) = 0 + 20 + 5 + 0 | 633 | TEM | 1 | MC | 9.099 | 1
6FX50025DS411CJ0 | POWER CABLE, PREASSEMBLED TYPE: 6FX5002-5DS41 (1FT/1FK/1PH TO SINAMICS) 4X4+(2X1.5) C, CONNECTOR SIZE 1.5/4 MM2 UL/CSA DESINA, MOTION-CONNECT 500 DMAX = 15.4 MM, LENGTH (M) = 0 + 20 + 8 + 0 | 671 | TEM | 1 | MC | 10.128 | 1
6FX50025DS411DA0 | POWER CABLE, PREASSEMBLED TYPE: 6FX5002-5DS41 (1FT/1FK/1PH TO SINAMICS) 4X4+(2X1.5) C, CONNECTOR SIZE 1.5/4 MM2 UL/CSA DESINA, MOTION-CONNECT 500 DMAX = 15.4 MM, LENGTH (M) = 0 + 30 + 0 + 0 | 695 | TEM | 1 | MC | 10.814 | 1
6FX50025DS411DF0 | POWER CABLE, PREASSEMBLED TYPE: 6FX5002-5DS41 (1FT/1FK/1PH TO SINAMICS) 4X4+(2X1.5) C, CONNECTOR SIZE 1.5/4 MM2 UL/CSA DESINA, MOTION-CONNECT 500 DMAX = 15.4 MM, LENGTH (M) = 0 + 30 + 5 + 0 | 757 | TEM | 1 | MC | 12.529 | 1
6FX50025DS411DG0 | POWER CABLE, PREASSEMBLED TYPE: 6FX5002-5DS41 (1FT/1FK/1PH TO SINAMICS) 4X4+(2X1.5) C, CONNECTOR SIZE 1.5/4 MM2 UL/CSA DESINA, MOTION-CONNECT 500 DMAX = 15.4 MM, LENGTH (M) = 0 + 30 + 6 + 0 | 769 | TEM | 1 | MC | 12.872 | 1
6FX50025DS411EA0 | POWER CABLE, PREASSEMBLED TYPE: 6FX5002-5DS41 (1FT/1FK/1PH TO SINAMICS) 4X4+(2X1.5) C, CONNECTOR SIZE 1.5/4 MM2 UL/CSA DESINA, MOTION-CONNECT 500 DMAX = 15.4 MM, LENGTH (M) = 0 + 40 + 0 + 0 | 819 | TEM | 1 | MC | 14.244 | 1
6FX50025DS411EF0 | POWER CABLE, PREASSEMBLED TYPE: 6FX5002-5DS41 (1FT/1FK/1PH TO SINAMICS) 4X4+(2X1.5) C, CONNECTOR SIZE 1.5/4 MM2 UL/CSA DESINA, MOTION-CONNECT 500 DMAX = 15.4 MM, LENGTH (M) = 0 + 40 + 5 + 0 | 881 | TEM | 1 | MC | 15.959 | 1
6FX50025DS411FA0 | POWER CABLE, PREASSEMBLED TYPE: 6FX5002-5DS41 (1FT/1FK/1PH TO SINAMICS) 4X4+(2X1.5) C, CONNECTOR SIZE 1.5/4 MM2 UL/CSA DESINA, MOTION-CONNECT 500 DMAX = 15.4 MM, LENGTH (M) = 0 + 50 + 0 + 0 | 945 | TEM | 1 | MC | 17.674 | 1
6FX50025DS411FF0 | POWER CABLE, PREASSEMBLED TYPE: 6FX5002-5DS41 (1FT/1FK/1PH TO SINAMICS) 4X4+(2X1.5) C, CONNECTOR SIZE 1.5/4 MM2 UL/CSA DESINA, MOTION-CONNECT 500 DMAX = 15.4 MM, LENGTH (M) = 0 + 50 + 5 + 0 | 1007 | TEM | 1 | MC | 19.389 | 1
6FX50025DS411GA0 | POWER CABLE, PREASSEMBLED TYPE: 6FX5002-5DS41 (1FT/1FK/1PH TO SINAMICS) 4X4+(2X1.5) C, CONNECTOR SIZE 1.5/4 MM2 UL/CSA DESINA, MOTION-CONNECT 500 DMAX = 15.4 MM, LENGTH (M) = 0 + 60 + 0 + 0 | 1068 | TEM | 1 | MC | 21.104 | 1
6FX50025DS411GF0 | POWER CABLE, PREASSEMBLED TYPE: 6FX5002-5DS41 (1FT/1FK/1PH TO SINAMICS) 4X4+(2X1.5) C, CONNECTOR SIZE 1.5/4 MM2 UL/CSA DESINA, MOTION-CONNECT 500 DMAX = 15.4 MM, LENGTH (M) = 0 + 60 + 5 + 0 | 1131 | TEM | 1 | MC | 22.819 | 1
6FX50025DS411HA0 | POWER CABLE, PREASSEMBLED TYPE: 6FX5002-5DS41 (1FT/1FK/1PH TO SINAMICS) 4X4+(2X1.5) C, CONNECTOR SIZE 1.5/4 MM2 UL/CSA DESINA, MOTION-CONNECT 500 DMAX = 15.4 MM, LENGTH (M) = 0 + 70 + 0 + 0 | 1194 | TEM | 1 | MC | 24.534 | 1
6FX50025DS411HF0 | POWER CABLE, PREASSEMBLED TYPE: 6FX5002-5DS41 (1FT/1FK/1PH TO SINAMICS) 4X4+(2X1.5) C, CONNECTOR SIZE 1.5/4 MM2 UL/CSA DESINA, MOTION-CONNECT 500 DMAX = 15.4 MM, LENGTH (M) = 0 + 70 + 5 + 0 | 1257 | TEM | 1 | MC | 26.249 | 1
6FX50025DS411JA0 | POWER CABLE, PREASSEMBLED TYPE: 6FX5002-5DS41 (1FT/1FK/1PH TO SINAMICS) 4X4+(2X1.5) C, CONNECTOR SIZE 1.5/4 MM2 UL/CSA DESINA, MOTION-CONNECT 500 DMAX = 15.4 MM, LENGTH (M) = 0 + 80 + 0 + 0 | 1318 | TEM | 1 | MC | 27.964 | 1
6FX50025DS411JF0 | POWER CABLE, PREASSEMBLED TYPE: 6FX5002-5DS41 (1FT/1FK/1PH TO SINAMICS) 4X4+(2X1.5) C, CONNECTOR SIZE 1.5/4 MM2 UL/CSA DESINA, MOTION-CONNECT 500 DMAX = 15.4 MM, LENGTH (M) = 0 + 80 + 5 + 0 | 1381 | TEM | 1 | MC | 29.679 | 1
6FX50025DS411KA0 | POWER CABLE, PREASSEMBLED TYPE: 6FX5002-5DS41 (1FT/1FK/1PH TO SINAMICS) 4X4+(2X1.5) C, CONNECTOR SIZE 1.5/4 MM2 UL/CSA DESINA, MOTION-CONNECT 500 DMAX = 15.4 MM, LENGTH (M) = 0 + 90 + 0 + 0 | 1442 | TEM | 1 | MC | 31.394 | 1
6FX50025DS411KF0 | POWER CABLE, PREASSEMBLED TYPE: 6FX5002-5DS41 (1FT/1FK/1PH TO SINAMICS) 4X4+(2X1.5) C, CONNECTOR SIZE 1.5/4 MM2 UL/CSA DESINA, MOTION-CONNECT 500 DMAX = 15.4 MM, LENGTH (M) = 0 + 90 + 5 + 0 | 1505 | TEM | 1 | MC | 33.109 | 1
6FX50025DS412AA0 | POWER CABLE, PREASSEMBLED TYPE: 6FX5002-5DS41 (1FT/1FK/1PH TO SINAMICS) 4X4+(2X1.5) C, CONNECTOR SIZE 1.5/4 MM2 UL/CSA DESINA, MOTION-CONNECT 500 DMAX = 15.4 MM, LENGTH (M) = 100 + 0 + 0 + 0 | 1568 | TEM | 1 | MC | 34.824 | 1
6FX50025DS511AF0 | POWER CABLE, PREASSEMBLED TYPE: 6FX5002-5DS51 (1FT/1FK/1PH TO SINAMICS) 4X6+(2X1.5) C, CONNECTOR SIZE 1.5/6 MM2 UL/CSA DESINA, MOTION-CONNECT 500 DMAX = 17.6 MM, LENGTH (M) = 0 + 0 + 5 + 0 | 400 | TEM | 1 | MC | 2.933 | 1
6FX50025DS511BA0 | POWER CABLE, PREASSEMBLED TYPE: 6FX5002-5DS51 (1FT/1FK/1PH TO SINAMICS) 4X6+(2X1.5) C, CONNECTOR SIZE 1.5/6 MM2 UL/CSA DESINA, MOTION-CONNECT 500 DMAX = 17.6 MM, LENGTH (M) = 0 + 10 + 0 + 0 | 477 | TEM | 1 | MC | 5.358 | 1
6FX50025DS511BF0 | POWER CABLE, PREASSEMBLED TYPE: 6FX5002-5DS51 (1FT/1FK/1PH TO SINAMICS) 4X6+(2X1.5) C, CONNECTOR SIZE 1.5/6 MM2 UL/CSA DESINA, MOTION-CONNECT 500 DMAX = 17.6 MM, LENGTH (M) = 0 + 10 + 5 + 0 | 553 | TEM | 1 | MC | 7.783 | 1
6FX50025DS511BK0 | POWER CABLE, PREASSEMBLED TYPE: 6FX5002-5DS51 (1FT/1FK/1PH TO SINAMICS) 4X6+(2X1.5) C, CONNECTOR SIZE 1.5/6 MM2 UL/CSA DESINA, MOTION-CONNECT 500 DMAX = 17.6 MM, LENGTH (M) = 0 + 10 + 9 + 0 | 615 | TEM | 1 | MC | 9.723 | 1
6FX50025DS511CA0 | POWER CABLE, PREASSEMBLED TYPE: 6FX5002-5DS51 (1FT/1FK/1PH TO SINAMICS) 4X6+(2X1.5) C, CONNECTOR SIZE 1.5/6 MM2 UL/CSA DESINA, MOTION-CONNECT 500 DMAX = 17.6 MM, LENGTH (M) = 0 + 20 + 0 + 0 | 631 | TEM | 1 | MC | 10.208 | 1
6FX50025DS511CF0 | POWER CABLE, PREASSEMBLED TYPE: 6FX5002-5DS51 (1FT/1FK/1PH TO SINAMICS) 4X6+(2X1.5) C, CONNECTOR SIZE 1.5/6 MM2 UL/CSA DESINA, MOTION-CONNECT 500 DMAX = 17.6 MM, LENGTH (M) = 0 + 20 + 5 + 0 | 707 | TEM | 1 | MC | 12.633 | 1
6FX50025DS511DA0 | POWER CABLE, PREASSEMBLED TYPE: 6FX5002-5DS51 (1FT/1FK/1PH TO SINAMICS) 4X6+(2X1.5) C, CONNECTOR SIZE 1.5/6 MM2 UL/CSA DESINA, MOTION-CONNECT 500 DMAX = 17.6 MM, LENGTH (M) = 0 + 30 + 0 + 0 | 784 | TEM | 1 | MC | 15.058 | 1
6FX50025DS512AA0 | POWER CABLE, PREASSEMBLED TYPE: 6FX5002-5DS51 (1FT/1FK/1PH TO SINAMICS) 4X6+(2X1.5) C, CONNECTOR SIZE 1.5/6 MM2 UL/CSA DESINA, MOTION-CONNECT 500 DMAX = 17.6 MM, LENGTH (M) = 100 + 0 + 0 + 0 | 1859 | TEM | 1 | MC | 49.008 | 1
6FX50025DS541AB0 | POWER CABLE, PREASSEMBLED TYPE: 6FX5002-5DS54 (1FT/1FK/1PH TO SINAMICS) 4X6+2X1.0 C, CONNECTOR SIZE 1.5/RING CABLE LUG, UL/CSA DESINA, MOTION-CONNECT 500, DMAX = 16.9 MM, LENGTH (M) = 0 + 0 + 1 + 0 | 227 | TEM | 1 | MC | 0.879 | 1
6FX50025DS541AF6 | POWER CABLE, PREASSEMBLED TYPE: 6FX5002-5DS54 (1FT/1FK/1PH TO SINAMICS) 4X6+2X1.0 C, CONNECTOR SIZE 1.5/RING CABLE LUG, UL/CSA DESINA, MOTION-CONNECT 500, DMAX = 16.9 MM, LENGTH (M) = 0 + 0 + 5 + 0,6 | 304 | TEM | 1 | MC | 3.11 | 1
6FX50025DS541BA0 | POWER CABLE, PREASSEMBLED TYPE: 6FX5002-5DS54 (1FT/1FK/1PH TO SINAMICS) 4X6+2X1.0 C, CONNECTOR SIZE 1.5/RING CABLE LUG, UL/CSA DESINA, MOTION-CONNECT 500, DMAX = 16.9 MM, LENGTH (M) = 0 + 10 + 0 + 0 | 365 | TEM | 1 | MC | 5.244 | 1
6FX50025DS541BF0 | POWER CABLE, PREASSEMBLED TYPE: 6FX5002-5DS54 (1FT/1FK/1PH TO SINAMICS) 4X6+2X1.0 C, CONNECTOR SIZE 1.5/RING CABLE LUG, UL/CSA DESINA, MOTION-CONNECT 500, DMAX = 16.9 MM, LENGTH (M) = 0 + 10 + 5 + 0 | 442 | TEM | 1 | MC | 7.669 | 1
6FX50025DS541BH5 | POWER CABLE, PREASSEMBLED TYPE: 6FX5002-5DS54 (1FT/1FK/1PH TO SINAMICS) 4X6+2X1.0 C, CONNECTOR SIZE 1.5/RING CABLE LUG, UL/CSA DESINA, MOTION-CONNECT 500, DMAX = 16.9 MM, LENGTH (M) = 0 + 10 + 7 + 0,5 | 488 | TEM | 1 | MC | 8.882 | 1
6FX50025DS541BJ0 | POWER CABLE, PREASSEMBLED TYPE: 6FX5002-5DS54 (1FT/1FK/1PH TO SINAMICS) 4X6+2X1.0 C, CONNECTOR SIZE 1.5/RING CABLE LUG, UL/CSA DESINA, MOTION-CONNECT 500, DMAX = 16.9 MM, LENGTH (M) = 0 + 10 + 8 + 0 | 488 | TEM | 1 | MC | 9.124 | 1
6FX50025DS541CA0 | POWER CABLE, PREASSEMBLED TYPE: 6FX5002-5DS54 (1FT/1FK/1PH TO SINAMICS) 4X6+2X1.0 C, CONNECTOR SIZE 1.5/RING CABLE LUG, UL/CSA DESINA, MOTION-CONNECT 500, DMAX = 16.9 MM, LENGTH (M) = 0 + 20 + 0 + 0 | 519 | TEM | 1 | MC | 10.094 | 1
6FX50025DS541CD0 | POWER CABLE, PREASSEMBLED TYPE: 6FX5002-5DS54 (1FT/1FK/1PH TO SINAMICS) 4X6+2X1.0 C, CONNECTOR SIZE 1.5/RING CABLE LUG, UL/CSA DESINA, MOTION-CONNECT 500, DMAX = 16.9 MM, LENGTH (M) = 0 + 20 + 3 + 0 | 565 | TEM | 1 | MC | 11.549 | 1
6FX50025DS541CF0 | POWER CABLE, PREASSEMBLED TYPE: 6FX5002-5DS54 (1FT/1FK/1PH TO SINAMICS) 4X6+2X1.0 C, CONNECTOR SIZE 1.5/RING CABLE LUG, UL/CSA DESINA, MOTION-CONNECT 500, DMAX = 16.9 MM, LENGTH (M) = 0 + 20 + 5 + 0 | 596 | TEM | 1 | MC | 12.519 | 1
6FX50025DS541CJ0 | POWER CABLE, PREASSEMBLED TYPE: 6FX5002-5DS54 (1FT/1FK/1PH TO SINAMICS) 4X6+2X1.0 C, CONNECTOR SIZE 1.5/RING CABLE LUG, UL/CSA DESINA, MOTION-CONNECT 500, DMAX = 16.9 MM, LENGTH (M) = 0 + 20 + 8 + 0 | 642 | TEM | 1 | MC | 13.974 | 1
6FX50025DS541DA0 | POWER CABLE, PREASSEMBLED TYPE: 6FX5002-5DS54 (1FT/1FK/1PH TO SINAMICS) 4X6+2X1.0 C, CONNECTOR SIZE 1.5/RING CABLE LUG, UL/CSA DESINA, MOTION-CONNECT 500, DMAX = 16.9 MM, LENGTH (M) = 0 + 30 + 0 + 0 | 673 | TEM | 1 | MC | 14.944 | 1
6FX50025DS611AA0 | POWER CABLE, PREASSEMBLED TYPE: 6FX5002-5DS61 (1FT/1FK/1PH TO SINAMICS) 4X10+(2X1.5) C, CONNECTOR SIZE 1.5/10 MM2 UL/CSA DESINA, MOTION-CONNECT 500 DMAX = 20.6 MM, LENGTH (M) = 0 + 0 + 0 + 0 | 334 | TEM | 1 | MC | 0.398 | 1
6FX50025DS611AF0 | POWER CABLE, PREASSEMBLED TYPE: 6FX5002-5DS61 (1FT/1FK/1PH TO SINAMICS) 4X10+(2X1.5) C, CONNECTOR SIZE 1.5/10 MM2 UL/CSA DESINA, MOTION-CONNECT 500 DMAX = 20.6 MM, LENGTH (M) = 0 + 0 + 5 + 0 | 437 | TEM | 1 | MC | 4.428 | 1
6FX50025DS611BA0 | POWER CABLE, PREASSEMBLED TYPE: 6FX5002-5DS61 (1FT/1FK/1PH TO SINAMICS) 4X10+(2X1.5) C, CONNECTOR SIZE 1.5/10 MM2 UL/CSA DESINA, MOTION-CONNECT 500 DMAX = 20.6 MM, LENGTH (M) = 0 + 10 + 0 + 0 | 540 | TEM | 1 | MC | 8.458 | 1
6FX50025DS611BF0 | POWER CABLE, PREASSEMBLED TYPE: 6FX5002-5DS61 (1FT/1FK/1PH TO SINAMICS) 4X10+(2X1.5) C, CONNECTOR SIZE 1.5/10 MM2 UL/CSA DESINA, MOTION-CONNECT 500 DMAX = 20.6 MM, LENGTH (M) = 0 + 10 + 5 + 0 | 643 | TEM | 1 | MC | 12.488 | 1
6FX50025DS611CA0 | POWER CABLE, PREASSEMBLED TYPE: 6FX5002-5DS61 (1FT/1FK/1PH TO SINAMICS) 4X10+(2X1.5) C, CONNECTOR SIZE 1.5/10 MM2 UL/CSA DESINA, MOTION-CONNECT 500 DMAX = 20.6 MM, LENGTH (M) = 0 + 20 + 0 + 0 | 746 | TEM | 1 | MC | 16.518 | 1
6FX50025DS611CF0 | POWER CABLE, PREASSEMBLED TYPE: 6FX5002-5DS61 (1FT/1FK/1PH TO SINAMICS) 4X10+(2X1.5) C, CONNECTOR SIZE 1.5/10 MM2 UL/CSA DESINA, MOTION-CONNECT 500 DMAX = 20.6 MM, LENGTH (M) = 0 + 20 + 5 + 0 | 849 | TEM | 1 | MC | 20.548 | 1
6FX50025DS611DA0 | POWER CABLE, PREASSEMBLED TYPE: 6FX5002-5DS61 (1FT/1FK/1PH TO SINAMICS) 4X10+(2X1.5) C, CONNECTOR SIZE 1.5/10 MM2 UL/CSA DESINA, MOTION-CONNECT 500 DMAX = 20.6 MM, LENGTH (M) = 0 + 30 + 0 + 0 | 951 | TEM | 1 | MC | 24.578 | 1
6FX50025DS611DF0 | POWER CABLE, PREASSEMBLED TYPE: 6FX5002-5DS61 (1FT/1FK/1PH TO SINAMICS) 4X10+(2X1.5) C, CONNECTOR SIZE 1.5/10 MM2 UL/CSA DESINA, MOTION-CONNECT 500 DMAX = 20.6 MM, LENGTH (M) = 0 + 30 + 5 + 0 | 1054 | TEM | 1 | MC | 28.608 | 1
6FX50025DS611EA0 | POWER CABLE, PREASSEMBLED TYPE: 6FX5002-5DS61 (1FT/1FK/1PH TO SINAMICS) 4X10+(2X1.5) C, CONNECTOR SIZE 1.5/10 MM2 UL/CSA DESINA, MOTION-CONNECT 500 DMAX = 20.6 MM, LENGTH (M) = 0 + 40 + 0 + 0 | 1158 | TEM | 1 | MC | 32.638 | 1
6FX50025DS611EF0 | POWER CABLE, PREASSEMBLED TYPE: 6FX5002-5DS61 (1FT/1FK/1PH TO SINAMICS) 4X10+(2X1.5) C, CONNECTOR SIZE 1.5/10 MM2 UL/CSA DESINA, MOTION-CONNECT 500 DMAX = 20.6 MM, LENGTH (M) = 0 + 40 + 5 + 0 | 1261 | TEM | 1 | MC | 36.668 | 1
6FX50025DS611FA0 | POWER CABLE, PREASSEMBLED TYPE: 6FX5002-5DS61 (1FT/1FK/1PH TO SINAMICS) 4X10+(2X1.5) C, CONNECTOR SIZE 1.5/10 MM2 UL/CSA DESINA, MOTION-CONNECT 500 DMAX = 20.6 MM, LENGTH (M) = 0 + 50 + 0 + 0 | 1363 | TEM | 1 | MC | 40.698 | 1
6FX50025DS611FF0 | POWER CABLE, PREASSEMBLED TYPE: 6FX5002-5DS61 (1FT/1FK/1PH TO SINAMICS) 4X10+(2X1.5) C, CONNECTOR SIZE 1.5/10 MM2 UL/CSA DESINA, MOTION-CONNECT 500 DMAX = 20.6 MM, LENGTH (M) = 0 + 50 + 5 + 0 | 1466 | TEM | 1 | MC | 44.728 | 1
6FX50025DS611GA0 | POWER CABLE, PREASSEMBLED TYPE: 6FX5002-5DS61 (1FT/1FK/1PH TO SINAMICS) 4X10+(2X1.5) C, CONNECTOR SIZE 1.5/10 MM2 UL/CSA DESINA, MOTION-CONNECT 500 DMAX = 20.6 MM, LENGTH (M) = 0 + 60 + 0 + 0 | 1570 | TEM | 1 | MC | 48.758 | 1
6FX50025DS611GF0 | POWER CABLE, PREASSEMBLED TYPE: 6FX5002-5DS61 (1FT/1FK/1PH TO SINAMICS) 4X10+(2X1.5) C, CONNECTOR SIZE 1.5/10 MM2 UL/CSA DESINA, MOTION-CONNECT 500 DMAX = 20.6 MM, LENGTH (M) = 0 + 60 + 5 + 0 | 1673 | TEM | 1 | MC | 52.788 | 1
6FX50025DS611HA0 | POWER CABLE, PREASSEMBLED TYPE: 6FX5002-5DS61 (1FT/1FK/1PH TO SINAMICS) 4X10+(2X1.5) C, CONNECTOR SIZE 1.5/10 MM2 UL/CSA DESINA, MOTION-CONNECT 500 DMAX = 20.6 MM, LENGTH (M) = 0 + 70 + 0 + 0 | 1775 | TEM | 1 | MC | 56.818 | 1
6FX50025DS611HF0 | POWER CABLE, PREASSEMBLED TYPE: 6FX5002-5DS61 (1FT/1FK/1PH TO SINAMICS) 4X10+(2X1.5) C, CONNECTOR SIZE 1.5/10 MM2 UL/CSA DESINA, MOTION-CONNECT 500 DMAX = 20.6 MM, LENGTH (M) = 0 + 70 + 5 + 0 | 1878 | TEM | 1 | MC | 60.848 | 1
6FX50025DS611JA0 | POWER CABLE, PREASSEMBLED TYPE: 6FX5002-5DS61 (1FT/1FK/1PH TO SINAMICS) 4X10+(2X1.5) C, CONNECTOR SIZE 1.5/10 MM2 UL/CSA DESINA, MOTION-CONNECT 500 DMAX = 20.6 MM, LENGTH (M) = 0 + 80 + 0 + 0 | 1983 | TEM | 1 | MC | 64.878 | 1
6FX50025DS611JF0 | POWER CABLE, PREASSEMBLED TYPE: 6FX5002-5DS61 (1FT/1FK/1PH TO SINAMICS) 4X10+(2X1.5) C, CONNECTOR SIZE 1.5/10 MM2 UL/CSA DESINA, MOTION-CONNECT 500 DMAX = 20.6 MM, LENGTH (M) = 0 + 80 + 5 + 0 | 2085 | TEM | 1 | MC | 68.908 | 1
6FX50025DS611KA0 | POWER CABLE, PREASSEMBLED TYPE: 6FX5002-5DS61 (1FT/1FK/1PH TO SINAMICS) 4X10+(2X1.5) C, CONNECTOR SIZE 1.5/10 MM2 UL/CSA DESINA, MOTION-CONNECT 500 DMAX = 20.6 MM, LENGTH (M) = 0 + 90 + 0 + 0 | 2188 | TEM | 1 | MC | 72.938 | 1
6FX50025DS611KF0 | POWER CABLE, PREASSEMBLED TYPE: 6FX5002-5DS61 (1FT/1FK/1PH TO SINAMICS) 4X10+(2X1.5) C, CONNECTOR SIZE 1.5/10 MM2 UL/CSA DESINA, MOTION-CONNECT 500 DMAX = 20.6 MM, LENGTH (M) = 0 + 90 + 5 + 0 | 2291 | TEM | 1 | MC | 76.968 | 1
6FX50025DS641AH0 | POWER CABLE, PREASSEMBLED TYPE: 6FX5002-5DS64 (1FT/1FK/1PH TO SINAMICS) 4X10+2X1.0 C, CONNECTOR SIZE 1.5/RING CABLE LUG, UL/CSA DESINA, MOTION-CONNECT 500, DMAX = 21.7 MM, LENGTH (M) = 0 + 0 + 7 + 0 | 377 | TEM | 1 | MC | 5.417 | 1
6FX50025DS641AJ0 | POWER CABLE, PREASSEMBLED TYPE: 6FX5002-5DS64 (1FT/1FK/1PH TO SINAMICS) 4X10+2X1.0 C, CONNECTOR SIZE 1.5/RING CABLE LUG, UL/CSA DESINA, MOTION-CONNECT 500, DMAX = 21.7 MM, LENGTH (M) = 0 + 0 + 8 + 0 | 398 | TEM | 1 | MC | 6.138 | 1
6FX50025DS641BA0 | POWER CABLE, PREASSEMBLED TYPE: 6FX5002-5DS64 (1FT/1FK/1PH TO SINAMICS) 4X10+2X1.0 C, CONNECTOR SIZE 1.5/RING CABLE LUG, UL/CSA DESINA, MOTION-CONNECT 500, DMAX = 21.7 MM, LENGTH (M) = 0 + 10 + 0 + 0 | 439 | TEM | 1 | MC | 7.58 | 1
6FX50025DS641BD0 | POWER CABLE, PREASSEMBLED TYPE: 6FX5002-5DS64 (1FT/1FK/1PH TO SINAMICS) 4X10+2X1.0 C, CONNECTOR SIZE 1.5/RING CABLE LUG, UL/CSA DESINA, MOTION-CONNECT 500, DMAX = 21.7 MM, LENGTH (M) = 0 + 10 + 3 + 0 | 501 | TEM | 1 | MC | 9.743 | 1
6FX50025DS641BF0 | POWER CABLE, PREASSEMBLED TYPE: 6FX5002-5DS64 (1FT/1FK/1PH TO SINAMICS) 4X10+2X1.0 C, CONNECTOR SIZE 1.5/RING CABLE LUG, UL/CSA DESINA, MOTION-CONNECT 500, DMAX = 21.7 MM, LENGTH (M) = 0 + 10 + 5 + 0 | 542 | TEM | 1 | MC | 11.185 | 1
6FX50025DS641CA0 | POWER CABLE, PREASSEMBLED TYPE: 6FX5002-5DS64 (1FT/1FK/1PH TO SINAMICS) 4X10+2X1.0 C, CONNECTOR SIZE 1.5/RING CABLE LUG, UL/CSA DESINA, MOTION-CONNECT 500, DMAX = 21.7 MM, LENGTH (M) = 0 + 20 + 0 + 0 | 645 | TEM | 1 | MC | 14.79 | 1
6FX50025DS641DA0 | POWER CABLE, PREASSEMBLED TYPE: 6FX5002-5DS64 (1FT/1FK/1PH TO SINAMICS) 4X10+2X1.0 C, CONNECTOR SIZE 1.5/RING CABLE LUG, UL/CSA DESINA, MOTION-CONNECT 500, DMAX = 21.7 MM, LENGTH (M) = 0 + 30 + 0 + 0 | 851 | TEM | 1 | MC | 22 | 1
6FX50025DS641EA0 | POWER CABLE, PREASSEMBLED TYPE: 6FX5002-5DS64 (1FT/1FK/1PH TO SINAMICS) 4X10+2X1.0 C, CONNECTOR SIZE 1.5/RING CABLE LUG, UL/CSA DESINA, MOTION-CONNECT 500, DMAX = 21.7 MM, LENGTH (M) = 0 + 40 + 0 + 0 | 1058 | TEM | 1 | MC | 29.21 | 1
6FX50025DX181BA0 | POWER CABLE PREASSEMBLED, EXT. 4X10 + (2X1.5), CONN. SIZE 3 (1FT/1FK TO 611/810D/SIMOVERT) UL/CSA, DESINA, MOTION CONNECT 500, DMAX = 21.7 MM, TYPE: 6FX5002-5DX18 LENGTH (M) = 0 + 10 + 0 + 0 | 1691 | TEM | 1 | MC | 8.5 | 1
6FX50025DX281BA0 | POWER CABLE PREASSEMBLED, EXT. 4X16+ (2X1.5), CONN. SIZE 3 (1FT/1FK TO 611/810D/SIMOVERT) UL/CSA, DESINA, MOTION CONNECT 500, DMAX = 24.2 MM, TYPE: 6FX5002-5DX28 LENGTH (M) = 0 + 10 + 0 + 0 | 1797 | TEM | 1 | MC | 13.104 | 1
6FX50025DX381AC0 | POWER CABLE PREASSEMBLED, EXT. 4X25 + (2X1.5) C, CONN. SIZE 3 (1FT/1FK TO 611/810D/SIMOVERT) UL/CSA, DESINA, MOTION CONNECT 500, DMAX = 29.4 MM, TYPE: 6FX5002-5DX38 LENGTH (M) = 0 + 0 + 2 + 0 | 1983 | TEM | 1 | MC | 5.204 | 1
6FX50025DX381BA0 | POWER CABLE PREASSEMBLED, EXT. 4X25 + (2X1.5) C, CONN. SIZE 3 (1FT/1FK TO 611/810D/SIMOVERT) UL/CSA, DESINA, MOTION CONNECT 500, DMAX = 29.4 MM, TYPE: 6FX5002-5DX38 LENGTH (M) = 0 + 10 + 0 + 0 | 2292 | TEM | 1 | MC | 18.124 | 1
6FX50025DX481BA0 | POWER CABLE PREASSEMBLED, 4X35 + (2X1.5) C, CONN. SIZE 3 (1FT/1FK TO 611/810D/SIMOVERT) UL/CSA, DESINA, MOTION CONNECT 500, DMAX = 32.6 MM, TYPE: 6FX5002-5DX48 LENGTH (M) = 0 + 10 + 0 + 0 | 2420 | TEM | 1 | MC | 22.574 | 1
6FX50025DX481DA0 | POWER CABLE PREASSEMBLED, 4X35 + (2X1.5) C, CONN. SIZE 3 (1FT/1FK TO 611/810D/SIMOVERT) UL/CSA, DESINA, MOTION CONNECT 500, DMAX = 32.6 MM, TYPE: 6FX5002-5DX48 LENGTH (M) = 0 + 30 + 0 + 0 | 3343 | TEM | 1 | MC | 63.774 | 1
6FX50025DX581BA0 | POWER CABLE PREASSEMBLED, 4X50 + (2X1.5) C, CONN. SIZE 3 (1FT/1FK TO 611/810D/SIMOVERT) UL/CSA, DESINA, MOTION CONNECT 500, DMAX = 38 MM, TYPE: 6FX5002-5DX58 LENGTH (M) = 0 + 10 + 0 + 0 | 2732 | TEM | 1 | MC | 34 | 1
6FX50025DX581DA0 | POWER CABLE PREASSEMBLED, 4X50 + (2X1.5) C, CONN. SIZE 3 (1FT/1FK TO 611/810D/SIMOVERT) UL/CSA, DESINA, MOTION CONNECT 500, DMAX = 38 MM, TYPE: 6FX5002-5DX58 LENGTH (M) = 0 + 30 + 0 + 0 | 4114 | TEM | 1 | MC | 100 | 1
6FX50025ME001AC0 | POWER CABLE, PREASSEMBLED TYPE: 6FX5002-5ME00 (SIMODRIVE, MASTERDRIVES MC, SINAMICS POWER MODULE AC/AC THE CLAMP ON MODULE SIDE MUST BE REMOVED (CUSTOMIZED MED THE CLAMP REMAINS) BASE 6FX5002-5DA01 WITH CONNECTOR SZ 0,5 (M17) UL/CSA, DESINA, MOTION-CONNECT 500 LENGTH (M) = 0 + 0 + 2 + 0 | 239 | TEM | 1 | MC | 0.736 | 1
6FX50025ME001AD0 | POWER CABLE, PREASSEMBLED TYPE: 6FX5002-5ME00 (SIMODRIVE, MASTERDRIVES MC, SINAMICS POWER MODULE AC/AC THE CLAMP ON MODULE SIDE MUST BE REMOVED (CUSTOMIZED MED THE CLAMP REMAINS) BASE 6FX5002-5DA01 WITH CONNECTOR SZ 0,5 (M17) UL/CSA, DESINA, MOTION-CONNECT 500 LENGTH (M) = 0 + 0 + 3 + 0 | 247 | TEM | 1 | MC | 1.004 | 1
6FX50025ME051AF0 | POWER CABLE, PREASSEMBLED TYPE: 6FX5002-5ME05 EXTENSION BASE 5DA05 WITH CONNECTOR SIZE 0,5; UL/CSA, DESINA, MOTION-CONNECT 500 LENGTH (M) = 0 + 0 + 5 + 0 | 216 | TEM | 1 | MC | 1.15 | 1
6FX50025ME051BA0 | POWER CABLE, PREASSEMBLED TYPE: 6FX5002-5ME05 EXTENSION BASE 5DA05 WITH CONNECTOR SIZE 0,5; UL/CSA, DESINA, MOTION-CONNECT 500 LENGTH (M) = 0 + 10 + 0 + 0 | 248 | TEM | 1 | MC | 2.2 | 1
6FX50025MN051BA0 | POWER CABLE, PREASSEMBLED,EXT. 4X1.5 + (2X1.5)C C SPEED CONNECT SIZE 0.5 MOTION-CONNECT 500 UL/CSA, DESINA DMAX = 10.8 MM TYPE: 6FX5002-5MN05 LENGTH (M) = 0 + 10 + 0 + 0 | 262 | TEM | 1 | MC | 2.354 | 1
6FX50025XA001BA0 | POWER CABLE, PREASSEMBLED TYPE: 6FX5002-5XA00 4X1.5 C, WITHOUT CONNECTOR UL/CSA (EX MOTORS) 100 DEG. C DESINA MOTION-CONNECT 500 DMAX = 10.4 MM; LENGTH (M) = 0 + 10 + 0 + 0 | 171 | TEM | 1 | MC | 3.09 | 1
6FX50025XA001FA0 | POWER CABLE, PREASSEMBLED TYPE: 6FX5002-5XA00 4X1.5 C, WITHOUT CONNECTOR UL/CSA (EX MOTORS) 100 DEG. C DESINA MOTION-CONNECT 500 DMAX = 10.4 MM; LENGTH (M) = 0 + 50 + 0 + 0 | 581 | TEM | 1 | MC | 15.05 | 1
6FX50081BA111FA0 | POWER CABLE, SOLD BY THE METER TYPE: 6FX5008-1BA11 4 X 1.5 + 2 X 1.5 C UL/CSA, DESINA MOTION-CONNECT 500 DELIVERY FORM: IN COILS DMAX=10.8 MM, LENGTH (M)=50 | 475 | TEM | 1 | MC | 11 | 1
6FX50081BA112AA0 | POWER CABLE, SOLD BY THE METER TYPE: 6FX5008-1BA11 4 X 1.5 + 2 X 1.5 C UL/CSA, DESINA MOTION-CONNECT 500 DELIVERY FORM: IN COILS DMAX=10.8 MM, LENGTH (M)=100 | 934 | TEM | 1 | MC | 22 | 1
6FX50081BA113AA0 | POWER CABLE, SOLD BY THE METER TYPE: 6FX5008-1BA11 4 X 1.5 + 2 X 1.5 C UL/CSA, DESINA MOTION-CONNECT 500 DELIVERY FORM: ON DISPOS. DRUM DMAX=10.8 MM, LENGTH (M)=200 | 1857 | TEM | 1 | MC | 45 | 1
6FX50081BA116AA0 | POWER CABLE, SOLD BY THE METER TYPE: 6FX5008-1BA11 4 X 1.5 + 2 X 1.5 C UL/CSA, DESINA MOTION-CONNECT 500 DELIVERY FORM: ON DISPOS. DRUM DMAX=10.8 MM, LENGTH (M)=500 | 4614 | TEM | 1 | MC | 112 | 1
6FX50081BA211FA0 | POWER CABLE, SOLD BY THE METER TYPE: 6FX5008-1BA21 4 X 2.5 + 2 X 1.5 C UL/CSA, DESINA MOTION-CONNECT 500 DELIVERY FORM: IN COILS DMAX=12,4 MM, LENGTH (M)=50 | 566 | TEM | 1 | MC | 11 | 1
6FX50081BA212AA0 | POWER CABLE, SOLD BY THE METER TYPE: 6FX5008-1BA21 4 X 2.5 + 2 X 1.5 C UL/CSA, DESINA MOTION-CONNECT 500 DELIVERY FORM: IN COILS DMAX=12.4 MM, LENGTH (M)=100 | 1122 | TEM | 1 | MC | 28 | 1
6FX50081BA213AA0 | POWER CABLE, SOLD BY THE METER TYPE: 6FX5008-1BA21 4 X 2.5 + 2 X 1.5 C UL/CSA, DESINA MOTION-CONNECT 500 DELIVERY FORM: ON DISPOS. DRUM DMAX=12.4 MM, LENGTH (M)=200 | 2222 | TEM | 1 | MC | 55 | 1
6FX50081BA216AA0 | POWER CABLE, SOLD BY THE METER TYPE: 6FX5008-1BA21 4 X 2.5 + 2 X 1.5 C UL/CSA, DESINA MOTION-CONNECT 500 DELIVERY FORM: ON DISPOS. DRUM DMAX=12.4 MM, LENGTH (M)=500 | 5554 | TEM | 1 | MC | 139 | 1
6FX50081BA251CF0 | POWER CABLE, SOLD BY THE METER TYPE: 6FX5008-1BA25 4 X 25 + 2 X 1.5 C UL/CSA, DESINA MOTION-CONNECT 500 DELIV. FORM:UP TO 19 M IN COILS FROM 20 M IN DRUMS DMAX=29.4 MM, LENGTH (M) = 0 + 20 + 5 + 0 | 1338 | TEM | 1 | MC | 39.001 | 1
6FX50081BA251GF0 | POWER CABLE, SOLD BY THE METER TYPE: 6FX5008-1BA25 4 X 25 + 2 X 1.5 C UL/CSA, DESINA MOTION-CONNECT 500 DELIV. FORM:UP TO 19 M IN COILS FROM 20 M IN DRUMS DMAX=29.4 MM, LENGTH (M) = 0 + 60 + 5 + 0 | 3444 | TEM | 1 | MC | 101.401 | 1
6FX50081BA311BA0 | POWER CABLE, SOLD BY THE METER TYPE: 6FX5008-1BA31 4 X 4.0 + 2 X 1.5 C UL/CSA, DESINA MOTION CONNECT 500 DELIVERY FORM:TIL 69 M IN COILS FROM 70 M DRUM DMAX =14.0 MM, LENGTH (M) = 0 + 10 + 0 + 0 | 163 | TEM | 1 | MC | 3.601 | 1
6FX50081BA311FA0 | POWER CABLE, SOLD BY THE METER TYPE: 6FX5008-1BA31 4 X 4.0 + 2 X 1.5 C UL/CSA, DESINA MOTION CONNECT 500 DELIVERY FORM:TIL 69 M IN COILS FROM 70 M DRUM DMAX =14.0 MM, LENGTH (M) = 0 + 50 + 0 + 0 | 768 | TEM | 1 | MC | 18.001 | 1
6FX50081BA311GB0 | POWER CABLE, SOLD BY THE METER TYPE: 6FX5008-1BA31 4 X 4.0 + 2 X 1.5 C UL/CSA, DESINA MOTION CONNECT 500 DELIVERY FORM:TIL 69 M IN COILS FROM 70 M DRUM DMAX =14.0 MM, LENGTH (M) = 0 + 60 + 1 + 0 | 935 | TEM | 1 | MC | 21.961 | 1
6FX50081BA312AA0 | POWER CABLE, SOLD BY THE METER TYPE: 6FX5008-1BA31 4 X 4.0 + 2 X 1.5 C UL/CSA, DESINA MOTION CONNECT 500 DELIVERY FORM:TIL 69 M IN COILS FROM 70 M DRUM DMAX =14.0 MM, LENGTH (M) = 100 + 0 + 0 + 0 | 1526 | TEM | 1 | MC | 36 | 1
6FX50081BA313AA0 | POWER CABLE, SOLD BY THE METER TYPE: 6FX5008-1BA31 4 X 4.0 + 2 X 1.5 C UL/CSA, DESINA MOTION CONNECT 500 DELIVERY FORM:TIL 69 M IN COILS FROM 70 M DRUM DMAX =14.0 MM, LENGTH (M) = 200 + 0 + 0 + 0 | 3045 | TEM | 1 | MC | 72 | 1
6FX50081BA316AA0 | POWER CABLE, SOLD BY THE METER TYPE: 6FX5008-1BA31 4 X 4.0 + 2 X 1.5 C UL/CSA, DESINA MOTION-CONNECT 500 DELIVERY FORM: ON DISPOS. DRUM DMAX=14 MM, LENGTH (M)=500 | 7230 | TEM | 1 | MC | 179 | 1
6FX50081BA351BA0 | POWER CABLE, SOLD BY THE METER TYPE: 6FX5008-1BA35 4 X 35 + 2 X 1.5 C UL/CSA, DESINA MOTION-CONNECT 500 DELIV. FORM:UP TO 14 M IN COILS FROM 15 M IN DRUMS DMAX=32.6 MM, LENGTH (M) = 0 + 10 + 0 + 0 | 685 | TEM | 1 | MC | 20.101 | 1
6FX50081BA351CC0 | POWER CABLE, SOLD BY THE METER TYPE: 6FX5008-1BA35 4 X 35 + 2 X 1.5 C UL/CSA, DESINA MOTION-CONNECT 500 DELIV. FORM:UP TO 14 M IN COILS FROM 15 M IN DRUMS DMAX=32.6 MM, LENGTH (M) = 0 + 20 + 2 + 0 | 1487 | TEM | 1 | MC | 44.221 | 1
6FX50081BA351CF0 | POWER CABLE, SOLD BY THE METER TYPE: 6FX5008-1BA35 4 X 35 + 2 X 1.5 C UL/CSA, DESINA MOTION-CONNECT 500 DELIV. FORM:UP TO 14 M IN COILS FROM 15 M IN DRUMS DMAX=32.6 MM, LENGTH (M) = 0 + 20 + 5 + 0 | 1686 | TEM | 1 | MC | 50.251 | 1
6FX50081BA351DA0 | POWER CABLE, SOLD BY THE METER TYPE: 6FX5008-1BA35 4 X 35 + 2 X 1.5 C UL/CSA, DESINA MOTION-CONNECT 500 DELIV. FORM:UP TO 14 M IN COILS FROM 15 M IN DRUMS DMAX=32.6 MM, LENGTH (M) = 0 + 30 + 0 + 0 | 2019 | TEM | 1 | MC | 60.301 | 1
6FX50081BA352AA0 | POWER CABLE, SOLD BY THE METER TYPE: 6FX5008-1BA35 4 X 35 + 2 X 1.5 C UL/CSA, DESINA MOTION-CONNECT 500 DELIV. FORM:UP TO 14 M IN COILS FROM 15 M IN DRUMS DMAX=32.6 MM, LENGTH (M) = 100 + 0 + 0 + 0 | 6682 | TEM | 1 | MC | 201 | 1
6FX50081BA411BA0 | POWER CABLE, SOLD BY THE METER TYPE: 6FX5008-1BA41 4 X 6.0 + 2 X 1.5 C UL/CSA, DESINA MOTION CONNECT 500 DELIVERY FORM:TIL 59 M IN COILS FROM 60 M DRUM DMAX =16.1 MM, LENGTH (M) = 0 + 10 + 0 + 0 | 196 | TEM | 1 | MC | 5.401 | 1
6FX50081BA411DF0 | POWER CABLE, SOLD BY THE METER TYPE: 6FX5008-1BA41 4 X 6.0 + 2 X 1.5 C UL/CSA, DESINA MOTION CONNECT 500 DELIVERY FORM:TIL 59 M IN COILS FROM 60 M DRUM DMAX =16.1 MM, LENGTH (M) = 0 + 30 + 5 + 0 | 657 | TEM | 1 | MC | 18.901 | 1
6FX50081BA411FA0 | POWER CABLE, SOLD BY THE METER TYPE: 6FX5008-1BA41 4 X 6.0 + 2 X 1.5 C UL/CSA, DESINA MOTION CONNECT 500 DELIVERY FORM:TIL 59 M IN COILS FROM 60 M DRUM DMAX =16.1 MM, LENGTH (M) = 0 + 50 + 0 + 0 | 933 | TEM | 1 | MC | 27.001 | 1
6FX50081BA413AA0 | POWER CABLE, SOLD BY THE METER TYPE: 6FX5008-1BA41 4 X 6.0 + 2 X 1.5 C UL/CSA, DESINA MOTION CONNECT 500 DELIVERY FORM:TIL 59 M IN COILS FROM 60 M DRUM DMAX =16.1 MM, LENGTH (M) = 200 + 0 + 0 + 0 | 3686 | TEM | 1 | MC | 109 | 1
6FX50081BA416AA0 | POWER CABLE, SOLD BY THE METER TYPE: 6FX5008-1BA41 4 X 6.0 + 2 X 1.5 C UL/CSA, DESINA MOTION-CONNECT 500 DELIVERY FORM: ON DISPOS. DRUM DMAX=16.1 MM, LENGTH (M)=500 | 8852 | TEM | 1 | MC | 272 | 1
6FX50081BA501BA0 | POWER CABLE, SOLD BY THE METER TYPE: 6FX5008-1BA50 4 X 50 + 2 X 1.5 C UL/CSA, DESINA MOTION-CONNECT 500 DELIV. FORM: UP TO 9 M IN COILS FROM 10 M IN DRUMS DMAX=38.0 MM, LENGTH (M) = 0 + 10 + 0 + 0 | 902 | TEM | 1 | MC | 33.001 | 1
6FX50081BA501CF0 | POWER CABLE, SOLD BY THE METER TYPE: 6FX5008-1BA50 4 X 50 + 2 X 1.5 C UL/CSA, DESINA MOTION-CONNECT 500 DELIV. FORM: UP TO 9 M IN COILS FROM 10 M IN DRUMS DMAX=38.0 MM, LENGTH (M) = 0 + 20 + 5 + 0 | 2224 | TEM | 1 | MC | 82.501 | 1
6FX50081BA501DE0 | POWER CABLE, SOLD BY THE METER TYPE: 6FX5008-1BA50 4 X 50 + 2 X 1.5 C UL/CSA, DESINA MOTION-CONNECT 500 DELIV. FORM: UP TO 9 M IN COILS FROM 10 M IN DRUMS DMAX=38.0 MM, LENGTH (M) = 0 + 30 + 4 + 0 | 3021 | TEM | 1 | MC | 112.201 | 1
6FX50081BA501FC0 | POWER CABLE, SOLD BY THE METER TYPE: 6FX5008-1BA50 4 X 50 + 2 X 1.5 C UL/CSA, DESINA MOTION-CONNECT 500 DELIV. FORM: UP TO 9 M IN COILS FROM 10 M IN DRUMS DMAX=38.0 MM, LENGTH (M) = 0 + 50 + 2 + 0 | 4597 | TEM | 1 | MC | 171.601 | 1
6FX50081BA502AA0 | POWER CABLE, SOLD BY THE METER TYPE: 6FX5008-1BA50 4 X 50 + 2 X 1.5 C UL/CSA, DESINA MOTION-CONNECT 500 DELIVERY FORM: ON DISPOS. DRUM DMAX= 38.0 MM, LENGTH (M)=100 | 8843 | TEM | 1 | MC | 330 | 1
6FX50081BA502HF0 | POWER CABLE, SOLD BY THE METER TYPE: 6FX5008-1BA50 4 X 50 + 2 X 1.5 C UL/CSA, DESINA MOTION-CONNECT 500 DELIV. FORM: UP TO 9 M IN COILS FROM 10 M IN DRUMS DMAX=38.0 MM, LENGTH (M) = 100 + 70 + 5 + 0 | 15454 | TEM | 1 | MC | 577.501 | 1
6FX50081BA503AA0 | POWER CABLE, SOLD BY THE METER TYPE: 6FX5008-1BA50 4 X 50 + 2 X 1.5 C UL/CSA, DESINA MOTION-CONNECT 500 DELIVERY FORM: ON DISPOS. DRUM DMAX=38.0 MM, LENGTH (M)=200 | 17664 | TEM | 1 | MC | 660 | 1
6FX50081BA511BA0 | POWER CABLE, SOLD BY THE METER TYPE: 6FX5008-1BA51 4 X 10 + 2 X 1.5 C UL/CSA, DESINA MOTION CONNECT 500 DELIVERY FORM:TIL 39 M IN COILS FROM 40 M DRUM DMAX =21.7 MM, LENGTH (M) = 0 + 10 + 0 + 0 | 258 | TEM | 1 | MC | 7.501 | 1
6FX50081BA511BF0 | POWER CABLE, SOLD BY THE METER TYPE: 6FX5008-1BA51 4 X 10 + 2 X 1.5 C UL/CSA, DESINA MOTION CONNECT 500 DELIVERY FORM:TIL 39 M IN COILS FROM 40 M DRUM DMAX =21.7 MM, LENGTH (M) = 0 + 10 + 5 + 0 | 381 | TEM | 1 | MC | 11.251 | 1
6FX50081BA511CD0 | POWER CABLE, SOLD BY THE METER TYPE: 6FX5008-1BA51 4 X 10 + 2 X 1.5 C UL/CSA, DESINA MOTION CONNECT 500 DELIVERY FORM:TIL 39 M IN COILS FROM 40 M DRUM DMAX =21.7 MM, LENGTH (M) = 0 + 20 + 3 + 0 | 578 | TEM | 1 | MC | 17.251 | 1
6FX50081BA511DA0 | POWER CABLE, SOLD BY THE METER TYPE: 6FX5008-1BA51 4 X 10 + 2 X 1.5 C UL/CSA, DESINA MOTION CONNECT 500 DELIVERY FORM:TIL 39 M IN COILS FROM 40 M DRUM DMAX =21.7 MM, LENGTH (M) = 0 + 30 + 0 + 0 | 749 | TEM | 1 | MC | 22.501 | 1
6FX50081BA511FA0 | POWER CABLE, SOLD BY THE METER TYPE: 6FX5008-1BA51 4 X 10 + 2 X 1.5 C UL/CSA, DESINA MOTION CONNECT 500 DELIVERY FORM:TIL 39 M IN COILS FROM 40 M DRUM DMAX =21.7 MM, LENGTH (M) = 0 + 50 + 0 + 0 | 1243 | TEM | 1 | MC | 37.501 | 1
6FX50081BA511HF0 | POWER CABLE, SOLD BY THE METER TYPE: 6FX5008-1BA51 4 X 10 + 2 X 1.5 C UL/CSA, DESINA MOTION CONNECT 500 DELIVERY FORM:TIL 39 M IN COILS FROM 40 M DRUM DMAX =21.7 MM, LENGTH (M) = 0 + 70 + 5 + 0 | 1857 | TEM | 1 | MC | 56.251 | 1
6FX50081BA512AA0 | POWER CABLE, SOLD BY THE METER TYPE: 6FX5008-1BA51 4 X 10 + 2 X 1.5 C UL/CSA, DESINA MOTION-CONNECT 500 DELIVERY FORM: ON DISPOS. DRUM DMAX=21.7 MM, LENGTH (M)=100 | 2478 | TEM | 1 | MC | 75 | 1
6FX50081BA611BF0 | POWER CABLE, SOLD BY THE METER, TYPE: 6FX5008-1BA61 4 X 16 + 2 X 1.5 C UL/CSA, DESINA MOTION CONNECT 500 DELIVERY FORM:TIL 29 M IN COILS FROM 30 M DRUM DMAX =25.0 MM, LENGTH (M) = 0 + 10 + 5 + 0 | 519 | TEM | 1 | MC | 16.501 | 1
6FX50081BA611CA0 | POWER CABLE, SOLD BY THE METER, TYPE: 6FX5008-1BA61 4 X 16 + 2 X 1.5 C UL/CSA, DESINA MOTION CONNECT 500 DELIVERY FORM:TIL 29 M IN COILS FROM 30 M DRUM DMAX =25.0 MM, LENGTH (M) = 0 + 20 + 0 + 0 | 688 | TEM | 1 | MC | 22.001 | 1
6FX50081BA611CF0 | POWER CABLE, SOLD BY THE METER, TYPE: 6FX5008-1BA61 4 X 16 + 2 X 1.5 C UL/CSA, DESINA MOTION CONNECT 500 DELIVERY FORM:TIL 29 M IN COILS FROM 30 M DRUM DMAX =25.0 MM, LENGTH (M) = 0 + 20 + 5 + 0 | 857 | TEM | 1 | MC | 27.501 | 1
6FX50081BA611DA0 | POWER CABLE, SOLD BY THE METER, TYPE: 6FX5008-1BA61 4 X 16 + 2 X 1.5 C UL/CSA, DESINA MOTION CONNECT 500 DELIVERY FORM:TIL 29 M IN COILS FROM 30 M DRUM DMAX =25.0 MM, LENGTH (M) = 0 + 30 + 0 + 0 | 1024 | TEM | 1 | MC | 33.001 | 1
6FX50081BA611EA0 | POWER CABLE, SOLD BY THE METER, TYPE: 6FX5008-1BA61 4 X 16 + 2 X 1.5 C UL/CSA, DESINA MOTION CONNECT 500 DELIVERY FORM:TIL 29 M IN COILS FROM 30 M DRUM DMAX =25.0 MM, LENGTH (M) = 0 + 40 + 0 + 0 | 1361 | TEM | 1 | MC | 44.001 | 1
6FX50081BB051BA0 | POWER CABLE SOLD BY THE METER TYPE: 6FX5008-1BB05 4 X 95 C UL/CSA, DESINA MOTION-CONNECT 500 DMAX=51.7 MM, LENGTH (M)= 0 + 10 + 0 + 0 | 1595 | TEM | 1 | MC | 55.401 | 1
6FX50081BB051BB0 | POWER CABLE SOLD BY THE METER TYPE: 6FX5008-1BB05 4 X 95 C UL/CSA, DESINA MOTION-CONNECT 500 DMAX=51.7 MM, LENGTH (M)= 0 + 10 + 1 + 0 | 1754 | TEM | 1 | MC | 60.941 | 1
6FX50081BB051BD0 | POWER CABLE SOLD BY THE METER TYPE: 6FX5008-1BB05 4 X 95 C UL/CSA, DESINA MOTION-CONNECT 500 DMAX=51.7 MM, LENGTH (M)= 0 + 10 + 3 + 0 | 2073 | TEM | 1 | MC | 72.021 | 1
6FX50081BB051BF0 | POWER CABLE SOLD BY THE METER TYPE: 6FX5008-1BB05 4 X 95 C UL/CSA, DESINA MOTION-CONNECT 500 DMAX=51.7 MM, LENGTH (M)= 0 + 10 + 5 + 0 | 2392 | TEM | 1 | MC | 83.101 | 1
6FX50081BB051BG0 | POWER CABLE SOLD BY THE METER TYPE: 6FX5008-1BB05 4 X 95 C UL/CSA, DESINA MOTION-CONNECT 500 DMAX=51.7 MM, LENGTH (M)= 0 + 10 + 6 + 0 | 2552 | TEM | 1 | MC | 88.641 | 1
6FX50081BB051BH0 | POWER CABLE SOLD BY THE METER TYPE: 6FX5008-1BB05 4 X 95 C UL/CSA, DESINA MOTION-CONNECT 500 DMAX=51.7 MM, LENGTH (M)= 0 + 10 + 7 + 0 | 2711 | TEM | 1 | MC | 94.181 | 1
6FX50081BB051CA0 | POWER CABLE SOLD BY THE METER TYPE: 6FX5008-1BB05 4 X 95 C UL/CSA, DESINA MOTION-CONNECT 500 DMAX=51.7 MM, LENGTH (M)= 0 + 20 + 0 + 0 | 3189 | TEM | 1 | MC | 110.801 | 1
6FX50081BB051CF0 | POWER CABLE SOLD BY THE METER TYPE: 6FX5008-1BB05 4 X 95 C UL/CSA, DESINA MOTION-CONNECT 500 DMAX=51.7 MM, LENGTH (M)= 0 + 20 + 5 + 0 | 3987 | TEM | 1 | MC | 138.501 | 1
6FX50081BB051CG0 | POWER CABLE SOLD BY THE METER TYPE: 6FX5008-1BB05 4 X 95 C UL/CSA, DESINA MOTION-CONNECT 500 DMAX=51.7 MM, LENGTH (M)= 0 + 20 + 6 + 0 | 4146 | TEM | 1 | MC | 144.041 | 1
6FX50081BB051DA0 | POWER CABLE SOLD BY THE METER TYPE: 6FX5008-1BB05 4 X 95 C UL/CSA, DESINA MOTION-CONNECT 500 DMAX=51.7 MM, LENGTH (M)= 0 + 30 + 0 + 0 | 4784 | TEM | 1 | MC | 166.201 | 1
6FX50081BB051DC0 | POWER CABLE SOLD BY THE METER TYPE: 6FX5008-1BB05 4 X 95 C UL/CSA, DESINA MOTION-CONNECT 500 DMAX=51.7 MM, LENGTH (M)= 0 + 30 + 2 + 0 | 5103 | TEM | 1 | MC | 177.281 | 1
6FX50081BB051DF0 | POWER CABLE SOLD BY THE METER TYPE: 6FX5008-1BB05 4 X 95 C UL/CSA, DESINA MOTION-CONNECT 500 DMAX=51.7 MM, LENGTH (M)= 0 + 30 + 5 + 0 | 5581 | TEM | 1 | MC | 193.901 | 1
6FX50081BB051EA0 | POWER CABLE SOLD BY THE METER TYPE: 6FX5008-1BB05 4 X 95 C UL/CSA, DESINA MOTION-CONNECT 500 DMAX=51.7 MM, LENGTH (M)= 0 + 40 + 0 + 0 | 6378 | TEM | 1 | MC | 221.601 | 1
6FX50081BB051EF0 | POWER CABLE SOLD BY THE METER TYPE: 6FX5008-1BB05 4 X 95 C UL/CSA, DESINA MOTION-CONNECT 500 DMAX=51.7 MM, LENGTH (M)= 0 + 40 + 5 + 0 | 7175 | TEM | 1 | MC | 249.301 | 1
6FX50081BB051EJ0 | POWER CABLE SOLD BY THE METER TYPE: 6FX5008-1BB05 4 X 95 C UL/CSA, DESINA MOTION-CONNECT 500 DMAX=51.7 MM, LENGTH (M)= 0 + 40 + 8 + 0 | 7654 | TEM | 1 | MC | 265.921 | 1
6FX50081BB051FA0 | POWER CABLE SOLD BY THE METER TYPE: 6FX5008-1BB05 4 X 95 C UL/CSA, DESINA MOTION-CONNECT 500 DMAX=51.7 MM, LENGTH (M)= 0 + 50 + 0 + 0 | 7973 | TEM | 1 | MC | 239 | 1
6FX50081BB051FF0 | POWER CABLE SOLD BY THE METER TYPE: 6FX5008-1BB05 4 X 95 C UL/CSA, DESINA MOTION-CONNECT 500 DMAX=51.7 MM, LENGTH (M)= 0 + 50 + 5 + 0 | 8770 | TEM | 1 | MC | 304.701 | 1
6FX50081BB111FA0 | POWER CABLE, SOLD BY THE METER TYPE: 6FX5008-1BB11 4 X 1.5 C UL/CSA, DESINA MOTION-CONNECT 500 DELIVERY FORM: IN COILS DMAX=8.4 MM, LENGTH (M) = 50 | 289 | TEM | 1 | MC | 18 | 1
6FX50081BB112AA0 | POWER CABLE, SOLD BY THE METER TYPE: 6FX5008-1BB11 4 X 1.5 C UL/CSA, DESINA MOTION-CONNECT 500 DELIVERY FORM: IN COILS DMAX=8.4 MM, LENGTH (M) = 100 | 566 | TEM | 1 | MC | 18 | 1
6FX50081BB113AA0 | POWER CABLE, SOLD BY THE METER TYPE: 6FX5008-1BB11 4 X 1.5 C UL/CSA, DESINA MOTION-CONNECT 500 DELIVERY FORM: ON DISPOS. DRUM DMAX=8.4 MM, LENGTH (M) = 200 | 1122 | TEM | 1 | MC | 36 | 1
6FX50081BB116AA0 | POWER CABLE, SOLD BY THE METER TYPE: 6FX5008-1BB11 4 X 1.5 C UL/CSA, DESINA MOTION-CONNECT 500 DELIVERY FORM: ON DISPOS. DRUM DMAX=8.4 MM, LENGTH (M) = 500 | 2777 | TEM | 1 | MC | 90 | 1
6FX50081BB121AB0 | POWER CABLE SOLD BY THE METER TYPE: 6FX5008-1BB12 4 X 120 C UL/CSA, DESINA MOTION-CONNECT 500 DMAX=56.0 MM, LENGTH (M)= 0 + 0 + 1 + 0 | 195 | TEM | 1 | MC | 7.151 | 1
6FX50081BB121AG0 | POWER CABLE SOLD BY THE METER TYPE: 6FX5008-1BB12 4 X 120 C UL/CSA, DESINA MOTION-CONNECT 500 DMAX=56.0 MM, LENGTH (M)= 0 + 0 + 6 + 0 | 1167 | TEM | 1 | MC | 42.901 | 1
6FX50081BB121AH0 | POWER CABLE SOLD BY THE METER TYPE: 6FX5008-1BB12 4 X 120 C UL/CSA, DESINA MOTION-CONNECT 500 DMAX=56.0 MM, LENGTH (M)= 0 + 0 + 7 + 0 | 1362 | TEM | 1 | MC | 50.051 | 1
6FX50081BB121AJ0 | POWER CABLE SOLD BY THE METER TYPE: 6FX5008-1BB12 4 X 120 C UL/CSA, DESINA MOTION-CONNECT 500 DMAX=56.0 MM, LENGTH (M)= 0 + 0 + 8 + 0 | 1556 | TEM | 1 | MC | 57.201 | 1
6FX50081BB121BA0 | POWER CABLE SOLD BY THE METER TYPE: 6FX5008-1BB12 4 X 120 C UL/CSA, DESINA MOTION-CONNECT 500 DMAX=56.0 MM, LENGTH (M)= 0 + 10 + 0 + 0 | 1945 | TEM | 1 | MC | 71.501 | 1
6FX50081BB121BB0 | POWER CABLE SOLD BY THE METER TYPE: 6FX5008-1BB12 4 X 120 C UL/CSA, DESINA MOTION-CONNECT 500 DMAX=56.0 MM, LENGTH (M)= 0 + 10 + 1 + 0 | 2140 | TEM | 1 | MC | 78.651 | 1
6FX50081BB121BC0 | POWER CABLE SOLD BY THE METER TYPE: 6FX5008-1BB12 4 X 120 C UL/CSA, DESINA MOTION-CONNECT 500 DMAX=56.0 MM, LENGTH (M)= 0 + 10 + 2 + 0 | 2334 | TEM | 1 | MC | 85.801 | 1
6FX50081BB121BF0 | POWER CABLE SOLD BY THE METER TYPE: 6FX5008-1BB12 4 X 120 C UL/CSA, DESINA MOTION-CONNECT 500 DMAX=56.0 MM, LENGTH (M)= 0 + 10 + 5 + 0 | 2918 | TEM | 1 | MC | 107.251 | 1
6FX50081BB121CA0 | POWER CABLE SOLD BY THE METER TYPE: 6FX5008-1BB12 4 X 120 C UL/CSA, DESINA MOTION-CONNECT 500 DMAX=56.0 MM, LENGTH (M)= 0 + 20 + 0 + 0 | 3890 | TEM | 1 | MC | 143.001 | 1
6FX50081BB121CE0 | POWER CABLE SOLD BY THE METER TYPE: 6FX5008-1BB12 4 X 120 C UL/CSA, DESINA MOTION-CONNECT 500 DMAX=56.0 MM, LENGTH (M)= 0 + 20 + 4 + 0 | 4668 | TEM | 1 | MC | 171.601 | 1
6FX50081BB121DA0 | POWER CABLE SOLD BY THE METER TYPE: 6FX5008-1BB12 4 X 120 C UL/CSA, DESINA MOTION-CONNECT 500 DMAX=56.0 MM, LENGTH (M)= 0 + 30 + 0 + 0 | 5835 | TEM | 1 | MC | 214.501 | 1
6FX50081BB121EA0 | POWER CABLE SOLD BY THE METER TYPE: 6FX5008-1BB12 4 X 120 C UL/CSA, DESINA MOTION-CONNECT 500 DMAX=56.0 MM, LENGTH (M)= 0 + 40 + 0 + 0 | 7779 | TEM | 1 | MC | 286.001 | 1
6FX50081BB121FA0 | POWER CABLE SOLD BY THE METER TYPE: 6FX5008-1BB12 4 X 120 C UL/CSA, DESINA MOTION-CONNECT 500 DMAX=56.0 MM, LENGTH (M)= 0 + 50 + 0 + 0 | 9724 | TEM | 1 | MC | 305.5 | 1
6FX50081BB121GA0 | POWER CABLE SOLD BY THE METER TYPE: 6FX5008-1BB12 4 X 120 C UL/CSA, DESINA MOTION-CONNECT 500 DMAX=56.0 MM, LENGTH (M)= 0 + 60 + 0 + 0 | 11669 | TEM | 1 | MC | 429.001 | 1
6FX50081BB121HA0 | POWER CABLE SOLD BY THE METER TYPE: 6FX5008-1BB12 4 X 120 C UL/CSA, DESINA MOTION-CONNECT 500 DMAX=56.0 MM, LENGTH (M)= 0 + 70 + 0 + 0 | 13613 | TEM | 1 | MC | 500.501 | 1
6FX50081BB121HF0 | POWER CABLE SOLD BY THE METER TYPE: 6FX5008-1BB12 4 X 120 C UL/CSA, DESINA MOTION-CONNECT 500 DMAX=56.0 MM, LENGTH (M)= 0 + 70 + 5 + 0 | 14586 | TEM | 1 | MC | 536.251 | 1
6FX50081BB122AA0 | POWER CABLE, SOLD BY THE METER TYPE: 6FX5008-1BB12 4 X 120 C, UL/CSA, DESINA MOTION-CONNECT 500 DELIVERY FORM: ON DISPOS. DRUM DMAX= 56.0 MM, LENGTH (M)=100 | 19447 | TEM | 1 | MC | 611 | 1
6FX50081BB211DA0 | POWER CABLE, SOLD BY THE METER TYPE: 6FX5008-1BB21 4 X 2.5 C UL/CSA, DESINA MOTION-CONNECT 500 DELIVERY FORM: IN COILS DMAX=10.8 MM, LENGTH (M)=30 | 229 | TEM | 1 | MC | 6.6 | 1
6FX50081BB211FA0 | POWER CABLE, SOLD BY THE METER TYPE: 6FX5008-1BB21 4 X 2.5 C UL/CSA, DESINA MOTION-CONNECT 500 DELIVERY FORM: IN COILS DMAX=10.8 MM, LENGTH (M)=50 | 381 | TEM | 1 | MC | 11 | 1
6FX50081BB212AA0 | POWER CABLE, SOLD BY THE METER TYPE: 6FX5008-1BB21 4 X 2.5 C UL/CSA, DESINA MOTION-CONNECT 500 DELIVERY FORM: IN COILS DMAX=10 MM, LENGTH (M) = 100 | 750 | TEM | 1 | MC | 25 | 1
6FX50081BB213AA0 | POWER CABLE, SOLD BY THE METER TYPE: 6FX5008-1BB21 4 X 2.5 C UL/CSA, DESINA MOTION-CONNECT 500 DELIVERY FORM: ON DISPOS. DRUM DMAX=10 MM, LENGTH (M) = 200 | 1487 | TEM | 1 | MC | 49 | 1
6FX50081BB216AA0 | POWER CABLE, SOLD BY THE METER TYPE: 6FX5008-1BB21 4 X 2.5 C UL/CSA, DESINA MOTION-CONNECT 500 DELIVERY FORM: ON DISPOS. DRUM DMAX=10 MM, LENGTH (M) = 500 | 3696 | TEM | 1 | MC | 123 | 1
6FX50081BB251AF0 | POWER CABLE, SOLD BY THE METER TYPE: 6FX5008-1BB25 4 X 25 C UL/CSA, DESINA MOTION-CONNECT 500 DELIV. FORM:UP TO 19 M IN COILS FROM 20 M IN DRUMS DMAX=28.0 MM, LENGTH (M) = 0 + 0 + 5 + 0 | 209 | TEM | 1 | MC | 7.101 | 1
6FX50081BB251AH0 | POWER CABLE, SOLD BY THE METER TYPE: 6FX5008-1BB25 4 X 25 C UL/CSA, DESINA MOTION-CONNECT 500 DELIV. FORM:UP TO 19 M IN COILS FROM 20 M IN DRUMS DMAX=28.0 MM, LENGTH (M) = 0 + 0 + 7 + 0 | 285 | TEM | 1 | MC | 9.941 | 1
6FX50081BB251AJ0 | POWER CABLE, SOLD BY THE METER TYPE: 6FX5008-1BB25 4 X 25 C UL/CSA, DESINA MOTION-CONNECT 500 DELIV. FORM:UP TO 19 M IN COILS FROM 20 M IN DRUMS DMAX=28.0 MM, LENGTH (M) = 0 + 0 + 8 + 0 | 321 | TEM | 1 | MC | 11.361 | 1
6FX50081BB251BA0 | POWER CABLE, SOLD BY THE METER TYPE: 6FX5008-1BB25 4 X 25 C UL/CSA, DESINA MOTION-CONNECT 500 DELIV. FORM:UP TO 19 M IN COILS FROM 20 M IN DRUMS DMAX=28.0 MM, LENGTH (M) = 0 + 10 + 0 + 0 | 398 | TEM | 1 | MC | 14.201 | 1
6FX50081BB251BC0 | POWER CABLE, SOLD BY THE METER TYPE: 6FX5008-1BB25 4 X 25 C UL/CSA, DESINA MOTION-CONNECT 500 DELIV. FORM:UP TO 19 M IN COILS FROM 20 M IN DRUMS DMAX=28.0 MM, LENGTH (M) = 0 + 10 + 2 + 0 | 473 | TEM | 1 | MC | 17.041 | 1
6FX50081BB251BE0 | POWER CABLE, SOLD BY THE METER TYPE: 6FX5008-1BB25 4 X 25 C UL/CSA, DESINA MOTION-CONNECT 500 DELIV. FORM:UP TO 19 M IN COILS FROM 20 M IN DRUMS DMAX=28.0 MM, LENGTH (M) = 0 + 10 + 4 + 0 | 549 | TEM | 1 | MC | 19.881 | 1
6FX50081BB251BF0 | POWER CABLE, SOLD BY THE METER TYPE: 6FX5008-1BB25 4 X 25 C UL/CSA, DESINA MOTION-CONNECT 500 DELIV. FORM:UP TO 19 M IN COILS FROM 20 M IN DRUMS DMAX=28.0 MM, LENGTH (M) = 0 + 10 + 5 + 0 | 587 | TEM | 1 | MC | 21.301 | 1
6FX50081BB251BH0 | POWER CABLE, SOLD BY THE METER TYPE: 6FX5008-1BB25 4 X 25 C UL/CSA, DESINA MOTION-CONNECT 500 DELIV. FORM:UP TO 19 M IN COILS FROM 20 M IN DRUMS DMAX=28.0 MM, LENGTH (M) = 0 + 10 + 7 + 0 | 663 | TEM | 1 | MC | 24.141 | 1
6FX50081BB251BJ0 | POWER CABLE, SOLD BY THE METER TYPE: 6FX5008-1BB25 4 X 25 C UL/CSA, DESINA MOTION-CONNECT 500 DELIV. FORM:UP TO 19 M IN COILS FROM 20 M IN DRUMS DMAX=28.0 MM, LENGTH (M) = 0 + 10 + 8 + 0 | 699 | TEM | 1 | MC | 25.561 | 1
6FX50081BB251CA0 | POWER CABLE, SOLD BY THE METER TYPE: 6FX5008-1BB25 4 X 25 C UL/CSA, DESINA MOTION-CONNECT 500 DELIV. FORM:UP TO 19 M IN COILS FROM 20 M IN DRUMS DMAX=28.0 MM, LENGTH (M) = 0 + 20 + 0 + 0 | 774 | TEM | 1 | MC | 28.401 | 1
6FX50081BB251CC0 | POWER CABLE, SOLD BY THE METER TYPE: 6FX5008-1BB25 4 X 25 C UL/CSA, DESINA MOTION-CONNECT 500 DELIV. FORM:UP TO 19 M IN COILS FROM 20 M IN DRUMS DMAX=28.0 MM, LENGTH (M) = 0 + 20 + 2 + 0 | 849 | TEM | 1 | MC | 31.241 | 1
6FX50081BB251CF0 | POWER CABLE, SOLD BY THE METER TYPE: 6FX5008-1BB25 4 X 25 C UL/CSA, DESINA MOTION-CONNECT 500 DELIV. FORM:UP TO 19 M IN COILS FROM 20 M IN DRUMS DMAX=28.0 MM, LENGTH (M) = 0 + 20 + 5 + 0 | 963 | TEM | 1 | MC | 35.501 | 1
6FX50081BB251CJ0 | POWER CABLE, SOLD BY THE METER TYPE: 6FX5008-1BB25 4 X 25 C UL/CSA, DESINA MOTION-CONNECT 500 DELIV. FORM:UP TO 19 M IN COILS FROM 20 M IN DRUMS DMAX=28.0 MM, LENGTH (M) = 0 + 20 + 8 + 0 | 1075 | TEM | 1 | MC | 39.761 | 1
6FX50081BB251DA0 | POWER CABLE, SOLD BY THE METER TYPE: 6FX5008-1BB25 4 X 25 C UL/CSA, DESINA MOTION-CONNECT 500 DELIV. FORM:UP TO 19 M IN COILS FROM 20 M IN DRUMS DMAX=28.0 MM, LENGTH (M) = 0 + 30 + 0 + 0 | 1152 | TEM | 1 | MC | 42.601 | 1
6FX50081BB251DB0 | POWER CABLE, SOLD BY THE METER TYPE: 6FX5008-1BB25 4 X 25 C UL/CSA, DESINA MOTION-CONNECT 500 DELIV. FORM:UP TO 19 M IN COILS FROM 20 M IN DRUMS DMAX=28.0 MM, LENGTH (M) = 0 + 30 + 1 + 0 | 1190 | TEM | 1 | MC | 44.021 | 1
6FX50081BB251DC0 | POWER CABLE, SOLD BY THE METER TYPE: 6FX5008-1BB25 4 X 25 C UL/CSA, DESINA MOTION-CONNECT 500 DELIV. FORM:UP TO 19 M IN COILS FROM 20 M IN DRUMS DMAX=28.0 MM, LENGTH (M) = 0 + 30 + 2 + 0 | 1227 | TEM | 1 | MC | 45.441 | 1
6FX50081BB251DF0 | POWER CABLE, SOLD BY THE METER TYPE: 6FX5008-1BB25 4 X 25 C UL/CSA, DESINA MOTION-CONNECT 500 DELIV. FORM:UP TO 19 M IN COILS FROM 20 M IN DRUMS DMAX=28.0 MM, LENGTH (M) = 0 + 30 + 5 + 0 | 1341 | TEM | 1 | MC | 49.701 | 1
6FX50081BB251EA0 | POWER CABLE, SOLD BY THE METER TYPE: 6FX5008-1BB25 4 X 25 C UL/CSA, DESINA MOTION-CONNECT 500 DELIV. FORM:UP TO 19 M IN COILS FROM 20 M IN DRUMS DMAX=28.0 MM, LENGTH (M) = 0 + 40 + 0 + 0 | 1530 | TEM | 1 | MC | 56.801 | 1
6FX50081BB251EF0 | POWER CABLE, SOLD BY THE METER TYPE: 6FX5008-1BB25 4 X 25 C UL/CSA, DESINA MOTION-CONNECT 500 DELIV. FORM:UP TO 19 M IN COILS FROM 20 M IN DRUMS DMAX=28.0 MM, LENGTH (M) = 0 + 40 + 5 + 0 | 1719 | TEM | 1 | MC | 63.901 | 1
6FX50081BB251FA0 | POWER CABLE, SOLD BY THE METER TYPE: 6FX5008-1BB25 4 X 25 C UL/CSA, DESINA MOTION-CONNECT 500 DELIV. FORM:UP TO 19 M IN COILS FROM 20 M IN DRUMS DMAX=28.0 MM, LENGTH (M) = 0 + 50 + 0 + 0 | 1906 | TEM | 1 | MC | 71.001 | 1
6FX50081BB251FD0 | POWER CABLE, SOLD BY THE METER TYPE: 6FX5008-1BB25 4 X 25 C UL/CSA, DESINA MOTION-CONNECT 500 DELIV. FORM:UP TO 19 M IN COILS FROM 20 M IN DRUMS DMAX=28.0 MM, LENGTH (M) = 0 + 50 + 3 + 0 | 2019 | TEM | 1 | MC | 75.261 | 1
6FX50081BB251GA0 | POWER CABLE, SOLD BY THE METER TYPE: 6FX5008-1BB25 4 X 25 C UL/CSA, DESINA MOTION-CONNECT 500 DELIV. FORM:UP TO 19 M IN COILS FROM 20 M IN DRUMS DMAX=28.0 MM, LENGTH (M) = 0 + 60 + 0 + 0 | 2284 | TEM | 1 | MC | 85.201 | 1
6FX50081BB251HF0 | POWER CABLE, SOLD BY THE METER TYPE: 6FX5008-1BB25 4 X 25 C UL/CSA, DESINA MOTION-CONNECT 500 DELIV. FORM:UP TO 19 M IN COILS FROM 20 M IN DRUMS DMAX=28.0 MM, LENGTH (M) = 0 + 70 + 5 + 0 | 2857 | TEM | 1 | MC | 106.501 | 1
6FX50081BB251JH0 | POWER CABLE, SOLD BY THE METER TYPE: 6FX5008-1BB25 4 X 25 C UL/CSA, DESINA MOTION-CONNECT 500 DELIV. FORM:UP TO 19 M IN COILS FROM 20 M IN DRUMS DMAX=28.0 MM, LENGTH (M) = 0 + 80 + 7 + 0 | 3296 | TEM | 1 | MC | 123.541 | 1
6FX50081BB251JJ0 | POWER CABLE, SOLD BY THE METER TYPE: 6FX5008-1BB25 4 X 25 C UL/CSA, DESINA MOTION-CONNECT 500 DELIV. FORM:UP TO 19 M IN COILS FROM 20 M IN DRUMS DMAX=28.0 MM, LENGTH (M) = 0 + 80 + 8 + 0 | 3333 | TEM | 1 | MC | 124.961 | 1
6FX50081BB252AA0 | POWER CABLE, SOLD BY THE METER TYPE: 6FX5008-1BB25 4 X 25 C UL/CSA, DESINA MOTION-CONNECT 500 DELIV. FORM:UP TO 19 M IN COILS FROM 20 M IN DRUMS DMAX=28.0 MM, LENGTH (M) = 100 + 0 + 0 + 0 | 3801 | TEM | 1 | MC | 142 | 1
6FX50081BB253AA0 | POWER CABLE, SOLD BY THE METER TYPE: 6FX5008-1BB25 4 X 25 C UL/CSA, DESINA MOTION-CONNECT 500 DELIV. FORM:UP TO 19 M IN COILS FROM 20 M IN DRUMS DMAX=28.0 MM, LENGTH (M) = 200 + 0 + 0 + 0 | 7560 | TEM | 1 | MC | 284.001 | 1
6FX50081BB311AC0 | POWER CABLE, SOLD BY THE METER TYPE: 6FX5008-1BB31 4 X 4.0 C UL/CSA, DESINA MOTION-CONNECT 500 DELIVERY FORM:TIL 99 M IN COILS FROM 100 M DRUM DMAX =11.4 MM, LENGTH (M) = 0 + 0 + 2 + 0 | 31.6 | TEM | 1 | MC | 0.541 | 1
6FX50081BB311AD0 | POWER CABLE, SOLD BY THE METER TYPE: 6FX5008-1BB31 4 X 4.0 C UL/CSA, DESINA MOTION-CONNECT 500 DELIVERY FORM:TIL 99 M IN COILS FROM 100 M DRUM DMAX =11.4 MM, LENGTH (M) = 0 + 0 + 3 + 0 | 42 | TEM | 1 | MC | 0.811 | 1
6FX50081BB311AF0 | POWER CABLE, SOLD BY THE METER TYPE: 6FX5008-1BB31 4 X 4.0 C UL/CSA, DESINA MOTION-CONNECT 500 DELIVERY FORM:TIL 99 M IN COILS FROM 100 M DRUM DMAX =11.4 MM, LENGTH (M) = 0 + 0 + 5 + 0 | 63.2 | TEM | 1 | MC | 1.351 | 1
6FX50081BB311AG0 | POWER CABLE, SOLD BY THE METER TYPE: 6FX5008-1BB31 4 X 4.0 C UL/CSA, DESINA MOTION-CONNECT 500 DELIVERY FORM:TIL 99 M IN COILS FROM 100 M DRUM DMAX =11.4 MM, LENGTH (M) = 0 + 0 + 6 + 0 | 73.6 | TEM | 1 | MC | 1.621 | 1
6FX50081BB311BA0 | POWER CABLE, SOLD BY THE METER TYPE: 6FX5008-1BB31 4 X 4.0 C UL/CSA, DESINA MOTION-CONNECT 500 DELIVERY FORM:TIL 99 M IN COILS FROM 100 M DRUM DMAX =11.4 MM, LENGTH (M) = 0 + 10 + 0 + 0 | 116 | TEM | 1 | MC | 2.701 | 1
6FX50081BB311BC0 | POWER CABLE, SOLD BY THE METER TYPE: 6FX5008-1BB31 4 X 4.0 C UL/CSA, DESINA MOTION-CONNECT 500 DELIVERY FORM:TIL 99 M IN COILS FROM 100 M DRUM DMAX =11.4 MM, LENGTH (M) = 0 + 10 + 2 + 0 | 137 | TEM | 1 | MC | 3.241 | 1
6FX50081BB311BF0 | POWER CABLE, SOLD BY THE METER TYPE: 6FX5008-1BB31 4 X 4.0 C UL/CSA, DESINA MOTION-CONNECT 500 DELIVERY FORM:TIL 99 M IN COILS FROM 100 M DRUM DMAX =11.4 MM, LENGTH (M) = 0 + 10 + 5 + 0 | 168 | TEM | 1 | MC | 4.051 | 1
6FX50081BB311BG0 | POWER CABLE, SOLD BY THE METER TYPE: 6FX5008-1BB31 4 X 4.0 C UL/CSA, DESINA MOTION-CONNECT 500 DELIVERY FORM:TIL 99 M IN COILS FROM 100 M DRUM DMAX =11.4 MM, LENGTH (M) = 0 + 10 + 6 + 0 | 179 | TEM | 1 | MC | 4.321 | 1
6FX50081BB311CA0 | POWER CABLE, SOLD BY THE METER TYPE: 6FX5008-1BB31 4 X 4.0 C UL/CSA, DESINA MOTION-CONNECT 500 DELIVERY FORM:TIL 99 M IN COILS FROM 100 M DRUM DMAX =11.4 MM, LENGTH (M) = 0 + 20 + 0 + 0 | 221 | TEM | 1 | MC | 5.401 | 1
6FX50081BB311CF0 | POWER CABLE, SOLD BY THE METER TYPE: 6FX5008-1BB31 4 X 4.0 C UL/CSA, DESINA MOTION-CONNECT 500 DELIVERY FORM:TIL 99 M IN COILS FROM 100 M DRUM DMAX =11.4 MM, LENGTH (M) = 0 + 20 + 5 + 0 | 274 | TEM | 1 | MC | 6.751 | 1
6FX50081BB311DA0 | POWER CABLE, SOLD BY THE METER TYPE: 6FX5008-1BB31 4 X 4.0 C UL/CSA, DESINA MOTION-CONNECT 500 DELIVERY FORM:TIL 99 M IN COILS FROM 100 M DRUM DMAX =11.4 MM, LENGTH (M) = 0 + 30 + 0 + 0 | 325 | TEM | 1 | MC | 8.101 | 1
6FX50081BB311DE0 | POWER CABLE, SOLD BY THE METER TYPE: 6FX5008-1BB31 4 X 4.0 C UL/CSA, DESINA MOTION-CONNECT 500 DELIVERY FORM:TIL 99 M IN COILS FROM 100 M DRUM DMAX =11.4 MM, LENGTH (M) = 0 + 30 + 4 + 0 | 367 | TEM | 1 | MC | 9.181 | 1
6FX50081BB311DH0 | POWER CABLE, SOLD BY THE METER TYPE: 6FX5008-1BB31 4 X 4.0 C UL/CSA, DESINA MOTION-CONNECT 500 DELIVERY FORM:TIL 99 M IN COILS FROM 100 M DRUM DMAX =11.4 MM, LENGTH (M) = 0 + 30 + 7 + 0 | 398 | TEM | 1 | MC | 9.991 | 1
6FX50081BB311EA0 | POWER CABLE, SOLD BY THE METER TYPE: 6FX5008-1BB31 4 X 4.0 C UL/CSA, DESINA MOTION-CONNECT 500 DELIVERY FORM:TIL 99 M IN COILS FROM 100 M DRUM DMAX =11.4 MM, LENGTH (M) = 0 + 40 + 0 + 0 | 432 | TEM | 1 | MC | 10.801 | 1
6FX50081BB311FA0 | POWER CABLE, SOLD BY THE METER TYPE: 6FX5008-1BB31 4 X 4.0 C UL/CSA, DESINA MOTION-CONNECT 500 DELIVERY FORM:TIL 99 M IN COILS FROM 100 M DRUM DMAX =11.4 MM, LENGTH (M) = 0 + 50 + 0 + 0 | 537 | TEM | 1 | MC | 13.501 | 1
6FX50081BB311GA0 | POWER CABLE, SOLD BY THE METER TYPE: 6FX5008-1BB31 4 X 4.0 C UL/CSA, DESINA MOTION-CONNECT 500 DELIVERY FORM:TIL 99 M IN COILS FROM 100 M DRUM DMAX =11.4 MM, LENGTH (M) = 0 + 60 + 0 + 0 | 641 | TEM | 1 | MC | 16.201 | 1
6FX50081BB311JA0 | POWER CABLE, SOLD BY THE METER TYPE: 6FX5008-1BB31 4 X 4.0 C UL/CSA, DESINA MOTION-CONNECT 500 DELIVERY FORM:TIL 99 M IN COILS FROM 100 M DRUM DMAX =11.4 MM, LENGTH (M) = 0 + 80 + 0 + 0 | 850 | TEM | 1 | MC | 21.601 | 1
6FX50081BB312AA0 | POWER CABLE, SOLD BY THE METER TYPE: 6FX5008-1BB31 4 X 4.0 C UL/CSA, DESINA MOTION-CONNECT 500 DELIVERY FORM:TIL 99 M IN COILS FROM 100 M DRUM DMAX =11.4 MM, LENGTH (M) = 100 + 0 + 0 + 0 | 1060 | TEM | 1 | MC | 27 | 1
6FX50081BB313AA0 | POWER CABLE, SOLD BY THE METER TYPE: 6FX5008-1BB31 4 X 4.0 C UL/CSA, DESINA MOTION-CONNECT 500 DELIVERY FORM:TIL 99 M IN COILS FROM 100 M DRUM DMAX =11.4 MM, LENGTH (M) = 200 + 0 + 0 + 0 | 2111 | TEM | 1 | MC | 54 | 1
6FX50081BB316AA0 | POWER CABLE, SOLD BY THE METER TYPE: 6FX5008-1BB31 4 X 4.0 C UL/CSA, DESINA MOTION CONNECT 500 DELIVERY FORM: ON DISPOS. DRUM DMAX=11.4 MM, LENGTH (M) = 500 | 5255 | TEM | 1 | MC | 131 | 1
6FX50081BB351AB0 | POWER CABLE, SOLD BY THE METER TYPE: 6FX5008-1BB35 4 X 35 C UL/CSA, DESINA MOTION-CONNECT 500 DELIV. FORM:UP TO 14 M IN COILS FROM 15 M IN DRUMS DMAX=31.5 MM, LENGTH (M) = 0 + 0 + 1 + 0 | 77.3 | TEM | 1 | MC | 1.871 | 1
6FX50081BB351AD0 | POWER CABLE, SOLD BY THE METER TYPE: 6FX5008-1BB35 4 X 35 C UL/CSA, DESINA MOTION-CONNECT 500 DELIV. FORM:UP TO 14 M IN COILS FROM 15 M IN DRUMS DMAX=31.5 MM, LENGTH (M) = 0 + 0 + 3 + 0 | 186 | TEM | 1 | MC | 5.611 | 1
6FX50081BB351AF0 | POWER CABLE, SOLD BY THE METER TYPE: 6FX5008-1BB35 4 X 35 C UL/CSA, DESINA MOTION-CONNECT 500 DELIV. FORM:UP TO 14 M IN COILS FROM 15 M IN DRUMS DMAX=31.5 MM, LENGTH (M) = 0 + 0 + 5 + 0 | 294 | TEM | 1 | MC | 9.351 | 1
6FX50081BB351AG0 | POWER CABLE, SOLD BY THE METER TYPE: 6FX5008-1BB35 4 X 35 C UL/CSA, DESINA MOTION-CONNECT 500 DELIV. FORM:UP TO 14 M IN COILS FROM 15 M IN DRUMS DMAX=31.5 MM, LENGTH (M) = 0 + 0 + 6 + 0 | 349 | TEM | 1 | MC | 11.221 | 1
6FX50081BB351AH0 | POWER CABLE, SOLD BY THE METER TYPE: 6FX5008-1BB35 4 X 35 C UL/CSA, DESINA MOTION-CONNECT 500 DELIV. FORM:UP TO 14 M IN COILS FROM 15 M IN DRUMS DMAX=31.5 MM, LENGTH (M) = 0 + 0 + 7 + 0 | 403 | TEM | 1 | MC | 13.091 | 1
6FX50081BB351BA0 | POWER CABLE, SOLD BY THE METER TYPE: 6FX5008-1BB35 4 X 35 C UL/CSA, DESINA MOTION-CONNECT 500 DELIV. FORM:UP TO 14 M IN COILS FROM 15 M IN DRUMS DMAX=31.5 MM, LENGTH (M) = 0 + 10 + 0 + 0 | 565 | TEM | 1 | MC | 18.701 | 1
6FX50081BB351BB0 | POWER CABLE, SOLD BY THE METER TYPE: 6FX5008-1BB35 4 X 35 C UL/CSA, DESINA MOTION-CONNECT 500 DELIV. FORM:UP TO 14 M IN COILS FROM 15 M IN DRUMS DMAX=31.5 MM, LENGTH (M) = 0 + 10 + 1 + 0 | 619 | TEM | 1 | MC | 20.571 | 1
6FX50081BB351BC0 | POWER CABLE, SOLD BY THE METER TYPE: 6FX5008-1BB35 4 X 35 C UL/CSA, DESINA MOTION-CONNECT 500 DELIV. FORM:UP TO 14 M IN COILS FROM 15 M IN DRUMS DMAX=31.5 MM, LENGTH (M) = 0 + 10 + 2 + 0 | 673 | TEM | 1 | MC | 22.441 | 1
6FX50081BB351BD0 | POWER CABLE, SOLD BY THE METER TYPE: 6FX5008-1BB35 4 X 35 C UL/CSA, DESINA MOTION-CONNECT 500 DELIV. FORM:UP TO 14 M IN COILS FROM 15 M IN DRUMS DMAX=31.5 MM, LENGTH (M) = 0 + 10 + 3 + 0 | 728 | TEM | 1 | MC | 24.311 | 1
6FX50081BB351BE0 | POWER CABLE, SOLD BY THE METER TYPE: 6FX5008-1BB35 4 X 35 C UL/CSA, DESINA MOTION-CONNECT 500 DELIV. FORM:UP TO 14 M IN COILS FROM 15 M IN DRUMS DMAX=31.5 MM, LENGTH (M) = 0 + 10 + 4 + 0 | 782 | TEM | 1 | MC | 26.181 | 1
6FX50081BB351BF0 | POWER CABLE, SOLD BY THE METER TYPE: 6FX5008-1BB35 4 X 35 C UL/CSA, DESINA MOTION-CONNECT 500 DELIV. FORM:UP TO 14 M IN COILS FROM 15 M IN DRUMS DMAX=31.5 MM, LENGTH (M) = 0 + 10 + 5 + 0 | 836 | TEM | 1 | MC | 28.051 | 1
6FX50081BB351BG0 | POWER CABLE, SOLD BY THE METER TYPE: 6FX5008-1BB35 4 X 35 C UL/CSA, DESINA MOTION-CONNECT 500 DELIV. FORM:UP TO 14 M IN COILS FROM 15 M IN DRUMS DMAX=31.5 MM, LENGTH (M) = 0 + 10 + 6 + 0 | 890 | TEM | 1 | MC | 29.921 | 1
6FX50081BB351BH0 | POWER CABLE, SOLD BY THE METER TYPE: 6FX5008-1BB35 4 X 35 C UL/CSA, DESINA MOTION-CONNECT 500 DELIV. FORM:UP TO 14 M IN COILS FROM 15 M IN DRUMS DMAX=31.5 MM, LENGTH (M) = 0 + 10 + 7 + 0 | 945 | TEM | 1 | MC | 31.791 | 1
6FX50081BB351CA0 | POWER CABLE, SOLD BY THE METER TYPE: 6FX5008-1BB35 4 X 35 C UL/CSA, DESINA MOTION-CONNECT 500 DELIV. FORM:UP TO 14 M IN COILS FROM 15 M IN DRUMS DMAX=31.5 MM, LENGTH (M) = 0 + 20 + 0 + 0 | 1106 | TEM | 1 | MC | 37.401 | 1
6FX50081BB351CC0 | POWER CABLE, SOLD BY THE METER TYPE: 6FX5008-1BB35 4 X 35 C UL/CSA, DESINA MOTION-CONNECT 500 DELIV. FORM:UP TO 14 M IN COILS FROM 15 M IN DRUMS DMAX=31.5 MM, LENGTH (M) = 0 + 20 + 2 + 0 | 1215 | TEM | 1 | MC | 41.141 | 1
6FX50081BB351CD0 | POWER CABLE, SOLD BY THE METER TYPE: 6FX5008-1BB35 4 X 35 C UL/CSA, DESINA MOTION-CONNECT 500 DELIV. FORM:UP TO 14 M IN COILS FROM 15 M IN DRUMS DMAX=31.5 MM, LENGTH (M) = 0 + 20 + 3 + 0 | 1269 | TEM | 1 | MC | 43.011 | 1
6FX50081BB351CE0 | POWER CABLE, SOLD BY THE METER TYPE: 6FX5008-1BB35 4 X 35 C UL/CSA, DESINA MOTION-CONNECT 500 DELIV. FORM:UP TO 14 M IN COILS FROM 15 M IN DRUMS DMAX=31.5 MM, LENGTH (M) = 0 + 20 + 4 + 0 | 1323 | TEM | 1 | MC | 44.881 | 1
6FX50081BB351CF0 | POWER CABLE, SOLD BY THE METER TYPE: 6FX5008-1BB35 4 X 35 C UL/CSA, DESINA MOTION-CONNECT 500 DELIV. FORM:UP TO 14 M IN COILS FROM 15 M IN DRUMS DMAX=31.5 MM, LENGTH (M) = 0 + 20 + 5 + 0 | 1377 | TEM | 1 | MC | 46.751 | 1
6FX50081BB351CG0 | POWER CABLE, SOLD BY THE METER TYPE: 6FX5008-1BB35 4 X 35 C UL/CSA, DESINA MOTION-CONNECT 500 DELIV. FORM:UP TO 14 M IN COILS FROM 15 M IN DRUMS DMAX=31.5 MM, LENGTH (M) = 0 + 20 + 6 + 0 | 1432 | TEM | 1 | MC | 48.621 | 1
6FX50081BB351CJ0 | POWER CABLE, SOLD BY THE METER TYPE: 6FX5008-1BB35 4 X 35 C UL/CSA, DESINA MOTION-CONNECT 500 DELIV. FORM:UP TO 14 M IN COILS FROM 15 M IN DRUMS DMAX=31.5 MM, LENGTH (M) = 0 + 20 + 8 + 0 | 1541 | TEM | 1 | MC | 52.361 | 1
6FX50081BB351DA0 | POWER CABLE, SOLD BY THE METER TYPE: 6FX5008-1BB35 4 X 35 C UL/CSA, DESINA MOTION-CONNECT 500 DELIV. FORM:UP TO 14 M IN COILS FROM 15 M IN DRUMS DMAX=31.5 MM, LENGTH (M) = 0 + 30 + 0 + 0 | 1650 | TEM | 1 | MC | 56.101 | 1
6FX50081BB351DF0 | POWER CABLE, SOLD BY THE METER TYPE: 6FX5008-1BB35 4 X 35 C UL/CSA, DESINA MOTION-CONNECT 500 DELIV. FORM:UP TO 14 M IN COILS FROM 15 M IN DRUMS DMAX=31.5 MM, LENGTH (M) = 0 + 30 + 5 + 0 | 1921 | TEM | 1 | MC | 65.451 | 1
6FX50081BB351DG0 | POWER CABLE, SOLD BY THE METER TYPE: 6FX5008-1BB35 4 X 35 C UL/CSA, DESINA MOTION-CONNECT 500 DELIV. FORM:UP TO 14 M IN COILS FROM 15 M IN DRUMS DMAX=31.5 MM, LENGTH (M) = 0 + 30 + 6 + 0 | 1975 | TEM | 1 | MC | 67.321 | 1
6FX50081BB351EA0 | POWER CABLE, SOLD BY THE METER TYPE: 6FX5008-1BB35 4 X 35 C UL/CSA, DESINA MOTION-CONNECT 500 DELIV. FORM:UP TO 14 M IN COILS FROM 15 M IN DRUMS DMAX=31.5 MM, LENGTH (M) = 0 + 40 + 0 + 0 | 2191 | TEM | 1 | MC | 74.801 | 1
6FX50081BB351FA0 | POWER CABLE, SOLD BY THE METER TYPE: 6FX5008-1BB35 4 X 35 C UL/CSA, DESINA MOTION-CONNECT 500 DELIV. FORM:UP TO 14 M IN COILS FROM 15 M IN DRUMS DMAX=31.5 MM, LENGTH (M) = 0 + 50 + 0 + 0 | 2730 | TEM | 1 | MC | 93.501 | 1
6FX50081BB351FF0 | POWER CABLE, SOLD BY THE METER TYPE: 6FX5008-1BB35 4 X 35 C UL/CSA, DESINA MOTION-CONNECT 500 DELIV. FORM:UP TO 14 M IN COILS FROM 15 M IN DRUMS DMAX=31.5 MM, LENGTH (M) = 0 + 50 + 5 + 0 | 3001 | TEM | 1 | MC | 102.851 | 1
6FX50081BB351FG0 | POWER CABLE, SOLD BY THE METER TYPE: 6FX5008-1BB35 4 X 35 C UL/CSA, DESINA MOTION-CONNECT 500 DELIV. FORM:UP TO 14 M IN COILS FROM 15 M IN DRUMS DMAX=31.5 MM, LENGTH (M) = 0 + 50 + 6 + 0 | 3056 | TEM | 1 | MC | 104.721 | 1
6FX50081BB351GA0 | POWER CABLE, SOLD BY THE METER TYPE: 6FX5008-1BB35 4 X 35 C UL/CSA, DESINA MOTION-CONNECT 500 DELIV. FORM:UP TO 14 M IN COILS FROM 15 M IN DRUMS DMAX=31.5 MM, LENGTH (M) = 0 + 60 + 0 + 0 | 3276 | TEM | 1 | MC | 112.201 | 1
6FX50081BB351GB0 | POWER CABLE, SOLD BY THE METER TYPE: 6FX5008-1BB35 4 X 35 C UL/CSA, DESINA MOTION-CONNECT 500 DELIV. FORM:UP TO 14 M IN COILS FROM 15 M IN DRUMS DMAX=31.5 MM, LENGTH (M) = 0 + 60 + 1 + 0 | 3331 | TEM | 1 | MC | 114.071 | 1
6FX50081BB351KA0 | POWER CABLE, SOLD BY THE METER TYPE: 6FX5008-1BB35 4 X 35 C UL/CSA, DESINA MOTION-CONNECT 500 DELIV. FORM:UP TO 14 M IN COILS FROM 15 M IN DRUMS DMAX=31.5 MM, LENGTH (M) = 0 + 90 + 0 + 0 | 4891 | TEM | 1 | MC | 168.301 | 1
6FX50081BB352AA0 | POWER CABLE, SOLD BY THE METER TYPE: 6FX5008-1BB35 4 X 35 C UL/CSA, DESINA MOTION-CONNECT 500 DELIV. FORM:UP TO 14 M IN COILS FROM 15 M IN DRUMS DMAX=31.5 MM, LENGTH (M) = 100 + 0 + 0 + 0 | 5437 | TEM | 1 | MC | 187 | 1
6FX50081BB352KA0 | POWER CABLE, SOLD BY THE METER TYPE: 6FX5008-1BB35 4 X 35 C UL/CSA, DESINA MOTION-CONNECT 500 DELIV. FORM:UP TO 14 M IN COILS FROM 15 M IN DRUMS DMAX=31.5 MM, LENGTH (M) = 100 + 90 + 0 + 0 | 10305 | TEM | 1 | MC | 355.301 | 1
6FX50081BB353AJ0 | POWER CABLE, SOLD BY THE METER TYPE: 6FX5008-1BB35 4 X 35 C UL/CSA, DESINA MOTION-CONNECT 500 DELIV. FORM:UP TO 14 M IN COILS FROM 15 M IN DRUMS DMAX=31.5 MM, LENGTH (M) = 200 + 0 + 8 + 0 | 11286 | TEM | 1 | MC | 388.961 | 1
6FX50081BB411AB0 | POWER CABLE, SOLD BY THE METER TYPE: 6FX5008-1BB41 4 X 6.0 C UL/CSA, DESINA MOTION-CONNECT 500 DELIVERY FORM:TIL 69 M IN COILS FROM 70 M DRUM DMAX =13.6 MM, LENGTH (M) = 0 + 0 + 1 + 0 | 24.4 | TEM | 1 | MC | 0.461 | 1
6FX50081BB411AD0 | POWER CABLE, SOLD BY THE METER TYPE: 6FX5008-1BB41 4 X 6.0 C UL/CSA, DESINA MOTION-CONNECT 500 DELIVERY FORM:TIL 69 M IN COILS FROM 70 M DRUM DMAX =13.6 MM, LENGTH (M) = 0 + 0 + 3 + 0 | 51.3 | TEM | 1 | MC | 1.381 | 1
6FX50081BB411AF0 | POWER CABLE, SOLD BY THE METER TYPE: 6FX5008-1BB41 4 X 6.0 C UL/CSA, DESINA MOTION-CONNECT 500 DELIVERY FORM:TIL 69 M IN COILS FROM 70 M DRUM DMAX =13.6 MM, LENGTH (M) = 0 + 0 + 5 + 0 | 78.2 | TEM | 1 | MC | 2.301 | 1
6FX50081BB411AG0 | POWER CABLE, SOLD BY THE METER TYPE: 6FX5008-1BB41 4 X 6.0 C UL/CSA, DESINA MOTION-CONNECT 500 DELIVERY FORM:TIL 69 M IN COILS FROM 70 M DRUM DMAX =13.6 MM, LENGTH (M) = 0 + 0 + 6 + 0 | 91.7 | TEM | 1 | MC | 2.761 | 1
6FX50081BB411AK0 | POWER CABLE, SOLD BY THE METER TYPE: 6FX5008-1BB41 4 X 6.0 C UL/CSA, DESINA MOTION-CONNECT 500 DELIVERY FORM:TIL 69 M IN COILS FROM 70 M DRUM DMAX =13.6 MM, LENGTH (M) = 0 + 0 + 9 + 0 | 132 | TEM | 1 | MC | 4.141 | 1
6FX50081BB411BA0 | POWER CABLE, SOLD BY THE METER TYPE: 6FX5008-1BB41 4 X 6.0 C UL/CSA, DESINA MOTION-CONNECT 500 DELIVERY FORM:TIL 69 M IN COILS FROM 70 M DRUM DMAX =13.6 MM, LENGTH (M) = 0 + 10 + 0 + 0 | 146 | TEM | 1 | MC | 4.601 | 1
6FX50081BB411BB0 | POWER CABLE, SOLD BY THE METER TYPE: 6FX5008-1BB41 4 X 6.0 C UL/CSA, DESINA MOTION-CONNECT 500 DELIVERY FORM:TIL 69 M IN COILS FROM 70 M DRUM DMAX =13.6 MM, LENGTH (M) = 0 + 10 + 1 + 0 | 159 | TEM | 1 | MC | 5.061 | 1
6FX50081BB411BF0 | POWER CABLE, SOLD BY THE METER TYPE: 6FX5008-1BB41 4 X 6.0 C UL/CSA, DESINA MOTION-CONNECT 500 DELIVERY FORM:TIL 69 M IN COILS FROM 70 M DRUM DMAX =13.6 MM, LENGTH (M) = 0 + 10 + 5 + 0 | 213 | TEM | 1 | MC | 6.901 | 1
6FX50081BB411BK0 | POWER CABLE, SOLD BY THE METER TYPE: 6FX5008-1BB41 4 X 6.0 C UL/CSA, DESINA MOTION-CONNECT 500 DELIVERY FORM:TIL 69 M IN COILS FROM 70 M DRUM DMAX =13.6 MM, LENGTH (M) = 0 + 10 + 9 + 0 | 267 | TEM | 1 | MC | 8.741 | 1
6FX50081BB411CA0 | POWER CABLE, SOLD BY THE METER TYPE: 6FX5008-1BB41 4 X 6.0 C UL/CSA, DESINA MOTION-CONNECT 500 DELIVERY FORM:TIL 69 M IN COILS FROM 70 M DRUM DMAX =13.6 MM, LENGTH (M) = 0 + 20 + 0 + 0 | 280 | TEM | 1 | MC | 9.201 | 1
6FX50081BB411CC0 | POWER CABLE, SOLD BY THE METER TYPE: 6FX5008-1BB41 4 X 6.0 C UL/CSA, DESINA MOTION-CONNECT 500 DELIVERY FORM:TIL 69 M IN COILS FROM 70 M DRUM DMAX =13.6 MM, LENGTH (M) = 0 + 20 + 2 + 0 | 307 | TEM | 1 | MC | 10.121 | 1
6FX50081BB411CF0 | POWER CABLE, SOLD BY THE METER TYPE: 6FX5008-1BB41 4 X 6.0 C UL/CSA, DESINA MOTION-CONNECT 500 DELIVERY FORM:TIL 69 M IN COILS FROM 70 M DRUM DMAX =13.6 MM, LENGTH (M) = 0 + 20 + 5 + 0 | 348 | TEM | 1 | MC | 11.501 | 1
6FX50081BB411CG0 | POWER CABLE, SOLD BY THE METER TYPE: 6FX5008-1BB41 4 X 6.0 C UL/CSA, DESINA MOTION-CONNECT 500 DELIVERY FORM:TIL 69 M IN COILS FROM 70 M DRUM DMAX =13.6 MM, LENGTH (M) = 0 + 20 + 6 + 0 | 361 | TEM | 1 | MC | 11.961 | 1
6FX50081BB411CH0 | POWER CABLE, SOLD BY THE METER TYPE: 6FX5008-1BB41 4 X 6.0 C UL/CSA, DESINA MOTION-CONNECT 500 DELIVERY FORM:TIL 69 M IN COILS FROM 70 M DRUM DMAX =13.6 MM, LENGTH (M) = 0 + 20 + 7 + 0 | 375 | TEM | 1 | MC | 12.421 | 1
6FX50081BB411CJ0 | POWER CABLE, SOLD BY THE METER TYPE: 6FX5008-1BB41 4 X 6.0 C UL/CSA, DESINA MOTION-CONNECT 500 DELIVERY FORM:TIL 69 M IN COILS FROM 70 M DRUM DMAX =13.6 MM, LENGTH (M) = 0 + 20 + 8 + 0 | 388 | TEM | 1 | MC | 12.881 | 1
6FX50081BB411DA0 | POWER CABLE, SOLD BY THE METER TYPE: 6FX5008-1BB41 4 X 6.0 C UL/CSA, DESINA MOTION-CONNECT 500 DELIVERY FORM:TIL 69 M IN COILS FROM 70 M DRUM DMAX =13.6 MM, LENGTH (M) = 0 + 30 + 0 + 0 | 415 | TEM | 1 | MC | 13.801 | 1
6FX50081BB411DF0 | POWER CABLE, SOLD BY THE METER TYPE: 6FX5008-1BB41 4 X 6.0 C UL/CSA, DESINA MOTION-CONNECT 500 DELIVERY FORM:TIL 69 M IN COILS FROM 70 M DRUM DMAX =13.6 MM, LENGTH (M) = 0 + 30 + 5 + 0 | 482 | TEM | 1 | MC | 16.101 | 1
6FX50081BB411DH0 | POWER CABLE, SOLD BY THE METER TYPE: 6FX5008-1BB41 4 X 6.0 C UL/CSA, DESINA MOTION-CONNECT 500 DELIVERY FORM:TIL 69 M IN COILS FROM 70 M DRUM DMAX =13.6 MM, LENGTH (M) = 0 + 30 + 7 + 0 | 509 | TEM | 1 | MC | 17.021 | 1
6FX50081BB411EA0 | POWER CABLE, SOLD BY THE METER TYPE: 6FX5008-1BB41 4 X 6.0 C UL/CSA, DESINA MOTION-CONNECT 500 DELIVERY FORM:TIL 69 M IN COILS FROM 70 M DRUM DMAX =13.6 MM, LENGTH (M) = 0 + 40 + 0 + 0 | 550 | TEM | 1 | MC | 18.401 | 1
6FX50081BB411EB0 | POWER CABLE, SOLD BY THE METER TYPE: 6FX5008-1BB41 4 X 6.0 C UL/CSA, DESINA MOTION-CONNECT 500 DELIVERY FORM:TIL 69 M IN COILS FROM 70 M DRUM DMAX =13.6 MM, LENGTH (M) = 0 + 40 + 1 + 0 | 563 | TEM | 1 | MC | 18.861 | 1
6FX50081BB411EC0 | POWER CABLE, SOLD BY THE METER TYPE: 6FX5008-1BB41 4 X 6.0 C UL/CSA, DESINA MOTION-CONNECT 500 DELIVERY FORM:TIL 69 M IN COILS FROM 70 M DRUM DMAX =13.6 MM, LENGTH (M) = 0 + 40 + 2 + 0 | 576 | TEM | 1 | MC | 19.321 | 1
6FX50081BB411EF0 | POWER CABLE, SOLD BY THE METER TYPE: 6FX5008-1BB41 4 X 6.0 C UL/CSA, DESINA MOTION-CONNECT 500 DELIVERY FORM:TIL 69 M IN COILS FROM 70 M DRUM DMAX =13.6 MM, LENGTH (M) = 0 + 40 + 5 + 0 | 617 | TEM | 1 | MC | 20.701 | 1
6FX50081BB411FA0 | POWER CABLE, SOLD BY THE METER TYPE: 6FX5008-1BB41 4 X 6.0 C UL/CSA, DESINA MOTION-CONNECT 500 DELIVERY FORM:TIL 69 M IN COILS FROM 70 M DRUM DMAX =13.6 MM, LENGTH (M) = 0 + 50 + 0 + 0 | 684 | TEM | 1 | MC | 23.001 | 1
6FX50081BB411FD0 | POWER CABLE, SOLD BY THE METER TYPE: 6FX5008-1BB41 4 X 6.0 C UL/CSA, DESINA MOTION-CONNECT 500 DELIVERY FORM:TIL 69 M IN COILS FROM 70 M DRUM DMAX =13.6 MM, LENGTH (M) = 0 + 50 + 3 + 0 | 725 | TEM | 1 | MC | 24.381 | 1
6FX50081BB411FF0 | POWER CABLE, SOLD BY THE METER TYPE: 6FX5008-1BB41 4 X 6.0 C UL/CSA, DESINA MOTION-CONNECT 500 DELIVERY FORM:TIL 69 M IN COILS FROM 70 M DRUM DMAX =13.6 MM, LENGTH (M) = 0 + 50 + 5 + 0 | 751 | TEM | 1 | MC | 25.301 | 1
6FX50081BB411GA0 | POWER CABLE, SOLD BY THE METER TYPE: 6FX5008-1BB41 4 X 6.0 C UL/CSA, DESINA MOTION-CONNECT 500 DELIVERY FORM:TIL 69 M IN COILS FROM 70 M DRUM DMAX =13.6 MM, LENGTH (M) = 0 + 60 + 0 + 0 | 819 | TEM | 1 | MC | 27.601 | 1
6FX50081BB411HA0 | POWER CABLE, SOLD BY THE METER TYPE: 6FX5008-1BB41 4 X 6.0 C UL/CSA, DESINA MOTION-CONNECT 500 DELIVERY FORM:TIL 69 M IN COILS FROM 70 M DRUM DMAX =13.6 MM, LENGTH (M) = 0 + 70 + 0 + 0 | 953 | TEM | 1 | MC | 32.201 | 1
6FX50081BB411HF0 | POWER CABLE, SOLD BY THE METER TYPE: 6FX5008-1BB41 4 X 6.0 C UL/CSA, DESINA MOTION-CONNECT 500 DELIVERY FORM:TIL 69 M IN COILS FROM 70 M DRUM DMAX =13.6 MM, LENGTH (M) = 0 + 70 + 5 + 0 | 1021 | TEM | 1 | MC | 34.501 | 1
6FX50081BB411KA0 | POWER CABLE, SOLD BY THE METER TYPE: 6FX5008-1BB41 4 X 6.0 C UL/CSA, DESINA MOTION-CONNECT 500 DELIVERY FORM:TIL 69 M IN COILS FROM 70 M DRUM DMAX =13.6 MM, LENGTH (M) = 0 + 90 + 0 + 0 | 1222 | TEM | 1 | MC | 41.401 | 1
6FX50081BB412AA0 | POWER CABLE, SOLD BY THE METER TYPE: 6FX5008-1BB41 4 X 6.0 C UL/CSA, DESINA MOTION-CONNECT 500 DELIVERY FORM:TIL 69 M IN COILS FROM 70 M DRUM DMAX =13.6 MM, LENGTH (M) = 100 + 0 + 0 + 0 | 1357 | TEM | 1 | MC | 46 | 1
6FX50081BB413AA0 | POWER CABLE, SOLD BY THE METER TYPE: 6FX5008-1BB41 4 X 6.0 C UL/CSA, DESINA MOTION-CONNECT 500 DELIVERY FORM:TIL 69 M IN COILS FROM 70 M DRUM DMAX =13.6 MM, LENGTH (M) = 200 + 0 + 0 + 0 | 2703 | TEM | 1 | MC | 92 | 1
6FX50081BB416AA0 | POWER CABLE, SOLD BY THE METER TYPE: 6FX5008-1BB41 4 X 6.0 C UL/CSA, DESINA MOTION-CONNECT 500 DELIVERY FORM: ON DISPOS. DRUM DMAX=13.6 MM, LENGTH (M) = 500 | 6490 | TEM | 1 | MC | 230 | 1
6FX50081BB501AB0 | POWER CABLE, SOLD BY THE METER TYPE: 6FX5008-1BB50 4 X 50 C UL/CSA, DESINA MOTION-CONNECT 500 DELIV. FORM: UP TO 9 M IN COILS FROM 10 M IN DRUMS DMAX=38.0 MM, LENGTH (M) = 0 + 0 + 1 + 0 | 98.1 | TEM | 1 | MC | 3.421 | 1
6FX50081BB501AD0 | POWER CABLE, SOLD BY THE METER TYPE: 6FX5008-1BB50 4 X 50 C UL/CSA, DESINA MOTION-CONNECT 500 DELIV. FORM: UP TO 9 M IN COILS FROM 10 M IN DRUMS DMAX=38.0 MM, LENGTH (M) = 0 + 0 + 3 + 0 | 245 | TEM | 1 | MC | 10.261 | 1
6FX50081BB501AE0 | POWER CABLE, SOLD BY THE METER TYPE: 6FX5008-1BB50 4 X 50 C UL/CSA, DESINA MOTION-CONNECT 500 DELIV. FORM: UP TO 9 M IN COILS FROM 10 M IN DRUMS DMAX=38.0 MM, LENGTH (M) = 0 + 0 + 4 + 0 | 317 | TEM | 1 | MC | 13.681 | 1
6FX50081BB501AF0 | POWER CABLE, SOLD BY THE METER TYPE: 6FX5008-1BB50 4 X 50 C UL/CSA, DESINA MOTION-CONNECT 500 DELIV. FORM: UP TO 9 M IN COILS FROM 10 M IN DRUMS DMAX=38.0 MM, LENGTH (M) = 0 + 0 + 5 + 0 | 392 | TEM | 1 | MC | 17.101 | 1
6FX50081BB501AH0 | POWER CABLE, SOLD BY THE METER TYPE: 6FX5008-1BB50 4 X 50 C UL/CSA, DESINA MOTION-CONNECT 500 DELIV. FORM: UP TO 9 M IN COILS FROM 10 M IN DRUMS DMAX=38.0 MM, LENGTH (M) = 0 + 0 + 7 + 0 | 537 | TEM | 1 | MC | 23.941 | 1
6FX50081BB501BA0 | POWER CABLE, SOLD BY THE METER TYPE: 6FX5008-1BB50 4 X 50 C UL/CSA, DESINA MOTION-CONNECT 500 DELIV. FORM: UP TO 9 M IN COILS FROM 10 M IN DRUMS DMAX=38.0 MM, LENGTH (M) = 0 + 10 + 0 + 0 | 756 | TEM | 1 | MC | 34.201 | 1
6FX50081BB501BE0 | POWER CABLE, SOLD BY THE METER TYPE: 6FX5008-1BB50 4 X 50 C UL/CSA, DESINA MOTION-CONNECT 500 DELIV. FORM: UP TO 9 M IN COILS FROM 10 M IN DRUMS DMAX=38.0 MM, LENGTH (M) = 0 + 10 + 4 + 0 | 1047 | TEM | 1 | MC | 47.881 | 1
6FX50081BB501BF0 | POWER CABLE, SOLD BY THE METER TYPE: 6FX5008-1BB50 4 X 50 C UL/CSA, DESINA MOTION-CONNECT 500 DELIV. FORM: UP TO 9 M IN COILS FROM 10 M IN DRUMS DMAX=38.0 MM, LENGTH (M) = 0 + 10 + 5 + 0 | 1122 | TEM | 1 | MC | 51.301 | 1
6FX50081BB501BG0 | POWER CABLE, SOLD BY THE METER TYPE: 6FX5008-1BB50 4 X 50 C UL/CSA, DESINA MOTION-CONNECT 500 DELIV. FORM: UP TO 9 M IN COILS FROM 10 M IN DRUMS DMAX=38.0 MM, LENGTH (M) = 0 + 10 + 6 + 0 | 1195 | TEM | 1 | MC | 54.721 | 1
6FX50081BB501CA0 | POWER CABLE, SOLD BY THE METER TYPE: 6FX5008-1BB50 4 X 50 C UL/CSA, DESINA MOTION-CONNECT 500 DELIV. FORM: UP TO 9 M IN COILS FROM 10 M IN DRUMS DMAX=38.0 MM, LENGTH (M) = 0 + 20 + 0 + 0 | 1486 | TEM | 1 | MC | 68.401 | 1
6FX50081BB501CC0 | POWER CABLE, SOLD BY THE METER TYPE: 6FX5008-1BB50 4 X 50 C UL/CSA, DESINA MOTION-CONNECT 500 DELIV. FORM: UP TO 9 M IN COILS FROM 10 M IN DRUMS DMAX=38.0 MM, LENGTH (M) = 0 + 20 + 2 + 0 | 1632 | TEM | 1 | MC | 75.241 | 1
6FX50081BB501CF0 | POWER CABLE, SOLD BY THE METER TYPE: 6FX5008-1BB50 4 X 50 C UL/CSA, DESINA MOTION-CONNECT 500 DELIV. FORM: UP TO 9 M IN COILS FROM 10 M IN DRUMS DMAX=38.0 MM, LENGTH (M) = 0 + 20 + 5 + 0 | 1852 | TEM | 1 | MC | 85.501 | 1
6FX50081BB501CH0 | POWER CABLE, SOLD BY THE METER TYPE: 6FX5008-1BB50 4 X 50 C UL/CSA, DESINA MOTION-CONNECT 500 DELIV. FORM: UP TO 9 M IN COILS FROM 10 M IN DRUMS DMAX=38.0 MM, LENGTH (M) = 0 + 20 + 7 + 0 | 1998 | TEM | 1 | MC | 92.341 | 1
6FX50081BB501CK0 | POWER CABLE, SOLD BY THE METER TYPE: 6FX5008-1BB50 4 X 50 C UL/CSA, DESINA MOTION-CONNECT 500 DELIV. FORM: UP TO 9 M IN COILS FROM 10 M IN DRUMS DMAX=38.0 MM, LENGTH (M) = 0 + 20 + 9 + 0 | 2143 | TEM | 1 | MC | 99.181 | 1
6FX50081BB501DA0 | POWER CABLE, SOLD BY THE METER TYPE: 6FX5008-1BB50 4 X 50 C UL/CSA, DESINA MOTION-CONNECT 500 DELIV. FORM: UP TO 9 M IN COILS FROM 10 M IN DRUMS DMAX=38.0 MM, LENGTH (M) = 0 + 30 + 0 + 0 | 2216 | TEM | 1 | MC | 102.601 | 1
6FX50081BB501DC0 | POWER CABLE, SOLD BY THE METER TYPE: 6FX5008-1BB50 4 X 50 C UL/CSA, DESINA MOTION-CONNECT 500 DELIV. FORM: UP TO 9 M IN COILS FROM 10 M IN DRUMS DMAX=38.0 MM, LENGTH (M) = 0 + 30 + 2 + 0 | 2362 | TEM | 1 | MC | 109.441 | 1
6FX50081BB501DD0 | POWER CABLE, SOLD BY THE METER TYPE: 6FX5008-1BB50 4 X 50 C UL/CSA, DESINA MOTION-CONNECT 500 DELIV. FORM: UP TO 9 M IN COILS FROM 10 M IN DRUMS DMAX=38.0 MM, LENGTH (M) = 0 + 30 + 3 + 0 | 2435 | TEM | 1 | MC | 112.861 | 1
6FX50081BB501DE0 | POWER CABLE, SOLD BY THE METER TYPE: 6FX5008-1BB50 4 X 50 C UL/CSA, DESINA MOTION-CONNECT 500 DELIV. FORM: UP TO 9 M IN COILS FROM 10 M IN DRUMS DMAX=38.0 MM, LENGTH (M) = 0 + 30 + 4 + 0 | 2507 | TEM | 1 | MC | 116.281 | 1
6FX50081BB501DF0 | POWER CABLE, SOLD BY THE METER TYPE: 6FX5008-1BB50 4 X 50 C UL/CSA, DESINA MOTION-CONNECT 500 DELIV. FORM: UP TO 9 M IN COILS FROM 10 M IN DRUMS DMAX=38.0 MM, LENGTH (M) = 0 + 30 + 5 + 0 | 2582 | TEM | 1 | MC | 119.701 | 1
6FX50081BB501EA0 | POWER CABLE, SOLD BY THE METER TYPE: 6FX5008-1BB50 4 X 50 C UL/CSA, DESINA MOTION-CONNECT 500 DELIV. FORM: UP TO 9 M IN COILS FROM 10 M IN DRUMS DMAX=38.0 MM, LENGTH (M) = 0 + 40 + 0 + 0 | 2937 | TEM | 1 | MC | 136.801 | 1
6FX50081BB501EF0 | POWER CABLE, SOLD BY THE METER TYPE: 6FX5008-1BB50 4 X 50 C UL/CSA, DESINA MOTION-CONNECT 500 DELIV. FORM: UP TO 9 M IN COILS FROM 10 M IN DRUMS DMAX=38.0 MM, LENGTH (M) = 0 + 40 + 5 + 0 | 3303 | TEM | 1 | MC | 153.901 | 1
6FX50081BB501FA0 | POWER CABLE, SOLD BY THE METER TYPE: 6FX5008-1BB50 4 X 50 C UL/CSA, DESINA MOTION-CONNECT 500 DELIV. FORM: UP TO 9 M IN COILS FROM 10 M IN DRUMS DMAX=38.0 MM, LENGTH (M) = 0 + 50 + 0 + 0 | 3688 | TEM | 1 | MC | 171.001 | 1
6FX50081BB501FC0 | POWER CABLE, SOLD BY THE METER TYPE: 6FX5008-1BB50 4 X 50 C UL/CSA, DESINA MOTION-CONNECT 500 DELIV. FORM: UP TO 9 M IN COILS FROM 10 M IN DRUMS DMAX=38.0 MM, LENGTH (M) = 0 + 50 + 2 + 0 | 3834 | TEM | 1 | MC | 177.841 | 1
6FX50081BB501FF0 | POWER CABLE, SOLD BY THE METER TYPE: 6FX5008-1BB50 4 X 50 C UL/CSA, DESINA MOTION-CONNECT 500 DELIV. FORM: UP TO 9 M IN COILS FROM 10 M IN DRUMS DMAX=38.0 MM, LENGTH (M) = 0 + 50 + 5 + 0 | 4054 | TEM | 1 | MC | 188.101 | 1
6FX50081BB501FH0 | POWER CABLE, SOLD BY THE METER TYPE: 6FX5008-1BB50 4 X 50 C UL/CSA, DESINA MOTION-CONNECT 500 DELIV. FORM: UP TO 9 M IN COILS FROM 10 M IN DRUMS DMAX=38.0 MM, LENGTH (M) = 0 + 50 + 7 + 0 | 4200 | TEM | 1 | MC | 194.941 | 1
6FX50081BB501GA0 | POWER CABLE, SOLD BY THE METER TYPE: 6FX5008-1BB50 4 X 50 C UL/CSA, DESINA MOTION-CONNECT 500 DELIV. FORM: UP TO 9 M IN COILS FROM 10 M IN DRUMS DMAX=38.0 MM, LENGTH (M) = 0 + 60 + 0 + 0 | 4416 | TEM | 1 | MC | 205.201 | 1
6FX50081BB501HA0 | POWER CABLE, SOLD BY THE METER TYPE: 6FX5008-1BB50 4 X 50 C UL/CSA, DESINA MOTION-CONNECT 500 DELIV. FORM: UP TO 9 M IN COILS FROM 10 M IN DRUMS DMAX=38.0 MM, LENGTH (M) = 0 + 70 + 0 + 0 | 5144 | TEM | 1 | MC | 239.401 | 1
6FX50081BB501HF0 | POWER CABLE, SOLD BY THE METER TYPE: 6FX5008-1BB50 4 X 50 C UL/CSA, DESINA MOTION-CONNECT 500 DELIV. FORM: UP TO 9 M IN COILS FROM 10 M IN DRUMS DMAX=38.0 MM, LENGTH (M) = 0 + 70 + 5 + 0 | 5510 | TEM | 1 | MC | 256.501 | 1
6FX50081BB502AA0 | POWER CABLE, SOLD BY THE METER TYPE: 6FX5008-1BB50 4 X 50 C UL/CSA, DESINA MOTION-CONNECT 500 DELIV. FORM: UP TO 9 M IN COILS FROM 10 M IN DRUMS DMAX=38.0 MM, LENGTH (M) = 100 + 0 + 0 + 0 | 7327 | TEM | 1 | MC | 342 | 1
6FX50081BB502FA0 | POWER CABLE, SOLD BY THE METER TYPE: 6FX5008-1BB50 4 X 50 C UL/CSA, DESINA MOTION-CONNECT 500 DELIV. FORM: UP TO 9 M IN COILS FROM 10 M IN DRUMS DMAX=38.0 MM, LENGTH (M) = 100 + 50 + 0 + 0 | 10990 | TEM | 1 | MC | 465 | 1
6FX50081BB503AA0 | POWER CABLE, SOLD BY THE METER TYPE: 6FX5008-1BB50 4 X 50 C, UL/CSA, DESINA MOTION-CONNECT 500 DELIVERY FORM: ON DISPOS. DRUM DMAX= 40.4 MM, LENGTH (M)=200 | 13734 | TEM | 1 | MC | 684 | 1
6FX50081BB511AB0 | POWER CABLE, SOLD BY THE METER TYPE: 6FX5008-1BB51 4 X 10 C, UL/CSA, DESINA MOTION-CONNECT 500 DELIVERY FORM:TIL 49 M IN COILS FROM 50 M DRUM DMAX =20.0 MM, LENGTH (M) = 0 + 0 + 1 + 0 | 32.3 | TEM | 1 | MC | 0.731 | 1
6FX50081BB511AD0 | POWER CABLE, SOLD BY THE METER TYPE: 6FX5008-1BB51 4 X 10 C, UL/CSA, DESINA MOTION-CONNECT 500 DELIVERY FORM:TIL 49 M IN COILS FROM 50 M DRUM DMAX =20.0 MM, LENGTH (M) = 0 + 0 + 3 + 0 | 73.7 | TEM | 1 | MC | 2.191 | 1
6FX50081BB511AF0 | POWER CABLE, SOLD BY THE METER TYPE: 6FX5008-1BB51 4 X 10 C, UL/CSA, DESINA MOTION-CONNECT 500 DELIVERY FORM:TIL 49 M IN COILS FROM 50 M DRUM DMAX =20.0 MM, LENGTH (M) = 0 + 0 + 5 + 0 | 116 | TEM | 1 | MC | 3.651 | 1
6FX50081BB511AG0 | POWER CABLE, SOLD BY THE METER TYPE: 6FX5008-1BB51 4 X 10 C, UL/CSA, DESINA MOTION-CONNECT 500 DELIVERY FORM:TIL 49 M IN COILS FROM 50 M DRUM DMAX =20.0 MM, LENGTH (M) = 0 + 0 + 6 + 0 | 137 | TEM | 1 | MC | 4.381 | 1
6FX50081BB511AH0 | POWER CABLE, SOLD BY THE METER TYPE: 6FX5008-1BB51 4 X 10 C, UL/CSA, DESINA MOTION-CONNECT 500 DELIVERY FORM:TIL 49 M IN COILS FROM 50 M DRUM DMAX =20.0 MM, LENGTH (M) = 0 + 0 + 7 + 0 | 157 | TEM | 1 | MC | 5.111 | 1
6FX50081BB511BA0 | POWER CABLE, SOLD BY THE METER TYPE: 6FX5008-1BB51 4 X 10 C, UL/CSA, DESINA MOTION-CONNECT 500 DELIVERY FORM:TIL 49 M IN COILS FROM 50 M DRUM DMAX =20.0 MM, LENGTH (M) = 0 + 10 + 0 + 0 | 219 | TEM | 1 | MC | 7.301 | 1
6FX50081BB511BD0 | POWER CABLE, SOLD BY THE METER TYPE: 6FX5008-1BB51 4 X 10 C, UL/CSA, DESINA MOTION-CONNECT 500 DELIVERY FORM:TIL 49 M IN COILS FROM 50 M DRUM DMAX =20.0 MM, LENGTH (M) = 0 + 10 + 3 + 0 | 282 | TEM | 1 | MC | 9.491 | 1
6FX50081BB511BF0 | POWER CABLE, SOLD BY THE METER TYPE: 6FX5008-1BB51 4 X 10 C, UL/CSA, DESINA MOTION-CONNECT 500 DELIVERY FORM:TIL 49 M IN COILS FROM 50 M DRUM DMAX =20.0 MM, LENGTH (M) = 0 + 10 + 5 + 0 | 323 | TEM | 1 | MC | 10.951 | 1
6FX50081BB511CA0 | POWER CABLE, SOLD BY THE METER TYPE: 6FX5008-1BB51 4 X 10 C, UL/CSA, DESINA MOTION-CONNECT 500 DELIVERY FORM:TIL 49 M IN COILS FROM 50 M DRUM DMAX =20.0 MM, LENGTH (M) = 0 + 20 + 0 + 0 | 426 | TEM | 1 | MC | 14.601 | 1
6FX50081BB511CF0 | POWER CABLE, SOLD BY THE METER TYPE: 6FX5008-1BB51 4 X 10 C, UL/CSA, DESINA MOTION-CONNECT 500 DELIVERY FORM:TIL 49 M IN COILS FROM 50 M DRUM DMAX =20.0 MM, LENGTH (M) = 0 + 20 + 5 + 0 | 530 | TEM | 1 | MC | 18.251 | 1
6FX50081BB511CG0 | POWER CABLE, SOLD BY THE METER TYPE: 6FX5008-1BB51 4 X 10 C, UL/CSA, DESINA MOTION-CONNECT 500 DELIVERY FORM:TIL 49 M IN COILS FROM 50 M DRUM DMAX =20.0 MM, LENGTH (M) = 0 + 20 + 6 + 0 | 551 | TEM | 1 | MC | 18.981 | 1
6FX50081BB511CH0 | POWER CABLE, SOLD BY THE METER TYPE: 6FX5008-1BB51 4 X 10 C, UL/CSA, DESINA MOTION-CONNECT 500 DELIVERY FORM:TIL 49 M IN COILS FROM 50 M DRUM DMAX =20.0 MM, LENGTH (M) = 0 + 20 + 7 + 0 | 572 | TEM | 1 | MC | 19.711 | 1
6FX50081BB511DA0 | POWER CABLE, SOLD BY THE METER TYPE: 6FX5008-1BB51 4 X 10 C, UL/CSA, DESINA MOTION-CONNECT 500 DELIVERY FORM:TIL 49 M IN COILS FROM 50 M DRUM DMAX =20.0 MM, LENGTH (M) = 0 + 30 + 0 + 0 | 634 | TEM | 1 | MC | 21.901 | 1
6FX50081BB511DB0 | POWER CABLE, SOLD BY THE METER TYPE: 6FX5008-1BB51 4 X 10 C, UL/CSA, DESINA MOTION-CONNECT 500 DELIVERY FORM:TIL 49 M IN COILS FROM 50 M DRUM DMAX =20.0 MM, LENGTH (M) = 0 + 30 + 1 + 0 | 654 | TEM | 1 | MC | 22.631 | 1
6FX50081BB511DF0 | POWER CABLE, SOLD BY THE METER TYPE: 6FX5008-1BB51 4 X 10 C, UL/CSA, DESINA MOTION-CONNECT 500 DELIVERY FORM:TIL 49 M IN COILS FROM 50 M DRUM DMAX =20.0 MM, LENGTH (M) = 0 + 30 + 5 + 0 | 737 | TEM | 1 | MC | 25.551 | 1
6FX50081BB511EA0 | POWER CABLE, SOLD BY THE METER TYPE: 6FX5008-1BB51 4 X 10 C, UL/CSA, DESINA MOTION-CONNECT 500 DELIVERY FORM:TIL 49 M IN COILS FROM 50 M DRUM DMAX =20.0 MM, LENGTH (M) = 0 + 40 + 0 + 0 | 843 | TEM | 1 | MC | 29.201 | 1
6FX50081BB511EF0 | POWER CABLE, SOLD BY THE METER TYPE: 6FX5008-1BB51 4 X 10 C, UL/CSA, DESINA MOTION-CONNECT 500 DELIVERY FORM:TIL 49 M IN COILS FROM 50 M DRUM DMAX =20.0 MM, LENGTH (M) = 0 + 40 + 5 + 0 | 947 | TEM | 1 | MC | 32.851 | 1
6FX50081BB511FA0 | POWER CABLE, SOLD BY THE METER TYPE: 6FX5008-1BB51 4 X 10 C, UL/CSA, DESINA MOTION-CONNECT 500 DELIVERY FORM:TIL 49 M IN COILS FROM 50 M DRUM DMAX =20.0 MM, LENGTH (M) = 0 + 50 + 0 + 0 | 1050 | TEM | 1 | MC | 36.501 | 1
6FX50081BB511FF0 | POWER CABLE, SOLD BY THE METER TYPE: 6FX5008-1BB51 4 X 10 C, UL/CSA, DESINA MOTION-CONNECT 500 DELIVERY FORM:TIL 49 M IN COILS FROM 50 M DRUM DMAX =20.0 MM, LENGTH (M) = 0 + 50 + 5 + 0 | 1154 | TEM | 1 | MC | 40.151 | 1
6FX50081BB511GA0 | POWER CABLE, SOLD BY THE METER TYPE: 6FX5008-1BB51 4 X 10 C, UL/CSA, DESINA MOTION-CONNECT 500 DELIVERY FORM:TIL 49 M IN COILS FROM 50 M DRUM DMAX =20.0 MM, LENGTH (M) = 0 + 60 + 0 + 0 | 1257 | TEM | 1 | MC | 43.801 | 1
6FX50081BB511GH0 | POWER CABLE, SOLD BY THE METER TYPE: 6FX5008-1BB51 4 X 10 C, UL/CSA, DESINA MOTION-CONNECT 500 DELIVERY FORM:TIL 49 M IN COILS FROM 50 M DRUM DMAX =20.0 MM, LENGTH (M) = 0 + 60 + 7 + 0 | 1402 | TEM | 1 | MC | 48.911 | 1
6FX50081BB511HA0 | POWER CABLE, SOLD BY THE METER TYPE: 6FX5008-1BB51 4 X 10 C, UL/CSA, DESINA MOTION-CONNECT 500 DELIVERY FORM:TIL 49 M IN COILS FROM 50 M DRUM DMAX =20.0 MM, LENGTH (M) = 0 + 70 + 0 + 0 | 1464 | TEM | 1 | MC | 51.101 | 1
6FX50081BB511JA0 | POWER CABLE, SOLD BY THE METER TYPE: 6FX5008-1BB51 4 X 10 C, UL/CSA, DESINA MOTION-CONNECT 500 DELIVERY FORM:TIL 49 M IN COILS FROM 50 M DRUM DMAX =20.0 MM, LENGTH (M) = 0 + 80 + 0 + 0 | 1672 | TEM | 1 | MC | 58.401 | 1
6FX50081BB512AA0 | POWER CABLE, SOLD BY THE METER TYPE: 6FX5008-1BB51 4 X 10 C, UL/CSA, DESINA MOTION-CONNECT 500 DELIVERY FORM:TIL 49 M IN COILS FROM 50 M DRUM DMAX =20.0 MM, LENGTH (M) = 100 + 0 + 0 + 0 | 2086 | TEM | 1 | MC | 73 | 1
6FX50081BB513AA0 | POWER CABLE, SOLD BY THE METER TYPE: 6FX5008-1BB51 4 X 10 C, UL/CSA, DESINA MOTION-CONNECT 500 DELIVERY FORM:TIL 49 M IN COILS FROM 50 M DRUM DMAX =20.0 MM, LENGTH (M) = 200 + 0 + 0 + 0 | 4156 | TEM | 1 | MC | 146 | 1
6FX50081BB611AB0 | POWER CABLE, SOLD BY THE METER TYPE: 6FX5008-1BB61 4 X 16 C UL/CSA, DESINA MOTION-CONNECT 500 DELIVERY FORM:TIL 29 M IN COILS FROM 30 M DRUM DMAX =24.2 MM, LENGTH (M) = 0 + 0 + 1 + 0 | 39.9 | TEM | 1 | MC | 1.101 | 1
6FX50081BB611AC0 | POWER CABLE, SOLD BY THE METER TYPE: 6FX5008-1BB61 4 X 16 C UL/CSA, DESINA MOTION-CONNECT 500 DELIVERY FORM:TIL 29 M IN COILS FROM 30 M DRUM DMAX =24.2 MM, LENGTH (M) = 0 + 0 + 2 + 0 | 67.5 | TEM | 1 | MC | 2.201 | 1
6FX50081BB611AD0 | POWER CABLE, SOLD BY THE METER TYPE: 6FX5008-1BB61 4 X 16 C UL/CSA, DESINA MOTION-CONNECT 500 DELIVERY FORM:TIL 29 M IN COILS FROM 30 M DRUM DMAX =24.2 MM, LENGTH (M) = 0 + 0 + 3 + 0 | 94.8 | TEM | 1 | MC | 3.301 | 1
6FX50081BB611AF0 | POWER CABLE, SOLD BY THE METER TYPE: 6FX5008-1BB61 4 X 16 C UL/CSA, DESINA MOTION-CONNECT 500 DELIVERY FORM:TIL 29 M IN COILS FROM 30 M DRUM DMAX =24.2 MM, LENGTH (M) = 0 + 0 + 5 + 0 | 150 | TEM | 1 | MC | 5.501 | 1
6FX50081BB611AG0 | POWER CABLE, SOLD BY THE METER TYPE: 6FX5008-1BB61 4 X 16 C UL/CSA, DESINA MOTION-CONNECT 500 DELIVERY FORM:TIL 29 M IN COILS FROM 30 M DRUM DMAX =24.2 MM, LENGTH (M) = 0 + 0 + 6 + 0 | 178 | TEM | 1 | MC | 6.601 | 1
6FX50081BB611AJ0 | POWER CABLE, SOLD BY THE METER TYPE: 6FX5008-1BB61 4 X 16 C UL/CSA, DESINA MOTION-CONNECT 500 DELIVERY FORM:TIL 29 M IN COILS FROM 30 M DRUM DMAX =24.2 MM, LENGTH (M) = 0 + 0 + 8 + 0 | 233 | TEM | 1 | MC | 8.801 | 1
6FX50081BB611BA0 | POWER CABLE, SOLD BY THE METER TYPE: 6FX5008-1BB61 4 X 16 C UL/CSA, DESINA MOTION-CONNECT 500 DELIVERY FORM:TIL 29 M IN COILS FROM 30 M DRUM DMAX =24.2 MM, LENGTH (M) = 0 + 10 + 0 + 0 | 288 | TEM | 1 | MC | 11.001 | 1
6FX50081BB611BC0 | POWER CABLE, SOLD BY THE METER TYPE: 6FX5008-1BB61 4 X 16 C UL/CSA, DESINA MOTION-CONNECT 500 DELIVERY FORM:TIL 29 M IN COILS FROM 30 M DRUM DMAX =24.2 MM, LENGTH (M) = 0 + 10 + 2 + 0 | 343 | TEM | 1 | MC | 13.201 | 1
6FX50081BB611BF0 | POWER CABLE, SOLD BY THE METER TYPE: 6FX5008-1BB61 4 X 16 C UL/CSA, DESINA MOTION-CONNECT 500 DELIVERY FORM:TIL 29 M IN COILS FROM 30 M DRUM DMAX =24.2 MM, LENGTH (M) = 0 + 10 + 5 + 0 | 426 | TEM | 1 | MC | 16.501 | 1
6FX50081BB611BH0 | POWER CABLE, SOLD BY THE METER TYPE: 6FX5008-1BB61 4 X 16 C UL/CSA, DESINA MOTION-CONNECT 500 DELIVERY FORM:TIL 29 M IN COILS FROM 30 M DRUM DMAX =24.2 MM, LENGTH (M) = 0 + 10 + 7 + 0 | 481 | TEM | 1 | MC | 18.701 | 1
6FX50081BB611CA0 | POWER CABLE, SOLD BY THE METER TYPE: 6FX5008-1BB61 4 X 16 C UL/CSA, DESINA MOTION-CONNECT 500 DELIVERY FORM:TIL 29 M IN COILS FROM 30 M DRUM DMAX =24.2 MM, LENGTH (M) = 0 + 20 + 0 + 0 | 564 | TEM | 1 | MC | 22.001 | 1
6FX50081BB611CB0 | POWER CABLE, SOLD BY THE METER TYPE: 6FX5008-1BB61 4 X 16 C UL/CSA, DESINA MOTION-CONNECT 500 DELIVERY FORM:TIL 29 M IN COILS FROM 30 M DRUM DMAX =24.2 MM, LENGTH (M) = 0 + 20 + 1 + 0 | 591 | TEM | 1 | MC | 23.101 | 1
6FX50081BB611CF0 | POWER CABLE, SOLD BY THE METER TYPE: 6FX5008-1BB61 4 X 16 C UL/CSA, DESINA MOTION-CONNECT 500 DELIVERY FORM:TIL 29 M IN COILS FROM 30 M DRUM DMAX =24.2 MM, LENGTH (M) = 0 + 20 + 5 + 0 | 701 | TEM | 1 | MC | 27.501 | 1
6FX50081BB611CG0 | POWER CABLE, SOLD BY THE METER TYPE: 6FX5008-1BB61 4 X 16 C UL/CSA, DESINA MOTION-CONNECT 500 DELIVERY FORM:TIL 29 M IN COILS FROM 30 M DRUM DMAX =24.2 MM, LENGTH (M) = 0 + 20 + 6 + 0 | 729 | TEM | 1 | MC | 28.601 | 1
6FX50081BB611DA0 | POWER CABLE, SOLD BY THE METER TYPE: 6FX5008-1BB61 4 X 16 C UL/CSA, DESINA MOTION-CONNECT 500 DELIVERY FORM:TIL 29 M IN COILS FROM 30 M DRUM DMAX =24.2 MM, LENGTH (M) = 0 + 30 + 0 + 0 | 837 | TEM | 1 | MC | 33.001 | 1
6FX50081BB611DB0 | POWER CABLE, SOLD BY THE METER TYPE: 6FX5008-1BB61 4 X 16 C UL/CSA, DESINA MOTION-CONNECT 500 DELIVERY FORM:TIL 29 M IN COILS FROM 30 M DRUM DMAX =24.2 MM, LENGTH (M) = 0 + 30 + 1 + 0 | 865 | TEM | 1 | MC | 34.101 | 1
6FX50081BB611DF0 | POWER CABLE, SOLD BY THE METER TYPE: 6FX5008-1BB61 4 X 16 C UL/CSA, DESINA MOTION-CONNECT 500 DELIVERY FORM:TIL 29 M IN COILS FROM 30 M DRUM DMAX =24.2 MM, LENGTH (M) = 0 + 30 + 5 + 0 | 975 | TEM | 1 | MC | 38.501 | 1
6FX50081BB611DK0 | POWER CABLE, SOLD BY THE METER TYPE: 6FX5008-1BB61 4 X 16 C UL/CSA, DESINA MOTION-CONNECT 500 DELIVERY FORM:TIL 29 M IN COILS FROM 30 M DRUM DMAX =24.2 MM, LENGTH (M) = 0 + 30 + 9 + 0 | 1085 | TEM | 1 | MC | 42.901 | 1
6FX50081BB611EA0 | POWER CABLE, SOLD BY THE METER TYPE: 6FX5008-1BB61 4 X 16 C UL/CSA, DESINA MOTION-CONNECT 500 DELIVERY FORM:TIL 29 M IN COILS FROM 30 M DRUM DMAX =24.2 MM, LENGTH (M) = 0 + 40 + 0 + 0 | 1113 | TEM | 1 | MC | 44.001 | 1
6FX50081BB611EF0 | POWER CABLE, SOLD BY THE METER TYPE: 6FX5008-1BB61 4 X 16 C UL/CSA, DESINA MOTION-CONNECT 500 DELIVERY FORM:TIL 29 M IN COILS FROM 30 M DRUM DMAX =24.2 MM, LENGTH (M) = 0 + 40 + 5 + 0 | 1250 | TEM | 1 | MC | 49.501 | 1
6FX50081BB611EG0 | POWER CABLE, SOLD BY THE METER TYPE: 6FX5008-1BB61 4 X 16 C UL/CSA, DESINA MOTION-CONNECT 500 DELIVERY FORM:TIL 29 M IN COILS FROM 30 M DRUM DMAX =24.2 MM, LENGTH (M) = 0 + 40 + 6 + 0 | 1278 | TEM | 1 | MC | 50.601 | 1
6FX50081BB611FA0 | POWER CABLE, SOLD BY THE METER TYPE: 6FX5008-1BB61 4 X 16 C UL/CSA, DESINA MOTION-CONNECT 500 DELIVERY FORM:TIL 29 M IN COILS FROM 30 M DRUM DMAX =24.2 MM, LENGTH (M) = 0 + 50 + 0 + 0 | 1388 | TEM | 1 | MC | 55.001 | 1
6FX50081BB611FB0 | POWER CABLE, SOLD BY THE METER TYPE: 6FX5008-1BB61 4 X 16 C UL/CSA, DESINA MOTION-CONNECT 500 DELIVERY FORM:TIL 29 M IN COILS FROM 30 M DRUM DMAX =24.2 MM, LENGTH (M) = 0 + 50 + 1 + 0 | 1416 | TEM | 1 | MC | 56.101 | 1
6FX50081BB611GA0 | POWER CABLE, SOLD BY THE METER TYPE: 6FX5008-1BB61 4 X 16 C UL/CSA, DESINA MOTION-CONNECT 500 DELIVERY FORM:TIL 29 M IN COILS FROM 30 M DRUM DMAX =24.2 MM, LENGTH (M) = 0 + 60 + 0 + 0 | 1662 | TEM | 1 | MC | 66.001 | 1
6FX50081BB611GK0 | POWER CABLE, SOLD BY THE METER TYPE: 6FX5008-1BB61 4 X 16 C UL/CSA, DESINA MOTION-CONNECT 500 DELIVERY FORM:TIL 29 M IN COILS FROM 30 M DRUM DMAX =24.2 MM, LENGTH (M) = 0 + 60 + 9 + 0 | 1909 | TEM | 1 | MC | 75.901 | 1
6FX50081BB611JH0 | POWER CABLE, SOLD BY THE METER TYPE: 6FX5008-1BB61 4 X 16 C UL/CSA, DESINA MOTION-CONNECT 500 DELIVERY FORM:TIL 29 M IN COILS FROM 30 M DRUM DMAX =24.2 MM, LENGTH (M) = 0 + 80 + 7 + 0 | 2405 | TEM | 1 | MC | 95.701 | 1
6FX50081BB612AA0 | POWER CABLE, SOLD BY THE METER TYPE: 6FX5008-1BB61 4 X 16 C, UL/CSA, DESINA MOTION-CONNECT 500 DELIVERY FORM: ON DISPOS. DRUM DMAX= 24.9 MM, LENGTH (M)=100 | 2756 | TEM | 1 | MC | 108.5 | 1
6FX50081BB613AA0 | POWER CABLE, SOLD BY THE METER TYPE: 6FX5008-1BB61 4 X 16 C, UL/CSA, DESINA MOTION-CONNECT 500 DELIVERY FORM: ON DISPOS. DRUM DMAX= 24.9 MM, LENGTH (M)=200 | 5524 | TEM | 1 | MC | 217 | 1
6FX50081BB701AF0 | POWER CABLE SOLD BY THE METER TYPE: 6FX5008-1BB70 4 X 70 C UL/CSA, DESINA MOTION-CONNECT 500 DMAX=42.6 MM, LENGTH (M)= 0 + 0 + 5 + 0 | 664 | TEM | 1 | MC | 20.101 | 1
6FX50081BB701BA0 | POWER CABLE SOLD BY THE METER TYPE: 6FX5008-1BB70 4 X 70 C UL/CSA, DESINA MOTION-CONNECT 500 DMAX=42.6 MM, LENGTH (M)= 0 + 10 + 0 + 0 | 1328 | TEM | 1 | MC | 40.201 | 1
6FX50081BB701BE0 | POWER CABLE SOLD BY THE METER TYPE: 6FX5008-1BB70 4 X 70 C UL/CSA, DESINA MOTION-CONNECT 500 DMAX=42.6 MM, LENGTH (M)= 0 + 10 + 4 + 0 | 1858 | TEM | 1 | MC | 56.281 | 1
6FX50081BB701BF0 | POWER CABLE SOLD BY THE METER TYPE: 6FX5008-1BB70 4 X 70 C UL/CSA, DESINA MOTION-CONNECT 500 DMAX=42.6 MM, LENGTH (M)= 0 + 10 + 5 + 0 | 1991 | TEM | 1 | MC | 60.301 | 1
6FX50081BB701BH0 | POWER CABLE SOLD BY THE METER TYPE: 6FX5008-1BB70 4 X 70 C UL/CSA, DESINA MOTION-CONNECT 500 DMAX=42.6 MM, LENGTH (M)= 0 + 10 + 7 + 0 | 2257 | TEM | 1 | MC | 68.341 | 1
6FX50081BB701CA0 | POWER CABLE SOLD BY THE METER TYPE: 6FX5008-1BB70 4 X 70 C UL/CSA, DESINA MOTION-CONNECT 500 DMAX=42.6 MM, LENGTH (M)= 0 + 20 + 0 + 0 | 2655 | TEM | 1 | MC | 80.401 | 1
6FX50081BB701CF0 | POWER CABLE SOLD BY THE METER TYPE: 6FX5008-1BB70 4 X 70 C UL/CSA, DESINA MOTION-CONNECT 500 DMAX=42.6 MM, LENGTH (M)= 0 + 20 + 5 + 0 | 3318 | TEM | 1 | MC | 100.501 | 1
6FX50081BB701DA0 | POWER CABLE SOLD BY THE METER TYPE: 6FX5008-1BB70 4 X 70 C UL/CSA, DESINA MOTION-CONNECT 500 DMAX=42.6 MM, LENGTH (M)= 0 + 30 + 0 + 0 | 3982 | TEM | 1 | MC | 120.601 | 1
6FX50081BB701DJ0 | POWER CABLE SOLD BY THE METER TYPE: 6FX5008-1BB70 4 X 70 C UL/CSA, DESINA MOTION-CONNECT 500 DMAX=42.6 MM, LENGTH (M)= 0 + 30 + 8 + 0 | 5043 | TEM | 1 | MC | 152.761 | 1
6FX50081BB701EA0 | POWER CABLE SOLD BY THE METER TYPE: 6FX5008-1BB70 4 X 70 C UL/CSA, DESINA MOTION-CONNECT 500 DMAX=42.6 MM, LENGTH (M)= 0 + 40 + 0 + 0 | 5309 | TEM | 1 | MC | 160.801 | 1
6FX50081BB701FA0 | POWER CABLE SOLD BY THE METER TYPE: 6FX5008-1BB70 4 X 70 C UL/CSA, DESINA MOTION-CONNECT 500 DMAX=42.6 MM, LENGTH (M)= 0 + 50 + 0 + 0 | 6636 | TEM | 1 | MC | 206 | 1
6FX50081BB701KC0 | POWER CABLE SOLD BY THE METER TYPE: 6FX5008-1BB70 4 X 70 C UL/CSA, DESINA MOTION-CONNECT 500 DMAX=42.6 MM, LENGTH (M)= 0 + 90 + 2 + 0 | 12210 | TEM | 1 | MC | 369.841 | 1
6FX50081BB702AA0 | POWER CABLE, SOLD BY THE METER TYPE: 6FX5008-1BB70 4 X 70 C, UL/CSA, DESINA MOTION-CONNECT 500 DELIVERY FORM: ON DISPOS. DRUM DMAX= 42.6 MM, LENGTH (M)=100 | 13271 | TEM | 1 | MC | 412 | 1
6FX50081BD211FA0 | SIGNAL CABLE, CUT-TO-LENGTH TYPE: 6FX5008-1BD21 4 X 2 X 0.34 + 4 X 0.5 C UL/CSA, DESINA MOTION-CONNECT 500 TYPE OF DELIVERY: RING DMAX=9.3 MM, LENGTH (M)=50 | 361 | TEM | 1 | MC | 7 | 1
6FX50081BD212AA0 | SIGNAL CABLE, CUT-TO-LENGTH TYPE: 6FX5008-1BD21 4 X 2 X 0.34 + 4 X 0.5 C UL/CSA, DESINA MOTION-CONNECT 500 TYPE OF DELIVERY: RING DMAX=9.3 MM, LENGTH (M)=100 | 714 | TEM | 1 | MC | 14 | 1
6FX50081BD213AA0 | SIGNAL CABLE, CUT-TO-LENGTH TYPE: 6FX5008-1BD21 4 X 2 X 0.34 + 4 X 0.5 C UL/CSA, DESINA MOTION-CONNECT 500 TYPE OF DELIVERY: RING DMAX=9.3 MM, LENGTH (M)=200 | 1417 | TEM | 1 | MC | 28 | 1
6FX50081BD216AA0 | SIGNAL CABLE, SOLD BY THE METER TYPE: 6FX5008-1BD21 4 X 2 X 0.34 + 4 X 0.5 C UL/CSA, DESINA MOTION CONNECT 500 DELIVERY FORM: ON DISPOS. DRUM DMAX=9.3 MM, LENGTH (M)=500 | 3525 | TEM | 1 | MC | 70 | 1
6FX50081BD411FA0 | SIGNAL CABLE, SOLD BY THE METER TYPE: 6FX5008-1BD41 3X2X 0.14 + 4X 0.14 + 2X0.5 C UL/CSA, DESINA MOTION-CONNECT 500 DELIVERY FORM: IN COILS DMAX=9.3 MM, LENGTH (M)=50 | 413 | TEM | 1 | MC | 7 | 1
6FX50081BD412AA0 | SIGNAL CABLE, SOLD BY THE METER TYPE: 6FX5008-1BD41 3X2X 0.14 + 4X 0.14 + 2X0.5 C UL/CSA, DESINA MOTION-CONNECT 500 DELIVERY FORM: IN COILS DMAX=9.3 MM, LENGTH (M)=100 | 814 | TEM | 1 | MC | 13 | 1
6FX50081BD413AA0 | SIGNAL CABLE, SOLD BY THE METER TYPE: 6FX5008-1BD41 3X2X 0.14 + 4X 0.14 + 2X0.5 C UL/CSA, DESINA MOTION-CONNECT 500 DELIVERY FORM: IN COILS DMAX=9,3 MM, LENGTH (M)=200 | 1617 | TEM | 1 | MC | 27 | 1
6FX50081BD416AA0 | SIGNAL CABLE, SOLD BY THE METER TYPE: 6FX5008-1BD41 3X2X 0.14 + 4X 0.14 + 2X0.5 C UL/CSA, DESINA MOTION-CONNECT 500 DELIVERY FORM: ON DISPOS. DRUM DMAX=9.3 MM, LENGTH (M)=500 | 4037 | TEM | 1 | MC | 69.5 | 1
6FX50081BD511FA0 | SIGNAL CABLE, SOLD BY THE METER TYPE: 6FX5008-1BD51 3X2X0.14+4X0.14+2X0.5+4X0.22 C UL/CSA, DESINA MOTION-CONNECT 500 DELIVERY FORM: IN COILS DMAX=9.9 MM, LENGTH (M)=50 | 515 | TEM | 1 | MC | 8.1 | 1
6FX50081BD512AA0 | SIGNAL CABLE, SOLD BY THE METER TYPE: 6FX5008-1BD51 3X2X0.14+4X0.14+2X0.5+4X0.22 C UL/CSA, DESINA MOTION-CONNECT 500 DELIVERY FORM: IN COILS DMAX=9.9 MM, LENGTH (M)=100 | 1019 | TEM | 1 | MC | 16.2 | 1
6FX50081BD513AA0 | SIGNAL CABLE, SOLD BY THE METER TYPE: 6FX5008-1BD51 3X2X0.14+4X0.14+2X0.5+4X0.22 C UL/CSA, DESINA MOTION-CONNECT 500 DELIVERY FORM: IN COILS DMAX=9.9 MM, LENGTH (M)=200 | 2030 | TEM | 1 | MC | 32.4 | 1
6FX50081BD516AA0 | SIGNAL CABLE, SOLD BY THE METER TYPE: 6FX5008-1BD51 3X2X0.14+4X0.14+2X0.5+4X0.22 C UL/CSA, DESINA MOTION-CONNECT 500 DELIVERY FORM: ON DISPOS. DRUM DMAX=9.9 MM, LENGTH (M)=500 | 5062 | TEM | 1 | MC | 81 | 1
6FX50082DC001BA0 | SIGNAL CABLE, SOLD BY THE METER TYPE: 6FX5008-2DC00 (DRIVE CLIQ) 2X2X0,22+2X0.38 C UL/CSA DESINA MOTION-CONNECT 500, DELIVERED IN COILS DMAX=7,0 MM, LENGTH (M)=10 | 103 | TEM | 1 | MC | 0.71 | 1
6FX50082DC001FA0 | SIGNAL CABLE, SOLD BY THE METER TYPE: 6FX5008-2DC00 (DRIVE CLIQ) 2X2X0,22+2X0.38 C UL/CSA DESINA MOTION-CONNECT 500, DELIVERED IN COILS DMAX=7,0 MM, LENGTH (M)=50 | 428 | TEM | 1 | MC | 3.6 | 1
6FX50082DC002AA0 | SIGNAL CABLE, SOLD BY THE METER TYPE: 6FX5008-2DC00 (DRIVE CLIQ) 2X2X0,22+2X0.38 C UL/CSA DESINA MOTION-CONNECT 500, DELIVERED IN COILS DMAX=7,0 MM, LENGTH (M)=100 | 833 | TEM | 1 | MC | 7.1 | 1
6FX50082DC003AA0 | SIGNAL CABLE, SOLD BY THE METER TYPE: 6FX5008-2DC00 (DRIVE CLIQ) 2X2X0,22+2X0.38 C UL/CSA DESINA MOTION-CONNECT 500, DELIVERED IN COILS DMAX=7,0 MM, LENGTH (M)=200 | 1643 | TEM | 1 | MC | 14.2 | 1
6FX50082DC006AA0 | SIGNAL CABLE, SOLD BY THE METER TYPE: 6FX5008-2DC00 (DRIVE CLIQ) 2X2X0,22+2X0.38 C UL/CSA DESINA MOTION-CONNECT 500, DELIVERED IN COILS DMAX=7,0 MM, LENGTH (M)=500 | 4080 | TEM | 1 | MC | 48.7 | 1
6FX50085FA001FA0 | POWER CABLE, SOLD BY THE METER TYPE: 6FX5008-5FA00 (POSMO A) 2X4 MM2, NO EXTERNAL SHIELD PVC/PVC DESINA, UL/ CSA DMAX. = 12 MM, LENGTH (M) = 50 DELIVERED IN COILS | 193 | TEM | 1 | MC | 13 | 1
6FX50122CA311AG0 | SIGNAL CABLE, PREASSEMBLED, (VOLTAGE SIGNAL ENCODER) 3X2X0.14+4X0.14+2X0.5+4X0.23 C UL/CSA, DESINA MOTION CONNECT 500 DMAX = 9.9 MM, TYPE: 6FX5012-2CA31 MODULE SIDE: CRIMPED CONTACTS, CONNECTOR HOUSING INCLUDED LENGTH (M) = 0 + 0 + 6 + 0 | 154 | TEM | 1 | MC | 1.055 | 1
6FX50122CA311BA0 | SIGNAL CABLE, PREASSEMBLED, (VOLTAGE SIGNAL ENCODER) 3X2X0.14+4X0.14+2X0.5+4X0.23 C UL/CSA, DESINA MOTION CONNECT 500 DMAX = 9.9 MM, TYPE: 6FX5012-2CA31 MODULE SIDE: CRIMPED CONTACTS, CONNECTOR HOUSING INCLUDED LENGTH (M) = 0 + 10 + 0 + 0 | 183 | TEM | 1 | MC | 1.611 | 1
6FX50122CA311BC0 | SIGNAL CABLE, PREASSEMBLED, (VOLTAGE SIGNAL ENCODER) 3X2X0.14+4X0.14+2X0.5+4X0.23 C UL/CSA, DESINA MOTION CONNECT 500 DMAX = 9.9 MM, TYPE: 6FX5012-2CA31 MODULE SIDE: CRIMPED CONTACTS, CONNECTOR HOUSING INCLUDED LENGTH (M) = 0 + 10 + 2 + 0 | 198 | TEM | 1 | MC | 1.879 | 1
6FX50122CA311BF0 | SIGNAL CABLE, PREASSEMBLED, (VOLTAGE SIGNAL ENCODER) 3X2X0.14+4X0.14+2X0.5+4X0.23 C UL/CSA, DESINA MOTION CONNECT 500 DMAX = 9.9 MM, TYPE: 6FX5012-2CA31 MODULE SIDE: CRIMPED CONTACTS, CONNECTOR HOUSING INCLUDED LENGTH (M) = 0 + 10 + 5 + 0 | 220 | TEM | 1 | MC | 2.296 | 1
6FX50122CA311CF0 | SIGNAL CABLE, PREASSEMBLED, (VOLTAGE SIGNAL ENCODER) 3X2X0.14+4X0.14+2X0.5+4X0.23 C UL/CSA, DESINA MOTION CONNECT 500 DMAX = 9.9 MM, TYPE: 6FX5012-2CA31 MODULE SIDE: CRIMPED CONTACTS, CONNECTOR HOUSING INCLUDED LENGTH (M) = 0 + 20 + 5 + 0 | 293 | TEM | 1 | MC | 3.686 | 1
6FX50122CA311DA0 | SIGNAL CABLE, PREASSEMBLED, (VOLTAGE SIGNAL ENCODER) 3X2X0.14+4X0.14+2X0.5+4X0.23 C UL/CSA, DESINA MOTION CONNECT 500 DMAX = 9.9 MM, TYPE: 6FX5012-2CA31 MODULE SIDE: CRIMPED CONTACTS, CONNECTOR HOUSING INCLUDED LENGTH (M) = 0 + 30 + 0 + 0 | 330 | TEM | 1 | MC | 4.391 | 1
6FX50122CA311GA0 | SIGNAL CABLE, PREASSEMBLED, (VOLTAGE SIGNAL ENCODER) 3X2X0.14+4X0.14+2X0.5+4X0.23 C UL/CSA, DESINA MOTION CONNECT 500 DMAX = 9.9 MM, TYPE: 6FX5012-2CA31 MODULE SIDE: CRIMPED CONTACTS, CONNECTOR HOUSING INCLUDED LENGTH (M) = 0 + 60 + 0 + 0 | 548 | TEM | 1 | MC | 8.561 | 1
6FX50122CA341AF0 | SIGNAL CABLE, PREASSEMBLED,EXT. (VOLTAGE SIGNAL ENCODER) 3X2X0.14+4X0.14+2X0.5+4X0.22 C UL/CSA, DESINA MOTION CONNECT 500 DMAX = 9.9 MM, TYPE: 6FX5012-2CA34 MODULE SIDE: CRIMPED CONTACTS, CONNECTOR HOUSING INCLUDED LENGTH (M) = 0 + 0 + 5 + 0 | 177 | TEM | 1 | MC | 0.916 | 1
6FX50122CC111BA0 | SIGNAL CABLE, PREASSEMBLED, (ABSOL. ENCODER SSI 6FX2001-5) 4X2X0.34 + 4X0.5 C, UL/CSA, DESINA MOTION CONNECT 500 DMAX = 9.3 MM, TYPE: 6FX5012-2CC11 MODULE SIDE: CRIMPED CONTACTS, CONNECTOR HOUSING INCLUDED LENGTH (M) = 0 + 10 + 0 + 0 | 160 | TEM | 1 | MC | 1.41 | 1
6FX50122CC111CF0 | SIGNAL CABLE, PREASSEMBLED, (ABSOL. ENCODER SSI 6FX2001-5) 4X2X0.34 + 4X0.5 C, UL/CSA, DESINA MOTION CONNECT 500 DMAX = 9.3 MM, TYPE: 6FX5012-2CC11 MODULE SIDE: CRIMPED CONTACTS, CONNECTOR HOUSING INCLUDED LENGTH (M) = 0 + 20 + 5 + 0 | 241 | TEM | 1 | MC | 3.21 | 1
6FX50122CF021AB0 | SIGNAL CABLE, PREASSEMBLED ( RESOLVER IN THE MOTOR ) 3X2X0.14 + 4X0.14 + 2X0.5 C UL/CSA, DESINA, MOTION CONNECT 500, DMAX = 9.3 MM, LENGTH (M)= TYPE: 6FX5012-2CF02 MODULE SIDE: CRIMPED CONTACTS, CONNECTOR HOUSING INCLUDED LENGTH (M) = 0 + 0 + 1 + 0 | 123 | TEM | 1 | MC | 0.35 | 1
6FX50122CF021AF0 | SIGNAL CABLE, PREASSEMBLED ( RESOLVER IN THE MOTOR ) 3X2X0.14 + 4X0.14 + 2X0.5 C UL/CSA, DESINA, MOTION CONNECT 500, DMAX = 9.3 MM, LENGTH (M)= TYPE: 6FX5012-2CF02 MODULE SIDE: CRIMPED CONTACTS, CONNECTOR HOUSING INCLUDED LENGTH (M) = 0 + 0 + 5 + 0 | 147 | TEM | 1 | MC | 0.754 | 1
6FX50122CF021AJ0 | SIGNAL CABLE, PREASSEMBLED ( RESOLVER IN THE MOTOR ) 3X2X0.14 + 4X0.14 + 2X0.5 C UL/CSA, DESINA, MOTION CONNECT 500, DMAX = 9.3 MM, LENGTH (M)= TYPE: 6FX5012-2CF02 MODULE SIDE: CRIMPED CONTACTS, CONNECTOR HOUSING INCLUDED LENGTH (M) = 0 + 0 + 8 + 0 | 166 | TEM | 1 | MC | 1.057 | 1
6FX50122CF021BF0 | SIGNAL CABLE, PREASSEMBLED ( RESOLVER IN THE MOTOR ) 3X2X0.14 + 4X0.14 + 2X0.5 C UL/CSA, DESINA, MOTION CONNECT 500, DMAX = 9.3 MM, LENGTH (M)= TYPE: 6FX5012-2CF02 MODULE SIDE: CRIMPED CONTACTS, CONNECTOR HOUSING INCLUDED LENGTH (M) = 0 + 10 + 5 + 0 | 208 | TEM | 1 | MC | 1.764 | 1
6FX50122CF021BH0 | SIGNAL CABLE, PREASSEMBLED ( RESOLVER IN THE MOTOR ) 3X2X0.14 + 4X0.14 + 2X0.5 C UL/CSA, DESINA, MOTION CONNECT 500, DMAX = 9.3 MM, LENGTH (M)= TYPE: 6FX5012-2CF02 MODULE SIDE: CRIMPED CONTACTS, CONNECTOR HOUSING INCLUDED LENGTH (M) = 0 + 10 + 7 + 0 | 221 | TEM | 1 | MC | 1.966 | 1
6FX50122CF021BJ0 | SIGNAL CABLE, PREASSEMBLED ( RESOLVER IN THE MOTOR ) 3X2X0.14 + 4X0.14 + 2X0.5 C UL/CSA, DESINA, MOTION CONNECT 500, DMAX = 9.3 MM, LENGTH (M)= TYPE: 6FX5012-2CF02 MODULE SIDE: CRIMPED CONTACTS, CONNECTOR HOUSING INCLUDED LENGTH (M) = 0 + 10 + 8 + 0 | 227 | TEM | 1 | MC | 2.067 | 1
6FX50122CF021CA0 | SIGNAL CABLE, PREASSEMBLED ( RESOLVER IN THE MOTOR ) 3X2X0.14 + 4X0.14 + 2X0.5 C UL/CSA, DESINA, MOTION CONNECT 500, DMAX = 9.3 MM, LENGTH (M)= TYPE: 6FX5012-2CF02 MODULE SIDE: CRIMPED CONTACTS, CONNECTOR HOUSING INCLUDED LENGTH (M) = 0 + 20 + 0 + 0 | 239 | TEM | 1 | MC | 2.269 | 1
6FX50122CF021CB0 | SIGNAL CABLE, PREASSEMBLED ( RESOLVER IN THE MOTOR ) 3X2X0.14 + 4X0.14 + 2X0.5 C UL/CSA, DESINA, MOTION CONNECT 500, DMAX = 9.3 MM, LENGTH (M)= TYPE: 6FX5012-2CF02 MODULE SIDE: CRIMPED CONTACTS, CONNECTOR HOUSING INCLUDED LENGTH (M) = 0 + 20 + 1 + 0 | 245 | TEM | 1 | MC | 2.37 | 1
6FX50122CF021CD0 | SIGNAL CABLE, PREASSEMBLED ( RESOLVER IN THE MOTOR ) 3X2X0.14 + 4X0.14 + 2X0.5 C UL/CSA, DESINA, MOTION CONNECT 500, DMAX = 9.3 MM, LENGTH (M)= TYPE: 6FX5012-2CF02 MODULE SIDE: CRIMPED CONTACTS, CONNECTOR HOUSING INCLUDED LENGTH (M) = 0 + 20 + 3 + 0 | 257 | TEM | 1 | MC | 2.572 | 1
6FX50122CF021CE0 | SIGNAL CABLE, PREASSEMBLED ( RESOLVER IN THE MOTOR ) 3X2X0.14 + 4X0.14 + 2X0.5 C UL/CSA, DESINA, MOTION CONNECT 500, DMAX = 9.3 MM, LENGTH (M)= TYPE: 6FX5012-2CF02 MODULE SIDE: CRIMPED CONTACTS, CONNECTOR HOUSING INCLUDED LENGTH (M) = 0 + 20 + 4 + 0 | 263 | TEM | 1 | MC | 2.673 | 1
6FX50122CF021CG0 | SIGNAL CABLE, PREASSEMBLED ( RESOLVER IN THE MOTOR ) 3X2X0.14 + 4X0.14 + 2X0.5 C UL/CSA, DESINA, MOTION CONNECT 500, DMAX = 9.3 MM, LENGTH (M)= TYPE: 6FX5012-2CF02 MODULE SIDE: CRIMPED CONTACTS, CONNECTOR HOUSING INCLUDED LENGTH (M) = 0 + 20 + 6 + 0 | 276 | TEM | 1 | MC | 2.875 | 1
6FX50122CF021CH0 | SIGNAL CABLE, PREASSEMBLED ( RESOLVER IN THE MOTOR ) 3X2X0.14 + 4X0.14 + 2X0.5 C UL/CSA, DESINA, MOTION CONNECT 500, DMAX = 9.3 MM, LENGTH (M)= TYPE: 6FX5012-2CF02 MODULE SIDE: CRIMPED CONTACTS, CONNECTOR HOUSING INCLUDED LENGTH (M) = 0 + 20 + 7 + 0 | 282 | TEM | 1 | MC | 2.976 | 1
6FX50122CF021CK0 | SIGNAL CABLE, PREASSEMBLED ( RESOLVER IN THE MOTOR ) 3X2X0.14 + 4X0.14 + 2X0.5 C UL/CSA, DESINA, MOTION CONNECT 500, DMAX = 9.3 MM, LENGTH (M)= TYPE: 6FX5012-2CF02 MODULE SIDE: CRIMPED CONTACTS, CONNECTOR HOUSING INCLUDED LENGTH (M) = 0 + 20 + 9 + 0 | 294 | TEM | 1 | MC | 3.178 | 1
6FX50122CF021DA0 | SIGNAL CABLE, PREASSEMBLED ( RESOLVER IN THE MOTOR ) 3X2X0.14 + 4X0.14 + 2X0.5 C UL/CSA, DESINA, MOTION CONNECT 500, DMAX = 9.3 MM, LENGTH (M)= TYPE: 6FX5012-2CF02 MODULE SIDE: CRIMPED CONTACTS, CONNECTOR HOUSING INCLUDED LENGTH (M) = 0 + 30 + 0 + 0 | 300 | TEM | 1 | MC | 3.279 | 1
6FX50122CF021DC0 | SIGNAL CABLE, PREASSEMBLED ( RESOLVER IN THE MOTOR ) 3X2X0.14 + 4X0.14 + 2X0.5 C UL/CSA, DESINA, MOTION CONNECT 500, DMAX = 9.3 MM, LENGTH (M)= TYPE: 6FX5012-2CF02 MODULE SIDE: CRIMPED CONTACTS, CONNECTOR HOUSING INCLUDED LENGTH (M) = 0 + 30 + 2 + 0 | 312 | TEM | 1 | MC | 3.481 | 1
6FX50122CF021DE0 | SIGNAL CABLE, PREASSEMBLED ( RESOLVER IN THE MOTOR ) 3X2X0.14 + 4X0.14 + 2X0.5 C UL/CSA, DESINA, MOTION CONNECT 500, DMAX = 9.3 MM, LENGTH (M)= TYPE: 6FX5012-2CF02 MODULE SIDE: CRIMPED CONTACTS, CONNECTOR HOUSING INCLUDED LENGTH (M) = 0 + 30 + 4 + 0 | 325 | TEM | 1 | MC | 3.683 | 1
6FX50122CF021DF0 | SIGNAL CABLE, PREASSEMBLED ( RESOLVER IN THE MOTOR ) 3X2X0.14 + 4X0.14 + 2X0.5 C UL/CSA, DESINA, MOTION CONNECT 500, DMAX = 9.3 MM, LENGTH (M)= TYPE: 6FX5012-2CF02 MODULE SIDE: CRIMPED CONTACTS, CONNECTOR HOUSING INCLUDED LENGTH (M) = 0 + 30 + 5 + 0 | 331 | TEM | 1 | MC | 3.784 | 1
6FX50122CF021DH0 | SIGNAL CABLE, PREASSEMBLED ( RESOLVER IN THE MOTOR ) 3X2X0.14 + 4X0.14 + 2X0.5 C UL/CSA, DESINA, MOTION CONNECT 500, DMAX = 9.3 MM, LENGTH (M)= TYPE: 6FX5012-2CF02 MODULE SIDE: CRIMPED CONTACTS, CONNECTOR HOUSING INCLUDED LENGTH (M) = 0 + 30 + 7 + 0 | 343 | TEM | 1 | MC | 3.986 | 1
6FX50122CF021DJ0 | SIGNAL CABLE, PREASSEMBLED ( RESOLVER IN THE MOTOR ) 3X2X0.14 + 4X0.14 + 2X0.5 C UL/CSA, DESINA, MOTION CONNECT 500, DMAX = 9.3 MM, LENGTH (M)= TYPE: 6FX5012-2CF02 MODULE SIDE: CRIMPED CONTACTS, CONNECTOR HOUSING INCLUDED LENGTH (M) = 0 + 30 + 8 + 0 | 349 | TEM | 1 | MC | 4.087 | 1
6FX50122CF021EA0 | SIGNAL CABLE, PREASSEMBLED ( RESOLVER IN THE MOTOR ) 3X2X0.14 + 4X0.14 + 2X0.5 C UL/CSA, DESINA, MOTION CONNECT 500, DMAX = 9.3 MM, LENGTH (M)= TYPE: 6FX5012-2CF02 MODULE SIDE: CRIMPED CONTACTS, CONNECTOR HOUSING INCLUDED LENGTH (M) = 0 + 40 + 0 + 0 | 360 | TEM | 1 | MC | 4.289 | 1
6FX50122CF021EB0 | SIGNAL CABLE, PREASSEMBLED ( RESOLVER IN THE MOTOR ) 3X2X0.14 + 4X0.14 + 2X0.5 C UL/CSA, DESINA, MOTION CONNECT 500, DMAX = 9.3 MM, LENGTH (M)= TYPE: 6FX5012-2CF02 MODULE SIDE: CRIMPED CONTACTS, CONNECTOR HOUSING INCLUDED LENGTH (M) = 0 + 40 + 1 + 0 | 366 | TEM | 1 | MC | 4.39 | 1
6FX50122CF021EE0 | SIGNAL CABLE, PREASSEMBLED ( RESOLVER IN THE MOTOR ) 3X2X0.14 + 4X0.14 + 2X0.5 C UL/CSA, DESINA, MOTION CONNECT 500, DMAX = 9.3 MM, LENGTH (M)= TYPE: 6FX5012-2CF02 MODULE SIDE: CRIMPED CONTACTS, CONNECTOR HOUSING INCLUDED LENGTH (M) = 0 + 40 + 4 + 0 | 385 | TEM | 1 | MC | 4.693 | 1
6FX50122CF021EG0 | SIGNAL CABLE, PREASSEMBLED ( RESOLVER IN THE MOTOR ) 3X2X0.14 + 4X0.14 + 2X0.5 C UL/CSA, DESINA, MOTION CONNECT 500, DMAX = 9.3 MM, LENGTH (M)= TYPE: 6FX5012-2CF02 MODULE SIDE: CRIMPED CONTACTS, CONNECTOR HOUSING INCLUDED LENGTH (M) = 0 + 40 + 6 + 0 | 397 | TEM | 1 | MC | 4.895 | 1
6FX50122CF021EH0 | SIGNAL CABLE, PREASSEMBLED ( RESOLVER IN THE MOTOR ) 3X2X0.14 + 4X0.14 + 2X0.5 C UL/CSA, DESINA, MOTION CONNECT 500, DMAX = 9.3 MM, LENGTH (M)= TYPE: 6FX5012-2CF02 MODULE SIDE: CRIMPED CONTACTS, CONNECTOR HOUSING INCLUDED LENGTH (M) = 0 + 40 + 7 + 0 | 403 | TEM | 1 | MC | 4.996 | 1
6FX50122CF021EK0 | SIGNAL CABLE, PREASSEMBLED ( RESOLVER IN THE MOTOR ) 3X2X0.14 + 4X0.14 + 2X0.5 C UL/CSA, DESINA, MOTION CONNECT 500, DMAX = 9.3 MM, LENGTH (M)= TYPE: 6FX5012-2CF02 MODULE SIDE: CRIMPED CONTACTS, CONNECTOR HOUSING INCLUDED LENGTH (M) = 0 + 40 + 9 + 0 | 415 | TEM | 1 | MC | 5.198 | 1
6FX50122CF021FA0 | SIGNAL CABLE, PREASSEMBLED ( RESOLVER IN THE MOTOR ) 3X2X0.14 + 4X0.14 + 2X0.5 C UL/CSA, DESINA, MOTION CONNECT 500, DMAX = 9.3 MM, LENGTH (M)= TYPE: 6FX5012-2CF02 MODULE SIDE: CRIMPED CONTACTS, CONNECTOR HOUSING INCLUDED LENGTH (M) = 0 + 50 + 0 + 0 | 422 | TEM | 1 | MC | 5.299 | 1
6FX50122CF021FC0 | SIGNAL CABLE, PREASSEMBLED ( RESOLVER IN THE MOTOR ) 3X2X0.14 + 4X0.14 + 2X0.5 C UL/CSA, DESINA, MOTION CONNECT 500, DMAX = 9.3 MM, LENGTH (M)= TYPE: 6FX5012-2CF02 MODULE SIDE: CRIMPED CONTACTS, CONNECTOR HOUSING INCLUDED LENGTH (M) = 0 + 50 + 2 + 0 | 434 | TEM | 1 | MC | 5.501 | 1
6FX50122CF021FD0 | SIGNAL CABLE, PREASSEMBLED ( RESOLVER IN THE MOTOR ) 3X2X0.14 + 4X0.14 + 2X0.5 C UL/CSA, DESINA, MOTION CONNECT 500, DMAX = 9.3 MM, LENGTH (M)= TYPE: 6FX5012-2CF02 MODULE SIDE: CRIMPED CONTACTS, CONNECTOR HOUSING INCLUDED LENGTH (M) = 0 + 50 + 3 + 0 | 440 | TEM | 1 | MC | 5.602 | 1
6FX50122CF021FF0 | SIGNAL CABLE, PREASSEMBLED ( RESOLVER IN THE MOTOR ) 3X2X0.14 + 4X0.14 + 2X0.5 C UL/CSA, DESINA, MOTION CONNECT 500, DMAX = 9.3 MM, LENGTH (M)= TYPE: 6FX5012-2CF02 MODULE SIDE: CRIMPED CONTACTS, CONNECTOR HOUSING INCLUDED LENGTH (M) = 0 + 50 + 5 + 0 | 453 | TEM | 1 | MC | 5.804 | 1
6FX50122CF021FG0 | SIGNAL CABLE, PREASSEMBLED ( RESOLVER IN THE MOTOR ) 3X2X0.14 + 4X0.14 + 2X0.5 C UL/CSA, DESINA, MOTION CONNECT 500, DMAX = 9.3 MM, LENGTH (M)= TYPE: 6FX5012-2CF02 MODULE SIDE: CRIMPED CONTACTS, CONNECTOR HOUSING INCLUDED LENGTH (M) = 0 + 50 + 6 + 0 | 459 | TEM | 1 | MC | 5.905 | 1
6FX50122CF021FK0 | SIGNAL CABLE, PREASSEMBLED ( RESOLVER IN THE MOTOR ) 3X2X0.14 + 4X0.14 + 2X0.5 C UL/CSA, DESINA, MOTION CONNECT 500, DMAX = 9.3 MM, LENGTH (M)= TYPE: 6FX5012-2CF02 MODULE SIDE: CRIMPED CONTACTS, CONNECTOR HOUSING INCLUDED LENGTH (M) = 0 + 50 + 9 + 0 | 477 | TEM | 1 | MC | 6.208 | 1
6FX50122CF021GC0 | SIGNAL CABLE, PREASSEMBLED ( RESOLVER IN THE MOTOR ) 3X2X0.14 + 4X0.14 + 2X0.5 C UL/CSA, DESINA, MOTION CONNECT 500, DMAX = 9.3 MM, LENGTH (M)= TYPE: 6FX5012-2CF02 MODULE SIDE: CRIMPED CONTACTS, CONNECTOR HOUSING INCLUDED LENGTH (M) = 0 + 60 + 2 + 0 | 496 | TEM | 1 | MC | 6.511 | 1
6FX50122CF021GH0 | SIGNAL CABLE, PREASSEMBLED ( RESOLVER IN THE MOTOR ) 3X2X0.14 + 4X0.14 + 2X0.5 C UL/CSA, DESINA, MOTION CONNECT 500, DMAX = 9.3 MM, LENGTH (M)= TYPE: 6FX5012-2CF02 MODULE SIDE: CRIMPED CONTACTS, CONNECTOR HOUSING INCLUDED LENGTH (M) = 0 + 60 + 7 + 0 | 527 | TEM | 1 | MC | 7.016 | 1
6FX50122CF021GK0 | SIGNAL CABLE, PREASSEMBLED ( RESOLVER IN THE MOTOR ) 3X2X0.14 + 4X0.14 + 2X0.5 C UL/CSA, DESINA, MOTION CONNECT 500, DMAX = 9.3 MM, LENGTH (M)= TYPE: 6FX5012-2CF02 MODULE SIDE: CRIMPED CONTACTS, CONNECTOR HOUSING INCLUDED LENGTH (M) = 0 + 60 + 9 + 0 | 539 | TEM | 1 | MC | 7.218 | 1
6FX50122CF021HC0 | SIGNAL CABLE, PREASSEMBLED ( RESOLVER IN THE MOTOR ) 3X2X0.14 + 4X0.14 + 2X0.5 C UL/CSA, DESINA, MOTION CONNECT 500, DMAX = 9.3 MM, LENGTH (M)= TYPE: 6FX5012-2CF02 MODULE SIDE: CRIMPED CONTACTS, CONNECTOR HOUSING INCLUDED LENGTH (M) = 0 + 70 + 2 + 0 | 558 | TEM | 1 | MC | 7.521 | 1
6FX50122CF021HF0 | SIGNAL CABLE, PREASSEMBLED ( RESOLVER IN THE MOTOR ) 3X2X0.14 + 4X0.14 + 2X0.5 C UL/CSA, DESINA, MOTION CONNECT 500, DMAX = 9.3 MM, LENGTH (M)= TYPE: 6FX5012-2CF02 MODULE SIDE: CRIMPED CONTACTS, CONNECTOR HOUSING INCLUDED LENGTH (M) = 0 + 70 + 5 + 0 | 577 | TEM | 1 | MC | 7.824 | 1
6FX50122CF021HJ0 | SIGNAL CABLE, PREASSEMBLED ( RESOLVER IN THE MOTOR ) 3X2X0.14 + 4X0.14 + 2X0.5 C UL/CSA, DESINA, MOTION CONNECT 500, DMAX = 9.3 MM, LENGTH (M)= TYPE: 6FX5012-2CF02 MODULE SIDE: CRIMPED CONTACTS, CONNECTOR HOUSING INCLUDED LENGTH (M) = 0 + 70 + 8 + 0 | 595 | TEM | 1 | MC | 8.127 | 1
6FX50122CF021JC0 | SIGNAL CABLE, PREASSEMBLED ( RESOLVER IN THE MOTOR ) 3X2X0.14 + 4X0.14 + 2X0.5 C UL/CSA, DESINA, MOTION CONNECT 500, DMAX = 9.3 MM, LENGTH (M)= TYPE: 6FX5012-2CF02 MODULE SIDE: CRIMPED CONTACTS, CONNECTOR HOUSING INCLUDED LENGTH (M) = 0 + 80 + 2 + 0 | 618 | TEM | 1 | MC | 8.531 | 1
6FX50122CH001BA0 | SIGNAL CABLE, PREASSEMBLED (810D/611D TO ENDAT ENCODER) 3X2X0.14+4X0.14+2X0.5 C UL/CSA, DESINA, MOTION CONNECT 500, DMAX = 9.3 MM, TYPE: 6FX5012-2CH00 MODULE SIDE: CRIMPED CONTACTS, CONNECTOR HOUSING INCLUDED LENGTH (M) = 0 + 10 + 0 + 0 | 181 | TEM | 1 | MC | 1.209 | 1
6FX50122CH001BF0 | SIGNAL CABLE, PREASSEMBLED (810D/611D TO ENDAT ENCODER) 3X2X0.14+4X0.14+2X0.5 C UL/CSA, DESINA, MOTION CONNECT 500, DMAX = 9.3 MM, TYPE: 6FX5012-2CH00 MODULE SIDE: CRIMPED CONTACTS, CONNECTOR HOUSING INCLUDED LENGTH (M) = 0 + 10 + 5 + 0 | 212 | TEM | 1 | MC | 1.714 | 1
6FX50122CH001CA0 | SIGNAL CABLE, PREASSEMBLED (810D/611D TO ENDAT ENCODER) 3X2X0.14+4X0.14+2X0.5 C UL/CSA, DESINA, MOTION CONNECT 500, DMAX = 9.3 MM, TYPE: 6FX5012-2CH00 MODULE SIDE: CRIMPED CONTACTS, CONNECTOR HOUSING INCLUDED LENGTH (M) = 0 + 20 + 0 + 0 | 242 | TEM | 1 | MC | 2.219 | 1
6FX50122CH001CF0 | SIGNAL CABLE, PREASSEMBLED (810D/611D TO ENDAT ENCODER) 3X2X0.14+4X0.14+2X0.5 C UL/CSA, DESINA, MOTION CONNECT 500, DMAX = 9.3 MM, TYPE: 6FX5012-2CH00 MODULE SIDE: CRIMPED CONTACTS, CONNECTOR HOUSING INCLUDED LENGTH (M) = 0 + 20 + 5 + 0 | 273 | TEM | 1 | MC | 2.724 | 1
6FX50122CH001FA0 | SIGNAL CABLE, PREASSEMBLED (810D/611D TO ENDAT ENCODER) 3X2X0.14+4X0.14+2X0.5 C UL/CSA, DESINA, MOTION CONNECT 500, DMAX = 9.3 MM, TYPE: 6FX5012-2CH00 MODULE SIDE: CRIMPED CONTACTS, CONNECTOR HOUSING INCLUDED LENGTH (M) = 0 + 50 + 0 + 0 | 425 | TEM | 1 | MC | 5.249 | 1
6FX50122EQ101AH0 | SIGNAL CABLE, PREASSEMBLED (ABSOLUTE ENCODER IN MOTOR) 3X2X0.14+4X0.14+2X0.5+4X0.23 C UL/CSA, DESINA, MOTION CONNECT 500, DMAX = 9.9 MM, TYPE: 6FX5012-2EQ10 MODULE SIDE: CRIMPED CONTACTS, CONNECTOR HOUSING INCLUDED LENGTH (M) = 0 + 0 + 7 + 0 | 157 | TEM | 1 | MC | 1.084 | 1
6FX50122EQ101BA0 | SIGNAL CABLE, PREASSEMBLED (ABSOLUTE ENCODER IN MOTOR) 3X2X0.14+4X0.14+2X0.5+4X0.23 C UL/CSA, DESINA, MOTION CONNECT 500, DMAX = 9.9 MM, TYPE: 6FX5012-2EQ10 MODULE SIDE: CRIMPED CONTACTS, CONNECTOR HOUSING INCLUDED LENGTH (M) = 0 + 10 + 0 + 0 | 178 | TEM | 1 | MC | 1.501 | 1
6FX50122EQ101BF0 | SIGNAL CABLE, PREASSEMBLED (ABSOLUTE ENCODER IN MOTOR) 3X2X0.14+4X0.14+2X0.5+4X0.23 C UL/CSA, DESINA, MOTION CONNECT 500, DMAX = 9.9 MM, TYPE: 6FX5012-2EQ10 MODULE SIDE: CRIMPED CONTACTS, CONNECTOR HOUSING INCLUDED LENGTH (M) = 0 + 10 + 5 + 0 | 214 | TEM | 1 | MC | 2.196 | 1
6FX50122EQ101CB0 | SIGNAL CABLE, PREASSEMBLED (ABSOLUTE ENCODER IN MOTOR) 3X2X0.14+4X0.14+2X0.5+4X0.23 C UL/CSA, DESINA, MOTION CONNECT 500, DMAX = 9.9 MM, TYPE: 6FX5012-2EQ10 MODULE SIDE: CRIMPED CONTACTS, CONNECTOR HOUSING INCLUDED LENGTH (M) = 0 + 20 + 1 + 0 | 256 | TEM | 1 | MC | 3.03 | 1
6FX50122EQ101CE0 | SIGNAL CABLE, PREASSEMBLED (ABSOLUTE ENCODER IN MOTOR) 3X2X0.14+4X0.14+2X0.5+4X0.23 C UL/CSA, DESINA, MOTION CONNECT 500, DMAX = 9.9 MM, TYPE: 6FX5012-2EQ10 MODULE SIDE: CRIMPED CONTACTS, CONNECTOR HOUSING INCLUDED LENGTH (M) = 0 + 20 + 4 + 0 | 277 | TEM | 1 | MC | 3.447 | 1
6FX50122EQ101CF0 | SIGNAL CABLE, PREASSEMBLED (ABSOLUTE ENCODER IN MOTOR) 3X2X0.14+4X0.14+2X0.5+4X0.23 C UL/CSA, DESINA, MOTION CONNECT 500, DMAX = 9.9 MM, TYPE: 6FX5012-2EQ10 MODULE SIDE: CRIMPED CONTACTS, CONNECTOR HOUSING INCLUDED LENGTH (M) = 0 + 20 + 5 + 0 | 284 | TEM | 1 | MC | 3.586 | 1
6FX50122EQ101DA0 | SIGNAL CABLE, PREASSEMBLED (ABSOLUTE ENCODER IN MOTOR) 3X2X0.14+4X0.14+2X0.5+4X0.23 C UL/CSA, DESINA, MOTION CONNECT 500, DMAX = 9.9 MM, TYPE: 6FX5012-2EQ10 MODULE SIDE: CRIMPED CONTACTS, CONNECTOR HOUSING INCLUDED LENGTH (M) = 0 + 30 + 0 + 0 | 319 | TEM | 1 | MC | 4.281 | 1
6FX50122EQ101DE0 | SIGNAL CABLE, PREASSEMBLED (ABSOLUTE ENCODER IN MOTOR) 3X2X0.14+4X0.14+2X0.5+4X0.23 C UL/CSA, DESINA, MOTION CONNECT 500, DMAX = 9.9 MM, TYPE: 6FX5012-2EQ10 MODULE SIDE: CRIMPED CONTACTS, CONNECTOR HOUSING INCLUDED LENGTH (M) = 0 + 30 + 4 + 0 | 347 | TEM | 1 | MC | 4.837 | 1
6FX50122EQ101DF0 | SIGNAL CABLE, PREASSEMBLED (ABSOLUTE ENCODER IN MOTOR) 3X2X0.14+4X0.14+2X0.5+4X0.23 C UL/CSA, DESINA, MOTION CONNECT 500, DMAX = 9.9 MM, TYPE: 6FX5012-2EQ10 MODULE SIDE: CRIMPED CONTACTS, CONNECTOR HOUSING INCLUDED LENGTH (M) = 0 + 30 + 5 + 0 | 354 | TEM | 1 | MC | 4.976 | 1
6FX50122EQ101DH0 | SIGNAL CABLE, PREASSEMBLED (ABSOLUTE ENCODER IN MOTOR) 3X2X0.14+4X0.14+2X0.5+4X0.23 C UL/CSA, DESINA, MOTION CONNECT 500, DMAX = 9.9 MM, TYPE: 6FX5012-2EQ10 MODULE SIDE: CRIMPED CONTACTS, CONNECTOR HOUSING INCLUDED LENGTH (M) = 0 + 30 + 7 + 0 | 368 | TEM | 1 | MC | 5.254 | 1
6FX50122EQ101EA0 | SIGNAL CABLE, PREASSEMBLED (ABSOLUTE ENCODER IN MOTOR) 3X2X0.14+4X0.14+2X0.5+4X0.23 C UL/CSA, DESINA, MOTION CONNECT 500, DMAX = 9.9 MM, TYPE: 6FX5012-2EQ10 MODULE SIDE: CRIMPED CONTACTS, CONNECTOR HOUSING INCLUDED LENGTH (M) = 0 + 40 + 0 + 0 | 390 | TEM | 1 | MC | 5.671 | 1
6FX50122EQ101EG0 | SIGNAL CABLE, PREASSEMBLED (ABSOLUTE ENCODER IN MOTOR) 3X2X0.14+4X0.14+2X0.5+4X0.23 C UL/CSA, DESINA, MOTION CONNECT 500, DMAX = 9.9 MM, TYPE: 6FX5012-2EQ10 MODULE SIDE: CRIMPED CONTACTS, CONNECTOR HOUSING INCLUDED LENGTH (M) = 0 + 40 + 6 + 0 | 432 | TEM | 1 | MC | 6.505 | 1
6FX50122EQ101EH0 | SIGNAL CABLE, PREASSEMBLED (ABSOLUTE ENCODER IN MOTOR) 3X2X0.14+4X0.14+2X0.5+4X0.23 C UL/CSA, DESINA, MOTION CONNECT 500, DMAX = 9.9 MM, TYPE: 6FX5012-2EQ10 MODULE SIDE: CRIMPED CONTACTS, CONNECTOR HOUSING INCLUDED LENGTH (M) = 0 + 40 + 7 + 0 | 439 | TEM | 1 | MC | 6.644 | 1
6FX50122EQ101FA0 | SIGNAL CABLE, PREASSEMBLED (ABSOLUTE ENCODER IN MOTOR) 3X2X0.14+4X0.14+2X0.5+4X0.23 C UL/CSA, DESINA, MOTION CONNECT 500, DMAX = 9.9 MM, TYPE: 6FX5012-2EQ10 MODULE SIDE: CRIMPED CONTACTS, CONNECTOR HOUSING INCLUDED LENGTH (M) = 0 + 50 + 0 + 0 | 460 | TEM | 1 | MC | 7.061 | 1
6FX50122EQ101HA0 | SIGNAL CABLE, PREASSEMBLED (ABSOLUTE ENCODER IN MOTOR) 3X2X0.14+4X0.14+2X0.5+4X0.23 C UL/CSA, DESINA, MOTION CONNECT 500, DMAX = 9.9 MM, TYPE: 6FX5012-2EQ10 MODULE SIDE: CRIMPED CONTACTS, CONNECTOR HOUSING INCLUDED LENGTH (M) = 0 + 70 + 0 + 0 | 601 | TEM | 1 | MC | 9.841 | 1
6FX50125CA051AD0 | POWER CABLE, PREASSEMBLED,EXT. 4X1.5 C, CONNECTOR SIZE 1 (1FT/1FK TO 611/810D/SIMOVERT) UL/CSA, DESINA, MOTION CONNECT 500, DMAX = 11.5 MM, TYPE: 6FX5012-5CA05 MODULE SIDE: CRIMPED CONTACTS, CONNECTOR HOUSING INCLUDED LENGTH (M) = 0 + 0 + 3 + 0 | 229 | TEM | 1 | MC | 0.672 | 1
6FX50125CA051AG0 | POWER CABLE, PREASSEMBLED,EXT. 4X1.5 C, CONNECTOR SIZE 1 (1FT/1FK TO 611/810D/SIMOVERT) UL/CSA, DESINA, MOTION CONNECT 500, DMAX = 11.5 MM, TYPE: 6FX5012-5CA05 MODULE SIDE: CRIMPED CONTACTS, CONNECTOR HOUSING INCLUDED LENGTH (M) = 0 + 0 + 6 + 0 | 242 | TEM | 1 | MC | 1.035 | 1
6FX50125CA281AD0 | POWER CABLE, PREASSEMBLED,EXT. 4X1.5 C, CONNECTOR SIZE 1.5 (1FT/1FK TO 611/810D/SIMOVERT) UL/CSA, DESINA, MOTION CONNECT 500, DMAX = 15.5 MM, TYPE: 6FX5012-5CA28 MODULE SIDE: CRIMPED CONTACTS, CONNECTOR HOUSING INCLUDED LENGTH (M) = 0 + 0 + 3 + 0 | 359 | TEM | 1 | MC | 0.972 | 1
6FX50125CA381AJ0 | POWER CABLE, PREASSEMBLED,EXT. 4X2.5 C, CONNECTOR SIZE 1.5 (1FT/1FK TO 611/810D/SIMOVERT) UL/CSA, DESINA, MOTION CONNECT 500, DMAX = 12.9 MM, TYPE: 6FX5012-5CA38 MODULE SIDE: CRIMPED CONTACTS, CONNECTOR HOUSING INCLUDED LENGTH (M) = 0 + 0 + 8 + 0 | 408 | TEM | 1 | MC | 2.27 | 1
6FX50125CN011AF0 | POWER CABLE PREASSEMBLED 4X1.5 C SPEED CONNECT CONNECTOR GR. 1 (SINAMICS MOTOR MODULE) UL/CSA, DESINA MOTION CONNECT 500 DMAX = 11,5 MM TYPE: 6FX5012-5CN01 MODULE SIDE: CRIMPED CONTACTS, CONNECTOR HOUSING INCLUDED LENGTH (M) = + 0 + 0 + 5 + 0 | 257 | TEM | 1 | MC | 0.901 | 1
6FX50125CN011BE5 | POWER CABLE PREASSEMBLED 4X1.5 C SPEED CONNECT CONNECTOR GR. 1 (SINAMICS MOTOR MODULE) UL/CSA, DESINA MOTION CONNECT 500 DMAX = 11,5 MM TYPE: 6FX5012-5CN01 MODULE SIDE: CRIMPED CONTACTS, CONNECTOR HOUSING INCLUDED LENGTH (M) = + 0 + 10 + 4 + 0,5 | 303 | TEM | 1 | MC | 2.05 | 1
6FX50125CN011BF0 | POWER CABLE PREASSEMBLED 4X1.5 C SPEED CONNECT CONNECTOR GR. 1 (SINAMICS MOTOR MODULE) UL/CSA, DESINA MOTION CONNECT 500 DMAX = 11,5 MM TYPE: 6FX5012-5CN01 MODULE SIDE: CRIMPED CONTACTS, CONNECTOR HOUSING INCLUDED LENGTH (M) = + 0 + 10 + 5 + 0 | 303 | TEM | 1 | MC | 2.111 | 1
6FX50125CN011BF5 | POWER CABLE PREASSEMBLED 4X1.5 C SPEED CONNECT CONNECTOR GR. 1 (SINAMICS MOTOR MODULE) UL/CSA, DESINA MOTION CONNECT 500 DMAX = 11,5 MM TYPE: 6FX5012-5CN01 MODULE SIDE: CRIMPED CONTACTS, CONNECTOR HOUSING INCLUDED LENGTH (M) = + 0 + 10 + 5 + 0,5 | 308 | TEM | 1 | MC | 2.171 | 1
6FX50125CN011BG0 | POWER CABLE PREASSEMBLED 4X1.5 C SPEED CONNECT CONNECTOR GR. 1 (SINAMICS MOTOR MODULE) UL/CSA, DESINA MOTION CONNECT 500 DMAX = 11,5 MM TYPE: 6FX5012-5CN01 MODULE SIDE: CRIMPED CONTACTS, CONNECTOR HOUSING INCLUDED LENGTH (M) = + 0 + 10 + 6 + 0 | 308 | TEM | 1 | MC | 2.232 | 1
6FX50125CN011BH5 | POWER CABLE PREASSEMBLED 4X1.5 C SPEED CONNECT CONNECTOR GR. 1 (SINAMICS MOTOR MODULE) UL/CSA, DESINA MOTION CONNECT 500 DMAX = 11,5 MM TYPE: 6FX5012-5CN01 MODULE SIDE: CRIMPED CONTACTS, CONNECTOR HOUSING INCLUDED LENGTH (M) = + 0 + 10 + 7 + 0,5 | 317 | TEM | 1 | MC | 2.413 | 1
6FX50125CN011BJ5 | POWER CABLE PREASSEMBLED 4X1.5 C SPEED CONNECT CONNECTOR GR. 1 (SINAMICS MOTOR MODULE) UL/CSA, DESINA MOTION CONNECT 500 DMAX = 11,5 MM TYPE: 6FX5012-5CN01 MODULE SIDE: CRIMPED CONTACTS, CONNECTOR HOUSING INCLUDED LENGTH (M) = + 0 + 10 + 8 + 0,5 | 322 | TEM | 1 | MC | 2.534 | 1
6FX50125CN011DA0 | POWER CABLE PREASSEMBLED 4X1.5 C SPEED CONNECT CONNECTOR GR. 1 (SINAMICS MOTOR MODULE) UL/CSA, DESINA MOTION CONNECT 500 DMAX = 11,5 MM TYPE: 6FX5012-5CN01 MODULE SIDE: CRIMPED CONTACTS, CONNECTOR HOUSING INCLUDED LENGTH (M) = + 0 + 30 + 0 + 0 | 373 | TEM | 1 | MC | 3.926 | 1
6FX50125CN211BF0 | POWER CABLE PREASSEMBLED 4X1.5 C SPEED CONNECT CONNECTOR GR.1,5 (SINAMICS MOTOR MODULE) UL/CSA, DESINA MOTION CONNECT 500 DMAX = 15,5 MM MODULE SIDE: CRIMPED CONTACTS, CONNECTOR HOUSING INCLUDED LENGTH (M) = + 0 + 10 + 5 + 0 | 367 | TEM | 1 | MC | 2.303 | 1
6FX50125CN311AF0 | POWER CABLE PREASSEMBLED 4X2,5 C SPEED CONNECT CONNECTOR GR.1,5 (SINAMICS MOTOR MODULE) UL/CSA, DESINA MOTION CONNECT 500 DMAX = 12,9 MM TYPE: 6FX5012-5CN31 MODULE SIDE: CRIMPED CONTACTS, CONNECTOR HOUSING INCLUDED LENGTH (M) = + 0 + 0 + 5 + 0 | 330 | TEM | 1 | MC | 1.506 | 1
6FX50125CN311BF0 | POWER CABLE PREASSEMBLED 4X2,5 C SPEED CONNECT CONNECTOR GR.1,5 (SINAMICS MOTOR MODULE) UL/CSA, DESINA MOTION CONNECT 500 DMAX = 12,9 MM TYPE: 6FX5012-5CN31 MODULE SIDE: CRIMPED CONTACTS, CONNECTOR HOUSING INCLUDED LENGTH (M) = + 0 + 10 + 5 + 0 | 392 | TEM | 1 | MC | 3.606 | 1
6FX50125CS011AA6 | POWER CABLE, PREASSEMBLED TYPE: 6FX5012-5CS01 (1FT/1FK/1PH TO SINAMICS) 4X1,5 C, CONNECT.SIZE 1/1,5 MM2 UL/CSA DESINA, MOTION-CONNECT 500 MODULE SIDE: CRIMPED CONTACTS, CONNECTOR HOUSING INCLUDED DMAX=11,5 MM, LENGTH (M) = 0 + 0 + 0 + 0,6 | 238 | TEM | 1 | MC | 0.369 | 1
6FX50125CS011AB0 | POWER CABLE, PREASSEMBLED TYPE: 6FX5012-5CS01 (1FT/1FK/1PH TO SINAMICS) 4X1,5 C, CONNECT.SIZE 1/1,5 MM2 UL/CSA DESINA, MOTION-CONNECT 500 MODULE SIDE: CRIMPED CONTACTS, CONNECTOR HOUSING INCLUDED DMAX=11,5 MM, LENGTH (M) = 0 + 0 + 1 + 0 | 238 | TEM | 1 | MC | 0.417 | 1
6FX50125CS011AB2 | POWER CABLE, PREASSEMBLED TYPE: 6FX5012-5CS01 (1FT/1FK/1PH TO SINAMICS) 4X1,5 C, CONNECT.SIZE 1/1,5 MM2 UL/CSA DESINA, MOTION-CONNECT 500 MODULE SIDE: CRIMPED CONTACTS, CONNECTOR HOUSING INCLUDED DMAX=11,5 MM, LENGTH (M) = 0 + 0 + 1 + 0,2 | 243 | TEM | 1 | MC | 0.441 | 1
6FX50125CS011AB4 | POWER CABLE, PREASSEMBLED TYPE: 6FX5012-5CS01 (1FT/1FK/1PH TO SINAMICS) 4X1,5 C, CONNECT.SIZE 1/1,5 MM2 UL/CSA DESINA, MOTION-CONNECT 500 MODULE SIDE: CRIMPED CONTACTS, CONNECTOR HOUSING INCLUDED DMAX=11,5 MM, LENGTH (M) = 0 + 0 + 1 + 0,4 | 243 | TEM | 1 | MC | 0.465 | 1
6FX50125CS011AB7 | POWER CABLE, PREASSEMBLED TYPE: 6FX5012-5CS01 (1FT/1FK/1PH TO SINAMICS) 4X1,5 C, CONNECT.SIZE 1/1,5 MM2 UL/CSA DESINA, MOTION-CONNECT 500 MODULE SIDE: CRIMPED CONTACTS, CONNECTOR HOUSING INCLUDED DMAX=11,5 MM, LENGTH (M) = 0 + 0 + 1 + 0,7 | 243 | TEM | 1 | MC | 0.502 | 1
6FX50125CS011AC0 | POWER CABLE, PREASSEMBLED TYPE: 6FX5012-5CS01 (1FT/1FK/1PH TO SINAMICS) 4X1,5 C, CONNECT.SIZE 1/1,5 MM2 UL/CSA DESINA, MOTION-CONNECT 500 MODULE SIDE: CRIMPED CONTACTS, CONNECTOR HOUSING INCLUDED DMAX=11,5 MM, LENGTH (M) = 0 + 0 + 2 + 0 | 243 | TEM | 1 | MC | 0.538 | 1
6FX50125CS011AC1 | POWER CABLE, PREASSEMBLED TYPE: 6FX5012-5CS01 (1FT/1FK/1PH TO SINAMICS) 4X1,5 C, CONNECT.SIZE 1/1,5 MM2 UL/CSA DESINA, MOTION-CONNECT 500 MODULE SIDE: CRIMPED CONTACTS, CONNECTOR HOUSING INCLUDED DMAX=11,5 MM, LENGTH (M) = 0 + 0 + 2 + 0,1 | 247 | TEM | 1 | MC | 0.55 | 1
6FX50125CS011AC2 | POWER CABLE, PREASSEMBLED TYPE: 6FX5012-5CS01 (1FT/1FK/1PH TO SINAMICS) 4X1,5 C, CONNECT.SIZE 1/1,5 MM2 UL/CSA DESINA, MOTION-CONNECT 500 MODULE SIDE: CRIMPED CONTACTS, CONNECTOR HOUSING INCLUDED DMAX=11,5 MM, LENGTH (M) = 0 + 0 + 2 + 0,2 | 247 | TEM | 1 | MC | 0.562 | 1
6FX50125CS011AC4 | POWER CABLE, PREASSEMBLED TYPE: 6FX5012-5CS01 (1FT/1FK/1PH TO SINAMICS) 4X1,5 C, CONNECT.SIZE 1/1,5 MM2 UL/CSA DESINA, MOTION-CONNECT 500 MODULE SIDE: CRIMPED CONTACTS, CONNECTOR HOUSING INCLUDED DMAX=11,5 MM, LENGTH (M) = 0 + 0 + 2 + 0,4 | 247 | TEM | 1 | MC | 0.586 | 1
6FX50125CS011AC5 | POWER CABLE, PREASSEMBLED TYPE: 6FX5012-5CS01 (1FT/1FK/1PH TO SINAMICS) 4X1,5 C, CONNECT.SIZE 1/1,5 MM2 UL/CSA DESINA, MOTION-CONNECT 500 MODULE SIDE: CRIMPED CONTACTS, CONNECTOR HOUSING INCLUDED DMAX=11,5 MM, LENGTH (M) = 0 + 0 + 2 + 0,5 | 247 | TEM | 1 | MC | 0.599 | 1
6FX50125CS011AC7 | POWER CABLE, PREASSEMBLED TYPE: 6FX5012-5CS01 (1FT/1FK/1PH TO SINAMICS) 4X1,5 C, CONNECT.SIZE 1/1,5 MM2 UL/CSA DESINA, MOTION-CONNECT 500 MODULE SIDE: CRIMPED CONTACTS, CONNECTOR HOUSING INCLUDED DMAX=11,5 MM, LENGTH (M) = 0 + 0 + 2 + 0,7 | 247 | TEM | 1 | MC | 0.623 | 1
6FX50125CS011AD0 | POWER CABLE, PREASSEMBLED TYPE: 6FX5012-5CS01 (1FT/1FK/1PH TO SINAMICS) 4X1,5 C, CONNECT.SIZE 1/1,5 MM2 UL/CSA DESINA, MOTION-CONNECT 500 MODULE SIDE: CRIMPED CONTACTS, CONNECTOR HOUSING INCLUDED DMAX=11,5 MM, LENGTH (M) = 0 + 0 + 3 + 0 | 247 | TEM | 1 | MC | 0.659 | 1
6FX50125CS011AD2 | POWER CABLE, PREASSEMBLED TYPE: 6FX5012-5CS01 (1FT/1FK/1PH TO SINAMICS) 4X1,5 C, CONNECT.SIZE 1/1,5 MM2 UL/CSA DESINA, MOTION-CONNECT 500 MODULE SIDE: CRIMPED CONTACTS, CONNECTOR HOUSING INCLUDED DMAX=11,5 MM, LENGTH (M) = 0 + 0 + 3 + 0,2 | 252 | TEM | 1 | MC | 0.683 | 1
6FX50125CS011AD5 | POWER CABLE, PREASSEMBLED TYPE: 6FX5012-5CS01 (1FT/1FK/1PH TO SINAMICS) 4X1,5 C, CONNECT.SIZE 1/1,5 MM2 UL/CSA DESINA, MOTION-CONNECT 500 MODULE SIDE: CRIMPED CONTACTS, CONNECTOR HOUSING INCLUDED DMAX=11,5 MM, LENGTH (M) = 0 + 0 + 3 + 0,5 | 252 | TEM | 1 | MC | 0.72 | 1
6FX50125CS011AH0 | POWER CABLE, PREASSEMBLED TYPE: 6FX5012-5CS01 (1FT/1FK/1PH TO SINAMICS) 4X1,5 C, CONNECT.SIZE 1/1,5 MM2 UL/CSA DESINA, MOTION-CONNECT 500 MODULE SIDE: CRIMPED CONTACTS, CONNECTOR HOUSING INCLUDED DMAX=11,5 MM, LENGTH (M) = 0 + 0 + 7 + 0 | 266 | TEM | 1 | MC | 1.143 | 1
6FX50125CS511EA0 | POWER CABLE, PREASSEMBLED TYPE: 6FX5012-5CS51 (1FT/1FK TO SINAMICS) 4X6 C, CONNECTOR SIZE 1.5/6 MM2; UL/CSA DESINA, MOTION-CONNECT 500 MODULE SIDE: CRIMPED CONTACTS, CONNECTOR HOUSING INCLUDED DMAX = 15.9 MM, LENGTH (M) = 0 + 40 + 0 + 0 | 757 | TEM | 1 | MC | 15.226 | 1
6FX50125CX281AF0 | POWER CABLE PREASSEMBLED,EXT. 4X16 C, CONNECTOR SIZE 3 (1FT/1FK TO 611/810D/SIMOVERT) UL/CSA, DESINA MOTION CONNECT 500 DMAX = 24.2 MM, TYPE: 6FX5012-5CX28 MODULE SIDE: CRIMPED CONTACTS, CONNECTOR HOUSING INCLUDED LENGTH (M) = 0 + 0 + 5 + 0 | 1660 | TEM | 1 | MC | 7.216 | 1
6FX50125DN011AF0 | POWER CABLE PREASSEMBLED 4X1,5+(2X1,5) C SPEED CONNECT CONNECTOR GR. 1 (SINAMICS MOTOR MODULE) UL/CSA, DESINA MOTION CONNECT 500 DMAX = 10,8 MM TYPE: 6FX5012-5DN01 MODULE SIDE: CRIMPED CONTACTS, CONNECTOR HOUSING INCLUDED LENGTH (M) = + 0 + 0 + 5 + 0 | 289 | TEM | 1 | MC | 1.409 | 1
6FX50125DN011BF0 | POWER CABLE PREASSEMBLED 4X1,5+(2X1,5) C SPEED CONNECT CONNECTOR GR. 1 (SINAMICS MOTOR MODULE) UL/CSA, DESINA MOTION CONNECT 500 DMAX = 10,8 MM TYPE: 6FX5012-5DN01 MODULE SIDE: CRIMPED CONTACTS, CONNECTOR HOUSING INCLUDED LENGTH (M) = + 0 + 10 + 5 + 0 | 365 | TEM | 1 | MC | 3.609 | 1
6FX50125DN211DA0 | POWER CABLE PREASSEMBLED 4X1,5+(2X1,5) C SPEED CONNECT CONNECTOR GR.1,5 (SINAMICS MOTOR MODULE) UL/CSA, DESINA MOTION CONNECT 500 DMAX = 13,1 MM TYPE: 6FX5012-5DN21 MODULE SIDE: CRIMPED CONTACTS, CONNECTOR HOUSING INCLUDED LENGTH (M) = + 0 + 30 + 0 + 0 | 543 | TEM | 1 | MC | 7.101 | 1
6FX50125DS011AD0 | POWER CABLE, PREASSEMBLED TYPE: 6FX5012-5DS01 (1FT/1FK/1PH TO SINAMICS) 4X1.5+(2X1.5) C, CONNECTOR SIZE 1/1.5 MM2 UL/CSA DESINA, MOTION-CONNECT 500 MODULE SIDE: CRIMPED CONTACTS, CONNECTOR HOUSING INCLUDED DMAX = 13.1 MM, LENGTH (M) = 0 + 0 + 3 + 0 | 273 | TEM | 1 | MC | 0.969 | 1
6FX50125DS011BA0 | POWER CABLE, PREASSEMBLED TYPE: 6FX5012-5DS01 (1FT/1FK/1PH TO SINAMICS) 4X1.5+(2X1.5) C, CONNECTOR SIZE 1/1.5 MM2 UL/CSA DESINA, MOTION-CONNECT 500 MODULE SIDE: CRIMPED CONTACTS, CONNECTOR HOUSING INCLUDED DMAX = 13.1 MM, LENGTH (M) = 0 + 10 + 0 + 0 | 327 | TEM | 1 | MC | 2.509 | 1
6FX50125DS011BF0 | POWER CABLE, PREASSEMBLED TYPE: 6FX5012-5DS01 (1FT/1FK/1PH TO SINAMICS) 4X1.5+(2X1.5) C, CONNECTOR SIZE 1/1.5 MM2 UL/CSA DESINA, MOTION-CONNECT 500 MODULE SIDE: CRIMPED CONTACTS, CONNECTOR HOUSING INCLUDED DMAX = 13.1 MM, LENGTH (M) = 0 + 10 + 5 + 0 | 365 | TEM | 1 | MC | 3.609 | 1
6FX50125DS011CA0 | POWER CABLE, PREASSEMBLED TYPE: 6FX5012-5DS01 (1FT/1FK/1PH TO SINAMICS) 4X1.5+(2X1.5) C, CONNECTOR SIZE 1/1.5 MM2 UL/CSA DESINA, MOTION-CONNECT 500 MODULE SIDE: CRIMPED CONTACTS, CONNECTOR HOUSING INCLUDED DMAX = 13.1 MM, LENGTH (M) = 0 + 20 + 0 + 0 | 403 | TEM | 1 | MC | 4.709 | 1
6FX50125DS011CF0 | POWER CABLE, PREASSEMBLED TYPE: 6FX5012-5DS01 (1FT/1FK/1PH TO SINAMICS) 4X1.5+(2X1.5) C, CONNECTOR SIZE 1/1.5 MM2 UL/CSA DESINA, MOTION-CONNECT 500 MODULE SIDE: CRIMPED CONTACTS, CONNECTOR HOUSING INCLUDED DMAX = 13.1 MM, LENGTH (M) = 0 + 20 + 5 + 0 | 441 | TEM | 1 | MC | 5.809 | 1
6FX50125DS011DA0 | POWER CABLE, PREASSEMBLED TYPE: 6FX5012-5DS01 (1FT/1FK/1PH TO SINAMICS) 4X1.5+(2X1.5) C, CONNECTOR SIZE 1/1.5 MM2 UL/CSA DESINA, MOTION-CONNECT 500 MODULE SIDE: CRIMPED CONTACTS, CONNECTOR HOUSING INCLUDED DMAX = 13.1 MM, LENGTH (M) = 0 + 30 + 0 + 0 | 479 | TEM | 1 | MC | 6.909 | 1
6FX50125DS011DF0 | POWER CABLE, PREASSEMBLED TYPE: 6FX5012-5DS01 (1FT/1FK/1PH TO SINAMICS) 4X1.5+(2X1.5) C, CONNECTOR SIZE 1/1.5 MM2 UL/CSA DESINA, MOTION-CONNECT 500 MODULE SIDE: CRIMPED CONTACTS, CONNECTOR HOUSING INCLUDED DMAX = 13.1 MM, LENGTH (M) = 0 + 30 + 5 + 0 | 517 | TEM | 1 | MC | 8.009 | 1
6FX50125DS011EA0 | POWER CABLE, PREASSEMBLED TYPE: 6FX5012-5DS01 (1FT/1FK/1PH TO SINAMICS) 4X1.5+(2X1.5) C, CONNECTOR SIZE 1/1.5 MM2 UL/CSA DESINA, MOTION-CONNECT 500 MODULE SIDE: CRIMPED CONTACTS, CONNECTOR HOUSING INCLUDED DMAX = 13.1 MM, LENGTH (M) = 0 + 40 + 0 + 0 | 556 | TEM | 1 | MC | 9.109 | 1
6FX50125DS011HF0 | POWER CABLE, PREASSEMBLED TYPE: 6FX5012-5DS01 (1FT/1FK/1PH TO SINAMICS) 4X1.5+(2X1.5) C, CONNECTOR SIZE 1/1.5 MM2 UL/CSA DESINA, MOTION-CONNECT 500 MODULE SIDE: CRIMPED CONTACTS, CONNECTOR HOUSING INCLUDED DMAX = 13.1 MM, LENGTH (M) = 0 + 70 + 5 + 0 | 822 | TEM | 1 | MC | 16.809 | 1
6FX50125DS111AF6 | POWER CABLE, PREASSEMBLED TYPE: 6FX5012-5DS11 (1FT/1FK/1PH TO SINAMICS) 4X2,5+(2X1.5) C, CONNECTOR SIZE 1/2.5 MM2 UL/CSA DESINA, MOTION-CONNECT 500 MODULE SIDE: CRIMPED CONTACTS, CONNECTOR HOUSING INCLUDED DMAX = 13.1 MM, LENGTH (M) = 0 + 0 + 5 + 0,6 | 307 | TEM | 1 | MC | 1.734 | 1
6FX50125DS311AF6 | POWER CABLE, PREASSEMBLED TYPE: 6FX5012-5DS31 (1FT/1FK/1PH TO SINAMICS) 4X2.5+(2X1.5) C, CONNECTOR SIZE 1.5/2.5 MM2 UL/CSA DESINA, MOTION-CONNECT 500 MODULE SIDE: CRIMPED CONTACTS, CONNECTOR HOUSING INCLUDED DMAX = 14.3 MM, LENGTH (M) = 0 + 0 + 5 + 0,6 | 373 | TEM | 1 | MC | 1.928 | 1
6FX50125DS511EA0 | POWER CABLE, PREASSEMBLED TYPE: 6FX5012-5DS51 (1FT/1FK/1PH TO SINAMICS) 4X6+(2X1.5) C, CONNECTOR SIZE 1.5/6 MM2 UL/CSA DESINA, MOTION-CONNECT 500 MODULE SIDE: CRIMPED CONTACTS, CONNECTOR HOUSING INCLUDED DMAX = 17.6 MM, LENGTH (M) = 0 + 40 + 0 + 0 | 938 | TEM | 1 | MC | 19.908 | 1
6FX50125DX281AD0 | POWER CABLE PREASSEMBLED, EXT. 4X16+ (2X1.5), CONN. SIZE 3 (1FT/1FK TO 611/810D/SIMOVERT) UL/CSA, DESINA, MOTION CONNECT 500, DMAX = 24.2 MM, TYPE: 6FX5012-5DX28 MODULE SIDE: CRIMPED CONTACTS, CONNECTOR HOUSING INCLUDED LENGTH (M) = 0 + 0 + 3 + 0 | 1632 | TEM | 1 | MC | 5.313 | 1
6FX50422AH001AJ0 | SIGNAL CABLE, PREFABRICATED (HTL IN THE MOTOR 1PH.) 4X2X0.34 + 4X0.5 C UL/CSA, DESINA MOTION-CONNECT 500 DMAX = 9.3 MM, TYPE: 6FX5042-2AH00 MOTOR SIDE: CRIMPED CONTACTS, CONNECTOR HOUSING INCLUDED LENGTH (M) = 0 + 0 + 8 + 0 | 120 | TEM | 1 | MC | 1.42 | 1
6FX50422AH001BA0 | SIGNAL CABLE, PREFABRICATED (HTL IN THE MOTOR 1PH.) 4X2X0.34 + 4X0.5 C UL/CSA, DESINA MOTION-CONNECT 500 DMAX = 9.3 MM, TYPE: 6FX5042-2AH00 MOTOR SIDE: CRIMPED CONTACTS, CONNECTOR HOUSING INCLUDED LENGTH (M) = 0 + 10 + 0 + 0 | 131 | TEM | 1 | MC | 1.66 | 1
6FX50422CD011AB0 | SIGNAL CABLE, PREASSEMBLED, (INCR. ENCODER TTL 6FX2001-1) 4X2X0.34 + 4X0.5 C, UL/CSA, DESINA MOTION CONNECT 500 DMAX = 9.3 MM, TYPE: 6FX5042-2CD01 MOTOR SIDE: CRIMPED CONTACTS, CONNECTOR HOUSING INCLUDED LENGTH (M) = 0 + 0 + 1 + 0 | 113 | TEM | 1 | MC | 0.28 | 1
6FX50422CD011BA0 | SIGNAL CABLE, PREASSEMBLED, (INCR. ENCODER TTL 6FX2001-1) 4X2X0.34 + 4X0.5 C, UL/CSA, DESINA MOTION CONNECT 500 DMAX = 9.3 MM, TYPE: 6FX5042-2CD01 MOTOR SIDE: CRIMPED CONTACTS, CONNECTOR HOUSING INCLUDED LENGTH (M) = 0 + 10 + 0 + 0 | 162 | TEM | 1 | MC | 1.36 | 1
6FX50422CF021AB0 | SIGNAL CABLE, PREASSEMBLED ( RESOLVER IN THE MOTOR ) 3X2X0.14 + 4X0.14 + 2X0.5 C UL/CSA, DESINA, MOTION CONNECT 500, DMAX = 9.3 MM, LENGTH (M)= TYPE: 6FX5042-2CF02 MOTOR SIDE: CRIMPED CONTACTS, CONNECTOR HOUSING INCLUDED LENGTH (M) = 0 + 0 + 1 + 0 | 123 | TEM | 1 | MC | 0.35 | 1
6FX50422CF021GB0 | SIGNAL CABLE, PREASSEMBLED ( RESOLVER IN THE MOTOR ) 3X2X0.14 + 4X0.14 + 2X0.5 C UL/CSA, DESINA, MOTION CONNECT 500, DMAX = 9.3 MM, LENGTH (M)= TYPE: 6FX5042-2CF02 MOTOR SIDE: CRIMPED CONTACTS, CONNECTOR HOUSING INCLUDED LENGTH (M) = 0 + 60 + 1 + 0 | 490 | TEM | 1 | MC | 6.41 | 1
6FX60022BR001AF0 | BRAKE CABLE, PREASSEMBLED 6FX6002-2BR00 FOR 1FL5 WITH HOLDING BRAKE 2X0.75 LENGTH =5M | 23.5 | TEM | 1 | MC | 0.25 | 1
6FX60022BR001BA0 | BRAKE CABLE, PREASSEMBLED 6FX6002-2BR00 FOR 1FL5 WITH HOLDING BRAKE 2X0.75 LENGTH =10M | 35.2 | TEM | 1 | MC | 0.5 | 1
6FX60022LE001AF0 | SIGNAL CABLE, PREASSEMBLED 6FX6002-2LE00 (INCR.ENCODER TTL 24 V) FOR 1FL5 7X2X0,2 C DMAX = 9 MM LENGTH =5M | 54.8 | TEM | 1 | MC | 0.67 | 1
6FX60022LE001BA0 | SIGNAL CABLE, PREASSEMBLED 6FX6002-2LE00 (INCR.ENCODER TTL 24 V) FOR 1FL5 7X2X0,2 C DMAX = 9 MM LENGTH =10M | 74.3 | TEM | 1 | MC | 1.3 | 1
6FX60025LE001AF0 | POWER CABLE, PREASSEMBLED 6FX6002-5LE00 FOR 1FL5 TO 10 NM 4X2.5 DMAX = 11.5 MM LENGTH =5M | 39.1 | TEM | 1 | MC | 1.02 | 1
6FX60025LE001BA0 | POWER CABLE, PREASSEMBLED 6FX6002-5LE00 FOR 1FL5 TO 10 NM 4X2.5 DMAX = 11.5 MM LENGTH =10M | 56.7 | TEM | 1 | MC | 2 | 1
6FX70025DA331AJ6 | POWER CABLE, PREASSEMBLED TYPE: 6FX7002-5DA33 4X25+(2X1.0)C, CONNECTOR SIZE 3 (1FT/1FK TO 611/810D/SIMOVERT) TRAILING TYPE UL/CSA DESINA MOTION-CONNECT 700, DMAX=30.5 MM; LENGTH (M)= 0 + 0 + 8 + 0,6 | 1998 | TEM | 1 | MC | 13.9 | 1
6FX70025DA331DA0 | POWER CABLE, PREASSEMBLED TYPE: 6FX7002-5DA33 4X25+(2X1.0)C, CONNECTOR SIZE 3 (1FT/1FK TO 611/810D/SIMOVERT) TRAILING TYPE UL/CSA DESINA MOTION-CONNECT 700, DMAX=30.5 MM; LENGTH (M)= 0 + 30 + 0 + 0 | 4103 | TEM | 1 | MC | 46 | 1
6FX70025EA021AB0 | POWER CABLE, PREASSEMBLED TYPE: 6FX7002-5EA02 4X1.5+(4X0.5)C,CONNECTOR SIZE 1 (1FN TO 611), UL/CSA, DESINA, TRAILING TYPE, MOTION CONNECT 700 DMAX = 14 MM, LENGTH (M)= 0 + 0 + 1 + 0 | 161 | TEM | 1 | MC | 0.494 | 1
6FX70025EA021AJ0 | POWER CABLE, PREASSEMBLED TYPE: 6FX7002-5EA02 4X1.5+(4X0.5)C,CONNECTOR SIZE 1 (1FN TO 611), UL/CSA, DESINA, TRAILING TYPE, MOTION CONNECT 700 DMAX = 14 MM, LENGTH (M)= 0 + 0 + 8 + 0 | 308 | TEM | 1 | MC | 2.244 | 1
6FX70025EA021BA0 | POWER CABLE, PREASSEMBLED TYPE: 6FX7002-5EA02 4X1.5+(4X0.5)C,CONNECTOR SIZE 1 (1FN TO 611), UL/CSA, DESINA, TRAILING TYPE, MOTION CONNECT 700 DMAX = 14 MM, LENGTH (M)= 0 + 10 + 0 + 0 | 350 | TEM | 1 | MC | 2.744 | 1
6FX70025EA021BC0 | POWER CABLE, PREASSEMBLED TYPE: 6FX7002-5EA02 4X1.5+(4X0.5)C,CONNECTOR SIZE 1 (1FN TO 611), UL/CSA, DESINA, TRAILING TYPE, MOTION CONNECT 700 DMAX = 14 MM, LENGTH (M)= 0 + 10 + 2 + 0 | 392 | TEM | 1 | MC | 3.244 | 1
6FX70025EA021BD0 | POWER CABLE, PREASSEMBLED TYPE: 6FX7002-5EA02 4X1.5+(4X0.5)C,CONNECTOR SIZE 1 (1FN TO 611), UL/CSA, DESINA, TRAILING TYPE, MOTION CONNECT 700 DMAX = 14 MM, LENGTH (M)= 0 + 10 + 3 + 0 | 413 | TEM | 1 | MC | 3.494 | 1
6FX70025EA021BE0 | POWER CABLE, PREASSEMBLED TYPE: 6FX7002-5EA02 4X1.5+(4X0.5)C,CONNECTOR SIZE 1 (1FN TO 611), UL/CSA, DESINA, TRAILING TYPE, MOTION CONNECT 700 DMAX = 14 MM, LENGTH (M)= 0 + 10 + 4 + 0 | 434 | TEM | 1 | MC | 3.744 | 1
6FX70025EA021BF0 | POWER CABLE, PREASSEMBLED TYPE: 6FX7002-5EA02 4X1.5+(4X0.5)C,CONNECTOR SIZE 1 (1FN TO 611), UL/CSA, DESINA, TRAILING TYPE, MOTION CONNECT 700 DMAX = 14 MM, LENGTH (M)= 0 + 10 + 5 + 0 | 455 | TEM | 1 | MC | 3.994 | 1
6FX70025EA051AB0 | POWER CABLE, PREASSEMBLED TYPE: 6FX7002-5EA05 EXTENSION, 4X1.5+(4X0.5)C, CONNECTOR SIZE 1, (1FN TO 611) TRAILING TYPE UL/CSA DESINA MOTION CONNECT 700 DMAX = 14 MM, LENGTH (M) = 0 + 0 + 1 + 0 | 222 | TEM | 1 | MC | 0.55 | 1
6FX70025EA051AG0 | POWER CABLE, PREASSEMBLED TYPE: 6FX7002-5EA05 EXTENSION, 4X1.5+(4X0.5)C, CONNECTOR SIZE 1, (1FN TO 611) TRAILING TYPE UL/CSA DESINA MOTION CONNECT 700 DMAX = 14 MM, LENGTH (M) = 0 + 0 + 6 + 0 | 327 | TEM | 1 | MC | 1.8 | 1
6FX70025EA051AJ0 | POWER CABLE, PREASSEMBLED TYPE: 6FX7002-5EA05 EXTENSION, 4X1.5+(4X0.5)C, CONNECTOR SIZE 1, (1FN TO 611) TRAILING TYPE UL/CSA DESINA MOTION CONNECT 700 DMAX = 14 MM, LENGTH (M) = 0 + 0 + 8 + 0 | 369 | TEM | 1 | MC | 2.3 | 1
6FX70025EA051AK0 | POWER CABLE, PREASSEMBLED TYPE: 6FX7002-5EA05 EXTENSION, 4X1.5+(4X0.5)C, CONNECTOR SIZE 1, (1FN TO 611) TRAILING TYPE UL/CSA DESINA MOTION CONNECT 700 DMAX = 14 MM, LENGTH (M) = 0 + 0 + 9 + 0 | 390 | TEM | 1 | MC | 2.55 | 1
6FX70025EA051BB0 | POWER CABLE, PREASSEMBLED TYPE: 6FX7002-5EA05 EXTENSION, 4X1.5+(4X0.5)C, CONNECTOR SIZE 1, (1FN TO 611) TRAILING TYPE UL/CSA DESINA MOTION CONNECT 700 DMAX = 14 MM, LENGTH (M) = 0 + 10 + 1 + 0 | 432 | TEM | 1 | MC | 3.05 | 1
6FX70025EA051BC0 | POWER CABLE, PREASSEMBLED TYPE: 6FX7002-5EA05 EXTENSION, 4X1.5+(4X0.5)C, CONNECTOR SIZE 1, (1FN TO 611) TRAILING TYPE UL/CSA DESINA MOTION CONNECT 700 DMAX = 14 MM, LENGTH (M) = 0 + 10 + 2 + 0 | 454 | TEM | 1 | MC | 3.3 | 1
6FX70025EA051BE0 | POWER CABLE, PREASSEMBLED TYPE: 6FX7002-5EA05 EXTENSION, 4X1.5+(4X0.5)C, CONNECTOR SIZE 1, (1FN TO 611) TRAILING TYPE UL/CSA DESINA MOTION CONNECT 700 DMAX = 14 MM, LENGTH (M) = 0 + 10 + 4 + 0 | 495 | TEM | 1 | MC | 3.8 | 1
6FX70025EA051CA0 | POWER CABLE, PREASSEMBLED TYPE: 6FX7002-5EA05 EXTENSION, 4X1.5+(4X0.5)C, CONNECTOR SIZE 1, (1FN TO 611) TRAILING TYPE UL/CSA DESINA MOTION CONNECT 700 DMAX = 14 MM, LENGTH (M) = 0 + 20 + 0 + 0 | 622 | TEM | 1 | MC | 5.3 | 1
6FX70025EA051CE0 | POWER CABLE, PREASSEMBLED TYPE: 6FX7002-5EA05 EXTENSION, 4X1.5+(4X0.5)C, CONNECTOR SIZE 1, (1FN TO 611) TRAILING TYPE UL/CSA DESINA MOTION CONNECT 700 DMAX = 14 MM, LENGTH (M) = 0 + 20 + 4 + 0 | 706 | TEM | 1 | MC | 6.3 | 1
6FX70025EA311AE0 | POWER CABLE, PREASSEMBLED TYPE: 6FX7002-5EA31 4X2.5+(4X0.5)C, CONN. SIZE 1.5 (1FN TO 611), UL/CSA, DESINA, TRAILING TYPE, MOTION CONNECT 700 DMAX = 15.2 MM, LENGTH (M) = 0 + 0 + 4 + 0 | 297 | TEM | 1 | MC | 1.76 | 1
6FX70025EA311AK0 | POWER CABLE, PREASSEMBLED TYPE: 6FX7002-5EA31 4X2.5+(4X0.5)C, CONN. SIZE 1.5 (1FN TO 611), UL/CSA, DESINA, TRAILING TYPE, MOTION CONNECT 700 DMAX = 15.2 MM, LENGTH (M) = 0 + 0 + 9 + 0 | 411 | TEM | 1 | MC | 3.21 | 1
6FX70025EA311BA0 | POWER CABLE, PREASSEMBLED TYPE: 6FX7002-5EA31 4X2.5+(4X0.5)C, CONN. SIZE 1.5 (1FN TO 611), UL/CSA, DESINA, TRAILING TYPE, MOTION CONNECT 700 DMAX = 15.2 MM, LENGTH (M) = 0 + 10 + 0 + 0 | 434 | TEM | 1 | MC | 3.5 | 1
6FX70025EA311BB0 | POWER CABLE, PREASSEMBLED TYPE: 6FX7002-5EA31 4X2.5+(4X0.5)C, CONN. SIZE 1.5 (1FN TO 611), UL/CSA, DESINA, TRAILING TYPE, MOTION CONNECT 700 DMAX = 15.2 MM, LENGTH (M) = 0 + 10 + 1 + 0 | 457 | TEM | 1 | MC | 3.79 | 1
6FX70025EA311BC0 | POWER CABLE, PREASSEMBLED TYPE: 6FX7002-5EA31 4X2.5+(4X0.5)C, CONN. SIZE 1.5 (1FN TO 611), UL/CSA, DESINA, TRAILING TYPE, MOTION CONNECT 700 DMAX = 15.2 MM, LENGTH (M) = 0 + 10 + 2 + 0 | 480 | TEM | 1 | MC | 4.08 | 1
6FX70025EA311BE0 | POWER CABLE, PREASSEMBLED TYPE: 6FX7002-5EA31 4X2.5+(4X0.5)C, CONN. SIZE 1.5 (1FN TO 611), UL/CSA, DESINA, TRAILING TYPE, MOTION CONNECT 700 DMAX = 15.2 MM, LENGTH (M) = 0 + 10 + 4 + 0 | 525 | TEM | 1 | MC | 4.66 | 1
6FX70025EA311BF0 | POWER CABLE, PREASSEMBLED TYPE: 6FX7002-5EA31 4X2.5+(4X0.5)C, CONN. SIZE 1.5 (1FN TO 611), UL/CSA, DESINA, TRAILING TYPE, MOTION CONNECT 700 DMAX = 15.2 MM, LENGTH (M) = 0 + 10 + 5 + 0 | 548 | TEM | 1 | MC | 4.95 | 1
6FX70025EA411AF0 | POWER CABLE, PREASSEMBLED TYPE: 6FX7002-5EA41 4X4+(4X0.5)C,CONNECTOR SIZE 1.5 (1FN TO 611), UL/CSA, DESINA, TRAILING TYPE, MOTION CONNECT 700 DMAX = 16.6 MM, LENGTH (M) = 0 + 0 + 5 + 0 | 341 | TEM | 1 | MC | 2.44 | 1
6FX70025EA411AG0 | POWER CABLE, PREASSEMBLED TYPE: 6FX7002-5EA41 4X4+(4X0.5)C,CONNECTOR SIZE 1.5 (1FN TO 611), UL/CSA, DESINA, TRAILING TYPE, MOTION CONNECT 700 DMAX = 16.6 MM, LENGTH (M) = 0 + 0 + 6 + 0 | 366 | TEM | 1 | MC | 2.85 | 1
6FX70025EA411AH0 | POWER CABLE, PREASSEMBLED TYPE: 6FX7002-5EA41 4X4+(4X0.5)C,CONNECTOR SIZE 1.5 (1FN TO 611), UL/CSA, DESINA, TRAILING TYPE, MOTION CONNECT 700 DMAX = 16.6 MM, LENGTH (M) = 0 + 0 + 7 + 0 | 392 | TEM | 1 | MC | 3.26 | 1
6FX70025EA411AJ0 | POWER CABLE, PREASSEMBLED TYPE: 6FX7002-5EA41 4X4+(4X0.5)C,CONNECTOR SIZE 1.5 (1FN TO 611), UL/CSA, DESINA, TRAILING TYPE, MOTION CONNECT 700 DMAX = 16.6 MM, LENGTH (M) = 0 + 0 + 8 + 0 | 417 | TEM | 1 | MC | 3.67 | 1
6FX70025EA411BA0 | POWER CABLE, PREASSEMBLED TYPE: 6FX7002-5EA41 4X4+(4X0.5)C,CONNECTOR SIZE 1.5 (1FN TO 611), UL/CSA, DESINA, TRAILING TYPE, MOTION CONNECT 700 DMAX = 16.6 MM, LENGTH (M) = 0 + 10 + 0 + 0 | 466 | TEM | 1 | MC | 4.49 | 1
6FX70025EA411BD0 | POWER CABLE, PREASSEMBLED TYPE: 6FX7002-5EA41 4X4+(4X0.5)C,CONNECTOR SIZE 1.5 (1FN TO 611), UL/CSA, DESINA, TRAILING TYPE, MOTION CONNECT 700 DMAX = 16.6 MM, LENGTH (M) = 0 + 10 + 3 + 0 | 542 | TEM | 1 | MC | 5.72 | 1
6FX70025EA411BE0 | POWER CABLE, PREASSEMBLED TYPE: 6FX7002-5EA41 4X4+(4X0.5)C,CONNECTOR SIZE 1.5 (1FN TO 611), UL/CSA, DESINA, TRAILING TYPE, MOTION CONNECT 700 DMAX = 16.6 MM, LENGTH (M) = 0 + 10 + 4 + 0 | 568 | TEM | 1 | MC | 6.13 | 1
6FX70025EA411BF0 | POWER CABLE, PREASSEMBLED TYPE: 6FX7002-5EA41 4X4+(4X0.5)C,CONNECTOR SIZE 1.5 (1FN TO 611), UL/CSA, DESINA, TRAILING TYPE, MOTION CONNECT 700 DMAX = 16.6 MM, LENGTH (M) = 0 + 10 + 5 + 0 | 593 | TEM | 1 | MC | 6.54 | 1
6FX70025EA411BH0 | POWER CABLE, PREASSEMBLED TYPE: 6FX7002-5EA41 4X4+(4X0.5)C,CONNECTOR SIZE 1.5 (1FN TO 611), UL/CSA, DESINA, TRAILING TYPE, MOTION CONNECT 700 DMAX = 16.6 MM, LENGTH (M) = 0 + 10 + 7 + 0 | 644 | TEM | 1 | MC | 7.36 | 1
6FX70025EA411BK0 | POWER CABLE, PREASSEMBLED TYPE: 6FX7002-5EA41 4X4+(4X0.5)C,CONNECTOR SIZE 1.5 (1FN TO 611), UL/CSA, DESINA, TRAILING TYPE, MOTION CONNECT 700 DMAX = 16.6 MM, LENGTH (M) = 0 + 10 + 9 + 0 | 694 | TEM | 1 | MC | 8.18 | 1
6FX70025EA411CA0 | POWER CABLE, PREASSEMBLED TYPE: 6FX7002-5EA41 4X4+(4X0.5)C,CONNECTOR SIZE 1.5 (1FN TO 611), UL/CSA, DESINA, TRAILING TYPE, MOTION CONNECT 700 DMAX = 16.6 MM, LENGTH (M) = 0 + 20 + 0 + 0 | 722 | TEM | 1 | MC | 8.59 | 1
6FX70025EA411CD0 | POWER CABLE, PREASSEMBLED TYPE: 6FX7002-5EA41 4X4+(4X0.5)C,CONNECTOR SIZE 1.5 (1FN TO 611), UL/CSA, DESINA, TRAILING TYPE, MOTION CONNECT 700 DMAX = 16.6 MM, LENGTH (M) = 0 + 20 + 3 + 0 | 798 | TEM | 1 | MC | 9.82 | 1
6FX70025EA411CF0 | POWER CABLE, PREASSEMBLED TYPE: 6FX7002-5EA41 4X4+(4X0.5)C,CONNECTOR SIZE 1.5 (1FN TO 611), UL/CSA, DESINA, TRAILING TYPE, MOTION CONNECT 700 DMAX = 16.6 MM, LENGTH (M) = 0 + 20 + 5 + 0 | 849 | TEM | 1 | MC | 10.64 | 1
6FX70025EA411CG0 | POWER CABLE, PREASSEMBLED TYPE: 6FX7002-5EA41 4X4+(4X0.5)C,CONNECTOR SIZE 1.5 (1FN TO 611), UL/CSA, DESINA, TRAILING TYPE, MOTION CONNECT 700 DMAX = 16.6 MM, LENGTH (M) = 0 + 20 + 6 + 0 | 875 | TEM | 1 | MC | 11.05 | 1
6FX70025EA411CH0 | POWER CABLE, PREASSEMBLED TYPE: 6FX7002-5EA41 4X4+(4X0.5)C,CONNECTOR SIZE 1.5 (1FN TO 611), UL/CSA, DESINA, TRAILING TYPE, MOTION CONNECT 700 DMAX = 16.6 MM, LENGTH (M) = 0 + 20 + 7 + 0 | 900 | TEM | 1 | MC | 11.46 | 1
6FX70025EA411CJ0 | POWER CABLE, PREASSEMBLED TYPE: 6FX7002-5EA41 4X4+(4X0.5)C,CONNECTOR SIZE 1.5 (1FN TO 611), UL/CSA, DESINA, TRAILING TYPE, MOTION CONNECT 700 DMAX = 16.6 MM, LENGTH (M) = 0 + 20 + 8 + 0 | 925 | TEM | 1 | MC | 11.87 | 1
6FX70025EA411CK0 | POWER CABLE, PREASSEMBLED TYPE: 6FX7002-5EA41 4X4+(4X0.5)C,CONNECTOR SIZE 1.5 (1FN TO 611), UL/CSA, DESINA, TRAILING TYPE, MOTION CONNECT 700 DMAX = 16.6 MM, LENGTH (M) = 0 + 20 + 9 + 0 | 951 | TEM | 1 | MC | 12.28 | 1
6FX70025EA411DA0 | POWER CABLE, PREASSEMBLED TYPE: 6FX7002-5EA41 4X4+(4X0.5)C,CONNECTOR SIZE 1.5 (1FN TO 611), UL/CSA, DESINA, TRAILING TYPE, MOTION CONNECT 700 DMAX = 16.6 MM, LENGTH (M) = 0 + 30 + 0 + 0 | 974 | TEM | 1 | MC | 12.69 | 1
6FX70025EA411DC0 | POWER CABLE, PREASSEMBLED TYPE: 6FX7002-5EA41 4X4+(4X0.5)C,CONNECTOR SIZE 1.5 (1FN TO 611), UL/CSA, DESINA, TRAILING TYPE, MOTION CONNECT 700 DMAX = 16.6 MM, LENGTH (M) = 0 + 30 + 2 + 0 | 1025 | TEM | 1 | MC | 13.51 | 1
6FX70025EA481AD0 | POWER CABLE, PREASSEMBLED TYPE: 6FX7002-5EA48 EXTENSION, 4X4+(4X0.5)C, CONNECTOR SIZE 1.5 (1FN TO 611), UL/CSA, DESINA, TRAILING T.,MOTION CONNECT 700 DMAX = 16.6 MM, LENGTH (M) = 0 + 0 + 3 + 0 | 422 | TEM | 1 | MC | 1.8 | 1
6FX70025EA481AE0 | POWER CABLE, PREASSEMBLED TYPE: 6FX7002-5EA48 EXTENSION, 4X4+(4X0.5)C, CONNECTOR SIZE 1.5 (1FN TO 611), UL/CSA, DESINA, TRAILING T.,MOTION CONNECT 700 DMAX = 16.6 MM, LENGTH (M) = 0 + 0 + 4 + 0 | 448 | TEM | 1 | MC | 2.2 | 1
6FX70025EA481AF0 | POWER CABLE, PREASSEMBLED TYPE: 6FX7002-5EA48 EXTENSION, 4X4+(4X0.5)C, CONNECTOR SIZE 1.5 (1FN TO 611), UL/CSA, DESINA, TRAILING T.,MOTION CONNECT 700 DMAX = 16.6 MM, LENGTH (M) = 0 + 0 + 5 + 0 | 473 | TEM | 1 | MC | 2.6 | 1
6FX70025EA481AG0 | POWER CABLE, PREASSEMBLED TYPE: 6FX7002-5EA48 EXTENSION, 4X4+(4X0.5)C, CONNECTOR SIZE 1.5 (1FN TO 611), UL/CSA, DESINA, TRAILING T.,MOTION CONNECT 700 DMAX = 16.6 MM, LENGTH (M) = 0 + 0 + 6 + 0 | 498 | TEM | 1 | MC | 3 | 1
6FX70025EA481AH0 | POWER CABLE, PREASSEMBLED TYPE: 6FX7002-5EA48 EXTENSION, 4X4+(4X0.5)C, CONNECTOR SIZE 1.5 (1FN TO 611), UL/CSA, DESINA, TRAILING T.,MOTION CONNECT 700 DMAX = 16.6 MM, LENGTH (M) = 0 + 0 + 7 + 0 | 524 | TEM | 1 | MC | 3.4 | 1
6FX70025EA481AJ0 | POWER CABLE, PREASSEMBLED TYPE: 6FX7002-5EA48 EXTENSION, 4X4+(4X0.5)C, CONNECTOR SIZE 1.5 (1FN TO 611), UL/CSA, DESINA, TRAILING T.,MOTION CONNECT 700 DMAX = 16.6 MM, LENGTH (M) = 0 + 0 + 8 + 0 | 549 | TEM | 1 | MC | 3.8 | 1
6FX70025EA481AK0 | POWER CABLE, PREASSEMBLED TYPE: 6FX7002-5EA48 EXTENSION, 4X4+(4X0.5)C, CONNECTOR SIZE 1.5 (1FN TO 611), UL/CSA, DESINA, TRAILING T.,MOTION CONNECT 700 DMAX = 16.6 MM, LENGTH (M) = 0 + 0 + 9 + 0 | 573 | TEM | 1 | MC | 4.2 | 1
6FX70025EA481BA0 | POWER CABLE, PREASSEMBLED TYPE: 6FX7002-5EA48 EXTENSION, 4X4+(4X0.5)C, CONNECTOR SIZE 1.5 (1FN TO 611), UL/CSA, DESINA, TRAILING T.,MOTION CONNECT 700 DMAX = 16.6 MM, LENGTH (M) = 0 + 10 + 0 + 0 | 599 | TEM | 1 | MC | 4.6 | 1
6FX70025EA481BB0 | POWER CABLE, PREASSEMBLED TYPE: 6FX7002-5EA48 EXTENSION, 4X4+(4X0.5)C, CONNECTOR SIZE 1.5 (1FN TO 611), UL/CSA, DESINA, TRAILING T.,MOTION CONNECT 700 DMAX = 16.6 MM, LENGTH (M) = 0 + 10 + 1 + 0 | 624 | TEM | 1 | MC | 5 | 1
6FX70025EA481BC0 | POWER CABLE, PREASSEMBLED TYPE: 6FX7002-5EA48 EXTENSION, 4X4+(4X0.5)C, CONNECTOR SIZE 1.5 (1FN TO 611), UL/CSA, DESINA, TRAILING T.,MOTION CONNECT 700 DMAX = 16.6 MM, LENGTH (M) = 0 + 10 + 2 + 0 | 649 | TEM | 1 | MC | 5.4 | 1
6FX70025EA481BD0 | POWER CABLE, PREASSEMBLED TYPE: 6FX7002-5EA48 EXTENSION, 4X4+(4X0.5)C, CONNECTOR SIZE 1.5 (1FN TO 611), UL/CSA, DESINA, TRAILING T.,MOTION CONNECT 700 DMAX = 16.6 MM, LENGTH (M) = 0 + 10 + 3 + 0 | 674 | TEM | 1 | MC | 5.8 | 1
6FX70025EA481BE0 | POWER CABLE, PREASSEMBLED TYPE: 6FX7002-5EA48 EXTENSION, 4X4+(4X0.5)C, CONNECTOR SIZE 1.5 (1FN TO 611), UL/CSA, DESINA, TRAILING T.,MOTION CONNECT 700 DMAX = 16.6 MM, LENGTH (M) = 0 + 10 + 4 + 0 | 700 | TEM | 1 | MC | 6.2 | 1
6FX70025EA481BG0 | POWER CABLE, PREASSEMBLED TYPE: 6FX7002-5EA48 EXTENSION, 4X4+(4X0.5)C, CONNECTOR SIZE 1.5 (1FN TO 611), UL/CSA, DESINA, TRAILING T.,MOTION CONNECT 700 DMAX = 16.6 MM, LENGTH (M) = 0 + 10 + 6 + 0 | 750 | TEM | 1 | MC | 7 | 1
6FX70025EA481CA0 | POWER CABLE, PREASSEMBLED TYPE: 6FX7002-5EA48 EXTENSION, 4X4+(4X0.5)C, CONNECTOR SIZE 1.5 (1FN TO 611), UL/CSA, DESINA, TRAILING T.,MOTION CONNECT 700 DMAX = 16.6 MM, LENGTH (M) = 0 + 20 + 0 + 0 | 853 | TEM | 1 | MC | 8.6 | 1
6FX70025EA481CK0 | POWER CABLE, PREASSEMBLED TYPE: 6FX7002-5EA48 EXTENSION, 4X4+(4X0.5)C, CONNECTOR SIZE 1.5 (1FN TO 611), UL/CSA, DESINA, TRAILING T.,MOTION CONNECT 700 DMAX = 16.6 MM, LENGTH (M) = 0 + 20 + 9 + 0 | 1079 | TEM | 1 | MC | 12.2 | 1
6FX70025EA511AG7 | POWER CABLE, PREASSEMBLED TYPE: 6FX7002-5EA51 4X6+(4X0.5)C,CONNECTOR SIZE 1.5 (1FN TO 611), UL/CSA, DESINA, TRAILING TYPE, MOTION CONNECT 700 DMAX = 18.3 MM, LENGTH (M) = 0 + 0 + 6 + 0,7 | 418 | TEM | 1 | MC | 4.044 | 1
6FX70025EA511BA0 | POWER CABLE, PREASSEMBLED TYPE: 6FX7002-5EA51 4X6+(4X0.5)C,CONNECTOR SIZE 1.5 (1FN TO 611), UL/CSA, DESINA, TRAILING TYPE, MOTION CONNECT 700 DMAX = 18.3 MM, LENGTH (M) = 0 + 10 + 0 + 0 | 502 | TEM | 1 | MC | 5.76 | 1
6FX70025EA511BF0 | POWER CABLE, PREASSEMBLED TYPE: 6FX7002-5EA51 4X6+(4X0.5)C,CONNECTOR SIZE 1.5 (1FN TO 611), UL/CSA, DESINA, TRAILING TYPE, MOTION CONNECT 700 DMAX = 18.3 MM, LENGTH (M) = 0 + 10 + 5 + 0 | 643 | TEM | 1 | MC | 8.36 | 1
6FX70025EA511CA0 | POWER CABLE, PREASSEMBLED TYPE: 6FX7002-5EA51 4X6+(4X0.5)C,CONNECTOR SIZE 1.5 (1FN TO 611), UL/CSA, DESINA, TRAILING TYPE, MOTION CONNECT 700 DMAX = 18.3 MM, LENGTH (M) = 0 + 20 + 0 + 0 | 784 | TEM | 1 | MC | 10.96 | 1
6FX70025EA611AG0 | POWER CABLE, PREASSEMBLED TYPE: 6FX7002-5EA61 4X10+(4X0.5)C,CONNECT. SIZE 1.5 (1FN TO 611), UL/CSA, DESINA, TRAILING TYPE, MOTION CONNECT 700 DMAX = 23.5 MM, LENGTH (M) = 0 + 0 + 6 + 0 | 468 | TEM | 1 | MC | 5.475 | 1
6FX70025EA611AH0 | POWER CABLE, PREASSEMBLED TYPE: 6FX7002-5EA61 4X10+(4X0.5)C,CONNECT. SIZE 1.5 (1FN TO 611), UL/CSA, DESINA, TRAILING TYPE, MOTION CONNECT 700 DMAX = 23.5 MM, LENGTH (M) = 0 + 0 + 7 + 0 | 507 | TEM | 1 | MC | 6.295 | 1
6FX70025EA611AK0 | POWER CABLE, PREASSEMBLED TYPE: 6FX7002-5EA61 4X10+(4X0.5)C,CONNECT. SIZE 1.5 (1FN TO 611), UL/CSA, DESINA, TRAILING TYPE, MOTION CONNECT 700 DMAX = 23.5 MM, LENGTH (M) = 0 + 0 + 9 + 0 | 581 | TEM | 1 | MC | 7.935 | 1
6FX70025EA611BA0 | POWER CABLE, PREASSEMBLED TYPE: 6FX7002-5EA61 4X10+(4X0.5)C,CONNECT. SIZE 1.5 (1FN TO 611), UL/CSA, DESINA, TRAILING TYPE, MOTION CONNECT 700 DMAX = 23.5 MM, LENGTH (M) = 0 + 10 + 0 + 0 | 618 | TEM | 1 | MC | 8.755 | 1
6FX70025EA611BF0 | POWER CABLE, PREASSEMBLED TYPE: 6FX7002-5EA61 4X10+(4X0.5)C,CONNECT. SIZE 1.5 (1FN TO 611), UL/CSA, DESINA, TRAILING TYPE, MOTION CONNECT 700 DMAX = 23.5 MM, LENGTH (M) = 0 + 10 + 5 + 0 | 804 | TEM | 1 | MC | 12.855 | 1
6FX70025EA611CA0 | POWER CABLE, PREASSEMBLED TYPE: 6FX7002-5EA61 4X10+(4X0.5)C,CONNECT. SIZE 1.5 (1FN TO 611), UL/CSA, DESINA, TRAILING TYPE, MOTION CONNECT 700 DMAX = 23.5 MM, LENGTH (M) = 0 + 20 + 0 + 0 | 989 | TEM | 1 | MC | 16.955 | 1
6FX70025EA611CF0 | POWER CABLE, PREASSEMBLED TYPE: 6FX7002-5EA61 4X10+(4X0.5)C,CONNECT. SIZE 1.5 (1FN TO 611), UL/CSA, DESINA, TRAILING TYPE, MOTION CONNECT 700 DMAX = 23.5 MM, LENGTH (M) = 0 + 20 + 5 + 0 | 1175 | TEM | 1 | MC | 21.055 | 1
6FX70025EA611CG0 | POWER CABLE, PREASSEMBLED TYPE: 6FX7002-5EA61 4X10+(4X0.5)C,CONNECT. SIZE 1.5 (1FN TO 611), UL/CSA, DESINA, TRAILING TYPE, MOTION CONNECT 700 DMAX = 23.5 MM, LENGTH (M) = 0 + 20 + 6 + 0 | 1212 | TEM | 1 | MC | 21.875 | 1
6FX70025EA611CK0 | POWER CABLE, PREASSEMBLED TYPE: 6FX7002-5EA61 4X10+(4X0.5)C,CONNECT. SIZE 1.5 (1FN TO 611), UL/CSA, DESINA, TRAILING TYPE, MOTION CONNECT 700 DMAX = 23.5 MM, LENGTH (M) = 0 + 20 + 9 + 0 | 1325 | TEM | 1 | MC | 24.335 | 1
6FX70025EA711BA0 | POWER CABLE, PREASSEMBLED TYPE: 6FX7002-5EA71 4X16+(4X0.5)C,CONNECT. SIZE 1.5 (1FN TO 611), UL/CSA, DESINA, TRAILING TYPE, MOTION CONNECT 700 DMAX = 26.1 MM, LENGTH (M) = 0 + 10 + 0 + 0 | 759 | TEM | 1 | MC | 10.6 | 1
6FX70025EB111AF0 | POWER CABLE, PREASSEMBLED TYPE: 6FX7002-5EB11 4X2.5+(4X0.5) C, CONN. SIZE 1 (1FN TO 611), UL/CSA, DESINA, TRAILING T.,MOTION CONNECT 700 DMAX = 15.2 MM, LENGTH (M) = 0 + 0 + 5 + 0 | 261 | TEM | 1 | MC | 1.87 | 1
6FX70025EB111AH0 | POWER CABLE, PREASSEMBLED TYPE: 6FX7002-5EB11 4X2.5+(4X0.5) C, CONN. SIZE 1 (1FN TO 611), UL/CSA, DESINA, TRAILING T.,MOTION CONNECT 700 DMAX = 15.2 MM, LENGTH (M) = 0 + 0 + 7 + 0 | 307 | TEM | 1 | MC | 2.51 | 1
6FX70025EB111AJ0 | POWER CABLE, PREASSEMBLED TYPE: 6FX7002-5EB11 4X2.5+(4X0.5) C, CONN. SIZE 1 (1FN TO 611), UL/CSA, DESINA, TRAILING T.,MOTION CONNECT 700 DMAX = 15.2 MM, LENGTH (M) = 0 + 0 + 8 + 0 | 329 | TEM | 1 | MC | 2.83 | 1
6FX70025EB111AJ2 | POWER CABLE, PREASSEMBLED TYPE: 6FX7002-5EB11 4X2.5+(4X0.5) C, CONN. SIZE 1 (1FN TO 611), UL/CSA, DESINA, TRAILING T.,MOTION CONNECT 700 DMAX = 15.2 MM, LENGTH (M) = 0 + 0 + 8 + 0,2 | 352 | TEM | 1 | MC | 2.894 | 1
6FX70025EB111AJ5 | POWER CABLE, PREASSEMBLED TYPE: 6FX7002-5EB11 4X2.5+(4X0.5) C, CONN. SIZE 1 (1FN TO 611), UL/CSA, DESINA, TRAILING T.,MOTION CONNECT 700 DMAX = 15.2 MM, LENGTH (M) = 0 + 0 + 8 + 0,5 | 352 | TEM | 1 | MC | 2.99 | 1
6FX70025EB111AK5 | POWER CABLE, PREASSEMBLED TYPE: 6FX7002-5EB11 4X2.5+(4X0.5) C, CONN. SIZE 1 (1FN TO 611), UL/CSA, DESINA, TRAILING T.,MOTION CONNECT 700 DMAX = 15.2 MM, LENGTH (M) = 0 + 0 + 9 + 0,5 | 375 | TEM | 1 | MC | 3.31 | 1
6FX70025EB111BA0 | POWER CABLE, PREASSEMBLED TYPE: 6FX7002-5EB11 4X2.5+(4X0.5) C, CONN. SIZE 1 (1FN TO 611), UL/CSA, DESINA, TRAILING T.,MOTION CONNECT 700 DMAX = 15.2 MM, LENGTH (M) = 0 + 10 + 0 + 0 | 376 | TEM | 1 | MC | 3.47 | 1
6FX70025EB111BA5 | POWER CABLE, PREASSEMBLED TYPE: 6FX7002-5EB11 4X2.5+(4X0.5) C, CONN. SIZE 1 (1FN TO 611), UL/CSA, DESINA, TRAILING T.,MOTION CONNECT 700 DMAX = 15.2 MM, LENGTH (M) = 0 + 10 + 0 + 0,5 | 398 | TEM | 1 | MC | 3.63 | 1
6FX70025EB111CA0 | POWER CABLE, PREASSEMBLED TYPE: 6FX7002-5EB11 4X2.5+(4X0.5) C, CONN. SIZE 1 (1FN TO 611), UL/CSA, DESINA, TRAILING T.,MOTION CONNECT 700 DMAX = 15.2 MM, LENGTH (M) = 0 + 20 + 0 + 0 | 602 | TEM | 1 | MC | 6.67 | 1
6FX70025EB181AD0 | POWER CABLE, PREASSEMBLED EXT. TYPE: 6FX7002-5EB18 4X2.5+(4X0.5) C, CONN. SIZE 1 (1FN TO 611), UL/CSA, DESINA, TRAILING T.,MOTION CONNECT 700 DMAX = 15.2 MM, LENGTH (M) = 0 + 0 + 3 + 0 | 273 | TEM | 1 | MC | 1.29 | 1
6FX70025EB181AD5 | POWER CABLE, PREASSEMBLED EXT. TYPE: 6FX7002-5EB18 4X2.5+(4X0.5) C, CONN. SIZE 1 (1FN TO 611), UL/CSA, DESINA, TRAILING T.,MOTION CONNECT 700 DMAX = 15.2 MM, LENGTH (M) = 0 + 0 + 3 + 0,5 | 296 | TEM | 1 | MC | 1.45 | 1
6FX70025EX001AJ0 | POWER CABLE, PREASSEMBLED TYPE: 6FX7002-5EX00 MAIN CABLE 6FX7002-5DA33 CUSTOMIZED EX-CELL-O INSULATION ONLY STRIPPED ON MOTOR SIDE STANDARD ON MODULE SIDE LENGTH (M) = 0 + 0 + 8 + 0 | 622 | TEM | 1 | MC | 12.822 | 1
6FX70025EX001BA0 | POWER CABLE, PREASSEMBLED TYPE: 6FX7002-5EX00 MAIN CABLE 6FX7002-5DA33 CUSTOMIZED EX-CELL-O INSULATION ONLY STRIPPED ON MOTOR SIDE STANDARD ON MODULE SIDE LENGTH (M) = 0 + 10 + 0 + 0 | 748 | TEM | 1 | MC | 16.022 | 1
6FX70025EX011AG6 | CABLE, PREASSEMBLED TYPE: 6FX7002-5EX01 CUSTOMIZED LENGTH (M) = 0 + 0 + 6 + 0,6 | 413 | TEM | 1 | MC | 2.898 | 1
6FX70025EX011BA0 | CABLE, PREASSEMBLED TYPE: 6FX7002-5EX01 CUSTOMIZED LENGTH (M) = 0 + 10 + 0 + 0 | 478 | TEM | 1 | MC | 4.02 | 1
6FX70025EX011BA5 | CABLE, PREASSEMBLED TYPE: 6FX7002-5EX01 CUSTOMIZED LENGTH (M) = 0 + 10 + 0 + 0,5 | 499 | TEM | 1 | MC | 4.185 | 1
6FX70025EX101AH0 | CABLE, PREASSEMBLED TYPE: 6FX7002-5EX10 CUSTOMIZED LENGTH (M) = 0 + 0 + 7 + 0 | 276 | TEM | 1 | MC | 2.57 | 1
6FX70025EX101AH7 | CABLE, PREASSEMBLED TYPE: 6FX7002-5EX10 CUSTOMIZED LENGTH (M) = 0 + 0 + 7 + 0,7 | 297 | TEM | 1 | MC | 2.801 | 1
6FX70025EX101AK5 | CABLE, PREASSEMBLED TYPE: 6FX7002-5EX10 CUSTOMIZED LENGTH (M) = 0 + 0 + 9 + 0,5 | 340 | TEM | 1 | MC | 3.395 | 1
6FX70025EX101BA5 | CABLE, PREASSEMBLED TYPE: 6FX7002-5EX10 CUSTOMIZED LENGTH (M) = 0 + 10 + 0 + 0,5 | 361 | TEM | 1 | MC | 3.725 | 1
6FX70025EX381AJ0 | POWER CABLE, PREASSEMBLED TYPE: 6FX7002-5EX38 MAIN CABLE 6FX7002-5EA31 DEDICATED EX-CELL-O MOTOR SIDE RING CABLE LUG MODULE SIDE TERMINAL PIN LENGTH (M) = 0 + 0 + 8 + 0 | 285 | TEM | 1 | MC | 2.58 | 1
6FX70025LM001CF0 | POWER CABLE PREASSEMBLED TYPE: 6FX7002-5LM00 (1FN3 ) 4X16+(4X0.5)C, PLUG SIZE 1.5 AND PG29 MOTION-CONNECT 700, MAX. DIAM.=26.1MM, LENGTH (M) = 0 + 20 + 5 + 0 | 1940 | TEM | 1 | MC | 27.114 | 1
6FX70025LM021AA5 | POWER CABLE PREASSEMBLED TYPE: 6FX7002-5LM02 4X16 C SCREW GLAND M32/ 1FN3 CONNECTOR FULL THREAD SIZE 1.5 ON THE CONVERTER SIDE MOTION-CONNECT 800PLUS TRAILING TYPE UL/CSA DESINA DMAX= 22.3 MM LENGTH (M) = 0 + 0 + 0 + 0,5 | 370 | TEM | 1 | MC | 0.854 | 1
6FX70025LM021AC0 | POWER CABLE PREASSEMBLED TYPE: 6FX7002-5LM02 4X16 C SCREW GLAND M32/ 1FN3 CONNECTOR FULL THREAD SIZE 1.5 ON THE CONVERTER SIDE MOTION-CONNECT 800PLUS TRAILING TYPE UL/CSA DESINA DMAX= 22.3 MM LENGTH (M) = 0 + 0 + 2 + 0 | 406 | TEM | 1 | MC | 2.246 | 1
6FX70025LM021AE0 | POWER CABLE PREASSEMBLED TYPE: 6FX7002-5LM02 4X16 C SCREW GLAND M32/ 1FN3 CONNECTOR FULL THREAD SIZE 1.5 ON THE CONVERTER SIDE MOTION-CONNECT 800PLUS TRAILING TYPE UL/CSA DESINA DMAX= 22.3 MM LENGTH (M) = 0 + 0 + 4 + 0 | 478 | TEM | 1 | MC | 4.102 | 1
6FX70025LM021AF0 | POWER CABLE PREASSEMBLED TYPE: 6FX7002-5LM02 4X16 C SCREW GLAND M32/ 1FN3 CONNECTOR FULL THREAD SIZE 1.5 ON THE CONVERTER SIDE MOTION-CONNECT 800PLUS TRAILING TYPE UL/CSA DESINA DMAX= 22.3 MM LENGTH (M) = 0 + 0 + 5 + 0 | 514 | TEM | 1 | MC | 5.03 | 1
6FX70025LM021AG0 | POWER CABLE PREASSEMBLED TYPE: 6FX7002-5LM02 4X16 C SCREW GLAND M32/ 1FN3 CONNECTOR FULL THREAD SIZE 1.5 ON THE CONVERTER SIDE MOTION-CONNECT 800PLUS TRAILING TYPE UL/CSA DESINA DMAX= 22.3 MM LENGTH (M) = 0 + 0 + 6 + 0 | 550 | TEM | 1 | MC | 5.958 | 1
6FX70025LM021AH0 | POWER CABLE PREASSEMBLED TYPE: 6FX7002-5LM02 4X16 C SCREW GLAND M32/ 1FN3 CONNECTOR FULL THREAD SIZE 1.5 ON THE CONVERTER SIDE MOTION-CONNECT 800PLUS TRAILING TYPE UL/CSA DESINA DMAX= 22.3 MM LENGTH (M) = 0 + 0 + 7 + 0 | 586 | TEM | 1 | MC | 6.886 | 1
6FX70025LM321AA5 | POWER CABLE PREASSEMBLED TYPE: 6FX7002-5LM32 (1FN3 CONTINUOUS LOAD ) 4X10C PLUG SIZE 1.5 AND M32 MOTION-CONNECT 700, MAX. DIAM.=19,2 MM, LENGTH (M) = 0 + 0 + 0 + 0,5 | 341 | TEM | 1 | MC | 0.675 | 1
6FX70025LM321AB0 | POWER CABLE PREASSEMBLED TYPE: 6FX7002-5LM32 (1FN3 CONTINUOUS LOAD ) 4X10C PLUG SIZE 1.5 AND M32 MOTION-CONNECT 700, MAX. DIAM.=19,2 MM, LENGTH (M) = 0 + 0 + 1 + 0 | 341 | TEM | 1 | MC | 0.96 | 1
6FX70025LM321AG1 | POWER CABLE PREASSEMBLED TYPE: 6FX7002-5LM32 (1FN3 CONTINUOUS LOAD ) 4X10C PLUG SIZE 1.5 AND M32 MOTION-CONNECT 700, MAX. DIAM.=19,2 MM, LENGTH (M) = 0 + 0 + 6 + 0,1 | 498 | TEM | 1 | MC | 3.867 | 1
6FX70025LM321AH6 | POWER CABLE PREASSEMBLED TYPE: 6FX7002-5LM32 (1FN3 CONTINUOUS LOAD ) 4X10C PLUG SIZE 1.5 AND M32 MOTION-CONNECT 700, MAX. DIAM.=19,2 MM, LENGTH (M) = 0 + 0 + 7 + 0,6 | 525 | TEM | 1 | MC | 4.722 | 1
6FX70025LM321BC6 | POWER CABLE PREASSEMBLED TYPE: 6FX7002-5LM32 (1FN3 CONTINUOUS LOAD ) 4X10C PLUG SIZE 1.5 AND M32 MOTION-CONNECT 700, MAX. DIAM.=19,2 MM, LENGTH (M) = 0 + 10 + 2 + 0,6 | 656 | TEM | 1 | MC | 7.572 | 1
6FX70025LM401AA5 | POWER CABLE PREASSEMBLED TYPE: 6FX7002-5LM40 (1FN3) 4X2.5+(4X0.5)C, PLUG SIZE 1 AND PG16 MOTION-CONNECT 700, MAX. DIAM.=15,2MM, LENGTH (M) = 0 + 0 + 0 + 0,5 | 223 | TEM | 1 | MC | 0.359 | 1
6FX70025LM401BA0 | POWER CABLE PREASSEMBLED TYPE: 6FX7002-5LM40 (1FN3) 4X2.5+(4X0.5)C, PLUG SIZE 1 AND PG16 MOTION-CONNECT 700, MAX. DIAM.=15,2MM, LENGTH (M) = 0 + 10 + 0 + 0 | 434 | TEM | 1 | MC | 3.399 | 1
6FX70025LM421AA4 | POWER CABLE PREASSEMBLED TYPE: 6FX7002-5LM42 4X2.5 C SCREW GLAND M20/ 1FN3 CONNECTOR FULL THREAD SIZE 1 ON THE CONVERTER SIDE FOR SIMODRIVE/ MASTERDRIVES MOTION-CONNECT 800PLUS TRAILING TYPE UL/CSA DESINA DMAX=11 MM LENGTH (M) = 0 + 0 + 0 + 0,4 | 221 | TEM | 1 | MC | 0.229 | 1
6FX70025LM421AA5 | POWER CABLE PREASSEMBLED TYPE: 6FX7002-5LM42 4X2.5 C SCREW GLAND M20/ 1FN3 CONNECTOR FULL THREAD SIZE 1 ON THE CONVERTER SIDE FOR SIMODRIVE/ MASTERDRIVES MOTION-CONNECT 800PLUS TRAILING TYPE UL/CSA DESINA DMAX=11 MM LENGTH (M) = 0 + 0 + 0 + 0,5 | 221 | TEM | 1 | MC | 0.251 | 1
6FX70025LM421AB0 | POWER CABLE PREASSEMBLED TYPE: 6FX7002-5LM42 4X2.5 C SCREW GLAND M20/ 1FN3 CONNECTOR FULL THREAD SIZE 1 ON THE CONVERTER SIDE FOR SIMODRIVE/ MASTERDRIVES MOTION-CONNECT 800PLUS TRAILING TYPE UL/CSA DESINA DMAX=11 MM LENGTH (M) = 0 + 0 + 1 + 0 | 221 | TEM | 1 | MC | 0.362 | 1
6FX70025LM421AB7 | POWER CABLE PREASSEMBLED TYPE: 6FX7002-5LM42 4X2.5 C SCREW GLAND M20/ 1FN3 CONNECTOR FULL THREAD SIZE 1 ON THE CONVERTER SIDE FOR SIMODRIVE/ MASTERDRIVES MOTION-CONNECT 800PLUS TRAILING TYPE UL/CSA DESINA DMAX=11 MM LENGTH (M) = 0 + 0 + 1 + 0,7 | 232 | TEM | 1 | MC | 0.517 | 1
6FX70025LM421AC0 | POWER CABLE PREASSEMBLED TYPE: 6FX7002-5LM42 4X2.5 C SCREW GLAND M20/ 1FN3 CONNECTOR FULL THREAD SIZE 1 ON THE CONVERTER SIDE FOR SIMODRIVE/ MASTERDRIVES MOTION-CONNECT 800PLUS TRAILING TYPE UL/CSA DESINA DMAX=11 MM LENGTH (M) = 0 + 0 + 2 + 0 | 232 | TEM | 1 | MC | 0.584 | 1
6FX70025LM421AD0 | POWER CABLE PREASSEMBLED TYPE: 6FX7002-5LM42 4X2.5 C SCREW GLAND M20/ 1FN3 CONNECTOR FULL THREAD SIZE 1 ON THE CONVERTER SIDE FOR SIMODRIVE/ MASTERDRIVES MOTION-CONNECT 800PLUS TRAILING TYPE UL/CSA DESINA DMAX=11 MM LENGTH (M) = 0 + 0 + 3 + 0 | 243 | TEM | 1 | MC | 0.806 | 1
6FX70025LM601AF0 | POWER CABLE PREASSEMBLED TYPE: 6FX7002-5LM60 (1FN3) 4X2.5+(4X0.5)C, PLUG SIZE 1 AND PG21 MOTION-CONNECT 700, MAX. DIAM.=15,2MM, LENGTH (M) = 0 + 0 + 5 + 0 | 317 | TEM | 1 | MC | 1.815 | 1
6FX70025LM621AA4 | POWER CABLE PREASSAMBLED TYPE: 6FX7002-5LM62 4X2.5 C SCREW GLAND M20/ 1FN3 CONNECTOR FULL THREAD SIZE 1 ON THE CONVERTER SIDE FOR SIMODRIVE/ MASTERDRIVES MOTION-CONNECT 800PLUS TRAILING TYPE UL/CSA DESINA DMAX=11 MM LENGTH (M) = 0 + 0 + 0 + 0,4 | 221 | TEM | 1 | MC | 0.229 | 1
6FX70025LM621AA5 | POWER CABLE PREASSAMBLED TYPE: 6FX7002-5LM62 4X2.5 C SCREW GLAND M20/ 1FN3 CONNECTOR FULL THREAD SIZE 1 ON THE CONVERTER SIDE FOR SIMODRIVE/ MASTERDRIVES MOTION-CONNECT 800PLUS TRAILING TYPE UL/CSA DESINA DMAX=11 MM LENGTH (M) = 0 + 0 + 0 + 0,5 | 221 | TEM | 1 | MC | 0.251 | 1
6FX70025LM621AB0 | POWER CABLE PREASSAMBLED TYPE: 6FX7002-5LM62 4X2.5 C SCREW GLAND M20/ 1FN3 CONNECTOR FULL THREAD SIZE 1 ON THE CONVERTER SIDE FOR SIMODRIVE/ MASTERDRIVES MOTION-CONNECT 800PLUS TRAILING TYPE UL/CSA DESINA DMAX=11 MM LENGTH (M) = 0 + 0 + 1 + 0 | 221 | TEM | 1 | MC | 0.362 | 1
6FX70025LM701BA0 | POWER CABLE PREASSEMBLED TYPE: 6FX7002-5LM70 (1FN3 ) 4X4+(4X0.5)C, 4X6+(4X0.5)C, PLUG SIZE 1.5 AND PG21 MOTION-CONNECT 700, MAX. DIAM.=16,6MM, LENGTH (M) = 0 + 10 + 0 + 0 | 574 | TEM | 1 | MC | 4.613 | 1
6FX70025LM721AA1 | POWER CABLE PREASSAMBLED TYPE: 6FX7002-5LM72 4X4 C SCREW GLAND M32/ 1FN3 CONNECTOR FULL THREAD SIZE 1.5 ON THE CONVERTER SIDE FOR SIMODRIVE/ MASTERDRIVES MOTION-CONNECT 800PLUS TRAILING TYPE UL/CSA DESINA DMAX=12.3 MM LENGTH (M) = 0 + 0 + 0 + 0,1 | 324 | TEM | 1 | MC | 0.339 | 1
6FX70025LM721AA5 | POWER CABLE PREASSAMBLED TYPE: 6FX7002-5LM72 4X4 C SCREW GLAND M32/ 1FN3 CONNECTOR FULL THREAD SIZE 1.5 ON THE CONVERTER SIDE FOR SIMODRIVE/ MASTERDRIVES MOTION-CONNECT 800PLUS TRAILING TYPE UL/CSA DESINA DMAX=12.3 MM LENGTH (M) = 0 + 0 + 0 + 0,5 | 324 | TEM | 1 | MC | 0.454 | 1
6FX70025LM721AB0 | POWER CABLE PREASSAMBLED TYPE: 6FX7002-5LM72 4X4 C SCREW GLAND M32/ 1FN3 CONNECTOR FULL THREAD SIZE 1.5 ON THE CONVERTER SIDE FOR SIMODRIVE/ MASTERDRIVES MOTION-CONNECT 800PLUS TRAILING TYPE UL/CSA DESINA DMAX=12.3 MM LENGTH (M) = 0 + 0 + 1 + 0 | 324 | TEM | 1 | MC | 0.598 | 1
6FX70025LM721AH0 | POWER CABLE PREASSAMBLED TYPE: 6FX7002-5LM72 4X4 C SCREW GLAND M32/ 1FN3 CONNECTOR FULL THREAD SIZE 1.5 ON THE CONVERTER SIDE FOR SIMODRIVE/ MASTERDRIVES MOTION-CONNECT 800PLUS TRAILING TYPE UL/CSA DESINA DMAX=12.3 MM LENGTH (M) = 0 + 0 + 7 + 0 | 411 | TEM | 1 | MC | 2.326 | 1
6FX70025LM721BA0 | POWER CABLE PREASSAMBLED TYPE: 6FX7002-5LM72 4X4 C SCREW GLAND M32/ 1FN3 CONNECTOR FULL THREAD SIZE 1.5 ON THE CONVERTER SIDE FOR SIMODRIVE/ MASTERDRIVES MOTION-CONNECT 800PLUS TRAILING TYPE UL/CSA DESINA DMAX=12.3 MM LENGTH (M) = 0 + 10 + 0 + 0 | 455 | TEM | 1 | MC | 3.19 | 1
6FX70025YP181AB0 | POWER CABLE, PREASSEMB. EXTENS. TYPE: 6FX7002-5YP18 (1FN3 MOTORS) CABLE LUGS/SIZE 1.5, MC700 4X10+(4X0.5) C LENGTH (M)= 0 + 0 + 1 + 0 | 294 | TEM | 1 | MC | 0.975 | 1
6FX70025YP221AA5 | POWER CABLE, PREASSEMBLED TYPE: 6FX7002-5YP22 EXTENS. (1FN3 MOTORS) CABLE LUG/SIZE 1.5, EX CELL O, MC 700, 4X6+(4X0,5) C; LENGTH (M)= 0 + 0 + 0 + 0,5 | 245 | TEM | 1 | MC | 0.624 | 1
6FX70025YP221AA6 | POWER CABLE, PREASSEMBLED TYPE: 6FX7002-5YP22 EXTENS. (1FN3 MOTORS) CABLE LUG/SIZE 1.5, EX CELL O, MC 700, 4X6+(4X0,5) C; LENGTH (M)= 0 + 0 + 0 + 0,6 | 245 | TEM | 1 | MC | 0.676 | 1
6FX70025YP221AA7 | POWER CABLE, PREASSEMBLED TYPE: 6FX7002-5YP22 EXTENS. (1FN3 MOTORS) CABLE LUG/SIZE 1.5, EX CELL O, MC 700, 4X6+(4X0,5) C; LENGTH (M)= 0 + 0 + 0 + 0,7 | 245 | TEM | 1 | MC | 0.728 | 1
6FX70025YP231AJ0 | POWER CABLE, PREASSEMBLED TYPE: 6FX7002-5YP23 EXTENS. (1FN3 MOTORS) CABLE LUG/CABLE LUG, CUSTOMIZED; MC 700; 4X6+(4X0,5) C; LENGTH (M)= 0 + 0 + 8 + 0 | 307 | TEM | 1 | MC | 4.48 | 1
6FX70025YP231AJ2 | POWER CABLE TYPE: 6FX7002-5YP23 4X6 X 4X0,5C, TRAILING TYPE UL/CSA DESINA MOTION-CONNECT 700, LENGTH (M)= 8,2 | 335 | TEM | 1 | MC | 5.78 | 1
6FX70025YP231AK0 | POWER CABLE, PREASSEMBLED TYPE: 6FX7002-5YP23 EXTENS. (1FN3 MOTORS) CABLE LUG/CABLE LUG, CUSTOMIZED; MC 700; 4X6+(4X0,5) C; LENGTH (M)= 0 + 0 + 9 + 0 | 335 | TEM | 1 | MC | 4.99 | 1
6FX70025YP231AK5 | POWER CABLE TYPE: 6FX7002-5YP23 4X6 X 4X0,5C, TRAILING TYPE UL/CSA DESINA MOTION-CONNECT 700, LENGTH (M)= 9,5 | 307 | TEM | 1 | MC | 5.127 | 1
6FX70025YP231BB6 | POWER CABLE TYPE: 6FX7002-5YP23 4X6 X 4X0,5C, TRAILING TYPE UL/CSA DESINA MOTION-CONNECT 700, LENGTH (M)= 11,6 | 422 | TEM | 1 | MC | 6.25 | 1
6FX70081BB251FA0 | POWER CABLE,SOLD BY THE METER, TYPE: 6FX7008-1BB25 4 X 25 FOR LINEAR MOTORS TRAILING TYPE UL/CSA DESINA MOTION-CONNECT 700 DELIVERY FORM: IN COILS DMAX = 26.4 MM, LENGTH (M) = 50 | 2848 | TEM | 1 | MC | 65.5 | 1
6FX70081BB252AA0 | POWER CABLE,SOLD BY THE METER, TYPE: 6FX7008-1BB25 4 X 25 C FOR LINEAR MOTORS TRAILING TYPE UL/CSA DESINA MOTION-CONNECT 700 DELIVERY FORM: ON DISPOS. DRUM DMAX =26.4 MM, LENGTH (M)= 100 | 5695 | TEM | 1 | MC | 131 | 1
6FX70081BC111AF0 | POWER CABLE, SOLD BY THE METER TYPE: 6FX7008-1BC11 4X1.5 + 4X0.5 C FOR LINEAR MOTORS TRAILING TYPE UL/CSA DESINA MOTION-CONNECT 700, DELIVERY FORM: IN COILS DMAX = 14.0 MM, LENGTH (M) = 0 + 0 + 5 + 0 | 139 | TEM | 1 | MC | 0.151 | 1
6FX70081BC111AH0 | POWER CABLE, SOLD BY THE METER TYPE: 6FX7008-1BC11 4X1.5 + 4X0.5 C FOR LINEAR MOTORS TRAILING TYPE UL/CSA DESINA MOTION-CONNECT 700, DELIVERY FORM: IN COILS DMAX = 14.0 MM, LENGTH (M) = 0 + 0 + 7 + 0 | 188 | TEM | 1 | MC | 0.211 | 1
6FX70081BC111BA0 | POWER CABLE, SOLD BY THE METER TYPE: 6FX7008-1BC11 4X1.5 + 4X0.5 C FOR LINEAR MOTORS TRAILING TYPE UL/CSA DESINA MOTION-CONNECT 700, DELIVERY FORM: IN COILS DMAX = 14.0 MM, LENGTH (M) = 0 + 10 + 0 + 0 | 262 | TEM | 1 | MC | 0.301 | 1
6FX70081BC111BC0 | POWER CABLE, SOLD BY THE METER TYPE: 6FX7008-1BC11 4X1.5 + 4X0.5 C FOR LINEAR MOTORS TRAILING TYPE UL/CSA DESINA MOTION-CONNECT 700, DELIVERY FORM: IN COILS DMAX = 14.0 MM, LENGTH (M) = 0 + 10 + 2 + 0 | 311 | TEM | 1 | MC | 0.361 | 1
6FX70081BC111FA0 | POWER CABLE, SOLD BY THE METER TYPE: 6FX7008-1BC11 4 X 1.5 + 4 X 0.5 C FOR LINEAR MOTORS TRAILING TYPE UL/CSA DESINA MOTION-CONNECT 700 DELIVERY FORM: IN COILS DMAX = 14.0 MM, LENGTH (M) = 50 | 1248 | TEM | 1 | MC | 13 | 1
6FX70081BC112AA0 | POWER CABLE, SOLD BY THE METER TYPE: 6FX7008-1BC11 4 X 1.5 + 4 X 0.5 C FOR LINEAR MOTORS TRAILING TYPE UL/CSA DESINA MOTION-CONNECT 700 DELIVERY FORM: IN COILS DMAX = 14.0 MM, LENGTH (M) =100 | 2478 | TEM | 1 | MC | 25.25 | 1
6FX70081BC113AA0 | POWER CABLE, SOLD BY THE METER TYPE: 6FX7008-1BC11 4 X 1.5 + 4 X 0.5 C FOR LINEAR MOTORS TRAILING TYPE UL/CSA DESINA MOTION-CONNECT 700 DELIVERY FORM: ON DISPOS. DRUM DMAX = 14.0 MM, LENGTH (M)= 200 | 4934 | TEM | 1 | MC | 56 | 1
6FX70081BC211AF0 | POWER CABLE, SOLD BY THE METER TYPE: 6FX7008-1BC21 4 X 2.5 + 4 X 0.5 C FOR LINEAR MOTORS TRAILING TYPE UL/CSA DESINA MOTION-CONNECT 700 DELIVERY FORM: IN COILS DMAX = 15.2 MM, LENGTH (M) = 0 + 0 + 5 + 0 | 150 | TEM | 1 | MC | 1.651 | 1
6FX70081BC211AK0 | POWER CABLE, SOLD BY THE METER TYPE: 6FX7008-1BC21 4 X 2.5 + 4 X 0.5 C FOR LINEAR MOTORS TRAILING TYPE UL/CSA DESINA MOTION-CONNECT 700 DELIVERY FORM: IN COILS DMAX = 15.2 MM, LENGTH (M) = 0 + 0 + 9 + 0 | 255 | TEM | 1 | MC | 2.971 | 1
6FX70081BC211BC0 | POWER CABLE, SOLD BY THE METER TYPE: 6FX7008-1BC21 4 X 2.5 + 4 X 0.5 C FOR LINEAR MOTORS TRAILING TYPE UL/CSA DESINA MOTION-CONNECT 700 DELIVERY FORM: IN COILS DMAX = 15.2 MM, LENGTH (M) = 0 + 10 + 2 + 0 | 337 | TEM | 1 | MC | 3.961 | 1
6FX70081BC211CF0 | POWER CABLE, SOLD BY THE METER TYPE: 6FX7008-1BC21 4 X 2.5 + 4 X 0.5 C FOR LINEAR MOTORS TRAILING TYPE UL/CSA DESINA MOTION-CONNECT 700 DELIVERY FORM: IN COILS DMAX = 15.2 MM, LENGTH (M) = 0 + 20 + 5 + 0 | 684 | TEM | 1 | MC | 8.251 | 1
6FX70081BC211FA0 | POWER CABLE, SOLD BY THE METER, TYPE: 6FX7008-1BC21 4 X 2.5 + 4 X 0.5 C FOR LINEAR MOTORS TRAILING TYPE UL/CSA DESINA MOTION-CONNECT 700 DELIVERY FORM: IN COILS DMAX = 15.2 MM, LENGTH (M) = 50 | 1342 | TEM | 1 | MC | 16.25 | 1
6FX70081BC212AA0 | POWER CABLE, SOLD BY THE METER, TYPE: 6FX7008-1BC21 4 X 2.5 + 4 X 0.5 C FOR LINEAR MOTORS TRAILING TYPE UL/CSA DESINA MOTION-CONNECT 700 DELIVERY FORM: IN COILS DMAX = 15.2 MM, LENGTH (M) =100 | 2670 | TEM | 1 | MC | 31.75 | 1
6FX70081BC213AA0 | POWER CABLE,SOLD BY THE METER, TYPE: 6FX7008-1BC21 4 X 2.5 + 4 X 0.5 C FOR LINEAR MOTORS TRAILING TYPE UL/CSA DESINA MOTION-CONNECT 700 DELIVERY FORM: ON DISPOS. DRUM DMAX = 15.2 MM, LENGTH (M)= 200 | 5319 | TEM | 1 | MC | 69 | 1
6FX70081BC251FA0 | POWER CABLE,SOLD BY THE METER, TYPE: 6FX7008-1BC25 4 X 25 + 4 X 0.5 C FOR LINEAR MOTORS TRAILING TYPE UL/CSA DESINA MOTION-CONNECT 700 DELIVERY FORM: IN COILS DMAX = 30.5 MM, LENGTH (M) = 50 | 5105 | TEM | 1 | MC | 75.75 | 1
6FX70081BC252AA0 | POWER CABLE,SOLD BY THE METER, TYPE: 6FX7008-1BC25 4 X 25 + 4 X 0.5 C FOR LINEAR MOTORS TRAILING TYPE UL/CSA DESINA MOTION-CONNECT 700 DELIVERY FORM: ON DISPOS. DRUM DMAX =30.5 MM, LENGTH (M)= 100 | 10189 | TEM | 1 | MC | 157 | 1
6FX70081BC253AA0 | POWER CABLE,SOLD BY THE METER, TYPE: 6FX7008-1BC25 4 X 25 + 4 X 0.5 C FOR LINEAR MOTORS TRAILING TYPE UL/CSA DESINA MOTION-CONNECT 700 DELIVERY FORM: ON DISPOS. DRUM DMAX = 30.5 MM, LENGTH (M)= 200 | 20334 | TEM | 1 | MC | 307 | 1
6FX70081BC311BF0 | POWER CABLE,SOLD BY THE METER, TYPE: 6FX7008-1BC31 4 X 25 + 4 X 0.5 C FOR LINEAR MOTORS TRAILING TYPE UL/CSA DESINA MOTION-CONNECT 700 DELIVERY FORM: IN COILS DMAX = 16.6 MM, LENGTH (M) = 0 + 10 + 5 + 0 | 465 | TEM | 1 | MC | 6.451 | 1
6FX70081BC311BG0 | POWER CABLE,SOLD BY THE METER, TYPE: 6FX7008-1BC31 4 X 25 + 4 X 0.5 C FOR LINEAR MOTORS TRAILING TYPE UL/CSA DESINA MOTION-CONNECT 700 DELIVERY FORM: IN COILS DMAX = 16.6 MM, LENGTH (M) = 0 + 10 + 6 + 0 | 496 | TEM | 1 | MC | 6.881 | 1
6FX70081BC311DA0 | POWER CABLE,SOLD BY THE METER, TYPE: 6FX7008-1BC31 4 X 25 + 4 X 0.5 C FOR LINEAR MOTORS TRAILING TYPE UL/CSA DESINA MOTION-CONNECT 700 DELIVERY FORM: IN COILS DMAX = 16.6 MM, LENGTH (M) = 0 + 30 + 0 + 0 | 916 | TEM | 1 | MC | 12.901 | 1
6FX70081BC311FA0 | POWER CABLE,SOLD BY THE METER, TYPE: 6FX7008-1BC31 4 X 25 + 4 X 0.5 C FOR LINEAR MOTORS TRAILING TYPE UL/CSA DESINA MOTION-CONNECT 700 DELIVERY FORM: IN COILS DMAX = 16.6 MM, LENGTH (M) = 0 + 50 + 0 + 0 | 1514 | TEM | 1 | MC | 21 | 1
6FX70081BC313AA0 | POWER CABLE,SOLD BY THE METER, TYPE: 6FX7008-1BC31 4X4 + 4X0.5 C FOR LINEAR MOTORS TRAILING TYPE UL/CSA DESINA MOTION-CONNECT 700 DELIVERY FORM: ON DISPOS. DRUM DMAX = 16.6 MM, LENGTH (M)= 200 | 5767 | TEM | 1 | MC | 89 | 1
6FX70081BC411AJ0 | POWER CABLE,SOLD BY THE METER, TYPE: 6FX7008-1BC41 4X6 + 4X0.5 C FOR LINEAR MOTORS TRAILING TYPE UL/CSA DESINA MOTION-CONNECT 700 DELIVERY FORM: IN COILS DMAX = 18.3 MM, LENGTH (M)= 0 + 0 + 8 + 0 | 284 | TEM | 1 | MC | 4.161 | 1
6FX70081BC411AK0 | POWER CABLE,SOLD BY THE METER, TYPE: 6FX7008-1BC41 4X6 + 4X0.5 C FOR LINEAR MOTORS TRAILING TYPE UL/CSA DESINA MOTION-CONNECT 700 DELIVERY FORM: IN COILS DMAX = 18.3 MM, LENGTH (M)= 0 + 0 + 9 + 0 | 316 | TEM | 1 | MC | 4.681 | 1
6FX70081BC411BA0 | POWER CABLE,SOLD BY THE METER, TYPE: 6FX7008-1BC41 4X6 + 4X0.5 C FOR LINEAR MOTORS TRAILING TYPE UL/CSA DESINA MOTION-CONNECT 700 DELIVERY FORM: IN COILS DMAX = 18.3 MM, LENGTH (M)= 0 + 10 + 0 + 0 | 350 | TEM | 1 | MC | 5.201 | 1
6FX70081BC411BF0 | POWER CABLE,SOLD BY THE METER, TYPE: 6FX7008-1BC41 4X6 + 4X0.5 C FOR LINEAR MOTORS TRAILING TYPE UL/CSA DESINA MOTION-CONNECT 700 DELIVERY FORM: IN COILS DMAX = 18.3 MM, LENGTH (M)= 0 + 10 + 5 + 0 | 517 | TEM | 1 | MC | 7.801 | 1
6FX70081BC411CF0 | POWER CABLE,SOLD BY THE METER, TYPE: 6FX7008-1BC41 4X6 + 4X0.5 C FOR LINEAR MOTORS TRAILING TYPE UL/CSA DESINA MOTION-CONNECT 700 DELIVERY FORM: IN COILS DMAX = 18.3 MM, LENGTH (M)= 0 + 20 + 5 + 0 | 850 | TEM | 1 | MC | 13.001 | 1
6FX70081BC411FA0 | POWER CABLE,SOLD BY THE METER, TYPE: 6FX7008-1BC41 4X6 + 4X0.5 C FOR LINEAR MOTORS TRAILING TYPE UL/CSA DESINA MOTION-CONNECT 700 DELIVERY FORM: IN COILS DMAX = 18.3 MM, LENGTH (M)= 0 + 50 + 0 + 0 | 1683 | TEM | 1 | MC | 26 | 1
6FX70081BC412AA0 | POWER CABLE,SOLD BY THE METER, TYPE: 6FX7008-1BC41 4X6 + 4X0.5 C FOR LINEAR MOTORS TRAILING TYPE UL/CSA DESINA MOTION-CONNECT 700 DELIVERY FORM: IN COILS DMAX = 18.3 MM, LENGTH (M)= 100 + 0 + 0 + 0 | 3349 | TEM | 1 | MC | 51.25 | 1
6FX70081BC413AA0 | POWER CABLE,SOLD BY THE METER, TYPE: 6FX7008-1BC41 4X6 + 4X0.5 C FOR LINEAR MOTORS TRAILING TYPE UL/CSA DESINA MOTION-CONNECT 700 DELIVERY FORM: IN COILS DMAX=18.3 MM, LENGTH (M) = 200 | 6424 | TEM | 1 | MC | 108 | 1
6FX70081BC511AF0 | POWER CABLE,SOLD BY THE METER, TYPE: 6FX7008-1BC51 4X10 + 4X0.5 C FOR LINEAR MOTORS TRAILING TYPE UL/CSA DESINA MOTION-CONNECT 700 DELIVERY FORM: IN COILS DMAX=23.5 MM, LENGTH (M) = 0 + 0 + 5 + 0 | 234 | TEM | 1 | MC | 4.001 | 1
6FX70081BC511AK0 | POWER CABLE,SOLD BY THE METER, TYPE: 6FX7008-1BC51 4X10 + 4X0.5 C FOR LINEAR MOTORS TRAILING TYPE UL/CSA DESINA MOTION-CONNECT 700 DELIVERY FORM: IN COILS DMAX=23.5 MM, LENGTH (M) = 0 + 0 + 9 + 0 | 407 | TEM | 1 | MC | 7.201 | 1
6FX70081BC512AA0 | POWER CABLE,SOLD BY THE METER, TYPE: 6FX7008-1BC51 4X10 + 4X0.5 C FOR LINEAR MOTORS TRAILING TYPE UL/CSA DESINA MOTION-CONNECT 700 DELIVERY FORM: IN COILS DMAX=23.5 MM, LENGTH (M) = 100 + 0 + 0 + 0 | 4332 | TEM | 1 | MC | 84.5 | 1
6FX70081BC513AA0 | POWER CABLE,SOLD BY THE METER, TYPE: 6FX7008-1BC51 4X10 + 4X0.5 C FOR LINEAR MOTORS TRAILING TYPE UL/CSA DESINA MOTION-CONNECT 700 DELIVERY FORM: ON DISPOS. DRUM DMAX=23.5 MM, LENGTH (M) = 200 | 8314 | TEM | 1 | MC | 165 | 1
6FX70081BC611AJ0 | POWER CABLE,SOLD BY THE METER, TYPE: 6FX7008-1BC61 4X16 + 4X0.5 C FOR LINEAR MOTORS TRAILING TYPE UL/CSA DESINA MOTION-CONNECT 700 DELIVERY FORM: IN COILS DMAX=26.1 MM, LENGTH (M) = 0 + 0 + 8 + 0 | 455 | TEM | 1 | MC | 8.801 | 1
6FX70081BC611BA0 | POWER CABLE,SOLD BY THE METER, TYPE: 6FX7008-1BC61 4X16 + 4X0.5 C FOR LINEAR MOTORS TRAILING TYPE UL/CSA DESINA MOTION-CONNECT 700 DELIVERY FORM: IN COILS DMAX=26.1 MM, LENGTH (M) = 0 + 10 + 0 + 0 | 564 | TEM | 1 | MC | 11.001 | 1
6FX70081BC611BB0 | POWER CABLE,SOLD BY THE METER, TYPE: 6FX7008-1BC61 4X16 + 4X0.5 C FOR LINEAR MOTORS TRAILING TYPE UL/CSA DESINA MOTION-CONNECT 700 DELIVERY FORM: IN COILS DMAX=26.1 MM, LENGTH (M) = 0 + 10 + 1 + 0 | 618 | TEM | 1 | MC | 12.101 | 1
6FX70081BC611BF0 | POWER CABLE,SOLD BY THE METER, TYPE: 6FX7008-1BC61 4X16 + 4X0.5 C FOR LINEAR MOTORS TRAILING TYPE UL/CSA DESINA MOTION-CONNECT 700 DELIVERY FORM: IN COILS DMAX=26.1 MM, LENGTH (M) = 0 + 10 + 5 + 0 | 835 | TEM | 1 | MC | 16.501 | 1
6FX70081BC611FA0 | POWER CABLE,SOLD BY THE METER, TYPE: 6FX7008-1BC61 4X16 + 4X0.5 C FOR LINEAR MOTORS TRAILING TYPE UL/CSA DESINA MOTION-CONNECT 700 DELIVERY FORM: IN COILS DMAX=26.1 MM, LENGTH (M) = 0 + 50 + 0 + 0 | 2732 | TEM | 1 | MC | 65 | 1
6FX70081BC613AA0 | POWER CABLE,SOLD BY THE METER, TYPE: 6FX7008-1BC61 4X16 + 4X0.5 C FOR LINEAR MOTORS TRAILING TYPE UL/CSA DESINA MOTION-CONNECT 700 DELIVERY FORM: ON DISPOS. DRUM DMAX=26.1 MM, LENGTH (M) = 200 | 11789 | TEM | 1 | MC | 215 | 1
6FX80021AA011AB0 | SIGNAL CABLE, PREASSEMBLED, FOR V.24- AND RS 232 C INTERFACES 4X(2X0.18) C MOTION CONNECT 800PLUS TRAILING TYPE, UL/ CSA DESINA DMAX=6.7MM, LENGTH (M) = TYPE: 6FX8002-1AA01 LENGTH (M) = + 0 + 0 + 1 + 0 | 141 | TEM | 1 | MC | 0.095 | 1
6FX80021AA011AC0 | SIGNAL CABLE, PREASSEMBLED, FOR V.24- AND RS 232 C INTERFACES 4X(2X0.18) C MOTION CONNECT 800PLUS TRAILING TYPE, UL/ CSA DESINA DMAX=6.7MM, LENGTH (M) = TYPE: 6FX8002-1AA01 LENGTH (M) = + 0 + 0 + 2 + 0 | 148 | TEM | 1 | MC | 0.155 | 1
6FX80021AA011AD0 | SIGNAL CABLE, PREASSEMBLED, FOR V.24- AND RS 232 C INTERFACES 4X(2X0.18) C MOTION CONNECT 800PLUS TRAILING TYPE, UL/ CSA DESINA DMAX=6.7MM, LENGTH (M) = TYPE: 6FX8002-1AA01 LENGTH (M) = + 0 + 0 + 3 + 0 | 155 | TEM | 1 | MC | 0.215 | 1
6FX80021AA011AE0 | SIGNAL CABLE, PREASSEMBLED, FOR V.24- AND RS 232 C INTERFACES 4X(2X0.18) C MOTION CONNECT 800PLUS TRAILING TYPE, UL/ CSA DESINA DMAX=6.7MM, LENGTH (M) = TYPE: 6FX8002-1AA01 LENGTH (M) = + 0 + 0 + 4 + 0 | 162 | TEM | 1 | MC | 0.275 | 1
6FX80021AA011AF0 | SIGNAL CABLE, PREASSEMBLED, FOR V.24- AND RS 232 C INTERFACES 4X(2X0.18) C MOTION CONNECT 800PLUS TRAILING TYPE, UL/ CSA DESINA DMAX=6.7MM, LENGTH (M) = TYPE: 6FX8002-1AA01 LENGTH (M) = + 0 + 0 + 5 + 0 | 169 | TEM | 1 | MC | 0.335 | 1
6FX80021AA011BA0 | SIGNAL CABLE, PREASSEMBLED, FOR V.24- AND RS 232 C INTERFACES 4X(2X0.18) C MOTION CONNECT 800PLUS TRAILING TYPE, UL/ CSA DESINA DMAX=6.7MM, LENGTH (M) = TYPE: 6FX8002-1AA01 LENGTH (M) = + 0 + 10 + 0 + 0 | 203 | TEM | 1 | MC | 0.635 | 1
6FX80021AA011BF0 | SIGNAL CABLE, PREASSEMBLED, FOR V.24- AND RS 232 C INTERFACES 4X(2X0.18) C MOTION CONNECT 800PLUS TRAILING TYPE, UL/ CSA DESINA DMAX=6.7MM, LENGTH (M) = TYPE: 6FX8002-1AA01 LENGTH (M) = + 0 + 10 + 5 + 0 | 237 | TEM | 1 | MC | 0.935 | 1
6FX80021AA011CD0 | SIGNAL CABLE, PREASSEMBLED, FOR V.24- AND RS 232 C INTERFACES 4X(2X0.18) C MOTION CONNECT 800PLUS TRAILING TYPE, UL/ CSA DESINA DMAX=6.7MM, LENGTH (M) = TYPE: 6FX8002-1AA01 LENGTH (M) = + 0 + 20 + 3 + 0 | 291 | TEM | 1 | MC | 1.415 | 1
6FX80021AA141AB0 | SIGNAL CABLE, PREASSEMBLED TYPE: 6FX8002-1AA14 CUSTOM MADE LENGTH (M) = 0 + 0 + 1 + 0 | 160 | TEM | 1 | MC | 0.186 | 1
6FX80021AA141AC0 | SIGNAL CABLE, PREASSEMBLED TYPE: 6FX8002-1AA14 CUSTOM MADE LENGTH (M) = 0 + 0 + 2 + 0 | 166 | TEM | 1 | MC | 0.222 | 1
6FX80021AA141AD0 | SIGNAL CABLE, PREASSEMBLED TYPE: 6FX8002-1AA14 CUSTOM MADE LENGTH (M) = 0 + 0 + 3 + 0 | 172 | TEM | 1 | MC | 0.258 | 1
6FX80021AA141AF0 | SIGNAL CABLE, PREASSEMBLED TYPE: 6FX8002-1AA14 CUSTOM MADE LENGTH (M) = 0 + 0 + 5 + 0 | 184 | TEM | 1 | MC | 0.33 | 1
6FX80021AA141AG0 | SIGNAL CABLE, PREASSEMBLED TYPE: 6FX8002-1AA14 CUSTOM MADE LENGTH (M) = 0 + 0 + 6 + 0 | 190 | TEM | 1 | MC | 0.366 | 1
6FX80021AA141AJ0 | SIGNAL CABLE, PREASSEMBLED TYPE: 6FX8002-1AA14 CUSTOM MADE LENGTH (M) = 0 + 0 + 8 + 0 | 202 | TEM | 1 | MC | 0.438 | 1
6FX80021AA141AK0 | SIGNAL CABLE, PREASSEMBLED TYPE: 6FX8002-1AA14 CUSTOM MADE LENGTH (M) = 0 + 0 + 9 + 0 | 208 | TEM | 1 | MC | 0.474 | 1
6FX80021AA141BA0 | SIGNAL CABLE, PREASSEMBLED TYPE: 6FX8002-1AA14 CUSTOM MADE LENGTH (M) = 0 + 10 + 0 + 0 | 213 | TEM | 1 | MC | 0.51 | 1
6FX80021AA141BD0 | SIGNAL CABLE, PREASSEMBLED TYPE: 6FX8002-1AA14 CUSTOM MADE LENGTH (M) = 0 + 10 + 3 + 0 | 231 | TEM | 1 | MC | 0.618 | 1
6FX80021AA141BH0 | SIGNAL CABLE, PREASSEMBLED TYPE: 6FX8002-1AA14 CUSTOM MADE LENGTH (M) = 0 + 10 + 7 + 0 | 255 | TEM | 1 | MC | 0.762 | 1
6FX80021AA141CF0 | SIGNAL CABLE, PREASSEMBLED TYPE: 6FX8002-1AA14 CUSTOM MADE LENGTH (M) = 0 + 20 + 5 + 0 | 303 | TEM | 1 | MC | 1.05 | 1
6FX80021AA511AB0 | SIGNAL CABLE, PREASSEMBLED TYPE: 6FX8002-1AA51 CUSTOM MADE LENGTH (M) = 0 + 0 + 1 + 0 | 166 | TEM | 1 | MC | 0.095 | 1
6FX80022AD041AB0 | SIGNAL CABLE, PREASSEMBLED FOR ABSOLUTE ENCODER SSI AND ENDAT DC 5 V, ALSO EXTENSION FOR BASE 6FX8002-2AD00-XXXX 3X(2X0.14)C + 4X0.14 + 2X0.5 C CONNECTOR FULL THREAD M23 MOTION CONNECT 800PLUS TRAILING TYPE, UL/CSA DESINA DMAX = 9.2 MM TYPE: 6FX8002-2AD04 LENGTH (M) = 0 + 0 + 1 + 0 | 169 | TEM | 1 | MC | 0.287 | 1
6FX80022AD041AC0 | SIGNAL CABLE, PREASSEMBLED FOR ABSOLUTE ENCODER SSI AND ENDAT DC 5 V, ALSO EXTENSION FOR BASE 6FX8002-2AD00-XXXX 3X(2X0.14)C + 4X0.14 + 2X0.5 C CONNECTOR FULL THREAD M23 MOTION CONNECT 800PLUS TRAILING TYPE, UL/CSA DESINA DMAX = 9.2 MM TYPE: 6FX8002-2AD04 LENGTH (M) = 0 + 0 + 2 + 0 | 179 | TEM | 1 | MC | 0.388 | 1
6FX80022AD041AD0 | SIGNAL CABLE, PREASSEMBLED FOR ABSOLUTE ENCODER SSI AND ENDAT DC 5 V, ALSO EXTENSION FOR BASE 6FX8002-2AD00-XXXX 3X(2X0.14)C + 4X0.14 + 2X0.5 C CONNECTOR FULL THREAD M23 MOTION CONNECT 800PLUS TRAILING TYPE, UL/CSA DESINA DMAX = 9.2 MM TYPE: 6FX8002-2AD04 LENGTH (M) = 0 + 0 + 3 + 0 | 189 | TEM | 1 | MC | 0.489 | 1
6FX80022AD041AE0 | SIGNAL CABLE, PREASSEMBLED FOR ABSOLUTE ENCODER SSI AND ENDAT DC 5 V, ALSO EXTENSION FOR BASE 6FX8002-2AD00-XXXX 3X(2X0.14)C + 4X0.14 + 2X0.5 C CONNECTOR FULL THREAD M23 MOTION CONNECT 800PLUS TRAILING TYPE, UL/CSA DESINA DMAX = 9.2 MM TYPE: 6FX8002-2AD04 LENGTH (M) = 0 + 0 + 4 + 0 | 199 | TEM | 1 | MC | 0.59 | 1
6FX80022AD041AE1 | SIGNAL CABLE, PREASSEMBLED FOR ABSOLUTE ENCODER SSI AND ENDAT DC 5 V, ALSO EXTENSION FOR BASE 6FX8002-2AD00-XXXX 3X(2X0.14)C + 4X0.14 + 2X0.5 C CONNECTOR FULL THREAD M23 MOTION CONNECT 800PLUS TRAILING TYPE, UL/CSA DESINA DMAX = 9.2 MM TYPE: 6FX8002-2AD04 LENGTH (M) = 0 + 0 + 4 + 0,1 | 209 | TEM | 1 | MC | 0.6 | 1
6FX80022AD041AF0 | SIGNAL CABLE, PREASSEMBLED FOR ABSOLUTE ENCODER SSI AND ENDAT DC 5 V, ALSO EXTENSION FOR BASE 6FX8002-2AD00-XXXX 3X(2X0.14)C + 4X0.14 + 2X0.5 C CONNECTOR FULL THREAD M23 MOTION CONNECT 800PLUS TRAILING TYPE, UL/CSA DESINA DMAX = 9.2 MM TYPE: 6FX8002-2AD04 LENGTH (M) = 0 + 0 + 5 + 0 | 209 | TEM | 1 | MC | 0.691 | 1
6FX80022AD041AG0 | SIGNAL CABLE, PREASSEMBLED FOR ABSOLUTE ENCODER SSI AND ENDAT DC 5 V, ALSO EXTENSION FOR BASE 6FX8002-2AD00-XXXX 3X(2X0.14)C + 4X0.14 + 2X0.5 C CONNECTOR FULL THREAD M23 MOTION CONNECT 800PLUS TRAILING TYPE, UL/CSA DESINA DMAX = 9.2 MM TYPE: 6FX8002-2AD04 LENGTH (M) = 0 + 0 + 6 + 0 | 219 | TEM | 1 | MC | 0.792 | 1
6FX80022AD041AH0 | SIGNAL CABLE, PREASSEMBLED FOR ABSOLUTE ENCODER SSI AND ENDAT DC 5 V, ALSO EXTENSION FOR BASE 6FX8002-2AD00-XXXX 3X(2X0.14)C + 4X0.14 + 2X0.5 C CONNECTOR FULL THREAD M23 MOTION CONNECT 800PLUS TRAILING TYPE, UL/CSA DESINA DMAX = 9.2 MM TYPE: 6FX8002-2AD04 LENGTH (M) = 0 + 0 + 7 + 0 | 230 | TEM | 1 | MC | 0.893 | 1
6FX80022AD041AH3 | SIGNAL CABLE, PREASSEMBLED FOR ABSOLUTE ENCODER SSI AND ENDAT DC 5 V, ALSO EXTENSION FOR BASE 6FX8002-2AD00-XXXX 3X(2X0.14)C + 4X0.14 + 2X0.5 C CONNECTOR FULL THREAD M23 MOTION CONNECT 800PLUS TRAILING TYPE, UL/CSA DESINA DMAX = 9.2 MM TYPE: 6FX8002-2AD04 LENGTH (M) = 0 + 0 + 7 + 0,3 | 240 | TEM | 1 | MC | 0.923 | 1
6FX80022AD041AJ0 | SIGNAL CABLE, PREASSEMBLED FOR ABSOLUTE ENCODER SSI AND ENDAT DC 5 V, ALSO EXTENSION FOR BASE 6FX8002-2AD00-XXXX 3X(2X0.14)C + 4X0.14 + 2X0.5 C CONNECTOR FULL THREAD M23 MOTION CONNECT 800PLUS TRAILING TYPE, UL/CSA DESINA DMAX = 9.2 MM TYPE: 6FX8002-2AD04 LENGTH (M) = 0 + 0 + 8 + 0 | 240 | TEM | 1 | MC | 0.994 | 1
6FX80022AD041AJ3 | SIGNAL CABLE, PREASSEMBLED FOR ABSOLUTE ENCODER SSI AND ENDAT DC 5 V, ALSO EXTENSION FOR BASE 6FX8002-2AD00-XXXX 3X(2X0.14)C + 4X0.14 + 2X0.5 C CONNECTOR FULL THREAD M23 MOTION CONNECT 800PLUS TRAILING TYPE, UL/CSA DESINA DMAX = 9.2 MM TYPE: 6FX8002-2AD04 LENGTH (M) = 0 + 0 + 8 + 0,3 | 250 | TEM | 1 | MC | 1.024 | 1
6FX80022AD041AK0 | SIGNAL CABLE, PREASSEMBLED FOR ABSOLUTE ENCODER SSI AND ENDAT DC 5 V, ALSO EXTENSION FOR BASE 6FX8002-2AD00-XXXX 3X(2X0.14)C + 4X0.14 + 2X0.5 C CONNECTOR FULL THREAD M23 MOTION CONNECT 800PLUS TRAILING TYPE, UL/CSA DESINA DMAX = 9.2 MM TYPE: 6FX8002-2AD04 LENGTH (M) = 0 + 0 + 9 + 0 | 250 | TEM | 1 | MC | 1.095 | 1
6FX80022AD041AK5 | SIGNAL CABLE, PREASSEMBLED FOR ABSOLUTE ENCODER SSI AND ENDAT DC 5 V, ALSO EXTENSION FOR BASE 6FX8002-2AD00-XXXX 3X(2X0.14)C + 4X0.14 + 2X0.5 C CONNECTOR FULL THREAD M23 MOTION CONNECT 800PLUS TRAILING TYPE, UL/CSA DESINA DMAX = 9.2 MM TYPE: 6FX8002-2AD04 LENGTH (M) = 0 + 0 + 9 + 0,5 | 260 | TEM | 1 | MC | 1.146 | 1
6FX80022AD041BA0 | SIGNAL CABLE, PREASSEMBLED FOR ABSOLUTE ENCODER SSI AND ENDAT DC 5 V, ALSO EXTENSION FOR BASE 6FX8002-2AD00-XXXX 3X(2X0.14)C + 4X0.14 + 2X0.5 C CONNECTOR FULL THREAD M23 MOTION CONNECT 800PLUS TRAILING TYPE, UL/CSA DESINA DMAX = 9.2 MM TYPE: 6FX8002-2AD04 LENGTH (M) = 0 + 10 + 0 + 0 | 260 | TEM | 1 | MC | 1.196 | 1
6FX80022AD041BA5 | SIGNAL CABLE, PREASSEMBLED FOR ABSOLUTE ENCODER SSI AND ENDAT DC 5 V, ALSO EXTENSION FOR BASE 6FX8002-2AD00-XXXX 3X(2X0.14)C + 4X0.14 + 2X0.5 C CONNECTOR FULL THREAD M23 MOTION CONNECT 800PLUS TRAILING TYPE, UL/CSA DESINA DMAX = 9.2 MM TYPE: 6FX8002-2AD04 LENGTH (M) = 0 + 10 + 0 + 0,5 | 270 | TEM | 1 | MC | 1.247 | 1
6FX80022AD041BB0 | SIGNAL CABLE, PREASSEMBLED FOR ABSOLUTE ENCODER SSI AND ENDAT DC 5 V, ALSO EXTENSION FOR BASE 6FX8002-2AD00-XXXX 3X(2X0.14)C + 4X0.14 + 2X0.5 C CONNECTOR FULL THREAD M23 MOTION CONNECT 800PLUS TRAILING TYPE, UL/CSA DESINA DMAX = 9.2 MM TYPE: 6FX8002-2AD04 LENGTH (M) = 0 + 10 + 1 + 0 | 270 | TEM | 1 | MC | 1.297 | 1
6FX80022AD041BC0 | SIGNAL CABLE, PREASSEMBLED FOR ABSOLUTE ENCODER SSI AND ENDAT DC 5 V, ALSO EXTENSION FOR BASE 6FX8002-2AD00-XXXX 3X(2X0.14)C + 4X0.14 + 2X0.5 C CONNECTOR FULL THREAD M23 MOTION CONNECT 800PLUS TRAILING TYPE, UL/CSA DESINA DMAX = 9.2 MM TYPE: 6FX8002-2AD04 LENGTH (M) = 0 + 10 + 2 + 0 | 280 | TEM | 1 | MC | 1.398 | 1
6FX80022AD041BD0 | SIGNAL CABLE, PREASSEMBLED FOR ABSOLUTE ENCODER SSI AND ENDAT DC 5 V, ALSO EXTENSION FOR BASE 6FX8002-2AD00-XXXX 3X(2X0.14)C + 4X0.14 + 2X0.5 C CONNECTOR FULL THREAD M23 MOTION CONNECT 800PLUS TRAILING TYPE, UL/CSA DESINA DMAX = 9.2 MM TYPE: 6FX8002-2AD04 LENGTH (M) = 0 + 10 + 3 + 0 | 290 | TEM | 1 | MC | 1.499 | 1
6FX80022AD041BE0 | SIGNAL CABLE, PREASSEMBLED FOR ABSOLUTE ENCODER SSI AND ENDAT DC 5 V, ALSO EXTENSION FOR BASE 6FX8002-2AD00-XXXX 3X(2X0.14)C + 4X0.14 + 2X0.5 C CONNECTOR FULL THREAD M23 MOTION CONNECT 800PLUS TRAILING TYPE, UL/CSA DESINA DMAX = 9.2 MM TYPE: 6FX8002-2AD04 LENGTH (M) = 0 + 10 + 4 + 0 | 300 | TEM | 1 | MC | 1.6 | 1
6FX80022AD041BF0 | SIGNAL CABLE, PREASSEMBLED FOR ABSOLUTE ENCODER SSI AND ENDAT DC 5 V, ALSO EXTENSION FOR BASE 6FX8002-2AD00-XXXX 3X(2X0.14)C + 4X0.14 + 2X0.5 C CONNECTOR FULL THREAD M23 MOTION CONNECT 800PLUS TRAILING TYPE, UL/CSA DESINA DMAX = 9.2 MM TYPE: 6FX8002-2AD04 LENGTH (M) = 0 + 10 + 5 + 0 | 310 | TEM | 1 | MC | 1.701 | 1
6FX80022AD041BG0 | SIGNAL CABLE, PREASSEMBLED FOR ABSOLUTE ENCODER SSI AND ENDAT DC 5 V, ALSO EXTENSION FOR BASE 6FX8002-2AD00-XXXX 3X(2X0.14)C + 4X0.14 + 2X0.5 C CONNECTOR FULL THREAD M23 MOTION CONNECT 800PLUS TRAILING TYPE, UL/CSA DESINA DMAX = 9.2 MM TYPE: 6FX8002-2AD04 LENGTH (M) = 0 + 10 + 6 + 0 | 320 | TEM | 1 | MC | 1.802 | 1
6FX80022AD041BJ0 | SIGNAL CABLE, PREASSEMBLED FOR ABSOLUTE ENCODER SSI AND ENDAT DC 5 V, ALSO EXTENSION FOR BASE 6FX8002-2AD00-XXXX 3X(2X0.14)C + 4X0.14 + 2X0.5 C CONNECTOR FULL THREAD M23 MOTION CONNECT 800PLUS TRAILING TYPE, UL/CSA DESINA DMAX = 9.2 MM TYPE: 6FX8002-2AD04 LENGTH (M) = 0 + 10 + 8 + 0 | 341 | TEM | 1 | MC | 2.004 | 1
6FX80022AD041BK0 | SIGNAL CABLE, PREASSEMBLED FOR ABSOLUTE ENCODER SSI AND ENDAT DC 5 V, ALSO EXTENSION FOR BASE 6FX8002-2AD00-XXXX 3X(2X0.14)C + 4X0.14 + 2X0.5 C CONNECTOR FULL THREAD M23 MOTION CONNECT 800PLUS TRAILING TYPE, UL/CSA DESINA DMAX = 9.2 MM TYPE: 6FX8002-2AD04 LENGTH (M) = 0 + 10 + 9 + 0 | 351 | TEM | 1 | MC | 2.105 | 1
6FX80022AD041CA0 | SIGNAL CABLE, PREASSEMBLED FOR ABSOLUTE ENCODER SSI AND ENDAT DC 5 V, ALSO EXTENSION FOR BASE 6FX8002-2AD00-XXXX 3X(2X0.14)C + 4X0.14 + 2X0.5 C CONNECTOR FULL THREAD M23 MOTION CONNECT 800PLUS TRAILING TYPE, UL/CSA DESINA DMAX = 9.2 MM TYPE: 6FX8002-2AD04 LENGTH (M) = 0 + 20 + 0 + 0 | 361 | TEM | 1 | MC | 2.206 | 1
6FX80022AD041CC0 | SIGNAL CABLE, PREASSEMBLED FOR ABSOLUTE ENCODER SSI AND ENDAT DC 5 V, ALSO EXTENSION FOR BASE 6FX8002-2AD00-XXXX 3X(2X0.14)C + 4X0.14 + 2X0.5 C CONNECTOR FULL THREAD M23 MOTION CONNECT 800PLUS TRAILING TYPE, UL/CSA DESINA DMAX = 9.2 MM TYPE: 6FX8002-2AD04 LENGTH (M) = 0 + 20 + 2 + 0 | 382 | TEM | 1 | MC | 2.408 | 1
6FX80022AD041CD0 | SIGNAL CABLE, PREASSEMBLED FOR ABSOLUTE ENCODER SSI AND ENDAT DC 5 V, ALSO EXTENSION FOR BASE 6FX8002-2AD00-XXXX 3X(2X0.14)C + 4X0.14 + 2X0.5 C CONNECTOR FULL THREAD M23 MOTION CONNECT 800PLUS TRAILING TYPE, UL/CSA DESINA DMAX = 9.2 MM TYPE: 6FX8002-2AD04 LENGTH (M) = 0 + 20 + 3 + 0 | 392 | TEM | 1 | MC | 2.509 | 1
6FX80022AD041CE0 | SIGNAL CABLE, PREASSEMBLED FOR ABSOLUTE ENCODER SSI AND ENDAT DC 5 V, ALSO EXTENSION FOR BASE 6FX8002-2AD00-XXXX 3X(2X0.14)C + 4X0.14 + 2X0.5 C CONNECTOR FULL THREAD M23 MOTION CONNECT 800PLUS TRAILING TYPE, UL/CSA DESINA DMAX = 9.2 MM TYPE: 6FX8002-2AD04 LENGTH (M) = 0 + 20 + 4 + 0 | 402 | TEM | 1 | MC | 2.61 | 1
6FX80022AD041CF0 | SIGNAL CABLE, PREASSEMBLED FOR ABSOLUTE ENCODER SSI AND ENDAT DC 5 V, ALSO EXTENSION FOR BASE 6FX8002-2AD00-XXXX 3X(2X0.14)C + 4X0.14 + 2X0.5 C CONNECTOR FULL THREAD M23 MOTION CONNECT 800PLUS TRAILING TYPE, UL/CSA DESINA DMAX = 9.2 MM TYPE: 6FX8002-2AD04 LENGTH (M) = 0 + 20 + 5 + 0 | 412 | TEM | 1 | MC | 2.711 | 1
6FX80022AD041CG0 | SIGNAL CABLE, PREASSEMBLED FOR ABSOLUTE ENCODER SSI AND ENDAT DC 5 V, ALSO EXTENSION FOR BASE 6FX8002-2AD00-XXXX 3X(2X0.14)C + 4X0.14 + 2X0.5 C CONNECTOR FULL THREAD M23 MOTION CONNECT 800PLUS TRAILING TYPE, UL/CSA DESINA DMAX = 9.2 MM TYPE: 6FX8002-2AD04 LENGTH (M) = 0 + 20 + 6 + 0 | 422 | TEM | 1 | MC | 2.812 | 1
6FX80022AD041CJ0 | SIGNAL CABLE, PREASSEMBLED FOR ABSOLUTE ENCODER SSI AND ENDAT DC 5 V, ALSO EXTENSION FOR BASE 6FX8002-2AD00-XXXX 3X(2X0.14)C + 4X0.14 + 2X0.5 C CONNECTOR FULL THREAD M23 MOTION CONNECT 800PLUS TRAILING TYPE, UL/CSA DESINA DMAX = 9.2 MM TYPE: 6FX8002-2AD04 LENGTH (M) = 0 + 20 + 8 + 0 | 442 | TEM | 1 | MC | 3.014 | 1
6FX80022AD041CK0 | SIGNAL CABLE, PREASSEMBLED FOR ABSOLUTE ENCODER SSI AND ENDAT DC 5 V, ALSO EXTENSION FOR BASE 6FX8002-2AD00-XXXX 3X(2X0.14)C + 4X0.14 + 2X0.5 C CONNECTOR FULL THREAD M23 MOTION CONNECT 800PLUS TRAILING TYPE, UL/CSA DESINA DMAX = 9.2 MM TYPE: 6FX8002-2AD04 LENGTH (M) = 0 + 20 + 9 + 0 | 452 | TEM | 1 | MC | 3.115 | 1
6FX80022AD041DA0 | SIGNAL CABLE, PREASSEMBLED FOR ABSOLUTE ENCODER SSI AND ENDAT DC 5 V, ALSO EXTENSION FOR BASE 6FX8002-2AD00-XXXX 3X(2X0.14)C + 4X0.14 + 2X0.5 C CONNECTOR FULL THREAD M23 MOTION CONNECT 800PLUS TRAILING TYPE, UL/CSA DESINA DMAX = 9.2 MM TYPE: 6FX8002-2AD04 LENGTH (M) = 0 + 30 + 0 + 0 | 462 | TEM | 1 | MC | 3.216 | 1
6FX80022AD041FA0 | SIGNAL CABLE, PREASSEMBLED FOR ABSOLUTE ENCODER SSI AND ENDAT DC 5 V, ALSO EXTENSION FOR BASE 6FX8002-2AD00-XXXX 3X(2X0.14)C + 4X0.14 + 2X0.5 C CONNECTOR FULL THREAD M23 MOTION CONNECT 800PLUS TRAILING TYPE, UL/CSA DESINA DMAX = 9.2 MM TYPE: 6FX8002-2AD04 LENGTH (M) = 0 + 50 + 0 + 0 | 665 | TEM | 1 | MC | 5.236 | 1
6FX80022AH001AB0 | SIGNAL CABLE, PREASSEMBLED, FOR INCR. ENCODER HTL IN MOTOR CONNECTION OVER SMC30 4X(2X0.34) + 4X0.5 C CONNECTOR FULL THREAD M23 MOTION CONNECT 800PLUS TRAILING TYPE, UL/CSA, DESINA DMAX = 9.3 MM, LENGTH (M) = LENGTH (M) = 0 + 0 + 1 + 0 | 93.6 | TEM | 1 | MC | 0.24 | 1
6FX80022AH001AF0 | SIGNAL CABLE, PREASSEMBLED, FOR INCR. ENCODER HTL IN MOTOR CONNECTION OVER SMC30 4X(2X0.34) + 4X0.5 C CONNECTOR FULL THREAD M23 MOTION CONNECT 800PLUS TRAILING TYPE, UL/CSA, DESINA DMAX = 9.3 MM, LENGTH (M) = LENGTH (M) = 0 + 0 + 5 + 0 | 124 | TEM | 1 | MC | 0.72 | 1
6FX80022AH001AH0 | SIGNAL CABLE, PREASSEMBLED, FOR INCR. ENCODER HTL IN MOTOR CONNECTION OVER SMC30 4X(2X0.34) + 4X0.5 C CONNECTOR FULL THREAD M23 MOTION CONNECT 800PLUS TRAILING TYPE, UL/CSA, DESINA DMAX = 9.3 MM, LENGTH (M) = LENGTH (M) = 0 + 0 + 7 + 0 | 139 | TEM | 1 | MC | 0.96 | 1
6FX80022AH001BA0 | SIGNAL CABLE, PREASSEMBLED, FOR INCR. ENCODER HTL IN MOTOR CONNECTION OVER SMC30 4X(2X0.34) + 4X0.5 C CONNECTOR FULL THREAD M23 MOTION CONNECT 800PLUS TRAILING TYPE, UL/CSA, DESINA DMAX = 9.3 MM, LENGTH (M) = LENGTH (M) = 0 + 10 + 0 + 0 | 162 | TEM | 1 | MC | 1.32 | 1
6FX80022AH001BC0 | SIGNAL CABLE, PREASSEMBLED, FOR INCR. ENCODER HTL IN MOTOR CONNECTION OVER SMC30 4X(2X0.34) + 4X0.5 C CONNECTOR FULL THREAD M23 MOTION CONNECT 800PLUS TRAILING TYPE, UL/CSA, DESINA DMAX = 9.3 MM, LENGTH (M) = LENGTH (M) = 0 + 10 + 2 + 0 | 177 | TEM | 1 | MC | 1.56 | 1
6FX80022AH001BF0 | SIGNAL CABLE, PREASSEMBLED, FOR INCR. ENCODER HTL IN MOTOR CONNECTION OVER SMC30 4X(2X0.34) + 4X0.5 C CONNECTOR FULL THREAD M23 MOTION CONNECT 800PLUS TRAILING TYPE, UL/CSA, DESINA DMAX = 9.3 MM, LENGTH (M) = LENGTH (M) = 0 + 10 + 5 + 0 | 199 | TEM | 1 | MC | 1.92 | 1
6FX80022AH001BH0 | SIGNAL CABLE, PREASSEMBLED, FOR INCR. ENCODER HTL IN MOTOR CONNECTION OVER SMC30 4X(2X0.34) + 4X0.5 C CONNECTOR FULL THREAD M23 MOTION CONNECT 800PLUS TRAILING TYPE, UL/CSA, DESINA DMAX = 9.3 MM, LENGTH (M) = LENGTH (M) = 0 + 10 + 7 + 0 | 215 | TEM | 1 | MC | 2.16 | 1
6FX80022AH001CA0 | SIGNAL CABLE, PREASSEMBLED, FOR INCR. ENCODER HTL IN MOTOR CONNECTION OVER SMC30 4X(2X0.34) + 4X0.5 C CONNECTOR FULL THREAD M23 MOTION CONNECT 800PLUS TRAILING TYPE, UL/CSA, DESINA DMAX = 9.3 MM, LENGTH (M) = LENGTH (M) = 0 + 20 + 0 + 0 | 237 | TEM | 1 | MC | 2.52 | 1
6FX80022AH001CE0 | SIGNAL CABLE, PREASSEMBLED, FOR INCR. ENCODER HTL IN MOTOR CONNECTION OVER SMC30 4X(2X0.34) + 4X0.5 C CONNECTOR FULL THREAD M23 MOTION CONNECT 800PLUS TRAILING TYPE, UL/CSA, DESINA DMAX = 9.3 MM, LENGTH (M) = LENGTH (M) = 0 + 20 + 4 + 0 | 267 | TEM | 1 | MC | 3 | 1
6FX80022AH001CF0 | SIGNAL CABLE, PREASSEMBLED, FOR INCR. ENCODER HTL IN MOTOR CONNECTION OVER SMC30 4X(2X0.34) + 4X0.5 C CONNECTOR FULL THREAD M23 MOTION CONNECT 800PLUS TRAILING TYPE, UL/CSA, DESINA DMAX = 9.3 MM, LENGTH (M) = LENGTH (M) = 0 + 20 + 5 + 0 | 275 | TEM | 1 | MC | 3.12 | 1
6FX80022AH001CH0 | SIGNAL CABLE, PREASSEMBLED, FOR INCR. ENCODER HTL IN MOTOR CONNECTION OVER SMC30 4X(2X0.34) + 4X0.5 C CONNECTOR FULL THREAD M23 MOTION CONNECT 800PLUS TRAILING TYPE, UL/CSA, DESINA DMAX = 9.3 MM, LENGTH (M) = LENGTH (M) = 0 + 20 + 7 + 0 | 290 | TEM | 1 | MC | 3.36 | 1
6FX80022AH001CH5 | SIGNAL CABLE, PREASSEMBLED, FOR INCR. ENCODER HTL IN MOTOR CONNECTION OVER SMC30 4X(2X0.34) + 4X0.5 C CONNECTOR FULL THREAD M23 MOTION CONNECT 800PLUS TRAILING TYPE, UL/CSA, DESINA DMAX = 9.3 MM, LENGTH (M) = LENGTH (M) = 0 + 20 + 7 + 0,5 | 297 | TEM | 1 | MC | 3.42 | 1
6FX80022AH001DA0 | SIGNAL CABLE, PREASSEMBLED, FOR INCR. ENCODER HTL IN MOTOR CONNECTION OVER SMC30 4X(2X0.34) + 4X0.5 C CONNECTOR FULL THREAD M23 MOTION CONNECT 800PLUS TRAILING TYPE, UL/CSA, DESINA DMAX = 9.3 MM, LENGTH (M) = LENGTH (M) = 0 + 30 + 0 + 0 | 313 | TEM | 1 | MC | 3.72 | 1
6FX80022AH001DB0 | SIGNAL CABLE, PREASSEMBLED, FOR INCR. ENCODER HTL IN MOTOR CONNECTION OVER SMC30 4X(2X0.34) + 4X0.5 C CONNECTOR FULL THREAD M23 MOTION CONNECT 800PLUS TRAILING TYPE, UL/CSA, DESINA DMAX = 9.3 MM, LENGTH (M) = LENGTH (M) = 0 + 30 + 1 + 0 | 320 | TEM | 1 | MC | 3.84 | 1
6FX80022AH001DC0 | SIGNAL CABLE, PREASSEMBLED, FOR INCR. ENCODER HTL IN MOTOR CONNECTION OVER SMC30 4X(2X0.34) + 4X0.5 C CONNECTOR FULL THREAD M23 MOTION CONNECT 800PLUS TRAILING TYPE, UL/CSA, DESINA DMAX = 9.3 MM, LENGTH (M) = LENGTH (M) = 0 + 30 + 2 + 0 | 328 | TEM | 1 | MC | 3.96 | 1
6FX80022AH001DD0 | SIGNAL CABLE, PREASSEMBLED, FOR INCR. ENCODER HTL IN MOTOR CONNECTION OVER SMC30 4X(2X0.34) + 4X0.5 C CONNECTOR FULL THREAD M23 MOTION CONNECT 800PLUS TRAILING TYPE, UL/CSA, DESINA DMAX = 9.3 MM, LENGTH (M) = LENGTH (M) = 0 + 30 + 3 + 0 | 336 | TEM | 1 | MC | 4.08 | 1
6FX80022AH001DE0 | SIGNAL CABLE, PREASSEMBLED, FOR INCR. ENCODER HTL IN MOTOR CONNECTION OVER SMC30 4X(2X0.34) + 4X0.5 C CONNECTOR FULL THREAD M23 MOTION CONNECT 800PLUS TRAILING TYPE, UL/CSA, DESINA DMAX = 9.3 MM, LENGTH (M) = LENGTH (M) = 0 + 30 + 4 + 0 | 343 | TEM | 1 | MC | 4.2 | 1
6FX80022AH001DF0 | SIGNAL CABLE, PREASSEMBLED, FOR INCR. ENCODER HTL IN MOTOR CONNECTION OVER SMC30 4X(2X0.34) + 4X0.5 C CONNECTOR FULL THREAD M23 MOTION CONNECT 800PLUS TRAILING TYPE, UL/CSA, DESINA DMAX = 9.3 MM, LENGTH (M) = LENGTH (M) = 0 + 30 + 5 + 0 | 351 | TEM | 1 | MC | 4.32 | 1
6FX80022AH001DH0 | SIGNAL CABLE, PREASSEMBLED, FOR INCR. ENCODER HTL IN MOTOR CONNECTION OVER SMC30 4X(2X0.34) + 4X0.5 C CONNECTOR FULL THREAD M23 MOTION CONNECT 800PLUS TRAILING TYPE, UL/CSA, DESINA DMAX = 9.3 MM, LENGTH (M) = LENGTH (M) = 0 + 30 + 7 + 0 | 366 | TEM | 1 | MC | 4.56 | 1
6FX80022AH001EA0 | SIGNAL CABLE, PREASSEMBLED, FOR INCR. ENCODER HTL IN MOTOR CONNECTION OVER SMC30 4X(2X0.34) + 4X0.5 C CONNECTOR FULL THREAD M23 MOTION CONNECT 800PLUS TRAILING TYPE, UL/CSA, DESINA DMAX = 9.3 MM, LENGTH (M) = LENGTH (M) = 0 + 40 + 0 + 0 | 388 | TEM | 1 | MC | 4.92 | 1
6FX80022AH001FA0 | SIGNAL CABLE, PREASSEMBLED, FOR INCR. ENCODER HTL IN MOTOR CONNECTION OVER SMC30 4X(2X0.34) + 4X0.5 C CONNECTOR FULL THREAD M23 MOTION CONNECT 800PLUS TRAILING TYPE, UL/CSA, DESINA DMAX = 9.3 MM, LENGTH (M) = LENGTH (M) = 0 + 50 + 0 + 0 | 462 | TEM | 1 | MC | 6.12 | 1
6FX80022AH001GA0 | SIGNAL CABLE, PREASSEMBLED, FOR INCR. ENCODER HTL IN MOTOR CONNECTION OVER SMC30 4X(2X0.34) + 4X0.5 C CONNECTOR FULL THREAD M23 MOTION CONNECT 800PLUS TRAILING TYPE, UL/CSA, DESINA DMAX = 9.3 MM, LENGTH (M) = LENGTH (M) = 0 + 60 + 0 + 0 | 537 | TEM | 1 | MC | 7.32 | 1
6FX80022AH001GF0 | SIGNAL CABLE, PREASSEMBLED, FOR INCR. ENCODER HTL IN MOTOR CONNECTION OVER SMC30 4X(2X0.34) + 4X0.5 C CONNECTOR FULL THREAD M23 MOTION CONNECT 800PLUS TRAILING TYPE, UL/CSA, DESINA DMAX = 9.3 MM, LENGTH (M) = LENGTH (M) = 0 + 60 + 5 + 0 | 575 | TEM | 1 | MC | 7.92 | 1
6FX80022AH001HG0 | SIGNAL CABLE, PREASSEMBLED, FOR INCR. ENCODER HTL IN MOTOR CONNECTION OVER SMC30 4X(2X0.34) + 4X0.5 C CONNECTOR FULL THREAD M23 MOTION CONNECT 800PLUS TRAILING TYPE, UL/CSA, DESINA DMAX = 9.3 MM, LENGTH (M) = LENGTH (M) = 0 + 70 + 6 + 0 | 659 | TEM | 1 | MC | 9.24 | 1
6FX80022AH041BA0 | SIGNAL CABLE, PREASSEMBLED FOR BASE 6FX8002-2AH00-.... 4X(2X0.34) + 4X0.5 C CONNECTOR FULL THREAD M23 MOTION CONNECT 800PLUS TRAILING TYPE, UL/CSA, DESINA DMAX = 9.3 MM, LENGTH (M) = TYPE: 6FX8002-2AH04 LENGTH (M) = 0 + 10 + 0 + 0 | 196 | TEM | 1 | MC | 1.36 | 1
6FX80022AH111AF0 | SIGNAL CABLE PREASSAMBLED ( BASIS 6FX8002-2AH00-.... ) WITH INTEGRATE TEMPERATURE WIRES TRAILING TYPE UL/CSA DESINA MOTION-CONNECT 800, DMAX = 9.3 MM, TYPE: 6FX8002-2AH11 LENGTH (M) = 0 + 0 + 5 + 0 | 148 | TEM | 1 | MC | 0.74 | 1
6FX80022AH111AK0 | SIGNAL CABLE PREASSAMBLED ( BASIS 6FX8002-2AH00-.... ) WITH INTEGRATE TEMPERATURE WIRES TRAILING TYPE UL/CSA DESINA MOTION-CONNECT 800, DMAX = 9.3 MM, TYPE: 6FX8002-2AH11 LENGTH (M) = 0 + 0 + 9 + 0 | 186 | TEM | 1 | MC | 1.22 | 1
6FX80022AH111BA0 | SIGNAL CABLE PREASSAMBLED ( BASIS 6FX8002-2AH00-.... ) WITH INTEGRATE TEMPERATURE WIRES TRAILING TYPE UL/CSA DESINA MOTION-CONNECT 800, DMAX = 9.3 MM, TYPE: 6FX8002-2AH11 LENGTH (M) = 0 + 10 + 0 + 0 | 195 | TEM | 1 | MC | 1.34 | 1
6FX80022AH111BC0 | SIGNAL CABLE PREASSAMBLED ( BASIS 6FX8002-2AH00-.... ) WITH INTEGRATE TEMPERATURE WIRES TRAILING TYPE UL/CSA DESINA MOTION-CONNECT 800, DMAX = 9.3 MM, TYPE: 6FX8002-2AH11 LENGTH (M) = 0 + 10 + 2 + 0 | 214 | TEM | 1 | MC | 1.58 | 1
6FX80022AH111BE0 | SIGNAL CABLE PREASSAMBLED ( BASIS 6FX8002-2AH00-.... ) WITH INTEGRATE TEMPERATURE WIRES TRAILING TYPE UL/CSA DESINA MOTION-CONNECT 800, DMAX = 9.3 MM, TYPE: 6FX8002-2AH11 LENGTH (M) = 0 + 10 + 4 + 0 | 233 | TEM | 1 | MC | 1.82 | 1
6FX80022AH111BF0 | SIGNAL CABLE PREASSAMBLED ( BASIS 6FX8002-2AH00-.... ) WITH INTEGRATE TEMPERATURE WIRES TRAILING TYPE UL/CSA DESINA MOTION-CONNECT 800, DMAX = 9.3 MM, TYPE: 6FX8002-2AH11 LENGTH (M) = 0 + 10 + 5 + 0 | 243 | TEM | 1 | MC | 1.94 | 1
6FX80022AH111BG0 | SIGNAL CABLE PREASSAMBLED ( BASIS 6FX8002-2AH00-.... ) WITH INTEGRATE TEMPERATURE WIRES TRAILING TYPE UL/CSA DESINA MOTION-CONNECT 800, DMAX = 9.3 MM, TYPE: 6FX8002-2AH11 LENGTH (M) = 0 + 10 + 6 + 0 | 252 | TEM | 1 | MC | 2.06 | 1
6FX80022AH111BH0 | SIGNAL CABLE PREASSAMBLED ( BASIS 6FX8002-2AH00-.... ) WITH INTEGRATE TEMPERATURE WIRES TRAILING TYPE UL/CSA DESINA MOTION-CONNECT 800, DMAX = 9.3 MM, TYPE: 6FX8002-2AH11 LENGTH (M) = 0 + 10 + 7 + 0 | 262 | TEM | 1 | MC | 2.18 | 1
6FX80022AH111BJ0 | SIGNAL CABLE PREASSAMBLED ( BASIS 6FX8002-2AH00-.... ) WITH INTEGRATE TEMPERATURE WIRES TRAILING TYPE UL/CSA DESINA MOTION-CONNECT 800, DMAX = 9.3 MM, TYPE: 6FX8002-2AH11 LENGTH (M) = 0 + 10 + 8 + 0 | 271 | TEM | 1 | MC | 2.3 | 1
6FX80022AH111BK0 | SIGNAL CABLE PREASSAMBLED ( BASIS 6FX8002-2AH00-.... ) WITH INTEGRATE TEMPERATURE WIRES TRAILING TYPE UL/CSA DESINA MOTION-CONNECT 800, DMAX = 9.3 MM, TYPE: 6FX8002-2AH11 LENGTH (M) = 0 + 10 + 9 + 0 | 281 | TEM | 1 | MC | 2.42 | 1
6FX80022AH111CA0 | SIGNAL CABLE PREASSAMBLED ( BASIS 6FX8002-2AH00-.... ) WITH INTEGRATE TEMPERATURE WIRES TRAILING TYPE UL/CSA DESINA MOTION-CONNECT 800, DMAX = 9.3 MM, TYPE: 6FX8002-2AH11 LENGTH (M) = 0 + 20 + 0 + 0 | 291 | TEM | 1 | MC | 2.54 | 1
6FX80022AH111CC0 | SIGNAL CABLE PREASSAMBLED ( BASIS 6FX8002-2AH00-.... ) WITH INTEGRATE TEMPERATURE WIRES TRAILING TYPE UL/CSA DESINA MOTION-CONNECT 800, DMAX = 9.3 MM, TYPE: 6FX8002-2AH11 LENGTH (M) = 0 + 20 + 2 + 0 | 310 | TEM | 1 | MC | 2.78 | 1
6FX80022AH111CD0 | SIGNAL CABLE PREASSAMBLED ( BASIS 6FX8002-2AH00-.... ) WITH INTEGRATE TEMPERATURE WIRES TRAILING TYPE UL/CSA DESINA MOTION-CONNECT 800, DMAX = 9.3 MM, TYPE: 6FX8002-2AH11 LENGTH (M) = 0 + 20 + 3 + 0 | 319 | TEM | 1 | MC | 2.9 | 1
6FX80022AH111CE0 | SIGNAL CABLE PREASSAMBLED ( BASIS 6FX8002-2AH00-.... ) WITH INTEGRATE TEMPERATURE WIRES TRAILING TYPE UL/CSA DESINA MOTION-CONNECT 800, DMAX = 9.3 MM, TYPE: 6FX8002-2AH11 LENGTH (M) = 0 + 20 + 4 + 0 | 329 | TEM | 1 | MC | 3.02 | 1
6FX80022AH111CF0 | SIGNAL CABLE PREASSAMBLED ( BASIS 6FX8002-2AH00-.... ) WITH INTEGRATE TEMPERATURE WIRES TRAILING TYPE UL/CSA DESINA MOTION-CONNECT 800, DMAX = 9.3 MM, TYPE: 6FX8002-2AH11 LENGTH (M) = 0 + 20 + 5 + 0 | 338 | TEM | 1 | MC | 3.14 | 1
6FX80022AH111CG0 | SIGNAL CABLE PREASSAMBLED ( BASIS 6FX8002-2AH00-.... ) WITH INTEGRATE TEMPERATURE WIRES TRAILING TYPE UL/CSA DESINA MOTION-CONNECT 800, DMAX = 9.3 MM, TYPE: 6FX8002-2AH11 LENGTH (M) = 0 + 20 + 6 + 0 | 348 | TEM | 1 | MC | 3.26 | 1
6FX80022AH111CH0 | SIGNAL CABLE PREASSAMBLED ( BASIS 6FX8002-2AH00-.... ) WITH INTEGRATE TEMPERATURE WIRES TRAILING TYPE UL/CSA DESINA MOTION-CONNECT 800, DMAX = 9.3 MM, TYPE: 6FX8002-2AH11 LENGTH (M) = 0 + 20 + 7 + 0 | 357 | TEM | 1 | MC | 3.38 | 1
6FX80022AH111DC0 | SIGNAL CABLE PREASSAMBLED ( BASIS 6FX8002-2AH00-.... ) WITH INTEGRATE TEMPERATURE WIRES TRAILING TYPE UL/CSA DESINA MOTION-CONNECT 800, DMAX = 9.3 MM, TYPE: 6FX8002-2AH11 LENGTH (M) = 0 + 30 + 2 + 0 | 405 | TEM | 1 | MC | 3.98 | 1
6FX80022AH111DG0 | SIGNAL CABLE PREASSAMBLED ( BASIS 6FX8002-2AH00-.... ) WITH INTEGRATE TEMPERATURE WIRES TRAILING TYPE UL/CSA DESINA MOTION-CONNECT 800, DMAX = 9.3 MM, TYPE: 6FX8002-2AH11 LENGTH (M) = 0 + 30 + 6 + 0 | 443 | TEM | 1 | MC | 4.46 | 1
6FX80022BA001AF0 | SIGNAL CABLE, PREASSEMBLED, SIMODIVE 611 TO CONTROL VALVE 4(X2X0.34) + 4X0.5 C MOTION CONNECT 800PLUS TRAILING TYPE, UL/CSA DESINA DMAX = 9.3 MM, LENGTH (M) = TYPE: 6FX8002-2BA00 LENGTH (M) = 0 + 0 + 5 + 0 | 155 | TEM | 1 | MC | 0.667 | 1
6FX80022BA001AK0 | SIGNAL CABLE, PREASSEMBLED, SIMODIVE 611 TO CONTROL VALVE 4(X2X0.34) + 4X0.5 C MOTION CONNECT 800PLUS TRAILING TYPE, UL/CSA DESINA DMAX = 9.3 MM, LENGTH (M) = TYPE: 6FX8002-2BA00 LENGTH (M) = 0 + 0 + 9 + 0 | 184 | TEM | 1 | MC | 1.147 | 1
6FX80022BA001BA0 | SIGNAL CABLE, PREASSEMBLED, SIMODIVE 611 TO CONTROL VALVE 4(X2X0.34) + 4X0.5 C MOTION CONNECT 800PLUS TRAILING TYPE, UL/CSA DESINA DMAX = 9.3 MM, LENGTH (M) = TYPE: 6FX8002-2BA00 LENGTH (M) = 0 + 10 + 0 + 0 | 191 | TEM | 1 | MC | 1.267 | 1
6FX80022BA001BC0 | SIGNAL CABLE, PREASSEMBLED, SIMODIVE 611 TO CONTROL VALVE 4(X2X0.34) + 4X0.5 C MOTION CONNECT 800PLUS TRAILING TYPE, UL/CSA DESINA DMAX = 9.3 MM, LENGTH (M) = TYPE: 6FX8002-2BA00 LENGTH (M) = 0 + 10 + 2 + 0 | 206 | TEM | 1 | MC | 1.507 | 1
6FX80022BA001BF0 | SIGNAL CABLE, PREASSEMBLED, SIMODIVE 611 TO CONTROL VALVE 4(X2X0.34) + 4X0.5 C MOTION CONNECT 800PLUS TRAILING TYPE, UL/CSA DESINA DMAX = 9.3 MM, LENGTH (M) = TYPE: 6FX8002-2BA00 LENGTH (M) = 0 + 10 + 5 + 0 | 228 | TEM | 1 | MC | 1.867 | 1
6FX80022BA001CA0 | SIGNAL CABLE, PREASSEMBLED, SIMODIVE 611 TO CONTROL VALVE 4(X2X0.34) + 4X0.5 C MOTION CONNECT 800PLUS TRAILING TYPE, UL/CSA DESINA DMAX = 9.3 MM, LENGTH (M) = TYPE: 6FX8002-2BA00 LENGTH (M) = 0 + 20 + 0 + 0 | 264 | TEM | 1 | MC | 2.467 | 1
6FX80022BA001CF0 | SIGNAL CABLE, PREASSEMBLED, SIMODIVE 611 TO CONTROL VALVE 4(X2X0.34) + 4X0.5 C MOTION CONNECT 800PLUS TRAILING TYPE, UL/CSA DESINA DMAX = 9.3 MM, LENGTH (M) = TYPE: 6FX8002-2BA00 LENGTH (M) = 0 + 20 + 5 + 0 | 301 | TEM | 1 | MC | 3.067 | 1
6FX80022BA001CJ0 | SIGNAL CABLE, PREASSEMBLED, SIMODIVE 611 TO CONTROL VALVE 4(X2X0.34) + 4X0.5 C MOTION CONNECT 800PLUS TRAILING TYPE, UL/CSA DESINA DMAX = 9.3 MM, LENGTH (M) = TYPE: 6FX8002-2BA00 LENGTH (M) = 0 + 20 + 8 + 0 | 323 | TEM | 1 | MC | 3.427 | 1
6FX80022BA001DA0 | SIGNAL CABLE, PREASSEMBLED, SIMODIVE 611 TO CONTROL VALVE 4(X2X0.34) + 4X0.5 C MOTION CONNECT 800PLUS TRAILING TYPE, UL/CSA DESINA DMAX = 9.3 MM, LENGTH (M) = TYPE: 6FX8002-2BA00 LENGTH (M) = 0 + 30 + 0 + 0 | 337 | TEM | 1 | MC | 3.667 | 1
6FX80022BA001DB0 | SIGNAL CABLE, PREASSEMBLED, SIMODIVE 611 TO CONTROL VALVE 4(X2X0.34) + 4X0.5 C MOTION CONNECT 800PLUS TRAILING TYPE, UL/CSA DESINA DMAX = 9.3 MM, LENGTH (M) = TYPE: 6FX8002-2BA00 LENGTH (M) = 0 + 30 + 1 + 0 | 344 | TEM | 1 | MC | 3.787 | 1
6FX80022BA001DF0 | SIGNAL CABLE, PREASSEMBLED, SIMODIVE 611 TO CONTROL VALVE 4(X2X0.34) + 4X0.5 C MOTION CONNECT 800PLUS TRAILING TYPE, UL/CSA DESINA DMAX = 9.3 MM, LENGTH (M) = TYPE: 6FX8002-2BA00 LENGTH (M) = 0 + 30 + 5 + 0 | 373 | TEM | 1 | MC | 4.267 | 1
6FX80022BA001EF0 | SIGNAL CABLE, PREASSEMBLED, SIMODIVE 611 TO CONTROL VALVE 4(X2X0.34) + 4X0.5 C MOTION CONNECT 800PLUS TRAILING TYPE, UL/CSA DESINA DMAX = 9.3 MM, LENGTH (M) = TYPE: 6FX8002-2BA00 LENGTH (M) = 0 + 40 + 5 + 0 | 445 | TEM | 1 | MC | 5.467 | 1
6FX80022BA001FA0 | SIGNAL CABLE, PREASSEMBLED, SIMODIVE 611 TO CONTROL VALVE 4(X2X0.34) + 4X0.5 C MOTION CONNECT 800PLUS TRAILING TYPE, UL/CSA DESINA DMAX = 9.3 MM, LENGTH (M) = TYPE: 6FX8002-2BA00 LENGTH (M) = 0 + 50 + 0 + 0 | 482 | TEM | 1 | MC | 6.067 | 1
6FX80022BA101BA0 | SIGNAL CABLE, PREASSEMBLED SIMODIVE 611 TO CONTROL VALVE H 4X(2X0.34) + 4X0.5 C MOTION CONNECT 800PLUS TRAILING TYPE, UL/CSA DESINA DMAX = 9.3 MM, LENGTH (M) = TYPE: 6FX8002-2BA10 LENGTH (M) = 0 + 10 + 0 + 0 | 213 | TEM | 1 | MC | 1.272 | 1
6FX80022BA201AF0 | SIGNAL CABLE, PREASSEMBLED PRESSURE SENSOR TO 611 2X(2X0.18) C OPEN CABLE END MOTION CONNECT 800PLUS TRAILING TYPE, UL/CSA DESINA DMAX = 5.3 MM, LENGTH (M) = TYPE: 6FX8002-2BA20 LENGTH (M) = 0 + 0 + 5 + 0 | 119 | TEM | 1 | MC | 0.273 | 1
6FX80022BA201BA0 | SIGNAL CABLE, PREASSEMBLED PRESSURE SENSOR TO 611 2X(2X0.18) C OPEN CABLE END MOTION CONNECT 800PLUS TRAILING TYPE, UL/CSA DESINA DMAX = 5.3 MM, LENGTH (M) = TYPE: 6FX8002-2BA20 LENGTH (M) = 0 + 10 + 0 + 0 | 166 | TEM | 1 | MC | 0.478 | 1
6FX80022BA201CA0 | SIGNAL CABLE, PREASSEMBLED PRESSURE SENSOR TO 611 2X(2X0.18) C OPEN CABLE END MOTION CONNECT 800PLUS TRAILING TYPE, UL/CSA DESINA DMAX = 5.3 MM, LENGTH (M) = TYPE: 6FX8002-2BA20 LENGTH (M) = 0 + 20 + 0 + 0 | 259 | TEM | 1 | MC | 0.888 | 1
6FX80022BA201CF0 | SIGNAL CABLE, PREASSEMBLED PRESSURE SENSOR TO 611 2X(2X0.18) C OPEN CABLE END MOTION CONNECT 800PLUS TRAILING TYPE, UL/CSA DESINA DMAX = 5.3 MM, LENGTH (M) = TYPE: 6FX8002-2BA20 LENGTH (M) = 0 + 20 + 5 + 0 | 305 | TEM | 1 | MC | 1.093 | 1
6FX80022BA201DA0 | SIGNAL CABLE, PREASSEMBLED PRESSURE SENSOR TO 611 2X(2X0.18) C OPEN CABLE END MOTION CONNECT 800PLUS TRAILING TYPE, UL/CSA DESINA DMAX = 5.3 MM, LENGTH (M) = TYPE: 6FX8002-2BA20 LENGTH (M) = 0 + 30 + 0 + 0 | 351 | TEM | 1 | MC | 1.298 | 1
6FX80022BA201EF0 | SIGNAL CABLE, PREASSEMBLED PRESSURE SENSOR TO 611 2X(2X0.18) C OPEN CABLE END MOTION CONNECT 800PLUS TRAILING TYPE, UL/CSA DESINA DMAX = 5.3 MM, LENGTH (M) = TYPE: 6FX8002-2BA20 LENGTH (M) = 0 + 40 + 5 + 0 | 491 | TEM | 1 | MC | 1.913 | 1
6FX80022BA201FA0 | SIGNAL CABLE, PREASSEMBLED PRESSURE SENSOR TO 611 2X(2X0.18) C OPEN CABLE END MOTION CONNECT 800PLUS TRAILING TYPE, UL/CSA DESINA DMAX = 5.3 MM, LENGTH (M) = TYPE: 6FX8002-2BA20 LENGTH (M) = 0 + 50 + 0 + 0 | 537 | TEM | 1 | MC | 2.118 | 1
6FX80022BB011AA1 | SIGNAL CABLE, PREASSEMBLED, TYPE: 6FX80.2-2BB01 FOR ELEC. HANDWHEEL TO FM-NC 4X(2X0.18) C MOTION CONNECT 800PLUS TRAILING TYPE, UL/CSA DESINA DMAX = 6.7 MM, LENGTH (M) = LENGTH (M) = + 0 + 0 + 0 + 0,1 | 52.8 | TEM | 1 | MC | 0.086 | 1
6FX80022BB011AA5 | SIGNAL CABLE, PREASSEMBLED, TYPE: 6FX80.2-2BB01 FOR ELEC. HANDWHEEL TO FM-NC 4X(2X0.18) C MOTION CONNECT 800PLUS TRAILING TYPE, UL/CSA DESINA DMAX = 6.7 MM, LENGTH (M) = LENGTH (M) = + 0 + 0 + 0 + 0,5 | 52.8 | TEM | 1 | MC | 0.11 | 1
6FX80022BB011AB0 | SIGNAL CABLE, PREASSEMBLED, TYPE: 6FX80.2-2BB01 FOR ELEC. HANDWHEEL TO FM-NC 4X(2X0.18) C MOTION CONNECT 800PLUS TRAILING TYPE, UL/CSA DESINA DMAX = 6.7 MM, LENGTH (M) = LENGTH (M) = + 0 + 0 + 1 + 0 | 52.8 | TEM | 1 | MC | 0.14 | 1
6FX80022BB011AB5 | SIGNAL CABLE, PREASSEMBLED, TYPE: 6FX80.2-2BB01 FOR ELEC. HANDWHEEL TO FM-NC 4X(2X0.18) C MOTION CONNECT 800PLUS TRAILING TYPE, UL/CSA DESINA DMAX = 6.7 MM, LENGTH (M) = LENGTH (M) = + 0 + 0 + 1 + 0,5 | 58.7 | TEM | 1 | MC | 0.17 | 1
6FX80022BB011AD0 | SIGNAL CABLE, PREASSEMBLED, TYPE: 6FX80.2-2BB01 FOR ELEC. HANDWHEEL TO FM-NC 4X(2X0.18) C MOTION CONNECT 800PLUS TRAILING TYPE, UL/CSA DESINA DMAX = 6.7 MM, LENGTH (M) = LENGTH (M) = + 0 + 0 + 3 + 0 | 64.6 | TEM | 1 | MC | 0.26 | 1
6FX80022BB011AD1 | SIGNAL CABLE, PREASSEMBLED, TYPE: 6FX80.2-2BB01 FOR ELEC. HANDWHEEL TO FM-NC 4X(2X0.18) C MOTION CONNECT 800PLUS TRAILING TYPE, UL/CSA DESINA DMAX = 6.7 MM, LENGTH (M) = LENGTH (M) = + 0 + 0 + 3 + 0,1 | 70.6 | TEM | 1 | MC | 0.266 | 1
6FX80022BB011AF0 | SIGNAL CABLE, PREASSEMBLED, TYPE: 6FX80.2-2BB01 FOR ELEC. HANDWHEEL TO FM-NC 4X(2X0.18) C MOTION CONNECT 800PLUS TRAILING TYPE, UL/CSA DESINA DMAX = 6.7 MM, LENGTH (M) = LENGTH (M) = + 0 + 0 + 5 + 0 | 76.5 | TEM | 1 | MC | 0.38 | 1
6FX80022BB011AH0 | SIGNAL CABLE, PREASSEMBLED, TYPE: 6FX80.2-2BB01 FOR ELEC. HANDWHEEL TO FM-NC 4X(2X0.18) C MOTION CONNECT 800PLUS TRAILING TYPE, UL/CSA DESINA DMAX = 6.7 MM, LENGTH (M) = LENGTH (M) = + 0 + 0 + 7 + 0 | 88.4 | TEM | 1 | MC | 0.5 | 1
6FX80022BB011BA0 | SIGNAL CABLE, PREASSEMBLED, TYPE: 6FX80.2-2BB01 FOR ELEC. HANDWHEEL TO FM-NC 4X(2X0.18) C MOTION CONNECT 800PLUS TRAILING TYPE, UL/CSA DESINA DMAX = 6.7 MM, LENGTH (M) = LENGTH (M) = + 0 + 10 + 0 + 0 | 107 | TEM | 1 | MC | 0.68 | 1
6FX80022BM341AB8 | SIGNAL CABLE, PREASSEMBLED TYPE: 6FX8002-2BM34 CUSTOM MADE LENGTH (M) = | 218 | TEM | 1 | MC | 0.42 | 1
6FX80022BM341AC3 | SIGNAL CABLE, PREASSEMBLED TYPE: 6FX8002-2BM34 CUSTOM MADE LENGTH (M) = | 223 | TEM | 1 | MC | 0.52 | 1
6FX80022CA122AA0 | SIGNAL CABLE, PREASSEMBLED TYPE: 6FX8002-2CA12 FOR INCREMENTAL ENCODER HTL 24V, 6FX2001-4 4X(2X0.34) + 4X0.5 C CONNECTOR FULL THREAD M23 WITHOUT D-SUB CONNECTOR MOTION CONNECT 800PLUS TRAILING TYPE UL/CSA DESINA DMAX = 9.3 MM LENGTH (M)= 100 + 0 + 0 + 0 | 786 | TEM | 1 | MC | 12.031 | 1
6FX80022CA201AF0 | SIGNAL CABLE PREASSAMBLED TYPE: 6FX8002-2CA20 FOR INCR. ENCODER WITH C/D TRACKS IN MOTOR AH20 WITH FULL THREAD CONNECTOR M17 (3X2X0,14)C + 4X0,14 + 2X 0,5 + 4X0,22 C MOTION CONNECT 800PLUS TRAILING TYPE UL/CSA DESINA DMAX = 9,8M LENGTH (M)= 0 + 0 + 5 + 0 | 211 | TEM | 1 | MC | 0.601 | 1
6FX80022CA201BA0 | SIGNAL CABLE PREASSAMBLED TYPE: 6FX8002-2CA20 FOR INCR. ENCODER WITH C/D TRACKS IN MOTOR AH20 WITH FULL THREAD CONNECTOR M17 (3X2X0,14)C + 4X0,14 + 2X 0,5 + 4X0,22 C MOTION CONNECT 800PLUS TRAILING TYPE UL/CSA DESINA DMAX = 9,8M LENGTH (M)= 0 + 10 + 0 + 0 | 259 | TEM | 1 | MC | 1.201 | 1
6FX80022CA201BF0 | SIGNAL CABLE PREASSAMBLED TYPE: 6FX8002-2CA20 FOR INCR. ENCODER WITH C/D TRACKS IN MOTOR AH20 WITH FULL THREAD CONNECTOR M17 (3X2X0,14)C + 4X0,14 + 2X 0,5 + 4X0,22 C MOTION CONNECT 800PLUS TRAILING TYPE UL/CSA DESINA DMAX = 9,8M LENGTH (M)= 0 + 10 + 5 + 0 | 307 | TEM | 1 | MC | 1.801 | 1
6FX80022CA201CC0 | SIGNAL CABLE PREASSAMBLED TYPE: 6FX8002-2CA20 FOR INCR. ENCODER WITH C/D TRACKS IN MOTOR AH20 WITH FULL THREAD CONNECTOR M17 (3X2X0,14)C + 4X0,14 + 2X 0,5 + 4X0,22 C MOTION CONNECT 800PLUS TRAILING TYPE UL/CSA DESINA DMAX = 9,8M LENGTH (M)= 0 + 20 + 2 + 0 | 374 | TEM | 1 | MC | 2.641 | 1
6FX80022CA201CF0 | SIGNAL CABLE PREASSAMBLED TYPE: 6FX8002-2CA20 FOR INCR. ENCODER WITH C/D TRACKS IN MOTOR AH20 WITH FULL THREAD CONNECTOR M17 (3X2X0,14)C + 4X0,14 + 2X 0,5 + 4X0,22 C MOTION CONNECT 800PLUS TRAILING TYPE UL/CSA DESINA DMAX = 9,8M LENGTH (M)= 0 + 20 + 5 + 0 | 403 | TEM | 1 | MC | 3.001 | 1
6FX80022CA201DA0 | SIGNAL CABLE PREASSAMBLED TYPE: 6FX8002-2CA20 FOR INCR. ENCODER WITH C/D TRACKS IN MOTOR AH20 WITH FULL THREAD CONNECTOR M17 (3X2X0,14)C + 4X0,14 + 2X 0,5 + 4X0,22 C MOTION CONNECT 800PLUS TRAILING TYPE UL/CSA DESINA DMAX = 9,8M LENGTH (M)= 0 + 30 + 0 + 0 | 451 | TEM | 1 | MC | 3.601 | 1
6FX80022CA241BA0 | SIGNAL CABLE EXTENSION TYPE: 6FX8002-2CA24 FOR BASE 6FX8002-2CA20-.... WITH FULL THREAD CONNECTOR M17 (3X2X0,14)C + 4X0,14 + 2X 0,5 + 4X0,22 C MOTION CONNECT 800PLUS TRAILING TYPE; UL/CSA, DESINA DMAX = 9.8 MM LENGTH (M)= 0 + 10 + 0 + 0 | 330 | TEM | 1 | MC | 1.575 | 1
6FX80022CA241BG0 | SIGNAL CABLE EXTENSION TYPE: 6FX8002-2CA24 FOR BASE 6FX8002-2CA20-.... WITH FULL THREAD CONNECTOR M17 (3X2X0,14)C + 4X0,14 + 2X 0,5 + 4X0,22 C MOTION CONNECT 800PLUS TRAILING TYPE; UL/CSA, DESINA DMAX = 9.8 MM LENGTH (M)= 0 + 10 + 6 + 0 | 392 | TEM | 1 | MC | 2.415 | 1
6FX80022CA241BJ0 | SIGNAL CABLE EXTENSION TYPE: 6FX8002-2CA24 FOR BASE 6FX8002-2CA20-.... WITH FULL THREAD CONNECTOR M17 (3X2X0,14)C + 4X0,14 + 2X 0,5 + 4X0,22 C MOTION CONNECT 800PLUS TRAILING TYPE; UL/CSA, DESINA DMAX = 9.8 MM LENGTH (M)= 0 + 10 + 8 + 0 | 413 | TEM | 1 | MC | 2.695 | 1
6FX80022CA311AB0 | SIGNAL CABLE, PREASSEMBLED, FOR INCR.ENCODER WITH C/D TRACKS IN MOTOR 3X(2X0.14)C + 4X0,14 + 2X0.5 + 4X0.22 C WITH FULL THREAD CONNECTOR M23 MOTION CONNECT 800PLUS TRAILING TYPE UL/CSA DESINA DMAX = 9.8 MM, LENGTH (M) = TYPE: 6FX8002-2CA31 LENGTH (M) = + 0 + 0 + 1 + 0 | 149 | TEM | 1 | MC | 0.181 | 1
6FX80022CA311AB5 | SIGNAL CABLE, PREASSEMBLED, FOR INCR.ENCODER WITH C/D TRACKS IN MOTOR 3X(2X0.14)C + 4X0,14 + 2X0.5 + 4X0.22 C WITH FULL THREAD CONNECTOR M23 MOTION CONNECT 800PLUS TRAILING TYPE UL/CSA DESINA DMAX = 9.8 MM, LENGTH (M) = TYPE: 6FX8002-2CA31 LENGTH (M) = + 0 + 0 + 1 + 0,5 | 159 | TEM | 1 | MC | 0.226 | 1
6FX80022CA311AB6 | SIGNAL CABLE, PREASSEMBLED, FOR INCR.ENCODER WITH C/D TRACKS IN MOTOR 3X(2X0.14)C + 4X0,14 + 2X0.5 + 4X0.22 C WITH FULL THREAD CONNECTOR M23 MOTION CONNECT 800PLUS TRAILING TYPE UL/CSA DESINA DMAX = 9.8 MM, LENGTH (M) = TYPE: 6FX8002-2CA31 LENGTH (M) = + 0 + 0 + 1 + 0,6 | 159 | TEM | 1 | MC | 0.235 | 1
6FX80022CA311AC0 | SIGNAL CABLE, PREASSEMBLED, FOR INCR.ENCODER WITH C/D TRACKS IN MOTOR 3X(2X0.14)C + 4X0,14 + 2X0.5 + 4X0.22 C WITH FULL THREAD CONNECTOR M23 MOTION CONNECT 800PLUS TRAILING TYPE UL/CSA DESINA DMAX = 9.8 MM, LENGTH (M) = TYPE: 6FX8002-2CA31 LENGTH (M) = + 0 + 0 + 2 + 0 | 159 | TEM | 1 | MC | 0.271 | 1
6FX80022CA311AC2 | SIGNAL CABLE, PREASSEMBLED, FOR INCR.ENCODER WITH C/D TRACKS IN MOTOR 3X(2X0.14)C + 4X0,14 + 2X0.5 + 4X0.22 C WITH FULL THREAD CONNECTOR M23 MOTION CONNECT 800PLUS TRAILING TYPE UL/CSA DESINA DMAX = 9.8 MM, LENGTH (M) = TYPE: 6FX8002-2CA31 LENGTH (M) = + 0 + 0 + 2 + 0,2 | 169 | TEM | 1 | MC | 0.289 | 1
6FX80022CA311AC5 | SIGNAL CABLE, PREASSEMBLED, FOR INCR.ENCODER WITH C/D TRACKS IN MOTOR 3X(2X0.14)C + 4X0,14 + 2X0.5 + 4X0.22 C WITH FULL THREAD CONNECTOR M23 MOTION CONNECT 800PLUS TRAILING TYPE UL/CSA DESINA DMAX = 9.8 MM, LENGTH (M) = TYPE: 6FX8002-2CA31 LENGTH (M) = + 0 + 0 + 2 + 0,5 | 169 | TEM | 1 | MC | 0.316 | 1
6FX80022CA311AC8 | SIGNAL CABLE, PREASSEMBLED, FOR INCR.ENCODER WITH C/D TRACKS IN MOTOR 3X(2X0.14)C + 4X0,14 + 2X0.5 + 4X0.22 C WITH FULL THREAD CONNECTOR M23 MOTION CONNECT 800PLUS TRAILING TYPE UL/CSA DESINA DMAX = 9.8 MM, LENGTH (M) = TYPE: 6FX8002-2CA31 LENGTH (M) = + 0 + 0 + 2 + 0,8 | 169 | TEM | 1 | MC | 0.343 | 1
6FX80022CA311AD0 | SIGNAL CABLE, PREASSEMBLED, FOR INCR.ENCODER WITH C/D TRACKS IN MOTOR 3X(2X0.14)C + 4X0,14 + 2X0.5 + 4X0.22 C WITH FULL THREAD CONNECTOR M23 MOTION CONNECT 800PLUS TRAILING TYPE UL/CSA DESINA DMAX = 9.8 MM, LENGTH (M) = TYPE: 6FX8002-2CA31 LENGTH (M) = + 0 + 0 + 3 + 0 | 169 | TEM | 1 | MC | 0.361 | 1
6FX80022CA311AD1 | SIGNAL CABLE, PREASSEMBLED, FOR INCR.ENCODER WITH C/D TRACKS IN MOTOR 3X(2X0.14)C + 4X0,14 + 2X0.5 + 4X0.22 C WITH FULL THREAD CONNECTOR M23 MOTION CONNECT 800PLUS TRAILING TYPE UL/CSA DESINA DMAX = 9.8 MM, LENGTH (M) = TYPE: 6FX8002-2CA31 LENGTH (M) = + 0 + 0 + 3 + 0,1 | 179 | TEM | 1 | MC | 0.37 | 1
6FX80022CA311AD3 | SIGNAL CABLE, PREASSEMBLED, FOR INCR.ENCODER WITH C/D TRACKS IN MOTOR 3X(2X0.14)C + 4X0,14 + 2X0.5 + 4X0.22 C WITH FULL THREAD CONNECTOR M23 MOTION CONNECT 800PLUS TRAILING TYPE UL/CSA DESINA DMAX = 9.8 MM, LENGTH (M) = TYPE: 6FX8002-2CA31 LENGTH (M) = + 0 + 0 + 3 + 0,3 | 179 | TEM | 1 | MC | 0.388 | 1
6FX80022CA311AD4 | SIGNAL CABLE, PREASSEMBLED, FOR INCR.ENCODER WITH C/D TRACKS IN MOTOR 3X(2X0.14)C + 4X0,14 + 2X0.5 + 4X0.22 C WITH FULL THREAD CONNECTOR M23 MOTION CONNECT 800PLUS TRAILING TYPE UL/CSA DESINA DMAX = 9.8 MM, LENGTH (M) = TYPE: 6FX8002-2CA31 LENGTH (M) = + 0 + 0 + 3 + 0,4 | 179 | TEM | 1 | MC | 0.397 | 1
6FX80022CA311AD5 | SIGNAL CABLE, PREASSEMBLED, FOR INCR.ENCODER WITH C/D TRACKS IN MOTOR 3X(2X0.14)C + 4X0,14 + 2X0.5 + 4X0.22 C WITH FULL THREAD CONNECTOR M23 MOTION CONNECT 800PLUS TRAILING TYPE UL/CSA DESINA DMAX = 9.8 MM, LENGTH (M) = TYPE: 6FX8002-2CA31 LENGTH (M) = + 0 + 0 + 3 + 0,5 | 179 | TEM | 1 | MC | 0.406 | 1
6FX80022CA311AD7 | SIGNAL CABLE, PREASSEMBLED, FOR INCR.ENCODER WITH C/D TRACKS IN MOTOR 3X(2X0.14)C + 4X0,14 + 2X0.5 + 4X0.22 C WITH FULL THREAD CONNECTOR M23 MOTION CONNECT 800PLUS TRAILING TYPE UL/CSA DESINA DMAX = 9.8 MM, LENGTH (M) = TYPE: 6FX8002-2CA31 LENGTH (M) = + 0 + 0 + 3 + 0,7 | 179 | TEM | 1 | MC | 0.424 | 1
6FX80022CA311AE0 | SIGNAL CABLE, PREASSEMBLED, FOR INCR.ENCODER WITH C/D TRACKS IN MOTOR 3X(2X0.14)C + 4X0,14 + 2X0.5 + 4X0.22 C WITH FULL THREAD CONNECTOR M23 MOTION CONNECT 800PLUS TRAILING TYPE UL/CSA DESINA DMAX = 9.8 MM, LENGTH (M) = TYPE: 6FX8002-2CA31 LENGTH (M) = + 0 + 0 + 4 + 0 | 179 | TEM | 1 | MC | 0.451 | 1
6FX80022CA311AE5 | SIGNAL CABLE, PREASSEMBLED, FOR INCR.ENCODER WITH C/D TRACKS IN MOTOR 3X(2X0.14)C + 4X0,14 + 2X0.5 + 4X0.22 C WITH FULL THREAD CONNECTOR M23 MOTION CONNECT 800PLUS TRAILING TYPE UL/CSA DESINA DMAX = 9.8 MM, LENGTH (M) = TYPE: 6FX8002-2CA31 LENGTH (M) = + 0 + 0 + 4 + 0,5 | 189 | TEM | 1 | MC | 0.496 | 1
6FX80022CA311AE6 | SIGNAL CABLE, PREASSEMBLED, FOR INCR.ENCODER WITH C/D TRACKS IN MOTOR 3X(2X0.14)C + 4X0,14 + 2X0.5 + 4X0.22 C WITH FULL THREAD CONNECTOR M23 MOTION CONNECT 800PLUS TRAILING TYPE UL/CSA DESINA DMAX = 9.8 MM, LENGTH (M) = TYPE: 6FX8002-2CA31 LENGTH (M) = + 0 + 0 + 4 + 0,6 | 189 | TEM | 1 | MC | 0.505 | 1
6FX80022CA311AF0 | SIGNAL CABLE, PREASSEMBLED, FOR INCR.ENCODER WITH C/D TRACKS IN MOTOR 3X(2X0.14)C + 4X0,14 + 2X0.5 + 4X0.22 C WITH FULL THREAD CONNECTOR M23 MOTION CONNECT 800PLUS TRAILING TYPE UL/CSA DESINA DMAX = 9.8 MM, LENGTH (M) = TYPE: 6FX8002-2CA31 LENGTH (M) = + 0 + 0 + 5 + 0 | 189 | TEM | 1 | MC | 0.541 | 1
6FX80022CA311AF2 | SIGNAL CABLE, PREASSEMBLED, FOR INCR.ENCODER WITH C/D TRACKS IN MOTOR 3X(2X0.14)C + 4X0,14 + 2X0.5 + 4X0.22 C WITH FULL THREAD CONNECTOR M23 MOTION CONNECT 800PLUS TRAILING TYPE UL/CSA DESINA DMAX = 9.8 MM, LENGTH (M) = TYPE: 6FX8002-2CA31 LENGTH (M) = + 0 + 0 + 5 + 0,2 | 199 | TEM | 1 | MC | 0.559 | 1
6FX80022CA311AF5 | SIGNAL CABLE, PREASSEMBLED, FOR INCR.ENCODER WITH C/D TRACKS IN MOTOR 3X(2X0.14)C + 4X0,14 + 2X0.5 + 4X0.22 C WITH FULL THREAD CONNECTOR M23 MOTION CONNECT 800PLUS TRAILING TYPE UL/CSA DESINA DMAX = 9.8 MM, LENGTH (M) = TYPE: 6FX8002-2CA31 LENGTH (M) = + 0 + 0 + 5 + 0,5 | 199 | TEM | 1 | MC | 0.586 | 1
6FX80022CA311AG0 | SIGNAL CABLE, PREASSEMBLED, FOR INCR.ENCODER WITH C/D TRACKS IN MOTOR 3X(2X0.14)C + 4X0,14 + 2X0.5 + 4X0.22 C WITH FULL THREAD CONNECTOR M23 MOTION CONNECT 800PLUS TRAILING TYPE UL/CSA DESINA DMAX = 9.8 MM, LENGTH (M) = TYPE: 6FX8002-2CA31 LENGTH (M) = + 0 + 0 + 6 + 0 | 199 | TEM | 1 | MC | 0.631 | 1
6FX80022CA311AG5 | SIGNAL CABLE, PREASSEMBLED, FOR INCR.ENCODER WITH C/D TRACKS IN MOTOR 3X(2X0.14)C + 4X0,14 + 2X0.5 + 4X0.22 C WITH FULL THREAD CONNECTOR M23 MOTION CONNECT 800PLUS TRAILING TYPE UL/CSA DESINA DMAX = 9.8 MM, LENGTH (M) = TYPE: 6FX8002-2CA31 LENGTH (M) = + 0 + 0 + 6 + 0,5 | 210 | TEM | 1 | MC | 0.676 | 1
6FX80022CA311AG6 | SIGNAL CABLE, PREASSEMBLED, FOR INCR.ENCODER WITH C/D TRACKS IN MOTOR 3X(2X0.14)C + 4X0,14 + 2X0.5 + 4X0.22 C WITH FULL THREAD CONNECTOR M23 MOTION CONNECT 800PLUS TRAILING TYPE UL/CSA DESINA DMAX = 9.8 MM, LENGTH (M) = TYPE: 6FX8002-2CA31 LENGTH (M) = + 0 + 0 + 6 + 0,6 | 210 | TEM | 1 | MC | 0.685 | 1
6FX80022CA311AH0 | SIGNAL CABLE, PREASSEMBLED, FOR INCR.ENCODER WITH C/D TRACKS IN MOTOR 3X(2X0.14)C + 4X0,14 + 2X0.5 + 4X0.22 C WITH FULL THREAD CONNECTOR M23 MOTION CONNECT 800PLUS TRAILING TYPE UL/CSA DESINA DMAX = 9.8 MM, LENGTH (M) = TYPE: 6FX8002-2CA31 LENGTH (M) = + 0 + 0 + 7 + 0 | 210 | TEM | 1 | MC | 0.721 | 1
6FX80022CA311AH3 | SIGNAL CABLE, PREASSEMBLED, FOR INCR.ENCODER WITH C/D TRACKS IN MOTOR 3X(2X0.14)C + 4X0,14 + 2X0.5 + 4X0.22 C WITH FULL THREAD CONNECTOR M23 MOTION CONNECT 800PLUS TRAILING TYPE UL/CSA DESINA DMAX = 9.8 MM, LENGTH (M) = TYPE: 6FX8002-2CA31 LENGTH (M) = + 0 + 0 + 7 + 0,3 | 220 | TEM | 1 | MC | 0.748 | 1
6FX80022CA311AH5 | SIGNAL CABLE, PREASSEMBLED, FOR INCR.ENCODER WITH C/D TRACKS IN MOTOR 3X(2X0.14)C + 4X0,14 + 2X0.5 + 4X0.22 C WITH FULL THREAD CONNECTOR M23 MOTION CONNECT 800PLUS TRAILING TYPE UL/CSA DESINA DMAX = 9.8 MM, LENGTH (M) = TYPE: 6FX8002-2CA31 LENGTH (M) = + 0 + 0 + 7 + 0,5 | 220 | TEM | 1 | MC | 0.766 | 1
6FX80022CA311AJ0 | SIGNAL CABLE, PREASSEMBLED, FOR INCR.ENCODER WITH C/D TRACKS IN MOTOR 3X(2X0.14)C + 4X0,14 + 2X0.5 + 4X0.22 C WITH FULL THREAD CONNECTOR M23 MOTION CONNECT 800PLUS TRAILING TYPE UL/CSA DESINA DMAX = 9.8 MM, LENGTH (M) = TYPE: 6FX8002-2CA31 LENGTH (M) = + 0 + 0 + 8 + 0 | 220 | TEM | 1 | MC | 0.811 | 1
6FX80022CA311AJ4 | SIGNAL CABLE, PREASSEMBLED, FOR INCR.ENCODER WITH C/D TRACKS IN MOTOR 3X(2X0.14)C + 4X0,14 + 2X0.5 + 4X0.22 C WITH FULL THREAD CONNECTOR M23 MOTION CONNECT 800PLUS TRAILING TYPE UL/CSA DESINA DMAX = 9.8 MM, LENGTH (M) = TYPE: 6FX8002-2CA31 LENGTH (M) = + 0 + 0 + 8 + 0,4 | 230 | TEM | 1 | MC | 0.847 | 1
6FX80022CA311AJ5 | SIGNAL CABLE, PREASSEMBLED, FOR INCR.ENCODER WITH C/D TRACKS IN MOTOR 3X(2X0.14)C + 4X0,14 + 2X0.5 + 4X0.22 C WITH FULL THREAD CONNECTOR M23 MOTION CONNECT 800PLUS TRAILING TYPE UL/CSA DESINA DMAX = 9.8 MM, LENGTH (M) = TYPE: 6FX8002-2CA31 LENGTH (M) = + 0 + 0 + 8 + 0,5 | 230 | TEM | 1 | MC | 0.856 | 1
6FX80022CA311AJ6 | SIGNAL CABLE, PREASSEMBLED, FOR INCR.ENCODER WITH C/D TRACKS IN MOTOR 3X(2X0.14)C + 4X0,14 + 2X0.5 + 4X0.22 C WITH FULL THREAD CONNECTOR M23 MOTION CONNECT 800PLUS TRAILING TYPE UL/CSA DESINA DMAX = 9.8 MM, LENGTH (M) = TYPE: 6FX8002-2CA31 LENGTH (M) = + 0 + 0 + 8 + 0,6 | 230 | TEM | 1 | MC | 0.865 | 1
6FX80022CA311AK0 | SIGNAL CABLE, PREASSEMBLED, FOR INCR.ENCODER WITH C/D TRACKS IN MOTOR 3X(2X0.14)C + 4X0,14 + 2X0.5 + 4X0.22 C WITH FULL THREAD CONNECTOR M23 MOTION CONNECT 800PLUS TRAILING TYPE UL/CSA DESINA DMAX = 9.8 MM, LENGTH (M) = TYPE: 6FX8002-2CA31 LENGTH (M) = + 0 + 0 + 9 + 0 | 230 | TEM | 1 | MC | 0.901 | 1
6FX80022CA311AK2 | SIGNAL CABLE, PREASSEMBLED, FOR INCR.ENCODER WITH C/D TRACKS IN MOTOR 3X(2X0.14)C + 4X0,14 + 2X0.5 + 4X0.22 C WITH FULL THREAD CONNECTOR M23 MOTION CONNECT 800PLUS TRAILING TYPE UL/CSA DESINA DMAX = 9.8 MM, LENGTH (M) = TYPE: 6FX8002-2CA31 LENGTH (M) = + 0 + 0 + 9 + 0,2 | 240 | TEM | 1 | MC | 0.919 | 1
6FX80022CA311AK5 | SIGNAL CABLE, PREASSEMBLED, FOR INCR.ENCODER WITH C/D TRACKS IN MOTOR 3X(2X0.14)C + 4X0,14 + 2X0.5 + 4X0.22 C WITH FULL THREAD CONNECTOR M23 MOTION CONNECT 800PLUS TRAILING TYPE UL/CSA DESINA DMAX = 9.8 MM, LENGTH (M) = TYPE: 6FX8002-2CA31 LENGTH (M) = + 0 + 0 + 9 + 0,5 | 240 | TEM | 1 | MC | 0.946 | 1
6FX80022CA311BA0 | SIGNAL CABLE, PREASSEMBLED, FOR INCR.ENCODER WITH C/D TRACKS IN MOTOR 3X(2X0.14)C + 4X0,14 + 2X0.5 + 4X0.22 C WITH FULL THREAD CONNECTOR M23 MOTION CONNECT 800PLUS TRAILING TYPE UL/CSA DESINA DMAX = 9.8 MM, LENGTH (M) = TYPE: 6FX8002-2CA31 LENGTH (M) = + 0 + 10 + 0 + 0 | 240 | TEM | 1 | MC | 0.991 | 1
6FX80022CA311BA5 | SIGNAL CABLE, PREASSEMBLED, FOR INCR.ENCODER WITH C/D TRACKS IN MOTOR 3X(2X0.14)C + 4X0,14 + 2X0.5 + 4X0.22 C WITH FULL THREAD CONNECTOR M23 MOTION CONNECT 800PLUS TRAILING TYPE UL/CSA DESINA DMAX = 9.8 MM, LENGTH (M) = TYPE: 6FX8002-2CA31 LENGTH (M) = + 0 + 10 + 0 + 0,5 | 250 | TEM | 1 | MC | 1.036 | 1
6FX80022CA311BB0 | SIGNAL CABLE, PREASSEMBLED, FOR INCR.ENCODER WITH C/D TRACKS IN MOTOR 3X(2X0.14)C + 4X0,14 + 2X0.5 + 4X0.22 C WITH FULL THREAD CONNECTOR M23 MOTION CONNECT 800PLUS TRAILING TYPE UL/CSA DESINA DMAX = 9.8 MM, LENGTH (M) = TYPE: 6FX8002-2CA31 LENGTH (M) = + 0 + 10 + 1 + 0 | 250 | TEM | 1 | MC | 1.081 | 1
6FX80022CA311BB3 | SIGNAL CABLE, PREASSEMBLED, FOR INCR.ENCODER WITH C/D TRACKS IN MOTOR 3X(2X0.14)C + 4X0,14 + 2X0.5 + 4X0.22 C WITH FULL THREAD CONNECTOR M23 MOTION CONNECT 800PLUS TRAILING TYPE UL/CSA DESINA DMAX = 9.8 MM, LENGTH (M) = TYPE: 6FX8002-2CA31 LENGTH (M) = + 0 + 10 + 1 + 0,3 | 260 | TEM | 1 | MC | 1.108 | 1
6FX80022CA311BB5 | SIGNAL CABLE, PREASSEMBLED, FOR INCR.ENCODER WITH C/D TRACKS IN MOTOR 3X(2X0.14)C + 4X0,14 + 2X0.5 + 4X0.22 C WITH FULL THREAD CONNECTOR M23 MOTION CONNECT 800PLUS TRAILING TYPE UL/CSA DESINA DMAX = 9.8 MM, LENGTH (M) = TYPE: 6FX8002-2CA31 LENGTH (M) = + 0 + 10 + 1 + 0,5 | 260 | TEM | 1 | MC | 1.126 | 1
6FX80022CA311BC0 | SIGNAL CABLE, PREASSEMBLED, FOR INCR.ENCODER WITH C/D TRACKS IN MOTOR 3X(2X0.14)C + 4X0,14 + 2X0.5 + 4X0.22 C WITH FULL THREAD CONNECTOR M23 MOTION CONNECT 800PLUS TRAILING TYPE UL/CSA DESINA DMAX = 9.8 MM, LENGTH (M) = TYPE: 6FX8002-2CA31 LENGTH (M) = + 0 + 10 + 2 + 0 | 260 | TEM | 1 | MC | 1.171 | 1
6FX80022CA311BC5 | SIGNAL CABLE, PREASSEMBLED, FOR INCR.ENCODER WITH C/D TRACKS IN MOTOR 3X(2X0.14)C + 4X0,14 + 2X0.5 + 4X0.22 C WITH FULL THREAD CONNECTOR M23 MOTION CONNECT 800PLUS TRAILING TYPE UL/CSA DESINA DMAX = 9.8 MM, LENGTH (M) = TYPE: 6FX8002-2CA31 LENGTH (M) = + 0 + 10 + 2 + 0,5 | 271 | TEM | 1 | MC | 1.216 | 1
6FX80022CA311BD0 | SIGNAL CABLE, PREASSEMBLED, FOR INCR.ENCODER WITH C/D TRACKS IN MOTOR 3X(2X0.14)C + 4X0,14 + 2X0.5 + 4X0.22 C WITH FULL THREAD CONNECTOR M23 MOTION CONNECT 800PLUS TRAILING TYPE UL/CSA DESINA DMAX = 9.8 MM, LENGTH (M) = TYPE: 6FX8002-2CA31 LENGTH (M) = + 0 + 10 + 3 + 0 | 270 | TEM | 1 | MC | 1.261 | 1
6FX80022CA311BD5 | SIGNAL CABLE, PREASSEMBLED, FOR INCR.ENCODER WITH C/D TRACKS IN MOTOR 3X(2X0.14)C + 4X0,14 + 2X0.5 + 4X0.22 C WITH FULL THREAD CONNECTOR M23 MOTION CONNECT 800PLUS TRAILING TYPE UL/CSA DESINA DMAX = 9.8 MM, LENGTH (M) = TYPE: 6FX8002-2CA31 LENGTH (M) = + 0 + 10 + 3 + 0,5 | 281 | TEM | 1 | MC | 1.306 | 1
6FX80022CA311BE0 | SIGNAL CABLE, PREASSEMBLED, FOR INCR.ENCODER WITH C/D TRACKS IN MOTOR 3X(2X0.14)C + 4X0,14 + 2X0.5 + 4X0.22 C WITH FULL THREAD CONNECTOR M23 MOTION CONNECT 800PLUS TRAILING TYPE UL/CSA DESINA DMAX = 9.8 MM, LENGTH (M) = TYPE: 6FX8002-2CA31 LENGTH (M) = + 0 + 10 + 4 + 0 | 281 | TEM | 1 | MC | 1.351 | 1
6FX80022CA311BF0 | SIGNAL CABLE, PREASSEMBLED, FOR INCR.ENCODER WITH C/D TRACKS IN MOTOR 3X(2X0.14)C + 4X0,14 + 2X0.5 + 4X0.22 C WITH FULL THREAD CONNECTOR M23 MOTION CONNECT 800PLUS TRAILING TYPE UL/CSA DESINA DMAX = 9.8 MM, LENGTH (M) = TYPE: 6FX8002-2CA31 LENGTH (M) = + 0 + 10 + 5 + 0 | 291 | TEM | 1 | MC | 1.441 | 1
6FX80022CA311BF5 | SIGNAL CABLE, PREASSEMBLED, FOR INCR.ENCODER WITH C/D TRACKS IN MOTOR 3X(2X0.14)C + 4X0,14 + 2X0.5 + 4X0.22 C WITH FULL THREAD CONNECTOR M23 MOTION CONNECT 800PLUS TRAILING TYPE UL/CSA DESINA DMAX = 9.8 MM, LENGTH (M) = TYPE: 6FX8002-2CA31 LENGTH (M) = + 0 + 10 + 5 + 0,5 | 301 | TEM | 1 | MC | 1.486 | 1
6FX80022CA311BF7 | SIGNAL CABLE, PREASSEMBLED, FOR INCR.ENCODER WITH C/D TRACKS IN MOTOR 3X(2X0.14)C + 4X0,14 + 2X0.5 + 4X0.22 C WITH FULL THREAD CONNECTOR M23 MOTION CONNECT 800PLUS TRAILING TYPE UL/CSA DESINA DMAX = 9.8 MM, LENGTH (M) = TYPE: 6FX8002-2CA31 LENGTH (M) = + 0 + 10 + 5 + 0,7 | 301 | TEM | 1 | MC | 1.504 | 1
6FX80022CA311BG0 | SIGNAL CABLE, PREASSEMBLED, FOR INCR.ENCODER WITH C/D TRACKS IN MOTOR 3X(2X0.14)C + 4X0,14 + 2X0.5 + 4X0.22 C WITH FULL THREAD CONNECTOR M23 MOTION CONNECT 800PLUS TRAILING TYPE UL/CSA DESINA DMAX = 9.8 MM, LENGTH (M) = TYPE: 6FX8002-2CA31 LENGTH (M) = + 0 + 10 + 6 + 0 | 301 | TEM | 1 | MC | 1.531 | 1
6FX80022CA311BG7 | SIGNAL CABLE, PREASSEMBLED, FOR INCR.ENCODER WITH C/D TRACKS IN MOTOR 3X(2X0.14)C + 4X0,14 + 2X0.5 + 4X0.22 C WITH FULL THREAD CONNECTOR M23 MOTION CONNECT 800PLUS TRAILING TYPE UL/CSA DESINA DMAX = 9.8 MM, LENGTH (M) = TYPE: 6FX8002-2CA31 LENGTH (M) = + 0 + 10 + 6 + 0,7 | 311 | TEM | 1 | MC | 1.594 | 1
6FX80022CA311BG8 | SIGNAL CABLE, PREASSEMBLED, FOR INCR.ENCODER WITH C/D TRACKS IN MOTOR 3X(2X0.14)C + 4X0,14 + 2X0.5 + 4X0.22 C WITH FULL THREAD CONNECTOR M23 MOTION CONNECT 800PLUS TRAILING TYPE UL/CSA DESINA DMAX = 9.8 MM, LENGTH (M) = TYPE: 6FX8002-2CA31 LENGTH (M) = + 0 + 10 + 6 + 0,8 | 311 | TEM | 1 | MC | 1.603 | 1
6FX80022CA311BH0 | SIGNAL CABLE, PREASSEMBLED, FOR INCR.ENCODER WITH C/D TRACKS IN MOTOR 3X(2X0.14)C + 4X0,14 + 2X0.5 + 4X0.22 C WITH FULL THREAD CONNECTOR M23 MOTION CONNECT 800PLUS TRAILING TYPE UL/CSA DESINA DMAX = 9.8 MM, LENGTH (M) = TYPE: 6FX8002-2CA31 LENGTH (M) = + 0 + 10 + 7 + 0 | 311 | TEM | 1 | MC | 1.621 | 1
6FX80022CA311BH4 | SIGNAL CABLE, PREASSEMBLED, FOR INCR.ENCODER WITH C/D TRACKS IN MOTOR 3X(2X0.14)C + 4X0,14 + 2X0.5 + 4X0.22 C WITH FULL THREAD CONNECTOR M23 MOTION CONNECT 800PLUS TRAILING TYPE UL/CSA DESINA DMAX = 9.8 MM, LENGTH (M) = TYPE: 6FX8002-2CA31 LENGTH (M) = + 0 + 10 + 7 + 0,4 | 321 | TEM | 1 | MC | 1.657 | 1
6FX80022CA311BH5 | SIGNAL CABLE, PREASSEMBLED, FOR INCR.ENCODER WITH C/D TRACKS IN MOTOR 3X(2X0.14)C + 4X0,14 + 2X0.5 + 4X0.22 C WITH FULL THREAD CONNECTOR M23 MOTION CONNECT 800PLUS TRAILING TYPE UL/CSA DESINA DMAX = 9.8 MM, LENGTH (M) = TYPE: 6FX8002-2CA31 LENGTH (M) = + 0 + 10 + 7 + 0,5 | 321 | TEM | 1 | MC | 1.666 | 1
6FX80022CA311BJ0 | SIGNAL CABLE, PREASSEMBLED, FOR INCR.ENCODER WITH C/D TRACKS IN MOTOR 3X(2X0.14)C + 4X0,14 + 2X0.5 + 4X0.22 C WITH FULL THREAD CONNECTOR M23 MOTION CONNECT 800PLUS TRAILING TYPE UL/CSA DESINA DMAX = 9.8 MM, LENGTH (M) = TYPE: 6FX8002-2CA31 LENGTH (M) = + 0 + 10 + 8 + 0 | 321 | TEM | 1 | MC | 1.711 | 1
6FX80022CA311BJ3 | SIGNAL CABLE, PREASSEMBLED, FOR INCR.ENCODER WITH C/D TRACKS IN MOTOR 3X(2X0.14)C + 4X0,14 + 2X0.5 + 4X0.22 C WITH FULL THREAD CONNECTOR M23 MOTION CONNECT 800PLUS TRAILING TYPE UL/CSA DESINA DMAX = 9.8 MM, LENGTH (M) = TYPE: 6FX8002-2CA31 LENGTH (M) = + 0 + 10 + 8 + 0,3 | 331 | TEM | 1 | MC | 1.738 | 1
6FX80022CA311BK0 | SIGNAL CABLE, PREASSEMBLED, FOR INCR.ENCODER WITH C/D TRACKS IN MOTOR 3X(2X0.14)C + 4X0,14 + 2X0.5 + 4X0.22 C WITH FULL THREAD CONNECTOR M23 MOTION CONNECT 800PLUS TRAILING TYPE UL/CSA DESINA DMAX = 9.8 MM, LENGTH (M) = TYPE: 6FX8002-2CA31 LENGTH (M) = + 0 + 10 + 9 + 0 | 331 | TEM | 1 | MC | 1.801 | 1
6FX80022CA311CA0 | SIGNAL CABLE, PREASSEMBLED, FOR INCR.ENCODER WITH C/D TRACKS IN MOTOR 3X(2X0.14)C + 4X0,14 + 2X0.5 + 4X0.22 C WITH FULL THREAD CONNECTOR M23 MOTION CONNECT 800PLUS TRAILING TYPE UL/CSA DESINA DMAX = 9.8 MM, LENGTH (M) = TYPE: 6FX8002-2CA31 LENGTH (M) = + 0 + 20 + 0 + 0 | 342 | TEM | 1 | MC | 1.891 | 1
6FX80022CA311CB0 | SIGNAL CABLE, PREASSEMBLED, FOR INCR.ENCODER WITH C/D TRACKS IN MOTOR 3X(2X0.14)C + 4X0,14 + 2X0.5 + 4X0.22 C WITH FULL THREAD CONNECTOR M23 MOTION CONNECT 800PLUS TRAILING TYPE UL/CSA DESINA DMAX = 9.8 MM, LENGTH (M) = TYPE: 6FX8002-2CA31 LENGTH (M) = + 0 + 20 + 1 + 0 | 352 | TEM | 1 | MC | 1.981 | 1
6FX80022CA311CC0 | SIGNAL CABLE, PREASSEMBLED, FOR INCR.ENCODER WITH C/D TRACKS IN MOTOR 3X(2X0.14)C + 4X0,14 + 2X0.5 + 4X0.22 C WITH FULL THREAD CONNECTOR M23 MOTION CONNECT 800PLUS TRAILING TYPE UL/CSA DESINA DMAX = 9.8 MM, LENGTH (M) = TYPE: 6FX8002-2CA31 LENGTH (M) = + 0 + 20 + 2 + 0 | 362 | TEM | 1 | MC | 2.071 | 1
6FX80022CA311CD0 | SIGNAL CABLE, PREASSEMBLED, FOR INCR.ENCODER WITH C/D TRACKS IN MOTOR 3X(2X0.14)C + 4X0,14 + 2X0.5 + 4X0.22 C WITH FULL THREAD CONNECTOR M23 MOTION CONNECT 800PLUS TRAILING TYPE UL/CSA DESINA DMAX = 9.8 MM, LENGTH (M) = TYPE: 6FX8002-2CA31 LENGTH (M) = + 0 + 20 + 3 + 0 | 372 | TEM | 1 | MC | 2.161 | 1
6FX80022CA311CE0 | SIGNAL CABLE, PREASSEMBLED, FOR INCR.ENCODER WITH C/D TRACKS IN MOTOR 3X(2X0.14)C + 4X0,14 + 2X0.5 + 4X0.22 C WITH FULL THREAD CONNECTOR M23 MOTION CONNECT 800PLUS TRAILING TYPE UL/CSA DESINA DMAX = 9.8 MM, LENGTH (M) = TYPE: 6FX8002-2CA31 LENGTH (M) = + 0 + 20 + 4 + 0 | 382 | TEM | 1 | MC | 2.251 | 1
6FX80022CA311CE5 | SIGNAL CABLE, PREASSEMBLED, FOR INCR.ENCODER WITH C/D TRACKS IN MOTOR 3X(2X0.14)C + 4X0,14 + 2X0.5 + 4X0.22 C WITH FULL THREAD CONNECTOR M23 MOTION CONNECT 800PLUS TRAILING TYPE UL/CSA DESINA DMAX = 9.8 MM, LENGTH (M) = TYPE: 6FX8002-2CA31 LENGTH (M) = + 0 + 20 + 4 + 0,5 | 392 | TEM | 1 | MC | 2.296 | 1
6FX80022CA311CF0 | SIGNAL CABLE, PREASSEMBLED, FOR INCR.ENCODER WITH C/D TRACKS IN MOTOR 3X(2X0.14)C + 4X0,14 + 2X0.5 + 4X0.22 C WITH FULL THREAD CONNECTOR M23 MOTION CONNECT 800PLUS TRAILING TYPE UL/CSA DESINA DMAX = 9.8 MM, LENGTH (M) = TYPE: 6FX8002-2CA31 LENGTH (M) = + 0 + 20 + 5 + 0 | 392 | TEM | 1 | MC | 2.341 | 1
6FX80022CA311CG0 | SIGNAL CABLE, PREASSEMBLED, FOR INCR.ENCODER WITH C/D TRACKS IN MOTOR 3X(2X0.14)C + 4X0,14 + 2X0.5 + 4X0.22 C WITH FULL THREAD CONNECTOR M23 MOTION CONNECT 800PLUS TRAILING TYPE UL/CSA DESINA DMAX = 9.8 MM, LENGTH (M) = TYPE: 6FX8002-2CA31 LENGTH (M) = + 0 + 20 + 6 + 0 | 402 | TEM | 1 | MC | 2.431 | 1
6FX80022CA311CG5 | SIGNAL CABLE, PREASSEMBLED, FOR INCR.ENCODER WITH C/D TRACKS IN MOTOR 3X(2X0.14)C + 4X0,14 + 2X0.5 + 4X0.22 C WITH FULL THREAD CONNECTOR M23 MOTION CONNECT 800PLUS TRAILING TYPE UL/CSA DESINA DMAX = 9.8 MM, LENGTH (M) = TYPE: 6FX8002-2CA31 LENGTH (M) = + 0 + 20 + 6 + 0,5 | 412 | TEM | 1 | MC | 2.476 | 1
6FX80022CA311CH0 | SIGNAL CABLE, PREASSEMBLED, FOR INCR.ENCODER WITH C/D TRACKS IN MOTOR 3X(2X0.14)C + 4X0,14 + 2X0.5 + 4X0.22 C WITH FULL THREAD CONNECTOR M23 MOTION CONNECT 800PLUS TRAILING TYPE UL/CSA DESINA DMAX = 9.8 MM, LENGTH (M) = TYPE: 6FX8002-2CA31 LENGTH (M) = + 0 + 20 + 7 + 0 | 413 | TEM | 1 | MC | 2.521 | 1
6FX80022CA311CJ0 | SIGNAL CABLE, PREASSEMBLED, FOR INCR.ENCODER WITH C/D TRACKS IN MOTOR 3X(2X0.14)C + 4X0,14 + 2X0.5 + 4X0.22 C WITH FULL THREAD CONNECTOR M23 MOTION CONNECT 800PLUS TRAILING TYPE UL/CSA DESINA DMAX = 9.8 MM, LENGTH (M) = TYPE: 6FX8002-2CA31 LENGTH (M) = + 0 + 20 + 8 + 0 | 423 | TEM | 1 | MC | 2.611 | 1
6FX80022CA311CJ1 | SIGNAL CABLE, PREASSEMBLED, FOR INCR.ENCODER WITH C/D TRACKS IN MOTOR 3X(2X0.14)C + 4X0,14 + 2X0.5 + 4X0.22 C WITH FULL THREAD CONNECTOR M23 MOTION CONNECT 800PLUS TRAILING TYPE UL/CSA DESINA DMAX = 9.8 MM, LENGTH (M) = TYPE: 6FX8002-2CA31 LENGTH (M) = + 0 + 20 + 8 + 0,1 | 433 | TEM | 1 | MC | 2.62 | 1
6FX80022CA311CK0 | SIGNAL CABLE, PREASSEMBLED, FOR INCR.ENCODER WITH C/D TRACKS IN MOTOR 3X(2X0.14)C + 4X0,14 + 2X0.5 + 4X0.22 C WITH FULL THREAD CONNECTOR M23 MOTION CONNECT 800PLUS TRAILING TYPE UL/CSA DESINA DMAX = 9.8 MM, LENGTH (M) = TYPE: 6FX8002-2CA31 LENGTH (M) = + 0 + 20 + 9 + 0 | 433 | TEM | 1 | MC | 2.701 | 1
6FX80022CA311DA0 | SIGNAL CABLE, PREASSEMBLED, FOR INCR.ENCODER WITH C/D TRACKS IN MOTOR 3X(2X0.14)C + 4X0,14 + 2X0.5 + 4X0.22 C WITH FULL THREAD CONNECTOR M23 MOTION CONNECT 800PLUS TRAILING TYPE UL/CSA DESINA DMAX = 9.8 MM, LENGTH (M) = TYPE: 6FX8002-2CA31 LENGTH (M) = + 0 + 30 + 0 + 0 | 442 | TEM | 1 | MC | 2.791 | 1
6FX80022CA311DB0 | SIGNAL CABLE, PREASSEMBLED, FOR INCR.ENCODER WITH C/D TRACKS IN MOTOR 3X(2X0.14)C + 4X0,14 + 2X0.5 + 4X0.22 C WITH FULL THREAD CONNECTOR M23 MOTION CONNECT 800PLUS TRAILING TYPE UL/CSA DESINA DMAX = 9.8 MM, LENGTH (M) = TYPE: 6FX8002-2CA31 LENGTH (M) = + 0 + 30 + 1 + 0 | 452 | TEM | 1 | MC | 2.881 | 1
6FX80022CA311DC0 | SIGNAL CABLE, PREASSEMBLED, FOR INCR.ENCODER WITH C/D TRACKS IN MOTOR 3X(2X0.14)C + 4X0,14 + 2X0.5 + 4X0.22 C WITH FULL THREAD CONNECTOR M23 MOTION CONNECT 800PLUS TRAILING TYPE UL/CSA DESINA DMAX = 9.8 MM, LENGTH (M) = TYPE: 6FX8002-2CA31 LENGTH (M) = + 0 + 30 + 2 + 0 | 462 | TEM | 1 | MC | 2.971 | 1
6FX80022CA311DD0 | SIGNAL CABLE, PREASSEMBLED, FOR INCR.ENCODER WITH C/D TRACKS IN MOTOR 3X(2X0.14)C + 4X0,14 + 2X0.5 + 4X0.22 C WITH FULL THREAD CONNECTOR M23 MOTION CONNECT 800PLUS TRAILING TYPE UL/CSA DESINA DMAX = 9.8 MM, LENGTH (M) = TYPE: 6FX8002-2CA31 LENGTH (M) = + 0 + 30 + 3 + 0 | 472 | TEM | 1 | MC | 3.061 | 1
6FX80022CA311DE0 | SIGNAL CABLE, PREASSEMBLED, FOR INCR.ENCODER WITH C/D TRACKS IN MOTOR 3X(2X0.14)C + 4X0,14 + 2X0.5 + 4X0.22 C WITH FULL THREAD CONNECTOR M23 MOTION CONNECT 800PLUS TRAILING TYPE UL/CSA DESINA DMAX = 9.8 MM, LENGTH (M) = TYPE: 6FX8002-2CA31 LENGTH (M) = + 0 + 30 + 4 + 0 | 483 | TEM | 1 | MC | 3.151 | 1
6FX80022CA311DF0 | SIGNAL CABLE, PREASSEMBLED, FOR INCR.ENCODER WITH C/D TRACKS IN MOTOR 3X(2X0.14)C + 4X0,14 + 2X0.5 + 4X0.22 C WITH FULL THREAD CONNECTOR M23 MOTION CONNECT 800PLUS TRAILING TYPE UL/CSA DESINA DMAX = 9.8 MM, LENGTH (M) = TYPE: 6FX8002-2CA31 LENGTH (M) = + 0 + 30 + 5 + 0 | 493 | TEM | 1 | MC | 3.241 | 1
6FX80022CA311DG0 | SIGNAL CABLE, PREASSEMBLED, FOR INCR.ENCODER WITH C/D TRACKS IN MOTOR 3X(2X0.14)C + 4X0,14 + 2X0.5 + 4X0.22 C WITH FULL THREAD CONNECTOR M23 MOTION CONNECT 800PLUS TRAILING TYPE UL/CSA DESINA DMAX = 9.8 MM, LENGTH (M) = TYPE: 6FX8002-2CA31 LENGTH (M) = + 0 + 30 + 6 + 0 | 503 | TEM | 1 | MC | 3.331 | 1
6FX80022CA311DG2 | SIGNAL CABLE, PREASSEMBLED, FOR INCR.ENCODER WITH C/D TRACKS IN MOTOR 3X(2X0.14)C + 4X0,14 + 2X0.5 + 4X0.22 C WITH FULL THREAD CONNECTOR M23 MOTION CONNECT 800PLUS TRAILING TYPE UL/CSA DESINA DMAX = 9.8 MM, LENGTH (M) = TYPE: 6FX8002-2CA31 LENGTH (M) = + 0 + 30 + 6 + 0,2 | 513 | TEM | 1 | MC | 3.349 | 1
6FX80022CA311DH0 | SIGNAL CABLE, PREASSEMBLED, FOR INCR.ENCODER WITH C/D TRACKS IN MOTOR 3X(2X0.14)C + 4X0,14 + 2X0.5 + 4X0.22 C WITH FULL THREAD CONNECTOR M23 MOTION CONNECT 800PLUS TRAILING TYPE UL/CSA DESINA DMAX = 9.8 MM, LENGTH (M) = TYPE: 6FX8002-2CA31 LENGTH (M) = + 0 + 30 + 7 + 0 | 513 | TEM | 1 | MC | 3.421 | 1
6FX80022CA311DH5 | SIGNAL CABLE, PREASSEMBLED, FOR INCR.ENCODER WITH C/D TRACKS IN MOTOR 3X(2X0.14)C + 4X0,14 + 2X0.5 + 4X0.22 C WITH FULL THREAD CONNECTOR M23 MOTION CONNECT 800PLUS TRAILING TYPE UL/CSA DESINA DMAX = 9.8 MM, LENGTH (M) = TYPE: 6FX8002-2CA31 LENGTH (M) = + 0 + 30 + 7 + 0,5 | 523 | TEM | 1 | MC | 3.466 | 1
6FX80022CA311DH6 | SIGNAL CABLE, PREASSEMBLED, FOR INCR.ENCODER WITH C/D TRACKS IN MOTOR 3X(2X0.14)C + 4X0,14 + 2X0.5 + 4X0.22 C WITH FULL THREAD CONNECTOR M23 MOTION CONNECT 800PLUS TRAILING TYPE UL/CSA DESINA DMAX = 9.8 MM, LENGTH (M) = TYPE: 6FX8002-2CA31 LENGTH (M) = + 0 + 30 + 7 + 0,6 | 523 | TEM | 1 | MC | 3.475 | 1
6FX80022CA311DJ0 | SIGNAL CABLE, PREASSEMBLED, FOR INCR.ENCODER WITH C/D TRACKS IN MOTOR 3X(2X0.14)C + 4X0,14 + 2X0.5 + 4X0.22 C WITH FULL THREAD CONNECTOR M23 MOTION CONNECT 800PLUS TRAILING TYPE UL/CSA DESINA DMAX = 9.8 MM, LENGTH (M) = TYPE: 6FX8002-2CA31 LENGTH (M) = + 0 + 30 + 8 + 0 | 523 | TEM | 1 | MC | 3.511 | 1
6FX80022CA311DK0 | SIGNAL CABLE, PREASSEMBLED, FOR INCR.ENCODER WITH C/D TRACKS IN MOTOR 3X(2X0.14)C + 4X0,14 + 2X0.5 + 4X0.22 C WITH FULL THREAD CONNECTOR M23 MOTION CONNECT 800PLUS TRAILING TYPE UL/CSA DESINA DMAX = 9.8 MM, LENGTH (M) = TYPE: 6FX8002-2CA31 LENGTH (M) = + 0 + 30 + 9 + 0 | 533 | TEM | 1 | MC | 3.601 | 1
6FX80022CA311EA0 | SIGNAL CABLE, PREASSEMBLED, FOR INCR.ENCODER WITH C/D TRACKS IN MOTOR 3X(2X0.14)C + 4X0,14 + 2X0.5 + 4X0.22 C WITH FULL THREAD CONNECTOR M23 MOTION CONNECT 800PLUS TRAILING TYPE UL/CSA DESINA DMAX = 9.8 MM, LENGTH (M) = TYPE: 6FX8002-2CA31 LENGTH (M) = + 0 + 40 + 0 + 0 | 545 | TEM | 1 | MC | 3.691 | 1
6FX80022CA311EB0 | SIGNAL CABLE, PREASSEMBLED, FOR INCR.ENCODER WITH C/D TRACKS IN MOTOR 3X(2X0.14)C + 4X0,14 + 2X0.5 + 4X0.22 C WITH FULL THREAD CONNECTOR M23 MOTION CONNECT 800PLUS TRAILING TYPE UL/CSA DESINA DMAX = 9.8 MM, LENGTH (M) = TYPE: 6FX8002-2CA31 LENGTH (M) = + 0 + 40 + 1 + 0 | 555 | TEM | 1 | MC | 3.781 | 1
6FX80022CA311EC0 | SIGNAL CABLE, PREASSEMBLED, FOR INCR.ENCODER WITH C/D TRACKS IN MOTOR 3X(2X0.14)C + 4X0,14 + 2X0.5 + 4X0.22 C WITH FULL THREAD CONNECTOR M23 MOTION CONNECT 800PLUS TRAILING TYPE UL/CSA DESINA DMAX = 9.8 MM, LENGTH (M) = TYPE: 6FX8002-2CA31 LENGTH (M) = + 0 + 40 + 2 + 0 | 565 | TEM | 1 | MC | 3.871 | 1
6FX80022CA311ED0 | SIGNAL CABLE, PREASSEMBLED, FOR INCR.ENCODER WITH C/D TRACKS IN MOTOR 3X(2X0.14)C + 4X0,14 + 2X0.5 + 4X0.22 C WITH FULL THREAD CONNECTOR M23 MOTION CONNECT 800PLUS TRAILING TYPE UL/CSA DESINA DMAX = 9.8 MM, LENGTH (M) = TYPE: 6FX8002-2CA31 LENGTH (M) = + 0 + 40 + 3 + 0 | 575 | TEM | 1 | MC | 3.961 | 1
6FX80022CA311EE0 | SIGNAL CABLE, PREASSEMBLED, FOR INCR.ENCODER WITH C/D TRACKS IN MOTOR 3X(2X0.14)C + 4X0,14 + 2X0.5 + 4X0.22 C WITH FULL THREAD CONNECTOR M23 MOTION CONNECT 800PLUS TRAILING TYPE UL/CSA DESINA DMAX = 9.8 MM, LENGTH (M) = TYPE: 6FX8002-2CA31 LENGTH (M) = + 0 + 40 + 4 + 0 | 585 | TEM | 1 | MC | 4.051 | 1
6FX80022CA311EF0 | SIGNAL CABLE, PREASSEMBLED, FOR INCR.ENCODER WITH C/D TRACKS IN MOTOR 3X(2X0.14)C + 4X0,14 + 2X0.5 + 4X0.22 C WITH FULL THREAD CONNECTOR M23 MOTION CONNECT 800PLUS TRAILING TYPE UL/CSA DESINA DMAX = 9.8 MM, LENGTH (M) = TYPE: 6FX8002-2CA31 LENGTH (M) = + 0 + 40 + 5 + 0 | 595 | TEM | 1 | MC | 4.141 | 1
6FX80022CA311EG0 | SIGNAL CABLE, PREASSEMBLED, FOR INCR.ENCODER WITH C/D TRACKS IN MOTOR 3X(2X0.14)C + 4X0,14 + 2X0.5 + 4X0.22 C WITH FULL THREAD CONNECTOR M23 MOTION CONNECT 800PLUS TRAILING TYPE UL/CSA DESINA DMAX = 9.8 MM, LENGTH (M) = TYPE: 6FX8002-2CA31 LENGTH (M) = + 0 + 40 + 6 + 0 | 605 | TEM | 1 | MC | 4.231 | 1
6FX80022CA311EH0 | SIGNAL CABLE, PREASSEMBLED, FOR INCR.ENCODER WITH C/D TRACKS IN MOTOR 3X(2X0.14)C + 4X0,14 + 2X0.5 + 4X0.22 C WITH FULL THREAD CONNECTOR M23 MOTION CONNECT 800PLUS TRAILING TYPE UL/CSA DESINA DMAX = 9.8 MM, LENGTH (M) = TYPE: 6FX8002-2CA31 LENGTH (M) = + 0 + 40 + 7 + 0 | 616 | TEM | 1 | MC | 4.321 | 1
6FX80022CA311FA0 | SIGNAL CABLE, PREASSEMBLED, FOR INCR.ENCODER WITH C/D TRACKS IN MOTOR 3X(2X0.14)C + 4X0,14 + 2X0.5 + 4X0.22 C WITH FULL THREAD CONNECTOR M23 MOTION CONNECT 800PLUS TRAILING TYPE UL/CSA DESINA DMAX = 9.8 MM, LENGTH (M) = TYPE: 6FX8002-2CA31 LENGTH (M) = + 0 + 50 + 0 + 0 | 645 | TEM | 1 | MC | 4.591 | 1
6FX80022CA311FD0 | SIGNAL CABLE, PREASSEMBLED, FOR INCR.ENCODER WITH C/D TRACKS IN MOTOR 3X(2X0.14)C + 4X0,14 + 2X0.5 + 4X0.22 C WITH FULL THREAD CONNECTOR M23 MOTION CONNECT 800PLUS TRAILING TYPE UL/CSA DESINA DMAX = 9.8 MM, LENGTH (M) = TYPE: 6FX8002-2CA31 LENGTH (M) = + 0 + 50 + 3 + 0 | 675 | TEM | 1 | MC | 4.861 | 1
6FX80022CA311FF0 | SIGNAL CABLE, PREASSEMBLED, FOR INCR.ENCODER WITH C/D TRACKS IN MOTOR 3X(2X0.14)C + 4X0,14 + 2X0.5 + 4X0.22 C WITH FULL THREAD CONNECTOR M23 MOTION CONNECT 800PLUS TRAILING TYPE UL/CSA DESINA DMAX = 9.8 MM, LENGTH (M) = TYPE: 6FX8002-2CA31 LENGTH (M) = + 0 + 50 + 5 + 0 | 695 | TEM | 1 | MC | 5.041 | 1
6FX80022CA311FG0 | SIGNAL CABLE, PREASSEMBLED, FOR INCR.ENCODER WITH C/D TRACKS IN MOTOR 3X(2X0.14)C + 4X0,14 + 2X0.5 + 4X0.22 C WITH FULL THREAD CONNECTOR M23 MOTION CONNECT 800PLUS TRAILING TYPE UL/CSA DESINA DMAX = 9.8 MM, LENGTH (M) = TYPE: 6FX8002-2CA31 LENGTH (M) = + 0 + 50 + 6 + 0 | 706 | TEM | 1 | MC | 5.131 | 1
6FX80022CA311FH0 | SIGNAL CABLE, PREASSEMBLED, FOR INCR.ENCODER WITH C/D TRACKS IN MOTOR 3X(2X0.14)C + 4X0,14 + 2X0.5 + 4X0.22 C WITH FULL THREAD CONNECTOR M23 MOTION CONNECT 800PLUS TRAILING TYPE UL/CSA DESINA DMAX = 9.8 MM, LENGTH (M) = TYPE: 6FX8002-2CA31 LENGTH (M) = + 0 + 50 + 7 + 0 | 716 | TEM | 1 | MC | 5.221 | 1
6FX80022CA311GA0 | SIGNAL CABLE, PREASSEMBLED, FOR INCR.ENCODER WITH C/D TRACKS IN MOTOR 3X(2X0.14)C + 4X0,14 + 2X0.5 + 4X0.22 C WITH FULL THREAD CONNECTOR M23 MOTION CONNECT 800PLUS TRAILING TYPE UL/CSA DESINA DMAX = 9.8 MM, LENGTH (M) = TYPE: 6FX8002-2CA31 LENGTH (M) = + 0 + 60 + 0 + 0 | 745 | TEM | 1 | MC | 5.491 | 1
6FX80022CA311GB1 | SIGNAL CABLE, PREASSEMBLED, FOR INCR.ENCODER WITH C/D TRACKS IN MOTOR 3X(2X0.14)C + 4X0,14 + 2X0.5 + 4X0.22 C WITH FULL THREAD CONNECTOR M23 MOTION CONNECT 800PLUS TRAILING TYPE UL/CSA DESINA DMAX = 9.8 MM, LENGTH (M) = TYPE: 6FX8002-2CA31 LENGTH (M) = + 0 + 60 + 1 + 0,1 | 766 | TEM | 1 | MC | 5.59 | 1
6FX80022CA311GC0 | SIGNAL CABLE, PREASSEMBLED, FOR INCR.ENCODER WITH C/D TRACKS IN MOTOR 3X(2X0.14)C + 4X0,14 + 2X0.5 + 4X0.22 C WITH FULL THREAD CONNECTOR M23 MOTION CONNECT 800PLUS TRAILING TYPE UL/CSA DESINA DMAX = 9.8 MM, LENGTH (M) = TYPE: 6FX8002-2CA31 LENGTH (M) = + 0 + 60 + 2 + 0 | 766 | TEM | 1 | MC | 5.671 | 1
6FX80022CA311GF0 | SIGNAL CABLE, PREASSEMBLED, FOR INCR.ENCODER WITH C/D TRACKS IN MOTOR 3X(2X0.14)C + 4X0,14 + 2X0.5 + 4X0.22 C WITH FULL THREAD CONNECTOR M23 MOTION CONNECT 800PLUS TRAILING TYPE UL/CSA DESINA DMAX = 9.8 MM, LENGTH (M) = TYPE: 6FX8002-2CA31 LENGTH (M) = + 0 + 60 + 5 + 0 | 796 | TEM | 1 | MC | 5.941 | 1
6FX80022CA311GH0 | SIGNAL CABLE, PREASSEMBLED, FOR INCR.ENCODER WITH C/D TRACKS IN MOTOR 3X(2X0.14)C + 4X0,14 + 2X0.5 + 4X0.22 C WITH FULL THREAD CONNECTOR M23 MOTION CONNECT 800PLUS TRAILING TYPE UL/CSA DESINA DMAX = 9.8 MM, LENGTH (M) = TYPE: 6FX8002-2CA31 LENGTH (M) = + 0 + 60 + 7 + 0 | 816 | TEM | 1 | MC | 6.121 | 1
6FX80022CA311HA0 | SIGNAL CABLE, PREASSEMBLED, FOR INCR.ENCODER WITH C/D TRACKS IN MOTOR 3X(2X0.14)C + 4X0,14 + 2X0.5 + 4X0.22 C WITH FULL THREAD CONNECTOR M23 MOTION CONNECT 800PLUS TRAILING TYPE UL/CSA DESINA DMAX = 9.8 MM, LENGTH (M) = TYPE: 6FX8002-2CA31 LENGTH (M) = + 0 + 70 + 0 + 0 | 850 | TEM | 1 | MC | 6.391 | 1
6FX80022CA311JA0 | SIGNAL CABLE, PREASSEMBLED, FOR INCR.ENCODER WITH C/D TRACKS IN MOTOR 3X(2X0.14)C + 4X0,14 + 2X0.5 + 4X0.22 C WITH FULL THREAD CONNECTOR M23 MOTION CONNECT 800PLUS TRAILING TYPE UL/CSA DESINA DMAX = 9.8 MM, LENGTH (M) = TYPE: 6FX8002-2CA31 LENGTH (M) = + 0 + 80 + 0 + 0 | 950 | TEM | 1 | MC | 7.291 | 1
6FX80022CA311JF0 | SIGNAL CABLE, PREASSEMBLED, FOR INCR.ENCODER WITH C/D TRACKS IN MOTOR 3X(2X0.14)C + 4X0,14 + 2X0.5 + 4X0.22 C WITH FULL THREAD CONNECTOR M23 MOTION CONNECT 800PLUS TRAILING TYPE UL/CSA DESINA DMAX = 9.8 MM, LENGTH (M) = TYPE: 6FX8002-2CA31 LENGTH (M) = + 0 + 80 + 5 + 0 | 1001 | TEM | 1 | MC | 7.741 | 1
6FX80022CA311KA0 | SIGNAL CABLE, PREASSEMBLED, FOR INCR.ENCODER WITH C/D TRACKS IN MOTOR 3X(2X0.14)C + 4X0,14 + 2X0.5 + 4X0.22 C WITH FULL THREAD CONNECTOR M23 MOTION CONNECT 800PLUS TRAILING TYPE UL/CSA DESINA DMAX = 9.8 MM, LENGTH (M) = TYPE: 6FX8002-2CA31 LENGTH (M) = + 0 + 90 + 0 + 0 | 1051 | TEM | 1 | MC | 8.191 | 1
6FX80022CA312AA0 | SIGNAL CABLE, PREASSEMBLED, FOR INCR.ENCODER WITH C/D TRACKS IN MOTOR 3X(2X0.14)C + 4X0,14 + 2X0.5 + 4X0.22 C WITH FULL THREAD CONNECTOR M23 MOTION CONNECT 800PLUS TRAILING TYPE UL/CSA DESINA DMAX = 9.8 MM, LENGTH (M) = TYPE: 6FX8002-2CA31 LENGTH (M) = 100 + 0 + 0 + 0 | 1153 | TEM | 1 | MC | 9.091 | 1
6FX80022CA312BA0 | SIGNAL CABLE, PREASSEMBLED, FOR INCR.ENCODER WITH C/D TRACKS IN MOTOR 3X(2X0.14)C + 4X0,14 + 2X0.5 + 4X0.22 C WITH FULL THREAD CONNECTOR M23 MOTION CONNECT 800PLUS TRAILING TYPE UL/CSA DESINA DMAX = 9.8 MM, LENGTH (M) = TYPE: 6FX8002-2CA31 LENGTH (M) = 100 + 10 + 0 + 0 | 1255 | TEM | 1 | MC | 9.991 | 1
6FX80022CA312EA0 | SIGNAL CABLE, PREASSEMBLED, FOR INCR.ENCODER WITH C/D TRACKS IN MOTOR 3X(2X0.14)C + 4X0,14 + 2X0.5 + 4X0.22 C WITH FULL THREAD CONNECTOR M23 MOTION CONNECT 800PLUS TRAILING TYPE UL/CSA DESINA DMAX = 9.8 MM, LENGTH (M) = TYPE: 6FX8002-2CA31 LENGTH (M) = 100 + 40 + 0 + 0 | 1559 | TEM | 1 | MC | 12.691 | 1
6FX80022CA341AA5 | SIGNAL CABLE, EXTENSION FOR BASE -2CA31-2CA80 OR -2CA 88 3X(2X0.14)C + 4X0,14 + 2X0.5 + 4X0.22 C WITH FULL THREAD CONNECTOR M23 MOTION CONNECT 800PLUS TRAILING TYPE, UL/CSA DESINA DMAX = 9.8 MM LENGTH = TYPE: 6FX8002-2CA34 LENGTH (M) = 0 + 0 + 0 + 0,5 | 170 | TEM | 1 | MC | 0.251 | 1
6FX80022CA341AB0 | SIGNAL CABLE, EXTENSION FOR BASE -2CA31-2CA80 OR -2CA 88 3X(2X0.14)C + 4X0,14 + 2X0.5 + 4X0.22 C WITH FULL THREAD CONNECTOR M23 MOTION CONNECT 800PLUS TRAILING TYPE, UL/CSA DESINA DMAX = 9.8 MM LENGTH = TYPE: 6FX8002-2CA34 LENGTH (M) = 0 + 0 + 1 + 0 | 170 | TEM | 1 | MC | 0.32 | 1
6FX80022CA341AB5 | SIGNAL CABLE, EXTENSION FOR BASE -2CA31-2CA80 OR -2CA 88 3X(2X0.14)C + 4X0,14 + 2X0.5 + 4X0.22 C WITH FULL THREAD CONNECTOR M23 MOTION CONNECT 800PLUS TRAILING TYPE, UL/CSA DESINA DMAX = 9.8 MM LENGTH = TYPE: 6FX8002-2CA34 LENGTH (M) = 0 + 0 + 1 + 0,5 | 180 | TEM | 1 | MC | 0.39 | 1
6FX80022CA341AB6 | SIGNAL CABLE, EXTENSION FOR BASE -2CA31-2CA80 OR -2CA 88 3X(2X0.14)C + 4X0,14 + 2X0.5 + 4X0.22 C WITH FULL THREAD CONNECTOR M23 MOTION CONNECT 800PLUS TRAILING TYPE, UL/CSA DESINA DMAX = 9.8 MM LENGTH = TYPE: 6FX8002-2CA34 LENGTH (M) = 0 + 0 + 1 + 0,6 | 180 | TEM | 1 | MC | 0.403 | 1
6FX80022CA341AC0 | SIGNAL CABLE, EXTENSION FOR BASE -2CA31-2CA80 OR -2CA 88 3X(2X0.14)C + 4X0,14 + 2X0.5 + 4X0.22 C WITH FULL THREAD CONNECTOR M23 MOTION CONNECT 800PLUS TRAILING TYPE, UL/CSA DESINA DMAX = 9.8 MM LENGTH = TYPE: 6FX8002-2CA34 LENGTH (M) = 0 + 0 + 2 + 0 | 180 | TEM | 1 | MC | 0.459 | 1
6FX80022CA341AC5 | SIGNAL CABLE, EXTENSION FOR BASE -2CA31-2CA80 OR -2CA 88 3X(2X0.14)C + 4X0,14 + 2X0.5 + 4X0.22 C WITH FULL THREAD CONNECTOR M23 MOTION CONNECT 800PLUS TRAILING TYPE, UL/CSA DESINA DMAX = 9.8 MM LENGTH = TYPE: 6FX8002-2CA34 LENGTH (M) = 0 + 0 + 2 + 0,5 | 190 | TEM | 1 | MC | 0.529 | 1
6FX80022CA341AD0 | SIGNAL CABLE, EXTENSION FOR BASE -2CA31-2CA80 OR -2CA 88 3X(2X0.14)C + 4X0,14 + 2X0.5 + 4X0.22 C WITH FULL THREAD CONNECTOR M23 MOTION CONNECT 800PLUS TRAILING TYPE, UL/CSA DESINA DMAX = 9.8 MM LENGTH = TYPE: 6FX8002-2CA34 LENGTH (M) = 0 + 0 + 3 + 0 | 190 | TEM | 1 | MC | 0.598 | 1
6FX80022CA341AD2 | SIGNAL CABLE, EXTENSION FOR BASE -2CA31-2CA80 OR -2CA 88 3X(2X0.14)C + 4X0,14 + 2X0.5 + 4X0.22 C WITH FULL THREAD CONNECTOR M23 MOTION CONNECT 800PLUS TRAILING TYPE, UL/CSA DESINA DMAX = 9.8 MM LENGTH = TYPE: 6FX8002-2CA34 LENGTH (M) = 0 + 0 + 3 + 0,2 | 200 | TEM | 1 | MC | 0.626 | 1
6FX80022CA341AD4 | SIGNAL CABLE, EXTENSION FOR BASE -2CA31-2CA80 OR -2CA 88 3X(2X0.14)C + 4X0,14 + 2X0.5 + 4X0.22 C WITH FULL THREAD CONNECTOR M23 MOTION CONNECT 800PLUS TRAILING TYPE, UL/CSA DESINA DMAX = 9.8 MM LENGTH = TYPE: 6FX8002-2CA34 LENGTH (M) = 0 + 0 + 3 + 0,4 | 200 | TEM | 1 | MC | 0.654 | 1
6FX80022CA341AD7 | SIGNAL CABLE, EXTENSION FOR BASE -2CA31-2CA80 OR -2CA 88 3X(2X0.14)C + 4X0,14 + 2X0.5 + 4X0.22 C WITH FULL THREAD CONNECTOR M23 MOTION CONNECT 800PLUS TRAILING TYPE, UL/CSA DESINA DMAX = 9.8 MM LENGTH = TYPE: 6FX8002-2CA34 LENGTH (M) = 0 + 0 + 3 + 0,7 | 200 | TEM | 1 | MC | 0.695 | 1
6FX80022CA341AD8 | SIGNAL CABLE, EXTENSION FOR BASE -2CA31-2CA80 OR -2CA 88 3X(2X0.14)C + 4X0,14 + 2X0.5 + 4X0.22 C WITH FULL THREAD CONNECTOR M23 MOTION CONNECT 800PLUS TRAILING TYPE, UL/CSA DESINA DMAX = 9.8 MM LENGTH = TYPE: 6FX8002-2CA34 LENGTH (M) = 0 + 0 + 3 + 0,8 | 200 | TEM | 1 | MC | 0.709 | 1
6FX80022CA341AE0 | SIGNAL CABLE, EXTENSION FOR BASE -2CA31-2CA80 OR -2CA 88 3X(2X0.14)C + 4X0,14 + 2X0.5 + 4X0.22 C WITH FULL THREAD CONNECTOR M23 MOTION CONNECT 800PLUS TRAILING TYPE, UL/CSA DESINA DMAX = 9.8 MM LENGTH = TYPE: 6FX8002-2CA34 LENGTH (M) = 0 + 0 + 4 + 0 | 200 | TEM | 1 | MC | 0.737 | 1
6FX80022CA341AE5 | SIGNAL CABLE, EXTENSION FOR BASE -2CA31-2CA80 OR -2CA 88 3X(2X0.14)C + 4X0,14 + 2X0.5 + 4X0.22 C WITH FULL THREAD CONNECTOR M23 MOTION CONNECT 800PLUS TRAILING TYPE, UL/CSA DESINA DMAX = 9.8 MM LENGTH = TYPE: 6FX8002-2CA34 LENGTH (M) = 0 + 0 + 4 + 0,5 | 210 | TEM | 1 | MC | 0.807 | 1
6FX80022CA341AF0 | SIGNAL CABLE, EXTENSION FOR BASE -2CA31-2CA80 OR -2CA 88 3X(2X0.14)C + 4X0,14 + 2X0.5 + 4X0.22 C WITH FULL THREAD CONNECTOR M23 MOTION CONNECT 800PLUS TRAILING TYPE, UL/CSA DESINA DMAX = 9.8 MM LENGTH = TYPE: 6FX8002-2CA34 LENGTH (M) = 0 + 0 + 5 + 0 | 210 | TEM | 1 | MC | 0.876 | 1
6FX80022CA341AF5 | SIGNAL CABLE, EXTENSION FOR BASE -2CA31-2CA80 OR -2CA 88 3X(2X0.14)C + 4X0,14 + 2X0.5 + 4X0.22 C WITH FULL THREAD CONNECTOR M23 MOTION CONNECT 800PLUS TRAILING TYPE, UL/CSA DESINA DMAX = 9.8 MM LENGTH = TYPE: 6FX8002-2CA34 LENGTH (M) = 0 + 0 + 5 + 0,5 | 220 | TEM | 1 | MC | 0.946 | 1
6FX80022CA341AG0 | SIGNAL CABLE, EXTENSION FOR BASE -2CA31-2CA80 OR -2CA 88 3X(2X0.14)C + 4X0,14 + 2X0.5 + 4X0.22 C WITH FULL THREAD CONNECTOR M23 MOTION CONNECT 800PLUS TRAILING TYPE, UL/CSA DESINA DMAX = 9.8 MM LENGTH = TYPE: 6FX8002-2CA34 LENGTH (M) = 0 + 0 + 6 + 0 | 220 | TEM | 1 | MC | 1.015 | 1
6FX80022CA341AG3 | SIGNAL CABLE, EXTENSION FOR BASE -2CA31-2CA80 OR -2CA 88 3X(2X0.14)C + 4X0,14 + 2X0.5 + 4X0.22 C WITH FULL THREAD CONNECTOR M23 MOTION CONNECT 800PLUS TRAILING TYPE, UL/CSA DESINA DMAX = 9.8 MM LENGTH = TYPE: 6FX8002-2CA34 LENGTH (M) = 0 + 0 + 6 + 0,3 | 230 | TEM | 1 | MC | 1.057 | 1
6FX80022CA341AG5 | SIGNAL CABLE, EXTENSION FOR BASE -2CA31-2CA80 OR -2CA 88 3X(2X0.14)C + 4X0,14 + 2X0.5 + 4X0.22 C WITH FULL THREAD CONNECTOR M23 MOTION CONNECT 800PLUS TRAILING TYPE, UL/CSA DESINA DMAX = 9.8 MM LENGTH = TYPE: 6FX8002-2CA34 LENGTH (M) = 0 + 0 + 6 + 0,5 | 230 | TEM | 1 | MC | 1.085 | 1
6FX80022CA341AH0 | SIGNAL CABLE, EXTENSION FOR BASE -2CA31-2CA80 OR -2CA 88 3X(2X0.14)C + 4X0,14 + 2X0.5 + 4X0.22 C WITH FULL THREAD CONNECTOR M23 MOTION CONNECT 800PLUS TRAILING TYPE, UL/CSA DESINA DMAX = 9.8 MM LENGTH = TYPE: 6FX8002-2CA34 LENGTH (M) = 0 + 0 + 7 + 0 | 231 | TEM | 1 | MC | 1.154 | 1
6FX80022CA341AH5 | SIGNAL CABLE, EXTENSION FOR BASE -2CA31-2CA80 OR -2CA 88 3X(2X0.14)C + 4X0,14 + 2X0.5 + 4X0.22 C WITH FULL THREAD CONNECTOR M23 MOTION CONNECT 800PLUS TRAILING TYPE, UL/CSA DESINA DMAX = 9.8 MM LENGTH = TYPE: 6FX8002-2CA34 LENGTH (M) = 0 + 0 + 7 + 0,5 | 241 | TEM | 1 | MC | 1.224 | 1
6FX80022CA341AJ0 | SIGNAL CABLE, EXTENSION FOR BASE -2CA31-2CA80 OR -2CA 88 3X(2X0.14)C + 4X0,14 + 2X0.5 + 4X0.22 C WITH FULL THREAD CONNECTOR M23 MOTION CONNECT 800PLUS TRAILING TYPE, UL/CSA DESINA DMAX = 9.8 MM LENGTH = TYPE: 6FX8002-2CA34 LENGTH (M) = 0 + 0 + 8 + 0 | 241 | TEM | 1 | MC | 1.293 | 1
6FX80022CA341AJ1 | SIGNAL CABLE, EXTENSION FOR BASE -2CA31-2CA80 OR -2CA 88 3X(2X0.14)C + 4X0,14 + 2X0.5 + 4X0.22 C WITH FULL THREAD CONNECTOR M23 MOTION CONNECT 800PLUS TRAILING TYPE, UL/CSA DESINA DMAX = 9.8 MM LENGTH = TYPE: 6FX8002-2CA34 LENGTH (M) = 0 + 0 + 8 + 0,1 | 251 | TEM | 1 | MC | 1.307 | 1
6FX80022CA341AK0 | SIGNAL CABLE, EXTENSION FOR BASE -2CA31-2CA80 OR -2CA 88 3X(2X0.14)C + 4X0,14 + 2X0.5 + 4X0.22 C WITH FULL THREAD CONNECTOR M23 MOTION CONNECT 800PLUS TRAILING TYPE, UL/CSA DESINA DMAX = 9.8 MM LENGTH = TYPE: 6FX8002-2CA34 LENGTH (M) = 0 + 0 + 9 + 0 | 251 | TEM | 1 | MC | 1.432 | 1
6FX80022CA341BA0 | SIGNAL CABLE, EXTENSION FOR BASE -2CA31-2CA80 OR -2CA 88 3X(2X0.14)C + 4X0,14 + 2X0.5 + 4X0.22 C WITH FULL THREAD CONNECTOR M23 MOTION CONNECT 800PLUS TRAILING TYPE, UL/CSA DESINA DMAX = 9.8 MM LENGTH = TYPE: 6FX8002-2CA34 LENGTH (M) = 0 + 10 + 0 + 0 | 261 | TEM | 1 | MC | 1.571 | 1
6FX80022CA341BB0 | SIGNAL CABLE, EXTENSION FOR BASE -2CA31-2CA80 OR -2CA 88 3X(2X0.14)C + 4X0,14 + 2X0.5 + 4X0.22 C WITH FULL THREAD CONNECTOR M23 MOTION CONNECT 800PLUS TRAILING TYPE, UL/CSA DESINA DMAX = 9.8 MM LENGTH = TYPE: 6FX8002-2CA34 LENGTH (M) = 0 + 10 + 1 + 0 | 271 | TEM | 1 | MC | 1.71 | 1
6FX80022CA341BC0 | SIGNAL CABLE, EXTENSION FOR BASE -2CA31-2CA80 OR -2CA 88 3X(2X0.14)C + 4X0,14 + 2X0.5 + 4X0.22 C WITH FULL THREAD CONNECTOR M23 MOTION CONNECT 800PLUS TRAILING TYPE, UL/CSA DESINA DMAX = 9.8 MM LENGTH = TYPE: 6FX8002-2CA34 LENGTH (M) = 0 + 10 + 2 + 0 | 281 | TEM | 1 | MC | 1.849 | 1
6FX80022CA341BD0 | SIGNAL CABLE, EXTENSION FOR BASE -2CA31-2CA80 OR -2CA 88 3X(2X0.14)C + 4X0,14 + 2X0.5 + 4X0.22 C WITH FULL THREAD CONNECTOR M23 MOTION CONNECT 800PLUS TRAILING TYPE, UL/CSA DESINA DMAX = 9.8 MM LENGTH = TYPE: 6FX8002-2CA34 LENGTH (M) = 0 + 10 + 3 + 0 | 291 | TEM | 1 | MC | 1.988 | 1
6FX80022CA341BE0 | SIGNAL CABLE, EXTENSION FOR BASE -2CA31-2CA80 OR -2CA 88 3X(2X0.14)C + 4X0,14 + 2X0.5 + 4X0.22 C WITH FULL THREAD CONNECTOR M23 MOTION CONNECT 800PLUS TRAILING TYPE, UL/CSA DESINA DMAX = 9.8 MM LENGTH = TYPE: 6FX8002-2CA34 LENGTH (M) = 0 + 10 + 4 + 0 | 301 | TEM | 1 | MC | 2.127 | 1
6FX80022CA341BF0 | SIGNAL CABLE, EXTENSION FOR BASE -2CA31-2CA80 OR -2CA 88 3X(2X0.14)C + 4X0,14 + 2X0.5 + 4X0.22 C WITH FULL THREAD CONNECTOR M23 MOTION CONNECT 800PLUS TRAILING TYPE, UL/CSA DESINA DMAX = 9.8 MM LENGTH = TYPE: 6FX8002-2CA34 LENGTH (M) = 0 + 10 + 5 + 0 | 311 | TEM | 1 | MC | 2.266 | 1
6FX80022CA341BG0 | SIGNAL CABLE, EXTENSION FOR BASE -2CA31-2CA80 OR -2CA 88 3X(2X0.14)C + 4X0,14 + 2X0.5 + 4X0.22 C WITH FULL THREAD CONNECTOR M23 MOTION CONNECT 800PLUS TRAILING TYPE, UL/CSA DESINA DMAX = 9.8 MM LENGTH = TYPE: 6FX8002-2CA34 LENGTH (M) = 0 + 10 + 6 + 0 | 322 | TEM | 1 | MC | 2.405 | 1
6FX80022CA341BH0 | SIGNAL CABLE, EXTENSION FOR BASE -2CA31-2CA80 OR -2CA 88 3X(2X0.14)C + 4X0,14 + 2X0.5 + 4X0.22 C WITH FULL THREAD CONNECTOR M23 MOTION CONNECT 800PLUS TRAILING TYPE, UL/CSA DESINA DMAX = 9.8 MM LENGTH = TYPE: 6FX8002-2CA34 LENGTH (M) = 0 + 10 + 7 + 0 | 332 | TEM | 1 | MC | 2.544 | 1
6FX80022CA341BJ0 | SIGNAL CABLE, EXTENSION FOR BASE -2CA31-2CA80 OR -2CA 88 3X(2X0.14)C + 4X0,14 + 2X0.5 + 4X0.22 C WITH FULL THREAD CONNECTOR M23 MOTION CONNECT 800PLUS TRAILING TYPE, UL/CSA DESINA DMAX = 9.8 MM LENGTH = TYPE: 6FX8002-2CA34 LENGTH (M) = 0 + 10 + 8 + 0 | 342 | TEM | 1 | MC | 2.683 | 1
6FX80022CA341BK0 | SIGNAL CABLE, EXTENSION FOR BASE -2CA31-2CA80 OR -2CA 88 3X(2X0.14)C + 4X0,14 + 2X0.5 + 4X0.22 C WITH FULL THREAD CONNECTOR M23 MOTION CONNECT 800PLUS TRAILING TYPE, UL/CSA DESINA DMAX = 9.8 MM LENGTH = TYPE: 6FX8002-2CA34 LENGTH (M) = 0 + 10 + 9 + 0 | 352 | TEM | 1 | MC | 2.822 | 1
6FX80022CA341CA0 | SIGNAL CABLE, EXTENSION FOR BASE -2CA31-2CA80 OR -2CA 88 3X(2X0.14)C + 4X0,14 + 2X0.5 + 4X0.22 C WITH FULL THREAD CONNECTOR M23 MOTION CONNECT 800PLUS TRAILING TYPE, UL/CSA DESINA DMAX = 9.8 MM LENGTH = TYPE: 6FX8002-2CA34 LENGTH (M) = 0 + 20 + 0 + 0 | 362 | TEM | 1 | MC | 2.961 | 1
6FX80022CA341CB0 | SIGNAL CABLE, EXTENSION FOR BASE -2CA31-2CA80 OR -2CA 88 3X(2X0.14)C + 4X0,14 + 2X0.5 + 4X0.22 C WITH FULL THREAD CONNECTOR M23 MOTION CONNECT 800PLUS TRAILING TYPE, UL/CSA DESINA DMAX = 9.8 MM LENGTH = TYPE: 6FX8002-2CA34 LENGTH (M) = 0 + 20 + 1 + 0 | 372 | TEM | 1 | MC | 3.1 | 1
6FX80022CA341CC0 | SIGNAL CABLE, EXTENSION FOR BASE -2CA31-2CA80 OR -2CA 88 3X(2X0.14)C + 4X0,14 + 2X0.5 + 4X0.22 C WITH FULL THREAD CONNECTOR M23 MOTION CONNECT 800PLUS TRAILING TYPE, UL/CSA DESINA DMAX = 9.8 MM LENGTH = TYPE: 6FX8002-2CA34 LENGTH (M) = 0 + 20 + 2 + 0 | 383 | TEM | 1 | MC | 3.239 | 1
6FX80022CA341CE0 | SIGNAL CABLE, EXTENSION FOR BASE -2CA31-2CA80 OR -2CA 88 3X(2X0.14)C + 4X0,14 + 2X0.5 + 4X0.22 C WITH FULL THREAD CONNECTOR M23 MOTION CONNECT 800PLUS TRAILING TYPE, UL/CSA DESINA DMAX = 9.8 MM LENGTH = TYPE: 6FX8002-2CA34 LENGTH (M) = 0 + 20 + 4 + 0 | 403 | TEM | 1 | MC | 3.517 | 1
6FX80022CA341CF0 | SIGNAL CABLE, EXTENSION FOR BASE -2CA31-2CA80 OR -2CA 88 3X(2X0.14)C + 4X0,14 + 2X0.5 + 4X0.22 C WITH FULL THREAD CONNECTOR M23 MOTION CONNECT 800PLUS TRAILING TYPE, UL/CSA DESINA DMAX = 9.8 MM LENGTH = TYPE: 6FX8002-2CA34 LENGTH (M) = 0 + 20 + 5 + 0 | 413 | TEM | 1 | MC | 3.656 | 1
6FX80022CA341CG0 | SIGNAL CABLE, EXTENSION FOR BASE -2CA31-2CA80 OR -2CA 88 3X(2X0.14)C + 4X0,14 + 2X0.5 + 4X0.22 C WITH FULL THREAD CONNECTOR M23 MOTION CONNECT 800PLUS TRAILING TYPE, UL/CSA DESINA DMAX = 9.8 MM LENGTH = TYPE: 6FX8002-2CA34 LENGTH (M) = 0 + 20 + 6 + 0 | 423 | TEM | 1 | MC | 3.795 | 1
6FX80022CA341CH0 | SIGNAL CABLE, EXTENSION FOR BASE -2CA31-2CA80 OR -2CA 88 3X(2X0.14)C + 4X0,14 + 2X0.5 + 4X0.22 C WITH FULL THREAD CONNECTOR M23 MOTION CONNECT 800PLUS TRAILING TYPE, UL/CSA DESINA DMAX = 9.8 MM LENGTH = TYPE: 6FX8002-2CA34 LENGTH (M) = 0 + 20 + 7 + 0 | 433 | TEM | 1 | MC | 3.934 | 1
6FX80022CA341CJ0 | SIGNAL CABLE, EXTENSION FOR BASE -2CA31-2CA80 OR -2CA 88 3X(2X0.14)C + 4X0,14 + 2X0.5 + 4X0.22 C WITH FULL THREAD CONNECTOR M23 MOTION CONNECT 800PLUS TRAILING TYPE, UL/CSA DESINA DMAX = 9.8 MM LENGTH = TYPE: 6FX8002-2CA34 LENGTH (M) = 0 + 20 + 8 + 0 | 444 | TEM | 1 | MC | 4.073 | 1
6FX80022CA341CK0 | SIGNAL CABLE, EXTENSION FOR BASE -2CA31-2CA80 OR -2CA 88 3X(2X0.14)C + 4X0,14 + 2X0.5 + 4X0.22 C WITH FULL THREAD CONNECTOR M23 MOTION CONNECT 800PLUS TRAILING TYPE, UL/CSA DESINA DMAX = 9.8 MM LENGTH = TYPE: 6FX8002-2CA34 LENGTH (M) = 0 + 20 + 9 + 0 | 454 | TEM | 1 | MC | 4.212 | 1
6FX80022CA341DA0 | SIGNAL CABLE, EXTENSION FOR BASE -2CA31-2CA80 OR -2CA 88 3X(2X0.14)C + 4X0,14 + 2X0.5 + 4X0.22 C WITH FULL THREAD CONNECTOR M23 MOTION CONNECT 800PLUS TRAILING TYPE, UL/CSA DESINA DMAX = 9.8 MM LENGTH = TYPE: 6FX8002-2CA34 LENGTH (M) = 0 + 30 + 0 + 0 | 463 | TEM | 1 | MC | 4.351 | 1
6FX80022CA341DD0 | SIGNAL CABLE, EXTENSION FOR BASE -2CA31-2CA80 OR -2CA 88 3X(2X0.14)C + 4X0,14 + 2X0.5 + 4X0.22 C WITH FULL THREAD CONNECTOR M23 MOTION CONNECT 800PLUS TRAILING TYPE, UL/CSA DESINA DMAX = 9.8 MM LENGTH = TYPE: 6FX8002-2CA34 LENGTH (M) = 0 + 30 + 3 + 0 | 493 | TEM | 1 | MC | 4.768 | 1
6FX80022CA341EA0 | SIGNAL CABLE, EXTENSION FOR BASE -2CA31-2CA80 OR -2CA 88 3X(2X0.14)C + 4X0,14 + 2X0.5 + 4X0.22 C WITH FULL THREAD CONNECTOR M23 MOTION CONNECT 800PLUS TRAILING TYPE, UL/CSA DESINA DMAX = 9.8 MM LENGTH = TYPE: 6FX8002-2CA34 LENGTH (M) = 0 + 40 + 0 + 0 | 565 | TEM | 1 | MC | 5.741 | 1
6FX80022CA341EF0 | SIGNAL CABLE, EXTENSION FOR BASE -2CA31-2CA80 OR -2CA 88 3X(2X0.14)C + 4X0,14 + 2X0.5 + 4X0.22 C WITH FULL THREAD CONNECTOR M23 MOTION CONNECT 800PLUS TRAILING TYPE, UL/CSA DESINA DMAX = 9.8 MM LENGTH = TYPE: 6FX8002-2CA34 LENGTH (M) = 0 + 40 + 5 + 0 | 616 | TEM | 1 | MC | 6.436 | 1
6FX80022CA341EH0 | SIGNAL CABLE, EXTENSION FOR BASE -2CA31-2CA80 OR -2CA 88 3X(2X0.14)C + 4X0,14 + 2X0.5 + 4X0.22 C WITH FULL THREAD CONNECTOR M23 MOTION CONNECT 800PLUS TRAILING TYPE, UL/CSA DESINA DMAX = 9.8 MM LENGTH = TYPE: 6FX8002-2CA34 LENGTH (M) = 0 + 40 + 7 + 0 | 636 | TEM | 1 | MC | 6.714 | 1
6FX80022CA341FA0 | SIGNAL CABLE, EXTENSION FOR BASE -2CA31-2CA80 OR -2CA 88 3X(2X0.14)C + 4X0,14 + 2X0.5 + 4X0.22 C WITH FULL THREAD CONNECTOR M23 MOTION CONNECT 800PLUS TRAILING TYPE, UL/CSA DESINA DMAX = 9.8 MM LENGTH = TYPE: 6FX8002-2CA34 LENGTH (M) = 0 + 50 + 0 + 0 | 666 | TEM | 1 | MC | 7.131 | 1
6FX80022CA341GF0 | SIGNAL CABLE, EXTENSION FOR BASE -2CA31-2CA80 OR -2CA 88 3X(2X0.14)C + 4X0,14 + 2X0.5 + 4X0.22 C WITH FULL THREAD CONNECTOR M23 MOTION CONNECT 800PLUS TRAILING TYPE, UL/CSA DESINA DMAX = 9.8 MM LENGTH = TYPE: 6FX8002-2CA34 LENGTH (M) = 0 + 60 + 5 + 0 | 819 | TEM | 1 | MC | 9.216 | 1
6FX80022CA381AD0 | SIGNAL CABLE EXTENSION TYPE: 6FX8002-2CA38 3X(2X0.14)C + 4X0,14 + 2X0.5 + 4X0.22 C CONNECTOR UNION NUT M23 FULL THREAD ON BOTH SIDES MOTION CONNECT 800PLUS TRAILING TYPE, UL/CSA DESINA DMAX = 9.8 MM LENGTH (M) = 0 + 0 + 3 + 0 | 190 | TEM | 1 | MC | 0.328 | 1
6FX80022CA801AB3 | SIGNAL CABLE, PREASSEMBLED TYPE: 6FX8002-2CA80 FOR INCREMENTAL ENCODER SIN/COS 1 VPP WITHOUT TRACK C- AND D 3X(2X0.14)C + 4X0.14 + 2X0.5 C CONNECTOR FULL THREAD M23 MOTION CONNECT 800PLUS TRAILING TYPE, UL/CSA DESINA DMAX = 9.2 MM LENGTH (M) = 0 + 0 + 1 + 0,3 | 163 | TEM | 1 | MC | 0.26 | 1
6FX80022CA801AE0 | SIGNAL CABLE, PREASSEMBLED TYPE: 6FX8002-2CA80 FOR INCREMENTAL ENCODER SIN/COS 1 VPP WITHOUT TRACK C- AND D 3X(2X0.14)C + 4X0.14 + 2X0.5 C CONNECTOR FULL THREAD M23 MOTION CONNECT 800PLUS TRAILING TYPE, UL/CSA DESINA DMAX = 9.2 MM LENGTH (M) = 0 + 0 + 4 + 0 | 183 | TEM | 1 | MC | 0.549 | 1
6FX80022CA801AF0 | SIGNAL CABLE, PREASSEMBLED TYPE: 6FX8002-2CA80 FOR INCREMENTAL ENCODER SIN/COS 1 VPP WITHOUT TRACK C- AND D 3X(2X0.14)C + 4X0.14 + 2X0.5 C CONNECTOR FULL THREAD M23 MOTION CONNECT 800PLUS TRAILING TYPE, UL/CSA DESINA DMAX = 9.2 MM LENGTH (M) = 0 + 0 + 5 + 0 | 194 | TEM | 1 | MC | 0.656 | 1
6FX80022CA801AG7 | SIGNAL CABLE, PREASSEMBLED TYPE: 6FX8002-2CA80 FOR INCREMENTAL ENCODER SIN/COS 1 VPP WITHOUT TRACK C- AND D 3X(2X0.14)C + 4X0.14 + 2X0.5 C CONNECTOR FULL THREAD M23 MOTION CONNECT 800PLUS TRAILING TYPE, UL/CSA DESINA DMAX = 9.2 MM LENGTH (M) = 0 + 0 + 6 + 0,7 | 214 | TEM | 1 | MC | 0.838 | 1
6FX80022CA801AH0 | SIGNAL CABLE, PREASSEMBLED TYPE: 6FX8002-2CA80 FOR INCREMENTAL ENCODER SIN/COS 1 VPP WITHOUT TRACK C- AND D 3X(2X0.14)C + 4X0.14 + 2X0.5 C CONNECTOR FULL THREAD M23 MOTION CONNECT 800PLUS TRAILING TYPE, UL/CSA DESINA DMAX = 9.2 MM LENGTH (M) = 0 + 0 + 7 + 0 | 214 | TEM | 1 | MC | 0.87 | 1
6FX80022CA801AJ0 | SIGNAL CABLE, PREASSEMBLED TYPE: 6FX8002-2CA80 FOR INCREMENTAL ENCODER SIN/COS 1 VPP WITHOUT TRACK C- AND D 3X(2X0.14)C + 4X0.14 + 2X0.5 C CONNECTOR FULL THREAD M23 MOTION CONNECT 800PLUS TRAILING TYPE, UL/CSA DESINA DMAX = 9.2 MM LENGTH (M) = 0 + 0 + 8 + 0 | 224 | TEM | 1 | MC | 0.977 | 1
6FX80022CA801AK0 | SIGNAL CABLE, PREASSEMBLED TYPE: 6FX8002-2CA80 FOR INCREMENTAL ENCODER SIN/COS 1 VPP WITHOUT TRACK C- AND D 3X(2X0.14)C + 4X0.14 + 2X0.5 C CONNECTOR FULL THREAD M23 MOTION CONNECT 800PLUS TRAILING TYPE, UL/CSA DESINA DMAX = 9.2 MM LENGTH (M) = 0 + 0 + 9 + 0 | 234 | TEM | 1 | MC | 1.084 | 1
6FX80022CA801BA0 | SIGNAL CABLE, PREASSEMBLED TYPE: 6FX8002-2CA80 FOR INCREMENTAL ENCODER SIN/COS 1 VPP WITHOUT TRACK C- AND D 3X(2X0.14)C + 4X0.14 + 2X0.5 C CONNECTOR FULL THREAD M23 MOTION CONNECT 800PLUS TRAILING TYPE, UL/CSA DESINA DMAX = 9.2 MM LENGTH (M) = 0 + 10 + 0 + 0 | 244 | TEM | 1 | MC | 1.191 | 1
6FX80022CA801BB0 | SIGNAL CABLE, PREASSEMBLED TYPE: 6FX8002-2CA80 FOR INCREMENTAL ENCODER SIN/COS 1 VPP WITHOUT TRACK C- AND D 3X(2X0.14)C + 4X0.14 + 2X0.5 C CONNECTOR FULL THREAD M23 MOTION CONNECT 800PLUS TRAILING TYPE, UL/CSA DESINA DMAX = 9.2 MM LENGTH (M) = 0 + 10 + 1 + 0 | 254 | TEM | 1 | MC | 1.298 | 1
6FX80022CA801BC0 | SIGNAL CABLE, PREASSEMBLED TYPE: 6FX8002-2CA80 FOR INCREMENTAL ENCODER SIN/COS 1 VPP WITHOUT TRACK C- AND D 3X(2X0.14)C + 4X0.14 + 2X0.5 C CONNECTOR FULL THREAD M23 MOTION CONNECT 800PLUS TRAILING TYPE, UL/CSA DESINA DMAX = 9.2 MM LENGTH (M) = 0 + 10 + 2 + 0 | 265 | TEM | 1 | MC | 1.405 | 1
6FX80022CA801BD0 | SIGNAL CABLE, PREASSEMBLED TYPE: 6FX8002-2CA80 FOR INCREMENTAL ENCODER SIN/COS 1 VPP WITHOUT TRACK C- AND D 3X(2X0.14)C + 4X0.14 + 2X0.5 C CONNECTOR FULL THREAD M23 MOTION CONNECT 800PLUS TRAILING TYPE, UL/CSA DESINA DMAX = 9.2 MM LENGTH (M) = 0 + 10 + 3 + 0 | 275 | TEM | 1 | MC | 1.512 | 1
6FX80022CA801BE0 | SIGNAL CABLE, PREASSEMBLED TYPE: 6FX8002-2CA80 FOR INCREMENTAL ENCODER SIN/COS 1 VPP WITHOUT TRACK C- AND D 3X(2X0.14)C + 4X0.14 + 2X0.5 C CONNECTOR FULL THREAD M23 MOTION CONNECT 800PLUS TRAILING TYPE, UL/CSA DESINA DMAX = 9.2 MM LENGTH (M) = 0 + 10 + 4 + 0 | 285 | TEM | 1 | MC | 1.619 | 1
6FX80022CA801BF0 | SIGNAL CABLE, PREASSEMBLED TYPE: 6FX8002-2CA80 FOR INCREMENTAL ENCODER SIN/COS 1 VPP WITHOUT TRACK C- AND D 3X(2X0.14)C + 4X0.14 + 2X0.5 C CONNECTOR FULL THREAD M23 MOTION CONNECT 800PLUS TRAILING TYPE, UL/CSA DESINA DMAX = 9.2 MM LENGTH (M) = 0 + 10 + 5 + 0 | 295 | TEM | 1 | MC | 1.726 | 1
6FX80022CA801BF5 | SIGNAL CABLE, PREASSEMBLED TYPE: 6FX8002-2CA80 FOR INCREMENTAL ENCODER SIN/COS 1 VPP WITHOUT TRACK C- AND D 3X(2X0.14)C + 4X0.14 + 2X0.5 C CONNECTOR FULL THREAD M23 MOTION CONNECT 800PLUS TRAILING TYPE, UL/CSA DESINA DMAX = 9.2 MM LENGTH (M) = 0 + 10 + 5 + 0,5 | 305 | TEM | 1 | MC | 1.78 | 1
6FX80022CA801BG0 | SIGNAL CABLE, PREASSEMBLED TYPE: 6FX8002-2CA80 FOR INCREMENTAL ENCODER SIN/COS 1 VPP WITHOUT TRACK C- AND D 3X(2X0.14)C + 4X0.14 + 2X0.5 C CONNECTOR FULL THREAD M23 MOTION CONNECT 800PLUS TRAILING TYPE, UL/CSA DESINA DMAX = 9.2 MM LENGTH (M) = 0 + 10 + 6 + 0 | 305 | TEM | 1 | MC | 1.833 | 1
6FX80022CA801BH0 | SIGNAL CABLE, PREASSEMBLED TYPE: 6FX8002-2CA80 FOR INCREMENTAL ENCODER SIN/COS 1 VPP WITHOUT TRACK C- AND D 3X(2X0.14)C + 4X0.14 + 2X0.5 C CONNECTOR FULL THREAD M23 MOTION CONNECT 800PLUS TRAILING TYPE, UL/CSA DESINA DMAX = 9.2 MM LENGTH (M) = 0 + 10 + 7 + 0 | 315 | TEM | 1 | MC | 1.94 | 1
6FX80022CA801BJ0 | SIGNAL CABLE, PREASSEMBLED TYPE: 6FX8002-2CA80 FOR INCREMENTAL ENCODER SIN/COS 1 VPP WITHOUT TRACK C- AND D 3X(2X0.14)C + 4X0.14 + 2X0.5 C CONNECTOR FULL THREAD M23 MOTION CONNECT 800PLUS TRAILING TYPE, UL/CSA DESINA DMAX = 9.2 MM LENGTH (M) = 0 + 10 + 8 + 0 | 326 | TEM | 1 | MC | 2.047 | 1
6FX80022CA801BK0 | SIGNAL CABLE, PREASSEMBLED TYPE: 6FX8002-2CA80 FOR INCREMENTAL ENCODER SIN/COS 1 VPP WITHOUT TRACK C- AND D 3X(2X0.14)C + 4X0.14 + 2X0.5 C CONNECTOR FULL THREAD M23 MOTION CONNECT 800PLUS TRAILING TYPE, UL/CSA DESINA DMAX = 9.2 MM LENGTH (M) = 0 + 10 + 9 + 0 | 336 | TEM | 1 | MC | 2.154 | 1
6FX80022CA801CA0 | SIGNAL CABLE, PREASSEMBLED TYPE: 6FX8002-2CA80 FOR INCREMENTAL ENCODER SIN/COS 1 VPP WITHOUT TRACK C- AND D 3X(2X0.14)C + 4X0.14 + 2X0.5 C CONNECTOR FULL THREAD M23 MOTION CONNECT 800PLUS TRAILING TYPE, UL/CSA DESINA DMAX = 9.2 MM LENGTH (M) = 0 + 20 + 0 + 0 | 346 | TEM | 1 | MC | 2.261 | 1
6FX80022CA801CB0 | SIGNAL CABLE, PREASSEMBLED TYPE: 6FX8002-2CA80 FOR INCREMENTAL ENCODER SIN/COS 1 VPP WITHOUT TRACK C- AND D 3X(2X0.14)C + 4X0.14 + 2X0.5 C CONNECTOR FULL THREAD M23 MOTION CONNECT 800PLUS TRAILING TYPE, UL/CSA DESINA DMAX = 9.2 MM LENGTH (M) = 0 + 20 + 1 + 0 | 356 | TEM | 1 | MC | 2.368 | 1
6FX80022CA801CC0 | SIGNAL CABLE, PREASSEMBLED TYPE: 6FX8002-2CA80 FOR INCREMENTAL ENCODER SIN/COS 1 VPP WITHOUT TRACK C- AND D 3X(2X0.14)C + 4X0.14 + 2X0.5 C CONNECTOR FULL THREAD M23 MOTION CONNECT 800PLUS TRAILING TYPE, UL/CSA DESINA DMAX = 9.2 MM LENGTH (M) = 0 + 20 + 2 + 0 | 366 | TEM | 1 | MC | 2.475 | 1
6FX80022CA801CF0 | SIGNAL CABLE, PREASSEMBLED TYPE: 6FX8002-2CA80 FOR INCREMENTAL ENCODER SIN/COS 1 VPP WITHOUT TRACK C- AND D 3X(2X0.14)C + 4X0.14 + 2X0.5 C CONNECTOR FULL THREAD M23 MOTION CONNECT 800PLUS TRAILING TYPE, UL/CSA DESINA DMAX = 9.2 MM LENGTH (M) = 0 + 20 + 5 + 0 | 396 | TEM | 1 | MC | 2.796 | 1
6FX80022CA801CG0 | SIGNAL CABLE, PREASSEMBLED TYPE: 6FX8002-2CA80 FOR INCREMENTAL ENCODER SIN/COS 1 VPP WITHOUT TRACK C- AND D 3X(2X0.14)C + 4X0.14 + 2X0.5 C CONNECTOR FULL THREAD M23 MOTION CONNECT 800PLUS TRAILING TYPE, UL/CSA DESINA DMAX = 9.2 MM LENGTH (M) = 0 + 20 + 6 + 0 | 407 | TEM | 1 | MC | 2.903 | 1
6FX80022CA801DA0 | SIGNAL CABLE, PREASSEMBLED TYPE: 6FX8002-2CA80 FOR INCREMENTAL ENCODER SIN/COS 1 VPP WITHOUT TRACK C- AND D 3X(2X0.14)C + 4X0.14 + 2X0.5 C CONNECTOR FULL THREAD M23 MOTION CONNECT 800PLUS TRAILING TYPE, UL/CSA DESINA DMAX = 9.2 MM LENGTH (M) = 0 + 30 + 0 + 0 | 447 | TEM | 1 | MC | 3.331 | 1
6FX80022CA801DB0 | SIGNAL CABLE, PREASSEMBLED TYPE: 6FX8002-2CA80 FOR INCREMENTAL ENCODER SIN/COS 1 VPP WITHOUT TRACK C- AND D 3X(2X0.14)C + 4X0.14 + 2X0.5 C CONNECTOR FULL THREAD M23 MOTION CONNECT 800PLUS TRAILING TYPE, UL/CSA DESINA DMAX = 9.2 MM LENGTH (M) = 0 + 30 + 1 + 0 | 457 | TEM | 1 | MC | 3.438 | 1
6FX80022CA801DD0 | SIGNAL CABLE, PREASSEMBLED TYPE: 6FX8002-2CA80 FOR INCREMENTAL ENCODER SIN/COS 1 VPP WITHOUT TRACK C- AND D 3X(2X0.14)C + 4X0.14 + 2X0.5 C CONNECTOR FULL THREAD M23 MOTION CONNECT 800PLUS TRAILING TYPE, UL/CSA DESINA DMAX = 9.2 MM LENGTH (M) = 0 + 30 + 3 + 0 | 478 | TEM | 1 | MC | 3.652 | 1
6FX80022CA801DE0 | SIGNAL CABLE, PREASSEMBLED TYPE: 6FX8002-2CA80 FOR INCREMENTAL ENCODER SIN/COS 1 VPP WITHOUT TRACK C- AND D 3X(2X0.14)C + 4X0.14 + 2X0.5 C CONNECTOR FULL THREAD M23 MOTION CONNECT 800PLUS TRAILING TYPE, UL/CSA DESINA DMAX = 9.2 MM LENGTH (M) = 0 + 30 + 4 + 0 | 488 | TEM | 1 | MC | 3.759 | 1
6FX80022CA801DF0 | SIGNAL CABLE, PREASSEMBLED TYPE: 6FX8002-2CA80 FOR INCREMENTAL ENCODER SIN/COS 1 VPP WITHOUT TRACK C- AND D 3X(2X0.14)C + 4X0.14 + 2X0.5 C CONNECTOR FULL THREAD M23 MOTION CONNECT 800PLUS TRAILING TYPE, UL/CSA DESINA DMAX = 9.2 MM LENGTH (M) = 0 + 30 + 5 + 0 | 498 | TEM | 1 | MC | 3.866 | 1
6FX80022CA801DH0 | SIGNAL CABLE, PREASSEMBLED TYPE: 6FX8002-2CA80 FOR INCREMENTAL ENCODER SIN/COS 1 VPP WITHOUT TRACK C- AND D 3X(2X0.14)C + 4X0.14 + 2X0.5 C CONNECTOR FULL THREAD M23 MOTION CONNECT 800PLUS TRAILING TYPE, UL/CSA DESINA DMAX = 9.2 MM LENGTH (M) = 0 + 30 + 7 + 0 | 518 | TEM | 1 | MC | 4.08 | 1
6FX80022CA801DK0 | SIGNAL CABLE, PREASSEMBLED TYPE: 6FX8002-2CA80 FOR INCREMENTAL ENCODER SIN/COS 1 VPP WITHOUT TRACK C- AND D 3X(2X0.14)C + 4X0.14 + 2X0.5 C CONNECTOR FULL THREAD M23 MOTION CONNECT 800PLUS TRAILING TYPE, UL/CSA DESINA DMAX = 9.2 MM LENGTH (M) = 0 + 30 + 9 + 0 | 539 | TEM | 1 | MC | 4.294 | 1
6FX80022CA801EA0 | SIGNAL CABLE, PREASSEMBLED TYPE: 6FX8002-2CA80 FOR INCREMENTAL ENCODER SIN/COS 1 VPP WITHOUT TRACK C- AND D 3X(2X0.14)C + 4X0.14 + 2X0.5 C CONNECTOR FULL THREAD M23 MOTION CONNECT 800PLUS TRAILING TYPE, UL/CSA DESINA DMAX = 9.2 MM LENGTH (M) = 0 + 40 + 0 + 0 | 549 | TEM | 1 | MC | 4.401 | 1
6FX80022CA801EB0 | SIGNAL CABLE, PREASSEMBLED TYPE: 6FX8002-2CA80 FOR INCREMENTAL ENCODER SIN/COS 1 VPP WITHOUT TRACK C- AND D 3X(2X0.14)C + 4X0.14 + 2X0.5 C CONNECTOR FULL THREAD M23 MOTION CONNECT 800PLUS TRAILING TYPE, UL/CSA DESINA DMAX = 9.2 MM LENGTH (M) = 0 + 40 + 1 + 0 | 559 | TEM | 1 | MC | 4.508 | 1
6FX80022CA801FA0 | SIGNAL CABLE, PREASSEMBLED TYPE: 6FX8002-2CA80 FOR INCREMENTAL ENCODER SIN/COS 1 VPP WITHOUT TRACK C- AND D 3X(2X0.14)C + 4X0.14 + 2X0.5 C CONNECTOR FULL THREAD M23 MOTION CONNECT 800PLUS TRAILING TYPE, UL/CSA DESINA DMAX = 9.2 MM LENGTH (M) = 0 + 50 + 0 + 0 | 650 | TEM | 1 | MC | 5.471 | 1
6FX80022CA802AA0 | SIGNAL CABLE, PREASSEMBLED TYPE: 6FX8002-2CA80 FOR INCREMENTAL ENCODER SIN/COS 1 VPP WITHOUT TRACK C- AND D 3X(2X0.14)C + 4X0.14 + 2X0.5 C CONNECTOR FULL THREAD M23 MOTION CONNECT 800PLUS TRAILING TYPE, UL/CSA DESINA DMAX = 9.2 MM LENGTH (M) = 100 + 0 + 0 + 0 | 1157 | TEM | 1 | MC | 10.821 | 1
6FX80022CA881AA5 | SIGNAL CABLE, PREASSEMBLED FOR INCREMENTAL ENCODER SIN/COS 1 VPP WITHOUT TRACK C AND D ZU SME20 3X(2X0.14)C + 4X0.14 + 2X0.5 C CONNECTOR FULL THREAD M23 MOTION CONNECT 800PLUS TRAILING TYPE, UL/CSA DESINA DMAX = 9.2 MM LENGTH (M) = TYPE: 6FX8002-2CA88 LENGTH (M) = 0 + 0 + 0 + 0,5 | 146 | TEM | 1 | MC | 0.24 | 1
6FX80022CA881AB0 | SIGNAL CABLE, PREASSEMBLED FOR INCREMENTAL ENCODER SIN/COS 1 VPP WITHOUT TRACK C AND D ZU SME20 3X(2X0.14)C + 4X0.14 + 2X0.5 C CONNECTOR FULL THREAD M23 MOTION CONNECT 800PLUS TRAILING TYPE, UL/CSA DESINA DMAX = 9.2 MM LENGTH (M) = TYPE: 6FX8002-2CA88 LENGTH (M) = 0 + 0 + 1 + 0 | 146 | TEM | 1 | MC | 0.29 | 1
6FX80022CA881AB5 | SIGNAL CABLE, PREASSEMBLED FOR INCREMENTAL ENCODER SIN/COS 1 VPP WITHOUT TRACK C AND D ZU SME20 3X(2X0.14)C + 4X0.14 + 2X0.5 C CONNECTOR FULL THREAD M23 MOTION CONNECT 800PLUS TRAILING TYPE, UL/CSA DESINA DMAX = 9.2 MM LENGTH (M) = TYPE: 6FX8002-2CA88 LENGTH (M) = 0 + 0 + 1 + 0,5 | 157 | TEM | 1 | MC | 0.34 | 1
6FX80022CA881AE0 | SIGNAL CABLE, PREASSEMBLED FOR INCREMENTAL ENCODER SIN/COS 1 VPP WITHOUT TRACK C AND D ZU SME20 3X(2X0.14)C + 4X0.14 + 2X0.5 C CONNECTOR FULL THREAD M23 MOTION CONNECT 800PLUS TRAILING TYPE, UL/CSA DESINA DMAX = 9.2 MM LENGTH (M) = TYPE: 6FX8002-2CA88 LENGTH (M) = 0 + 0 + 4 + 0 | 177 | TEM | 1 | MC | 0.59 | 1
6FX80022CA881AH0 | SIGNAL CABLE, PREASSEMBLED FOR INCREMENTAL ENCODER SIN/COS 1 VPP WITHOUT TRACK C AND D ZU SME20 3X(2X0.14)C + 4X0.14 + 2X0.5 C CONNECTOR FULL THREAD M23 MOTION CONNECT 800PLUS TRAILING TYPE, UL/CSA DESINA DMAX = 9.2 MM LENGTH (M) = TYPE: 6FX8002-2CA88 LENGTH (M) = 0 + 0 + 7 + 0 | 208 | TEM | 1 | MC | 0.89 | 1
6FX80022CA881AJ0 | SIGNAL CABLE, PREASSEMBLED FOR INCREMENTAL ENCODER SIN/COS 1 VPP WITHOUT TRACK C AND D ZU SME20 3X(2X0.14)C + 4X0.14 + 2X0.5 C CONNECTOR FULL THREAD M23 MOTION CONNECT 800PLUS TRAILING TYPE, UL/CSA DESINA DMAX = 9.2 MM LENGTH (M) = TYPE: 6FX8002-2CA88 LENGTH (M) = 0 + 0 + 8 + 0 | 219 | TEM | 1 | MC | 0.99 | 1
6FX80022CA881AK0 | SIGNAL CABLE, PREASSEMBLED FOR INCREMENTAL ENCODER SIN/COS 1 VPP WITHOUT TRACK C AND D ZU SME20 3X(2X0.14)C + 4X0.14 + 2X0.5 C CONNECTOR FULL THREAD M23 MOTION CONNECT 800PLUS TRAILING TYPE, UL/CSA DESINA DMAX = 9.2 MM LENGTH (M) = TYPE: 6FX8002-2CA88 LENGTH (M) = 0 + 0 + 9 + 0 | 229 | TEM | 1 | MC | 1.09 | 1
6FX80022CA881BA0 | SIGNAL CABLE, PREASSEMBLED FOR INCREMENTAL ENCODER SIN/COS 1 VPP WITHOUT TRACK C AND D ZU SME20 3X(2X0.14)C + 4X0.14 + 2X0.5 C CONNECTOR FULL THREAD M23 MOTION CONNECT 800PLUS TRAILING TYPE, UL/CSA DESINA DMAX = 9.2 MM LENGTH (M) = TYPE: 6FX8002-2CA88 LENGTH (M) = 0 + 10 + 0 + 0 | 239 | TEM | 1 | MC | 1.19 | 1
6FX80022CA881DA0 | SIGNAL CABLE, PREASSEMBLED FOR INCREMENTAL ENCODER SIN/COS 1 VPP WITHOUT TRACK C AND D ZU SME20 3X(2X0.14)C + 4X0.14 + 2X0.5 C CONNECTOR FULL THREAD M23 MOTION CONNECT 800PLUS TRAILING TYPE, UL/CSA DESINA DMAX = 9.2 MM LENGTH (M) = TYPE: 6FX8002-2CA88 LENGTH (M) = 0 + 30 + 0 + 0 | 446 | TEM | 1 | MC | 3.19 | 1
6FX80022CB541AA5 | SIGNAL CABLE EXTENSION FOR BASE 6FX8002-2CA12, -2CR00, -CD24, -2CG00, - 2CC11 4X(2X0.34) + 4X0.5 C CONNECTOR FULL THREAD M23 ANGLED MOTION CONNECT 800PLUS TRAILING TYPE, UL/CSA DESINA DMAX = 9.3 MM LENGTH (M) = TYPE: 6FX8002-2CB54 LENGTH (M) = 0 + 0 + 0 + 0,5 | 130 | TEM | 1 | MC | 0.232 | 1
6FX80022CB541AB0 | SIGNAL CABLE EXTENSION FOR BASE 6FX8002-2CA12, -2CR00, -CD24, -2CG00, - 2CC11 4X(2X0.34) + 4X0.5 C CONNECTOR FULL THREAD M23 ANGLED MOTION CONNECT 800PLUS TRAILING TYPE, UL/CSA DESINA DMAX = 9.3 MM LENGTH (M) = TYPE: 6FX8002-2CB54 LENGTH (M) = 0 + 0 + 1 + 0 | 130 | TEM | 1 | MC | 0.292 | 1
6FX80022CB541AB3 | SIGNAL CABLE EXTENSION FOR BASE 6FX8002-2CA12, -2CR00, -CD24, -2CG00, - 2CC11 4X(2X0.34) + 4X0.5 C CONNECTOR FULL THREAD M23 ANGLED MOTION CONNECT 800PLUS TRAILING TYPE, UL/CSA DESINA DMAX = 9.3 MM LENGTH (M) = TYPE: 6FX8002-2CB54 LENGTH (M) = 0 + 0 + 1 + 0,3 | 137 | TEM | 1 | MC | 0.328 | 1
6FX80022CB541AC0 | SIGNAL CABLE EXTENSION FOR BASE 6FX8002-2CA12, -2CR00, -CD24, -2CG00, - 2CC11 4X(2X0.34) + 4X0.5 C CONNECTOR FULL THREAD M23 ANGLED MOTION CONNECT 800PLUS TRAILING TYPE, UL/CSA DESINA DMAX = 9.3 MM LENGTH (M) = TYPE: 6FX8002-2CB54 LENGTH (M) = 0 + 0 + 2 + 0 | 137 | TEM | 1 | MC | 0.412 | 1
6FX80022CB541AC1 | SIGNAL CABLE EXTENSION FOR BASE 6FX8002-2CA12, -2CR00, -CD24, -2CG00, - 2CC11 4X(2X0.34) + 4X0.5 C CONNECTOR FULL THREAD M23 ANGLED MOTION CONNECT 800PLUS TRAILING TYPE, UL/CSA DESINA DMAX = 9.3 MM LENGTH (M) = TYPE: 6FX8002-2CB54 LENGTH (M) = 0 + 0 + 2 + 0,1 | 145 | TEM | 1 | MC | 0.424 | 1
6FX80022CB541AD0 | SIGNAL CABLE EXTENSION FOR BASE 6FX8002-2CA12, -2CR00, -CD24, -2CG00, - 2CC11 4X(2X0.34) + 4X0.5 C CONNECTOR FULL THREAD M23 ANGLED MOTION CONNECT 800PLUS TRAILING TYPE, UL/CSA DESINA DMAX = 9.3 MM LENGTH (M) = TYPE: 6FX8002-2CB54 LENGTH (M) = 0 + 0 + 3 + 0 | 145 | TEM | 1 | MC | 0.532 | 1
6FX80022CB541AE0 | SIGNAL CABLE EXTENSION FOR BASE 6FX8002-2CA12, -2CR00, -CD24, -2CG00, - 2CC11 4X(2X0.34) + 4X0.5 C CONNECTOR FULL THREAD M23 ANGLED MOTION CONNECT 800PLUS TRAILING TYPE, UL/CSA DESINA DMAX = 9.3 MM LENGTH (M) = TYPE: 6FX8002-2CB54 LENGTH (M) = 0 + 0 + 4 + 0 | 152 | TEM | 1 | MC | 0.652 | 1
6FX80022CB541AF0 | SIGNAL CABLE EXTENSION FOR BASE 6FX8002-2CA12, -2CR00, -CD24, -2CG00, - 2CC11 4X(2X0.34) + 4X0.5 C CONNECTOR FULL THREAD M23 ANGLED MOTION CONNECT 800PLUS TRAILING TYPE, UL/CSA DESINA DMAX = 9.3 MM LENGTH (M) = TYPE: 6FX8002-2CB54 LENGTH (M) = 0 + 0 + 5 + 0 | 159 | TEM | 1 | MC | 0.772 | 1
6FX80022CB541AF5 | SIGNAL CABLE EXTENSION FOR BASE 6FX8002-2CA12, -2CR00, -CD24, -2CG00, - 2CC11 4X(2X0.34) + 4X0.5 C CONNECTOR FULL THREAD M23 ANGLED MOTION CONNECT 800PLUS TRAILING TYPE, UL/CSA DESINA DMAX = 9.3 MM LENGTH (M) = TYPE: 6FX8002-2CB54 LENGTH (M) = 0 + 0 + 5 + 0,5 | 166 | TEM | 1 | MC | 0.832 | 1
6FX80022CB541AG0 | SIGNAL CABLE EXTENSION FOR BASE 6FX8002-2CA12, -2CR00, -CD24, -2CG00, - 2CC11 4X(2X0.34) + 4X0.5 C CONNECTOR FULL THREAD M23 ANGLED MOTION CONNECT 800PLUS TRAILING TYPE, UL/CSA DESINA DMAX = 9.3 MM LENGTH (M) = TYPE: 6FX8002-2CB54 LENGTH (M) = 0 + 0 + 6 + 0 | 167 | TEM | 1 | MC | 0.892 | 1
6FX80022CB541AH0 | SIGNAL CABLE EXTENSION FOR BASE 6FX8002-2CA12, -2CR00, -CD24, -2CG00, - 2CC11 4X(2X0.34) + 4X0.5 C CONNECTOR FULL THREAD M23 ANGLED MOTION CONNECT 800PLUS TRAILING TYPE, UL/CSA DESINA DMAX = 9.3 MM LENGTH (M) = TYPE: 6FX8002-2CB54 LENGTH (M) = 0 + 0 + 7 + 0 | 174 | TEM | 1 | MC | 1.012 | 1
6FX80022CB541AH8 | SIGNAL CABLE EXTENSION FOR BASE 6FX8002-2CA12, -2CR00, -CD24, -2CG00, - 2CC11 4X(2X0.34) + 4X0.5 C CONNECTOR FULL THREAD M23 ANGLED MOTION CONNECT 800PLUS TRAILING TYPE, UL/CSA DESINA DMAX = 9.3 MM LENGTH (M) = TYPE: 6FX8002-2CB54 LENGTH (M) = 0 + 0 + 7 + 0,8 | 181 | TEM | 1 | MC | 1.108 | 1
6FX80022CB541AJ0 | SIGNAL CABLE EXTENSION FOR BASE 6FX8002-2CA12, -2CR00, -CD24, -2CG00, - 2CC11 4X(2X0.34) + 4X0.5 C CONNECTOR FULL THREAD M23 ANGLED MOTION CONNECT 800PLUS TRAILING TYPE, UL/CSA DESINA DMAX = 9.3 MM LENGTH (M) = TYPE: 6FX8002-2CB54 LENGTH (M) = 0 + 0 + 8 + 0 | 181 | TEM | 1 | MC | 1.132 | 1
6FX80022CB541AK0 | SIGNAL CABLE EXTENSION FOR BASE 6FX8002-2CA12, -2CR00, -CD24, -2CG00, - 2CC11 4X(2X0.34) + 4X0.5 C CONNECTOR FULL THREAD M23 ANGLED MOTION CONNECT 800PLUS TRAILING TYPE, UL/CSA DESINA DMAX = 9.3 MM LENGTH (M) = TYPE: 6FX8002-2CB54 LENGTH (M) = 0 + 0 + 9 + 0 | 188 | TEM | 1 | MC | 1.252 | 1
6FX80022CB541BA0 | SIGNAL CABLE EXTENSION FOR BASE 6FX8002-2CA12, -2CR00, -CD24, -2CG00, - 2CC11 4X(2X0.34) + 4X0.5 C CONNECTOR FULL THREAD M23 ANGLED MOTION CONNECT 800PLUS TRAILING TYPE, UL/CSA DESINA DMAX = 9.3 MM LENGTH (M) = TYPE: 6FX8002-2CB54 LENGTH (M) = 0 + 10 + 0 + 0 | 196 | TEM | 1 | MC | 1.372 | 1
6FX80022CB541BB0 | SIGNAL CABLE EXTENSION FOR BASE 6FX8002-2CA12, -2CR00, -CD24, -2CG00, - 2CC11 4X(2X0.34) + 4X0.5 C CONNECTOR FULL THREAD M23 ANGLED MOTION CONNECT 800PLUS TRAILING TYPE, UL/CSA DESINA DMAX = 9.3 MM LENGTH (M) = TYPE: 6FX8002-2CB54 LENGTH (M) = 0 + 10 + 1 + 0 | 203 | TEM | 1 | MC | 1.492 | 1
6FX80022CB541BC0 | SIGNAL CABLE EXTENSION FOR BASE 6FX8002-2CA12, -2CR00, -CD24, -2CG00, - 2CC11 4X(2X0.34) + 4X0.5 C CONNECTOR FULL THREAD M23 ANGLED MOTION CONNECT 800PLUS TRAILING TYPE, UL/CSA DESINA DMAX = 9.3 MM LENGTH (M) = TYPE: 6FX8002-2CB54 LENGTH (M) = 0 + 10 + 2 + 0 | 210 | TEM | 1 | MC | 1.612 | 1
6FX80022CB541BD0 | SIGNAL CABLE EXTENSION FOR BASE 6FX8002-2CA12, -2CR00, -CD24, -2CG00, - 2CC11 4X(2X0.34) + 4X0.5 C CONNECTOR FULL THREAD M23 ANGLED MOTION CONNECT 800PLUS TRAILING TYPE, UL/CSA DESINA DMAX = 9.3 MM LENGTH (M) = TYPE: 6FX8002-2CB54 LENGTH (M) = 0 + 10 + 3 + 0 | 217 | TEM | 1 | MC | 1.732 | 1
6FX80022CB541BE0 | SIGNAL CABLE EXTENSION FOR BASE 6FX8002-2CA12, -2CR00, -CD24, -2CG00, - 2CC11 4X(2X0.34) + 4X0.5 C CONNECTOR FULL THREAD M23 ANGLED MOTION CONNECT 800PLUS TRAILING TYPE, UL/CSA DESINA DMAX = 9.3 MM LENGTH (M) = TYPE: 6FX8002-2CB54 LENGTH (M) = 0 + 10 + 4 + 0 | 225 | TEM | 1 | MC | 1.852 | 1
6FX80022CB541BF0 | SIGNAL CABLE EXTENSION FOR BASE 6FX8002-2CA12, -2CR00, -CD24, -2CG00, - 2CC11 4X(2X0.34) + 4X0.5 C CONNECTOR FULL THREAD M23 ANGLED MOTION CONNECT 800PLUS TRAILING TYPE, UL/CSA DESINA DMAX = 9.3 MM LENGTH (M) = TYPE: 6FX8002-2CB54 LENGTH (M) = 0 + 10 + 5 + 0 | 232 | TEM | 1 | MC | 1.972 | 1
6FX80022CB541BG0 | SIGNAL CABLE EXTENSION FOR BASE 6FX8002-2CA12, -2CR00, -CD24, -2CG00, - 2CC11 4X(2X0.34) + 4X0.5 C CONNECTOR FULL THREAD M23 ANGLED MOTION CONNECT 800PLUS TRAILING TYPE, UL/CSA DESINA DMAX = 9.3 MM LENGTH (M) = TYPE: 6FX8002-2CB54 LENGTH (M) = 0 + 10 + 6 + 0 | 239 | TEM | 1 | MC | 2.092 | 1
6FX80022CB541BH0 | SIGNAL CABLE EXTENSION FOR BASE 6FX8002-2CA12, -2CR00, -CD24, -2CG00, - 2CC11 4X(2X0.34) + 4X0.5 C CONNECTOR FULL THREAD M23 ANGLED MOTION CONNECT 800PLUS TRAILING TYPE, UL/CSA DESINA DMAX = 9.3 MM LENGTH (M) = TYPE: 6FX8002-2CB54 LENGTH (M) = 0 + 10 + 7 + 0 | 247 | TEM | 1 | MC | 2.212 | 1
6FX80022CB541BJ0 | SIGNAL CABLE EXTENSION FOR BASE 6FX8002-2CA12, -2CR00, -CD24, -2CG00, - 2CC11 4X(2X0.34) + 4X0.5 C CONNECTOR FULL THREAD M23 ANGLED MOTION CONNECT 800PLUS TRAILING TYPE, UL/CSA DESINA DMAX = 9.3 MM LENGTH (M) = TYPE: 6FX8002-2CB54 LENGTH (M) = 0 + 10 + 8 + 0 | 254 | TEM | 1 | MC | 2.332 | 1
6FX80022CB541BK0 | SIGNAL CABLE EXTENSION FOR BASE 6FX8002-2CA12, -2CR00, -CD24, -2CG00, - 2CC11 4X(2X0.34) + 4X0.5 C CONNECTOR FULL THREAD M23 ANGLED MOTION CONNECT 800PLUS TRAILING TYPE, UL/CSA DESINA DMAX = 9.3 MM LENGTH (M) = TYPE: 6FX8002-2CB54 LENGTH (M) = 0 + 10 + 9 + 0 | 261 | TEM | 1 | MC | 2.452 | 1
6FX80022CB541CA0 | SIGNAL CABLE EXTENSION FOR BASE 6FX8002-2CA12, -2CR00, -CD24, -2CG00, - 2CC11 4X(2X0.34) + 4X0.5 C CONNECTOR FULL THREAD M23 ANGLED MOTION CONNECT 800PLUS TRAILING TYPE, UL/CSA DESINA DMAX = 9.3 MM LENGTH (M) = TYPE: 6FX8002-2CB54 LENGTH (M) = 0 + 20 + 0 + 0 | 269 | TEM | 1 | MC | 2.572 | 1
6FX80022CB541CB0 | SIGNAL CABLE EXTENSION FOR BASE 6FX8002-2CA12, -2CR00, -CD24, -2CG00, - 2CC11 4X(2X0.34) + 4X0.5 C CONNECTOR FULL THREAD M23 ANGLED MOTION CONNECT 800PLUS TRAILING TYPE, UL/CSA DESINA DMAX = 9.3 MM LENGTH (M) = TYPE: 6FX8002-2CB54 LENGTH (M) = 0 + 20 + 1 + 0 | 276 | TEM | 1 | MC | 2.692 | 1
6FX80022CB541CC0 | SIGNAL CABLE EXTENSION FOR BASE 6FX8002-2CA12, -2CR00, -CD24, -2CG00, - 2CC11 4X(2X0.34) + 4X0.5 C CONNECTOR FULL THREAD M23 ANGLED MOTION CONNECT 800PLUS TRAILING TYPE, UL/CSA DESINA DMAX = 9.3 MM LENGTH (M) = TYPE: 6FX8002-2CB54 LENGTH (M) = 0 + 20 + 2 + 0 | 283 | TEM | 1 | MC | 2.812 | 1
6FX80022CB541CF0 | SIGNAL CABLE EXTENSION FOR BASE 6FX8002-2CA12, -2CR00, -CD24, -2CG00, - 2CC11 4X(2X0.34) + 4X0.5 C CONNECTOR FULL THREAD M23 ANGLED MOTION CONNECT 800PLUS TRAILING TYPE, UL/CSA DESINA DMAX = 9.3 MM LENGTH (M) = TYPE: 6FX8002-2CB54 LENGTH (M) = 0 + 20 + 5 + 0 | 305 | TEM | 1 | MC | 3.172 | 1
6FX80022CB541CG0 | SIGNAL CABLE EXTENSION FOR BASE 6FX8002-2CA12, -2CR00, -CD24, -2CG00, - 2CC11 4X(2X0.34) + 4X0.5 C CONNECTOR FULL THREAD M23 ANGLED MOTION CONNECT 800PLUS TRAILING TYPE, UL/CSA DESINA DMAX = 9.3 MM LENGTH (M) = TYPE: 6FX8002-2CB54 LENGTH (M) = 0 + 20 + 6 + 0 | 312 | TEM | 1 | MC | 3.292 | 1
6FX80022CB541CJ0 | SIGNAL CABLE EXTENSION FOR BASE 6FX8002-2CA12, -2CR00, -CD24, -2CG00, - 2CC11 4X(2X0.34) + 4X0.5 C CONNECTOR FULL THREAD M23 ANGLED MOTION CONNECT 800PLUS TRAILING TYPE, UL/CSA DESINA DMAX = 9.3 MM LENGTH (M) = TYPE: 6FX8002-2CB54 LENGTH (M) = 0 + 20 + 8 + 0 | 327 | TEM | 1 | MC | 3.532 | 1
6FX80022CB541CK0 | SIGNAL CABLE EXTENSION FOR BASE 6FX8002-2CA12, -2CR00, -CD24, -2CG00, - 2CC11 4X(2X0.34) + 4X0.5 C CONNECTOR FULL THREAD M23 ANGLED MOTION CONNECT 800PLUS TRAILING TYPE, UL/CSA DESINA DMAX = 9.3 MM LENGTH (M) = TYPE: 6FX8002-2CB54 LENGTH (M) = 0 + 20 + 9 + 0 | 334 | TEM | 1 | MC | 3.652 | 1
6FX80022CB541DA0 | SIGNAL CABLE EXTENSION FOR BASE 6FX8002-2CA12, -2CR00, -CD24, -2CG00, - 2CC11 4X(2X0.34) + 4X0.5 C CONNECTOR FULL THREAD M23 ANGLED MOTION CONNECT 800PLUS TRAILING TYPE, UL/CSA DESINA DMAX = 9.3 MM LENGTH (M) = TYPE: 6FX8002-2CB54 LENGTH (M) = 0 + 30 + 0 + 0 | 341 | TEM | 1 | MC | 3.772 | 1
6FX80022CB541EK0 | SIGNAL CABLE EXTENSION FOR BASE 6FX8002-2CA12, -2CR00, -CD24, -2CG00, - 2CC11 4X(2X0.34) + 4X0.5 C CONNECTOR FULL THREAD M23 ANGLED MOTION CONNECT 800PLUS TRAILING TYPE, UL/CSA DESINA DMAX = 9.3 MM LENGTH (M) = TYPE: 6FX8002-2CB54 LENGTH (M) = 0 + 40 + 9 + 0 | 479 | TEM | 1 | MC | 6.052 | 1
6FX80022CC111AB0 | SIGNAL CABLE, PREASSEMBLED FOR ABSOLUTE ENCODER SSI, 6FX2001-5 4X(2X0.34) + 4X0.5 C CONNECTOR FULL THREAD M23 MOTION CONNECT 800PLUS TRAILING TYPE UL/CSA DESINA DMAX = 9.3 MM, LENGTH (M) = TYPE: 6FX8002-2CC11 LENGTH (M) = 0 + 0 + 1 + 0 | 107 | TEM | 1 | MC | 0.231 | 1
6FX80022CC111AD0 | SIGNAL CABLE, PREASSEMBLED FOR ABSOLUTE ENCODER SSI, 6FX2001-5 4X(2X0.34) + 4X0.5 C CONNECTOR FULL THREAD M23 MOTION CONNECT 800PLUS TRAILING TYPE UL/CSA DESINA DMAX = 9.3 MM, LENGTH (M) = TYPE: 6FX8002-2CC11 LENGTH (M) = 0 + 0 + 3 + 0 | 122 | TEM | 1 | MC | 0.471 | 1
6FX80022CC111AF0 | SIGNAL CABLE, PREASSEMBLED FOR ABSOLUTE ENCODER SSI, 6FX2001-5 4X(2X0.34) + 4X0.5 C CONNECTOR FULL THREAD M23 MOTION CONNECT 800PLUS TRAILING TYPE UL/CSA DESINA DMAX = 9.3 MM, LENGTH (M) = TYPE: 6FX8002-2CC11 LENGTH (M) = 0 + 0 + 5 + 0 | 136 | TEM | 1 | MC | 0.711 | 1
6FX80022CC111AJ0 | SIGNAL CABLE, PREASSEMBLED FOR ABSOLUTE ENCODER SSI, 6FX2001-5 4X(2X0.34) + 4X0.5 C CONNECTOR FULL THREAD M23 MOTION CONNECT 800PLUS TRAILING TYPE UL/CSA DESINA DMAX = 9.3 MM, LENGTH (M) = TYPE: 6FX8002-2CC11 LENGTH (M) = 0 + 0 + 8 + 0 | 158 | TEM | 1 | MC | 1.071 | 1
6FX80022CC111BA0 | SIGNAL CABLE, PREASSEMBLED FOR ABSOLUTE ENCODER SSI, 6FX2001-5 4X(2X0.34) + 4X0.5 C CONNECTOR FULL THREAD M23 MOTION CONNECT 800PLUS TRAILING TYPE UL/CSA DESINA DMAX = 9.3 MM, LENGTH (M) = TYPE: 6FX8002-2CC11 LENGTH (M) = 0 + 10 + 0 + 0 | 173 | TEM | 1 | MC | 1.311 | 1
6FX80022CC111CA0 | SIGNAL CABLE, PREASSEMBLED FOR ABSOLUTE ENCODER SSI, 6FX2001-5 4X(2X0.34) + 4X0.5 C CONNECTOR FULL THREAD M23 MOTION CONNECT 800PLUS TRAILING TYPE UL/CSA DESINA DMAX = 9.3 MM, LENGTH (M) = TYPE: 6FX8002-2CC11 LENGTH (M) = 0 + 20 + 0 + 0 | 246 | TEM | 1 | MC | 2.511 | 1
6FX80022CC111CD0 | SIGNAL CABLE, PREASSEMBLED FOR ABSOLUTE ENCODER SSI, 6FX2001-5 4X(2X0.34) + 4X0.5 C CONNECTOR FULL THREAD M23 MOTION CONNECT 800PLUS TRAILING TYPE UL/CSA DESINA DMAX = 9.3 MM, LENGTH (M) = TYPE: 6FX8002-2CC11 LENGTH (M) = 0 + 20 + 3 + 0 | 267 | TEM | 1 | MC | 2.871 | 1
6FX80022CC111CF0 | SIGNAL CABLE, PREASSEMBLED FOR ABSOLUTE ENCODER SSI, 6FX2001-5 4X(2X0.34) + 4X0.5 C CONNECTOR FULL THREAD M23 MOTION CONNECT 800PLUS TRAILING TYPE UL/CSA DESINA DMAX = 9.3 MM, LENGTH (M) = TYPE: 6FX8002-2CC11 LENGTH (M) = 0 + 20 + 5 + 0 | 282 | TEM | 1 | MC | 3.111 | 1
6FX80022CC111CH0 | SIGNAL CABLE, PREASSEMBLED FOR ABSOLUTE ENCODER SSI, 6FX2001-5 4X(2X0.34) + 4X0.5 C CONNECTOR FULL THREAD M23 MOTION CONNECT 800PLUS TRAILING TYPE UL/CSA DESINA DMAX = 9.3 MM, LENGTH (M) = TYPE: 6FX8002-2CC11 LENGTH (M) = 0 + 20 + 7 + 0 | 297 | TEM | 1 | MC | 3.351 | 1
6FX80022CC111DA0 | SIGNAL CABLE, PREASSEMBLED FOR ABSOLUTE ENCODER SSI, 6FX2001-5 4X(2X0.34) + 4X0.5 C CONNECTOR FULL THREAD M23 MOTION CONNECT 800PLUS TRAILING TYPE UL/CSA DESINA DMAX = 9.3 MM, LENGTH (M) = TYPE: 6FX8002-2CC11 LENGTH (M) = 0 + 30 + 0 + 0 | 318 | TEM | 1 | MC | 3.711 | 1
6FX80022CC111JB0 | SIGNAL CABLE, PREASSEMBLED FOR ABSOLUTE ENCODER SSI, 6FX2001-5 4X(2X0.34) + 4X0.5 C CONNECTOR FULL THREAD M23 MOTION CONNECT 800PLUS TRAILING TYPE UL/CSA DESINA DMAX = 9.3 MM, LENGTH (M) = TYPE: 6FX8002-2CC11 LENGTH (M) = 0 + 80 + 1 + 0 | 690 | TEM | 1 | MC | 9.831 | 1
6FX80022CC801AF0 | SIGNAL CABLE, PREASSEMBLED CUSTOM MADE LENGTH (M) = TYPE: 6FX8002-2CC80 LENGTH (M) = 0 + 0 + 5 + 0 | 177 | TEM | 1 | MC | 1.05 | 1
6FX80022CC801BA0 | SIGNAL CABLE, PREASSEMBLED CUSTOM MADE LENGTH (M) = TYPE: 6FX8002-2CC80 LENGTH (M) = 0 + 10 + 0 + 0 | 239 | TEM | 1 | MC | 2.05 | 1
6FX80022CC801BC0 | SIGNAL CABLE, PREASSEMBLED CUSTOM MADE LENGTH (M) = TYPE: 6FX8002-2CC80 LENGTH (M) = 0 + 10 + 2 + 0 | 263 | TEM | 1 | MC | 2.45 | 1
6FX80022CC801BF0 | SIGNAL CABLE, PREASSEMBLED CUSTOM MADE LENGTH (M) = TYPE: 6FX8002-2CC80 LENGTH (M) = 0 + 10 + 5 + 0 | 301 | TEM | 1 | MC | 3.05 | 1
6FX80022CC801CA0 | SIGNAL CABLE, PREASSEMBLED CUSTOM MADE LENGTH (M) = TYPE: 6FX8002-2CC80 LENGTH (M) = 0 + 20 + 0 + 0 | 362 | TEM | 1 | MC | 4.05 | 1
6FX80022CC801CF0 | SIGNAL CABLE, PREASSEMBLED CUSTOM MADE LENGTH (M) = TYPE: 6FX8002-2CC80 LENGTH (M) = 0 + 20 + 5 + 0 | 424 | TEM | 1 | MC | 5.05 | 1
6FX80022CC801FA0 | SIGNAL CABLE, PREASSEMBLED CUSTOM MADE LENGTH (M) = TYPE: 6FX8002-2CC80 LENGTH (M) = 0 + 50 + 0 + 0 | 734 | TEM | 1 | MC | 10.05 | 1
6FX80022CD011AA2 | SIGNAL CABLE, PREASSEMBLED FOR INCR. ENCODER TTL RS422 DC 5V, 6FX2001-2 TO FM357-2 4X(2X0.34) + 4X0.5 C CONNECTOR FULL THREAD M23 MOTION CONNECT 800PLUS TRAILING TYPE UL/CSA DESINA DMAX = 9.3 MM, LENGTH (M) = TYPE: 6FX8002-2CD01 LENGTH (M) = + 0 + 0 + 0 + 0,2 | 111 | TEM | 1 | MC | 0.138 | 1
6FX80022CD011AB0 | SIGNAL CABLE, PREASSEMBLED FOR INCR. ENCODER TTL RS422 DC 5V, 6FX2001-2 TO FM357-2 4X(2X0.34) + 4X0.5 C CONNECTOR FULL THREAD M23 MOTION CONNECT 800PLUS TRAILING TYPE UL/CSA DESINA DMAX = 9.3 MM, LENGTH (M) = TYPE: 6FX8002-2CD01 LENGTH (M) = + 0 + 0 + 1 + 0 | 111 | TEM | 1 | MC | 0.242 | 1
6FX80022CD011AC0 | SIGNAL CABLE, PREASSEMBLED FOR INCR. ENCODER TTL RS422 DC 5V, 6FX2001-2 TO FM357-2 4X(2X0.34) + 4X0.5 C CONNECTOR FULL THREAD M23 MOTION CONNECT 800PLUS TRAILING TYPE UL/CSA DESINA DMAX = 9.3 MM, LENGTH (M) = TYPE: 6FX8002-2CD01 LENGTH (M) = + 0 + 0 + 2 + 0 | 118 | TEM | 1 | MC | 0.372 | 1
6FX80022CD011AD0 | SIGNAL CABLE, PREASSEMBLED FOR INCR. ENCODER TTL RS422 DC 5V, 6FX2001-2 TO FM357-2 4X(2X0.34) + 4X0.5 C CONNECTOR FULL THREAD M23 MOTION CONNECT 800PLUS TRAILING TYPE UL/CSA DESINA DMAX = 9.3 MM, LENGTH (M) = TYPE: 6FX8002-2CD01 LENGTH (M) = + 0 + 0 + 3 + 0 | 125 | TEM | 1 | MC | 0.502 | 1
6FX80022CD011AF0 | SIGNAL CABLE, PREASSEMBLED FOR INCR. ENCODER TTL RS422 DC 5V, 6FX2001-2 TO FM357-2 4X(2X0.34) + 4X0.5 C CONNECTOR FULL THREAD M23 MOTION CONNECT 800PLUS TRAILING TYPE UL/CSA DESINA DMAX = 9.3 MM, LENGTH (M) = TYPE: 6FX8002-2CD01 LENGTH (M) = + 0 + 0 + 5 + 0 | 140 | TEM | 1 | MC | 0.762 | 1
6FX80022CD011AG0 | SIGNAL CABLE, PREASSEMBLED FOR INCR. ENCODER TTL RS422 DC 5V, 6FX2001-2 TO FM357-2 4X(2X0.34) + 4X0.5 C CONNECTOR FULL THREAD M23 MOTION CONNECT 800PLUS TRAILING TYPE UL/CSA DESINA DMAX = 9.3 MM, LENGTH (M) = TYPE: 6FX8002-2CD01 LENGTH (M) = + 0 + 0 + 6 + 0 | 147 | TEM | 1 | MC | 0.892 | 1
6FX80022CD011AH0 | SIGNAL CABLE, PREASSEMBLED FOR INCR. ENCODER TTL RS422 DC 5V, 6FX2001-2 TO FM357-2 4X(2X0.34) + 4X0.5 C CONNECTOR FULL THREAD M23 MOTION CONNECT 800PLUS TRAILING TYPE UL/CSA DESINA DMAX = 9.3 MM, LENGTH (M) = TYPE: 6FX8002-2CD01 LENGTH (M) = + 0 + 0 + 7 + 0 | 155 | TEM | 1 | MC | 1.022 | 1
6FX80022CD011AJ0 | SIGNAL CABLE, PREASSEMBLED FOR INCR. ENCODER TTL RS422 DC 5V, 6FX2001-2 TO FM357-2 4X(2X0.34) + 4X0.5 C CONNECTOR FULL THREAD M23 MOTION CONNECT 800PLUS TRAILING TYPE UL/CSA DESINA DMAX = 9.3 MM, LENGTH (M) = TYPE: 6FX8002-2CD01 LENGTH (M) = + 0 + 0 + 8 + 0 | 162 | TEM | 1 | MC | 1.152 | 1
6FX80022CD011AK0 | SIGNAL CABLE, PREASSEMBLED FOR INCR. ENCODER TTL RS422 DC 5V, 6FX2001-2 TO FM357-2 4X(2X0.34) + 4X0.5 C CONNECTOR FULL THREAD M23 MOTION CONNECT 800PLUS TRAILING TYPE UL/CSA DESINA DMAX = 9.3 MM, LENGTH (M) = TYPE: 6FX8002-2CD01 LENGTH (M) = + 0 + 0 + 9 + 0 | 169 | TEM | 1 | MC | 1.282 | 1
6FX80022CD011BA0 | SIGNAL CABLE, PREASSEMBLED FOR INCR. ENCODER TTL RS422 DC 5V, 6FX2001-2 TO FM357-2 4X(2X0.34) + 4X0.5 C CONNECTOR FULL THREAD M23 MOTION CONNECT 800PLUS TRAILING TYPE UL/CSA DESINA DMAX = 9.3 MM, LENGTH (M) = TYPE: 6FX8002-2CD01 LENGTH (M) = + 0 + 10 + 0 + 0 | 176 | TEM | 1 | MC | 1.412 | 1
6FX80022CD011BB0 | SIGNAL CABLE, PREASSEMBLED FOR INCR. ENCODER TTL RS422 DC 5V, 6FX2001-2 TO FM357-2 4X(2X0.34) + 4X0.5 C CONNECTOR FULL THREAD M23 MOTION CONNECT 800PLUS TRAILING TYPE UL/CSA DESINA DMAX = 9.3 MM, LENGTH (M) = TYPE: 6FX8002-2CD01 LENGTH (M) = + 0 + 10 + 1 + 0 | 184 | TEM | 1 | MC | 1.542 | 1
6FX80022CD011BB5 | SIGNAL CABLE, PREASSEMBLED FOR INCR. ENCODER TTL RS422 DC 5V, 6FX2001-2 TO FM357-2 4X(2X0.34) + 4X0.5 C CONNECTOR FULL THREAD M23 MOTION CONNECT 800PLUS TRAILING TYPE UL/CSA DESINA DMAX = 9.3 MM, LENGTH (M) = TYPE: 6FX8002-2CD01 LENGTH (M) = + 0 + 10 + 1 + 0,5 | 191 | TEM | 1 | MC | 1.607 | 1
6FX80022CD011BC0 | SIGNAL CABLE, PREASSEMBLED FOR INCR. ENCODER TTL RS422 DC 5V, 6FX2001-2 TO FM357-2 4X(2X0.34) + 4X0.5 C CONNECTOR FULL THREAD M23 MOTION CONNECT 800PLUS TRAILING TYPE UL/CSA DESINA DMAX = 9.3 MM, LENGTH (M) = TYPE: 6FX8002-2CD01 LENGTH (M) = + 0 + 10 + 2 + 0 | 191 | TEM | 1 | MC | 1.672 | 1
6FX80022CD011BD0 | SIGNAL CABLE, PREASSEMBLED FOR INCR. ENCODER TTL RS422 DC 5V, 6FX2001-2 TO FM357-2 4X(2X0.34) + 4X0.5 C CONNECTOR FULL THREAD M23 MOTION CONNECT 800PLUS TRAILING TYPE UL/CSA DESINA DMAX = 9.3 MM, LENGTH (M) = TYPE: 6FX8002-2CD01 LENGTH (M) = + 0 + 10 + 3 + 0 | 198 | TEM | 1 | MC | 1.802 | 1
6FX80022CD011BF0 | SIGNAL CABLE, PREASSEMBLED FOR INCR. ENCODER TTL RS422 DC 5V, 6FX2001-2 TO FM357-2 4X(2X0.34) + 4X0.5 C CONNECTOR FULL THREAD M23 MOTION CONNECT 800PLUS TRAILING TYPE UL/CSA DESINA DMAX = 9.3 MM, LENGTH (M) = TYPE: 6FX8002-2CD01 LENGTH (M) = + 0 + 10 + 5 + 0 | 213 | TEM | 1 | MC | 2.062 | 1
6FX80022CD011BH0 | SIGNAL CABLE, PREASSEMBLED FOR INCR. ENCODER TTL RS422 DC 5V, 6FX2001-2 TO FM357-2 4X(2X0.34) + 4X0.5 C CONNECTOR FULL THREAD M23 MOTION CONNECT 800PLUS TRAILING TYPE UL/CSA DESINA DMAX = 9.3 MM, LENGTH (M) = TYPE: 6FX8002-2CD01 LENGTH (M) = + 0 + 10 + 7 + 0 | 227 | TEM | 1 | MC | 2.322 | 1
6FX80022CD011BJ0 | SIGNAL CABLE, PREASSEMBLED FOR INCR. ENCODER TTL RS422 DC 5V, 6FX2001-2 TO FM357-2 4X(2X0.34) + 4X0.5 C CONNECTOR FULL THREAD M23 MOTION CONNECT 800PLUS TRAILING TYPE UL/CSA DESINA DMAX = 9.3 MM, LENGTH (M) = TYPE: 6FX8002-2CD01 LENGTH (M) = + 0 + 10 + 8 + 0 | 235 | TEM | 1 | MC | 2.452 | 1
6FX80022CD011CA0 | SIGNAL CABLE, PREASSEMBLED FOR INCR. ENCODER TTL RS422 DC 5V, 6FX2001-2 TO FM357-2 4X(2X0.34) + 4X0.5 C CONNECTOR FULL THREAD M23 MOTION CONNECT 800PLUS TRAILING TYPE UL/CSA DESINA DMAX = 9.3 MM, LENGTH (M) = TYPE: 6FX8002-2CD01 LENGTH (M) = + 0 + 20 + 0 + 0 | 249 | TEM | 1 | MC | 2.712 | 1
6FX80022CD011CF0 | SIGNAL CABLE, PREASSEMBLED FOR INCR. ENCODER TTL RS422 DC 5V, 6FX2001-2 TO FM357-2 4X(2X0.34) + 4X0.5 C CONNECTOR FULL THREAD M23 MOTION CONNECT 800PLUS TRAILING TYPE UL/CSA DESINA DMAX = 9.3 MM, LENGTH (M) = TYPE: 6FX8002-2CD01 LENGTH (M) = + 0 + 20 + 5 + 0 | 285 | TEM | 1 | MC | 3.362 | 1
6FX80022CD011CH0 | SIGNAL CABLE, PREASSEMBLED FOR INCR. ENCODER TTL RS422 DC 5V, 6FX2001-2 TO FM357-2 4X(2X0.34) + 4X0.5 C CONNECTOR FULL THREAD M23 MOTION CONNECT 800PLUS TRAILING TYPE UL/CSA DESINA DMAX = 9.3 MM, LENGTH (M) = TYPE: 6FX8002-2CD01 LENGTH (M) = + 0 + 20 + 7 + 0 | 300 | TEM | 1 | MC | 3.622 | 1
6FX80022CD011DA0 | SIGNAL CABLE, PREASSEMBLED FOR INCR. ENCODER TTL RS422 DC 5V, 6FX2001-2 TO FM357-2 4X(2X0.34) + 4X0.5 C CONNECTOR FULL THREAD M23 MOTION CONNECT 800PLUS TRAILING TYPE UL/CSA DESINA DMAX = 9.3 MM, LENGTH (M) = TYPE: 6FX8002-2CD01 LENGTH (M) = + 0 + 30 + 0 + 0 | 321 | TEM | 1 | MC | 4.012 | 1
6FX80022CD011DE0 | SIGNAL CABLE, PREASSEMBLED FOR INCR. ENCODER TTL RS422 DC 5V, 6FX2001-2 TO FM357-2 4X(2X0.34) + 4X0.5 C CONNECTOR FULL THREAD M23 MOTION CONNECT 800PLUS TRAILING TYPE UL/CSA DESINA DMAX = 9.3 MM, LENGTH (M) = TYPE: 6FX8002-2CD01 LENGTH (M) = + 0 + 30 + 4 + 0 | 350 | TEM | 1 | MC | 4.532 | 1
6FX80022CD011DJ0 | SIGNAL CABLE, PREASSEMBLED FOR INCR. ENCODER TTL RS422 DC 5V, 6FX2001-2 TO FM357-2 4X(2X0.34) + 4X0.5 C CONNECTOR FULL THREAD M23 MOTION CONNECT 800PLUS TRAILING TYPE UL/CSA DESINA DMAX = 9.3 MM, LENGTH (M) = TYPE: 6FX8002-2CD01 LENGTH (M) = + 0 + 30 + 8 + 0 | 380 | TEM | 1 | MC | 5.052 | 1
6FX80022CD241BA0 | SIGNAL CABLE, PREASSEMBLED FOR INCR. ENCODER TTL RS422 DC 24V, 6FX2001-2 4X(2X0.34) + 4X0.5 C CONNECTOR FULL THREAD M23 MOTION CONNECT 800PLUS TRAILING TYPE UL/CSA DESINA DMAX = 9.3 MM LENGTH (M) = TYPE: 6FX8002-2CD24 LENGTH (M) = 0 + 10 + 0 + 0 | 186 | TEM | 1 | MC | 1.31 | 1
6FX80022CD241BB0 | SIGNAL CABLE, PREASSEMBLED FOR INCR. ENCODER TTL RS422 DC 24V, 6FX2001-2 4X(2X0.34) + 4X0.5 C CONNECTOR FULL THREAD M23 MOTION CONNECT 800PLUS TRAILING TYPE UL/CSA DESINA DMAX = 9.3 MM LENGTH (M) = TYPE: 6FX8002-2CD24 LENGTH (M) = 0 + 10 + 1 + 0 | 194 | TEM | 1 | MC | 1.43 | 1
6FX80022CD241BF0 | SIGNAL CABLE, PREASSEMBLED FOR INCR. ENCODER TTL RS422 DC 24V, 6FX2001-2 4X(2X0.34) + 4X0.5 C CONNECTOR FULL THREAD M23 MOTION CONNECT 800PLUS TRAILING TYPE UL/CSA DESINA DMAX = 9.3 MM LENGTH (M) = TYPE: 6FX8002-2CD24 LENGTH (M) = 0 + 10 + 5 + 0 | 225 | TEM | 1 | MC | 1.91 | 1
6FX80022CD241CA0 | SIGNAL CABLE, PREASSEMBLED FOR INCR. ENCODER TTL RS422 DC 24V, 6FX2001-2 4X(2X0.34) + 4X0.5 C CONNECTOR FULL THREAD M23 MOTION CONNECT 800PLUS TRAILING TYPE UL/CSA DESINA DMAX = 9.3 MM LENGTH (M) = TYPE: 6FX8002-2CD24 LENGTH (M) = 0 + 20 + 0 + 0 | 263 | TEM | 1 | MC | 2.51 | 1
6FX80022CD241DF0 | SIGNAL CABLE, PREASSEMBLED FOR INCR. ENCODER TTL RS422 DC 24V, 6FX2001-2 4X(2X0.34) + 4X0.5 C CONNECTOR FULL THREAD M23 MOTION CONNECT 800PLUS TRAILING TYPE UL/CSA DESINA DMAX = 9.3 MM LENGTH (M) = TYPE: 6FX8002-2CD24 LENGTH (M) = 0 + 30 + 5 + 0 | 378 | TEM | 1 | MC | 4.31 | 1
6FX80022CD241EA0 | SIGNAL CABLE, PREASSEMBLED FOR INCR. ENCODER TTL RS422 DC 24V, 6FX2001-2 4X(2X0.34) + 4X0.5 C CONNECTOR FULL THREAD M23 MOTION CONNECT 800PLUS TRAILING TYPE UL/CSA DESINA DMAX = 9.3 MM LENGTH (M) = TYPE: 6FX8002-2CD24 LENGTH (M) = 0 + 40 + 0 + 0 | 417 | TEM | 1 | MC | 4.91 | 1
6FX80022CE311AK0 | SIGNAL CABLE, PREASSEMBLED TYPE: 6FX8002-2CE31 CUSTOM MADE LENGTH (M) = 0 + 0 + 9 + 0 | 303 | TEM | 1 | MC | 1.414 | 1
6FX80022CE311BB0 | SIGNAL CABLE, PREASSEMBLED TYPE: 6FX8002-2CE31 CUSTOM MADE LENGTH (M) = 0 + 10 + 1 + 0 | 324 | TEM | 1 | MC | 1.692 | 1
6FX80022CE311BC0 | SIGNAL CABLE, PREASSEMBLED TYPE: 6FX8002-2CE31 CUSTOM MADE LENGTH (M) = 0 + 10 + 2 + 0 | 335 | TEM | 1 | MC | 1.831 | 1
6FX80022CE311BF0 | SIGNAL CABLE, PREASSEMBLED TYPE: 6FX8002-2CE31 CUSTOM MADE LENGTH (M) = 0 + 10 + 5 + 0 | 368 | TEM | 1 | MC | 2.248 | 1
6FX80022CE311BK0 | SIGNAL CABLE, PREASSEMBLED TYPE: 6FX8002-2CE31 CUSTOM MADE LENGTH (M) = 0 + 10 + 9 + 0 | 411 | TEM | 1 | MC | 2.804 | 1
6FX80022CE311CA0 | SIGNAL CABLE, PREASSEMBLED TYPE: 6FX8002-2CE31 CUSTOM MADE LENGTH (M) = 0 + 20 + 0 + 0 | 423 | TEM | 1 | MC | 2.943 | 1
6FX80022CF021AB0 | SIGNAL CABLE, PREASSEMBLED FOR RESOLVER 3X(2X0.14)C + 4X0.14 + 2X0.5 C CONNECTOR FULL THREAD M23 MOTION CONNECT 800PLUS TRAILING TYPE, UL/CSA DESINA DMAX = 9.2 MM LENGTH (M) = TYPE: 6FX8002-2CF02 LENGTH (M) = 0 + 0 + 1 + 0 | 145 | TEM | 1 | MC | 0.236 | 1
6FX80022CF021AC0 | SIGNAL CABLE, PREASSEMBLED FOR RESOLVER 3X(2X0.14)C + 4X0.14 + 2X0.5 C CONNECTOR FULL THREAD M23 MOTION CONNECT 800PLUS TRAILING TYPE, UL/CSA DESINA DMAX = 9.2 MM LENGTH (M) = TYPE: 6FX8002-2CF02 LENGTH (M) = 0 + 0 + 2 + 0 | 155 | TEM | 1 | MC | 0.337 | 1
6FX80022CF021AC1 | SIGNAL CABLE, PREASSEMBLED FOR RESOLVER 3X(2X0.14)C + 4X0.14 + 2X0.5 C CONNECTOR FULL THREAD M23 MOTION CONNECT 800PLUS TRAILING TYPE, UL/CSA DESINA DMAX = 9.2 MM LENGTH (M) = TYPE: 6FX8002-2CF02 LENGTH (M) = 0 + 0 + 2 + 0,1 | 165 | TEM | 1 | MC | 0.347 | 1
6FX80022CF021AD0 | SIGNAL CABLE, PREASSEMBLED FOR RESOLVER 3X(2X0.14)C + 4X0.14 + 2X0.5 C CONNECTOR FULL THREAD M23 MOTION CONNECT 800PLUS TRAILING TYPE, UL/CSA DESINA DMAX = 9.2 MM LENGTH (M) = TYPE: 6FX8002-2CF02 LENGTH (M) = 0 + 0 + 3 + 0 | 165 | TEM | 1 | MC | 0.438 | 1
6FX80022CF021AE0 | SIGNAL CABLE, PREASSEMBLED FOR RESOLVER 3X(2X0.14)C + 4X0.14 + 2X0.5 C CONNECTOR FULL THREAD M23 MOTION CONNECT 800PLUS TRAILING TYPE, UL/CSA DESINA DMAX = 9.2 MM LENGTH (M) = TYPE: 6FX8002-2CF02 LENGTH (M) = 0 + 0 + 4 + 0 | 175 | TEM | 1 | MC | 0.539 | 1
6FX80022CF021AF0 | SIGNAL CABLE, PREASSEMBLED FOR RESOLVER 3X(2X0.14)C + 4X0.14 + 2X0.5 C CONNECTOR FULL THREAD M23 MOTION CONNECT 800PLUS TRAILING TYPE, UL/CSA DESINA DMAX = 9.2 MM LENGTH (M) = TYPE: 6FX8002-2CF02 LENGTH (M) = 0 + 0 + 5 + 0 | 185 | TEM | 1 | MC | 0.64 | 1
6FX80022CF021AF3 | SIGNAL CABLE, PREASSEMBLED FOR RESOLVER 3X(2X0.14)C + 4X0.14 + 2X0.5 C CONNECTOR FULL THREAD M23 MOTION CONNECT 800PLUS TRAILING TYPE, UL/CSA DESINA DMAX = 9.2 MM LENGTH (M) = TYPE: 6FX8002-2CF02 LENGTH (M) = 0 + 0 + 5 + 0,3 | 195 | TEM | 1 | MC | 0.67 | 1
6FX80022CF021AG0 | SIGNAL CABLE, PREASSEMBLED FOR RESOLVER 3X(2X0.14)C + 4X0.14 + 2X0.5 C CONNECTOR FULL THREAD M23 MOTION CONNECT 800PLUS TRAILING TYPE, UL/CSA DESINA DMAX = 9.2 MM LENGTH (M) = TYPE: 6FX8002-2CF02 LENGTH (M) = 0 + 0 + 6 + 0 | 195 | TEM | 1 | MC | 0.741 | 1
6FX80022CF021AH0 | SIGNAL CABLE, PREASSEMBLED FOR RESOLVER 3X(2X0.14)C + 4X0.14 + 2X0.5 C CONNECTOR FULL THREAD M23 MOTION CONNECT 800PLUS TRAILING TYPE, UL/CSA DESINA DMAX = 9.2 MM LENGTH (M) = TYPE: 6FX8002-2CF02 LENGTH (M) = 0 + 0 + 7 + 0 | 206 | TEM | 1 | MC | 0.842 | 1
6FX80022CF021AJ0 | SIGNAL CABLE, PREASSEMBLED FOR RESOLVER 3X(2X0.14)C + 4X0.14 + 2X0.5 C CONNECTOR FULL THREAD M23 MOTION CONNECT 800PLUS TRAILING TYPE, UL/CSA DESINA DMAX = 9.2 MM LENGTH (M) = TYPE: 6FX8002-2CF02 LENGTH (M) = 0 + 0 + 8 + 0 | 216 | TEM | 1 | MC | 0.943 | 1
6FX80022CF021AK0 | SIGNAL CABLE, PREASSEMBLED FOR RESOLVER 3X(2X0.14)C + 4X0.14 + 2X0.5 C CONNECTOR FULL THREAD M23 MOTION CONNECT 800PLUS TRAILING TYPE, UL/CSA DESINA DMAX = 9.2 MM LENGTH (M) = TYPE: 6FX8002-2CF02 LENGTH (M) = 0 + 0 + 9 + 0 | 226 | TEM | 1 | MC | 1.044 | 1
6FX80022CF021BA0 | SIGNAL CABLE, PREASSEMBLED FOR RESOLVER 3X(2X0.14)C + 4X0.14 + 2X0.5 C CONNECTOR FULL THREAD M23 MOTION CONNECT 800PLUS TRAILING TYPE, UL/CSA DESINA DMAX = 9.2 MM LENGTH (M) = TYPE: 6FX8002-2CF02 LENGTH (M) = 0 + 10 + 0 + 0 | 236 | TEM | 1 | MC | 1.145 | 1
6FX80022CF021BB0 | SIGNAL CABLE, PREASSEMBLED FOR RESOLVER 3X(2X0.14)C + 4X0.14 + 2X0.5 C CONNECTOR FULL THREAD M23 MOTION CONNECT 800PLUS TRAILING TYPE, UL/CSA DESINA DMAX = 9.2 MM LENGTH (M) = TYPE: 6FX8002-2CF02 LENGTH (M) = 0 + 10 + 1 + 0 | 246 | TEM | 1 | MC | 1.246 | 1
6FX80022CF021BC0 | SIGNAL CABLE, PREASSEMBLED FOR RESOLVER 3X(2X0.14)C + 4X0.14 + 2X0.5 C CONNECTOR FULL THREAD M23 MOTION CONNECT 800PLUS TRAILING TYPE, UL/CSA DESINA DMAX = 9.2 MM LENGTH (M) = TYPE: 6FX8002-2CF02 LENGTH (M) = 0 + 10 + 2 + 0 | 256 | TEM | 1 | MC | 1.347 | 1
6FX80022CF021BD0 | SIGNAL CABLE, PREASSEMBLED FOR RESOLVER 3X(2X0.14)C + 4X0.14 + 2X0.5 C CONNECTOR FULL THREAD M23 MOTION CONNECT 800PLUS TRAILING TYPE, UL/CSA DESINA DMAX = 9.2 MM LENGTH (M) = TYPE: 6FX8002-2CF02 LENGTH (M) = 0 + 10 + 3 + 0 | 266 | TEM | 1 | MC | 1.448 | 1
6FX80022CF021BE0 | SIGNAL CABLE, PREASSEMBLED FOR RESOLVER 3X(2X0.14)C + 4X0.14 + 2X0.5 C CONNECTOR FULL THREAD M23 MOTION CONNECT 800PLUS TRAILING TYPE, UL/CSA DESINA DMAX = 9.2 MM LENGTH (M) = TYPE: 6FX8002-2CF02 LENGTH (M) = 0 + 10 + 4 + 0 | 277 | TEM | 1 | MC | 1.549 | 1
6FX80022CF021BF0 | SIGNAL CABLE, PREASSEMBLED FOR RESOLVER 3X(2X0.14)C + 4X0.14 + 2X0.5 C CONNECTOR FULL THREAD M23 MOTION CONNECT 800PLUS TRAILING TYPE, UL/CSA DESINA DMAX = 9.2 MM LENGTH (M) = TYPE: 6FX8002-2CF02 LENGTH (M) = 0 + 10 + 5 + 0 | 287 | TEM | 1 | MC | 1.65 | 1
6FX80022CF021BG0 | SIGNAL CABLE, PREASSEMBLED FOR RESOLVER 3X(2X0.14)C + 4X0.14 + 2X0.5 C CONNECTOR FULL THREAD M23 MOTION CONNECT 800PLUS TRAILING TYPE, UL/CSA DESINA DMAX = 9.2 MM LENGTH (M) = TYPE: 6FX8002-2CF02 LENGTH (M) = 0 + 10 + 6 + 0 | 297 | TEM | 1 | MC | 1.751 | 1
6FX80022CF021BH0 | SIGNAL CABLE, PREASSEMBLED FOR RESOLVER 3X(2X0.14)C + 4X0.14 + 2X0.5 C CONNECTOR FULL THREAD M23 MOTION CONNECT 800PLUS TRAILING TYPE, UL/CSA DESINA DMAX = 9.2 MM LENGTH (M) = TYPE: 6FX8002-2CF02 LENGTH (M) = 0 + 10 + 7 + 0 | 307 | TEM | 1 | MC | 1.852 | 1
6FX80022CF021BJ0 | SIGNAL CABLE, PREASSEMBLED FOR RESOLVER 3X(2X0.14)C + 4X0.14 + 2X0.5 C CONNECTOR FULL THREAD M23 MOTION CONNECT 800PLUS TRAILING TYPE, UL/CSA DESINA DMAX = 9.2 MM LENGTH (M) = TYPE: 6FX8002-2CF02 LENGTH (M) = 0 + 10 + 8 + 0 | 317 | TEM | 1 | MC | 1.953 | 1
6FX80022CF021BK0 | SIGNAL CABLE, PREASSEMBLED FOR RESOLVER 3X(2X0.14)C + 4X0.14 + 2X0.5 C CONNECTOR FULL THREAD M23 MOTION CONNECT 800PLUS TRAILING TYPE, UL/CSA DESINA DMAX = 9.2 MM LENGTH (M) = TYPE: 6FX8002-2CF02 LENGTH (M) = 0 + 10 + 9 + 0 | 327 | TEM | 1 | MC | 2.054 | 1
6FX80022CF021CA0 | SIGNAL CABLE, PREASSEMBLED FOR RESOLVER 3X(2X0.14)C + 4X0.14 + 2X0.5 C CONNECTOR FULL THREAD M23 MOTION CONNECT 800PLUS TRAILING TYPE, UL/CSA DESINA DMAX = 9.2 MM LENGTH (M) = TYPE: 6FX8002-2CF02 LENGTH (M) = 0 + 20 + 0 + 0 | 338 | TEM | 1 | MC | 2.155 | 1
6FX80022CF021CB0 | SIGNAL CABLE, PREASSEMBLED FOR RESOLVER 3X(2X0.14)C + 4X0.14 + 2X0.5 C CONNECTOR FULL THREAD M23 MOTION CONNECT 800PLUS TRAILING TYPE, UL/CSA DESINA DMAX = 9.2 MM LENGTH (M) = TYPE: 6FX8002-2CF02 LENGTH (M) = 0 + 20 + 1 + 0 | 348 | TEM | 1 | MC | 2.256 | 1
6FX80022CF021CE0 | SIGNAL CABLE, PREASSEMBLED FOR RESOLVER 3X(2X0.14)C + 4X0.14 + 2X0.5 C CONNECTOR FULL THREAD M23 MOTION CONNECT 800PLUS TRAILING TYPE, UL/CSA DESINA DMAX = 9.2 MM LENGTH (M) = TYPE: 6FX8002-2CF02 LENGTH (M) = 0 + 20 + 4 + 0 | 378 | TEM | 1 | MC | 2.559 | 1
6FX80022CF021CF0 | SIGNAL CABLE, PREASSEMBLED FOR RESOLVER 3X(2X0.14)C + 4X0.14 + 2X0.5 C CONNECTOR FULL THREAD M23 MOTION CONNECT 800PLUS TRAILING TYPE, UL/CSA DESINA DMAX = 9.2 MM LENGTH (M) = TYPE: 6FX8002-2CF02 LENGTH (M) = 0 + 20 + 5 + 0 | 388 | TEM | 1 | MC | 2.66 | 1
6FX80022CF021CG0 | SIGNAL CABLE, PREASSEMBLED FOR RESOLVER 3X(2X0.14)C + 4X0.14 + 2X0.5 C CONNECTOR FULL THREAD M23 MOTION CONNECT 800PLUS TRAILING TYPE, UL/CSA DESINA DMAX = 9.2 MM LENGTH (M) = TYPE: 6FX8002-2CF02 LENGTH (M) = 0 + 20 + 6 + 0 | 398 | TEM | 1 | MC | 2.761 | 1
6FX80022CF021CH0 | SIGNAL CABLE, PREASSEMBLED FOR RESOLVER 3X(2X0.14)C + 4X0.14 + 2X0.5 C CONNECTOR FULL THREAD M23 MOTION CONNECT 800PLUS TRAILING TYPE, UL/CSA DESINA DMAX = 9.2 MM LENGTH (M) = TYPE: 6FX8002-2CF02 LENGTH (M) = 0 + 20 + 7 + 0 | 409 | TEM | 1 | MC | 2.862 | 1
6FX80022CF021CK0 | SIGNAL CABLE, PREASSEMBLED FOR RESOLVER 3X(2X0.14)C + 4X0.14 + 2X0.5 C CONNECTOR FULL THREAD M23 MOTION CONNECT 800PLUS TRAILING TYPE, UL/CSA DESINA DMAX = 9.2 MM LENGTH (M) = TYPE: 6FX8002-2CF02 LENGTH (M) = 0 + 20 + 9 + 0 | 429 | TEM | 1 | MC | 3.064 | 1
6FX80022CF021DA0 | SIGNAL CABLE, PREASSEMBLED FOR RESOLVER 3X(2X0.14)C + 4X0.14 + 2X0.5 C CONNECTOR FULL THREAD M23 MOTION CONNECT 800PLUS TRAILING TYPE, UL/CSA DESINA DMAX = 9.2 MM LENGTH (M) = TYPE: 6FX8002-2CF02 LENGTH (M) = 0 + 30 + 0 + 0 | 438 | TEM | 1 | MC | 3.165 | 1
6FX80022CF021DB0 | SIGNAL CABLE, PREASSEMBLED FOR RESOLVER 3X(2X0.14)C + 4X0.14 + 2X0.5 C CONNECTOR FULL THREAD M23 MOTION CONNECT 800PLUS TRAILING TYPE, UL/CSA DESINA DMAX = 9.2 MM LENGTH (M) = TYPE: 6FX8002-2CF02 LENGTH (M) = 0 + 30 + 1 + 0 | 448 | TEM | 1 | MC | 3.266 | 1
6FX80022CF021DC0 | SIGNAL CABLE, PREASSEMBLED FOR RESOLVER 3X(2X0.14)C + 4X0.14 + 2X0.5 C CONNECTOR FULL THREAD M23 MOTION CONNECT 800PLUS TRAILING TYPE, UL/CSA DESINA DMAX = 9.2 MM LENGTH (M) = TYPE: 6FX8002-2CF02 LENGTH (M) = 0 + 30 + 2 + 0 | 458 | TEM | 1 | MC | 3.367 | 1
6FX80022CF021DF0 | SIGNAL CABLE, PREASSEMBLED FOR RESOLVER 3X(2X0.14)C + 4X0.14 + 2X0.5 C CONNECTOR FULL THREAD M23 MOTION CONNECT 800PLUS TRAILING TYPE, UL/CSA DESINA DMAX = 9.2 MM LENGTH (M) = TYPE: 6FX8002-2CF02 LENGTH (M) = 0 + 30 + 5 + 0 | 489 | TEM | 1 | MC | 3.67 | 1
6FX80022CF021DK0 | SIGNAL CABLE, PREASSEMBLED FOR RESOLVER 3X(2X0.14)C + 4X0.14 + 2X0.5 C CONNECTOR FULL THREAD M23 MOTION CONNECT 800PLUS TRAILING TYPE, UL/CSA DESINA DMAX = 9.2 MM LENGTH (M) = TYPE: 6FX8002-2CF02 LENGTH (M) = 0 + 30 + 9 + 0 | 529 | TEM | 1 | MC | 4.074 | 1
6FX80022CF021EA0 | SIGNAL CABLE, PREASSEMBLED FOR RESOLVER 3X(2X0.14)C + 4X0.14 + 2X0.5 C CONNECTOR FULL THREAD M23 MOTION CONNECT 800PLUS TRAILING TYPE, UL/CSA DESINA DMAX = 9.2 MM LENGTH (M) = TYPE: 6FX8002-2CF02 LENGTH (M) = 0 + 40 + 0 + 0 | 540 | TEM | 1 | MC | 4.175 | 1
6FX80022CF021EB0 | SIGNAL CABLE, PREASSEMBLED FOR RESOLVER 3X(2X0.14)C + 4X0.14 + 2X0.5 C CONNECTOR FULL THREAD M23 MOTION CONNECT 800PLUS TRAILING TYPE, UL/CSA DESINA DMAX = 9.2 MM LENGTH (M) = TYPE: 6FX8002-2CF02 LENGTH (M) = 0 + 40 + 1 + 0 | 551 | TEM | 1 | MC | 4.276 | 1
6FX80022CF021EF0 | SIGNAL CABLE, PREASSEMBLED FOR RESOLVER 3X(2X0.14)C + 4X0.14 + 2X0.5 C CONNECTOR FULL THREAD M23 MOTION CONNECT 800PLUS TRAILING TYPE, UL/CSA DESINA DMAX = 9.2 MM LENGTH (M) = TYPE: 6FX8002-2CF02 LENGTH (M) = 0 + 40 + 5 + 0 | 591 | TEM | 1 | MC | 4.68 | 1
6FX80022CF021EJ0 | SIGNAL CABLE, PREASSEMBLED FOR RESOLVER 3X(2X0.14)C + 4X0.14 + 2X0.5 C CONNECTOR FULL THREAD M23 MOTION CONNECT 800PLUS TRAILING TYPE, UL/CSA DESINA DMAX = 9.2 MM LENGTH (M) = TYPE: 6FX8002-2CF02 LENGTH (M) = 0 + 40 + 8 + 0 | 622 | TEM | 1 | MC | 4.983 | 1
6FX80022CF021FA0 | SIGNAL CABLE, PREASSEMBLED FOR RESOLVER 3X(2X0.14)C + 4X0.14 + 2X0.5 C CONNECTOR FULL THREAD M23 MOTION CONNECT 800PLUS TRAILING TYPE, UL/CSA DESINA DMAX = 9.2 MM LENGTH (M) = TYPE: 6FX8002-2CF02 LENGTH (M) = 0 + 50 + 0 + 0 | 641 | TEM | 1 | MC | 5.185 | 1
6FX80022CF021FB0 | SIGNAL CABLE, PREASSEMBLED FOR RESOLVER 3X(2X0.14)C + 4X0.14 + 2X0.5 C CONNECTOR FULL THREAD M23 MOTION CONNECT 800PLUS TRAILING TYPE, UL/CSA DESINA DMAX = 9.2 MM LENGTH (M) = TYPE: 6FX8002-2CF02 LENGTH (M) = 0 + 50 + 1 + 0 | 651 | TEM | 1 | MC | 5.286 | 1
6FX80022CF021FD0 | SIGNAL CABLE, PREASSEMBLED FOR RESOLVER 3X(2X0.14)C + 4X0.14 + 2X0.5 C CONNECTOR FULL THREAD M23 MOTION CONNECT 800PLUS TRAILING TYPE, UL/CSA DESINA DMAX = 9.2 MM LENGTH (M) = TYPE: 6FX8002-2CF02 LENGTH (M) = 0 + 50 + 3 + 0 | 671 | TEM | 1 | MC | 5.488 | 1
6FX80022CF021FE0 | SIGNAL CABLE, PREASSEMBLED FOR RESOLVER 3X(2X0.14)C + 4X0.14 + 2X0.5 C CONNECTOR FULL THREAD M23 MOTION CONNECT 800PLUS TRAILING TYPE, UL/CSA DESINA DMAX = 9.2 MM LENGTH (M) = TYPE: 6FX8002-2CF02 LENGTH (M) = 0 + 50 + 4 + 0 | 681 | TEM | 1 | MC | 5.589 | 1
6FX80022CF021FF0 | SIGNAL CABLE, PREASSEMBLED FOR RESOLVER 3X(2X0.14)C + 4X0.14 + 2X0.5 C CONNECTOR FULL THREAD M23 MOTION CONNECT 800PLUS TRAILING TYPE, UL/CSA DESINA DMAX = 9.2 MM LENGTH (M) = TYPE: 6FX8002-2CF02 LENGTH (M) = 0 + 50 + 5 + 0 | 691 | TEM | 1 | MC | 5.69 | 1
6FX80022CF021GA0 | SIGNAL CABLE, PREASSEMBLED FOR RESOLVER 3X(2X0.14)C + 4X0.14 + 2X0.5 C CONNECTOR FULL THREAD M23 MOTION CONNECT 800PLUS TRAILING TYPE, UL/CSA DESINA DMAX = 9.2 MM LENGTH (M) = TYPE: 6FX8002-2CF02 LENGTH (M) = 0 + 60 + 0 + 0 | 741 | TEM | 1 | MC | 6.195 | 1
6FX80022CF021GB0 | SIGNAL CABLE, PREASSEMBLED FOR RESOLVER 3X(2X0.14)C + 4X0.14 + 2X0.5 C CONNECTOR FULL THREAD M23 MOTION CONNECT 800PLUS TRAILING TYPE, UL/CSA DESINA DMAX = 9.2 MM LENGTH (M) = TYPE: 6FX8002-2CF02 LENGTH (M) = 0 + 60 + 1 + 0 | 751 | TEM | 1 | MC | 6.296 | 1
6FX80022CF021JF0 | SIGNAL CABLE, PREASSEMBLED FOR RESOLVER 3X(2X0.14)C + 4X0.14 + 2X0.5 C CONNECTOR FULL THREAD M23 MOTION CONNECT 800PLUS TRAILING TYPE, UL/CSA DESINA DMAX = 9.2 MM LENGTH (M) = TYPE: 6FX8002-2CF02 LENGTH (M) = 0 + 80 + 5 + 0 | 997 | TEM | 1 | MC | 8.72 | 1
6FX80022CF021KA0 | SIGNAL CABLE, PREASSEMBLED FOR RESOLVER 3X(2X0.14)C + 4X0.14 + 2X0.5 C CONNECTOR FULL THREAD M23 MOTION CONNECT 800PLUS TRAILING TYPE, UL/CSA DESINA DMAX = 9.2 MM LENGTH (M) = TYPE: 6FX8002-2CF02 LENGTH (M) = 0 + 90 + 0 + 0 | 1047 | TEM | 1 | MC | 9.225 | 1
6FX80022CF022AA0 | SIGNAL CABLE, PREASSEMBLED FOR RESOLVER 3X(2X0.14)C + 4X0.14 + 2X0.5 C CONNECTOR FULL THREAD M23 MOTION CONNECT 800PLUS TRAILING TYPE, UL/CSA DESINA DMAX = 9.2 MM LENGTH (M) = TYPE: 6FX8002-2CF02 LENGTH (M) = 100 + 0 + 0 + 0 | 1149 | TEM | 1 | MC | 10.235 | 1
6FX80022CF041AB0 | SIGNAL CABLE EXTENSION FOR BASE 6FX8002-2CF02-XXXX 3X(2X0.14)C + 4X0.14 + 2X0.5 C CONNECTOR FULL THREAD M23 MOTION CONNECT 800PLUS TRAILING TYPE, UL/CSA DESINA DMAX = 9.2 MM LENGTH (M) = TYPE: 6FX8002-2CF04 LENGTH (M) = 0 + 0 + 1 + 0 | 165 | TEM | 1 | MC | 0.288 | 1
6FX80022CF041AC0 | SIGNAL CABLE EXTENSION FOR BASE 6FX8002-2CF02-XXXX 3X(2X0.14)C + 4X0.14 + 2X0.5 C CONNECTOR FULL THREAD M23 MOTION CONNECT 800PLUS TRAILING TYPE, UL/CSA DESINA DMAX = 9.2 MM LENGTH (M) = TYPE: 6FX8002-2CF04 LENGTH (M) = 0 + 0 + 2 + 0 | 175 | TEM | 1 | MC | 0.389 | 1
6FX80022CF041AD0 | SIGNAL CABLE EXTENSION FOR BASE 6FX8002-2CF02-XXXX 3X(2X0.14)C + 4X0.14 + 2X0.5 C CONNECTOR FULL THREAD M23 MOTION CONNECT 800PLUS TRAILING TYPE, UL/CSA DESINA DMAX = 9.2 MM LENGTH (M) = TYPE: 6FX8002-2CF04 LENGTH (M) = 0 + 0 + 3 + 0 | 185 | TEM | 1 | MC | 0.49 | 1
6FX80022CF041AF0 | SIGNAL CABLE EXTENSION FOR BASE 6FX8002-2CF02-XXXX 3X(2X0.14)C + 4X0.14 + 2X0.5 C CONNECTOR FULL THREAD M23 MOTION CONNECT 800PLUS TRAILING TYPE, UL/CSA DESINA DMAX = 9.2 MM LENGTH (M) = TYPE: 6FX8002-2CF04 LENGTH (M) = 0 + 0 + 5 + 0 | 206 | TEM | 1 | MC | 0.692 | 1
6FX80022CF041AG0 | SIGNAL CABLE EXTENSION FOR BASE 6FX8002-2CF02-XXXX 3X(2X0.14)C + 4X0.14 + 2X0.5 C CONNECTOR FULL THREAD M23 MOTION CONNECT 800PLUS TRAILING TYPE, UL/CSA DESINA DMAX = 9.2 MM LENGTH (M) = TYPE: 6FX8002-2CF04 LENGTH (M) = 0 + 0 + 6 + 0 | 216 | TEM | 1 | MC | 0.793 | 1
6FX80022CF041AH0 | SIGNAL CABLE EXTENSION FOR BASE 6FX8002-2CF02-XXXX 3X(2X0.14)C + 4X0.14 + 2X0.5 C CONNECTOR FULL THREAD M23 MOTION CONNECT 800PLUS TRAILING TYPE, UL/CSA DESINA DMAX = 9.2 MM LENGTH (M) = TYPE: 6FX8002-2CF04 LENGTH (M) = 0 + 0 + 7 + 0 | 226 | TEM | 1 | MC | 0.894 | 1
6FX80022CF041AJ0 | SIGNAL CABLE EXTENSION FOR BASE 6FX8002-2CF02-XXXX 3X(2X0.14)C + 4X0.14 + 2X0.5 C CONNECTOR FULL THREAD M23 MOTION CONNECT 800PLUS TRAILING TYPE, UL/CSA DESINA DMAX = 9.2 MM LENGTH (M) = TYPE: 6FX8002-2CF04 LENGTH (M) = 0 + 0 + 8 + 0 | 236 | TEM | 1 | MC | 0.995 | 1
6FX80022CF041AK0 | SIGNAL CABLE EXTENSION FOR BASE 6FX8002-2CF02-XXXX 3X(2X0.14)C + 4X0.14 + 2X0.5 C CONNECTOR FULL THREAD M23 MOTION CONNECT 800PLUS TRAILING TYPE, UL/CSA DESINA DMAX = 9.2 MM LENGTH (M) = TYPE: 6FX8002-2CF04 LENGTH (M) = 0 + 0 + 9 + 0 | 246 | TEM | 1 | MC | 1.096 | 1
6FX80022CF041BA0 | SIGNAL CABLE EXTENSION FOR BASE 6FX8002-2CF02-XXXX 3X(2X0.14)C + 4X0.14 + 2X0.5 C CONNECTOR FULL THREAD M23 MOTION CONNECT 800PLUS TRAILING TYPE, UL/CSA DESINA DMAX = 9.2 MM LENGTH (M) = TYPE: 6FX8002-2CF04 LENGTH (M) = 0 + 10 + 0 + 0 | 257 | TEM | 1 | MC | 1.197 | 1
6FX80022CF041BB0 | SIGNAL CABLE EXTENSION FOR BASE 6FX8002-2CF02-XXXX 3X(2X0.14)C + 4X0.14 + 2X0.5 C CONNECTOR FULL THREAD M23 MOTION CONNECT 800PLUS TRAILING TYPE, UL/CSA DESINA DMAX = 9.2 MM LENGTH (M) = TYPE: 6FX8002-2CF04 LENGTH (M) = 0 + 10 + 1 + 0 | 267 | TEM | 1 | MC | 1.298 | 1
6FX80022CF041BC0 | SIGNAL CABLE EXTENSION FOR BASE 6FX8002-2CF02-XXXX 3X(2X0.14)C + 4X0.14 + 2X0.5 C CONNECTOR FULL THREAD M23 MOTION CONNECT 800PLUS TRAILING TYPE, UL/CSA DESINA DMAX = 9.2 MM LENGTH (M) = TYPE: 6FX8002-2CF04 LENGTH (M) = 0 + 10 + 2 + 0 | 277 | TEM | 1 | MC | 1.399 | 1
6FX80022CF041BC5 | SIGNAL CABLE EXTENSION FOR BASE 6FX8002-2CF02-XXXX 3X(2X0.14)C + 4X0.14 + 2X0.5 C CONNECTOR FULL THREAD M23 MOTION CONNECT 800PLUS TRAILING TYPE, UL/CSA DESINA DMAX = 9.2 MM LENGTH (M) = TYPE: 6FX8002-2CF04 LENGTH (M) = 0 + 10 + 2 + 0,5 | 287 | TEM | 1 | MC | 1.45 | 1
6FX80022CF041BG0 | SIGNAL CABLE EXTENSION FOR BASE 6FX8002-2CF02-XXXX 3X(2X0.14)C + 4X0.14 + 2X0.5 C CONNECTOR FULL THREAD M23 MOTION CONNECT 800PLUS TRAILING TYPE, UL/CSA DESINA DMAX = 9.2 MM LENGTH (M) = TYPE: 6FX8002-2CF04 LENGTH (M) = 0 + 10 + 6 + 0 | 317 | TEM | 1 | MC | 1.803 | 1
6FX80022CF041BH0 | SIGNAL CABLE EXTENSION FOR BASE 6FX8002-2CF02-XXXX 3X(2X0.14)C + 4X0.14 + 2X0.5 C CONNECTOR FULL THREAD M23 MOTION CONNECT 800PLUS TRAILING TYPE, UL/CSA DESINA DMAX = 9.2 MM LENGTH (M) = TYPE: 6FX8002-2CF04 LENGTH (M) = 0 + 10 + 7 + 0 | 328 | TEM | 1 | MC | 1.904 | 1
6FX80022CF041CE0 | SIGNAL CABLE EXTENSION FOR BASE 6FX8002-2CF02-XXXX 3X(2X0.14)C + 4X0.14 + 2X0.5 C CONNECTOR FULL THREAD M23 MOTION CONNECT 800PLUS TRAILING TYPE, UL/CSA DESINA DMAX = 9.2 MM LENGTH (M) = TYPE: 6FX8002-2CF04 LENGTH (M) = 0 + 20 + 4 + 0 | 399 | TEM | 1 | MC | 2.611 | 1
6FX80022CF041CF0 | SIGNAL CABLE EXTENSION FOR BASE 6FX8002-2CF02-XXXX 3X(2X0.14)C + 4X0.14 + 2X0.5 C CONNECTOR FULL THREAD M23 MOTION CONNECT 800PLUS TRAILING TYPE, UL/CSA DESINA DMAX = 9.2 MM LENGTH (M) = TYPE: 6FX8002-2CF04 LENGTH (M) = 0 + 20 + 5 + 0 | 409 | TEM | 1 | MC | 2.712 | 1
6FX80022CF201AB0 | SIGNAL CABLE PREASSAMBLED TYPE: 6FX8002-2CF20 FOR RESOLVER IN MOTOR AH20 3X(2X0.14)C + 4X0.14 + 2X0.5 C CONNECTOR FULL THREAD M17 MOTION CONNECT 800PLUS TRAILING TYPE, UL/CSA DESINA DMAX = 9.2 MM LENGTH (M) = 0 + 0 + 1 + 0 | 163 | TEM | 1 | MC | 0.121 | 1
6FX80022CF201AD0 | SIGNAL CABLE PREASSAMBLED TYPE: 6FX8002-2CF20 FOR RESOLVER IN MOTOR AH20 3X(2X0.14)C + 4X0.14 + 2X0.5 C CONNECTOR FULL THREAD M17 MOTION CONNECT 800PLUS TRAILING TYPE, UL/CSA DESINA DMAX = 9.2 MM LENGTH (M) = 0 + 0 + 3 + 0 | 182 | TEM | 1 | MC | 0.361 | 1
6FX80022CF201BA0 | SIGNAL CABLE PREASSAMBLED TYPE: 6FX8002-2CF20 FOR RESOLVER IN MOTOR AH20 3X(2X0.14)C + 4X0.14 + 2X0.5 C CONNECTOR FULL THREAD M17 MOTION CONNECT 800PLUS TRAILING TYPE, UL/CSA DESINA DMAX = 9.2 MM LENGTH (M) = 0 + 10 + 0 + 0 | 249 | TEM | 1 | MC | 1.201 | 1
6FX80022CF201BC0 | SIGNAL CABLE PREASSAMBLED TYPE: 6FX8002-2CF20 FOR RESOLVER IN MOTOR AH20 3X(2X0.14)C + 4X0.14 + 2X0.5 C CONNECTOR FULL THREAD M17 MOTION CONNECT 800PLUS TRAILING TYPE, UL/CSA DESINA DMAX = 9.2 MM LENGTH (M) = 0 + 10 + 2 + 0 | 268 | TEM | 1 | MC | 1.441 | 1
6FX80022CF241AD0 | SIGNAL CABLE EXTENSION TYPE: 6FX8002-2CF24 FOR BASE 6FX8002-2CF20-XXXX 3X(2X0.14)C + 4X0.14 + 2X0.5 C CONNECTOR FULL THREAD M17 MOTION CONNECT 800PLUS TRAILING TYPE, UL/CSA DESINA DMAX = 9.2 MM LENGTH (M) = 0 + 0 + 3 + 0 | 230 | TEM | 1 | MC | 0.474 | 1
6FX80022CF241BC0 | SIGNAL CABLE EXTENSION TYPE: 6FX8002-2CF24 FOR BASE 6FX8002-2CF20-XXXX 3X(2X0.14)C + 4X0.14 + 2X0.5 C CONNECTOR FULL THREAD M17 MOTION CONNECT 800PLUS TRAILING TYPE, UL/CSA DESINA DMAX = 9.2 MM LENGTH (M) = 0 + 10 + 2 + 0 | 323 | TEM | 1 | MC | 1.383 | 1
6FX80022CG001AA5 | SIGNAL CABLE, PREASSEMBLED FOR INCREMENTAL ENCODER SIN/COS 1VPP, 6FX2001-3 4X(2X0.34) + 4X0.5 C CONNECTOR FULL THREAD M23 MOTION CONNECT 800PLUS TRAILING TYPE UL/CSA DESINA DMAX = 9.3 MM LENGTH (M) = TYPE: 6FX8002-2CG00 LENGTH (M) = 0 + 0 + 0 + 0,5 | 111 | TEM | 1 | MC | 0.182 | 1
6FX80022CG001AB0 | SIGNAL CABLE, PREASSEMBLED FOR INCREMENTAL ENCODER SIN/COS 1VPP, 6FX2001-3 4X(2X0.34) + 4X0.5 C CONNECTOR FULL THREAD M23 MOTION CONNECT 800PLUS TRAILING TYPE UL/CSA DESINA DMAX = 9.3 MM LENGTH (M) = TYPE: 6FX8002-2CG00 LENGTH (M) = 0 + 0 + 1 + 0 | 111 | TEM | 1 | MC | 0.242 | 1
6FX80022CG001AB2 | SIGNAL CABLE, PREASSEMBLED FOR INCREMENTAL ENCODER SIN/COS 1VPP, 6FX2001-3 4X(2X0.34) + 4X0.5 C CONNECTOR FULL THREAD M23 MOTION CONNECT 800PLUS TRAILING TYPE UL/CSA DESINA DMAX = 9.3 MM LENGTH (M) = TYPE: 6FX8002-2CG00 LENGTH (M) = 0 + 0 + 1 + 0,2 | 118 | TEM | 1 | MC | 0.265 | 1
6FX80022CG001AC0 | SIGNAL CABLE, PREASSEMBLED FOR INCREMENTAL ENCODER SIN/COS 1VPP, 6FX2001-3 4X(2X0.34) + 4X0.5 C CONNECTOR FULL THREAD M23 MOTION CONNECT 800PLUS TRAILING TYPE UL/CSA DESINA DMAX = 9.3 MM LENGTH (M) = TYPE: 6FX8002-2CG00 LENGTH (M) = 0 + 0 + 2 + 0 | 118 | TEM | 1 | MC | 0.362 | 1
6FX80022CG001AC5 | SIGNAL CABLE, PREASSEMBLED FOR INCREMENTAL ENCODER SIN/COS 1VPP, 6FX2001-3 4X(2X0.34) + 4X0.5 C CONNECTOR FULL THREAD M23 MOTION CONNECT 800PLUS TRAILING TYPE UL/CSA DESINA DMAX = 9.3 MM LENGTH (M) = TYPE: 6FX8002-2CG00 LENGTH (M) = 0 + 0 + 2 + 0,5 | 126 | TEM | 1 | MC | 0.421 | 1
6FX80022CG001AD0 | SIGNAL CABLE, PREASSEMBLED FOR INCREMENTAL ENCODER SIN/COS 1VPP, 6FX2001-3 4X(2X0.34) + 4X0.5 C CONNECTOR FULL THREAD M23 MOTION CONNECT 800PLUS TRAILING TYPE UL/CSA DESINA DMAX = 9.3 MM LENGTH (M) = TYPE: 6FX8002-2CG00 LENGTH (M) = 0 + 0 + 3 + 0 | 125 | TEM | 1 | MC | 0.482 | 1
6FX80022CG001AE0 | SIGNAL CABLE, PREASSEMBLED FOR INCREMENTAL ENCODER SIN/COS 1VPP, 6FX2001-3 4X(2X0.34) + 4X0.5 C CONNECTOR FULL THREAD M23 MOTION CONNECT 800PLUS TRAILING TYPE UL/CSA DESINA DMAX = 9.3 MM LENGTH (M) = TYPE: 6FX8002-2CG00 LENGTH (M) = 0 + 0 + 4 + 0 | 133 | TEM | 1 | MC | 0.602 | 1
6FX80022CG001AF0 | SIGNAL CABLE, PREASSEMBLED FOR INCREMENTAL ENCODER SIN/COS 1VPP, 6FX2001-3 4X(2X0.34) + 4X0.5 C CONNECTOR FULL THREAD M23 MOTION CONNECT 800PLUS TRAILING TYPE UL/CSA DESINA DMAX = 9.3 MM LENGTH (M) = TYPE: 6FX8002-2CG00 LENGTH (M) = 0 + 0 + 5 + 0 | 140 | TEM | 1 | MC | 0.722 | 1
6FX80022CG001AG0 | SIGNAL CABLE, PREASSEMBLED FOR INCREMENTAL ENCODER SIN/COS 1VPP, 6FX2001-3 4X(2X0.34) + 4X0.5 C CONNECTOR FULL THREAD M23 MOTION CONNECT 800PLUS TRAILING TYPE UL/CSA DESINA DMAX = 9.3 MM LENGTH (M) = TYPE: 6FX8002-2CG00 LENGTH (M) = 0 + 0 + 6 + 0 | 147 | TEM | 1 | MC | 0.842 | 1
6FX80022CG001AG2 | SIGNAL CABLE, PREASSEMBLED FOR INCREMENTAL ENCODER SIN/COS 1VPP, 6FX2001-3 4X(2X0.34) + 4X0.5 C CONNECTOR FULL THREAD M23 MOTION CONNECT 800PLUS TRAILING TYPE UL/CSA DESINA DMAX = 9.3 MM LENGTH (M) = TYPE: 6FX8002-2CG00 LENGTH (M) = 0 + 0 + 6 + 0,2 | 155 | TEM | 1 | MC | 0.865 | 1
6FX80022CG001AH0 | SIGNAL CABLE, PREASSEMBLED FOR INCREMENTAL ENCODER SIN/COS 1VPP, 6FX2001-3 4X(2X0.34) + 4X0.5 C CONNECTOR FULL THREAD M23 MOTION CONNECT 800PLUS TRAILING TYPE UL/CSA DESINA DMAX = 9.3 MM LENGTH (M) = TYPE: 6FX8002-2CG00 LENGTH (M) = 0 + 0 + 7 + 0 | 155 | TEM | 1 | MC | 0.962 | 1
6FX80022CG001AH4 | SIGNAL CABLE, PREASSEMBLED FOR INCREMENTAL ENCODER SIN/COS 1VPP, 6FX2001-3 4X(2X0.34) + 4X0.5 C CONNECTOR FULL THREAD M23 MOTION CONNECT 800PLUS TRAILING TYPE UL/CSA DESINA DMAX = 9.3 MM LENGTH (M) = TYPE: 6FX8002-2CG00 LENGTH (M) = 0 + 0 + 7 + 0,4 | 162 | TEM | 1 | MC | 1.009 | 1
6FX80022CG001AJ0 | SIGNAL CABLE, PREASSEMBLED FOR INCREMENTAL ENCODER SIN/COS 1VPP, 6FX2001-3 4X(2X0.34) + 4X0.5 C CONNECTOR FULL THREAD M23 MOTION CONNECT 800PLUS TRAILING TYPE UL/CSA DESINA DMAX = 9.3 MM LENGTH (M) = TYPE: 6FX8002-2CG00 LENGTH (M) = 0 + 0 + 8 + 0 | 162 | TEM | 1 | MC | 1.082 | 1
6FX80022CG001AJ2 | SIGNAL CABLE, PREASSEMBLED FOR INCREMENTAL ENCODER SIN/COS 1VPP, 6FX2001-3 4X(2X0.34) + 4X0.5 C CONNECTOR FULL THREAD M23 MOTION CONNECT 800PLUS TRAILING TYPE UL/CSA DESINA DMAX = 9.3 MM LENGTH (M) = TYPE: 6FX8002-2CG00 LENGTH (M) = 0 + 0 + 8 + 0,2 | 169 | TEM | 1 | MC | 1.105 | 1
6FX80022CG001AK0 | SIGNAL CABLE, PREASSEMBLED FOR INCREMENTAL ENCODER SIN/COS 1VPP, 6FX2001-3 4X(2X0.34) + 4X0.5 C CONNECTOR FULL THREAD M23 MOTION CONNECT 800PLUS TRAILING TYPE UL/CSA DESINA DMAX = 9.3 MM LENGTH (M) = TYPE: 6FX8002-2CG00 LENGTH (M) = 0 + 0 + 9 + 0 | 169 | TEM | 1 | MC | 1.202 | 1
6FX80022CG001BA0 | SIGNAL CABLE, PREASSEMBLED FOR INCREMENTAL ENCODER SIN/COS 1VPP, 6FX2001-3 4X(2X0.34) + 4X0.5 C CONNECTOR FULL THREAD M23 MOTION CONNECT 800PLUS TRAILING TYPE UL/CSA DESINA DMAX = 9.3 MM LENGTH (M) = TYPE: 6FX8002-2CG00 LENGTH (M) = 0 + 10 + 0 + 0 | 176 | TEM | 1 | MC | 1.322 | 1
6FX80022CG001BB0 | SIGNAL CABLE, PREASSEMBLED FOR INCREMENTAL ENCODER SIN/COS 1VPP, 6FX2001-3 4X(2X0.34) + 4X0.5 C CONNECTOR FULL THREAD M23 MOTION CONNECT 800PLUS TRAILING TYPE UL/CSA DESINA DMAX = 9.3 MM LENGTH (M) = TYPE: 6FX8002-2CG00 LENGTH (M) = 0 + 10 + 1 + 0 | 184 | TEM | 1 | MC | 1.441 | 1
6FX80022CG001BC0 | SIGNAL CABLE, PREASSEMBLED FOR INCREMENTAL ENCODER SIN/COS 1VPP, 6FX2001-3 4X(2X0.34) + 4X0.5 C CONNECTOR FULL THREAD M23 MOTION CONNECT 800PLUS TRAILING TYPE UL/CSA DESINA DMAX = 9.3 MM LENGTH (M) = TYPE: 6FX8002-2CG00 LENGTH (M) = 0 + 10 + 2 + 0 | 191 | TEM | 1 | MC | 1.561 | 1
6FX80022CG001BD0 | SIGNAL CABLE, PREASSEMBLED FOR INCREMENTAL ENCODER SIN/COS 1VPP, 6FX2001-3 4X(2X0.34) + 4X0.5 C CONNECTOR FULL THREAD M23 MOTION CONNECT 800PLUS TRAILING TYPE UL/CSA DESINA DMAX = 9.3 MM LENGTH (M) = TYPE: 6FX8002-2CG00 LENGTH (M) = 0 + 10 + 3 + 0 | 198 | TEM | 1 | MC | 1.681 | 1
6FX80022CG001BE0 | SIGNAL CABLE, PREASSEMBLED FOR INCREMENTAL ENCODER SIN/COS 1VPP, 6FX2001-3 4X(2X0.34) + 4X0.5 C CONNECTOR FULL THREAD M23 MOTION CONNECT 800PLUS TRAILING TYPE UL/CSA DESINA DMAX = 9.3 MM LENGTH (M) = TYPE: 6FX8002-2CG00 LENGTH (M) = 0 + 10 + 4 + 0 | 206 | TEM | 1 | MC | 1.801 | 1
6FX80022CG001BF0 | SIGNAL CABLE, PREASSEMBLED FOR INCREMENTAL ENCODER SIN/COS 1VPP, 6FX2001-3 4X(2X0.34) + 4X0.5 C CONNECTOR FULL THREAD M23 MOTION CONNECT 800PLUS TRAILING TYPE UL/CSA DESINA DMAX = 9.3 MM LENGTH (M) = TYPE: 6FX8002-2CG00 LENGTH (M) = 0 + 10 + 5 + 0 | 213 | TEM | 1 | MC | 1.921 | 1
6FX80022CG001BG0 | SIGNAL CABLE, PREASSEMBLED FOR INCREMENTAL ENCODER SIN/COS 1VPP, 6FX2001-3 4X(2X0.34) + 4X0.5 C CONNECTOR FULL THREAD M23 MOTION CONNECT 800PLUS TRAILING TYPE UL/CSA DESINA DMAX = 9.3 MM LENGTH (M) = TYPE: 6FX8002-2CG00 LENGTH (M) = 0 + 10 + 6 + 0 | 220 | TEM | 1 | MC | 2.041 | 1
6FX80022CG001BH0 | SIGNAL CABLE, PREASSEMBLED FOR INCREMENTAL ENCODER SIN/COS 1VPP, 6FX2001-3 4X(2X0.34) + 4X0.5 C CONNECTOR FULL THREAD M23 MOTION CONNECT 800PLUS TRAILING TYPE UL/CSA DESINA DMAX = 9.3 MM LENGTH (M) = TYPE: 6FX8002-2CG00 LENGTH (M) = 0 + 10 + 7 + 0 | 228 | TEM | 1 | MC | 2.161 | 1
6FX80022CG001BJ0 | SIGNAL CABLE, PREASSEMBLED FOR INCREMENTAL ENCODER SIN/COS 1VPP, 6FX2001-3 4X(2X0.34) + 4X0.5 C CONNECTOR FULL THREAD M23 MOTION CONNECT 800PLUS TRAILING TYPE UL/CSA DESINA DMAX = 9.3 MM LENGTH (M) = TYPE: 6FX8002-2CG00 LENGTH (M) = 0 + 10 + 8 + 0 | 235 | TEM | 1 | MC | 2.281 | 1
6FX80022CG001BK0 | SIGNAL CABLE, PREASSEMBLED FOR INCREMENTAL ENCODER SIN/COS 1VPP, 6FX2001-3 4X(2X0.34) + 4X0.5 C CONNECTOR FULL THREAD M23 MOTION CONNECT 800PLUS TRAILING TYPE UL/CSA DESINA DMAX = 9.3 MM LENGTH (M) = TYPE: 6FX8002-2CG00 LENGTH (M) = 0 + 10 + 9 + 0 | 242 | TEM | 1 | MC | 2.401 | 1
6FX80022CG001CA0 | SIGNAL CABLE, PREASSEMBLED FOR INCREMENTAL ENCODER SIN/COS 1VPP, 6FX2001-3 4X(2X0.34) + 4X0.5 C CONNECTOR FULL THREAD M23 MOTION CONNECT 800PLUS TRAILING TYPE UL/CSA DESINA DMAX = 9.3 MM LENGTH (M) = TYPE: 6FX8002-2CG00 LENGTH (M) = 0 + 20 + 0 + 0 | 249 | TEM | 1 | MC | 2.522 | 1
6FX80022CG001CC0 | SIGNAL CABLE, PREASSEMBLED FOR INCREMENTAL ENCODER SIN/COS 1VPP, 6FX2001-3 4X(2X0.34) + 4X0.5 C CONNECTOR FULL THREAD M23 MOTION CONNECT 800PLUS TRAILING TYPE UL/CSA DESINA DMAX = 9.3 MM LENGTH (M) = TYPE: 6FX8002-2CG00 LENGTH (M) = 0 + 20 + 2 + 0 | 264 | TEM | 1 | MC | 2.761 | 1
6FX80022CG001CD0 | SIGNAL CABLE, PREASSEMBLED FOR INCREMENTAL ENCODER SIN/COS 1VPP, 6FX2001-3 4X(2X0.34) + 4X0.5 C CONNECTOR FULL THREAD M23 MOTION CONNECT 800PLUS TRAILING TYPE UL/CSA DESINA DMAX = 9.3 MM LENGTH (M) = TYPE: 6FX8002-2CG00 LENGTH (M) = 0 + 20 + 3 + 0 | 271 | TEM | 1 | MC | 2.881 | 1
6FX80022CG001CE0 | SIGNAL CABLE, PREASSEMBLED FOR INCREMENTAL ENCODER SIN/COS 1VPP, 6FX2001-3 4X(2X0.34) + 4X0.5 C CONNECTOR FULL THREAD M23 MOTION CONNECT 800PLUS TRAILING TYPE UL/CSA DESINA DMAX = 9.3 MM LENGTH (M) = TYPE: 6FX8002-2CG00 LENGTH (M) = 0 + 20 + 4 + 0 | 278 | TEM | 1 | MC | 3.001 | 1
6FX80022CG001CF0 | SIGNAL CABLE, PREASSEMBLED FOR INCREMENTAL ENCODER SIN/COS 1VPP, 6FX2001-3 4X(2X0.34) + 4X0.5 C CONNECTOR FULL THREAD M23 MOTION CONNECT 800PLUS TRAILING TYPE UL/CSA DESINA DMAX = 9.3 MM LENGTH (M) = TYPE: 6FX8002-2CG00 LENGTH (M) = 0 + 20 + 5 + 0 | 286 | TEM | 1 | MC | 3.121 | 1
6FX80022CG001CG0 | SIGNAL CABLE, PREASSEMBLED FOR INCREMENTAL ENCODER SIN/COS 1VPP, 6FX2001-3 4X(2X0.34) + 4X0.5 C CONNECTOR FULL THREAD M23 MOTION CONNECT 800PLUS TRAILING TYPE UL/CSA DESINA DMAX = 9.3 MM LENGTH (M) = TYPE: 6FX8002-2CG00 LENGTH (M) = 0 + 20 + 6 + 0 | 293 | TEM | 1 | MC | 3.241 | 1
6FX80022CG001CH0 | SIGNAL CABLE, PREASSEMBLED FOR INCREMENTAL ENCODER SIN/COS 1VPP, 6FX2001-3 4X(2X0.34) + 4X0.5 C CONNECTOR FULL THREAD M23 MOTION CONNECT 800PLUS TRAILING TYPE UL/CSA DESINA DMAX = 9.3 MM LENGTH (M) = TYPE: 6FX8002-2CG00 LENGTH (M) = 0 + 20 + 7 + 0 | 300 | TEM | 1 | MC | 3.361 | 1
6FX80022CG001CJ0 | SIGNAL CABLE, PREASSEMBLED FOR INCREMENTAL ENCODER SIN/COS 1VPP, 6FX2001-3 4X(2X0.34) + 4X0.5 C CONNECTOR FULL THREAD M23 MOTION CONNECT 800PLUS TRAILING TYPE UL/CSA DESINA DMAX = 9.3 MM LENGTH (M) = TYPE: 6FX8002-2CG00 LENGTH (M) = 0 + 20 + 8 + 0 | 308 | TEM | 1 | MC | 3.481 | 1
6FX80022CG001DA0 | SIGNAL CABLE, PREASSEMBLED FOR INCREMENTAL ENCODER SIN/COS 1VPP, 6FX2001-3 4X(2X0.34) + 4X0.5 C CONNECTOR FULL THREAD M23 MOTION CONNECT 800PLUS TRAILING TYPE UL/CSA DESINA DMAX = 9.3 MM LENGTH (M) = TYPE: 6FX8002-2CG00 LENGTH (M) = 0 + 30 + 0 + 0 | 322 | TEM | 1 | MC | 3.722 | 1
6FX80022CG001DB0 | SIGNAL CABLE, PREASSEMBLED FOR INCREMENTAL ENCODER SIN/COS 1VPP, 6FX2001-3 4X(2X0.34) + 4X0.5 C CONNECTOR FULL THREAD M23 MOTION CONNECT 800PLUS TRAILING TYPE UL/CSA DESINA DMAX = 9.3 MM LENGTH (M) = TYPE: 6FX8002-2CG00 LENGTH (M) = 0 + 30 + 1 + 0 | 329 | TEM | 1 | MC | 3.841 | 1
6FX80022CG001DF0 | SIGNAL CABLE, PREASSEMBLED FOR INCREMENTAL ENCODER SIN/COS 1VPP, 6FX2001-3 4X(2X0.34) + 4X0.5 C CONNECTOR FULL THREAD M23 MOTION CONNECT 800PLUS TRAILING TYPE UL/CSA DESINA DMAX = 9.3 MM LENGTH (M) = TYPE: 6FX8002-2CG00 LENGTH (M) = 0 + 30 + 5 + 0 | 358 | TEM | 1 | MC | 4.321 | 1
6FX80022CG001FA0 | SIGNAL CABLE, PREASSEMBLED FOR INCREMENTAL ENCODER SIN/COS 1VPP, 6FX2001-3 4X(2X0.34) + 4X0.5 C CONNECTOR FULL THREAD M23 MOTION CONNECT 800PLUS TRAILING TYPE UL/CSA DESINA DMAX = 9.3 MM LENGTH (M) = TYPE: 6FX8002-2CG00 LENGTH (M) = 0 + 50 + 0 + 0 | 467 | TEM | 1 | MC | 6.122 | 1
6FX80022CH001AB0 | SIGNAL CABLE, PREASSEMBLED, FOR ABSOLUTE ENCODER ENDAT 6FX2001-5 3X(2X0.14)C + 4X0.14 + 2X0.5 C CONNECTOR FULL THREAD M23 MOTION CONNECT 800PLUS TRAILING TYPE UL/CSA DESINA DMAX = 9.2 MM LENGTH (M) = TYPE: 6FX8002-2CH00 LENGTH (M) = 0 + 0 + 1 + 0 | 149 | TEM | 1 | MC | 0.238 | 1
6FX80022CH001AB5 | SIGNAL CABLE, PREASSEMBLED, FOR ABSOLUTE ENCODER ENDAT 6FX2001-5 3X(2X0.14)C + 4X0.14 + 2X0.5 C CONNECTOR FULL THREAD M23 MOTION CONNECT 800PLUS TRAILING TYPE UL/CSA DESINA DMAX = 9.2 MM LENGTH (M) = TYPE: 6FX8002-2CH00 LENGTH (M) = 0 + 0 + 1 + 0,5 | 159 | TEM | 1 | MC | 0.288 | 1
6FX80022CH001AC0 | SIGNAL CABLE, PREASSEMBLED, FOR ABSOLUTE ENCODER ENDAT 6FX2001-5 3X(2X0.14)C + 4X0.14 + 2X0.5 C CONNECTOR FULL THREAD M23 MOTION CONNECT 800PLUS TRAILING TYPE UL/CSA DESINA DMAX = 9.2 MM LENGTH (M) = TYPE: 6FX8002-2CH00 LENGTH (M) = 0 + 0 + 2 + 0 | 159 | TEM | 1 | MC | 0.339 | 1
6FX80022CH001AD0 | SIGNAL CABLE, PREASSEMBLED, FOR ABSOLUTE ENCODER ENDAT 6FX2001-5 3X(2X0.14)C + 4X0.14 + 2X0.5 C CONNECTOR FULL THREAD M23 MOTION CONNECT 800PLUS TRAILING TYPE UL/CSA DESINA DMAX = 9.2 MM LENGTH (M) = TYPE: 6FX8002-2CH00 LENGTH (M) = 0 + 0 + 3 + 0 | 169 | TEM | 1 | MC | 0.44 | 1
6FX80022CH001AE0 | SIGNAL CABLE, PREASSEMBLED, FOR ABSOLUTE ENCODER ENDAT 6FX2001-5 3X(2X0.14)C + 4X0.14 + 2X0.5 C CONNECTOR FULL THREAD M23 MOTION CONNECT 800PLUS TRAILING TYPE UL/CSA DESINA DMAX = 9.2 MM LENGTH (M) = TYPE: 6FX8002-2CH00 LENGTH (M) = 0 + 0 + 4 + 0 | 179 | TEM | 1 | MC | 0.541 | 1
6FX80022CH001AF0 | SIGNAL CABLE, PREASSEMBLED, FOR ABSOLUTE ENCODER ENDAT 6FX2001-5 3X(2X0.14)C + 4X0.14 + 2X0.5 C CONNECTOR FULL THREAD M23 MOTION CONNECT 800PLUS TRAILING TYPE UL/CSA DESINA DMAX = 9.2 MM LENGTH (M) = TYPE: 6FX8002-2CH00 LENGTH (M) = 0 + 0 + 5 + 0 | 189 | TEM | 1 | MC | 0.642 | 1
6FX80022CH001AG0 | SIGNAL CABLE, PREASSEMBLED, FOR ABSOLUTE ENCODER ENDAT 6FX2001-5 3X(2X0.14)C + 4X0.14 + 2X0.5 C CONNECTOR FULL THREAD M23 MOTION CONNECT 800PLUS TRAILING TYPE UL/CSA DESINA DMAX = 9.2 MM LENGTH (M) = TYPE: 6FX8002-2CH00 LENGTH (M) = 0 + 0 + 6 + 0 | 199 | TEM | 1 | MC | 0.743 | 1
6FX80022CH001AG4 | SIGNAL CABLE, PREASSEMBLED, FOR ABSOLUTE ENCODER ENDAT 6FX2001-5 3X(2X0.14)C + 4X0.14 + 2X0.5 C CONNECTOR FULL THREAD M23 MOTION CONNECT 800PLUS TRAILING TYPE UL/CSA DESINA DMAX = 9.2 MM LENGTH (M) = TYPE: 6FX8002-2CH00 LENGTH (M) = 0 + 0 + 6 + 0,4 | 210 | TEM | 1 | MC | 0.782 | 1
6FX80022CH001AH0 | SIGNAL CABLE, PREASSEMBLED, FOR ABSOLUTE ENCODER ENDAT 6FX2001-5 3X(2X0.14)C + 4X0.14 + 2X0.5 C CONNECTOR FULL THREAD M23 MOTION CONNECT 800PLUS TRAILING TYPE UL/CSA DESINA DMAX = 9.2 MM LENGTH (M) = TYPE: 6FX8002-2CH00 LENGTH (M) = 0 + 0 + 7 + 0 | 210 | TEM | 1 | MC | 0.844 | 1
6FX80022CH001AJ0 | SIGNAL CABLE, PREASSEMBLED, FOR ABSOLUTE ENCODER ENDAT 6FX2001-5 3X(2X0.14)C + 4X0.14 + 2X0.5 C CONNECTOR FULL THREAD M23 MOTION CONNECT 800PLUS TRAILING TYPE UL/CSA DESINA DMAX = 9.2 MM LENGTH (M) = TYPE: 6FX8002-2CH00 LENGTH (M) = 0 + 0 + 8 + 0 | 220 | TEM | 1 | MC | 0.945 | 1
6FX80022CH001AJ8 | SIGNAL CABLE, PREASSEMBLED, FOR ABSOLUTE ENCODER ENDAT 6FX2001-5 3X(2X0.14)C + 4X0.14 + 2X0.5 C CONNECTOR FULL THREAD M23 MOTION CONNECT 800PLUS TRAILING TYPE UL/CSA DESINA DMAX = 9.2 MM LENGTH (M) = TYPE: 6FX8002-2CH00 LENGTH (M) = 0 + 0 + 8 + 0,8 | 230 | TEM | 1 | MC | 1.025 | 1
6FX80022CH001AK0 | SIGNAL CABLE, PREASSEMBLED, FOR ABSOLUTE ENCODER ENDAT 6FX2001-5 3X(2X0.14)C + 4X0.14 + 2X0.5 C CONNECTOR FULL THREAD M23 MOTION CONNECT 800PLUS TRAILING TYPE UL/CSA DESINA DMAX = 9.2 MM LENGTH (M) = TYPE: 6FX8002-2CH00 LENGTH (M) = 0 + 0 + 9 + 0 | 230 | TEM | 1 | MC | 1.046 | 1
6FX80022CH001AK5 | SIGNAL CABLE, PREASSEMBLED, FOR ABSOLUTE ENCODER ENDAT 6FX2001-5 3X(2X0.14)C + 4X0.14 + 2X0.5 C CONNECTOR FULL THREAD M23 MOTION CONNECT 800PLUS TRAILING TYPE UL/CSA DESINA DMAX = 9.2 MM LENGTH (M) = TYPE: 6FX8002-2CH00 LENGTH (M) = 0 + 0 + 9 + 0,5 | 240 | TEM | 1 | MC | 1.096 | 1
6FX80022CH001BA0 | SIGNAL CABLE, PREASSEMBLED, FOR ABSOLUTE ENCODER ENDAT 6FX2001-5 3X(2X0.14)C + 4X0.14 + 2X0.5 C CONNECTOR FULL THREAD M23 MOTION CONNECT 800PLUS TRAILING TYPE UL/CSA DESINA DMAX = 9.2 MM LENGTH (M) = TYPE: 6FX8002-2CH00 LENGTH (M) = 0 + 10 + 0 + 0 | 240 | TEM | 1 | MC | 1.147 | 1
6FX80022CH001BB0 | SIGNAL CABLE, PREASSEMBLED, FOR ABSOLUTE ENCODER ENDAT 6FX2001-5 3X(2X0.14)C + 4X0.14 + 2X0.5 C CONNECTOR FULL THREAD M23 MOTION CONNECT 800PLUS TRAILING TYPE UL/CSA DESINA DMAX = 9.2 MM LENGTH (M) = TYPE: 6FX8002-2CH00 LENGTH (M) = 0 + 10 + 1 + 0 | 250 | TEM | 1 | MC | 1.247 | 1
6FX80022CH001BB5 | SIGNAL CABLE, PREASSEMBLED, FOR ABSOLUTE ENCODER ENDAT 6FX2001-5 3X(2X0.14)C + 4X0.14 + 2X0.5 C CONNECTOR FULL THREAD M23 MOTION CONNECT 800PLUS TRAILING TYPE UL/CSA DESINA DMAX = 9.2 MM LENGTH (M) = TYPE: 6FX8002-2CH00 LENGTH (M) = 0 + 10 + 1 + 0,5 | 260 | TEM | 1 | MC | 1.297 | 1
6FX80022CH001BC0 | SIGNAL CABLE, PREASSEMBLED, FOR ABSOLUTE ENCODER ENDAT 6FX2001-5 3X(2X0.14)C + 4X0.14 + 2X0.5 C CONNECTOR FULL THREAD M23 MOTION CONNECT 800PLUS TRAILING TYPE UL/CSA DESINA DMAX = 9.2 MM LENGTH (M) = TYPE: 6FX8002-2CH00 LENGTH (M) = 0 + 10 + 2 + 0 | 260 | TEM | 1 | MC | 1.348 | 1
6FX80022CH001BC5 | SIGNAL CABLE, PREASSEMBLED, FOR ABSOLUTE ENCODER ENDAT 6FX2001-5 3X(2X0.14)C + 4X0.14 + 2X0.5 C CONNECTOR FULL THREAD M23 MOTION CONNECT 800PLUS TRAILING TYPE UL/CSA DESINA DMAX = 9.2 MM LENGTH (M) = TYPE: 6FX8002-2CH00 LENGTH (M) = 0 + 10 + 2 + 0,5 | 271 | TEM | 1 | MC | 1.398 | 1
6FX80022CH001BD0 | SIGNAL CABLE, PREASSEMBLED, FOR ABSOLUTE ENCODER ENDAT 6FX2001-5 3X(2X0.14)C + 4X0.14 + 2X0.5 C CONNECTOR FULL THREAD M23 MOTION CONNECT 800PLUS TRAILING TYPE UL/CSA DESINA DMAX = 9.2 MM LENGTH (M) = TYPE: 6FX8002-2CH00 LENGTH (M) = 0 + 10 + 3 + 0 | 270 | TEM | 1 | MC | 1.449 | 1
6FX80022CH001BE0 | SIGNAL CABLE, PREASSEMBLED, FOR ABSOLUTE ENCODER ENDAT 6FX2001-5 3X(2X0.14)C + 4X0.14 + 2X0.5 C CONNECTOR FULL THREAD M23 MOTION CONNECT 800PLUS TRAILING TYPE UL/CSA DESINA DMAX = 9.2 MM LENGTH (M) = TYPE: 6FX8002-2CH00 LENGTH (M) = 0 + 10 + 4 + 0 | 281 | TEM | 1 | MC | 1.55 | 1
6FX80022CH001BE5 | SIGNAL CABLE, PREASSEMBLED, FOR ABSOLUTE ENCODER ENDAT 6FX2001-5 3X(2X0.14)C + 4X0.14 + 2X0.5 C CONNECTOR FULL THREAD M23 MOTION CONNECT 800PLUS TRAILING TYPE UL/CSA DESINA DMAX = 9.2 MM LENGTH (M) = TYPE: 6FX8002-2CH00 LENGTH (M) = 0 + 10 + 4 + 0,5 | 291 | TEM | 1 | MC | 1.6 | 1
6FX80022CH001BF0 | SIGNAL CABLE, PREASSEMBLED, FOR ABSOLUTE ENCODER ENDAT 6FX2001-5 3X(2X0.14)C + 4X0.14 + 2X0.5 C CONNECTOR FULL THREAD M23 MOTION CONNECT 800PLUS TRAILING TYPE UL/CSA DESINA DMAX = 9.2 MM LENGTH (M) = TYPE: 6FX8002-2CH00 LENGTH (M) = 0 + 10 + 5 + 0 | 291 | TEM | 1 | MC | 1.651 | 1
6FX80022CH001BG0 | SIGNAL CABLE, PREASSEMBLED, FOR ABSOLUTE ENCODER ENDAT 6FX2001-5 3X(2X0.14)C + 4X0.14 + 2X0.5 C CONNECTOR FULL THREAD M23 MOTION CONNECT 800PLUS TRAILING TYPE UL/CSA DESINA DMAX = 9.2 MM LENGTH (M) = TYPE: 6FX8002-2CH00 LENGTH (M) = 0 + 10 + 6 + 0 | 301 | TEM | 1 | MC | 1.752 | 1
6FX80022CH001BH0 | SIGNAL CABLE, PREASSEMBLED, FOR ABSOLUTE ENCODER ENDAT 6FX2001-5 3X(2X0.14)C + 4X0.14 + 2X0.5 C CONNECTOR FULL THREAD M23 MOTION CONNECT 800PLUS TRAILING TYPE UL/CSA DESINA DMAX = 9.2 MM LENGTH (M) = TYPE: 6FX8002-2CH00 LENGTH (M) = 0 + 10 + 7 + 0 | 311 | TEM | 1 | MC | 1.853 | 1
6FX80022CH001BJ0 | SIGNAL CABLE, PREASSEMBLED, FOR ABSOLUTE ENCODER ENDAT 6FX2001-5 3X(2X0.14)C + 4X0.14 + 2X0.5 C CONNECTOR FULL THREAD M23 MOTION CONNECT 800PLUS TRAILING TYPE UL/CSA DESINA DMAX = 9.2 MM LENGTH (M) = TYPE: 6FX8002-2CH00 LENGTH (M) = 0 + 10 + 8 + 0 | 321 | TEM | 1 | MC | 1.954 | 1
6FX80022CH001BK0 | SIGNAL CABLE, PREASSEMBLED, FOR ABSOLUTE ENCODER ENDAT 6FX2001-5 3X(2X0.14)C + 4X0.14 + 2X0.5 C CONNECTOR FULL THREAD M23 MOTION CONNECT 800PLUS TRAILING TYPE UL/CSA DESINA DMAX = 9.2 MM LENGTH (M) = TYPE: 6FX8002-2CH00 LENGTH (M) = 0 + 10 + 9 + 0 | 331 | TEM | 1 | MC | 2.055 | 1
6FX80022CH001CA0 | SIGNAL CABLE, PREASSEMBLED, FOR ABSOLUTE ENCODER ENDAT 6FX2001-5 3X(2X0.14)C + 4X0.14 + 2X0.5 C CONNECTOR FULL THREAD M23 MOTION CONNECT 800PLUS TRAILING TYPE UL/CSA DESINA DMAX = 9.2 MM LENGTH (M) = TYPE: 6FX8002-2CH00 LENGTH (M) = 0 + 20 + 0 + 0 | 342 | TEM | 1 | MC | 2.157 | 1
6FX80022CH001CB0 | SIGNAL CABLE, PREASSEMBLED, FOR ABSOLUTE ENCODER ENDAT 6FX2001-5 3X(2X0.14)C + 4X0.14 + 2X0.5 C CONNECTOR FULL THREAD M23 MOTION CONNECT 800PLUS TRAILING TYPE UL/CSA DESINA DMAX = 9.2 MM LENGTH (M) = TYPE: 6FX8002-2CH00 LENGTH (M) = 0 + 20 + 1 + 0 | 352 | TEM | 1 | MC | 2.257 | 1
6FX80022CH001CC0 | SIGNAL CABLE, PREASSEMBLED, FOR ABSOLUTE ENCODER ENDAT 6FX2001-5 3X(2X0.14)C + 4X0.14 + 2X0.5 C CONNECTOR FULL THREAD M23 MOTION CONNECT 800PLUS TRAILING TYPE UL/CSA DESINA DMAX = 9.2 MM LENGTH (M) = TYPE: 6FX8002-2CH00 LENGTH (M) = 0 + 20 + 2 + 0 | 362 | TEM | 1 | MC | 2.358 | 1
6FX80022CH001CD0 | SIGNAL CABLE, PREASSEMBLED, FOR ABSOLUTE ENCODER ENDAT 6FX2001-5 3X(2X0.14)C + 4X0.14 + 2X0.5 C CONNECTOR FULL THREAD M23 MOTION CONNECT 800PLUS TRAILING TYPE UL/CSA DESINA DMAX = 9.2 MM LENGTH (M) = TYPE: 6FX8002-2CH00 LENGTH (M) = 0 + 20 + 3 + 0 | 372 | TEM | 1 | MC | 2.459 | 1
6FX80022CH001CE0 | SIGNAL CABLE, PREASSEMBLED, FOR ABSOLUTE ENCODER ENDAT 6FX2001-5 3X(2X0.14)C + 4X0.14 + 2X0.5 C CONNECTOR FULL THREAD M23 MOTION CONNECT 800PLUS TRAILING TYPE UL/CSA DESINA DMAX = 9.2 MM LENGTH (M) = TYPE: 6FX8002-2CH00 LENGTH (M) = 0 + 20 + 4 + 0 | 382 | TEM | 1 | MC | 2.56 | 1
6FX80022CH001CF0 | SIGNAL CABLE, PREASSEMBLED, FOR ABSOLUTE ENCODER ENDAT 6FX2001-5 3X(2X0.14)C + 4X0.14 + 2X0.5 C CONNECTOR FULL THREAD M23 MOTION CONNECT 800PLUS TRAILING TYPE UL/CSA DESINA DMAX = 9.2 MM LENGTH (M) = TYPE: 6FX8002-2CH00 LENGTH (M) = 0 + 20 + 5 + 0 | 392 | TEM | 1 | MC | 2.661 | 1
6FX80022CH001CG0 | SIGNAL CABLE, PREASSEMBLED, FOR ABSOLUTE ENCODER ENDAT 6FX2001-5 3X(2X0.14)C + 4X0.14 + 2X0.5 C CONNECTOR FULL THREAD M23 MOTION CONNECT 800PLUS TRAILING TYPE UL/CSA DESINA DMAX = 9.2 MM LENGTH (M) = TYPE: 6FX8002-2CH00 LENGTH (M) = 0 + 20 + 6 + 0 | 402 | TEM | 1 | MC | 2.762 | 1
6FX80022CH001CH0 | SIGNAL CABLE, PREASSEMBLED, FOR ABSOLUTE ENCODER ENDAT 6FX2001-5 3X(2X0.14)C + 4X0.14 + 2X0.5 C CONNECTOR FULL THREAD M23 MOTION CONNECT 800PLUS TRAILING TYPE UL/CSA DESINA DMAX = 9.2 MM LENGTH (M) = TYPE: 6FX8002-2CH00 LENGTH (M) = 0 + 20 + 7 + 0 | 413 | TEM | 1 | MC | 2.863 | 1
6FX80022CH001CJ0 | SIGNAL CABLE, PREASSEMBLED, FOR ABSOLUTE ENCODER ENDAT 6FX2001-5 3X(2X0.14)C + 4X0.14 + 2X0.5 C CONNECTOR FULL THREAD M23 MOTION CONNECT 800PLUS TRAILING TYPE UL/CSA DESINA DMAX = 9.2 MM LENGTH (M) = TYPE: 6FX8002-2CH00 LENGTH (M) = 0 + 20 + 8 + 0 | 423 | TEM | 1 | MC | 2.964 | 1
6FX80022CH001CK0 | SIGNAL CABLE, PREASSEMBLED, FOR ABSOLUTE ENCODER ENDAT 6FX2001-5 3X(2X0.14)C + 4X0.14 + 2X0.5 C CONNECTOR FULL THREAD M23 MOTION CONNECT 800PLUS TRAILING TYPE UL/CSA DESINA DMAX = 9.2 MM LENGTH (M) = TYPE: 6FX8002-2CH00 LENGTH (M) = 0 + 20 + 9 + 0 | 433 | TEM | 1 | MC | 3.065 | 1
6FX80022CH001DA0 | SIGNAL CABLE, PREASSEMBLED, FOR ABSOLUTE ENCODER ENDAT 6FX2001-5 3X(2X0.14)C + 4X0.14 + 2X0.5 C CONNECTOR FULL THREAD M23 MOTION CONNECT 800PLUS TRAILING TYPE UL/CSA DESINA DMAX = 9.2 MM LENGTH (M) = TYPE: 6FX8002-2CH00 LENGTH (M) = 0 + 30 + 0 + 0 | 442 | TEM | 1 | MC | 3.167 | 1
6FX80022CH001DB0 | SIGNAL CABLE, PREASSEMBLED, FOR ABSOLUTE ENCODER ENDAT 6FX2001-5 3X(2X0.14)C + 4X0.14 + 2X0.5 C CONNECTOR FULL THREAD M23 MOTION CONNECT 800PLUS TRAILING TYPE UL/CSA DESINA DMAX = 9.2 MM LENGTH (M) = TYPE: 6FX8002-2CH00 LENGTH (M) = 0 + 30 + 1 + 0 | 452 | TEM | 1 | MC | 3.267 | 1
6FX80022CH001DC0 | SIGNAL CABLE, PREASSEMBLED, FOR ABSOLUTE ENCODER ENDAT 6FX2001-5 3X(2X0.14)C + 4X0.14 + 2X0.5 C CONNECTOR FULL THREAD M23 MOTION CONNECT 800PLUS TRAILING TYPE UL/CSA DESINA DMAX = 9.2 MM LENGTH (M) = TYPE: 6FX8002-2CH00 LENGTH (M) = 0 + 30 + 2 + 0 | 462 | TEM | 1 | MC | 3.368 | 1
6FX80022CH001DD0 | SIGNAL CABLE, PREASSEMBLED, FOR ABSOLUTE ENCODER ENDAT 6FX2001-5 3X(2X0.14)C + 4X0.14 + 2X0.5 C CONNECTOR FULL THREAD M23 MOTION CONNECT 800PLUS TRAILING TYPE UL/CSA DESINA DMAX = 9.2 MM LENGTH (M) = TYPE: 6FX8002-2CH00 LENGTH (M) = 0 + 30 + 3 + 0 | 472 | TEM | 1 | MC | 3.469 | 1
6FX80022CH001DE0 | SIGNAL CABLE, PREASSEMBLED, FOR ABSOLUTE ENCODER ENDAT 6FX2001-5 3X(2X0.14)C + 4X0.14 + 2X0.5 C CONNECTOR FULL THREAD M23 MOTION CONNECT 800PLUS TRAILING TYPE UL/CSA DESINA DMAX = 9.2 MM LENGTH (M) = TYPE: 6FX8002-2CH00 LENGTH (M) = 0 + 30 + 4 + 0 | 483 | TEM | 1 | MC | 3.57 | 1
6FX80022CH001DF0 | SIGNAL CABLE, PREASSEMBLED, FOR ABSOLUTE ENCODER ENDAT 6FX2001-5 3X(2X0.14)C + 4X0.14 + 2X0.5 C CONNECTOR FULL THREAD M23 MOTION CONNECT 800PLUS TRAILING TYPE UL/CSA DESINA DMAX = 9.2 MM LENGTH (M) = TYPE: 6FX8002-2CH00 LENGTH (M) = 0 + 30 + 5 + 0 | 493 | TEM | 1 | MC | 3.671 | 1
6FX80022CH001DG0 | SIGNAL CABLE, PREASSEMBLED, FOR ABSOLUTE ENCODER ENDAT 6FX2001-5 3X(2X0.14)C + 4X0.14 + 2X0.5 C CONNECTOR FULL THREAD M23 MOTION CONNECT 800PLUS TRAILING TYPE UL/CSA DESINA DMAX = 9.2 MM LENGTH (M) = TYPE: 6FX8002-2CH00 LENGTH (M) = 0 + 30 + 6 + 0 | 503 | TEM | 1 | MC | 3.772 | 1
6FX80022CH001DJ0 | SIGNAL CABLE, PREASSEMBLED, FOR ABSOLUTE ENCODER ENDAT 6FX2001-5 3X(2X0.14)C + 4X0.14 + 2X0.5 C CONNECTOR FULL THREAD M23 MOTION CONNECT 800PLUS TRAILING TYPE UL/CSA DESINA DMAX = 9.2 MM LENGTH (M) = TYPE: 6FX8002-2CH00 LENGTH (M) = 0 + 30 + 8 + 0 | 523 | TEM | 1 | MC | 3.974 | 1
6FX80022CH001EA0 | SIGNAL CABLE, PREASSEMBLED, FOR ABSOLUTE ENCODER ENDAT 6FX2001-5 3X(2X0.14)C + 4X0.14 + 2X0.5 C CONNECTOR FULL THREAD M23 MOTION CONNECT 800PLUS TRAILING TYPE UL/CSA DESINA DMAX = 9.2 MM LENGTH (M) = TYPE: 6FX8002-2CH00 LENGTH (M) = 0 + 40 + 0 + 0 | 545 | TEM | 1 | MC | 4.177 | 1
6FX80022CH001EB0 | SIGNAL CABLE, PREASSEMBLED, FOR ABSOLUTE ENCODER ENDAT 6FX2001-5 3X(2X0.14)C + 4X0.14 + 2X0.5 C CONNECTOR FULL THREAD M23 MOTION CONNECT 800PLUS TRAILING TYPE UL/CSA DESINA DMAX = 9.2 MM LENGTH (M) = TYPE: 6FX8002-2CH00 LENGTH (M) = 0 + 40 + 1 + 0 | 555 | TEM | 1 | MC | 4.277 | 1
6FX80022CH001EE0 | SIGNAL CABLE, PREASSEMBLED, FOR ABSOLUTE ENCODER ENDAT 6FX2001-5 3X(2X0.14)C + 4X0.14 + 2X0.5 C CONNECTOR FULL THREAD M23 MOTION CONNECT 800PLUS TRAILING TYPE UL/CSA DESINA DMAX = 9.2 MM LENGTH (M) = TYPE: 6FX8002-2CH00 LENGTH (M) = 0 + 40 + 4 + 0 | 585 | TEM | 1 | MC | 4.58 | 1
6FX80022CH001EF0 | SIGNAL CABLE, PREASSEMBLED, FOR ABSOLUTE ENCODER ENDAT 6FX2001-5 3X(2X0.14)C + 4X0.14 + 2X0.5 C CONNECTOR FULL THREAD M23 MOTION CONNECT 800PLUS TRAILING TYPE UL/CSA DESINA DMAX = 9.2 MM LENGTH (M) = TYPE: 6FX8002-2CH00 LENGTH (M) = 0 + 40 + 5 + 0 | 595 | TEM | 1 | MC | 4.681 | 1
6FX80022CH001EG0 | SIGNAL CABLE, PREASSEMBLED, FOR ABSOLUTE ENCODER ENDAT 6FX2001-5 3X(2X0.14)C + 4X0.14 + 2X0.5 C CONNECTOR FULL THREAD M23 MOTION CONNECT 800PLUS TRAILING TYPE UL/CSA DESINA DMAX = 9.2 MM LENGTH (M) = TYPE: 6FX8002-2CH00 LENGTH (M) = 0 + 40 + 6 + 0 | 605 | TEM | 1 | MC | 4.782 | 1
6FX80022CH001EJ0 | SIGNAL CABLE, PREASSEMBLED, FOR ABSOLUTE ENCODER ENDAT 6FX2001-5 3X(2X0.14)C + 4X0.14 + 2X0.5 C CONNECTOR FULL THREAD M23 MOTION CONNECT 800PLUS TRAILING TYPE UL/CSA DESINA DMAX = 9.2 MM LENGTH (M) = TYPE: 6FX8002-2CH00 LENGTH (M) = 0 + 40 + 8 + 0 | 626 | TEM | 1 | MC | 4.984 | 1
6FX80022CH001EK0 | SIGNAL CABLE, PREASSEMBLED, FOR ABSOLUTE ENCODER ENDAT 6FX2001-5 3X(2X0.14)C + 4X0.14 + 2X0.5 C CONNECTOR FULL THREAD M23 MOTION CONNECT 800PLUS TRAILING TYPE UL/CSA DESINA DMAX = 9.2 MM LENGTH (M) = TYPE: 6FX8002-2CH00 LENGTH (M) = 0 + 40 + 9 + 0 | 636 | TEM | 1 | MC | 5.085 | 1
6FX80022CH001FA0 | SIGNAL CABLE, PREASSEMBLED, FOR ABSOLUTE ENCODER ENDAT 6FX2001-5 3X(2X0.14)C + 4X0.14 + 2X0.5 C CONNECTOR FULL THREAD M23 MOTION CONNECT 800PLUS TRAILING TYPE UL/CSA DESINA DMAX = 9.2 MM LENGTH (M) = TYPE: 6FX8002-2CH00 LENGTH (M) = 0 + 50 + 0 + 0 | 645 | TEM | 1 | MC | 5.187 | 1
6FX80022CH001FK0 | SIGNAL CABLE, PREASSEMBLED, FOR ABSOLUTE ENCODER ENDAT 6FX2001-5 3X(2X0.14)C + 4X0.14 + 2X0.5 C CONNECTOR FULL THREAD M23 MOTION CONNECT 800PLUS TRAILING TYPE UL/CSA DESINA DMAX = 9.2 MM LENGTH (M) = TYPE: 6FX8002-2CH00 LENGTH (M) = 0 + 50 + 9 + 0 | 736 | TEM | 1 | MC | 6.095 | 1
6FX80022CH001HG0 | SIGNAL CABLE, PREASSEMBLED, FOR ABSOLUTE ENCODER ENDAT 6FX2001-5 3X(2X0.14)C + 4X0.14 + 2X0.5 C CONNECTOR FULL THREAD M23 MOTION CONNECT 800PLUS TRAILING TYPE UL/CSA DESINA DMAX = 9.2 MM LENGTH (M) = TYPE: 6FX8002-2CH00 LENGTH (M) = 0 + 70 + 6 + 0 | 911 | TEM | 1 | MC | 7.812 | 1
6FX80022CH002BF0 | SIGNAL CABLE, PREASSEMBLED, FOR ABSOLUTE ENCODER ENDAT 6FX2001-5 3X(2X0.14)C + 4X0.14 + 2X0.5 C CONNECTOR FULL THREAD M23 MOTION CONNECT 800PLUS TRAILING TYPE UL/CSA DESINA DMAX = 9.2 MM LENGTH (M) = TYPE: 6FX8002-2CH00 LENGTH (M) = 100 + 10 + 5 + 0 | 1305 | TEM | 1 | MC | 11.751 | 1
6FX80022CH003BF0 | SIGNAL CABLE, PREASSEMBLED, FOR ABSOLUTE ENCODER ENDAT 6FX2001-5 3X(2X0.14)C + 4X0.14 + 2X0.5 C CONNECTOR FULL THREAD M23 MOTION CONNECT 800PLUS TRAILING TYPE UL/CSA DESINA DMAX = 9.2 MM LENGTH (M) = TYPE: 6FX8002-2CH00 LENGTH (M) = 200 + 10 + 5 + 0 | 2320 | TEM | 1 | MC | 21.851 | 1
6FX80022CN201AF0 | SIGNAL CABLE, PREASSEMBLED FOR INCR. ENCODER WITH C/D TRACKS IN MOTOR AH20, WITH CONNECTOR SPEED CONNECT M17 (3X2X0,14)C + 4X0,14 + 2X 0,5 + 4X0,22 C MOTION CONNECT 800PLUS TRAILING TYPE, UL/CSA DESINA DMAX = 9.8 MM LENGTH = TYPE: 6FX8002-2CN20 LENGTH (M) = 0 + 0 + 5 + 0 | 222 | TEM | 1 | MC | 0.829 | 1
6FX80022CN201BA0 | SIGNAL CABLE, PREASSEMBLED FOR INCR. ENCODER WITH C/D TRACKS IN MOTOR AH20, WITH CONNECTOR SPEED CONNECT M17 (3X2X0,14)C + 4X0,14 + 2X 0,5 + 4X0,22 C MOTION CONNECT 800PLUS TRAILING TYPE, UL/CSA DESINA DMAX = 9.8 MM LENGTH = TYPE: 6FX8002-2CN20 LENGTH (M) = 0 + 10 + 0 + 0 | 272 | TEM | 1 | MC | 1.524 | 1
6FX80022CN241BA0 | SIGNAL CABLE EXTENSION FOR BASE 6FX8002-2CN20-XXXX CONNECTOR SPEED CONNECT M17 (3X2X0,14)C + 4X0,14 + 2X 0,5 + 4X0,22 C MOTION CONNECT 800PLUS TRAILING TYPE, UL/CSA DESINA DMAX = 9.8 MM LENGTH = TYPE: 6FX8002-2CN24 LENGTH (M) = 0 + 10 + 0 + 0 | 330 | TEM | 1 | MC | 1.537 | 1
6FX80022CP001AA1 | SIGNAL CABLE, PREASSEMBLED TYPE: 6FX8002-2CP00 FOR HANDWHEEL 840D ON COM BOARD 4X(2X0.18) C MOTION CONNECT 800PLUS TRAILING TYPE, UL/CSA DESINA DMAX = 6.7 MM LENGTH (M) = 0 + 0 + 0 + 0,1 | 86.8 | TEM | 1 | MC | 0.019 | 1
6FX80022CP001AA2 | SIGNAL CABLE, PREASSEMBLED TYPE: 6FX8002-2CP00 FOR HANDWHEEL 840D ON COM BOARD 4X(2X0.18) C MOTION CONNECT 800PLUS TRAILING TYPE, UL/CSA DESINA DMAX = 6.7 MM LENGTH (M) = 0 + 0 + 0 + 0,2 | 86.8 | TEM | 1 | MC | 0.026 | 1
6FX80022CP001AA3 | SIGNAL CABLE, PREASSEMBLED TYPE: 6FX8002-2CP00 FOR HANDWHEEL 840D ON COM BOARD 4X(2X0.18) C MOTION CONNECT 800PLUS TRAILING TYPE, UL/CSA DESINA DMAX = 6.7 MM LENGTH (M) = 0 + 0 + 0 + 0,3 | 86.8 | TEM | 1 | MC | 0.034 | 1
6FX80022CP001AA5 | SIGNAL CABLE, PREASSEMBLED TYPE: 6FX8002-2CP00 FOR HANDWHEEL 840D ON COM BOARD 4X(2X0.18) C MOTION CONNECT 800PLUS TRAILING TYPE, UL/CSA DESINA DMAX = 6.7 MM LENGTH (M) = 0 + 0 + 0 + 0,5 | 86.8 | TEM | 1 | MC | 0.049 | 1
6FX80022CP001AA7 | SIGNAL CABLE, PREASSEMBLED TYPE: 6FX8002-2CP00 FOR HANDWHEEL 840D ON COM BOARD 4X(2X0.18) C MOTION CONNECT 800PLUS TRAILING TYPE, UL/CSA DESINA DMAX = 6.7 MM LENGTH (M) = 0 + 0 + 0 + 0,7 | 86.8 | TEM | 1 | MC | 0.064 | 1
6FX80022CP001AB0 | SIGNAL CABLE, PREASSEMBLED TYPE: 6FX8002-2CP00 FOR HANDWHEEL 840D ON COM BOARD 4X(2X0.18) C MOTION CONNECT 800PLUS TRAILING TYPE, UL/CSA DESINA DMAX = 6.7 MM LENGTH (M) = 0 + 0 + 1 + 0 | 86.8 | TEM | 1 | MC | 0.086 | 1
6FX80022CP001AB5 | SIGNAL CABLE, PREASSEMBLED TYPE: 6FX8002-2CP00 FOR HANDWHEEL 840D ON COM BOARD 4X(2X0.18) C MOTION CONNECT 800PLUS TRAILING TYPE, UL/CSA DESINA DMAX = 6.7 MM LENGTH (M) = 0 + 0 + 1 + 0,5 | 92.8 | TEM | 1 | MC | 0.124 | 1
6FX80022CP001AC0 | SIGNAL CABLE, PREASSEMBLED TYPE: 6FX8002-2CP00 FOR HANDWHEEL 840D ON COM BOARD 4X(2X0.18) C MOTION CONNECT 800PLUS TRAILING TYPE, UL/CSA DESINA DMAX = 6.7 MM LENGTH (M) = 0 + 0 + 2 + 0 | 92.8 | TEM | 1 | MC | 0.161 | 1
6FX80022CP001AD0 | SIGNAL CABLE, PREASSEMBLED TYPE: 6FX8002-2CP00 FOR HANDWHEEL 840D ON COM BOARD 4X(2X0.18) C MOTION CONNECT 800PLUS TRAILING TYPE, UL/CSA DESINA DMAX = 6.7 MM LENGTH (M) = 0 + 0 + 3 + 0 | 98.8 | TEM | 1 | MC | 0.236 | 1
6FX80022CP001AD5 | SIGNAL CABLE, PREASSEMBLED TYPE: 6FX8002-2CP00 FOR HANDWHEEL 840D ON COM BOARD 4X(2X0.18) C MOTION CONNECT 800PLUS TRAILING TYPE, UL/CSA DESINA DMAX = 6.7 MM LENGTH (M) = 0 + 0 + 3 + 0,5 | 105 | TEM | 1 | MC | 0.274 | 1
6FX80022CP001AE0 | SIGNAL CABLE, PREASSEMBLED TYPE: 6FX8002-2CP00 FOR HANDWHEEL 840D ON COM BOARD 4X(2X0.18) C MOTION CONNECT 800PLUS TRAILING TYPE, UL/CSA DESINA DMAX = 6.7 MM LENGTH (M) = 0 + 0 + 4 + 0 | 105 | TEM | 1 | MC | 0.311 | 1
6FX80022CP001AF0 | SIGNAL CABLE, PREASSEMBLED TYPE: 6FX8002-2CP00 FOR HANDWHEEL 840D ON COM BOARD 4X(2X0.18) C MOTION CONNECT 800PLUS TRAILING TYPE, UL/CSA DESINA DMAX = 6.7 MM LENGTH (M) = 0 + 0 + 5 + 0 | 111 | TEM | 1 | MC | 0.386 | 1
6FX80022CP001AH0 | SIGNAL CABLE, PREASSEMBLED TYPE: 6FX8002-2CP00 FOR HANDWHEEL 840D ON COM BOARD 4X(2X0.18) C MOTION CONNECT 800PLUS TRAILING TYPE, UL/CSA DESINA DMAX = 6.7 MM LENGTH (M) = 0 + 0 + 7 + 0 | 123 | TEM | 1 | MC | 0.536 | 1
6FX80022CP001BA0 | SIGNAL CABLE, PREASSEMBLED TYPE: 6FX8002-2CP00 FOR HANDWHEEL 840D ON COM BOARD 4X(2X0.18) C MOTION CONNECT 800PLUS TRAILING TYPE, UL/CSA DESINA DMAX = 6.7 MM LENGTH (M) = 0 + 10 + 0 + 0 | 141 | TEM | 1 | MC | 0.761 | 1
6FX80022CP001BF0 | SIGNAL CABLE, PREASSEMBLED TYPE: 6FX8002-2CP00 FOR HANDWHEEL 840D ON COM BOARD 4X(2X0.18) C MOTION CONNECT 800PLUS TRAILING TYPE, UL/CSA DESINA DMAX = 6.7 MM LENGTH (M) = 0 + 10 + 5 + 0 | 171 | TEM | 1 | MC | 1.136 | 1
6FX80022CP001CF0 | SIGNAL CABLE, PREASSEMBLED TYPE: 6FX8002-2CP00 FOR HANDWHEEL 840D ON COM BOARD 4X(2X0.18) C MOTION CONNECT 800PLUS TRAILING TYPE, UL/CSA DESINA DMAX = 6.7 MM LENGTH (M) = 0 + 20 + 5 + 0 | 232 | TEM | 1 | MC | 1.886 | 1
6FX80022CP002AA0 | SIGNAL CABLE PREASSEMBLED TYPE: 6FX8002-2CP00 FOR HANDWHEEL 840D ON COM BOARD 4X(2X0.18) C MOTION CONNECT 800PLUS TRAILING TYPE, UL/CSA DESINA DMAX = 6.7 MM LENGTH (M) = 100 | 682 | TEM | 1 | MC | 5.55 | 1
6FX80022CQ311AC0 | SIGNAL CABLE, PREASSEMBLED FOR INCR. ENCODER WITH C/D TRACKS IN MOTOR 3X(2X0.14)C + 4X0,14 + 2X0.5 + 4X0.22 C CONNECTOR SPEED CONNECT M23 MOTION CONNECT 800PLUS TRAILING TYPE UL/CSA DESINA DMAX = 9.8 MM LENGTH (M)= TYPE: 6FX8002-2CQ31 LENGTH (M) = + 0 + 0 + 2 + 0 | 159 | TEM | 1 | MC | 0.271 | 1
6FX80022CQ311AD0 | SIGNAL CABLE, PREASSEMBLED FOR INCR. ENCODER WITH C/D TRACKS IN MOTOR 3X(2X0.14)C + 4X0,14 + 2X0.5 + 4X0.22 C CONNECTOR SPEED CONNECT M23 MOTION CONNECT 800PLUS TRAILING TYPE UL/CSA DESINA DMAX = 9.8 MM LENGTH (M)= TYPE: 6FX8002-2CQ31 LENGTH (M) = + 0 + 0 + 3 + 0 | 169 | TEM | 1 | MC | 0.361 | 1
6FX80022CQ311AF0 | SIGNAL CABLE, PREASSEMBLED FOR INCR. ENCODER WITH C/D TRACKS IN MOTOR 3X(2X0.14)C + 4X0,14 + 2X0.5 + 4X0.22 C CONNECTOR SPEED CONNECT M23 MOTION CONNECT 800PLUS TRAILING TYPE UL/CSA DESINA DMAX = 9.8 MM LENGTH (M)= TYPE: 6FX8002-2CQ31 LENGTH (M) = + 0 + 0 + 5 + 0 | 189 | TEM | 1 | MC | 0.541 | 1
6FX80022CQ311BA0 | SIGNAL CABLE, PREASSEMBLED FOR INCR. ENCODER WITH C/D TRACKS IN MOTOR 3X(2X0.14)C + 4X0,14 + 2X0.5 + 4X0.22 C CONNECTOR SPEED CONNECT M23 MOTION CONNECT 800PLUS TRAILING TYPE UL/CSA DESINA DMAX = 9.8 MM LENGTH (M)= TYPE: 6FX8002-2CQ31 LENGTH (M) = + 0 + 10 + 0 + 0 | 240 | TEM | 1 | MC | 0.991 | 1
6FX80022CQ311CF0 | SIGNAL CABLE, PREASSEMBLED FOR INCR. ENCODER WITH C/D TRACKS IN MOTOR 3X(2X0.14)C + 4X0,14 + 2X0.5 + 4X0.22 C CONNECTOR SPEED CONNECT M23 MOTION CONNECT 800PLUS TRAILING TYPE UL/CSA DESINA DMAX = 9.8 MM LENGTH (M)= TYPE: 6FX8002-2CQ31 LENGTH (M) = + 0 + 20 + 5 + 0 | 392 | TEM | 1 | MC | 2.341 | 1
6FX80022CQ311DF0 | SIGNAL CABLE, PREASSEMBLED FOR INCR. ENCODER WITH C/D TRACKS IN MOTOR 3X(2X0.14)C + 4X0,14 + 2X0.5 + 4X0.22 C CONNECTOR SPEED CONNECT M23 MOTION CONNECT 800PLUS TRAILING TYPE UL/CSA DESINA DMAX = 9.8 MM LENGTH (M)= TYPE: 6FX8002-2CQ31 LENGTH (M) = + 0 + 30 + 5 + 0 | 494 | TEM | 1 | MC | 3.241 | 1
6FX80022CQ311DJ0 | SIGNAL CABLE, PREASSEMBLED FOR INCR. ENCODER WITH C/D TRACKS IN MOTOR 3X(2X0.14)C + 4X0,14 + 2X0.5 + 4X0.22 C CONNECTOR SPEED CONNECT M23 MOTION CONNECT 800PLUS TRAILING TYPE UL/CSA DESINA DMAX = 9.8 MM LENGTH (M)= TYPE: 6FX8002-2CQ31 LENGTH (M) = + 0 + 30 + 8 + 0 | 524 | TEM | 1 | MC | 3.511 | 1
6FX80022CQ341BA0 | SIGNAL CABLE EXTENSION FOR BASE -2CQ31 OR -2CQ80 3X(2X0.14)C + 4X0,14 + 2X0.5 + 4X0.22 C CONNECTOR SPEED-CONNECT M23 MOTION CONNECT 800PLUS TRAILING TYPE UL/CSA DESINA DMAX = 9.8 MM LENGTH (M) = TYPE: 6FX8002-2CQ34 LENGTH (M) = + 0 + 10 + 0 + 0 | 261 | TEM | 1 | MC | 1.571 | 1
6FX80022CQ801AD0 | SIGNAL CABLE, PREASSEMBLED FOR INCREMENTAL ENCODER SIN/COS 1 VPP WITHOUT TRACK C- AND D 3X(2X0.14)C + 4X0.14 + 2X0.5 C CONNECTOR SPEED-CONNECT M23 MOTION CONNECT 800PLUS TRAILING TYPE, UL/CSA DESINA DMAX = 9.2 MM LENGTH (M) = TYPE: 6FX8002-2CQ80 LENGTH (M) = + 0 + 0 + 3 + 0 | 173 | TEM | 1 | MC | 0.442 | 1
6FX80022CR001AC0 | SIGNAL CABLE PREASSAMBLED TYPE: 6FX8002-2CR00 FOR INCREMEN. ENCODER TTL RS422 DC 5V, 6FX2001-2 4X2X0.34+4X0.5 C CONNECTOR FULL THREAD M23 MOTION CONNECT 800PLUS TRAILING TYPE UL/CSA DESINA DMAX = 9,3M LENGTH (M)= 0 + 0 + 2 + 0 | 123 | TEM | 1 | MC | 0.241 | 1
6FX80022CR001AF0 | SIGNAL CABLE PREASSAMBLED TYPE: 6FX8002-2CR00 FOR INCREMEN. ENCODER TTL RS422 DC 5V, 6FX2001-2 4X2X0.34+4X0.5 C CONNECTOR FULL THREAD M23 MOTION CONNECT 800PLUS TRAILING TYPE UL/CSA DESINA DMAX = 9,3M LENGTH (M)= 0 + 0 + 5 + 0 | 144 | TEM | 1 | MC | 0.601 | 1
6FX80022CR001BA0 | SIGNAL CABLE PREASSAMBLED TYPE: 6FX8002-2CR00 FOR INCREMEN. ENCODER TTL RS422 DC 5V, 6FX2001-2 4X2X0.34+4X0.5 C CONNECTOR FULL THREAD M23 MOTION CONNECT 800PLUS TRAILING TYPE UL/CSA DESINA DMAX = 9,3M LENGTH (M)= 0 + 10 + 0 + 0 | 179 | TEM | 1 | MC | 1.201 | 1
6FX80022CR001BF0 | SIGNAL CABLE PREASSAMBLED TYPE: 6FX8002-2CR00 FOR INCREMEN. ENCODER TTL RS422 DC 5V, 6FX2001-2 4X2X0.34+4X0.5 C CONNECTOR FULL THREAD M23 MOTION CONNECT 800PLUS TRAILING TYPE UL/CSA DESINA DMAX = 9,3M LENGTH (M)= 0 + 10 + 5 + 0 | 214 | TEM | 1 | MC | 1.801 | 1
6FX80022CR001CC0 | SIGNAL CABLE PREASSAMBLED TYPE: 6FX8002-2CR00 FOR INCREMEN. ENCODER TTL RS422 DC 5V, 6FX2001-2 4X2X0.34+4X0.5 C CONNECTOR FULL THREAD M23 MOTION CONNECT 800PLUS TRAILING TYPE UL/CSA DESINA DMAX = 9,3M LENGTH (M)= 0 + 20 + 2 + 0 | 263 | TEM | 1 | MC | 2.641 | 1
6FX80022CT311AE6 | SIGNAL CABLE, PREASSEMBLED, TYPE: 6FX8002-2CT31 (ENCODER VOLTAGE SIGNALS) MAIN CABLE 6FX8002-2CA31-.... SMALLER BENDING RADIUS DMAX = 9.9 MM, LENGTH(M) = 4.6 | 505 | TEM | 1 | MC | 1.07 | 1
6FX80022CT311AF3 | SIGNAL CABLE, PREASSEMBLED, TYPE: 6FX8002-2CT31 (ENCODER VOLTAGE SIGNALS) MAIN CABLE 6FX8002-2CA31-.... SMALLER BENDING RADIUS DMAX = 9.9 MM, LENGTH(M) = 5.3 | 575 | TEM | 1 | MC | 1.21 | 1
6FX80022CT311AH0 | SIGNAL CABLE, PREASSEMBLED, (ENCODER VOLTAGE SIGNALS) MAIN CABLE 6FX8002-2CA31-.... SMALLER BENDING RADIUS DMAX = 9.9 MM, TYPE: 6FX8002-2CT31 LENGTH (M) = 0 + 0 + 7 + 0 | 646 | TEM | 1 | MC | 1.55 | 1
6FX80022CT311BG4 | SIGNAL CABLE, PREASSEMBLED, (ENCODER VOLTAGE SIGNALS) MAIN CABLE 6FX8002-2CA31-.... SMALLER BENDING RADIUS DMAX = 9.9 MM, TYPE: 6FX8002-2CT31 LENGTH (M) = 0 + 10 + 6 + 0,4 | 1353 | TEM | 1 | MC | 3.43 | 1
6FX80022DC001AA3 | SIGNAL CABLE, PREASSEMBLED TYPE: 6FX8002-2DC00 (SINAMICS DRIVE CLIQ) CONNECTOR IP20/IP20, WITH 24 V MOTION-CONNECT 800 RELEASED ONLY UP TO 50 M LENGTH (M) = 0 + 0 + 0 + 0,3 | 118 | TEM | 1 | MC | 0.074 | 1
6FX80022DC001AA4 | SIGNAL CABLE, PREASSEMBLED TYPE: 6FX8002-2DC00 (SINAMICS DRIVE CLIQ) CONNECTOR IP20/IP20, WITH 24 V MOTION-CONNECT 800 RELEASED ONLY UP TO 50 M LENGTH (M) = 0 + 0 + 0 + 0,4 | 118 | TEM | 1 | MC | 0.081 | 1
6FX80022DC001AA5 | SIGNAL CABLE, PREASSEMBLED TYPE: 6FX8002-2DC00 (SINAMICS DRIVE CLIQ) CONNECTOR IP20/IP20, WITH 24 V MOTION-CONNECT 800 RELEASED ONLY UP TO 50 M LENGTH (M) = 0 + 0 + 0 + 0,5 | 118 | TEM | 1 | MC | 0.088 | 1
6FX80022DC001AA6 | SIGNAL CABLE, PREASSEMBLED TYPE: 6FX8002-2DC00 (SINAMICS DRIVE CLIQ) CONNECTOR IP20/IP20, WITH 24 V MOTION-CONNECT 800 RELEASED ONLY UP TO 50 M LENGTH (M) = 0 + 0 + 0 + 0,6 | 118 | TEM | 1 | MC | 0.095 | 1
6FX80022DC001AA7 | SIGNAL CABLE, PREASSEMBLED TYPE: 6FX8002-2DC00 (SINAMICS DRIVE CLIQ) CONNECTOR IP20/IP20, WITH 24 V MOTION-CONNECT 800 RELEASED ONLY UP TO 50 M LENGTH (M) = 0 + 0 + 0 + 0,7 | 118 | TEM | 1 | MC | 0.102 | 1
6FX80022DC001AA8 | SIGNAL CABLE, PREASSEMBLED TYPE: 6FX8002-2DC00 (SINAMICS DRIVE CLIQ) CONNECTOR IP20/IP20, WITH 24 V MOTION-CONNECT 800 RELEASED ONLY UP TO 50 M LENGTH (M) = 0 + 0 + 0 + 0,8 | 118 | TEM | 1 | MC | 0.108 | 1
6FX80022DC001AB0 | SIGNAL CABLE, PREASSEMBLED TYPE: 6FX8002-2DC00 (SINAMICS DRIVE CLIQ) CONNECTOR IP20/IP20, WITH 24 V MOTION-CONNECT 800 RELEASED ONLY UP TO 50 M LENGTH (M) = 0 + 0 + 1 + 0 | 118 | TEM | 1 | MC | 0.122 | 1
6FX80022DC001AB5 | SIGNAL CABLE, PREASSEMBLED TYPE: 6FX8002-2DC00 (SINAMICS DRIVE CLIQ) CONNECTOR IP20/IP20, WITH 24 V MOTION-CONNECT 800 RELEASED ONLY UP TO 50 M LENGTH (M) = 0 + 0 + 1 + 0,5 | 129 | TEM | 1 | MC | 0.156 | 1
6FX80022DC001AC0 | SIGNAL CABLE, PREASSEMBLED TYPE: 6FX8002-2DC00 (SINAMICS DRIVE CLIQ) CONNECTOR IP20/IP20, WITH 24 V MOTION-CONNECT 800 RELEASED ONLY UP TO 50 M LENGTH (M) = 0 + 0 + 2 + 0 | 129 | TEM | 1 | MC | 0.19 | 1
6FX80022DC001AC5 | SIGNAL CABLE, PREASSEMBLED TYPE: 6FX8002-2DC00 (SINAMICS DRIVE CLIQ) CONNECTOR IP20/IP20, WITH 24 V MOTION-CONNECT 800 RELEASED ONLY UP TO 50 M LENGTH (M) = 0 + 0 + 2 + 0,5 | 140 | TEM | 1 | MC | 0.224 | 1
6FX80022DC001AC8 | SIGNAL CABLE, PREASSEMBLED TYPE: 6FX8002-2DC00 (SINAMICS DRIVE CLIQ) CONNECTOR IP20/IP20, WITH 24 V MOTION-CONNECT 800 RELEASED ONLY UP TO 50 M LENGTH (M) = 0 + 0 + 2 + 0,8 | 140 | TEM | 1 | MC | 0.244 | 1
6FX80022DC001AD0 | SIGNAL CABLE, PREASSEMBLED TYPE: 6FX8002-2DC00 (SINAMICS DRIVE CLIQ) CONNECTOR IP20/IP20, WITH 24 V MOTION-CONNECT 800 RELEASED ONLY UP TO 50 M LENGTH (M) = 0 + 0 + 3 + 0 | 140 | TEM | 1 | MC | 0.258 | 1
6FX80022DC001AD1 | SIGNAL CABLE, PREASSEMBLED TYPE: 6FX8002-2DC00 (SINAMICS DRIVE CLIQ) CONNECTOR IP20/IP20, WITH 24 V MOTION-CONNECT 800 RELEASED ONLY UP TO 50 M LENGTH (M) = 0 + 0 + 3 + 0,1 | 150 | TEM | 1 | MC | 0.265 | 1
6FX80022DC001AD5 | SIGNAL CABLE, PREASSEMBLED TYPE: 6FX8002-2DC00 (SINAMICS DRIVE CLIQ) CONNECTOR IP20/IP20, WITH 24 V MOTION-CONNECT 800 RELEASED ONLY UP TO 50 M LENGTH (M) = 0 + 0 + 3 + 0,5 | 150 | TEM | 1 | MC | 0.292 | 1
6FX80022DC001AE0 | SIGNAL CABLE, PREASSEMBLED TYPE: 6FX8002-2DC00 (SINAMICS DRIVE CLIQ) CONNECTOR IP20/IP20, WITH 24 V MOTION-CONNECT 800 RELEASED ONLY UP TO 50 M LENGTH (M) = 0 + 0 + 4 + 0 | 150 | TEM | 1 | MC | 0.326 | 1
6FX80022DC001AE5 | SIGNAL CABLE, PREASSEMBLED TYPE: 6FX8002-2DC00 (SINAMICS DRIVE CLIQ) CONNECTOR IP20/IP20, WITH 24 V MOTION-CONNECT 800 RELEASED ONLY UP TO 50 M LENGTH (M) = 0 + 0 + 4 + 0,5 | 161 | TEM | 1 | MC | 0.36 | 1
6FX80022DC001AF0 | SIGNAL CABLE, PREASSEMBLED TYPE: 6FX8002-2DC00 (SINAMICS DRIVE CLIQ) CONNECTOR IP20/IP20, WITH 24 V MOTION-CONNECT 800 RELEASED ONLY UP TO 50 M LENGTH (M) = 0 + 0 + 5 + 0 | 161 | TEM | 1 | MC | 0.394 | 1
6FX80022DC001AF5 | SIGNAL CABLE, PREASSEMBLED TYPE: 6FX8002-2DC00 (SINAMICS DRIVE CLIQ) CONNECTOR IP20/IP20, WITH 24 V MOTION-CONNECT 800 RELEASED ONLY UP TO 50 M LENGTH (M) = 0 + 0 + 5 + 0,5 | 172 | TEM | 1 | MC | 0.428 | 1
6FX80022DC001AG0 | SIGNAL CABLE, PREASSEMBLED TYPE: 6FX8002-2DC00 (SINAMICS DRIVE CLIQ) CONNECTOR IP20/IP20, WITH 24 V MOTION-CONNECT 800 RELEASED ONLY UP TO 50 M LENGTH (M) = 0 + 0 + 6 + 0 | 172 | TEM | 1 | MC | 0.462 | 1
6FX80022DC001AH0 | SIGNAL CABLE, PREASSEMBLED TYPE: 6FX8002-2DC00 (SINAMICS DRIVE CLIQ) CONNECTOR IP20/IP20, WITH 24 V MOTION-CONNECT 800 RELEASED ONLY UP TO 50 M LENGTH (M) = 0 + 0 + 7 + 0 | 183 | TEM | 1 | MC | 0.53 | 1
6FX80022DC001AK0 | SIGNAL CABLE, PREASSEMBLED TYPE: 6FX8002-2DC00 (SINAMICS DRIVE CLIQ) CONNECTOR IP20/IP20, WITH 24 V MOTION-CONNECT 800 RELEASED ONLY UP TO 50 M LENGTH (M) = 0 + 0 + 9 + 0 | 204 | TEM | 1 | MC | 0.666 | 1
6FX80022DC001BA0 | SIGNAL CABLE, PREASSEMBLED TYPE: 6FX8002-2DC00 (SINAMICS DRIVE CLIQ) CONNECTOR IP20/IP20, WITH 24 V MOTION-CONNECT 800 RELEASED ONLY UP TO 50 M LENGTH (M) = 0 + 10 + 0 + 0 | 215 | TEM | 1 | MC | 0.734 | 1
6FX80022DC001BD0 | SIGNAL CABLE, PREASSEMBLED TYPE: 6FX8002-2DC00 (SINAMICS DRIVE CLIQ) CONNECTOR IP20/IP20, WITH 24 V MOTION-CONNECT 800 RELEASED ONLY UP TO 50 M LENGTH (M) = 0 + 10 + 3 + 0 | 248 | TEM | 1 | MC | 0.938 | 1
6FX80022DC001BE0 | SIGNAL CABLE, PREASSEMBLED TYPE: 6FX8002-2DC00 (SINAMICS DRIVE CLIQ) CONNECTOR IP20/IP20, WITH 24 V MOTION-CONNECT 800 RELEASED ONLY UP TO 50 M LENGTH (M) = 0 + 10 + 4 + 0 | 258 | TEM | 1 | MC | 1.006 | 1
6FX80022DC001BF0 | SIGNAL CABLE, PREASSEMBLED TYPE: 6FX8002-2DC00 (SINAMICS DRIVE CLIQ) CONNECTOR IP20/IP20, WITH 24 V MOTION-CONNECT 800 RELEASED ONLY UP TO 50 M LENGTH (M) = 0 + 10 + 5 + 0 | 269 | TEM | 1 | MC | 1.074 | 1
6FX80022DC001BG0 | SIGNAL CABLE, PREASSEMBLED TYPE: 6FX8002-2DC00 (SINAMICS DRIVE CLIQ) CONNECTOR IP20/IP20, WITH 24 V MOTION-CONNECT 800 RELEASED ONLY UP TO 50 M LENGTH (M) = 0 + 10 + 6 + 0 | 280 | TEM | 1 | MC | 1.142 | 1
6FX80022DC001BJ0 | SIGNAL CABLE, PREASSEMBLED TYPE: 6FX8002-2DC00 (SINAMICS DRIVE CLIQ) CONNECTOR IP20/IP20, WITH 24 V MOTION-CONNECT 800 RELEASED ONLY UP TO 50 M LENGTH (M) = 0 + 10 + 8 + 0 | 301 | TEM | 1 | MC | 1.278 | 1
6FX80022DC001BK3 | SIGNAL CABLE, PREASSEMBLED TYPE: 6FX8002-2DC00 (SINAMICS DRIVE CLIQ) CONNECTOR IP20/IP20, WITH 24 V MOTION-CONNECT 800 RELEASED ONLY UP TO 50 M LENGTH (M) = 0 + 10 + 9 + 0,3 | 323 | TEM | 1 | MC | 1.366 | 1
6FX80022DC001CA0 | SIGNAL CABLE, PREASSEMBLED TYPE: 6FX8002-2DC00 (SINAMICS DRIVE CLIQ) CONNECTOR IP20/IP20, WITH 24 V MOTION-CONNECT 800 RELEASED ONLY UP TO 50 M LENGTH (M) = 0 + 20 + 0 + 0 | 323 | TEM | 1 | MC | 1.414 | 1
6FX80022DC001CB0 | SIGNAL CABLE, PREASSEMBLED TYPE: 6FX8002-2DC00 (SINAMICS DRIVE CLIQ) CONNECTOR IP20/IP20, WITH 24 V MOTION-CONNECT 800 RELEASED ONLY UP TO 50 M LENGTH (M) = 0 + 20 + 1 + 0 | 334 | TEM | 1 | MC | 1.482 | 1
6FX80022DC001CB3 | SIGNAL CABLE, PREASSEMBLED TYPE: 6FX8002-2DC00 (SINAMICS DRIVE CLIQ) CONNECTOR IP20/IP20, WITH 24 V MOTION-CONNECT 800 RELEASED ONLY UP TO 50 M LENGTH (M) = 0 + 20 + 1 + 0,3 | 345 | TEM | 1 | MC | 1.502 | 1
6FX80022DC001CC0 | SIGNAL CABLE, PREASSEMBLED TYPE: 6FX8002-2DC00 (SINAMICS DRIVE CLIQ) CONNECTOR IP20/IP20, WITH 24 V MOTION-CONNECT 800 RELEASED ONLY UP TO 50 M LENGTH (M) = 0 + 20 + 2 + 0 | 345 | TEM | 1 | MC | 1.55 | 1
6FX80022DC001CE0 | SIGNAL CABLE, PREASSEMBLED TYPE: 6FX8002-2DC00 (SINAMICS DRIVE CLIQ) CONNECTOR IP20/IP20, WITH 24 V MOTION-CONNECT 800 RELEASED ONLY UP TO 50 M LENGTH (M) = 0 + 20 + 4 + 0 | 366 | TEM | 1 | MC | 1.686 | 1
6FX80022DC001CF0 | SIGNAL CABLE, PREASSEMBLED TYPE: 6FX8002-2DC00 (SINAMICS DRIVE CLIQ) CONNECTOR IP20/IP20, WITH 24 V MOTION-CONNECT 800 RELEASED ONLY UP TO 50 M LENGTH (M) = 0 + 20 + 5 + 0 | 377 | TEM | 1 | MC | 1.754 | 1
6FX80022DC001CG0 | SIGNAL CABLE, PREASSEMBLED TYPE: 6FX8002-2DC00 (SINAMICS DRIVE CLIQ) CONNECTOR IP20/IP20, WITH 24 V MOTION-CONNECT 800 RELEASED ONLY UP TO 50 M LENGTH (M) = 0 + 20 + 6 + 0 | 388 | TEM | 1 | MC | 1.822 | 1
6FX80022DC001CH0 | SIGNAL CABLE, PREASSEMBLED TYPE: 6FX8002-2DC00 (SINAMICS DRIVE CLIQ) CONNECTOR IP20/IP20, WITH 24 V MOTION-CONNECT 800 RELEASED ONLY UP TO 50 M LENGTH (M) = 0 + 20 + 7 + 0 | 398 | TEM | 1 | MC | 1.89 | 1
6FX80022DC001CH5 | SIGNAL CABLE, PREASSEMBLED TYPE: 6FX8002-2DC00 (SINAMICS DRIVE CLIQ) CONNECTOR IP20/IP20, WITH 24 V MOTION-CONNECT 800 RELEASED ONLY UP TO 50 M LENGTH (M) = 0 + 20 + 7 + 0,5 | 409 | TEM | 1 | MC | 1.924 | 1
6FX80022DC001CJ0 | SIGNAL CABLE, PREASSEMBLED TYPE: 6FX8002-2DC00 (SINAMICS DRIVE CLIQ) CONNECTOR IP20/IP20, WITH 24 V MOTION-CONNECT 800 RELEASED ONLY UP TO 50 M LENGTH (M) = 0 + 20 + 8 + 0 | 409 | TEM | 1 | MC | 1.958 | 1
6FX80022DC001DA0 | SIGNAL CABLE, PREASSEMBLED TYPE: 6FX8002-2DC00 (SINAMICS DRIVE CLIQ) CONNECTOR IP20/IP20, WITH 24 V MOTION-CONNECT 800 RELEASED ONLY UP TO 50 M LENGTH (M) = 0 + 30 + 0 + 0 | 431 | TEM | 1 | MC | 2.094 | 1
6FX80022DC001DC0 | SIGNAL CABLE, PREASSEMBLED TYPE: 6FX8002-2DC00 (SINAMICS DRIVE CLIQ) CONNECTOR IP20/IP20, WITH 24 V MOTION-CONNECT 800 RELEASED ONLY UP TO 50 M LENGTH (M) = 0 + 30 + 2 + 0 | 452 | TEM | 1 | MC | 2.23 | 1
6FX80022DC001DD0 | SIGNAL CABLE, PREASSEMBLED TYPE: 6FX8002-2DC00 (SINAMICS DRIVE CLIQ) CONNECTOR IP20/IP20, WITH 24 V MOTION-CONNECT 800 RELEASED ONLY UP TO 50 M LENGTH (M) = 0 + 30 + 3 + 0 | 463 | TEM | 1 | MC | 2.298 | 1
6FX80022DC001DF0 | SIGNAL CABLE, PREASSEMBLED TYPE: 6FX8002-2DC00 (SINAMICS DRIVE CLIQ) CONNECTOR IP20/IP20, WITH 24 V MOTION-CONNECT 800 RELEASED ONLY UP TO 50 M LENGTH (M) = 0 + 30 + 5 + 0 | 485 | TEM | 1 | MC | 2.434 | 1
6FX80022DC001DJ0 | SIGNAL CABLE, PREASSEMBLED TYPE: 6FX8002-2DC00 (SINAMICS DRIVE CLIQ) CONNECTOR IP20/IP20, WITH 24 V MOTION-CONNECT 800 RELEASED ONLY UP TO 50 M LENGTH (M) = 0 + 30 + 8 + 0 | 517 | TEM | 1 | MC | 2.638 | 1
6FX80022DC001EA0 | SIGNAL CABLE, PREASSEMBLED TYPE: 6FX8002-2DC00 (SINAMICS DRIVE CLIQ) CONNECTOR IP20/IP20, WITH 24 V MOTION-CONNECT 800 RELEASED ONLY UP TO 50 M LENGTH (M) = 0 + 40 + 0 + 0 | 539 | TEM | 1 | MC | 2.774 | 1
6FX80022DC001EB0 | SIGNAL CABLE, PREASSEMBLED TYPE: 6FX8002-2DC00 (SINAMICS DRIVE CLIQ) CONNECTOR IP20/IP20, WITH 24 V MOTION-CONNECT 800 RELEASED ONLY UP TO 50 M LENGTH (M) = 0 + 40 + 1 + 0 | 550 | TEM | 1 | MC | 2.842 | 1
6FX80022DC001EF0 | SIGNAL CABLE, PREASSEMBLED TYPE: 6FX8002-2DC00 (SINAMICS DRIVE CLIQ) CONNECTOR IP20/IP20, WITH 24 V MOTION-CONNECT 800 RELEASED ONLY UP TO 50 M LENGTH (M) = 0 + 40 + 5 + 0 | 593 | TEM | 1 | MC | 3.114 | 1
6FX80022DC001EJ0 | SIGNAL CABLE, PREASSEMBLED TYPE: 6FX8002-2DC00 (SINAMICS DRIVE CLIQ) CONNECTOR IP20/IP20, WITH 24 V MOTION-CONNECT 800 RELEASED ONLY UP TO 50 M LENGTH (M) = 0 + 40 + 8 + 0 | 625 | TEM | 1 | MC | 3.318 | 1
6FX80022DC001FA0 | SIGNAL CABLE, PREASSEMBLED TYPE: 6FX8002-2DC00 (SINAMICS DRIVE CLIQ) CONNECTOR IP20/IP20, WITH 24 V MOTION-CONNECT 800 RELEASED ONLY UP TO 50 M LENGTH (M) = 50 | 647 | TEM | 1 | MC | 3.264 | 1
6FX80022DC001GA0 | SIGNAL CABLE, PREASSEMBLED TYPE: 6FX8002-2DC00 (SINAMICS DRIVE CLIQ) CONNECTOR IP20/IP20, WITH 24 V MOTION-CONNECT 800 RELEASED ONLY UP TO 50 M LENGTH (M) = 0 + 60 + 0 + 0 | 755 | TEM | 1 | MC | 4.134 | 1
6FX80022DC001GF0 | SIGNAL CABLE, PREASSEMBLED TYPE: 6FX8002-2DC00 (SINAMICS DRIVE CLIQ) CONNECTOR IP20/IP20, WITH 24 V MOTION-CONNECT 800 RELEASED ONLY UP TO 50 M LENGTH (M) = 0 + 60 + 5 + 0 | 809 | TEM | 1 | MC | 4.474 | 1
6FX80022DC001HA0 | SIGNAL CABLE, PREASSEMBLED TYPE: 6FX8002-2DC00 (SINAMICS DRIVE CLIQ) CONNECTOR IP20/IP20, WITH 24 V MOTION-CONNECT 800 RELEASED ONLY UP TO 50 M LENGTH (M) = 0 + 70 + 0 + 0 | 862 | TEM | 1 | MC | 4.814 | 1
6FX80022DC101AA0 | PRE-ASSEMBLED SIGNAL CABLE TYPE: 6FX8002-2DC10 DRIVE-CLIQ WITH 24V RJ45 CONNECTOR; IP20 ON MODULE SIDE AND IP67 ON MOTOR SIDE, MOTION-CONNECT 800PLUS APPROVED ONLY UP TO A LENGTH OF 75M, DMAX=7.1 MM LENGTH (M) = 0 + 0 + 0 + 0 | 120 | TEM | 1 | MC | 0.029 | 1
6FX80022DC101AA2 | PRE-ASSEMBLED SIGNAL CABLE TYPE: 6FX8002-2DC10 DRIVE-CLIQ WITH 24V RJ45 CONNECTOR; IP20 ON MODULE SIDE AND IP67 ON MOTOR SIDE, MOTION-CONNECT 800PLUS APPROVED ONLY UP TO A LENGTH OF 75M, DMAX=7.1 MM LENGTH (M) = 0 + 0 + 0 + 0,2 | 128 | TEM | 1 | MC | 0.043 | 1
6FX80022DC101AA5 | PRE-ASSEMBLED SIGNAL CABLE TYPE: 6FX8002-2DC10 DRIVE-CLIQ WITH 24V RJ45 CONNECTOR; IP20 ON MODULE SIDE AND IP67 ON MOTOR SIDE, MOTION-CONNECT 800PLUS APPROVED ONLY UP TO A LENGTH OF 75M, DMAX=7.1 MM LENGTH (M) = 0 + 0 + 0 + 0,5 | 128 | TEM | 1 | MC | 0.063 | 1
6FX80022DC101AB0 | PRE-ASSEMBLED SIGNAL CABLE TYPE: 6FX8002-2DC10 DRIVE-CLIQ WITH 24V RJ45 CONNECTOR; IP20 ON MODULE SIDE AND IP67 ON MOTOR SIDE, MOTION-CONNECT 800PLUS APPROVED ONLY UP TO A LENGTH OF 75M, DMAX=7.1 MM LENGTH (M) = 0 + 0 + 1 + 0 | 128 | TEM | 1 | MC | 0.097 | 1
6FX80022DC101AB5 | PRE-ASSEMBLED SIGNAL CABLE TYPE: 6FX8002-2DC10 DRIVE-CLIQ WITH 24V RJ45 CONNECTOR; IP20 ON MODULE SIDE AND IP67 ON MOTOR SIDE, MOTION-CONNECT 800PLUS APPROVED ONLY UP TO A LENGTH OF 75M, DMAX=7.1 MM LENGTH (M) = 0 + 0 + 1 + 0,5 | 136 | TEM | 1 | MC | 0.131 | 1
6FX80022DC101AC0 | PRE-ASSEMBLED SIGNAL CABLE TYPE: 6FX8002-2DC10 DRIVE-CLIQ WITH 24V RJ45 CONNECTOR; IP20 ON MODULE SIDE AND IP67 ON MOTOR SIDE, MOTION-CONNECT 800PLUS APPROVED ONLY UP TO A LENGTH OF 75M, DMAX=7.1 MM LENGTH (M) = 0 + 0 + 2 + 0 | 136 | TEM | 1 | MC | 0.165 | 1
6FX80022DC101AC3 | PRE-ASSEMBLED SIGNAL CABLE TYPE: 6FX8002-2DC10 DRIVE-CLIQ WITH 24V RJ45 CONNECTOR; IP20 ON MODULE SIDE AND IP67 ON MOTOR SIDE, MOTION-CONNECT 800PLUS APPROVED ONLY UP TO A LENGTH OF 75M, DMAX=7.1 MM LENGTH (M) = 0 + 0 + 2 + 0,3 | 144 | TEM | 1 | MC | 0.185 | 1
6FX80022DC101AC5 | PRE-ASSEMBLED SIGNAL CABLE TYPE: 6FX8002-2DC10 DRIVE-CLIQ WITH 24V RJ45 CONNECTOR; IP20 ON MODULE SIDE AND IP67 ON MOTOR SIDE, MOTION-CONNECT 800PLUS APPROVED ONLY UP TO A LENGTH OF 75M, DMAX=7.1 MM LENGTH (M) = 0 + 0 + 2 + 0,5 | 144 | TEM | 1 | MC | 0.199 | 1
6FX80022DC101AC8 | PRE-ASSEMBLED SIGNAL CABLE TYPE: 6FX8002-2DC10 DRIVE-CLIQ WITH 24V RJ45 CONNECTOR; IP20 ON MODULE SIDE AND IP67 ON MOTOR SIDE, MOTION-CONNECT 800PLUS APPROVED ONLY UP TO A LENGTH OF 75M, DMAX=7.1 MM LENGTH (M) = 0 + 0 + 2 + 0,8 | 144 | TEM | 1 | MC | 0.219 | 1
6FX80022DC101AD0 | PRE-ASSEMBLED SIGNAL CABLE TYPE: 6FX8002-2DC10 DRIVE-CLIQ WITH 24V RJ45 CONNECTOR; IP20 ON MODULE SIDE AND IP67 ON MOTOR SIDE, MOTION-CONNECT 800PLUS APPROVED ONLY UP TO A LENGTH OF 75M, DMAX=7.1 MM LENGTH (M) = 0 + 0 + 3 + 0 | 144 | TEM | 1 | MC | 0.233 | 1
6FX80022DC101AD4 | PRE-ASSEMBLED SIGNAL CABLE TYPE: 6FX8002-2DC10 DRIVE-CLIQ WITH 24V RJ45 CONNECTOR; IP20 ON MODULE SIDE AND IP67 ON MOTOR SIDE, MOTION-CONNECT 800PLUS APPROVED ONLY UP TO A LENGTH OF 75M, DMAX=7.1 MM LENGTH (M) = 0 + 0 + 3 + 0,4 | 152 | TEM | 1 | MC | 0.26 | 1
6FX80022DC101AD5 | PRE-ASSEMBLED SIGNAL CABLE TYPE: 6FX8002-2DC10 DRIVE-CLIQ WITH 24V RJ45 CONNECTOR; IP20 ON MODULE SIDE AND IP67 ON MOTOR SIDE, MOTION-CONNECT 800PLUS APPROVED ONLY UP TO A LENGTH OF 75M, DMAX=7.1 MM LENGTH (M) = 0 + 0 + 3 + 0,5 | 152 | TEM | 1 | MC | 0.267 | 1
6FX80022DC101AD8 | PRE-ASSEMBLED SIGNAL CABLE TYPE: 6FX8002-2DC10 DRIVE-CLIQ WITH 24V RJ45 CONNECTOR; IP20 ON MODULE SIDE AND IP67 ON MOTOR SIDE, MOTION-CONNECT 800PLUS APPROVED ONLY UP TO A LENGTH OF 75M, DMAX=7.1 MM LENGTH (M) = 0 + 0 + 3 + 0,8 | 152 | TEM | 1 | MC | 0.287 | 1
6FX80022DC101AE0 | PRE-ASSEMBLED SIGNAL CABLE TYPE: 6FX8002-2DC10 DRIVE-CLIQ WITH 24V RJ45 CONNECTOR; IP20 ON MODULE SIDE AND IP67 ON MOTOR SIDE, MOTION-CONNECT 800PLUS APPROVED ONLY UP TO A LENGTH OF 75M, DMAX=7.1 MM LENGTH (M) = 0 + 0 + 4 + 0 | 152 | TEM | 1 | MC | 0.301 | 1
6FX80022DC101AE2 | PRE-ASSEMBLED SIGNAL CABLE TYPE: 6FX8002-2DC10 DRIVE-CLIQ WITH 24V RJ45 CONNECTOR; IP20 ON MODULE SIDE AND IP67 ON MOTOR SIDE, MOTION-CONNECT 800PLUS APPROVED ONLY UP TO A LENGTH OF 75M, DMAX=7.1 MM LENGTH (M) = 0 + 0 + 4 + 0,2 | 160 | TEM | 1 | MC | 0.315 | 1
6FX80022DC101AE5 | PRE-ASSEMBLED SIGNAL CABLE TYPE: 6FX8002-2DC10 DRIVE-CLIQ WITH 24V RJ45 CONNECTOR; IP20 ON MODULE SIDE AND IP67 ON MOTOR SIDE, MOTION-CONNECT 800PLUS APPROVED ONLY UP TO A LENGTH OF 75M, DMAX=7.1 MM LENGTH (M) = 0 + 0 + 4 + 0,5 | 160 | TEM | 1 | MC | 0.335 | 1
6FX80022DC101AF0 | PRE-ASSEMBLED SIGNAL CABLE TYPE: 6FX8002-2DC10 DRIVE-CLIQ WITH 24V RJ45 CONNECTOR; IP20 ON MODULE SIDE AND IP67 ON MOTOR SIDE, MOTION-CONNECT 800PLUS APPROVED ONLY UP TO A LENGTH OF 75M, DMAX=7.1 MM LENGTH (M) = 0 + 0 + 5 + 0 | 160 | TEM | 1 | MC | 0.369 | 1
6FX80022DC101AF2 | PRE-ASSEMBLED SIGNAL CABLE TYPE: 6FX8002-2DC10 DRIVE-CLIQ WITH 24V RJ45 CONNECTOR; IP20 ON MODULE SIDE AND IP67 ON MOTOR SIDE, MOTION-CONNECT 800PLUS APPROVED ONLY UP TO A LENGTH OF 75M, DMAX=7.1 MM LENGTH (M) = 0 + 0 + 5 + 0,2 | 167 | TEM | 1 | MC | 0.383 | 1
6FX80022DC101AF5 | PRE-ASSEMBLED SIGNAL CABLE TYPE: 6FX8002-2DC10 DRIVE-CLIQ WITH 24V RJ45 CONNECTOR; IP20 ON MODULE SIDE AND IP67 ON MOTOR SIDE, MOTION-CONNECT 800PLUS APPROVED ONLY UP TO A LENGTH OF 75M, DMAX=7.1 MM LENGTH (M) = 0 + 0 + 5 + 0,5 | 167 | TEM | 1 | MC | 0.403 | 1
6FX80022DC101AG0 | PRE-ASSEMBLED SIGNAL CABLE TYPE: 6FX8002-2DC10 DRIVE-CLIQ WITH 24V RJ45 CONNECTOR; IP20 ON MODULE SIDE AND IP67 ON MOTOR SIDE, MOTION-CONNECT 800PLUS APPROVED ONLY UP TO A LENGTH OF 75M, DMAX=7.1 MM LENGTH (M) = 0 + 0 + 6 + 0 | 167 | TEM | 1 | MC | 0.437 | 1
6FX80022DC101AG2 | PRE-ASSEMBLED SIGNAL CABLE TYPE: 6FX8002-2DC10 DRIVE-CLIQ WITH 24V RJ45 CONNECTOR; IP20 ON MODULE SIDE AND IP67 ON MOTOR SIDE, MOTION-CONNECT 800PLUS APPROVED ONLY UP TO A LENGTH OF 75M, DMAX=7.1 MM LENGTH (M) = 0 + 0 + 6 + 0,2 | 175 | TEM | 1 | MC | 0.451 | 1
6FX80022DC101AG5 | PRE-ASSEMBLED SIGNAL CABLE TYPE: 6FX8002-2DC10 DRIVE-CLIQ WITH 24V RJ45 CONNECTOR; IP20 ON MODULE SIDE AND IP67 ON MOTOR SIDE, MOTION-CONNECT 800PLUS APPROVED ONLY UP TO A LENGTH OF 75M, DMAX=7.1 MM LENGTH (M) = 0 + 0 + 6 + 0,5 | 175 | TEM | 1 | MC | 0.471 | 1
6FX80022DC101AH0 | PRE-ASSEMBLED SIGNAL CABLE TYPE: 6FX8002-2DC10 DRIVE-CLIQ WITH 24V RJ45 CONNECTOR; IP20 ON MODULE SIDE AND IP67 ON MOTOR SIDE, MOTION-CONNECT 800PLUS APPROVED ONLY UP TO A LENGTH OF 75M, DMAX=7.1 MM LENGTH (M) = 0 + 0 + 7 + 0 | 175 | TEM | 1 | MC | 0.505 | 1
6FX80022DC101AH3 | PRE-ASSEMBLED SIGNAL CABLE TYPE: 6FX8002-2DC10 DRIVE-CLIQ WITH 24V RJ45 CONNECTOR; IP20 ON MODULE SIDE AND IP67 ON MOTOR SIDE, MOTION-CONNECT 800PLUS APPROVED ONLY UP TO A LENGTH OF 75M, DMAX=7.1 MM LENGTH (M) = 0 + 0 + 7 + 0,3 | 183 | TEM | 1 | MC | 0.525 | 1
6FX80022DC101AH5 | PRE-ASSEMBLED SIGNAL CABLE TYPE: 6FX8002-2DC10 DRIVE-CLIQ WITH 24V RJ45 CONNECTOR; IP20 ON MODULE SIDE AND IP67 ON MOTOR SIDE, MOTION-CONNECT 800PLUS APPROVED ONLY UP TO A LENGTH OF 75M, DMAX=7.1 MM LENGTH (M) = 0 + 0 + 7 + 0,5 | 183 | TEM | 1 | MC | 0.539 | 1
6FX80022DC101AH6 | PRE-ASSEMBLED SIGNAL CABLE TYPE: 6FX8002-2DC10 DRIVE-CLIQ WITH 24V RJ45 CONNECTOR; IP20 ON MODULE SIDE AND IP67 ON MOTOR SIDE, MOTION-CONNECT 800PLUS APPROVED ONLY UP TO A LENGTH OF 75M, DMAX=7.1 MM LENGTH (M) = 0 + 0 + 7 + 0,6 | 183 | TEM | 1 | MC | 0.546 | 1
6FX80022DC101AJ0 | PRE-ASSEMBLED SIGNAL CABLE TYPE: 6FX8002-2DC10 DRIVE-CLIQ WITH 24V RJ45 CONNECTOR; IP20 ON MODULE SIDE AND IP67 ON MOTOR SIDE, MOTION-CONNECT 800PLUS APPROVED ONLY UP TO A LENGTH OF 75M, DMAX=7.1 MM LENGTH (M) = 0 + 0 + 8 + 0 | 183 | TEM | 1 | MC | 0.573 | 1
6FX80022DC101AJ1 | PRE-ASSEMBLED SIGNAL CABLE TYPE: 6FX8002-2DC10 DRIVE-CLIQ WITH 24V RJ45 CONNECTOR; IP20 ON MODULE SIDE AND IP67 ON MOTOR SIDE, MOTION-CONNECT 800PLUS APPROVED ONLY UP TO A LENGTH OF 75M, DMAX=7.1 MM LENGTH (M) = 0 + 0 + 8 + 0,1 | 191 | TEM | 1 | MC | 0.58 | 1
6FX80022DC101AJ2 | PRE-ASSEMBLED SIGNAL CABLE TYPE: 6FX8002-2DC10 DRIVE-CLIQ WITH 24V RJ45 CONNECTOR; IP20 ON MODULE SIDE AND IP67 ON MOTOR SIDE, MOTION-CONNECT 800PLUS APPROVED ONLY UP TO A LENGTH OF 75M, DMAX=7.1 MM LENGTH (M) = 0 + 0 + 8 + 0,2 | 191 | TEM | 1 | MC | 0.587 | 1
6FX80022DC101AJ5 | PRE-ASSEMBLED SIGNAL CABLE TYPE: 6FX8002-2DC10 DRIVE-CLIQ WITH 24V RJ45 CONNECTOR; IP20 ON MODULE SIDE AND IP67 ON MOTOR SIDE, MOTION-CONNECT 800PLUS APPROVED ONLY UP TO A LENGTH OF 75M, DMAX=7.1 MM LENGTH (M) = 0 + 0 + 8 + 0,5 | 191 | TEM | 1 | MC | 0.607 | 1
6FX80022DC101AJ6 | PRE-ASSEMBLED SIGNAL CABLE TYPE: 6FX8002-2DC10 DRIVE-CLIQ WITH 24V RJ45 CONNECTOR; IP20 ON MODULE SIDE AND IP67 ON MOTOR SIDE, MOTION-CONNECT 800PLUS APPROVED ONLY UP TO A LENGTH OF 75M, DMAX=7.1 MM LENGTH (M) = 0 + 0 + 8 + 0,6 | 191 | TEM | 1 | MC | 0.614 | 1
6FX80022DC101AJ7 | PRE-ASSEMBLED SIGNAL CABLE TYPE: 6FX8002-2DC10 DRIVE-CLIQ WITH 24V RJ45 CONNECTOR; IP20 ON MODULE SIDE AND IP67 ON MOTOR SIDE, MOTION-CONNECT 800PLUS APPROVED ONLY UP TO A LENGTH OF 75M, DMAX=7.1 MM LENGTH (M) = 0 + 0 + 8 + 0,7 | 191 | TEM | 1 | MC | 0.621 | 1
6FX80022DC101AK0 | PRE-ASSEMBLED SIGNAL CABLE TYPE: 6FX8002-2DC10 DRIVE-CLIQ WITH 24V RJ45 CONNECTOR; IP20 ON MODULE SIDE AND IP67 ON MOTOR SIDE, MOTION-CONNECT 800PLUS APPROVED ONLY UP TO A LENGTH OF 75M, DMAX=7.1 MM LENGTH (M) = 0 + 0 + 9 + 0 | 191 | TEM | 1 | MC | 0.641 | 1
6FX80022DC101AK2 | PRE-ASSEMBLED SIGNAL CABLE TYPE: 6FX8002-2DC10 DRIVE-CLIQ WITH 24V RJ45 CONNECTOR; IP20 ON MODULE SIDE AND IP67 ON MOTOR SIDE, MOTION-CONNECT 800PLUS APPROVED ONLY UP TO A LENGTH OF 75M, DMAX=7.1 MM LENGTH (M) = 0 + 0 + 9 + 0,2 | 199 | TEM | 1 | MC | 0.655 | 1
6FX80022DC101AK4 | PRE-ASSEMBLED SIGNAL CABLE TYPE: 6FX8002-2DC10 DRIVE-CLIQ WITH 24V RJ45 CONNECTOR; IP20 ON MODULE SIDE AND IP67 ON MOTOR SIDE, MOTION-CONNECT 800PLUS APPROVED ONLY UP TO A LENGTH OF 75M, DMAX=7.1 MM LENGTH (M) = 0 + 0 + 9 + 0,4 | 199 | TEM | 1 | MC | 0.668 | 1
6FX80022DC101AK5 | PRE-ASSEMBLED SIGNAL CABLE TYPE: 6FX8002-2DC10 DRIVE-CLIQ WITH 24V RJ45 CONNECTOR; IP20 ON MODULE SIDE AND IP67 ON MOTOR SIDE, MOTION-CONNECT 800PLUS APPROVED ONLY UP TO A LENGTH OF 75M, DMAX=7.1 MM LENGTH (M) = 0 + 0 + 9 + 0,5 | 199 | TEM | 1 | MC | 0.675 | 1
6FX80022DC101BA0 | PRE-ASSEMBLED SIGNAL CABLE TYPE: 6FX8002-2DC10 DRIVE-CLIQ WITH 24V RJ45 CONNECTOR; IP20 ON MODULE SIDE AND IP67 ON MOTOR SIDE, MOTION-CONNECT 800PLUS APPROVED ONLY UP TO A LENGTH OF 75M, DMAX=7.1 MM LENGTH (M) = 0 + 10 + 0 + 0 | 199 | TEM | 1 | MC | 0.709 | 1
6FX80022DC101BA2 | PRE-ASSEMBLED SIGNAL CABLE TYPE: 6FX8002-2DC10 DRIVE-CLIQ WITH 24V RJ45 CONNECTOR; IP20 ON MODULE SIDE AND IP67 ON MOTOR SIDE, MOTION-CONNECT 800PLUS APPROVED ONLY UP TO A LENGTH OF 75M, DMAX=7.1 MM LENGTH (M) = 0 + 10 + 0 + 0,2 | 207 | TEM | 1 | MC | 0.723 | 1
6FX80022DC101BA5 | PRE-ASSEMBLED SIGNAL CABLE TYPE: 6FX8002-2DC10 DRIVE-CLIQ WITH 24V RJ45 CONNECTOR; IP20 ON MODULE SIDE AND IP67 ON MOTOR SIDE, MOTION-CONNECT 800PLUS APPROVED ONLY UP TO A LENGTH OF 75M, DMAX=7.1 MM LENGTH (M) = 0 + 10 + 0 + 0,5 | 207 | TEM | 1 | MC | 0.743 | 1
6FX80022DC101BA7 | PRE-ASSEMBLED SIGNAL CABLE TYPE: 6FX8002-2DC10 DRIVE-CLIQ WITH 24V RJ45 CONNECTOR; IP20 ON MODULE SIDE AND IP67 ON MOTOR SIDE, MOTION-CONNECT 800PLUS APPROVED ONLY UP TO A LENGTH OF 75M, DMAX=7.1 MM LENGTH (M) = 0 + 10 + 0 + 0,7 | 207 | TEM | 1 | MC | 0.757 | 1
6FX80022DC101BA8 | PRE-ASSEMBLED SIGNAL CABLE TYPE: 6FX8002-2DC10 DRIVE-CLIQ WITH 24V RJ45 CONNECTOR; IP20 ON MODULE SIDE AND IP67 ON MOTOR SIDE, MOTION-CONNECT 800PLUS APPROVED ONLY UP TO A LENGTH OF 75M, DMAX=7.1 MM LENGTH (M) = 0 + 10 + 0 + 0,8 | 207 | TEM | 1 | MC | 0.763 | 1
6FX80022DC101BB0 | PRE-ASSEMBLED SIGNAL CABLE TYPE: 6FX8002-2DC10 DRIVE-CLIQ WITH 24V RJ45 CONNECTOR; IP20 ON MODULE SIDE AND IP67 ON MOTOR SIDE, MOTION-CONNECT 800PLUS APPROVED ONLY UP TO A LENGTH OF 75M, DMAX=7.1 MM LENGTH (M) = 0 + 10 + 1 + 0 | 207 | TEM | 1 | MC | 0.777 | 1
6FX80022DC101BB3 | PRE-ASSEMBLED SIGNAL CABLE TYPE: 6FX8002-2DC10 DRIVE-CLIQ WITH 24V RJ45 CONNECTOR; IP20 ON MODULE SIDE AND IP67 ON MOTOR SIDE, MOTION-CONNECT 800PLUS APPROVED ONLY UP TO A LENGTH OF 75M, DMAX=7.1 MM LENGTH (M) = 0 + 10 + 1 + 0,3 | 214 | TEM | 1 | MC | 0.797 | 1
6FX80022DC101BB5 | PRE-ASSEMBLED SIGNAL CABLE TYPE: 6FX8002-2DC10 DRIVE-CLIQ WITH 24V RJ45 CONNECTOR; IP20 ON MODULE SIDE AND IP67 ON MOTOR SIDE, MOTION-CONNECT 800PLUS APPROVED ONLY UP TO A LENGTH OF 75M, DMAX=7.1 MM LENGTH (M) = 0 + 10 + 1 + 0,5 | 214 | TEM | 1 | MC | 0.811 | 1
6FX80022DC101BB6 | PRE-ASSEMBLED SIGNAL CABLE TYPE: 6FX8002-2DC10 DRIVE-CLIQ WITH 24V RJ45 CONNECTOR; IP20 ON MODULE SIDE AND IP67 ON MOTOR SIDE, MOTION-CONNECT 800PLUS APPROVED ONLY UP TO A LENGTH OF 75M, DMAX=7.1 MM LENGTH (M) = 0 + 10 + 1 + 0,6 | 214 | TEM | 1 | MC | 0.818 | 1
6FX80022DC101BC0 | PRE-ASSEMBLED SIGNAL CABLE TYPE: 6FX8002-2DC10 DRIVE-CLIQ WITH 24V RJ45 CONNECTOR; IP20 ON MODULE SIDE AND IP67 ON MOTOR SIDE, MOTION-CONNECT 800PLUS APPROVED ONLY UP TO A LENGTH OF 75M, DMAX=7.1 MM LENGTH (M) = 0 + 10 + 2 + 0 | 214 | TEM | 1 | MC | 0.845 | 1
6FX80022DC101BC2 | PRE-ASSEMBLED SIGNAL CABLE TYPE: 6FX8002-2DC10 DRIVE-CLIQ WITH 24V RJ45 CONNECTOR; IP20 ON MODULE SIDE AND IP67 ON MOTOR SIDE, MOTION-CONNECT 800PLUS APPROVED ONLY UP TO A LENGTH OF 75M, DMAX=7.1 MM LENGTH (M) = 0 + 10 + 2 + 0,2 | 222 | TEM | 1 | MC | 0.859 | 1
6FX80022DC101BC5 | PRE-ASSEMBLED SIGNAL CABLE TYPE: 6FX8002-2DC10 DRIVE-CLIQ WITH 24V RJ45 CONNECTOR; IP20 ON MODULE SIDE AND IP67 ON MOTOR SIDE, MOTION-CONNECT 800PLUS APPROVED ONLY UP TO A LENGTH OF 75M, DMAX=7.1 MM LENGTH (M) = 0 + 10 + 2 + 0,5 | 222 | TEM | 1 | MC | 0.879 | 1
6FX80022DC101BC8 | PRE-ASSEMBLED SIGNAL CABLE TYPE: 6FX8002-2DC10 DRIVE-CLIQ WITH 24V RJ45 CONNECTOR; IP20 ON MODULE SIDE AND IP67 ON MOTOR SIDE, MOTION-CONNECT 800PLUS APPROVED ONLY UP TO A LENGTH OF 75M, DMAX=7.1 MM LENGTH (M) = 0 + 10 + 2 + 0,8 | 222 | TEM | 1 | MC | 0.899 | 1
6FX80022DC101BD0 | PRE-ASSEMBLED SIGNAL CABLE TYPE: 6FX8002-2DC10 DRIVE-CLIQ WITH 24V RJ45 CONNECTOR; IP20 ON MODULE SIDE AND IP67 ON MOTOR SIDE, MOTION-CONNECT 800PLUS APPROVED ONLY UP TO A LENGTH OF 75M, DMAX=7.1 MM LENGTH (M) = 0 + 10 + 3 + 0 | 222 | TEM | 1 | MC | 0.913 | 1
6FX80022DC101BD1 | PRE-ASSEMBLED SIGNAL CABLE TYPE: 6FX8002-2DC10 DRIVE-CLIQ WITH 24V RJ45 CONNECTOR; IP20 ON MODULE SIDE AND IP67 ON MOTOR SIDE, MOTION-CONNECT 800PLUS APPROVED ONLY UP TO A LENGTH OF 75M, DMAX=7.1 MM LENGTH (M) = 0 + 10 + 3 + 0,1 | 230 | TEM | 1 | MC | 0.92 | 1
6FX80022DC101BD3 | PRE-ASSEMBLED SIGNAL CABLE TYPE: 6FX8002-2DC10 DRIVE-CLIQ WITH 24V RJ45 CONNECTOR; IP20 ON MODULE SIDE AND IP67 ON MOTOR SIDE, MOTION-CONNECT 800PLUS APPROVED ONLY UP TO A LENGTH OF 75M, DMAX=7.1 MM LENGTH (M) = 0 + 10 + 3 + 0,3 | 230 | TEM | 1 | MC | 0.933 | 1
6FX80022DC101BD5 | PRE-ASSEMBLED SIGNAL CABLE TYPE: 6FX8002-2DC10 DRIVE-CLIQ WITH 24V RJ45 CONNECTOR; IP20 ON MODULE SIDE AND IP67 ON MOTOR SIDE, MOTION-CONNECT 800PLUS APPROVED ONLY UP TO A LENGTH OF 75M, DMAX=7.1 MM LENGTH (M) = 0 + 10 + 3 + 0,5 | 230 | TEM | 1 | MC | 0.947 | 1
6FX80022DC101BD8 | PRE-ASSEMBLED SIGNAL CABLE TYPE: 6FX8002-2DC10 DRIVE-CLIQ WITH 24V RJ45 CONNECTOR; IP20 ON MODULE SIDE AND IP67 ON MOTOR SIDE, MOTION-CONNECT 800PLUS APPROVED ONLY UP TO A LENGTH OF 75M, DMAX=7.1 MM LENGTH (M) = 0 + 10 + 3 + 0,8 | 230 | TEM | 1 | MC | 0.967 | 1
6FX80022DC101BE0 | PRE-ASSEMBLED SIGNAL CABLE TYPE: 6FX8002-2DC10 DRIVE-CLIQ WITH 24V RJ45 CONNECTOR; IP20 ON MODULE SIDE AND IP67 ON MOTOR SIDE, MOTION-CONNECT 800PLUS APPROVED ONLY UP TO A LENGTH OF 75M, DMAX=7.1 MM LENGTH (M) = 0 + 10 + 4 + 0 | 230 | TEM | 1 | MC | 0.981 | 1
6FX80022DC101BE4 | PRE-ASSEMBLED SIGNAL CABLE TYPE: 6FX8002-2DC10 DRIVE-CLIQ WITH 24V RJ45 CONNECTOR; IP20 ON MODULE SIDE AND IP67 ON MOTOR SIDE, MOTION-CONNECT 800PLUS APPROVED ONLY UP TO A LENGTH OF 75M, DMAX=7.1 MM LENGTH (M) = 0 + 10 + 4 + 0,4 | 238 | TEM | 1 | MC | 1.008 | 1
6FX80022DC101BE5 | PRE-ASSEMBLED SIGNAL CABLE TYPE: 6FX8002-2DC10 DRIVE-CLIQ WITH 24V RJ45 CONNECTOR; IP20 ON MODULE SIDE AND IP67 ON MOTOR SIDE, MOTION-CONNECT 800PLUS APPROVED ONLY UP TO A LENGTH OF 75M, DMAX=7.1 MM LENGTH (M) = 0 + 10 + 4 + 0,5 | 238 | TEM | 1 | MC | 1.015 | 1
6FX80022DC101BE6 | PRE-ASSEMBLED SIGNAL CABLE TYPE: 6FX8002-2DC10 DRIVE-CLIQ WITH 24V RJ45 CONNECTOR; IP20 ON MODULE SIDE AND IP67 ON MOTOR SIDE, MOTION-CONNECT 800PLUS APPROVED ONLY UP TO A LENGTH OF 75M, DMAX=7.1 MM LENGTH (M) = 0 + 10 + 4 + 0,6 | 238 | TEM | 1 | MC | 1.022 | 1
6FX80022DC101BF0 | PRE-ASSEMBLED SIGNAL CABLE TYPE: 6FX8002-2DC10 DRIVE-CLIQ WITH 24V RJ45 CONNECTOR; IP20 ON MODULE SIDE AND IP67 ON MOTOR SIDE, MOTION-CONNECT 800PLUS APPROVED ONLY UP TO A LENGTH OF 75M, DMAX=7.1 MM LENGTH (M) = 0 + 10 + 5 + 0 | 238 | TEM | 1 | MC | 1.049 | 1
6FX80022DC101BF5 | PRE-ASSEMBLED SIGNAL CABLE TYPE: 6FX8002-2DC10 DRIVE-CLIQ WITH 24V RJ45 CONNECTOR; IP20 ON MODULE SIDE AND IP67 ON MOTOR SIDE, MOTION-CONNECT 800PLUS APPROVED ONLY UP TO A LENGTH OF 75M, DMAX=7.1 MM LENGTH (M) = 0 + 10 + 5 + 0,5 | 246 | TEM | 1 | MC | 1.083 | 1
6FX80022DC101BG0 | PRE-ASSEMBLED SIGNAL CABLE TYPE: 6FX8002-2DC10 DRIVE-CLIQ WITH 24V RJ45 CONNECTOR; IP20 ON MODULE SIDE AND IP67 ON MOTOR SIDE, MOTION-CONNECT 800PLUS APPROVED ONLY UP TO A LENGTH OF 75M, DMAX=7.1 MM LENGTH (M) = 0 + 10 + 6 + 0 | 246 | TEM | 1 | MC | 1.117 | 1
6FX80022DC101BG2 | PRE-ASSEMBLED SIGNAL CABLE TYPE: 6FX8002-2DC10 DRIVE-CLIQ WITH 24V RJ45 CONNECTOR; IP20 ON MODULE SIDE AND IP67 ON MOTOR SIDE, MOTION-CONNECT 800PLUS APPROVED ONLY UP TO A LENGTH OF 75M, DMAX=7.1 MM LENGTH (M) = 0 + 10 + 6 + 0,2 | 254 | TEM | 1 | MC | 1.131 | 1
6FX80022DC101BG3 | PRE-ASSEMBLED SIGNAL CABLE TYPE: 6FX8002-2DC10 DRIVE-CLIQ WITH 24V RJ45 CONNECTOR; IP20 ON MODULE SIDE AND IP67 ON MOTOR SIDE, MOTION-CONNECT 800PLUS APPROVED ONLY UP TO A LENGTH OF 75M, DMAX=7.1 MM LENGTH (M) = 0 + 10 + 6 + 0,3 | 254 | TEM | 1 | MC | 1.137 | 1
6FX80022DC101BG5 | PRE-ASSEMBLED SIGNAL CABLE TYPE: 6FX8002-2DC10 DRIVE-CLIQ WITH 24V RJ45 CONNECTOR; IP20 ON MODULE SIDE AND IP67 ON MOTOR SIDE, MOTION-CONNECT 800PLUS APPROVED ONLY UP TO A LENGTH OF 75M, DMAX=7.1 MM LENGTH (M) = 0 + 10 + 6 + 0,5 | 254 | TEM | 1 | MC | 1.151 | 1
6FX80022DC101BG8 | PRE-ASSEMBLED SIGNAL CABLE TYPE: 6FX8002-2DC10 DRIVE-CLIQ WITH 24V RJ45 CONNECTOR; IP20 ON MODULE SIDE AND IP67 ON MOTOR SIDE, MOTION-CONNECT 800PLUS APPROVED ONLY UP TO A LENGTH OF 75M, DMAX=7.1 MM LENGTH (M) = 0 + 10 + 6 + 0,8 | 254 | TEM | 1 | MC | 1.171 | 1
6FX80022DC101BH0 | PRE-ASSEMBLED SIGNAL CABLE TYPE: 6FX8002-2DC10 DRIVE-CLIQ WITH 24V RJ45 CONNECTOR; IP20 ON MODULE SIDE AND IP67 ON MOTOR SIDE, MOTION-CONNECT 800PLUS APPROVED ONLY UP TO A LENGTH OF 75M, DMAX=7.1 MM LENGTH (M) = 0 + 10 + 7 + 0 | 254 | TEM | 1 | MC | 1.185 | 1
6FX80022DC101BH5 | PRE-ASSEMBLED SIGNAL CABLE TYPE: 6FX8002-2DC10 DRIVE-CLIQ WITH 24V RJ45 CONNECTOR; IP20 ON MODULE SIDE AND IP67 ON MOTOR SIDE, MOTION-CONNECT 800PLUS APPROVED ONLY UP TO A LENGTH OF 75M, DMAX=7.1 MM LENGTH (M) = 0 + 10 + 7 + 0,5 | 261 | TEM | 1 | MC | 1.219 | 1
6FX80022DC101BJ0 | PRE-ASSEMBLED SIGNAL CABLE TYPE: 6FX8002-2DC10 DRIVE-CLIQ WITH 24V RJ45 CONNECTOR; IP20 ON MODULE SIDE AND IP67 ON MOTOR SIDE, MOTION-CONNECT 800PLUS APPROVED ONLY UP TO A LENGTH OF 75M, DMAX=7.1 MM LENGTH (M) = 0 + 10 + 8 + 0 | 262 | TEM | 1 | MC | 1.253 | 1
6FX80022DC101BJ3 | PRE-ASSEMBLED SIGNAL CABLE TYPE: 6FX8002-2DC10 DRIVE-CLIQ WITH 24V RJ45 CONNECTOR; IP20 ON MODULE SIDE AND IP67 ON MOTOR SIDE, MOTION-CONNECT 800PLUS APPROVED ONLY UP TO A LENGTH OF 75M, DMAX=7.1 MM LENGTH (M) = 0 + 10 + 8 + 0,3 | 269 | TEM | 1 | MC | 1.273 | 1
6FX80022DC101BJ5 | PRE-ASSEMBLED SIGNAL CABLE TYPE: 6FX8002-2DC10 DRIVE-CLIQ WITH 24V RJ45 CONNECTOR; IP20 ON MODULE SIDE AND IP67 ON MOTOR SIDE, MOTION-CONNECT 800PLUS APPROVED ONLY UP TO A LENGTH OF 75M, DMAX=7.1 MM LENGTH (M) = 0 + 10 + 8 + 0,5 | 269 | TEM | 1 | MC | 1.287 | 1
6FX80022DC101BK0 | PRE-ASSEMBLED SIGNAL CABLE TYPE: 6FX8002-2DC10 DRIVE-CLIQ WITH 24V RJ45 CONNECTOR; IP20 ON MODULE SIDE AND IP67 ON MOTOR SIDE, MOTION-CONNECT 800PLUS APPROVED ONLY UP TO A LENGTH OF 75M, DMAX=7.1 MM LENGTH (M) = 0 + 10 + 9 + 0 | 269 | TEM | 1 | MC | 1.321 | 1
6FX80022DC101BK3 | PRE-ASSEMBLED SIGNAL CABLE TYPE: 6FX8002-2DC10 DRIVE-CLIQ WITH 24V RJ45 CONNECTOR; IP20 ON MODULE SIDE AND IP67 ON MOTOR SIDE, MOTION-CONNECT 800PLUS APPROVED ONLY UP TO A LENGTH OF 75M, DMAX=7.1 MM LENGTH (M) = 0 + 10 + 9 + 0,3 | 277 | TEM | 1 | MC | 1.341 | 1
6FX80022DC101BK5 | PRE-ASSEMBLED SIGNAL CABLE TYPE: 6FX8002-2DC10 DRIVE-CLIQ WITH 24V RJ45 CONNECTOR; IP20 ON MODULE SIDE AND IP67 ON MOTOR SIDE, MOTION-CONNECT 800PLUS APPROVED ONLY UP TO A LENGTH OF 75M, DMAX=7.1 MM LENGTH (M) = 0 + 10 + 9 + 0,5 | 277 | TEM | 1 | MC | 1.355 | 1
6FX80022DC101CA0 | PRE-ASSEMBLED SIGNAL CABLE TYPE: 6FX8002-2DC10 DRIVE-CLIQ WITH 24V RJ45 CONNECTOR; IP20 ON MODULE SIDE AND IP67 ON MOTOR SIDE, MOTION-CONNECT 800PLUS APPROVED ONLY UP TO A LENGTH OF 75M, DMAX=7.1 MM LENGTH (M) = 0 + 20 + 0 + 0 | 277 | TEM | 1 | MC | 1.389 | 1
6FX80022DC101CA2 | PRE-ASSEMBLED SIGNAL CABLE TYPE: 6FX8002-2DC10 DRIVE-CLIQ WITH 24V RJ45 CONNECTOR; IP20 ON MODULE SIDE AND IP67 ON MOTOR SIDE, MOTION-CONNECT 800PLUS APPROVED ONLY UP TO A LENGTH OF 75M, DMAX=7.1 MM LENGTH (M) = 0 + 20 + 0 + 0,2 | 285 | TEM | 1 | MC | 1.403 | 1
6FX80022DC101CA5 | PRE-ASSEMBLED SIGNAL CABLE TYPE: 6FX8002-2DC10 DRIVE-CLIQ WITH 24V RJ45 CONNECTOR; IP20 ON MODULE SIDE AND IP67 ON MOTOR SIDE, MOTION-CONNECT 800PLUS APPROVED ONLY UP TO A LENGTH OF 75M, DMAX=7.1 MM LENGTH (M) = 0 + 20 + 0 + 0,5 | 285 | TEM | 1 | MC | 1.423 | 1
6FX80022DC101CB0 | PRE-ASSEMBLED SIGNAL CABLE TYPE: 6FX8002-2DC10 DRIVE-CLIQ WITH 24V RJ45 CONNECTOR; IP20 ON MODULE SIDE AND IP67 ON MOTOR SIDE, MOTION-CONNECT 800PLUS APPROVED ONLY UP TO A LENGTH OF 75M, DMAX=7.1 MM LENGTH (M) = 0 + 20 + 1 + 0 | 285 | TEM | 1 | MC | 1.457 | 1
6FX80022DC101CB5 | PRE-ASSEMBLED SIGNAL CABLE TYPE: 6FX8002-2DC10 DRIVE-CLIQ WITH 24V RJ45 CONNECTOR; IP20 ON MODULE SIDE AND IP67 ON MOTOR SIDE, MOTION-CONNECT 800PLUS APPROVED ONLY UP TO A LENGTH OF 75M, DMAX=7.1 MM LENGTH (M) = 0 + 20 + 1 + 0,5 | 293 | TEM | 1 | MC | 1.491 | 1
6FX80022DC101CC0 | PRE-ASSEMBLED SIGNAL CABLE TYPE: 6FX8002-2DC10 DRIVE-CLIQ WITH 24V RJ45 CONNECTOR; IP20 ON MODULE SIDE AND IP67 ON MOTOR SIDE, MOTION-CONNECT 800PLUS APPROVED ONLY UP TO A LENGTH OF 75M, DMAX=7.1 MM LENGTH (M) = 0 + 20 + 2 + 0 | 293 | TEM | 1 | MC | 1.525 | 1
6FX80022DC101CC3 | PRE-ASSEMBLED SIGNAL CABLE TYPE: 6FX8002-2DC10 DRIVE-CLIQ WITH 24V RJ45 CONNECTOR; IP20 ON MODULE SIDE AND IP67 ON MOTOR SIDE, MOTION-CONNECT 800PLUS APPROVED ONLY UP TO A LENGTH OF 75M, DMAX=7.1 MM LENGTH (M) = 0 + 20 + 2 + 0,3 | 301 | TEM | 1 | MC | 1.545 | 1
6FX80022DC101CC5 | PRE-ASSEMBLED SIGNAL CABLE TYPE: 6FX8002-2DC10 DRIVE-CLIQ WITH 24V RJ45 CONNECTOR; IP20 ON MODULE SIDE AND IP67 ON MOTOR SIDE, MOTION-CONNECT 800PLUS APPROVED ONLY UP TO A LENGTH OF 75M, DMAX=7.1 MM LENGTH (M) = 0 + 20 + 2 + 0,5 | 301 | TEM | 1 | MC | 1.559 | 1
6FX80022DC101CD0 | PRE-ASSEMBLED SIGNAL CABLE TYPE: 6FX8002-2DC10 DRIVE-CLIQ WITH 24V RJ45 CONNECTOR; IP20 ON MODULE SIDE AND IP67 ON MOTOR SIDE, MOTION-CONNECT 800PLUS APPROVED ONLY UP TO A LENGTH OF 75M, DMAX=7.1 MM LENGTH (M) = 0 + 20 + 3 + 0 | 301 | TEM | 1 | MC | 1.593 | 1
6FX80022DC101CE0 | PRE-ASSEMBLED SIGNAL CABLE TYPE: 6FX8002-2DC10 DRIVE-CLIQ WITH 24V RJ45 CONNECTOR; IP20 ON MODULE SIDE AND IP67 ON MOTOR SIDE, MOTION-CONNECT 800PLUS APPROVED ONLY UP TO A LENGTH OF 75M, DMAX=7.1 MM LENGTH (M) = 0 + 20 + 4 + 0 | 309 | TEM | 1 | MC | 1.661 | 1
6FX80022DC101CF0 | PRE-ASSEMBLED SIGNAL CABLE TYPE: 6FX8002-2DC10 DRIVE-CLIQ WITH 24V RJ45 CONNECTOR; IP20 ON MODULE SIDE AND IP67 ON MOTOR SIDE, MOTION-CONNECT 800PLUS APPROVED ONLY UP TO A LENGTH OF 75M, DMAX=7.1 MM LENGTH (M) = 0 + 20 + 5 + 0 | 317 | TEM | 1 | MC | 1.729 | 1
6FX80022DC101CF5 | PRE-ASSEMBLED SIGNAL CABLE TYPE: 6FX8002-2DC10 DRIVE-CLIQ WITH 24V RJ45 CONNECTOR; IP20 ON MODULE SIDE AND IP67 ON MOTOR SIDE, MOTION-CONNECT 800PLUS APPROVED ONLY UP TO A LENGTH OF 75M, DMAX=7.1 MM LENGTH (M) = 0 + 20 + 5 + 0,5 | 324 | TEM | 1 | MC | 1.763 | 1
6FX80022DC101CF6 | PRE-ASSEMBLED SIGNAL CABLE TYPE: 6FX8002-2DC10 DRIVE-CLIQ WITH 24V RJ45 CONNECTOR; IP20 ON MODULE SIDE AND IP67 ON MOTOR SIDE, MOTION-CONNECT 800PLUS APPROVED ONLY UP TO A LENGTH OF 75M, DMAX=7.1 MM LENGTH (M) = 0 + 20 + 5 + 0,6 | 324 | TEM | 1 | MC | 1.77 | 1
6FX80022DC101CG0 | PRE-ASSEMBLED SIGNAL CABLE TYPE: 6FX8002-2DC10 DRIVE-CLIQ WITH 24V RJ45 CONNECTOR; IP20 ON MODULE SIDE AND IP67 ON MOTOR SIDE, MOTION-CONNECT 800PLUS APPROVED ONLY UP TO A LENGTH OF 75M, DMAX=7.1 MM LENGTH (M) = 0 + 20 + 6 + 0 | 324 | TEM | 1 | MC | 1.797 | 1
6FX80022DC101CH0 | PRE-ASSEMBLED SIGNAL CABLE TYPE: 6FX8002-2DC10 DRIVE-CLIQ WITH 24V RJ45 CONNECTOR; IP20 ON MODULE SIDE AND IP67 ON MOTOR SIDE, MOTION-CONNECT 800PLUS APPROVED ONLY UP TO A LENGTH OF 75M, DMAX=7.1 MM LENGTH (M) = 0 + 20 + 7 + 0 | 332 | TEM | 1 | MC | 1.865 | 1
6FX80022DC101CJ0 | PRE-ASSEMBLED SIGNAL CABLE TYPE: 6FX8002-2DC10 DRIVE-CLIQ WITH 24V RJ45 CONNECTOR; IP20 ON MODULE SIDE AND IP67 ON MOTOR SIDE, MOTION-CONNECT 800PLUS APPROVED ONLY UP TO A LENGTH OF 75M, DMAX=7.1 MM LENGTH (M) = 0 + 20 + 8 + 0 | 340 | TEM | 1 | MC | 1.933 | 1
6FX80022DC101CK0 | PRE-ASSEMBLED SIGNAL CABLE TYPE: 6FX8002-2DC10 DRIVE-CLIQ WITH 24V RJ45 CONNECTOR; IP20 ON MODULE SIDE AND IP67 ON MOTOR SIDE, MOTION-CONNECT 800PLUS APPROVED ONLY UP TO A LENGTH OF 75M, DMAX=7.1 MM LENGTH (M) = 0 + 20 + 9 + 0 | 348 | TEM | 1 | MC | 2.001 | 1
6FX80022DC101DA0 | PRE-ASSEMBLED SIGNAL CABLE TYPE: 6FX8002-2DC10 DRIVE-CLIQ WITH 24V RJ45 CONNECTOR; IP20 ON MODULE SIDE AND IP67 ON MOTOR SIDE, MOTION-CONNECT 800PLUS APPROVED ONLY UP TO A LENGTH OF 75M, DMAX=7.1 MM LENGTH (M) = 0 + 30 + 0 + 0 | 355 | TEM | 1 | MC | 2.069 | 1
6FX80022DC101DA5 | PRE-ASSEMBLED SIGNAL CABLE TYPE: 6FX8002-2DC10 DRIVE-CLIQ WITH 24V RJ45 CONNECTOR; IP20 ON MODULE SIDE AND IP67 ON MOTOR SIDE, MOTION-CONNECT 800PLUS APPROVED ONLY UP TO A LENGTH OF 75M, DMAX=7.1 MM LENGTH (M) = 0 + 30 + 0 + 0,5 | 363 | TEM | 1 | MC | 2.103 | 1
6FX80022DC101DB0 | PRE-ASSEMBLED SIGNAL CABLE TYPE: 6FX8002-2DC10 DRIVE-CLIQ WITH 24V RJ45 CONNECTOR; IP20 ON MODULE SIDE AND IP67 ON MOTOR SIDE, MOTION-CONNECT 800PLUS APPROVED ONLY UP TO A LENGTH OF 75M, DMAX=7.1 MM LENGTH (M) = 0 + 30 + 1 + 0 | 363 | TEM | 1 | MC | 2.137 | 1
6FX80022DC101DC0 | PRE-ASSEMBLED SIGNAL CABLE TYPE: 6FX8002-2DC10 DRIVE-CLIQ WITH 24V RJ45 CONNECTOR; IP20 ON MODULE SIDE AND IP67 ON MOTOR SIDE, MOTION-CONNECT 800PLUS APPROVED ONLY UP TO A LENGTH OF 75M, DMAX=7.1 MM LENGTH (M) = 0 + 30 + 2 + 0 | 371 | TEM | 1 | MC | 2.205 | 1
6FX80022DC101DD0 | PRE-ASSEMBLED SIGNAL CABLE TYPE: 6FX8002-2DC10 DRIVE-CLIQ WITH 24V RJ45 CONNECTOR; IP20 ON MODULE SIDE AND IP67 ON MOTOR SIDE, MOTION-CONNECT 800PLUS APPROVED ONLY UP TO A LENGTH OF 75M, DMAX=7.1 MM LENGTH (M) = 0 + 30 + 3 + 0 | 379 | TEM | 1 | MC | 2.273 | 1
6FX80022DC101DE0 | PRE-ASSEMBLED SIGNAL CABLE TYPE: 6FX8002-2DC10 DRIVE-CLIQ WITH 24V RJ45 CONNECTOR; IP20 ON MODULE SIDE AND IP67 ON MOTOR SIDE, MOTION-CONNECT 800PLUS APPROVED ONLY UP TO A LENGTH OF 75M, DMAX=7.1 MM LENGTH (M) = 0 + 30 + 4 + 0 | 387 | TEM | 1 | MC | 2.341 | 1
6FX80022DC101DF0 | PRE-ASSEMBLED SIGNAL CABLE TYPE: 6FX8002-2DC10 DRIVE-CLIQ WITH 24V RJ45 CONNECTOR; IP20 ON MODULE SIDE AND IP67 ON MOTOR SIDE, MOTION-CONNECT 800PLUS APPROVED ONLY UP TO A LENGTH OF 75M, DMAX=7.1 MM LENGTH (M) = 0 + 30 + 5 + 0 | 395 | TEM | 1 | MC | 2.409 | 1
6FX80022DC101DG0 | PRE-ASSEMBLED SIGNAL CABLE TYPE: 6FX8002-2DC10 DRIVE-CLIQ WITH 24V RJ45 CONNECTOR; IP20 ON MODULE SIDE AND IP67 ON MOTOR SIDE, MOTION-CONNECT 800PLUS APPROVED ONLY UP TO A LENGTH OF 75M, DMAX=7.1 MM LENGTH (M) = 0 + 30 + 6 + 0 | 402 | TEM | 1 | MC | 2.477 | 1
6FX80022DC101DH0 | PRE-ASSEMBLED SIGNAL CABLE TYPE: 6FX8002-2DC10 DRIVE-CLIQ WITH 24V RJ45 CONNECTOR; IP20 ON MODULE SIDE AND IP67 ON MOTOR SIDE, MOTION-CONNECT 800PLUS APPROVED ONLY UP TO A LENGTH OF 75M, DMAX=7.1 MM LENGTH (M) = 0 + 30 + 7 + 0 | 410 | TEM | 1 | MC | 2.545 | 1
6FX80022DC101DJ0 | PRE-ASSEMBLED SIGNAL CABLE TYPE: 6FX8002-2DC10 DRIVE-CLIQ WITH 24V RJ45 CONNECTOR; IP20 ON MODULE SIDE AND IP67 ON MOTOR SIDE, MOTION-CONNECT 800PLUS APPROVED ONLY UP TO A LENGTH OF 75M, DMAX=7.1 MM LENGTH (M) = 0 + 30 + 8 + 0 | 418 | TEM | 1 | MC | 2.613 | 1
6FX80022DC101DJ5 | PRE-ASSEMBLED SIGNAL CABLE TYPE: 6FX8002-2DC10 DRIVE-CLIQ WITH 24V RJ45 CONNECTOR; IP20 ON MODULE SIDE AND IP67 ON MOTOR SIDE, MOTION-CONNECT 800PLUS APPROVED ONLY UP TO A LENGTH OF 75M, DMAX=7.1 MM LENGTH (M) = 0 + 30 + 8 + 0,5 | 426 | TEM | 1 | MC | 2.647 | 1
6FX80022DC101DK0 | PRE-ASSEMBLED SIGNAL CABLE TYPE: 6FX8002-2DC10 DRIVE-CLIQ WITH 24V RJ45 CONNECTOR; IP20 ON MODULE SIDE AND IP67 ON MOTOR SIDE, MOTION-CONNECT 800PLUS APPROVED ONLY UP TO A LENGTH OF 75M, DMAX=7.1 MM LENGTH (M) = 0 + 30 + 9 + 0 | 426 | TEM | 1 | MC | 2.681 | 1
6FX80022DC101EA0 | PRE-ASSEMBLED SIGNAL CABLE TYPE: 6FX8002-2DC10 DRIVE-CLIQ WITH 24V RJ45 CONNECTOR; IP20 ON MODULE SIDE AND IP67 ON MOTOR SIDE, MOTION-CONNECT 800PLUS APPROVED ONLY UP TO A LENGTH OF 75M, DMAX=7.1 MM LENGTH (M) = 0 + 40 + 0 + 0 | 434 | TEM | 1 | MC | 2.749 | 1
6FX80022DC101EB0 | PRE-ASSEMBLED SIGNAL CABLE TYPE: 6FX8002-2DC10 DRIVE-CLIQ WITH 24V RJ45 CONNECTOR; IP20 ON MODULE SIDE AND IP67 ON MOTOR SIDE, MOTION-CONNECT 800PLUS APPROVED ONLY UP TO A LENGTH OF 75M, DMAX=7.1 MM LENGTH (M) = 0 + 40 + 1 + 0 | 442 | TEM | 1 | MC | 2.817 | 1
6FX80022DC101EB5 | PRE-ASSEMBLED SIGNAL CABLE TYPE: 6FX8002-2DC10 DRIVE-CLIQ WITH 24V RJ45 CONNECTOR; IP20 ON MODULE SIDE AND IP67 ON MOTOR SIDE, MOTION-CONNECT 800PLUS APPROVED ONLY UP TO A LENGTH OF 75M, DMAX=7.1 MM LENGTH (M) = 0 + 40 + 1 + 0,5 | 450 | TEM | 1 | MC | 2.851 | 1
6FX80022DC101EC0 | PRE-ASSEMBLED SIGNAL CABLE TYPE: 6FX8002-2DC10 DRIVE-CLIQ WITH 24V RJ45 CONNECTOR; IP20 ON MODULE SIDE AND IP67 ON MOTOR SIDE, MOTION-CONNECT 800PLUS APPROVED ONLY UP TO A LENGTH OF 75M, DMAX=7.1 MM LENGTH (M) = 0 + 40 + 2 + 0 | 450 | TEM | 1 | MC | 2.885 | 1
6FX80022DC101ED0 | PRE-ASSEMBLED SIGNAL CABLE TYPE: 6FX8002-2DC10 DRIVE-CLIQ WITH 24V RJ45 CONNECTOR; IP20 ON MODULE SIDE AND IP67 ON MOTOR SIDE, MOTION-CONNECT 800PLUS APPROVED ONLY UP TO A LENGTH OF 75M, DMAX=7.1 MM LENGTH (M) = 0 + 40 + 3 + 0 | 458 | TEM | 1 | MC | 2.953 | 1
6FX80022DC101EE0 | PRE-ASSEMBLED SIGNAL CABLE TYPE: 6FX8002-2DC10 DRIVE-CLIQ WITH 24V RJ45 CONNECTOR; IP20 ON MODULE SIDE AND IP67 ON MOTOR SIDE, MOTION-CONNECT 800PLUS APPROVED ONLY UP TO A LENGTH OF 75M, DMAX=7.1 MM LENGTH (M) = 0 + 40 + 4 + 0 | 466 | TEM | 1 | MC | 3.021 | 1
6FX80022DC101EF0 | PRE-ASSEMBLED SIGNAL CABLE TYPE: 6FX8002-2DC10 DRIVE-CLIQ WITH 24V RJ45 CONNECTOR; IP20 ON MODULE SIDE AND IP67 ON MOTOR SIDE, MOTION-CONNECT 800PLUS APPROVED ONLY UP TO A LENGTH OF 75M, DMAX=7.1 MM LENGTH (M) = 0 + 40 + 5 + 0 | 474 | TEM | 1 | MC | 3.089 | 1
6FX80022DC101EG0 | PRE-ASSEMBLED SIGNAL CABLE TYPE: 6FX8002-2DC10 DRIVE-CLIQ WITH 24V RJ45 CONNECTOR; IP20 ON MODULE SIDE AND IP67 ON MOTOR SIDE, MOTION-CONNECT 800PLUS APPROVED ONLY UP TO A LENGTH OF 75M, DMAX=7.1 MM LENGTH (M) = 0 + 40 + 6 + 0 | 481 | TEM | 1 | MC | 3.157 | 1
6FX80022DC101EH0 | PRE-ASSEMBLED SIGNAL CABLE TYPE: 6FX8002-2DC10 DRIVE-CLIQ WITH 24V RJ45 CONNECTOR; IP20 ON MODULE SIDE AND IP67 ON MOTOR SIDE, MOTION-CONNECT 800PLUS APPROVED ONLY UP TO A LENGTH OF 75M, DMAX=7.1 MM LENGTH (M) = 0 + 40 + 7 + 0 | 489 | TEM | 1 | MC | 3.225 | 1
6FX80022DC101EJ0 | PRE-ASSEMBLED SIGNAL CABLE TYPE: 6FX8002-2DC10 DRIVE-CLIQ WITH 24V RJ45 CONNECTOR; IP20 ON MODULE SIDE AND IP67 ON MOTOR SIDE, MOTION-CONNECT 800PLUS APPROVED ONLY UP TO A LENGTH OF 75M, DMAX=7.1 MM LENGTH (M) = 0 + 40 + 8 + 0 | 497 | TEM | 1 | MC | 3.293 | 1
6FX80022DC101FA0 | SIGNAL CABLE, PREASSEMBLED TYPE: 6FX8002-2DC10 (SINAMICS DRIVE CLIQ) CONNECTOR IP20/IP67, WITH 24 V MOTION-CONNECT 800 LENGTH (M) = 50 | 513 | TEM | 1 | MC | 3.277 | 1
6FX80022DC101FC0 | PRE-ASSEMBLED SIGNAL CABLE TYPE: 6FX8002-2DC10 DRIVE-CLIQ WITH 24V RJ45 CONNECTOR; IP20 ON MODULE SIDE AND IP67 ON MOTOR SIDE, MOTION-CONNECT 800PLUS APPROVED ONLY UP TO A LENGTH OF 75M, DMAX=7.1 MM LENGTH (M) = 0 + 50 + 2 + 0 | 529 | TEM | 1 | MC | 3.565 | 1
6FX80022DC101FD0 | PRE-ASSEMBLED SIGNAL CABLE TYPE: 6FX8002-2DC10 DRIVE-CLIQ WITH 24V RJ45 CONNECTOR; IP20 ON MODULE SIDE AND IP67 ON MOTOR SIDE, MOTION-CONNECT 800PLUS APPROVED ONLY UP TO A LENGTH OF 75M, DMAX=7.1 MM LENGTH (M) = 0 + 50 + 3 + 0 | 537 | TEM | 1 | MC | 3.633 | 1
6FX80022DC101GA0 | PRE-ASSEMBLED SIGNAL CABLE TYPE: 6FX8002-2DC10 DRIVE-CLIQ WITH 24V RJ45 CONNECTOR; IP20 ON MODULE SIDE AND IP67 ON MOTOR SIDE, MOTION-CONNECT 800PLUS APPROVED ONLY UP TO A LENGTH OF 75M, DMAX=7.1 MM LENGTH (M) = 0 + 60 + 0 + 0 | 592 | TEM | 1 | MC | 4.109 | 1
6FX80022DC101GC0 | PRE-ASSEMBLED SIGNAL CABLE TYPE: 6FX8002-2DC10 DRIVE-CLIQ WITH 24V RJ45 CONNECTOR; IP20 ON MODULE SIDE AND IP67 ON MOTOR SIDE, MOTION-CONNECT 800PLUS APPROVED ONLY UP TO A LENGTH OF 75M, DMAX=7.1 MM LENGTH (M) = 0 + 60 + 2 + 0 | 607 | TEM | 1 | MC | 4.245 | 1
6FX80022DC101GF0 | PRE-ASSEMBLED SIGNAL CABLE TYPE: 6FX8002-2DC10 DRIVE-CLIQ WITH 24V RJ45 CONNECTOR; IP20 ON MODULE SIDE AND IP67 ON MOTOR SIDE, MOTION-CONNECT 800PLUS APPROVED ONLY UP TO A LENGTH OF 75M, DMAX=7.1 MM LENGTH (M) = 0 + 60 + 5 + 0 | 631 | TEM | 1 | MC | 4.449 | 1
6FX80022DC101GG0 | PRE-ASSEMBLED SIGNAL CABLE TYPE: 6FX8002-2DC10 DRIVE-CLIQ WITH 24V RJ45 CONNECTOR; IP20 ON MODULE SIDE AND IP67 ON MOTOR SIDE, MOTION-CONNECT 800PLUS APPROVED ONLY UP TO A LENGTH OF 75M, DMAX=7.1 MM LENGTH (M) = 0 + 60 + 6 + 0 | 639 | TEM | 1 | MC | 4.517 | 1
6FX80022DC101GJ0 | PRE-ASSEMBLED SIGNAL CABLE TYPE: 6FX8002-2DC10 DRIVE-CLIQ WITH 24V RJ45 CONNECTOR; IP20 ON MODULE SIDE AND IP67 ON MOTOR SIDE, MOTION-CONNECT 800PLUS APPROVED ONLY UP TO A LENGTH OF 75M, DMAX=7.1 MM LENGTH (M) = 0 + 60 + 8 + 0 | 654 | TEM | 1 | MC | 4.653 | 1
6FX80022DC101HA0 | PRE-ASSEMBLED SIGNAL CABLE TYPE: 6FX8002-2DC10 DRIVE-CLIQ WITH 24V RJ45 CONNECTOR; IP20 ON MODULE SIDE AND IP67 ON MOTOR SIDE, MOTION-CONNECT 800PLUS APPROVED ONLY UP TO A LENGTH OF 75M, DMAX=7.1 MM LENGTH (M) = 0 + 70 + 0 + 0 | 670 | TEM | 1 | MC | 4.789 | 1
6FX80022DC101HF0 | PRE-ASSEMBLED SIGNAL CABLE TYPE: 6FX8002-2DC10 DRIVE-CLIQ WITH 24V RJ45 CONNECTOR; IP20 ON MODULE SIDE AND IP67 ON MOTOR SIDE, MOTION-CONNECT 800PLUS APPROVED ONLY UP TO A LENGTH OF 75M, DMAX=7.1 MM LENGTH (M) = 0 + 70 + 5 + 0 | 710 | TEM | 1 | MC | 5.129 | 1
6FX80022DC101HG0 | PRE-ASSEMBLED SIGNAL CABLE TYPE: 6FX8002-2DC10 DRIVE-CLIQ WITH 24V RJ45 CONNECTOR; IP20 ON MODULE SIDE AND IP67 ON MOTOR SIDE, MOTION-CONNECT 800PLUS APPROVED ONLY UP TO A LENGTH OF 75M, DMAX=7.1 MM LENGTH (M) = 0 + 70 + 6 + 0 | 717 | TEM | 1 | MC | 5.197 | 1
6FX80022DC201AA5 | SIGNAL CABLE, PREASSEMBLED TYPE: 6FX8002-2DC20 (SINAMICS DRIVE CLIQ) CONNECTOR IP67/IP67, WITH 24 V MOTION-CONNECT 800 LENGTH (M) = 0 + 0 + 0 + 0,5 | 147 | TEM | 1 | MC | 0.076 | 1
6FX80022DC201AB0 | SIGNAL CABLE, PREASSEMBLED TYPE: 6FX8002-2DC20 (SINAMICS DRIVE CLIQ) CONNECTOR IP67/IP67, WITH 24 V MOTION-CONNECT 800 LENGTH (M) = 0 + 0 + 1 + 0 | 147 | TEM | 1 | MC | 0.11 | 1
6FX80022DC201AB5 | SIGNAL CABLE, PREASSEMBLED TYPE: 6FX8002-2DC20 (SINAMICS DRIVE CLIQ) CONNECTOR IP67/IP67, WITH 24 V MOTION-CONNECT 800 LENGTH (M) = 0 + 0 + 1 + 0,5 | 155 | TEM | 1 | MC | 0.144 | 1
6FX80022DC201AB6 | SIGNAL CABLE, PREASSEMBLED TYPE: 6FX8002-2DC20 (SINAMICS DRIVE CLIQ) CONNECTOR IP67/IP67, WITH 24 V MOTION-CONNECT 800 LENGTH (M) = 0 + 0 + 1 + 0,6 | 155 | TEM | 1 | MC | 0.151 | 1
6FX80022DC201AC0 | SIGNAL CABLE, PREASSEMBLED TYPE: 6FX8002-2DC20 (SINAMICS DRIVE CLIQ) CONNECTOR IP67/IP67, WITH 24 V MOTION-CONNECT 800 LENGTH (M) = 0 + 0 + 2 + 0 | 155 | TEM | 1 | MC | 0.178 | 1
6FX80022DC201AC3 | SIGNAL CABLE, PREASSEMBLED TYPE: 6FX8002-2DC20 (SINAMICS DRIVE CLIQ) CONNECTOR IP67/IP67, WITH 24 V MOTION-CONNECT 800 LENGTH (M) = 0 + 0 + 2 + 0,3 | 162 | TEM | 1 | MC | 0.198 | 1
6FX80022DC201AC5 | SIGNAL CABLE, PREASSEMBLED TYPE: 6FX8002-2DC20 (SINAMICS DRIVE CLIQ) CONNECTOR IP67/IP67, WITH 24 V MOTION-CONNECT 800 LENGTH (M) = 0 + 0 + 2 + 0,5 | 162 | TEM | 1 | MC | 0.212 | 1
6FX80022DC201AC6 | SIGNAL CABLE, PREASSEMBLED TYPE: 6FX8002-2DC20 (SINAMICS DRIVE CLIQ) CONNECTOR IP67/IP67, WITH 24 V MOTION-CONNECT 800 LENGTH (M) = 0 + 0 + 2 + 0,6 | 162 | TEM | 1 | MC | 0.219 | 1
6FX80022DC201AC8 | SIGNAL CABLE, PREASSEMBLED TYPE: 6FX8002-2DC20 (SINAMICS DRIVE CLIQ) CONNECTOR IP67/IP67, WITH 24 V MOTION-CONNECT 800 LENGTH (M) = 0 + 0 + 2 + 0,8 | 162 | TEM | 1 | MC | 0.232 | 1
6FX80022DC201AD0 | SIGNAL CABLE, PREASSEMBLED TYPE: 6FX8002-2DC20 (SINAMICS DRIVE CLIQ) CONNECTOR IP67/IP67, WITH 24 V MOTION-CONNECT 800 LENGTH (M) = 0 + 0 + 3 + 0 | 162 | TEM | 1 | MC | 0.246 | 1
6FX80022DC201AD3 | SIGNAL CABLE, PREASSEMBLED TYPE: 6FX8002-2DC20 (SINAMICS DRIVE CLIQ) CONNECTOR IP67/IP67, WITH 24 V MOTION-CONNECT 800 LENGTH (M) = 0 + 0 + 3 + 0,3 | 170 | TEM | 1 | MC | 0.266 | 1
6FX80022DC201AD4 | SIGNAL CABLE, PREASSEMBLED TYPE: 6FX8002-2DC20 (SINAMICS DRIVE CLIQ) CONNECTOR IP67/IP67, WITH 24 V MOTION-CONNECT 800 LENGTH (M) = 0 + 0 + 3 + 0,4 | 170 | TEM | 1 | MC | 0.273 | 1
6FX80022DC201AD5 | SIGNAL CABLE, PREASSEMBLED TYPE: 6FX8002-2DC20 (SINAMICS DRIVE CLIQ) CONNECTOR IP67/IP67, WITH 24 V MOTION-CONNECT 800 LENGTH (M) = 0 + 0 + 3 + 0,5 | 170 | TEM | 1 | MC | 0.28 | 1
6FX80022DC201AD6 | SIGNAL CABLE, PREASSEMBLED TYPE: 6FX8002-2DC20 (SINAMICS DRIVE CLIQ) CONNECTOR IP67/IP67, WITH 24 V MOTION-CONNECT 800 LENGTH (M) = 0 + 0 + 3 + 0,6 | 170 | TEM | 1 | MC | 0.287 | 1
6FX80022DC201AD7 | SIGNAL CABLE, PREASSEMBLED TYPE: 6FX8002-2DC20 (SINAMICS DRIVE CLIQ) CONNECTOR IP67/IP67, WITH 24 V MOTION-CONNECT 800 LENGTH (M) = 0 + 0 + 3 + 0,7 | 170 | TEM | 1 | MC | 0.294 | 1
6FX80022DC201AE0 | SIGNAL CABLE, PREASSEMBLED TYPE: 6FX8002-2DC20 (SINAMICS DRIVE CLIQ) CONNECTOR IP67/IP67, WITH 24 V MOTION-CONNECT 800 LENGTH (M) = 0 + 0 + 4 + 0 | 170 | TEM | 1 | MC | 0.314 | 1
6FX80022DC201AE3 | SIGNAL CABLE, PREASSEMBLED TYPE: 6FX8002-2DC20 (SINAMICS DRIVE CLIQ) CONNECTOR IP67/IP67, WITH 24 V MOTION-CONNECT 800 LENGTH (M) = 0 + 0 + 4 + 0,3 | 178 | TEM | 1 | MC | 0.334 | 1
6FX80022DC201AE5 | SIGNAL CABLE, PREASSEMBLED TYPE: 6FX8002-2DC20 (SINAMICS DRIVE CLIQ) CONNECTOR IP67/IP67, WITH 24 V MOTION-CONNECT 800 LENGTH (M) = 0 + 0 + 4 + 0,5 | 178 | TEM | 1 | MC | 0.348 | 1
6FX80022DC201AF0 | SIGNAL CABLE, PREASSEMBLED TYPE: 6FX8002-2DC20 (SINAMICS DRIVE CLIQ) CONNECTOR IP67/IP67, WITH 24 V MOTION-CONNECT 800 LENGTH (M) = 0 + 0 + 5 + 0 | 178 | TEM | 1 | MC | 0.382 | 1
6FX80022DC201AF5 | SIGNAL CABLE, PREASSEMBLED TYPE: 6FX8002-2DC20 (SINAMICS DRIVE CLIQ) CONNECTOR IP67/IP67, WITH 24 V MOTION-CONNECT 800 LENGTH (M) = 0 + 0 + 5 + 0,5 | 186 | TEM | 1 | MC | 0.416 | 1
6FX80022DC201AG0 | SIGNAL CABLE, PREASSEMBLED TYPE: 6FX8002-2DC20 (SINAMICS DRIVE CLIQ) CONNECTOR IP67/IP67, WITH 24 V MOTION-CONNECT 800 LENGTH (M) = 0 + 0 + 6 + 0 | 186 | TEM | 1 | MC | 0.45 | 1
6FX80022DC201AG3 | SIGNAL CABLE, PREASSEMBLED TYPE: 6FX8002-2DC20 (SINAMICS DRIVE CLIQ) CONNECTOR IP67/IP67, WITH 24 V MOTION-CONNECT 800 LENGTH (M) = 0 + 0 + 6 + 0,3 | 194 | TEM | 1 | MC | 0.47 | 1
6FX80022DC201AH0 | SIGNAL CABLE, PREASSEMBLED TYPE: 6FX8002-2DC20 (SINAMICS DRIVE CLIQ) CONNECTOR IP67/IP67, WITH 24 V MOTION-CONNECT 800 LENGTH (M) = 0 + 0 + 7 + 0 | 194 | TEM | 1 | MC | 0.518 | 1
6FX80022DC201AH3 | SIGNAL CABLE, PREASSEMBLED TYPE: 6FX8002-2DC20 (SINAMICS DRIVE CLIQ) CONNECTOR IP67/IP67, WITH 24 V MOTION-CONNECT 800 LENGTH (M) = 0 + 0 + 7 + 0,3 | 202 | TEM | 1 | MC | 0.538 | 1
6FX80022DC201AH5 | SIGNAL CABLE, PREASSEMBLED TYPE: 6FX8002-2DC20 (SINAMICS DRIVE CLIQ) CONNECTOR IP67/IP67, WITH 24 V MOTION-CONNECT 800 LENGTH (M) = 0 + 0 + 7 + 0,5 | 202 | TEM | 1 | MC | 0.552 | 1
6FX80022DC201AH6 | SIGNAL CABLE, PREASSEMBLED TYPE: 6FX8002-2DC20 (SINAMICS DRIVE CLIQ) CONNECTOR IP67/IP67, WITH 24 V MOTION-CONNECT 800 LENGTH (M) = 0 + 0 + 7 + 0,6 | 202 | TEM | 1 | MC | 0.559 | 1
6FX80022DC201AJ0 | SIGNAL CABLE, PREASSEMBLED TYPE: 6FX8002-2DC20 (SINAMICS DRIVE CLIQ) CONNECTOR IP67/IP67, WITH 24 V MOTION-CONNECT 800 LENGTH (M) = 0 + 0 + 8 + 0 | 202 | TEM | 1 | MC | 0.586 | 1
6FX80022DC201AJ3 | SIGNAL CABLE, PREASSEMBLED TYPE: 6FX8002-2DC20 (SINAMICS DRIVE CLIQ) CONNECTOR IP67/IP67, WITH 24 V MOTION-CONNECT 800 LENGTH (M) = 0 + 0 + 8 + 0,3 | 210 | TEM | 1 | MC | 0.606 | 1
6FX80022DC201AJ5 | SIGNAL CABLE, PREASSEMBLED TYPE: 6FX8002-2DC20 (SINAMICS DRIVE CLIQ) CONNECTOR IP67/IP67, WITH 24 V MOTION-CONNECT 800 LENGTH (M) = 0 + 0 + 8 + 0,5 | 210 | TEM | 1 | MC | 0.62 | 1
6FX80022DC201AK0 | SIGNAL CABLE, PREASSEMBLED TYPE: 6FX8002-2DC20 (SINAMICS DRIVE CLIQ) CONNECTOR IP67/IP67, WITH 24 V MOTION-CONNECT 800 LENGTH (M) = 0 + 0 + 9 + 0 | 210 | TEM | 1 | MC | 0.654 | 1
6FX80022DC201AK5 | SIGNAL CABLE, PREASSEMBLED TYPE: 6FX8002-2DC20 (SINAMICS DRIVE CLIQ) CONNECTOR IP67/IP67, WITH 24 V MOTION-CONNECT 800 LENGTH (M) = 0 + 0 + 9 + 0,5 | 217 | TEM | 1 | MC | 0.688 | 1
6FX80022DC201BA0 | SIGNAL CABLE, PREASSEMBLED TYPE: 6FX8002-2DC20 (SINAMICS DRIVE CLIQ) CONNECTOR IP67/IP67, WITH 24 V MOTION-CONNECT 800 LENGTH (M) = 0 + 10 + 0 + 0 | 217 | TEM | 1 | MC | 0.722 | 1
6FX80022DC201BB0 | SIGNAL CABLE, PREASSEMBLED TYPE: 6FX8002-2DC20 (SINAMICS DRIVE CLIQ) CONNECTOR IP67/IP67, WITH 24 V MOTION-CONNECT 800 LENGTH (M) = 0 + 10 + 1 + 0 | 225 | TEM | 1 | MC | 0.79 | 1
6FX80022DC201BC0 | SIGNAL CABLE, PREASSEMBLED TYPE: 6FX8002-2DC20 (SINAMICS DRIVE CLIQ) CONNECTOR IP67/IP67, WITH 24 V MOTION-CONNECT 800 LENGTH (M) = 0 + 10 + 2 + 0 | 233 | TEM | 1 | MC | 0.858 | 1
6FX80022DC201BC5 | SIGNAL CABLE, PREASSEMBLED TYPE: 6FX8002-2DC20 (SINAMICS DRIVE CLIQ) CONNECTOR IP67/IP67, WITH 24 V MOTION-CONNECT 800 LENGTH (M) = 0 + 10 + 2 + 0,5 | 241 | TEM | 1 | MC | 0.892 | 1
6FX80022DC201BD0 | SIGNAL CABLE, PREASSEMBLED TYPE: 6FX8002-2DC20 (SINAMICS DRIVE CLIQ) CONNECTOR IP67/IP67, WITH 24 V MOTION-CONNECT 800 LENGTH (M) = 0 + 10 + 3 + 0 | 241 | TEM | 1 | MC | 0.926 | 1
6FX80022DC201BE0 | SIGNAL CABLE, PREASSEMBLED TYPE: 6FX8002-2DC20 (SINAMICS DRIVE CLIQ) CONNECTOR IP67/IP67, WITH 24 V MOTION-CONNECT 800 LENGTH (M) = 0 + 10 + 4 + 0 | 249 | TEM | 1 | MC | 0.994 | 1
6FX80022DC201BF0 | SIGNAL CABLE, PREASSEMBLED TYPE: 6FX8002-2DC20 (SINAMICS DRIVE CLIQ) CONNECTOR IP67/IP67, WITH 24 V MOTION-CONNECT 800 LENGTH (M) = 0 + 10 + 5 + 0 | 257 | TEM | 1 | MC | 1.062 | 1
6FX80022DC201BG0 | SIGNAL CABLE, PREASSEMBLED TYPE: 6FX8002-2DC20 (SINAMICS DRIVE CLIQ) CONNECTOR IP67/IP67, WITH 24 V MOTION-CONNECT 800 LENGTH (M) = 0 + 10 + 6 + 0 | 264 | TEM | 1 | MC | 1.13 | 1
6FX80022DC201BG5 | SIGNAL CABLE, PREASSEMBLED TYPE: 6FX8002-2DC20 (SINAMICS DRIVE CLIQ) CONNECTOR IP67/IP67, WITH 24 V MOTION-CONNECT 800 LENGTH (M) = 0 + 10 + 6 + 0,5 | 272 | TEM | 1 | MC | 1.164 | 1
6FX80022DC201BH0 | SIGNAL CABLE, PREASSEMBLED TYPE: 6FX8002-2DC20 (SINAMICS DRIVE CLIQ) CONNECTOR IP67/IP67, WITH 24 V MOTION-CONNECT 800 LENGTH (M) = 0 + 10 + 7 + 0 | 272 | TEM | 1 | MC | 1.198 | 1
6FX80022DC201BJ0 | SIGNAL CABLE, PREASSEMBLED TYPE: 6FX8002-2DC20 (SINAMICS DRIVE CLIQ) CONNECTOR IP67/IP67, WITH 24 V MOTION-CONNECT 800 LENGTH (M) = 0 + 10 + 8 + 0 | 280 | TEM | 1 | MC | 1.266 | 1
6FX80022DC201BK0 | SIGNAL CABLE, PREASSEMBLED TYPE: 6FX8002-2DC20 (SINAMICS DRIVE CLIQ) CONNECTOR IP67/IP67, WITH 24 V MOTION-CONNECT 800 LENGTH (M) = 0 + 10 + 9 + 0 | 288 | TEM | 1 | MC | 1.334 | 1
6FX80022DC201CA0 | SIGNAL CABLE, PREASSEMBLED TYPE: 6FX8002-2DC20 (SINAMICS DRIVE CLIQ) CONNECTOR IP67/IP67, WITH 24 V MOTION-CONNECT 800 LENGTH (M) = 0 + 20 + 0 + 0 | 296 | TEM | 1 | MC | 1.402 | 1
6FX80022DC201CB0 | SIGNAL CABLE, PREASSEMBLED TYPE: 6FX8002-2DC20 (SINAMICS DRIVE CLIQ) CONNECTOR IP67/IP67, WITH 24 V MOTION-CONNECT 800 LENGTH (M) = 0 + 20 + 1 + 0 | 304 | TEM | 1 | MC | 1.47 | 1
6FX80022DC201CC0 | SIGNAL CABLE, PREASSEMBLED TYPE: 6FX8002-2DC20 (SINAMICS DRIVE CLIQ) CONNECTOR IP67/IP67, WITH 24 V MOTION-CONNECT 800 LENGTH (M) = 0 + 20 + 2 + 0 | 312 | TEM | 1 | MC | 1.538 | 1
6FX80022DC201CD0 | SIGNAL CABLE, PREASSEMBLED TYPE: 6FX8002-2DC20 (SINAMICS DRIVE CLIQ) CONNECTOR IP67/IP67, WITH 24 V MOTION-CONNECT 800 LENGTH (M) = 0 + 20 + 3 + 0 | 319 | TEM | 1 | MC | 1.606 | 1
6FX80022DC201CE0 | SIGNAL CABLE, PREASSEMBLED TYPE: 6FX8002-2DC20 (SINAMICS DRIVE CLIQ) CONNECTOR IP67/IP67, WITH 24 V MOTION-CONNECT 800 LENGTH (M) = 0 + 20 + 4 + 0 | 327 | TEM | 1 | MC | 1.674 | 1
6FX80022DC201CF0 | SIGNAL CABLE, PREASSEMBLED TYPE: 6FX8002-2DC20 (SINAMICS DRIVE CLIQ) CONNECTOR IP67/IP67, WITH 24 V MOTION-CONNECT 800 LENGTH (M) = 0 + 20 + 5 + 0 | 335 | TEM | 1 | MC | 1.742 | 1
6FX80022DC201CG0 | SIGNAL CABLE, PREASSEMBLED TYPE: 6FX8002-2DC20 (SINAMICS DRIVE CLIQ) CONNECTOR IP67/IP67, WITH 24 V MOTION-CONNECT 800 LENGTH (M) = 0 + 20 + 6 + 0 | 343 | TEM | 1 | MC | 1.81 | 1
6FX80022DC201CH0 | SIGNAL CABLE, PREASSEMBLED TYPE: 6FX8002-2DC20 (SINAMICS DRIVE CLIQ) CONNECTOR IP67/IP67, WITH 24 V MOTION-CONNECT 800 LENGTH (M) = 0 + 20 + 7 + 0 | 351 | TEM | 1 | MC | 1.878 | 1
6FX80022DC201DA0 | SIGNAL CABLE, PREASSEMBLED TYPE: 6FX8002-2DC20 (SINAMICS DRIVE CLIQ) CONNECTOR IP67/IP67, WITH 24 V MOTION-CONNECT 800 LENGTH (M) = 0 + 30 + 0 + 0 | 374 | TEM | 1 | MC | 2.082 | 1
6FX80022DC201DB0 | SIGNAL CABLE, PREASSEMBLED TYPE: 6FX8002-2DC20 (SINAMICS DRIVE CLIQ) CONNECTOR IP67/IP67, WITH 24 V MOTION-CONNECT 800 LENGTH (M) = 0 + 30 + 1 + 0 | 382 | TEM | 1 | MC | 2.15 | 1
6FX80022DC201DD0 | SIGNAL CABLE, PREASSEMBLED TYPE: 6FX8002-2DC20 (SINAMICS DRIVE CLIQ) CONNECTOR IP67/IP67, WITH 24 V MOTION-CONNECT 800 LENGTH (M) = 0 + 30 + 3 + 0 | 397 | TEM | 1 | MC | 2.286 | 1
6FX80022DC201DF0 | SIGNAL CABLE, PREASSEMBLED TYPE: 6FX8002-2DC20 (SINAMICS DRIVE CLIQ) CONNECTOR IP67/IP67, WITH 24 V MOTION-CONNECT 800 LENGTH (M) = 0 + 30 + 5 + 0 | 413 | TEM | 1 | MC | 2.422 | 1
6FX80022DC201DK0 | SIGNAL CABLE, PREASSEMBLED TYPE: 6FX8002-2DC20 (SINAMICS DRIVE CLIQ) CONNECTOR IP67/IP67, WITH 24 V MOTION-CONNECT 800 LENGTH (M) = 0 + 30 + 9 + 0 | 444 | TEM | 1 | MC | 2.694 | 1
6FX80022DC201EA0 | SIGNAL CABLE, PREASSEMBLED TYPE: 6FX8002-2DC20 (SINAMICS DRIVE CLIQ) CONNECTOR IP67/IP67, WITH 24 V MOTION-CONNECT 800 LENGTH (M) = 0 + 40 + 0 + 0 | 453 | TEM | 1 | MC | 2.762 | 1
6FX80022DC201EF0 | SIGNAL CABLE, PREASSEMBLED TYPE: 6FX8002-2DC20 (SINAMICS DRIVE CLIQ) CONNECTOR IP67/IP67, WITH 24 V MOTION-CONNECT 800 LENGTH (M) = 0 + 40 + 5 + 0 | 492 | TEM | 1 | MC | 3.102 | 1
6FX80022DC201EG0 | SIGNAL CABLE, PREASSEMBLED TYPE: 6FX8002-2DC20 (SINAMICS DRIVE CLIQ) CONNECTOR IP67/IP67, WITH 24 V MOTION-CONNECT 800 LENGTH (M) = 0 + 40 + 6 + 0 | 500 | TEM | 1 | MC | 3.17 | 1
6FX80022DC201EH0 | SIGNAL CABLE, PREASSEMBLED TYPE: 6FX8002-2DC20 (SINAMICS DRIVE CLIQ) CONNECTOR IP67/IP67, WITH 24 V MOTION-CONNECT 800 LENGTH (M) = 0 + 40 + 7 + 0 | 508 | TEM | 1 | MC | 3.238 | 1
6FX80022DC201FA0 | SIGNAL CABLE, PREASSEMBLED TYPE: 6FX8002-2DC20 (SINAMICS DRIVE CLIQ) CONNECTOR IP67/IP67, WITH 24 V MOTION-CONNECT 800 LENGTH (M) = 50 | 532 | TEM | 1 | MC | 3.3 | 1
6FX80022DC201HF0 | SIGNAL CABLE, PREASSEMBLED TYPE: 6FX8002-2DC20 (SINAMICS DRIVE CLIQ) CONNECTOR IP67/IP67, WITH 24 V MOTION-CONNECT 800 LENGTH (M) = 0 + 70 + 5 + 0 | 728 | TEM | 1 | MC | 5.142 | 1
6FX80022DC301AB0 | DRIVE-CLIQ CABLE TYPE: 6FX8002-2DC30 PREASSEMBLED FOR DIRECT MEASURING SYSTEM WITH 24 V CONNECTOR RJ45, IP20 AND MATING PLUG M12, IP67 MOTION CONNECT 800PLUS TRAILING TYPE, UL/CSA, DESINA DMAX = 7.1 MM LENGTH (M)= 1 | 135 | TEM | 1 | MC | 0.145 | 1
6FX80022DC301AC0 | DRIVE-CLIQ CABLE TYPE: 6FX8002-2DC30 PREASSEMBLED FOR DIRECT MEASURING SYSTEM WITH 24 V CONNECTOR RJ45, IP20 AND MATING PLUG M12, IP67 MOTION CONNECT 800PLUS TRAILING TYPE, UL/CSA, DESINA DMAX = 7.1 MM LENGTH (M)= 2 | 143 | TEM | 1 | MC | 0.207 | 1
6FX80022DC301AD0 | DRIVE-CLIQ CABLE TYPE: 6FX8002-2DC30 PREASSEMBLED FOR DIRECT MEASURING SYSTEM WITH 24 V CONNECTOR RJ45, IP20 AND MATING PLUG M12, IP67 MOTION CONNECT 800PLUS TRAILING TYPE, UL/CSA, DESINA DMAX = 7.1 MM LENGTH (M)= 3 + 0 | 151 | TEM | 1 | MC | 0.27 | 1
6FX80022DC301AE0 | DRIVE-CLIQ CABLE TYPE: 6FX8002-2DC30 PREASSEMBLED FOR DIRECT MEASURING SYSTEM WITH 24 V CONNECTOR RJ45, IP20 AND MATING PLUG M12, IP67 MOTION CONNECT 800PLUS TRAILING TYPE, UL/CSA, DESINA DMAX = 7.1 MM LENGTH (M)= 4 | 159 | TEM | 1 | MC | 0.3 | 1
6FX80022DC301AF0 | DRIVE-CLIQ CABLE TYPE: 6FX8002-2DC30 PREASSEMBLED FOR DIRECT MEASURING SYSTEM WITH 24 V CONNECTOR RJ45, IP20 AND MATING PLUG M12, IP67 MOTION CONNECT 800PLUS TRAILING TYPE, UL/CSA, DESINA DMAX = 7.1 MM LENGTH (M)= 5 | 168 | TEM | 1 | MC | 0.393 | 1
6FX80022DC301AG0 | DRIVE-CLIQ CABLE TYPE: 6FX8002-2DC30 PREASSEMBLED FOR DIRECT MEASURING SYSTEM WITH 24 V CONNECTOR RJ45, IP20 AND MATING PLUG M12, IP67 MOTION CONNECT 800PLUS TRAILING TYPE, UL/CSA, DESINA DMAX = 7.1 MM LENGTH (M)= 6 + 0 | 176 | TEM | 1 | MC | 0.46 | 1
6FX80022DC301AH0 | DRIVE-CLIQ CABLE TYPE: 6FX8002-2DC30 PREASSEMBLED FOR DIRECT MEASURING SYSTEM WITH 24 V CONNECTOR RJ45, IP20 AND MATING PLUG M12, IP67 MOTION CONNECT 800PLUS TRAILING TYPE, UL/CSA, DESINA DMAX = 7.1 MM LENGTH (M)= 7 | 184 | TEM | 1 | MC | 0.517 | 1
6FX80022DC301AJ0 | DRIVE-CLIQ CABLE TYPE: 6FX8002-2DC30 PREASSEMBLED FOR DIRECT MEASURING SYSTEM WITH 24 V CONNECTOR RJ45, IP20 AND MATING PLUG M12, IP67 MOTION CONNECT 800PLUS TRAILING TYPE, UL/CSA, DESINA DMAX = 7.1 MM LENGTH (M)= 8 | 192 | TEM | 1 | MC | 0.579 | 1
6FX80022DC301AK0 | DRIVE-CLIQ CABLE TYPE: 6FX8002-2DC30 PREASSEMBLED FOR DIRECT MEASURING SYSTEM WITH 24 V CONNECTOR RJ45, IP20 AND MATING PLUG M12, IP67 MOTION CONNECT 800PLUS TRAILING TYPE, UL/CSA, DESINA DMAX = 7.1 MM LENGTH (M)= 9 | 201 | TEM | 1 | MC | 0.641 | 1
6FX80022DC301BA0 | DRIVE-CLIQ CABLE TYPE: 6FX8002-2DC30 PREASSEMBLED FOR DIRECT MEASURING SYSTEM WITH 24 V CONNECTOR RJ45, IP20 AND MATING PLUG M12, IP67 MOTION CONNECT 800PLUS TRAILING TYPE, UL/CSA, DESINA DMAX = 7.1 MM LENGTH (M)= 10 | 209 | TEM | 1 | MC | 0.72 | 1
6FX80022DC301BB0 | DRIVE-CLIQ CABLE TYPE: 6FX8002-2DC30 PREASSEMBLED FOR DIRECT MEASURING SYSTEM WITH 24 V CONNECTOR RJ45, IP20 AND MATING PLUG M12, IP67 MOTION CONNECT 800PLUS TRAILING TYPE, UL/CSA, DESINA DMAX = 7.1 MM LENGTH (M)= 11 | 217 | TEM | 1 | MC | 0.78 | 1
6FX80022DC301BC0 | DRIVE-CLIQ CABLE TYPE: 6FX8002-2DC30 PREASSEMBLED FOR DIRECT MEASURING SYSTEM WITH 24 V CONNECTOR RJ45, IP20 AND MATING PLUG M12, IP67 MOTION CONNECT 800PLUS TRAILING TYPE, UL/CSA, DESINA DMAX = 7.1 MM LENGTH (M)= 12 | 225 | TEM | 1 | MC | 0.827 | 1
6FX80022DC301BD0 | DRIVE-CLIQ CABLE TYPE: 6FX8002-2DC30 PREASSEMBLED FOR DIRECT MEASURING SYSTEM WITH 24 V CONNECTOR RJ45, IP20 AND MATING PLUG M12, IP67 MOTION CONNECT 800PLUS TRAILING TYPE, UL/CSA, DESINA DMAX = 7.1 MM LENGTH (M)= 13 | 233 | TEM | 1 | MC | 0.889 | 1
6FX80022DC301BE0 | DRIVE-CLIQ CABLE TYPE: 6FX8002-2DC30 PREASSEMBLED FOR DIRECT MEASURING SYSTEM WITH 24 V CONNECTOR RJ45, IP20 AND MATING PLUG M12, IP67 MOTION CONNECT 800PLUS TRAILING TYPE, UL/CSA, DESINA DMAX = 7.1 MM LENGTH (M)= 14 | 242 | TEM | 1 | MC | 0.951 | 1
6FX80022DC301BF0 | DRIVE-CLIQ CABLE TYPE: 6FX8002-2DC30 PREASSEMBLED FOR DIRECT MEASURING SYSTEM WITH 24 V CONNECTOR RJ45, IP20 AND MATING PLUG M12, IP67 MOTION CONNECT 800PLUS TRAILING TYPE, UL/CSA, DESINA DMAX = 7.1 MM LENGTH (M)= 15 + 0 | 250 | TEM | 1 | MC | 1.01 | 1
6FX80022DC301BG0 | DRIVE-CLIQ CABLE TYPE: 6FX8002-2DC30 PREASSEMBLED FOR DIRECT MEASURING SYSTEM WITH 24 V CONNECTOR RJ45, IP20 AND MATING PLUG M12, IP67 MOTION CONNECT 800PLUS TRAILING TYPE, UL/CSA, DESINA DMAX = 7.1 MM LENGTH (M)= 16 | 258 | TEM | 1 | MC | 1.075 | 1
6FX80022DC301BH0 | DRIVE-CLIQ CABLE TYPE: 6FX8002-2DC30 PREASSEMBLED FOR DIRECT MEASURING SYSTEM WITH 24 V CONNECTOR RJ45, IP20 AND MATING PLUG M12, IP67 MOTION CONNECT 800PLUS TRAILING TYPE, UL/CSA, DESINA DMAX = 7.1 MM LENGTH (M)= 17 | 266 | TEM | 1 | MC | 1.137 | 1
6FX80022DC301BJ0 | DRIVE-CLIQ CABLE TYPE: 6FX8002-2DC30 PREASSEMBLED FOR DIRECT MEASURING SYSTEM WITH 24 V CONNECTOR RJ45, IP20 AND MATING PLUG M12, IP67 MOTION CONNECT 800PLUS TRAILING TYPE, UL/CSA, DESINA DMAX = 7.1 MM LENGTH (M)= 18 | 275 | TEM | 1 | MC | 1.199 | 1
6FX80022DC301BK0 | DRIVE-CLIQ CABLE TYPE: 6FX8002-2DC30 PREASSEMBLED FOR DIRECT MEASURING SYSTEM WITH 24 V CONNECTOR RJ45, IP20 AND MATING PLUG M12, IP67 MOTION CONNECT 800PLUS TRAILING TYPE, UL/CSA, DESINA DMAX = 7.1 MM LENGTH (M)= 19 | 283 | TEM | 1 | MC | 1.261 | 1
6FX80022DC301CA0 | DRIVE-CLIQ CABLE TYPE: 6FX8002-2DC30 PREASSEMBLED FOR DIRECT MEASURING SYSTEM WITH 24 V CONNECTOR RJ45, IP20 AND MATING PLUG M12, IP67 MOTION CONNECT 800PLUS TRAILING TYPE, UL/CSA, DESINA DMAX = 7.1 MM LENGTH (M)= 20 | 291 | TEM | 1 | MC | 1.323 | 1
6FX80022DC301CF0 | DRIVE-CLIQ CABLE TYPE: 6FX8002-2DC30 PREASSEMBLED FOR DIRECT MEASURING SYSTEM WITH 24 V CONNECTOR RJ45, IP20 AND MATING PLUG M12, IP67 MOTION CONNECT 800PLUS TRAILING TYPE, UL/CSA, DESINA DMAX = 7.1 MM LENGTH (M)= 25 | 332 | TEM | 1 | MC | 1.633 | 1
6FX80022DC301CJ0 | DRIVE-CLIQ CABLE TYPE: 6FX8002-2DC30 PREASSEMBLED FOR DIRECT MEASURING SYSTEM WITH 24 V CONNECTOR RJ45, IP20 AND MATING PLUG M12, IP67 MOTION CONNECT 800PLUS TRAILING TYPE, UL/CSA, DESINA DMAX = 7.1 MM LENGTH (M)= 28 | 373 | TEM | 1 | MC | 1.835 | 1
6FX80022DC301CJ1 | DRIVE-CLIQ CABLE TYPE: 6FX8002-2DC30 PREASSEMBLED FOR DIRECT MEASURING SYSTEM WITH 24 V CONNECTOR RJ45, IP20 AND MATING PLUG M12, IP67 MOTION CONNECT 800PLUS TRAILING TYPE, UL/CSA, DESINA DMAX = 7.1 MM LENGTH (M)= 28,1 | 373 | TEM | 1 | MC | 1.835 | 1
6FX80022DC301DA0 | DRIVE-CLIQ CABLE TYPE: 6FX8002-2DC30 PREASSEMBLED FOR DIRECT MEASURING SYSTEM WITH 24 V CONNECTOR RJ45, IP20 AND MATING PLUG M12, IP67 MOTION CONNECT 800PLUS TRAILING TYPE, UL/CSA, DESINA DMAX = 7.1 MM LENGTH (M)= 30 + 0 | 373 | TEM | 1 | MC | 1.95 | 1
6FX80022DC341AD0 | DRIVE-CLIQ EXTENSION TYPE: 6FX8002-2DC34 FOR BASE 6FX8002-2DC30-.... WITH 24 V CONNECTOR AND MATING PLUG M12, IP67 MOTION CONNECT 800PLUS TRAILING TYPE, UL/CSA, DESINA DMAX = 7.1 MM LENGTH (M)= 3 + 0 | 170 | TEM | 1 | MC | 0.25 | 1
6FX80022DC341AG0 | DRIVE-CLIQ EXTENSION TYPE: 6FX8002-2DC34 FOR BASE 6FX8002-2DC30-.... WITH 24 V CONNECTOR AND MATING PLUG M12, IP67 MOTION CONNECT 800PLUS TRAILING TYPE, UL/CSA, DESINA DMAX = 7.1 MM LENGTH (M)= 6 + 0 | 195 | TEM | 1 | MC | 0.44 | 1
6FX80022DC361AB0 | SIGNAL CABLE, PREASSEMBLED TYPE: 6FX8002-2DC36 DRIVE-CLIQ WITH 24 V M12 FEMALE/ RJ45 IP67 MOTION-CONNECT 800PLUS UL/CSA, DESINA, TRAILING TYPE DMAX=7,1 MM LENGTH (M) = 1 | 154 | TEM | 1 | MC | 0.12 | 1
6FX80022DC361AC0 | SIGNAL CABLE, PREASSEMBLED TYPE: 6FX8002-2DC36 DRIVE-CLIQ WITH 24 V M12 FEMALE/ RJ45 IP67 MOTION-CONNECT 800PLUS UL/CSA, DESINA, TRAILING TYPE DMAX=7,1 MM LENGTH (M) = 2 | 162 | TEM | 1 | MC | 0.2 | 1
6FX80022DC361AD0 | SIGNAL CABLE, PREASSEMBLED TYPE: 6FX8002-2DC36 DRIVE-CLIQ WITH 24 V M12 FEMALE/ RJ45 IP67 MOTION-CONNECT 800PLUS UL/CSA, DESINA, TRAILING TYPE DMAX=7,1 MM LENGTH (M) = 3 | 170 | TEM | 1 | MC | 0.28 | 1
6FX80022DC361AE0 | SIGNAL CABLE, PREASSEMBLED TYPE: 6FX8002-2DC36 DRIVE-CLIQ WITH 24 V M12 FEMALE/ RJ45 IP67 MOTION-CONNECT 800PLUS UL/CSA, DESINA, TRAILING TYPE DMAX=7,1 MM LENGTH (M) = 4 | 179 | TEM | 1 | MC | 0.36 | 1
6FX80022DC361AF0 | SIGNAL CABLE, PREASSEMBLED TYPE: 6FX8002-2DC36 DRIVE-CLIQ WITH 24 V M12 FEMALE/ RJ45 IP67 MOTION-CONNECT 800PLUS UL/CSA, DESINA, TRAILING TYPE DMAX=7,1 MM LENGTH (M) = 5 | 187 | TEM | 1 | MC | 0.44 | 1
6FX80022DC361AG0 | SIGNAL CABLE, PREASSEMBLED TYPE: 6FX8002-2DC36 DRIVE-CLIQ WITH 24 V M12 FEMALE/ RJ45 IP67 MOTION-CONNECT 800PLUS UL/CSA, DESINA, TRAILING TYPE DMAX=7,1 MM LENGTH (M) = 6 | 195 | TEM | 1 | MC | 0.52 | 1
6FX80022DC361AH0 | SIGNAL CABLE, PREASSEMBLED TYPE: 6FX8002-2DC36 DRIVE-CLIQ WITH 24 V M12 FEMALE/ RJ45 IP67 MOTION-CONNECT 800PLUS UL/CSA, DESINA, TRAILING TYPE DMAX=7,1 MM LENGTH (M) = 7 | 203 | TEM | 1 | MC | 0.6 | 1
6FX80022DC361AJ0 | SIGNAL CABLE, PREASSEMBLED TYPE: 6FX8002-2DC36 DRIVE-CLIQ WITH 24 V M12 FEMALE/ RJ45 IP67 MOTION-CONNECT 800PLUS UL/CSA, DESINA, TRAILING TYPE DMAX=7,1 MM LENGTH (M) = 8 | 212 | TEM | 1 | MC | 0.68 | 1
6FX80022DC361AK0 | SIGNAL CABLE, PREASSEMBLED TYPE: 6FX8002-2DC36 DRIVE-CLIQ WITH 24 V M12 FEMALE/ RJ45 IP67 MOTION-CONNECT 800PLUS UL/CSA, DESINA, TRAILING TYPE DMAX=7,1 MM LENGTH (M) = 9 | 220 | TEM | 1 | MC | 0.76 | 1
6FX80022DC361BA0 | SIGNAL CABLE, PREASSEMBLED TYPE: 6FX8002-2DC36 DRIVE-CLIQ WITH 24 V M12 FEMALE/ RJ45 IP67 MOTION-CONNECT 800PLUS UL/CSA, DESINA, TRAILING TYPE DMAX=7,1 MM LENGTH (M) = 10 | 228 | TEM | 1 | MC | 0.84 | 1
6FX80022DC361BB0 | SIGNAL CABLE, PREASSEMBLED TYPE: 6FX8002-2DC36 DRIVE-CLIQ WITH 24 V M12 FEMALE/ RJ45 IP67 MOTION-CONNECT 800PLUS UL/CSA, DESINA, TRAILING TYPE DMAX=7,1 MM LENGTH (M) = 11 | 236 | TEM | 1 | MC | 0.92 | 1
6FX80022DC361BC0 | SIGNAL CABLE, PREASSEMBLED TYPE: 6FX8002-2DC36 DRIVE-CLIQ WITH 24 V M12 FEMALE/ RJ45 IP67 MOTION-CONNECT 800PLUS UL/CSA, DESINA, TRAILING TYPE DMAX=7,1 MM LENGTH (M) = 12 | 245 | TEM | 1 | MC | 1 | 1
6FX80022DC361BD0 | SIGNAL CABLE, PREASSEMBLED TYPE: 6FX8002-2DC36 DRIVE-CLIQ WITH 24 V M12 FEMALE/ RJ45 IP67 MOTION-CONNECT 800PLUS UL/CSA, DESINA, TRAILING TYPE DMAX=7,1 MM LENGTH (M) = 13 | 253 | TEM | 1 | MC | 1.08 | 1
6FX80022DC361BE0 | SIGNAL CABLE, PREASSEMBLED TYPE: 6FX8002-2DC36 DRIVE-CLIQ WITH 24 V M12 FEMALE/ RJ45 IP67 MOTION-CONNECT 800PLUS UL/CSA, DESINA, TRAILING TYPE DMAX=7,1 MM LENGTH (M) = 14 | 261 | TEM | 1 | MC | 1.16 | 1
6FX80022DC361BF0 | SIGNAL CABLE, PREASSEMBLED TYPE: 6FX8002-2DC36 DRIVE-CLIQ WITH 24 V M12 FEMALE/ RJ45 IP67 MOTION-CONNECT 800PLUS UL/CSA, DESINA, TRAILING TYPE DMAX=7,1 MM LENGTH (M) = 15 | 269 | TEM | 1 | MC | 1.24 | 1
6FX80022DC361BG0 | SIGNAL CABLE, PREASSEMBLED TYPE: 6FX8002-2DC36 DRIVE-CLIQ WITH 24 V M12 FEMALE/ RJ45 IP67 MOTION-CONNECT 800PLUS UL/CSA, DESINA, TRAILING TYPE DMAX=7,1 MM LENGTH (M) = 16 | 277 | TEM | 1 | MC | 1.32 | 1
6FX80022DC361BH0 | SIGNAL CABLE, PREASSEMBLED TYPE: 6FX8002-2DC36 DRIVE-CLIQ WITH 24 V M12 FEMALE/ RJ45 IP67 MOTION-CONNECT 800PLUS UL/CSA, DESINA, TRAILING TYPE DMAX=7,1 MM LENGTH (M) = 17 | 286 | TEM | 1 | MC | 1.4 | 1
6FX80022DC361BJ0 | SIGNAL CABLE, PREASSEMBLED TYPE: 6FX8002-2DC36 DRIVE-CLIQ WITH 24 V M12 FEMALE/ RJ45 IP67 MOTION-CONNECT 800PLUS UL/CSA, DESINA, TRAILING TYPE DMAX=7,1 MM LENGTH (M) = 18 | 294 | TEM | 1 | MC | 1.48 | 1
6FX80022DC361BK0 | SIGNAL CABLE, PREASSEMBLED TYPE: 6FX8002-2DC36 DRIVE-CLIQ WITH 24 V M12 FEMALE/ RJ45 IP67 MOTION-CONNECT 800PLUS UL/CSA, DESINA, TRAILING TYPE DMAX=7,1 MM LENGTH (M) = 19 | 302 | TEM | 1 | MC | 1.56 | 1
6FX80022DC361CA0 | SIGNAL CABLE, PREASSEMBLED TYPE: 6FX8002-2DC36 DRIVE-CLIQ WITH 24 V M12 FEMALE/ RJ45 IP67 MOTION-CONNECT 800PLUS UL/CSA, DESINA, TRAILING TYPE DMAX=7,1 MM LENGTH (M) = 20 | 311 | TEM | 1 | MC | 1.64 | 1
6FX80022DC361CF0 | SIGNAL CABLE, PREASSEMBLED TYPE: 6FX8002-2DC36 DRIVE-CLIQ WITH 24 V M12 FEMALE/ RJ45 IP67 MOTION-CONNECT 800PLUS UL/CSA, DESINA, TRAILING TYPE DMAX=7,1 MM LENGTH (M) = 25 | 352 | TEM | 1 | MC | 2.04 | 1
6FX80022DC361DA0 | SIGNAL CABLE, PREASSEMBLED TYPE: 6FX8002-2DC36 DRIVE-CLIQ WITH 24 V M12 FEMALE/ RJ45 IP67 MOTION-CONNECT 800PLUS UL/CSA, DESINA, TRAILING TYPE DMAX=7,1 MM LENGTH (M) = 30 | 392 | TEM | 1 | MC | 2.44 | 1
6FX80022DC461AB0 | SIGNAL CABLE, PREASSEMBLED TYPE: 6FX8002-2DC46 DRIVE-CLIQ WITH 24 V M12 FEMALE/ M17 MALE SPEED-CONNECT-READY MOTION-CONNECT 800PLUS UL/CSA, DESINA, TRAILING TYPE DMAX=7,1 MM LENGTH (M) = 1 | 138 | TEM | 1 | MC | 0.209 | 1
6FX80022DC461AC0 | SIGNAL CABLE, PREASSEMBLED TYPE: 6FX8002-2DC46 DRIVE-CLIQ WITH 24 V M12 FEMALE/ M17 MALE SPEED-CONNECT-READY MOTION-CONNECT 800PLUS UL/CSA, DESINA, TRAILING TYPE DMAX=7,1 MM LENGTH (M) = 2 | 152 | TEM | 1 | MC | 0.272 | 1
6FX80022DC461AD0 | SIGNAL CABLE, PREASSEMBLED TYPE: 6FX8002-2DC46 DRIVE-CLIQ WITH 24 V M12 FEMALE/ M17 MALE SPEED-CONNECT-READY MOTION-CONNECT 800PLUS UL/CSA, DESINA, TRAILING TYPE DMAX=7,1 MM LENGTH (M) = 3 | 165 | TEM | 1 | MC | 0.335 | 1
6FX80022DC461AE0 | SIGNAL CABLE, PREASSEMBLED TYPE: 6FX8002-2DC46 DRIVE-CLIQ WITH 24 V M12 FEMALE/ M17 MALE SPEED-CONNECT-READY MOTION-CONNECT 800PLUS UL/CSA, DESINA, TRAILING TYPE DMAX=7,1 MM LENGTH (M) = 4 | 178 | TEM | 1 | MC | 0.398 | 1
6FX80022DC461AF0 | SIGNAL CABLE, PREASSEMBLED TYPE: 6FX8002-2DC46 DRIVE-CLIQ WITH 24 V M12 FEMALE/ M17 MALE SPEED-CONNECT-READY MOTION-CONNECT 800PLUS UL/CSA, DESINA, TRAILING TYPE DMAX=7,1 MM LENGTH (M) = 5 | 193 | TEM | 1 | MC | 0.461 | 1
6FX80022DC461AG0 | SIGNAL CABLE, PREASSEMBLED TYPE: 6FX8002-2DC46 DRIVE-CLIQ WITH 24 V M12 FEMALE/ M17 MALE SPEED-CONNECT-READY MOTION-CONNECT 800PLUS UL/CSA, DESINA, TRAILING TYPE DMAX=7,1 MM LENGTH (M) = 6 | 206 | TEM | 1 | MC | 0.524 | 1
6FX80022DC461AH0 | SIGNAL CABLE, PREASSEMBLED TYPE: 6FX8002-2DC46 DRIVE-CLIQ WITH 24 V M12 FEMALE/ M17 MALE SPEED-CONNECT-READY MOTION-CONNECT 800PLUS UL/CSA, DESINA, TRAILING TYPE DMAX=7,1 MM LENGTH (M) = 7 | 219 | TEM | 1 | MC | 0.587 | 1
6FX80022DC461AJ0 | SIGNAL CABLE, PREASSEMBLED TYPE: 6FX8002-2DC46 DRIVE-CLIQ WITH 24 V M12 FEMALE/ M17 MALE SPEED-CONNECT-READY MOTION-CONNECT 800PLUS UL/CSA, DESINA, TRAILING TYPE DMAX=7,1 MM LENGTH (M) = 8 | 232 | TEM | 1 | MC | 0.65 | 1
6FX80022DC461AK0 | SIGNAL CABLE, PREASSEMBLED TYPE: 6FX8002-2DC46 DRIVE-CLIQ WITH 24 V M12 FEMALE/ M17 MALE SPEED-CONNECT-READY MOTION-CONNECT 800PLUS UL/CSA, DESINA, TRAILING TYPE DMAX=7,1 MM LENGTH (M) = 9 | 246 | TEM | 1 | MC | 0.713 | 1
6FX80022DC461BA0 | SIGNAL CABLE, PREASSEMBLED TYPE: 6FX8002-2DC46 DRIVE-CLIQ WITH 24 V M12 FEMALE/ M17 MALE SPEED-CONNECT-READY MOTION-CONNECT 800PLUS UL/CSA, DESINA, TRAILING TYPE DMAX=7,1 MM LENGTH (M) = 10 | 260 | TEM | 1 | MC | 0.776 | 1
6FX80022DC461BB0 | SIGNAL CABLE, PREASSEMBLED TYPE: 6FX8002-2DC46 DRIVE-CLIQ WITH 24 V M12 FEMALE/ M17 MALE SPEED-CONNECT-READY MOTION-CONNECT 800PLUS UL/CSA, DESINA, TRAILING TYPE DMAX=7,1 MM LENGTH (M) = 11 | 273 | TEM | 1 | MC | 0.839 | 1
6FX80022DC461BC0 | SIGNAL CABLE, PREASSEMBLED TYPE: 6FX8002-2DC46 DRIVE-CLIQ WITH 24 V M12 FEMALE/ M17 MALE SPEED-CONNECT-READY MOTION-CONNECT 800PLUS UL/CSA, DESINA, TRAILING TYPE DMAX=7,1 MM LENGTH (M) = 12 | 286 | TEM | 1 | MC | 0.902 | 1
6FX80022DC461BD0 | SIGNAL CABLE, PREASSEMBLED TYPE: 6FX8002-2DC46 DRIVE-CLIQ WITH 24 V M12 FEMALE/ M17 MALE SPEED-CONNECT-READY MOTION-CONNECT 800PLUS UL/CSA, DESINA, TRAILING TYPE DMAX=7,1 MM LENGTH (M) = 13 | 299 | TEM | 1 | MC | 0.965 | 1
6FX80022DC461BE0 | SIGNAL CABLE, PREASSEMBLED TYPE: 6FX8002-2DC46 DRIVE-CLIQ WITH 24 V M12 FEMALE/ M17 MALE SPEED-CONNECT-READY MOTION-CONNECT 800PLUS UL/CSA, DESINA, TRAILING TYPE DMAX=7,1 MM LENGTH (M) = 14 | 313 | TEM | 1 | MC | 1.028 | 1
6FX80022DC461BF0 | SIGNAL CABLE, PREASSEMBLED TYPE: 6FX8002-2DC46 DRIVE-CLIQ WITH 24 V M12 FEMALE/ M17 MALE SPEED-CONNECT-READY MOTION-CONNECT 800PLUS UL/CSA, DESINA, TRAILING TYPE DMAX=7,1 MM LENGTH (M) = 15 | 326 | TEM | 1 | MC | 1.091 | 1
6FX80022DC461BG0 | SIGNAL CABLE, PREASSEMBLED TYPE: 6FX8002-2DC46 DRIVE-CLIQ WITH 24 V M12 FEMALE/ M17 MALE SPEED-CONNECT-READY MOTION-CONNECT 800PLUS UL/CSA, DESINA, TRAILING TYPE DMAX=7,1 MM LENGTH (M) = 16 | 340 | TEM | 1 | MC | 1.154 | 1
6FX80022DC461BH0 | SIGNAL CABLE, PREASSEMBLED TYPE: 6FX8002-2DC46 DRIVE-CLIQ WITH 24 V M12 FEMALE/ M17 MALE SPEED-CONNECT-READY MOTION-CONNECT 800PLUS UL/CSA, DESINA, TRAILING TYPE DMAX=7,1 MM LENGTH (M) = 17 | 354 | TEM | 1 | MC | 1.217 | 1
6FX80022DC461BJ0 | SIGNAL CABLE, PREASSEMBLED TYPE: 6FX8002-2DC46 DRIVE-CLIQ WITH 24 V M12 FEMALE/ M17 MALE SPEED-CONNECT-READY MOTION-CONNECT 800PLUS UL/CSA, DESINA, TRAILING TYPE DMAX=7,1 MM LENGTH (M) = 18 | 367 | TEM | 1 | MC | 1.28 | 1
6FX80022DC461BK0 | SIGNAL CABLE, PREASSEMBLED TYPE: 6FX8002-2DC46 DRIVE-CLIQ WITH 24 V M12 FEMALE/ M17 MALE SPEED-CONNECT-READY MOTION-CONNECT 800PLUS UL/CSA, DESINA, TRAILING TYPE DMAX=7,1 MM LENGTH (M) = 19 | 380 | TEM | 1 | MC | 1.343 | 1
6FX80022DC461CA0 | SIGNAL CABLE, PREASSEMBLED TYPE: 6FX8002-2DC46 DRIVE-CLIQ WITH 24 V M12 FEMALE/ M17 MALE SPEED-CONNECT-READY MOTION-CONNECT 800PLUS UL/CSA, DESINA, TRAILING TYPE DMAX=7,1 MM LENGTH (M) = 20 | 394 | TEM | 1 | MC | 1.406 | 1
6FX80022DC461CF0 | SIGNAL CABLE, PREASSEMBLED TYPE: 6FX8002-2DC46 DRIVE-CLIQ WITH 24 V M12 FEMALE/ M17 MALE SPEED-CONNECT-READY MOTION-CONNECT 800PLUS UL/CSA, DESINA, TRAILING TYPE DMAX=7,1 MM LENGTH (M) = 25 | 460 | TEM | 1 | MC | 1.697 | 1
6FX80022DC461DA0 | SIGNAL CABLE, PREASSEMBLED TYPE: 6FX8002-2DC46 DRIVE-CLIQ WITH 24 V M12 FEMALE/ M17 MALE SPEED-CONNECT-READY MOTION-CONNECT 800PLUS UL/CSA, DESINA, TRAILING TYPE DMAX=7,1 MM LENGTH (M) = 30 | 526 | TEM | 1 | MC | 2.014 | 1
6FX80022EN201AF0 | SIGNAL CABLE, PREASSEMBLED FOR ABSOLUTE ENCODER ENDAT IN MOTOR AH20 WITH CONNECTOR SPEED-CONNECT M17 (3X2X0,14)C + 4X0,14 + 2X 0,5 + 4X0,22 C MOTION CONNECT 800PLUS TRAILING TYPE, UL/CSA DESINA DMAX = 9.8 MM LENGTH (M)= LENGTH (M)= TYPE: 6FX8002-2EN20 LENGTH (M) = 0 + 0 + 5 + 0 | 218 | TEM | 1 | MC | 0.827 | 1
6FX80022EN201AG0 | SIGNAL CABLE, PREASSEMBLED FOR ABSOLUTE ENCODER ENDAT IN MOTOR AH20 WITH CONNECTOR SPEED-CONNECT M17 (3X2X0,14)C + 4X0,14 + 2X 0,5 + 4X0,22 C MOTION CONNECT 800PLUS TRAILING TYPE, UL/CSA DESINA DMAX = 9.8 MM LENGTH (M)= LENGTH (M)= TYPE: 6FX8002-2EN20 LENGTH (M) = 0 + 0 + 6 + 0 | 228 | TEM | 1 | MC | 0.966 | 1
6FX80022EN201BA0 | SIGNAL CABLE, PREASSEMBLED FOR ABSOLUTE ENCODER ENDAT IN MOTOR AH20 WITH CONNECTOR SPEED-CONNECT M17 (3X2X0,14)C + 4X0,14 + 2X 0,5 + 4X0,22 C MOTION CONNECT 800PLUS TRAILING TYPE, UL/CSA DESINA DMAX = 9.8 MM LENGTH (M)= LENGTH (M)= TYPE: 6FX8002-2EN20 LENGTH (M) = 0 + 10 + 0 + 0 | 268 | TEM | 1 | MC | 1.522 | 1
6FX80022EN241AC0 | SIGNAL CABLE, EXTENSION FOR BASE 6FX8002-2EN20-.... CONNECTOR SPEED-CONNECT M17 (3X2X0,14)C + 4X0,14 + 2X 0,5 + 4X0,22 C MOTION CONNECT 800PLUS TRAILING TYPE, UL/CSA DESINA DMAX = 9.8 MM LENGTH = TYPE: 6FX8002-2EN24 LENGTH (M) = 0 + 0 + 2 + 0 | 242 | TEM | 1 | MC | 0.425 | 1
6FX80022EN241BA0 | SIGNAL CABLE, EXTENSION FOR BASE 6FX8002-2EN20-.... CONNECTOR SPEED-CONNECT M17 (3X2X0,14)C + 4X0,14 + 2X 0,5 + 4X0,22 C MOTION CONNECT 800PLUS TRAILING TYPE, UL/CSA DESINA DMAX = 9.8 MM LENGTH = TYPE: 6FX8002-2EN24 LENGTH (M) = 0 + 10 + 0 + 0 | 325 | TEM | 1 | MC | 1.537 | 1
6FX80022EQ101AB0 | SIGNAL CABLE, PREASSEMBLED, FOR ABSOLUTE ENCODER ENDAT IN MOTOR 3X(2X0.14)C + 4X0,14 + 2X0.5 + 4X0.22 C CONNECTOR FULL THREAD M23 MOTION CONNECT 800PLUS TRAILING TYPE UL/CSA DESINA DMAX = 9.8 MM LENGTH = TYPE: 6FX8002-2EQ10 LENGTH (M) = 0 + 0 + 1 + 0 | 149 | TEM | 1 | MC | 0.269 | 1
6FX80022EQ101AB5 | SIGNAL CABLE, PREASSEMBLED, FOR ABSOLUTE ENCODER ENDAT IN MOTOR 3X(2X0.14)C + 4X0,14 + 2X0.5 + 4X0.22 C CONNECTOR FULL THREAD M23 MOTION CONNECT 800PLUS TRAILING TYPE UL/CSA DESINA DMAX = 9.8 MM LENGTH = TYPE: 6FX8002-2EQ10 LENGTH (M) = 0 + 0 + 1 + 0,5 | 159 | TEM | 1 | MC | 0.339 | 1
6FX80022EQ101AB6 | SIGNAL CABLE, PREASSEMBLED, FOR ABSOLUTE ENCODER ENDAT IN MOTOR 3X(2X0.14)C + 4X0,14 + 2X0.5 + 4X0.22 C CONNECTOR FULL THREAD M23 MOTION CONNECT 800PLUS TRAILING TYPE UL/CSA DESINA DMAX = 9.8 MM LENGTH = TYPE: 6FX8002-2EQ10 LENGTH (M) = 0 + 0 + 1 + 0,6 | 159 | TEM | 1 | MC | 0.352 | 1
6FX80022EQ101AC0 | SIGNAL CABLE, PREASSEMBLED, FOR ABSOLUTE ENCODER ENDAT IN MOTOR 3X(2X0.14)C + 4X0,14 + 2X0.5 + 4X0.22 C CONNECTOR FULL THREAD M23 MOTION CONNECT 800PLUS TRAILING TYPE UL/CSA DESINA DMAX = 9.8 MM LENGTH = TYPE: 6FX8002-2EQ10 LENGTH (M) = 0 + 0 + 2 + 0 | 159 | TEM | 1 | MC | 0.408 | 1
6FX80022EQ101AC5 | SIGNAL CABLE, PREASSEMBLED, FOR ABSOLUTE ENCODER ENDAT IN MOTOR 3X(2X0.14)C + 4X0,14 + 2X0.5 + 4X0.22 C CONNECTOR FULL THREAD M23 MOTION CONNECT 800PLUS TRAILING TYPE UL/CSA DESINA DMAX = 9.8 MM LENGTH = TYPE: 6FX8002-2EQ10 LENGTH (M) = 0 + 0 + 2 + 0,5 | 169 | TEM | 1 | MC | 0.478 | 1
6FX80022EQ101AD0 | SIGNAL CABLE, PREASSEMBLED, FOR ABSOLUTE ENCODER ENDAT IN MOTOR 3X(2X0.14)C + 4X0,14 + 2X0.5 + 4X0.22 C CONNECTOR FULL THREAD M23 MOTION CONNECT 800PLUS TRAILING TYPE UL/CSA DESINA DMAX = 9.8 MM LENGTH = TYPE: 6FX8002-2EQ10 LENGTH (M) = 0 + 0 + 3 + 0 | 169 | TEM | 1 | MC | 0.547 | 1
6FX80022EQ101AD5 | SIGNAL CABLE, PREASSEMBLED, FOR ABSOLUTE ENCODER ENDAT IN MOTOR 3X(2X0.14)C + 4X0,14 + 2X0.5 + 4X0.22 C CONNECTOR FULL THREAD M23 MOTION CONNECT 800PLUS TRAILING TYPE UL/CSA DESINA DMAX = 9.8 MM LENGTH = TYPE: 6FX8002-2EQ10 LENGTH (M) = 0 + 0 + 3 + 0,5 | 179 | TEM | 1 | MC | 0.617 | 1
6FX80022EQ101AE0 | SIGNAL CABLE, PREASSEMBLED, FOR ABSOLUTE ENCODER ENDAT IN MOTOR 3X(2X0.14)C + 4X0,14 + 2X0.5 + 4X0.22 C CONNECTOR FULL THREAD M23 MOTION CONNECT 800PLUS TRAILING TYPE UL/CSA DESINA DMAX = 9.8 MM LENGTH = TYPE: 6FX8002-2EQ10 LENGTH (M) = 0 + 0 + 4 + 0 | 179 | TEM | 1 | MC | 0.686 | 1
6FX80022EQ101AE5 | SIGNAL CABLE, PREASSEMBLED, FOR ABSOLUTE ENCODER ENDAT IN MOTOR 3X(2X0.14)C + 4X0,14 + 2X0.5 + 4X0.22 C CONNECTOR FULL THREAD M23 MOTION CONNECT 800PLUS TRAILING TYPE UL/CSA DESINA DMAX = 9.8 MM LENGTH = TYPE: 6FX8002-2EQ10 LENGTH (M) = 0 + 0 + 4 + 0,5 | 189 | TEM | 1 | MC | 0.756 | 1
6FX80022EQ101AF0 | SIGNAL CABLE, PREASSEMBLED, FOR ABSOLUTE ENCODER ENDAT IN MOTOR 3X(2X0.14)C + 4X0,14 + 2X0.5 + 4X0.22 C CONNECTOR FULL THREAD M23 MOTION CONNECT 800PLUS TRAILING TYPE UL/CSA DESINA DMAX = 9.8 MM LENGTH = TYPE: 6FX8002-2EQ10 LENGTH (M) = 0 + 0 + 5 + 0 | 189 | TEM | 1 | MC | 0.825 | 1
6FX80022EQ101AF5 | SIGNAL CABLE, PREASSEMBLED, FOR ABSOLUTE ENCODER ENDAT IN MOTOR 3X(2X0.14)C + 4X0,14 + 2X0.5 + 4X0.22 C CONNECTOR FULL THREAD M23 MOTION CONNECT 800PLUS TRAILING TYPE UL/CSA DESINA DMAX = 9.8 MM LENGTH = TYPE: 6FX8002-2EQ10 LENGTH (M) = 0 + 0 + 5 + 0,5 | 199 | TEM | 1 | MC | 0.895 | 1
6FX80022EQ101AG0 | SIGNAL CABLE, PREASSEMBLED, FOR ABSOLUTE ENCODER ENDAT IN MOTOR 3X(2X0.14)C + 4X0,14 + 2X0.5 + 4X0.22 C CONNECTOR FULL THREAD M23 MOTION CONNECT 800PLUS TRAILING TYPE UL/CSA DESINA DMAX = 9.8 MM LENGTH = TYPE: 6FX8002-2EQ10 LENGTH (M) = 0 + 0 + 6 + 0 | 199 | TEM | 1 | MC | 0.964 | 1
6FX80022EQ101AG5 | SIGNAL CABLE, PREASSEMBLED, FOR ABSOLUTE ENCODER ENDAT IN MOTOR 3X(2X0.14)C + 4X0,14 + 2X0.5 + 4X0.22 C CONNECTOR FULL THREAD M23 MOTION CONNECT 800PLUS TRAILING TYPE UL/CSA DESINA DMAX = 9.8 MM LENGTH = TYPE: 6FX8002-2EQ10 LENGTH (M) = 0 + 0 + 6 + 0,5 | 209 | TEM | 1 | MC | 1.034 | 1
6FX80022EQ101AH0 | SIGNAL CABLE, PREASSEMBLED, FOR ABSOLUTE ENCODER ENDAT IN MOTOR 3X(2X0.14)C + 4X0,14 + 2X0.5 + 4X0.22 C CONNECTOR FULL THREAD M23 MOTION CONNECT 800PLUS TRAILING TYPE UL/CSA DESINA DMAX = 9.8 MM LENGTH = TYPE: 6FX8002-2EQ10 LENGTH (M) = 0 + 0 + 7 + 0 | 210 | TEM | 1 | MC | 1.103 | 1
6FX80022EQ101AH5 | SIGNAL CABLE, PREASSEMBLED, FOR ABSOLUTE ENCODER ENDAT IN MOTOR 3X(2X0.14)C + 4X0,14 + 2X0.5 + 4X0.22 C CONNECTOR FULL THREAD M23 MOTION CONNECT 800PLUS TRAILING TYPE UL/CSA DESINA DMAX = 9.8 MM LENGTH = TYPE: 6FX8002-2EQ10 LENGTH (M) = 0 + 0 + 7 + 0,5 | 220 | TEM | 1 | MC | 1.173 | 1
6FX80022EQ101AJ0 | SIGNAL CABLE, PREASSEMBLED, FOR ABSOLUTE ENCODER ENDAT IN MOTOR 3X(2X0.14)C + 4X0,14 + 2X0.5 + 4X0.22 C CONNECTOR FULL THREAD M23 MOTION CONNECT 800PLUS TRAILING TYPE UL/CSA DESINA DMAX = 9.8 MM LENGTH = TYPE: 6FX8002-2EQ10 LENGTH (M) = 0 + 0 + 8 + 0 | 220 | TEM | 1 | MC | 1.242 | 1
6FX80022EQ101AJ5 | SIGNAL CABLE, PREASSEMBLED, FOR ABSOLUTE ENCODER ENDAT IN MOTOR 3X(2X0.14)C + 4X0,14 + 2X0.5 + 4X0.22 C CONNECTOR FULL THREAD M23 MOTION CONNECT 800PLUS TRAILING TYPE UL/CSA DESINA DMAX = 9.8 MM LENGTH = TYPE: 6FX8002-2EQ10 LENGTH (M) = 0 + 0 + 8 + 0,5 | 230 | TEM | 1 | MC | 1.312 | 1
6FX80022EQ101AK0 | SIGNAL CABLE, PREASSEMBLED, FOR ABSOLUTE ENCODER ENDAT IN MOTOR 3X(2X0.14)C + 4X0,14 + 2X0.5 + 4X0.22 C CONNECTOR FULL THREAD M23 MOTION CONNECT 800PLUS TRAILING TYPE UL/CSA DESINA DMAX = 9.8 MM LENGTH = TYPE: 6FX8002-2EQ10 LENGTH (M) = 0 + 0 + 9 + 0 | 230 | TEM | 1 | MC | 1.381 | 1
6FX80022EQ101AK5 | SIGNAL CABLE, PREASSEMBLED, FOR ABSOLUTE ENCODER ENDAT IN MOTOR 3X(2X0.14)C + 4X0,14 + 2X0.5 + 4X0.22 C CONNECTOR FULL THREAD M23 MOTION CONNECT 800PLUS TRAILING TYPE UL/CSA DESINA DMAX = 9.8 MM LENGTH = TYPE: 6FX8002-2EQ10 LENGTH (M) = 0 + 0 + 9 + 0,5 | 240 | TEM | 1 | MC | 1.451 | 1
6FX80022EQ101BA0 | SIGNAL CABLE, PREASSEMBLED, FOR ABSOLUTE ENCODER ENDAT IN MOTOR 3X(2X0.14)C + 4X0,14 + 2X0.5 + 4X0.22 C CONNECTOR FULL THREAD M23 MOTION CONNECT 800PLUS TRAILING TYPE UL/CSA DESINA DMAX = 9.8 MM LENGTH = TYPE: 6FX8002-2EQ10 LENGTH (M) = 0 + 10 + 0 + 0 | 240 | TEM | 1 | MC | 1.52 | 1
6FX80022EQ101BA5 | SIGNAL CABLE, PREASSEMBLED, FOR ABSOLUTE ENCODER ENDAT IN MOTOR 3X(2X0.14)C + 4X0,14 + 2X0.5 + 4X0.22 C CONNECTOR FULL THREAD M23 MOTION CONNECT 800PLUS TRAILING TYPE UL/CSA DESINA DMAX = 9.8 MM LENGTH = TYPE: 6FX8002-2EQ10 LENGTH (M) = 0 + 10 + 0 + 0,5 | 250 | TEM | 1 | MC | 1.59 | 1
6FX80022EQ101BA6 | SIGNAL CABLE, PREASSEMBLED, FOR ABSOLUTE ENCODER ENDAT IN MOTOR 3X(2X0.14)C + 4X0,14 + 2X0.5 + 4X0.22 C CONNECTOR FULL THREAD M23 MOTION CONNECT 800PLUS TRAILING TYPE UL/CSA DESINA DMAX = 9.8 MM LENGTH = TYPE: 6FX8002-2EQ10 LENGTH (M) = 0 + 10 + 0 + 0,6 | 250 | TEM | 1 | MC | 1.603 | 1
6FX80022EQ101BB0 | SIGNAL CABLE, PREASSEMBLED, FOR ABSOLUTE ENCODER ENDAT IN MOTOR 3X(2X0.14)C + 4X0,14 + 2X0.5 + 4X0.22 C CONNECTOR FULL THREAD M23 MOTION CONNECT 800PLUS TRAILING TYPE UL/CSA DESINA DMAX = 9.8 MM LENGTH = TYPE: 6FX8002-2EQ10 LENGTH (M) = 0 + 10 + 1 + 0 | 250 | TEM | 1 | MC | 1.659 | 1
6FX80022EQ101BB5 | SIGNAL CABLE, PREASSEMBLED, FOR ABSOLUTE ENCODER ENDAT IN MOTOR 3X(2X0.14)C + 4X0,14 + 2X0.5 + 4X0.22 C CONNECTOR FULL THREAD M23 MOTION CONNECT 800PLUS TRAILING TYPE UL/CSA DESINA DMAX = 9.8 MM LENGTH = TYPE: 6FX8002-2EQ10 LENGTH (M) = 0 + 10 + 1 + 0,5 | 260 | TEM | 1 | MC | 1.729 | 1
6FX80022EQ101BC0 | SIGNAL CABLE, PREASSEMBLED, FOR ABSOLUTE ENCODER ENDAT IN MOTOR 3X(2X0.14)C + 4X0,14 + 2X0.5 + 4X0.22 C CONNECTOR FULL THREAD M23 MOTION CONNECT 800PLUS TRAILING TYPE UL/CSA DESINA DMAX = 9.8 MM LENGTH = TYPE: 6FX8002-2EQ10 LENGTH (M) = 0 + 10 + 2 + 0 | 260 | TEM | 1 | MC | 1.798 | 1
6FX80022EQ101BC5 | SIGNAL CABLE, PREASSEMBLED, FOR ABSOLUTE ENCODER ENDAT IN MOTOR 3X(2X0.14)C + 4X0,14 + 2X0.5 + 4X0.22 C CONNECTOR FULL THREAD M23 MOTION CONNECT 800PLUS TRAILING TYPE UL/CSA DESINA DMAX = 9.8 MM LENGTH = TYPE: 6FX8002-2EQ10 LENGTH (M) = 0 + 10 + 2 + 0,5 | 270 | TEM | 1 | MC | 1.868 | 1
6FX80022EQ101BD0 | SIGNAL CABLE, PREASSEMBLED, FOR ABSOLUTE ENCODER ENDAT IN MOTOR 3X(2X0.14)C + 4X0,14 + 2X0.5 + 4X0.22 C CONNECTOR FULL THREAD M23 MOTION CONNECT 800PLUS TRAILING TYPE UL/CSA DESINA DMAX = 9.8 MM LENGTH = TYPE: 6FX8002-2EQ10 LENGTH (M) = 0 + 10 + 3 + 0 | 270 | TEM | 1 | MC | 1.937 | 1
6FX80022EQ101BD5 | SIGNAL CABLE, PREASSEMBLED, FOR ABSOLUTE ENCODER ENDAT IN MOTOR 3X(2X0.14)C + 4X0,14 + 2X0.5 + 4X0.22 C CONNECTOR FULL THREAD M23 MOTION CONNECT 800PLUS TRAILING TYPE UL/CSA DESINA DMAX = 9.8 MM LENGTH = TYPE: 6FX8002-2EQ10 LENGTH (M) = 0 + 10 + 3 + 0,5 | 280 | TEM | 1 | MC | 2.007 | 1
6FX80022EQ101BE0 | SIGNAL CABLE, PREASSEMBLED, FOR ABSOLUTE ENCODER ENDAT IN MOTOR 3X(2X0.14)C + 4X0,14 + 2X0.5 + 4X0.22 C CONNECTOR FULL THREAD M23 MOTION CONNECT 800PLUS TRAILING TYPE UL/CSA DESINA DMAX = 9.8 MM LENGTH = TYPE: 6FX8002-2EQ10 LENGTH (M) = 0 + 10 + 4 + 0 | 281 | TEM | 1 | MC | 2.076 | 1
6FX80022EQ101BE5 | SIGNAL CABLE, PREASSEMBLED, FOR ABSOLUTE ENCODER ENDAT IN MOTOR 3X(2X0.14)C + 4X0,14 + 2X0.5 + 4X0.22 C CONNECTOR FULL THREAD M23 MOTION CONNECT 800PLUS TRAILING TYPE UL/CSA DESINA DMAX = 9.8 MM LENGTH = TYPE: 6FX8002-2EQ10 LENGTH (M) = 0 + 10 + 4 + 0,5 | 291 | TEM | 1 | MC | 2.146 | 1
6FX80022EQ101BF0 | SIGNAL CABLE, PREASSEMBLED, FOR ABSOLUTE ENCODER ENDAT IN MOTOR 3X(2X0.14)C + 4X0,14 + 2X0.5 + 4X0.22 C CONNECTOR FULL THREAD M23 MOTION CONNECT 800PLUS TRAILING TYPE UL/CSA DESINA DMAX = 9.8 MM LENGTH = TYPE: 6FX8002-2EQ10 LENGTH (M) = 0 + 10 + 5 + 0 | 291 | TEM | 1 | MC | 2.215 | 1
6FX80022EQ101BF2 | SIGNAL CABLE, PREASSEMBLED, FOR ABSOLUTE ENCODER ENDAT IN MOTOR 3X(2X0.14)C + 4X0,14 + 2X0.5 + 4X0.22 C CONNECTOR FULL THREAD M23 MOTION CONNECT 800PLUS TRAILING TYPE UL/CSA DESINA DMAX = 9.8 MM LENGTH = TYPE: 6FX8002-2EQ10 LENGTH (M) = 0 + 10 + 5 + 0,2 | 301 | TEM | 1 | MC | 2.243 | 1
6FX80022EQ101BF5 | SIGNAL CABLE, PREASSEMBLED, FOR ABSOLUTE ENCODER ENDAT IN MOTOR 3X(2X0.14)C + 4X0,14 + 2X0.5 + 4X0.22 C CONNECTOR FULL THREAD M23 MOTION CONNECT 800PLUS TRAILING TYPE UL/CSA DESINA DMAX = 9.8 MM LENGTH = TYPE: 6FX8002-2EQ10 LENGTH (M) = 0 + 10 + 5 + 0,5 | 301 | TEM | 1 | MC | 2.285 | 1
6FX80022EQ101BG0 | SIGNAL CABLE, PREASSEMBLED, FOR ABSOLUTE ENCODER ENDAT IN MOTOR 3X(2X0.14)C + 4X0,14 + 2X0.5 + 4X0.22 C CONNECTOR FULL THREAD M23 MOTION CONNECT 800PLUS TRAILING TYPE UL/CSA DESINA DMAX = 9.8 MM LENGTH = TYPE: 6FX8002-2EQ10 LENGTH (M) = 0 + 10 + 6 + 0 | 301 | TEM | 1 | MC | 2.354 | 1
6FX80022EQ101BG5 | SIGNAL CABLE, PREASSEMBLED, FOR ABSOLUTE ENCODER ENDAT IN MOTOR 3X(2X0.14)C + 4X0,14 + 2X0.5 + 4X0.22 C CONNECTOR FULL THREAD M23 MOTION CONNECT 800PLUS TRAILING TYPE UL/CSA DESINA DMAX = 9.8 MM LENGTH = TYPE: 6FX8002-2EQ10 LENGTH (M) = 0 + 10 + 6 + 0,5 | 311 | TEM | 1 | MC | 2.424 | 1
6FX80022EQ101BH0 | SIGNAL CABLE, PREASSEMBLED, FOR ABSOLUTE ENCODER ENDAT IN MOTOR 3X(2X0.14)C + 4X0,14 + 2X0.5 + 4X0.22 C CONNECTOR FULL THREAD M23 MOTION CONNECT 800PLUS TRAILING TYPE UL/CSA DESINA DMAX = 9.8 MM LENGTH = TYPE: 6FX8002-2EQ10 LENGTH (M) = 0 + 10 + 7 + 0 | 311 | TEM | 1 | MC | 2.493 | 1
6FX80022EQ101BH5 | SIGNAL CABLE, PREASSEMBLED, FOR ABSOLUTE ENCODER ENDAT IN MOTOR 3X(2X0.14)C + 4X0,14 + 2X0.5 + 4X0.22 C CONNECTOR FULL THREAD M23 MOTION CONNECT 800PLUS TRAILING TYPE UL/CSA DESINA DMAX = 9.8 MM LENGTH = TYPE: 6FX8002-2EQ10 LENGTH (M) = 0 + 10 + 7 + 0,5 | 321 | TEM | 1 | MC | 2.563 | 1
6FX80022EQ101BJ0 | SIGNAL CABLE, PREASSEMBLED, FOR ABSOLUTE ENCODER ENDAT IN MOTOR 3X(2X0.14)C + 4X0,14 + 2X0.5 + 4X0.22 C CONNECTOR FULL THREAD M23 MOTION CONNECT 800PLUS TRAILING TYPE UL/CSA DESINA DMAX = 9.8 MM LENGTH = TYPE: 6FX8002-2EQ10 LENGTH (M) = 0 + 10 + 8 + 0 | 321 | TEM | 1 | MC | 2.632 | 1
6FX80022EQ101BK0 | SIGNAL CABLE, PREASSEMBLED, FOR ABSOLUTE ENCODER ENDAT IN MOTOR 3X(2X0.14)C + 4X0,14 + 2X0.5 + 4X0.22 C CONNECTOR FULL THREAD M23 MOTION CONNECT 800PLUS TRAILING TYPE UL/CSA DESINA DMAX = 9.8 MM LENGTH = TYPE: 6FX8002-2EQ10 LENGTH (M) = 0 + 10 + 9 + 0 | 331 | TEM | 1 | MC | 2.771 | 1
6FX80022EQ101BK5 | SIGNAL CABLE, PREASSEMBLED, FOR ABSOLUTE ENCODER ENDAT IN MOTOR 3X(2X0.14)C + 4X0,14 + 2X0.5 + 4X0.22 C CONNECTOR FULL THREAD M23 MOTION CONNECT 800PLUS TRAILING TYPE UL/CSA DESINA DMAX = 9.8 MM LENGTH = TYPE: 6FX8002-2EQ10 LENGTH (M) = 0 + 10 + 9 + 0,5 | 341 | TEM | 1 | MC | 2.841 | 1
6FX80022EQ101CA0 | SIGNAL CABLE, PREASSEMBLED, FOR ABSOLUTE ENCODER ENDAT IN MOTOR 3X(2X0.14)C + 4X0,14 + 2X0.5 + 4X0.22 C CONNECTOR FULL THREAD M23 MOTION CONNECT 800PLUS TRAILING TYPE UL/CSA DESINA DMAX = 9.8 MM LENGTH = TYPE: 6FX8002-2EQ10 LENGTH (M) = 0 + 20 + 0 + 0 | 341 | TEM | 1 | MC | 2.91 | 1
6FX80022EQ101CA5 | SIGNAL CABLE, PREASSEMBLED, FOR ABSOLUTE ENCODER ENDAT IN MOTOR 3X(2X0.14)C + 4X0,14 + 2X0.5 + 4X0.22 C CONNECTOR FULL THREAD M23 MOTION CONNECT 800PLUS TRAILING TYPE UL/CSA DESINA DMAX = 9.8 MM LENGTH = TYPE: 6FX8002-2EQ10 LENGTH (M) = 0 + 20 + 0 + 0,5 | 352 | TEM | 1 | MC | 2.98 | 1
6FX80022EQ101CB0 | SIGNAL CABLE, PREASSEMBLED, FOR ABSOLUTE ENCODER ENDAT IN MOTOR 3X(2X0.14)C + 4X0,14 + 2X0.5 + 4X0.22 C CONNECTOR FULL THREAD M23 MOTION CONNECT 800PLUS TRAILING TYPE UL/CSA DESINA DMAX = 9.8 MM LENGTH = TYPE: 6FX8002-2EQ10 LENGTH (M) = 0 + 20 + 1 + 0 | 352 | TEM | 1 | MC | 3.049 | 1
6FX80022EQ101CB5 | SIGNAL CABLE, PREASSEMBLED, FOR ABSOLUTE ENCODER ENDAT IN MOTOR 3X(2X0.14)C + 4X0,14 + 2X0.5 + 4X0.22 C CONNECTOR FULL THREAD M23 MOTION CONNECT 800PLUS TRAILING TYPE UL/CSA DESINA DMAX = 9.8 MM LENGTH = TYPE: 6FX8002-2EQ10 LENGTH (M) = 0 + 20 + 1 + 0,5 | 362 | TEM | 1 | MC | 3.119 | 1
6FX80022EQ101CC0 | SIGNAL CABLE, PREASSEMBLED, FOR ABSOLUTE ENCODER ENDAT IN MOTOR 3X(2X0.14)C + 4X0,14 + 2X0.5 + 4X0.22 C CONNECTOR FULL THREAD M23 MOTION CONNECT 800PLUS TRAILING TYPE UL/CSA DESINA DMAX = 9.8 MM LENGTH = TYPE: 6FX8002-2EQ10 LENGTH (M) = 0 + 20 + 2 + 0 | 362 | TEM | 1 | MC | 3.188 | 1
6FX80022EQ101CC5 | SIGNAL CABLE, PREASSEMBLED, FOR ABSOLUTE ENCODER ENDAT IN MOTOR 3X(2X0.14)C + 4X0,14 + 2X0.5 + 4X0.22 C CONNECTOR FULL THREAD M23 MOTION CONNECT 800PLUS TRAILING TYPE UL/CSA DESINA DMAX = 9.8 MM LENGTH = TYPE: 6FX8002-2EQ10 LENGTH (M) = 0 + 20 + 2 + 0,5 | 372 | TEM | 1 | MC | 3.258 | 1
6FX80022EQ101CD0 | SIGNAL CABLE, PREASSEMBLED, FOR ABSOLUTE ENCODER ENDAT IN MOTOR 3X(2X0.14)C + 4X0,14 + 2X0.5 + 4X0.22 C CONNECTOR FULL THREAD M23 MOTION CONNECT 800PLUS TRAILING TYPE UL/CSA DESINA DMAX = 9.8 MM LENGTH = TYPE: 6FX8002-2EQ10 LENGTH (M) = 0 + 20 + 3 + 0 | 372 | TEM | 1 | MC | 3.327 | 1
6FX80022EQ101CD5 | SIGNAL CABLE, PREASSEMBLED, FOR ABSOLUTE ENCODER ENDAT IN MOTOR 3X(2X0.14)C + 4X0,14 + 2X0.5 + 4X0.22 C CONNECTOR FULL THREAD M23 MOTION CONNECT 800PLUS TRAILING TYPE UL/CSA DESINA DMAX = 9.8 MM LENGTH = TYPE: 6FX8002-2EQ10 LENGTH (M) = 0 + 20 + 3 + 0,5 | 382 | TEM | 1 | MC | 3.397 | 1
6FX80022EQ101CE0 | SIGNAL CABLE, PREASSEMBLED, FOR ABSOLUTE ENCODER ENDAT IN MOTOR 3X(2X0.14)C + 4X0,14 + 2X0.5 + 4X0.22 C CONNECTOR FULL THREAD M23 MOTION CONNECT 800PLUS TRAILING TYPE UL/CSA DESINA DMAX = 9.8 MM LENGTH = TYPE: 6FX8002-2EQ10 LENGTH (M) = 0 + 20 + 4 + 0 | 382 | TEM | 1 | MC | 3.466 | 1
6FX80022EQ101CE5 | SIGNAL CABLE, PREASSEMBLED, FOR ABSOLUTE ENCODER ENDAT IN MOTOR 3X(2X0.14)C + 4X0,14 + 2X0.5 + 4X0.22 C CONNECTOR FULL THREAD M23 MOTION CONNECT 800PLUS TRAILING TYPE UL/CSA DESINA DMAX = 9.8 MM LENGTH = TYPE: 6FX8002-2EQ10 LENGTH (M) = 0 + 20 + 4 + 0,5 | 392 | TEM | 1 | MC | 3.536 | 1
6FX80022EQ101CF0 | SIGNAL CABLE, PREASSEMBLED, FOR ABSOLUTE ENCODER ENDAT IN MOTOR 3X(2X0.14)C + 4X0,14 + 2X0.5 + 4X0.22 C CONNECTOR FULL THREAD M23 MOTION CONNECT 800PLUS TRAILING TYPE UL/CSA DESINA DMAX = 9.8 MM LENGTH = TYPE: 6FX8002-2EQ10 LENGTH (M) = 0 + 20 + 5 + 0 | 392 | TEM | 1 | MC | 3.605 | 1
6FX80022EQ101CF5 | SIGNAL CABLE, PREASSEMBLED, FOR ABSOLUTE ENCODER ENDAT IN MOTOR 3X(2X0.14)C + 4X0,14 + 2X0.5 + 4X0.22 C CONNECTOR FULL THREAD M23 MOTION CONNECT 800PLUS TRAILING TYPE UL/CSA DESINA DMAX = 9.8 MM LENGTH = TYPE: 6FX8002-2EQ10 LENGTH (M) = 0 + 20 + 5 + 0,5 | 402 | TEM | 1 | MC | 3.675 | 1
6FX80022EQ101CG0 | SIGNAL CABLE, PREASSEMBLED, FOR ABSOLUTE ENCODER ENDAT IN MOTOR 3X(2X0.14)C + 4X0,14 + 2X0.5 + 4X0.22 C CONNECTOR FULL THREAD M23 MOTION CONNECT 800PLUS TRAILING TYPE UL/CSA DESINA DMAX = 9.8 MM LENGTH = TYPE: 6FX8002-2EQ10 LENGTH (M) = 0 + 20 + 6 + 0 | 402 | TEM | 1 | MC | 3.744 | 1
6FX80022EQ101CG5 | SIGNAL CABLE, PREASSEMBLED, FOR ABSOLUTE ENCODER ENDAT IN MOTOR 3X(2X0.14)C + 4X0,14 + 2X0.5 + 4X0.22 C CONNECTOR FULL THREAD M23 MOTION CONNECT 800PLUS TRAILING TYPE UL/CSA DESINA DMAX = 9.8 MM LENGTH = TYPE: 6FX8002-2EQ10 LENGTH (M) = 0 + 20 + 6 + 0,5 | 412 | TEM | 1 | MC | 3.814 | 1
6FX80022EQ101CH0 | SIGNAL CABLE, PREASSEMBLED, FOR ABSOLUTE ENCODER ENDAT IN MOTOR 3X(2X0.14)C + 4X0,14 + 2X0.5 + 4X0.22 C CONNECTOR FULL THREAD M23 MOTION CONNECT 800PLUS TRAILING TYPE UL/CSA DESINA DMAX = 9.8 MM LENGTH = TYPE: 6FX8002-2EQ10 LENGTH (M) = 0 + 20 + 7 + 0 | 413 | TEM | 1 | MC | 3.883 | 1
6FX80022EQ101CJ0 | SIGNAL CABLE, PREASSEMBLED, FOR ABSOLUTE ENCODER ENDAT IN MOTOR 3X(2X0.14)C + 4X0,14 + 2X0.5 + 4X0.22 C CONNECTOR FULL THREAD M23 MOTION CONNECT 800PLUS TRAILING TYPE UL/CSA DESINA DMAX = 9.8 MM LENGTH = TYPE: 6FX8002-2EQ10 LENGTH (M) = 0 + 20 + 8 + 0 | 423 | TEM | 1 | MC | 4.022 | 1
6FX80022EQ101CJ5 | SIGNAL CABLE, PREASSEMBLED, FOR ABSOLUTE ENCODER ENDAT IN MOTOR 3X(2X0.14)C + 4X0,14 + 2X0.5 + 4X0.22 C CONNECTOR FULL THREAD M23 MOTION CONNECT 800PLUS TRAILING TYPE UL/CSA DESINA DMAX = 9.8 MM LENGTH = TYPE: 6FX8002-2EQ10 LENGTH (M) = 0 + 20 + 8 + 0,5 | 433 | TEM | 1 | MC | 4.092 | 1
6FX80022EQ101CK0 | SIGNAL CABLE, PREASSEMBLED, FOR ABSOLUTE ENCODER ENDAT IN MOTOR 3X(2X0.14)C + 4X0,14 + 2X0.5 + 4X0.22 C CONNECTOR FULL THREAD M23 MOTION CONNECT 800PLUS TRAILING TYPE UL/CSA DESINA DMAX = 9.8 MM LENGTH = TYPE: 6FX8002-2EQ10 LENGTH (M) = 0 + 20 + 9 + 0 | 433 | TEM | 1 | MC | 4.161 | 1
6FX80022EQ101DA0 | SIGNAL CABLE, PREASSEMBLED, FOR ABSOLUTE ENCODER ENDAT IN MOTOR 3X(2X0.14)C + 4X0,14 + 2X0.5 + 4X0.22 C CONNECTOR FULL THREAD M23 MOTION CONNECT 800PLUS TRAILING TYPE UL/CSA DESINA DMAX = 9.8 MM LENGTH = TYPE: 6FX8002-2EQ10 LENGTH (M) = 0 + 30 + 0 + 0 | 442 | TEM | 1 | MC | 4.3 | 1
6FX80022EQ101DB0 | SIGNAL CABLE, PREASSEMBLED, FOR ABSOLUTE ENCODER ENDAT IN MOTOR 3X(2X0.14)C + 4X0,14 + 2X0.5 + 4X0.22 C CONNECTOR FULL THREAD M23 MOTION CONNECT 800PLUS TRAILING TYPE UL/CSA DESINA DMAX = 9.8 MM LENGTH = TYPE: 6FX8002-2EQ10 LENGTH (M) = 0 + 30 + 1 + 0 | 452 | TEM | 1 | MC | 4.439 | 1
6FX80022EQ101DC0 | SIGNAL CABLE, PREASSEMBLED, FOR ABSOLUTE ENCODER ENDAT IN MOTOR 3X(2X0.14)C + 4X0,14 + 2X0.5 + 4X0.22 C CONNECTOR FULL THREAD M23 MOTION CONNECT 800PLUS TRAILING TYPE UL/CSA DESINA DMAX = 9.8 MM LENGTH = TYPE: 6FX8002-2EQ10 LENGTH (M) = 0 + 30 + 2 + 0 | 462 | TEM | 1 | MC | 4.578 | 1
6FX80022EQ101DD0 | SIGNAL CABLE, PREASSEMBLED, FOR ABSOLUTE ENCODER ENDAT IN MOTOR 3X(2X0.14)C + 4X0,14 + 2X0.5 + 4X0.22 C CONNECTOR FULL THREAD M23 MOTION CONNECT 800PLUS TRAILING TYPE UL/CSA DESINA DMAX = 9.8 MM LENGTH = TYPE: 6FX8002-2EQ10 LENGTH (M) = 0 + 30 + 3 + 0 | 472 | TEM | 1 | MC | 4.717 | 1
6FX80022EQ101DE0 | SIGNAL CABLE, PREASSEMBLED, FOR ABSOLUTE ENCODER ENDAT IN MOTOR 3X(2X0.14)C + 4X0,14 + 2X0.5 + 4X0.22 C CONNECTOR FULL THREAD M23 MOTION CONNECT 800PLUS TRAILING TYPE UL/CSA DESINA DMAX = 9.8 MM LENGTH = TYPE: 6FX8002-2EQ10 LENGTH (M) = 0 + 30 + 4 + 0 | 482 | TEM | 1 | MC | 4.856 | 1
6FX80022EQ101DF0 | SIGNAL CABLE, PREASSEMBLED, FOR ABSOLUTE ENCODER ENDAT IN MOTOR 3X(2X0.14)C + 4X0,14 + 2X0.5 + 4X0.22 C CONNECTOR FULL THREAD M23 MOTION CONNECT 800PLUS TRAILING TYPE UL/CSA DESINA DMAX = 9.8 MM LENGTH = TYPE: 6FX8002-2EQ10 LENGTH (M) = 0 + 30 + 5 + 0 | 492 | TEM | 1 | MC | 4.995 | 1
6FX80022EQ101DG0 | SIGNAL CABLE, PREASSEMBLED, FOR ABSOLUTE ENCODER ENDAT IN MOTOR 3X(2X0.14)C + 4X0,14 + 2X0.5 + 4X0.22 C CONNECTOR FULL THREAD M23 MOTION CONNECT 800PLUS TRAILING TYPE UL/CSA DESINA DMAX = 9.8 MM LENGTH = TYPE: 6FX8002-2EQ10 LENGTH (M) = 0 + 30 + 6 + 0 | 502 | TEM | 1 | MC | 5.134 | 1
6FX80022EQ101DH0 | SIGNAL CABLE, PREASSEMBLED, FOR ABSOLUTE ENCODER ENDAT IN MOTOR 3X(2X0.14)C + 4X0,14 + 2X0.5 + 4X0.22 C CONNECTOR FULL THREAD M23 MOTION CONNECT 800PLUS TRAILING TYPE UL/CSA DESINA DMAX = 9.8 MM LENGTH = TYPE: 6FX8002-2EQ10 LENGTH (M) = 0 + 30 + 7 + 0 | 513 | TEM | 1 | MC | 5.273 | 1
6FX80022EQ101DJ0 | SIGNAL CABLE, PREASSEMBLED, FOR ABSOLUTE ENCODER ENDAT IN MOTOR 3X(2X0.14)C + 4X0,14 + 2X0.5 + 4X0.22 C CONNECTOR FULL THREAD M23 MOTION CONNECT 800PLUS TRAILING TYPE UL/CSA DESINA DMAX = 9.8 MM LENGTH = TYPE: 6FX8002-2EQ10 LENGTH (M) = 0 + 30 + 8 + 0 | 523 | TEM | 1 | MC | 5.412 | 1
6FX80022EQ101DK0 | SIGNAL CABLE, PREASSEMBLED, FOR ABSOLUTE ENCODER ENDAT IN MOTOR 3X(2X0.14)C + 4X0,14 + 2X0.5 + 4X0.22 C CONNECTOR FULL THREAD M23 MOTION CONNECT 800PLUS TRAILING TYPE UL/CSA DESINA DMAX = 9.8 MM LENGTH = TYPE: 6FX8002-2EQ10 LENGTH (M) = 0 + 30 + 9 + 0 | 533 | TEM | 1 | MC | 5.551 | 1
6FX80022EQ101EA0 | SIGNAL CABLE, PREASSEMBLED, FOR ABSOLUTE ENCODER ENDAT IN MOTOR 3X(2X0.14)C + 4X0,14 + 2X0.5 + 4X0.22 C CONNECTOR FULL THREAD M23 MOTION CONNECT 800PLUS TRAILING TYPE UL/CSA DESINA DMAX = 9.8 MM LENGTH = TYPE: 6FX8002-2EQ10 LENGTH (M) = 0 + 40 + 0 + 0 | 544 | TEM | 1 | MC | 5.69 | 1
6FX80022EQ101EB0 | SIGNAL CABLE, PREASSEMBLED, FOR ABSOLUTE ENCODER ENDAT IN MOTOR 3X(2X0.14)C + 4X0,14 + 2X0.5 + 4X0.22 C CONNECTOR FULL THREAD M23 MOTION CONNECT 800PLUS TRAILING TYPE UL/CSA DESINA DMAX = 9.8 MM LENGTH = TYPE: 6FX8002-2EQ10 LENGTH (M) = 0 + 40 + 1 + 0 | 554 | TEM | 1 | MC | 5.829 | 1
6FX80022EQ101EC0 | SIGNAL CABLE, PREASSEMBLED, FOR ABSOLUTE ENCODER ENDAT IN MOTOR 3X(2X0.14)C + 4X0,14 + 2X0.5 + 4X0.22 C CONNECTOR FULL THREAD M23 MOTION CONNECT 800PLUS TRAILING TYPE UL/CSA DESINA DMAX = 9.8 MM LENGTH = TYPE: 6FX8002-2EQ10 LENGTH (M) = 0 + 40 + 2 + 0 | 565 | TEM | 1 | MC | 5.968 | 1
6FX80022EQ101ED0 | SIGNAL CABLE, PREASSEMBLED, FOR ABSOLUTE ENCODER ENDAT IN MOTOR 3X(2X0.14)C + 4X0,14 + 2X0.5 + 4X0.22 C CONNECTOR FULL THREAD M23 MOTION CONNECT 800PLUS TRAILING TYPE UL/CSA DESINA DMAX = 9.8 MM LENGTH = TYPE: 6FX8002-2EQ10 LENGTH (M) = 0 + 40 + 3 + 0 | 575 | TEM | 1 | MC | 6.107 | 1
6FX80022EQ101EE0 | SIGNAL CABLE, PREASSEMBLED, FOR ABSOLUTE ENCODER ENDAT IN MOTOR 3X(2X0.14)C + 4X0,14 + 2X0.5 + 4X0.22 C CONNECTOR FULL THREAD M23 MOTION CONNECT 800PLUS TRAILING TYPE UL/CSA DESINA DMAX = 9.8 MM LENGTH = TYPE: 6FX8002-2EQ10 LENGTH (M) = 0 + 40 + 4 + 0 | 585 | TEM | 1 | MC | 6.246 | 1
6FX80022EQ101EF0 | SIGNAL CABLE, PREASSEMBLED, FOR ABSOLUTE ENCODER ENDAT IN MOTOR 3X(2X0.14)C + 4X0,14 + 2X0.5 + 4X0.22 C CONNECTOR FULL THREAD M23 MOTION CONNECT 800PLUS TRAILING TYPE UL/CSA DESINA DMAX = 9.8 MM LENGTH = TYPE: 6FX8002-2EQ10 LENGTH (M) = 0 + 40 + 5 + 0 | 595 | TEM | 1 | MC | 6.385 | 1
6FX80022EQ101EG0 | SIGNAL CABLE, PREASSEMBLED, FOR ABSOLUTE ENCODER ENDAT IN MOTOR 3X(2X0.14)C + 4X0,14 + 2X0.5 + 4X0.22 C CONNECTOR FULL THREAD M23 MOTION CONNECT 800PLUS TRAILING TYPE UL/CSA DESINA DMAX = 9.8 MM LENGTH = TYPE: 6FX8002-2EQ10 LENGTH (M) = 0 + 40 + 6 + 0 | 605 | TEM | 1 | MC | 6.524 | 1
6FX80022EQ101EH0 | SIGNAL CABLE, PREASSEMBLED, FOR ABSOLUTE ENCODER ENDAT IN MOTOR 3X(2X0.14)C + 4X0,14 + 2X0.5 + 4X0.22 C CONNECTOR FULL THREAD M23 MOTION CONNECT 800PLUS TRAILING TYPE UL/CSA DESINA DMAX = 9.8 MM LENGTH = TYPE: 6FX8002-2EQ10 LENGTH (M) = 0 + 40 + 7 + 0 | 615 | TEM | 1 | MC | 6.663 | 1
6FX80022EQ101EJ0 | SIGNAL CABLE, PREASSEMBLED, FOR ABSOLUTE ENCODER ENDAT IN MOTOR 3X(2X0.14)C + 4X0,14 + 2X0.5 + 4X0.22 C CONNECTOR FULL THREAD M23 MOTION CONNECT 800PLUS TRAILING TYPE UL/CSA DESINA DMAX = 9.8 MM LENGTH = TYPE: 6FX8002-2EQ10 LENGTH (M) = 0 + 40 + 8 + 0 | 626 | TEM | 1 | MC | 6.802 | 1
6FX80022EQ101EK0 | SIGNAL CABLE, PREASSEMBLED, FOR ABSOLUTE ENCODER ENDAT IN MOTOR 3X(2X0.14)C + 4X0,14 + 2X0.5 + 4X0.22 C CONNECTOR FULL THREAD M23 MOTION CONNECT 800PLUS TRAILING TYPE UL/CSA DESINA DMAX = 9.8 MM LENGTH = TYPE: 6FX8002-2EQ10 LENGTH (M) = 0 + 40 + 9 + 0 | 636 | TEM | 1 | MC | 6.941 | 1
6FX80022EQ101FA0 | SIGNAL CABLE, PREASSEMBLED, FOR ABSOLUTE ENCODER ENDAT IN MOTOR 3X(2X0.14)C + 4X0,14 + 2X0.5 + 4X0.22 C CONNECTOR FULL THREAD M23 MOTION CONNECT 800PLUS TRAILING TYPE UL/CSA DESINA DMAX = 9.8 MM LENGTH = TYPE: 6FX8002-2EQ10 LENGTH (M) = 0 + 50 + 0 + 0 | 645 | TEM | 1 | MC | 7.08 | 1
6FX80022EQ101FB0 | SIGNAL CABLE, PREASSEMBLED, FOR ABSOLUTE ENCODER ENDAT IN MOTOR 3X(2X0.14)C + 4X0,14 + 2X0.5 + 4X0.22 C CONNECTOR FULL THREAD M23 MOTION CONNECT 800PLUS TRAILING TYPE UL/CSA DESINA DMAX = 9.8 MM LENGTH = TYPE: 6FX8002-2EQ10 LENGTH (M) = 0 + 50 + 1 + 0 | 655 | TEM | 1 | MC | 7.219 | 1
6FX80022EQ101FC0 | SIGNAL CABLE, PREASSEMBLED, FOR ABSOLUTE ENCODER ENDAT IN MOTOR 3X(2X0.14)C + 4X0,14 + 2X0.5 + 4X0.22 C CONNECTOR FULL THREAD M23 MOTION CONNECT 800PLUS TRAILING TYPE UL/CSA DESINA DMAX = 9.8 MM LENGTH = TYPE: 6FX8002-2EQ10 LENGTH (M) = 0 + 50 + 2 + 0 | 665 | TEM | 1 | MC | 7.358 | 1
6FX80022EQ101FD0 | SIGNAL CABLE, PREASSEMBLED, FOR ABSOLUTE ENCODER ENDAT IN MOTOR 3X(2X0.14)C + 4X0,14 + 2X0.5 + 4X0.22 C CONNECTOR FULL THREAD M23 MOTION CONNECT 800PLUS TRAILING TYPE UL/CSA DESINA DMAX = 9.8 MM LENGTH = TYPE: 6FX8002-2EQ10 LENGTH (M) = 0 + 50 + 3 + 0 | 675 | TEM | 1 | MC | 7.497 | 1
6FX80022EQ101FE0 | SIGNAL CABLE, PREASSEMBLED, FOR ABSOLUTE ENCODER ENDAT IN MOTOR 3X(2X0.14)C + 4X0,14 + 2X0.5 + 4X0.22 C CONNECTOR FULL THREAD M23 MOTION CONNECT 800PLUS TRAILING TYPE UL/CSA DESINA DMAX = 9.8 MM LENGTH = TYPE: 6FX8002-2EQ10 LENGTH (M) = 0 + 50 + 4 + 0 | 685 | TEM | 1 | MC | 7.636 | 1
6FX80022EQ101FF0 | SIGNAL CABLE, PREASSEMBLED, FOR ABSOLUTE ENCODER ENDAT IN MOTOR 3X(2X0.14)C + 4X0,14 + 2X0.5 + 4X0.22 C CONNECTOR FULL THREAD M23 MOTION CONNECT 800PLUS TRAILING TYPE UL/CSA DESINA DMAX = 9.8 MM LENGTH = TYPE: 6FX8002-2EQ10 LENGTH (M) = 0 + 50 + 5 + 0 | 695 | TEM | 1 | MC | 7.775 | 1
6FX80022EQ101FG0 | SIGNAL CABLE, PREASSEMBLED, FOR ABSOLUTE ENCODER ENDAT IN MOTOR 3X(2X0.14)C + 4X0,14 + 2X0.5 + 4X0.22 C CONNECTOR FULL THREAD M23 MOTION CONNECT 800PLUS TRAILING TYPE UL/CSA DESINA DMAX = 9.8 MM LENGTH = TYPE: 6FX8002-2EQ10 LENGTH (M) = 0 + 50 + 6 + 0 | 705 | TEM | 1 | MC | 7.914 | 1
6FX80022EQ101FH0 | SIGNAL CABLE, PREASSEMBLED, FOR ABSOLUTE ENCODER ENDAT IN MOTOR 3X(2X0.14)C + 4X0,14 + 2X0.5 + 4X0.22 C CONNECTOR FULL THREAD M23 MOTION CONNECT 800PLUS TRAILING TYPE UL/CSA DESINA DMAX = 9.8 MM LENGTH = TYPE: 6FX8002-2EQ10 LENGTH (M) = 0 + 50 + 7 + 0 | 716 | TEM | 1 | MC | 8.053 | 1
6FX80022EQ101FJ0 | SIGNAL CABLE, PREASSEMBLED, FOR ABSOLUTE ENCODER ENDAT IN MOTOR 3X(2X0.14)C + 4X0,14 + 2X0.5 + 4X0.22 C CONNECTOR FULL THREAD M23 MOTION CONNECT 800PLUS TRAILING TYPE UL/CSA DESINA DMAX = 9.8 MM LENGTH = TYPE: 6FX8002-2EQ10 LENGTH (M) = 0 + 50 + 8 + 0 | 726 | TEM | 1 | MC | 8.192 | 1
6FX80022EQ101FK0 | SIGNAL CABLE, PREASSEMBLED, FOR ABSOLUTE ENCODER ENDAT IN MOTOR 3X(2X0.14)C + 4X0,14 + 2X0.5 + 4X0.22 C CONNECTOR FULL THREAD M23 MOTION CONNECT 800PLUS TRAILING TYPE UL/CSA DESINA DMAX = 9.8 MM LENGTH = TYPE: 6FX8002-2EQ10 LENGTH (M) = 0 + 50 + 9 + 0 | 736 | TEM | 1 | MC | 8.331 | 1
6FX80022EQ101GA0 | SIGNAL CABLE, PREASSEMBLED, FOR ABSOLUTE ENCODER ENDAT IN MOTOR 3X(2X0.14)C + 4X0,14 + 2X0.5 + 4X0.22 C CONNECTOR FULL THREAD M23 MOTION CONNECT 800PLUS TRAILING TYPE UL/CSA DESINA DMAX = 9.8 MM LENGTH = TYPE: 6FX8002-2EQ10 LENGTH (M) = 0 + 60 + 0 + 0 | 745 | TEM | 1 | MC | 8.47 | 1
6FX80022EQ101GB0 | SIGNAL CABLE, PREASSEMBLED, FOR ABSOLUTE ENCODER ENDAT IN MOTOR 3X(2X0.14)C + 4X0,14 + 2X0.5 + 4X0.22 C CONNECTOR FULL THREAD M23 MOTION CONNECT 800PLUS TRAILING TYPE UL/CSA DESINA DMAX = 9.8 MM LENGTH = TYPE: 6FX8002-2EQ10 LENGTH (M) = 0 + 60 + 1 + 0 | 755 | TEM | 1 | MC | 8.609 | 1
6FX80022EQ101GB1 | SIGNAL CABLE, PREASSEMBLED, FOR ABSOLUTE ENCODER ENDAT IN MOTOR 3X(2X0.14)C + 4X0,14 + 2X0.5 + 4X0.22 C CONNECTOR FULL THREAD M23 MOTION CONNECT 800PLUS TRAILING TYPE UL/CSA DESINA DMAX = 9.8 MM LENGTH = TYPE: 6FX8002-2EQ10 LENGTH (M) = 0 + 60 + 1 + 0,1 | 765 | TEM | 1 | MC | 8.623 | 1
6FX80022EQ101GC0 | SIGNAL CABLE, PREASSEMBLED, FOR ABSOLUTE ENCODER ENDAT IN MOTOR 3X(2X0.14)C + 4X0,14 + 2X0.5 + 4X0.22 C CONNECTOR FULL THREAD M23 MOTION CONNECT 800PLUS TRAILING TYPE UL/CSA DESINA DMAX = 9.8 MM LENGTH = TYPE: 6FX8002-2EQ10 LENGTH (M) = 0 + 60 + 2 + 0 | 765 | TEM | 1 | MC | 8.748 | 1
6FX80022EQ101GD0 | SIGNAL CABLE, PREASSEMBLED, FOR ABSOLUTE ENCODER ENDAT IN MOTOR 3X(2X0.14)C + 4X0,14 + 2X0.5 + 4X0.22 C CONNECTOR FULL THREAD M23 MOTION CONNECT 800PLUS TRAILING TYPE UL/CSA DESINA DMAX = 9.8 MM LENGTH = TYPE: 6FX8002-2EQ10 LENGTH (M) = 0 + 60 + 3 + 0 | 775 | TEM | 1 | MC | 8.887 | 1
6FX80022EQ101GF0 | SIGNAL CABLE, PREASSEMBLED, FOR ABSOLUTE ENCODER ENDAT IN MOTOR 3X(2X0.14)C + 4X0,14 + 2X0.5 + 4X0.22 C CONNECTOR FULL THREAD M23 MOTION CONNECT 800PLUS TRAILING TYPE UL/CSA DESINA DMAX = 9.8 MM LENGTH = TYPE: 6FX8002-2EQ10 LENGTH (M) = 0 + 60 + 5 + 0 | 796 | TEM | 1 | MC | 9.165 | 1
6FX80022EQ101GG0 | SIGNAL CABLE, PREASSEMBLED, FOR ABSOLUTE ENCODER ENDAT IN MOTOR 3X(2X0.14)C + 4X0,14 + 2X0.5 + 4X0.22 C CONNECTOR FULL THREAD M23 MOTION CONNECT 800PLUS TRAILING TYPE UL/CSA DESINA DMAX = 9.8 MM LENGTH = TYPE: 6FX8002-2EQ10 LENGTH (M) = 0 + 60 + 6 + 0 | 806 | TEM | 1 | MC | 9.304 | 1
6FX80022EQ101HA0 | SIGNAL CABLE, PREASSEMBLED, FOR ABSOLUTE ENCODER ENDAT IN MOTOR 3X(2X0.14)C + 4X0,14 + 2X0.5 + 4X0.22 C CONNECTOR FULL THREAD M23 MOTION CONNECT 800PLUS TRAILING TYPE UL/CSA DESINA DMAX = 9.8 MM LENGTH = TYPE: 6FX8002-2EQ10 LENGTH (M) = 0 + 70 + 0 + 0 | 850 | TEM | 1 | MC | 9.86 | 1
6FX80022EQ101HC0 | SIGNAL CABLE, PREASSEMBLED, FOR ABSOLUTE ENCODER ENDAT IN MOTOR 3X(2X0.14)C + 4X0,14 + 2X0.5 + 4X0.22 C CONNECTOR FULL THREAD M23 MOTION CONNECT 800PLUS TRAILING TYPE UL/CSA DESINA DMAX = 9.8 MM LENGTH = TYPE: 6FX8002-2EQ10 LENGTH (M) = 0 + 70 + 2 + 0 | 870 | TEM | 1 | MC | 10.138 | 1
6FX80022EQ101HF0 | SIGNAL CABLE, PREASSEMBLED, FOR ABSOLUTE ENCODER ENDAT IN MOTOR 3X(2X0.14)C + 4X0,14 + 2X0.5 + 4X0.22 C CONNECTOR FULL THREAD M23 MOTION CONNECT 800PLUS TRAILING TYPE UL/CSA DESINA DMAX = 9.8 MM LENGTH = TYPE: 6FX8002-2EQ10 LENGTH (M) = 0 + 70 + 5 + 0 | 900 | TEM | 1 | MC | 10.555 | 1
6FX80022EQ101HG0 | SIGNAL CABLE, PREASSEMBLED, FOR ABSOLUTE ENCODER ENDAT IN MOTOR 3X(2X0.14)C + 4X0,14 + 2X0.5 + 4X0.22 C CONNECTOR FULL THREAD M23 MOTION CONNECT 800PLUS TRAILING TYPE UL/CSA DESINA DMAX = 9.8 MM LENGTH = TYPE: 6FX8002-2EQ10 LENGTH (M) = 0 + 70 + 6 + 0 | 910 | TEM | 1 | MC | 10.694 | 1
6FX80022EQ101JA0 | SIGNAL CABLE, PREASSEMBLED, FOR ABSOLUTE ENCODER ENDAT IN MOTOR 3X(2X0.14)C + 4X0,14 + 2X0.5 + 4X0.22 C CONNECTOR FULL THREAD M23 MOTION CONNECT 800PLUS TRAILING TYPE UL/CSA DESINA DMAX = 9.8 MM LENGTH = TYPE: 6FX8002-2EQ10 LENGTH (M) = 0 + 80 + 0 + 0 | 950 | TEM | 1 | MC | 11.25 | 1
6FX80022EQ101KA0 | SIGNAL CABLE, PREASSEMBLED, FOR ABSOLUTE ENCODER ENDAT IN MOTOR 3X(2X0.14)C + 4X0,14 + 2X0.5 + 4X0.22 C CONNECTOR FULL THREAD M23 MOTION CONNECT 800PLUS TRAILING TYPE UL/CSA DESINA DMAX = 9.8 MM LENGTH = TYPE: 6FX8002-2EQ10 LENGTH (M) = 0 + 90 + 0 + 0 | 1050 | TEM | 1 | MC | 12.64 | 1
6FX80022EQ102AA0 | SIGNAL CABLE, PREASSEMBLED, FOR ABSOLUTE ENCODER ENDAT IN MOTOR 3X(2X0.14)C + 4X0,14 + 2X0.5 + 4X0.22 C CONNECTOR FULL THREAD M23 MOTION CONNECT 800PLUS TRAILING TYPE UL/CSA DESINA DMAX = 9.8 MM LENGTH = TYPE: 6FX8002-2EQ10 LENGTH (M) = 100 + 0 + 0 + 0 | 1153 | TEM | 1 | MC | 14.03 | 1
6FX80022EQ102BF0 | SIGNAL CABLE, PREASSEMBLED, FOR ABSOLUTE ENCODER ENDAT IN MOTOR 3X(2X0.14)C + 4X0,14 + 2X0.5 + 4X0.22 C CONNECTOR FULL THREAD M23 MOTION CONNECT 800PLUS TRAILING TYPE UL/CSA DESINA DMAX = 9.8 MM LENGTH = TYPE: 6FX8002-2EQ10 LENGTH (M) = 100 + 10 + 5 + 0 | 1305 | TEM | 1 | MC | 16.115 | 1
6FX80022EQ102CA0 | SIGNAL CABLE, PREASSEMBLED, FOR ABSOLUTE ENCODER ENDAT IN MOTOR 3X(2X0.14)C + 4X0,14 + 2X0.5 + 4X0.22 C CONNECTOR FULL THREAD M23 MOTION CONNECT 800PLUS TRAILING TYPE UL/CSA DESINA DMAX = 9.8 MM LENGTH = TYPE: 6FX8002-2EQ10 LENGTH (M) = 100 + 20 + 0 + 0 | 1356 | TEM | 1 | MC | 16.81 | 1
6FX80022EQ102CK0 | SIGNAL CABLE, PREASSEMBLED, FOR ABSOLUTE ENCODER ENDAT IN MOTOR 3X(2X0.14)C + 4X0,14 + 2X0.5 + 4X0.22 C CONNECTOR FULL THREAD M23 MOTION CONNECT 800PLUS TRAILING TYPE UL/CSA DESINA DMAX = 9.8 MM LENGTH = TYPE: 6FX8002-2EQ10 LENGTH (M) = 100 + 20 + 9 + 0 | 1447 | TEM | 1 | MC | 18.061 | 1
6FX80022EQ141AA5 | SIGNAL CABLE, EXTENSION FOR BASE 6FX8002-2EQ10-.... 3X(2X0.14)C + 4X0,14 + 2X0.5 + 4X0.22 C CONNECTOR FULL THREAD M23 MOTION CONNECT 800PLUS TRAILING TYPE UL/CSA DESINA DMAX = 9.8 MM LENGTH = TYPE: 6FX8002-2EQ14 LENGTH (M) = 0 + 0 + 0 + 0,5 | 172 | TEM | 1 | MC | 0.251 | 1
6FX80022EQ141AB0 | SIGNAL CABLE, EXTENSION FOR BASE 6FX8002-2EQ10-.... 3X(2X0.14)C + 4X0,14 + 2X0.5 + 4X0.22 C CONNECTOR FULL THREAD M23 MOTION CONNECT 800PLUS TRAILING TYPE UL/CSA DESINA DMAX = 9.8 MM LENGTH = TYPE: 6FX8002-2EQ14 LENGTH (M) = 0 + 0 + 1 + 0 | 172 | TEM | 1 | MC | 0.32 | 1
6FX80022EQ141AB3 | SIGNAL CABLE, EXTENSION FOR BASE 6FX8002-2EQ10-.... 3X(2X0.14)C + 4X0,14 + 2X0.5 + 4X0.22 C CONNECTOR FULL THREAD M23 MOTION CONNECT 800PLUS TRAILING TYPE UL/CSA DESINA DMAX = 9.8 MM LENGTH = TYPE: 6FX8002-2EQ14 LENGTH (M) = 0 + 0 + 1 + 0,3 | 182 | TEM | 1 | MC | 0.362 | 1
6FX80022EQ141AB5 | SIGNAL CABLE, EXTENSION FOR BASE 6FX8002-2EQ10-.... 3X(2X0.14)C + 4X0,14 + 2X0.5 + 4X0.22 C CONNECTOR FULL THREAD M23 MOTION CONNECT 800PLUS TRAILING TYPE UL/CSA DESINA DMAX = 9.8 MM LENGTH = TYPE: 6FX8002-2EQ14 LENGTH (M) = 0 + 0 + 1 + 0,5 | 182 | TEM | 1 | MC | 0.39 | 1
6FX80022EQ141AB6 | SIGNAL CABLE, EXTENSION FOR BASE 6FX8002-2EQ10-.... 3X(2X0.14)C + 4X0,14 + 2X0.5 + 4X0.22 C CONNECTOR FULL THREAD M23 MOTION CONNECT 800PLUS TRAILING TYPE UL/CSA DESINA DMAX = 9.8 MM LENGTH = TYPE: 6FX8002-2EQ14 LENGTH (M) = 0 + 0 + 1 + 0,6 | 182 | TEM | 1 | MC | 0.403 | 1
6FX80022EQ141AB7 | SIGNAL CABLE, EXTENSION FOR BASE 6FX8002-2EQ10-.... 3X(2X0.14)C + 4X0,14 + 2X0.5 + 4X0.22 C CONNECTOR FULL THREAD M23 MOTION CONNECT 800PLUS TRAILING TYPE UL/CSA DESINA DMAX = 9.8 MM LENGTH = TYPE: 6FX8002-2EQ14 LENGTH (M) = 0 + 0 + 1 + 0,7 | 182 | TEM | 1 | MC | 0.417 | 1
6FX80022EQ141AB8 | SIGNAL CABLE, EXTENSION FOR BASE 6FX8002-2EQ10-.... 3X(2X0.14)C + 4X0,14 + 2X0.5 + 4X0.22 C CONNECTOR FULL THREAD M23 MOTION CONNECT 800PLUS TRAILING TYPE UL/CSA DESINA DMAX = 9.8 MM LENGTH = TYPE: 6FX8002-2EQ14 LENGTH (M) = 0 + 0 + 1 + 0,8 | 182 | TEM | 1 | MC | 0.431 | 1
6FX80022EQ141AC0 | SIGNAL CABLE, EXTENSION FOR BASE 6FX8002-2EQ10-.... 3X(2X0.14)C + 4X0,14 + 2X0.5 + 4X0.22 C CONNECTOR FULL THREAD M23 MOTION CONNECT 800PLUS TRAILING TYPE UL/CSA DESINA DMAX = 9.8 MM LENGTH = TYPE: 6FX8002-2EQ14 LENGTH (M) = 0 + 0 + 2 + 0 | 182 | TEM | 1 | MC | 0.459 | 1
6FX80022EQ141AC5 | SIGNAL CABLE, EXTENSION FOR BASE 6FX8002-2EQ10-.... 3X(2X0.14)C + 4X0,14 + 2X0.5 + 4X0.22 C CONNECTOR FULL THREAD M23 MOTION CONNECT 800PLUS TRAILING TYPE UL/CSA DESINA DMAX = 9.8 MM LENGTH = TYPE: 6FX8002-2EQ14 LENGTH (M) = 0 + 0 + 2 + 0,5 | 192 | TEM | 1 | MC | 0.529 | 1
6FX80022EQ141AC6 | SIGNAL CABLE, EXTENSION FOR BASE 6FX8002-2EQ10-.... 3X(2X0.14)C + 4X0,14 + 2X0.5 + 4X0.22 C CONNECTOR FULL THREAD M23 MOTION CONNECT 800PLUS TRAILING TYPE UL/CSA DESINA DMAX = 9.8 MM LENGTH = TYPE: 6FX8002-2EQ14 LENGTH (M) = 0 + 0 + 2 + 0,6 | 192 | TEM | 1 | MC | 0.542 | 1
6FX80022EQ141AD0 | SIGNAL CABLE, EXTENSION FOR BASE 6FX8002-2EQ10-.... 3X(2X0.14)C + 4X0,14 + 2X0.5 + 4X0.22 C CONNECTOR FULL THREAD M23 MOTION CONNECT 800PLUS TRAILING TYPE UL/CSA DESINA DMAX = 9.8 MM LENGTH = TYPE: 6FX8002-2EQ14 LENGTH (M) = 0 + 0 + 3 + 0 | 192 | TEM | 1 | MC | 0.598 | 1
6FX80022EQ141AD5 | SIGNAL CABLE, EXTENSION FOR BASE 6FX8002-2EQ10-.... 3X(2X0.14)C + 4X0,14 + 2X0.5 + 4X0.22 C CONNECTOR FULL THREAD M23 MOTION CONNECT 800PLUS TRAILING TYPE UL/CSA DESINA DMAX = 9.8 MM LENGTH = TYPE: 6FX8002-2EQ14 LENGTH (M) = 0 + 0 + 3 + 0,5 | 202 | TEM | 1 | MC | 0.668 | 1
6FX80022EQ141AE0 | SIGNAL CABLE, EXTENSION FOR BASE 6FX8002-2EQ10-.... 3X(2X0.14)C + 4X0,14 + 2X0.5 + 4X0.22 C CONNECTOR FULL THREAD M23 MOTION CONNECT 800PLUS TRAILING TYPE UL/CSA DESINA DMAX = 9.8 MM LENGTH = TYPE: 6FX8002-2EQ14 LENGTH (M) = 0 + 0 + 4 + 0 | 202 | TEM | 1 | MC | 0.737 | 1
6FX80022EQ141AE5 | SIGNAL CABLE, EXTENSION FOR BASE 6FX8002-2EQ10-.... 3X(2X0.14)C + 4X0,14 + 2X0.5 + 4X0.22 C CONNECTOR FULL THREAD M23 MOTION CONNECT 800PLUS TRAILING TYPE UL/CSA DESINA DMAX = 9.8 MM LENGTH = TYPE: 6FX8002-2EQ14 LENGTH (M) = 0 + 0 + 4 + 0,5 | 212 | TEM | 1 | MC | 0.807 | 1
6FX80022EQ141AE6 | SIGNAL CABLE, EXTENSION FOR BASE 6FX8002-2EQ10-.... 3X(2X0.14)C + 4X0,14 + 2X0.5 + 4X0.22 C CONNECTOR FULL THREAD M23 MOTION CONNECT 800PLUS TRAILING TYPE UL/CSA DESINA DMAX = 9.8 MM LENGTH = TYPE: 6FX8002-2EQ14 LENGTH (M) = 0 + 0 + 4 + 0,6 | 212 | TEM | 1 | MC | 0.82 | 1
6FX80022EQ141AF0 | SIGNAL CABLE, EXTENSION FOR BASE 6FX8002-2EQ10-.... 3X(2X0.14)C + 4X0,14 + 2X0.5 + 4X0.22 C CONNECTOR FULL THREAD M23 MOTION CONNECT 800PLUS TRAILING TYPE UL/CSA DESINA DMAX = 9.8 MM LENGTH = TYPE: 6FX8002-2EQ14 LENGTH (M) = 0 + 0 + 5 + 0 | 212 | TEM | 1 | MC | 0.876 | 1
6FX80022EQ141AF5 | SIGNAL CABLE, EXTENSION FOR BASE 6FX8002-2EQ10-.... 3X(2X0.14)C + 4X0,14 + 2X0.5 + 4X0.22 C CONNECTOR FULL THREAD M23 MOTION CONNECT 800PLUS TRAILING TYPE UL/CSA DESINA DMAX = 9.8 MM LENGTH = TYPE: 6FX8002-2EQ14 LENGTH (M) = 0 + 0 + 5 + 0,5 | 222 | TEM | 1 | MC | 0.946 | 1
6FX80022EQ141AG0 | SIGNAL CABLE, EXTENSION FOR BASE 6FX8002-2EQ10-.... 3X(2X0.14)C + 4X0,14 + 2X0.5 + 4X0.22 C CONNECTOR FULL THREAD M23 MOTION CONNECT 800PLUS TRAILING TYPE UL/CSA DESINA DMAX = 9.8 MM LENGTH = TYPE: 6FX8002-2EQ14 LENGTH (M) = 0 + 0 + 6 + 0 | 222 | TEM | 1 | MC | 1.015 | 1
6FX80022EQ141AG2 | SIGNAL CABLE, EXTENSION FOR BASE 6FX8002-2EQ10-.... 3X(2X0.14)C + 4X0,14 + 2X0.5 + 4X0.22 C CONNECTOR FULL THREAD M23 MOTION CONNECT 800PLUS TRAILING TYPE UL/CSA DESINA DMAX = 9.8 MM LENGTH = TYPE: 6FX8002-2EQ14 LENGTH (M) = 0 + 0 + 6 + 0,2 | 232 | TEM | 1 | MC | 1.043 | 1
6FX80022EQ141AG3 | SIGNAL CABLE, EXTENSION FOR BASE 6FX8002-2EQ10-.... 3X(2X0.14)C + 4X0,14 + 2X0.5 + 4X0.22 C CONNECTOR FULL THREAD M23 MOTION CONNECT 800PLUS TRAILING TYPE UL/CSA DESINA DMAX = 9.8 MM LENGTH = TYPE: 6FX8002-2EQ14 LENGTH (M) = 0 + 0 + 6 + 0,3 | 232 | TEM | 1 | MC | 1.057 | 1
6FX80022EQ141AG5 | SIGNAL CABLE, EXTENSION FOR BASE 6FX8002-2EQ10-.... 3X(2X0.14)C + 4X0,14 + 2X0.5 + 4X0.22 C CONNECTOR FULL THREAD M23 MOTION CONNECT 800PLUS TRAILING TYPE UL/CSA DESINA DMAX = 9.8 MM LENGTH = TYPE: 6FX8002-2EQ14 LENGTH (M) = 0 + 0 + 6 + 0,5 | 232 | TEM | 1 | MC | 1.085 | 1
6FX80022EQ141AH0 | SIGNAL CABLE, EXTENSION FOR BASE 6FX8002-2EQ10-.... 3X(2X0.14)C + 4X0,14 + 2X0.5 + 4X0.22 C CONNECTOR FULL THREAD M23 MOTION CONNECT 800PLUS TRAILING TYPE UL/CSA DESINA DMAX = 9.8 MM LENGTH = TYPE: 6FX8002-2EQ14 LENGTH (M) = 0 + 0 + 7 + 0 | 233 | TEM | 1 | MC | 1.154 | 1
6FX80022EQ141AH5 | SIGNAL CABLE, EXTENSION FOR BASE 6FX8002-2EQ10-.... 3X(2X0.14)C + 4X0,14 + 2X0.5 + 4X0.22 C CONNECTOR FULL THREAD M23 MOTION CONNECT 800PLUS TRAILING TYPE UL/CSA DESINA DMAX = 9.8 MM LENGTH = TYPE: 6FX8002-2EQ14 LENGTH (M) = 0 + 0 + 7 + 0,5 | 243 | TEM | 1 | MC | 1.224 | 1
6FX80022EQ141AJ0 | SIGNAL CABLE, EXTENSION FOR BASE 6FX8002-2EQ10-.... 3X(2X0.14)C + 4X0,14 + 2X0.5 + 4X0.22 C CONNECTOR FULL THREAD M23 MOTION CONNECT 800PLUS TRAILING TYPE UL/CSA DESINA DMAX = 9.8 MM LENGTH = TYPE: 6FX8002-2EQ14 LENGTH (M) = 0 + 0 + 8 + 0 | 243 | TEM | 1 | MC | 1.293 | 1
6FX80022EQ141AJ5 | SIGNAL CABLE, EXTENSION FOR BASE 6FX8002-2EQ10-.... 3X(2X0.14)C + 4X0,14 + 2X0.5 + 4X0.22 C CONNECTOR FULL THREAD M23 MOTION CONNECT 800PLUS TRAILING TYPE UL/CSA DESINA DMAX = 9.8 MM LENGTH = TYPE: 6FX8002-2EQ14 LENGTH (M) = 0 + 0 + 8 + 0,5 | 253 | TEM | 1 | MC | 1.363 | 1
6FX80022EQ141AJ8 | SIGNAL CABLE, EXTENSION FOR BASE 6FX8002-2EQ10-.... 3X(2X0.14)C + 4X0,14 + 2X0.5 + 4X0.22 C CONNECTOR FULL THREAD M23 MOTION CONNECT 800PLUS TRAILING TYPE UL/CSA DESINA DMAX = 9.8 MM LENGTH = TYPE: 6FX8002-2EQ14 LENGTH (M) = 0 + 0 + 8 + 0,8 | 253 | TEM | 1 | MC | 1.404 | 1
6FX80022EQ141AK0 | SIGNAL CABLE, EXTENSION FOR BASE 6FX8002-2EQ10-.... 3X(2X0.14)C + 4X0,14 + 2X0.5 + 4X0.22 C CONNECTOR FULL THREAD M23 MOTION CONNECT 800PLUS TRAILING TYPE UL/CSA DESINA DMAX = 9.8 MM LENGTH = TYPE: 6FX8002-2EQ14 LENGTH (M) = 0 + 0 + 9 + 0 | 253 | TEM | 1 | MC | 1.432 | 1
6FX80022EQ141BA0 | SIGNAL CABLE, EXTENSION FOR BASE 6FX8002-2EQ10-.... 3X(2X0.14)C + 4X0,14 + 2X0.5 + 4X0.22 C CONNECTOR FULL THREAD M23 MOTION CONNECT 800PLUS TRAILING TYPE UL/CSA DESINA DMAX = 9.8 MM LENGTH = TYPE: 6FX8002-2EQ14 LENGTH (M) = 0 + 10 + 0 + 0 | 263 | TEM | 1 | MC | 1.571 | 1
6FX80022EQ141BA5 | SIGNAL CABLE, EXTENSION FOR BASE 6FX8002-2EQ10-.... 3X(2X0.14)C + 4X0,14 + 2X0.5 + 4X0.22 C CONNECTOR FULL THREAD M23 MOTION CONNECT 800PLUS TRAILING TYPE UL/CSA DESINA DMAX = 9.8 MM LENGTH = TYPE: 6FX8002-2EQ14 LENGTH (M) = 0 + 10 + 0 + 0,5 | 273 | TEM | 1 | MC | 1.641 | 1
6FX80022EQ141BB0 | SIGNAL CABLE, EXTENSION FOR BASE 6FX8002-2EQ10-.... 3X(2X0.14)C + 4X0,14 + 2X0.5 + 4X0.22 C CONNECTOR FULL THREAD M23 MOTION CONNECT 800PLUS TRAILING TYPE UL/CSA DESINA DMAX = 9.8 MM LENGTH = TYPE: 6FX8002-2EQ14 LENGTH (M) = 0 + 10 + 1 + 0 | 273 | TEM | 1 | MC | 1.71 | 1
6FX80022EQ141BB5 | SIGNAL CABLE, EXTENSION FOR BASE 6FX8002-2EQ10-.... 3X(2X0.14)C + 4X0,14 + 2X0.5 + 4X0.22 C CONNECTOR FULL THREAD M23 MOTION CONNECT 800PLUS TRAILING TYPE UL/CSA DESINA DMAX = 9.8 MM LENGTH = TYPE: 6FX8002-2EQ14 LENGTH (M) = 0 + 10 + 1 + 0,5 | 283 | TEM | 1 | MC | 1.78 | 1
6FX80022EQ141BB8 | SIGNAL CABLE, EXTENSION FOR BASE 6FX8002-2EQ10-.... 3X(2X0.14)C + 4X0,14 + 2X0.5 + 4X0.22 C CONNECTOR FULL THREAD M23 MOTION CONNECT 800PLUS TRAILING TYPE UL/CSA DESINA DMAX = 9.8 MM LENGTH = TYPE: 6FX8002-2EQ14 LENGTH (M) = 0 + 10 + 1 + 0,8 | 283 | TEM | 1 | MC | 1.821 | 1
6FX80022EQ141BC0 | SIGNAL CABLE, EXTENSION FOR BASE 6FX8002-2EQ10-.... 3X(2X0.14)C + 4X0,14 + 2X0.5 + 4X0.22 C CONNECTOR FULL THREAD M23 MOTION CONNECT 800PLUS TRAILING TYPE UL/CSA DESINA DMAX = 9.8 MM LENGTH = TYPE: 6FX8002-2EQ14 LENGTH (M) = 0 + 10 + 2 + 0 | 283 | TEM | 1 | MC | 1.849 | 1
6FX80022EQ141BD0 | SIGNAL CABLE, EXTENSION FOR BASE 6FX8002-2EQ10-.... 3X(2X0.14)C + 4X0,14 + 2X0.5 + 4X0.22 C CONNECTOR FULL THREAD M23 MOTION CONNECT 800PLUS TRAILING TYPE UL/CSA DESINA DMAX = 9.8 MM LENGTH = TYPE: 6FX8002-2EQ14 LENGTH (M) = 0 + 10 + 3 + 0 | 293 | TEM | 1 | MC | 1.988 | 1
6FX80022EQ141BD5 | SIGNAL CABLE, EXTENSION FOR BASE 6FX8002-2EQ10-.... 3X(2X0.14)C + 4X0,14 + 2X0.5 + 4X0.22 C CONNECTOR FULL THREAD M23 MOTION CONNECT 800PLUS TRAILING TYPE UL/CSA DESINA DMAX = 9.8 MM LENGTH = TYPE: 6FX8002-2EQ14 LENGTH (M) = 0 + 10 + 3 + 0,5 | 304 | TEM | 1 | MC | 2.058 | 1
6FX80022EQ141BD7 | SIGNAL CABLE, EXTENSION FOR BASE 6FX8002-2EQ10-.... 3X(2X0.14)C + 4X0,14 + 2X0.5 + 4X0.22 C CONNECTOR FULL THREAD M23 MOTION CONNECT 800PLUS TRAILING TYPE UL/CSA DESINA DMAX = 9.8 MM LENGTH = TYPE: 6FX8002-2EQ14 LENGTH (M) = 0 + 10 + 3 + 0,7 | 304 | TEM | 1 | MC | 2.085 | 1
6FX80022EQ141BE0 | SIGNAL CABLE, EXTENSION FOR BASE 6FX8002-2EQ10-.... 3X(2X0.14)C + 4X0,14 + 2X0.5 + 4X0.22 C CONNECTOR FULL THREAD M23 MOTION CONNECT 800PLUS TRAILING TYPE UL/CSA DESINA DMAX = 9.8 MM LENGTH = TYPE: 6FX8002-2EQ14 LENGTH (M) = 0 + 10 + 4 + 0 | 304 | TEM | 1 | MC | 2.127 | 1
6FX80022EQ141BF0 | SIGNAL CABLE, EXTENSION FOR BASE 6FX8002-2EQ10-.... 3X(2X0.14)C + 4X0,14 + 2X0.5 + 4X0.22 C CONNECTOR FULL THREAD M23 MOTION CONNECT 800PLUS TRAILING TYPE UL/CSA DESINA DMAX = 9.8 MM LENGTH = TYPE: 6FX8002-2EQ14 LENGTH (M) = 0 + 10 + 5 + 0 | 314 | TEM | 1 | MC | 2.266 | 1
6FX80022EQ141BG0 | SIGNAL CABLE, EXTENSION FOR BASE 6FX8002-2EQ10-.... 3X(2X0.14)C + 4X0,14 + 2X0.5 + 4X0.22 C CONNECTOR FULL THREAD M23 MOTION CONNECT 800PLUS TRAILING TYPE UL/CSA DESINA DMAX = 9.8 MM LENGTH = TYPE: 6FX8002-2EQ14 LENGTH (M) = 0 + 10 + 6 + 0 | 324 | TEM | 1 | MC | 2.405 | 1
6FX80022EQ141BH0 | SIGNAL CABLE, EXTENSION FOR BASE 6FX8002-2EQ10-.... 3X(2X0.14)C + 4X0,14 + 2X0.5 + 4X0.22 C CONNECTOR FULL THREAD M23 MOTION CONNECT 800PLUS TRAILING TYPE UL/CSA DESINA DMAX = 9.8 MM LENGTH = TYPE: 6FX8002-2EQ14 LENGTH (M) = 0 + 10 + 7 + 0 | 334 | TEM | 1 | MC | 2.544 | 1
6FX80022EQ141BJ0 | SIGNAL CABLE, EXTENSION FOR BASE 6FX8002-2EQ10-.... 3X(2X0.14)C + 4X0,14 + 2X0.5 + 4X0.22 C CONNECTOR FULL THREAD M23 MOTION CONNECT 800PLUS TRAILING TYPE UL/CSA DESINA DMAX = 9.8 MM LENGTH = TYPE: 6FX8002-2EQ14 LENGTH (M) = 0 + 10 + 8 + 0 | 344 | TEM | 1 | MC | 2.683 | 1
6FX80022EQ141BK0 | SIGNAL CABLE, EXTENSION FOR BASE 6FX8002-2EQ10-.... 3X(2X0.14)C + 4X0,14 + 2X0.5 + 4X0.22 C CONNECTOR FULL THREAD M23 MOTION CONNECT 800PLUS TRAILING TYPE UL/CSA DESINA DMAX = 9.8 MM LENGTH = TYPE: 6FX8002-2EQ14 LENGTH (M) = 0 + 10 + 9 + 0 | 354 | TEM | 1 | MC | 2.822 | 1
6FX80022EQ141CA0 | SIGNAL CABLE, EXTENSION FOR BASE 6FX8002-2EQ10-.... 3X(2X0.14)C + 4X0,14 + 2X0.5 + 4X0.22 C CONNECTOR FULL THREAD M23 MOTION CONNECT 800PLUS TRAILING TYPE UL/CSA DESINA DMAX = 9.8 MM LENGTH = TYPE: 6FX8002-2EQ14 LENGTH (M) = 0 + 20 + 0 + 0 | 364 | TEM | 1 | MC | 2.961 | 1
6FX80022EQ141CB0 | SIGNAL CABLE, EXTENSION FOR BASE 6FX8002-2EQ10-.... 3X(2X0.14)C + 4X0,14 + 2X0.5 + 4X0.22 C CONNECTOR FULL THREAD M23 MOTION CONNECT 800PLUS TRAILING TYPE UL/CSA DESINA DMAX = 9.8 MM LENGTH = TYPE: 6FX8002-2EQ14 LENGTH (M) = 0 + 20 + 1 + 0 | 375 | TEM | 1 | MC | 3.1 | 1
6FX80022EQ141CC0 | SIGNAL CABLE, EXTENSION FOR BASE 6FX8002-2EQ10-.... 3X(2X0.14)C + 4X0,14 + 2X0.5 + 4X0.22 C CONNECTOR FULL THREAD M23 MOTION CONNECT 800PLUS TRAILING TYPE UL/CSA DESINA DMAX = 9.8 MM LENGTH = TYPE: 6FX8002-2EQ14 LENGTH (M) = 0 + 20 + 2 + 0 | 385 | TEM | 1 | MC | 3.239 | 1
6FX80022EQ141CD0 | SIGNAL CABLE, EXTENSION FOR BASE 6FX8002-2EQ10-.... 3X(2X0.14)C + 4X0,14 + 2X0.5 + 4X0.22 C CONNECTOR FULL THREAD M23 MOTION CONNECT 800PLUS TRAILING TYPE UL/CSA DESINA DMAX = 9.8 MM LENGTH = TYPE: 6FX8002-2EQ14 LENGTH (M) = 0 + 20 + 3 + 0 | 395 | TEM | 1 | MC | 3.378 | 1
6FX80022EQ141CE0 | SIGNAL CABLE, EXTENSION FOR BASE 6FX8002-2EQ10-.... 3X(2X0.14)C + 4X0,14 + 2X0.5 + 4X0.22 C CONNECTOR FULL THREAD M23 MOTION CONNECT 800PLUS TRAILING TYPE UL/CSA DESINA DMAX = 9.8 MM LENGTH = TYPE: 6FX8002-2EQ14 LENGTH (M) = 0 + 20 + 4 + 0 | 405 | TEM | 1 | MC | 3.517 | 1
6FX80022EQ141CF0 | SIGNAL CABLE, EXTENSION FOR BASE 6FX8002-2EQ10-.... 3X(2X0.14)C + 4X0,14 + 2X0.5 + 4X0.22 C CONNECTOR FULL THREAD M23 MOTION CONNECT 800PLUS TRAILING TYPE UL/CSA DESINA DMAX = 9.8 MM LENGTH = TYPE: 6FX8002-2EQ14 LENGTH (M) = 0 + 20 + 5 + 0 | 415 | TEM | 1 | MC | 3.656 | 1
6FX80022EQ141CG0 | SIGNAL CABLE, EXTENSION FOR BASE 6FX8002-2EQ10-.... 3X(2X0.14)C + 4X0,14 + 2X0.5 + 4X0.22 C CONNECTOR FULL THREAD M23 MOTION CONNECT 800PLUS TRAILING TYPE UL/CSA DESINA DMAX = 9.8 MM LENGTH = TYPE: 6FX8002-2EQ14 LENGTH (M) = 0 + 20 + 6 + 0 | 425 | TEM | 1 | MC | 3.795 | 1
6FX80022EQ141CH0 | SIGNAL CABLE, EXTENSION FOR BASE 6FX8002-2EQ10-.... 3X(2X0.14)C + 4X0,14 + 2X0.5 + 4X0.22 C CONNECTOR FULL THREAD M23 MOTION CONNECT 800PLUS TRAILING TYPE UL/CSA DESINA DMAX = 9.8 MM LENGTH = TYPE: 6FX8002-2EQ14 LENGTH (M) = 0 + 20 + 7 + 0 | 436 | TEM | 1 | MC | 3.934 | 1
6FX80022EQ141DA0 | SIGNAL CABLE, EXTENSION FOR BASE 6FX8002-2EQ10-.... 3X(2X0.14)C + 4X0,14 + 2X0.5 + 4X0.22 C CONNECTOR FULL THREAD M23 MOTION CONNECT 800PLUS TRAILING TYPE UL/CSA DESINA DMAX = 9.8 MM LENGTH = TYPE: 6FX8002-2EQ14 LENGTH (M) = 0 + 30 + 0 + 0 | 465 | TEM | 1 | MC | 4.351 | 1
6FX80022EQ141DD0 | SIGNAL CABLE, EXTENSION FOR BASE 6FX8002-2EQ10-.... 3X(2X0.14)C + 4X0,14 + 2X0.5 + 4X0.22 C CONNECTOR FULL THREAD M23 MOTION CONNECT 800PLUS TRAILING TYPE UL/CSA DESINA DMAX = 9.8 MM LENGTH = TYPE: 6FX8002-2EQ14 LENGTH (M) = 0 + 30 + 3 + 0 | 495 | TEM | 1 | MC | 4.768 | 1
6FX80022EQ141DF0 | SIGNAL CABLE, EXTENSION FOR BASE 6FX8002-2EQ10-.... 3X(2X0.14)C + 4X0,14 + 2X0.5 + 4X0.22 C CONNECTOR FULL THREAD M23 MOTION CONNECT 800PLUS TRAILING TYPE UL/CSA DESINA DMAX = 9.8 MM LENGTH = TYPE: 6FX8002-2EQ14 LENGTH (M) = 0 + 30 + 5 + 0 | 515 | TEM | 1 | MC | 5.046 | 1
6FX80022EQ141HF0 | SIGNAL CABLE, EXTENSION FOR BASE 6FX8002-2EQ10-.... 3X(2X0.14)C + 4X0,14 + 2X0.5 + 4X0.22 C CONNECTOR FULL THREAD M23 MOTION CONNECT 800PLUS TRAILING TYPE UL/CSA DESINA DMAX = 9.8 MM LENGTH = TYPE: 6FX8002-2EQ14 LENGTH (M) = 0 + 70 + 5 + 0 | 921 | TEM | 1 | MC | 10.606 | 1
6FX80022EQ161AC0 | SIGNAL CABLE, PREASSEMBLED TYPE: 6FX8002-2EQ16 CUSTOMER-SPECIFIC LENGTH (M) = 0 + 0 + 2 + 0 | 150 | TEM | 1 | MC | 0.389 | 1
6FX80022EQ161BE0 | SIGNAL CABLE, PREASSEMBLED TYPE: 6FX8002-2EQ16 CUSTOMER-SPECIFIC LENGTH (M) = 0 + 10 + 4 + 0 | 276 | TEM | 1 | MC | 2.057 | 1
6FX80022EQ161BH0 | SIGNAL CABLE, PREASSEMBLED TYPE: 6FX8002-2EQ16 CUSTOMER-SPECIFIC LENGTH (M) = 0 + 10 + 7 + 0 | 308 | TEM | 1 | MC | 2.474 | 1
6FX80022EQ161CB0 | SIGNAL CABLE, PREASSEMBLED TYPE: 6FX8002-2EQ16 CUSTOMER-SPECIFIC LENGTH (M) = 0 + 20 + 1 + 0 | 350 | TEM | 1 | MC | 3.03 | 1
6FX80022EQ181BA5 | SIGNAL CABLE, PREASSEMBLED FOR ABSOLUTE ENCODER ENDAT IN MOTOR 3X(2X0.14)C + 4X0,14 + 2X0.5 + 4X0.22 C CONNECTOR WITH GRUB SCREW MOTION CONNECT 800PLUS TRAILING TYPE, UL/CSA DESINA DMAX = 9.8 MM LENGTH (M) = TYPE: 6FX8002-2EQ18 LENGTH (M) = 0 + 10 + 0 + 0.5 | 315 | TEM | 1 | MC | 1.525 | 1
6FX80022EQ201AC0 | SIGNAL CABLE, PREASSEMBLED, TYPE: 6FX8002-2EQ20 FOR ABSOLUTE ENCODER ENDAT IN MOTOR AH20 CONNECTOR FULL THREAD M17 (3X2X0,14)C + 4X0,14 + 2X 0,5 + 4X0,22 C MOTION CONNECT 800PLUS TRAILING TYPE UL/CSA DESINA DMAX = 9.8 MM LENGTH = 0 + 0 + 2 + 0 | 179 | TEM | 1 | MC | 0.241 | 1
6FX80022EQ201AE0 | SIGNAL CABLE, PREASSEMBLED, TYPE: 6FX8002-2EQ20 FOR ABSOLUTE ENCODER ENDAT IN MOTOR AH20 CONNECTOR FULL THREAD M17 (3X2X0,14)C + 4X0,14 + 2X 0,5 + 4X0,22 C MOTION CONNECT 800PLUS TRAILING TYPE UL/CSA DESINA DMAX = 9.8 MM LENGTH = 0 + 0 + 4 + 0 | 198 | TEM | 1 | MC | 0.481 | 1
6FX80022EQ201AF0 | SIGNAL CABLE, PREASSEMBLED, TYPE: 6FX8002-2EQ20 FOR ABSOLUTE ENCODER ENDAT IN MOTOR AH20 CONNECTOR FULL THREAD M17 (3X2X0,14)C + 4X0,14 + 2X 0,5 + 4X0,22 C MOTION CONNECT 800PLUS TRAILING TYPE UL/CSA DESINA DMAX = 9.8 MM LENGTH = 0 + 0 + 5 + 0 | 208 | TEM | 1 | MC | 0.601 | 1
6FX80022EQ201AG0 | SIGNAL CABLE, PREASSEMBLED, TYPE: 6FX8002-2EQ20 FOR ABSOLUTE ENCODER ENDAT IN MOTOR AH20 CONNECTOR FULL THREAD M17 (3X2X0,14)C + 4X0,14 + 2X 0,5 + 4X0,22 C MOTION CONNECT 800PLUS TRAILING TYPE UL/CSA DESINA DMAX = 9.8 MM LENGTH = 0 + 0 + 6 + 0 | 218 | TEM | 1 | MC | 0.721 | 1
6FX80022EQ201AH0 | SIGNAL CABLE, PREASSEMBLED, TYPE: 6FX8002-2EQ20 FOR ABSOLUTE ENCODER ENDAT IN MOTOR AH20 CONNECTOR FULL THREAD M17 (3X2X0,14)C + 4X0,14 + 2X 0,5 + 4X0,22 C MOTION CONNECT 800PLUS TRAILING TYPE UL/CSA DESINA DMAX = 9.8 MM LENGTH = 0 + 0 + 7 + 0 | 227 | TEM | 1 | MC | 0.841 | 1
6FX80022EQ201AJ0 | SIGNAL CABLE, PREASSEMBLED, TYPE: 6FX8002-2EQ20 FOR ABSOLUTE ENCODER ENDAT IN MOTOR AH20 CONNECTOR FULL THREAD M17 (3X2X0,14)C + 4X0,14 + 2X 0,5 + 4X0,22 C MOTION CONNECT 800PLUS TRAILING TYPE UL/CSA DESINA DMAX = 9.8 MM LENGTH = 0 + 0 + 8 + 0 | 237 | TEM | 1 | MC | 0.961 | 1
6FX80022EQ201BA0 | SIGNAL CABLE, PREASSEMBLED, TYPE: 6FX8002-2EQ20 FOR ABSOLUTE ENCODER ENDAT IN MOTOR AH20 CONNECTOR FULL THREAD M17 (3X2X0,14)C + 4X0,14 + 2X 0,5 + 4X0,22 C MOTION CONNECT 800PLUS TRAILING TYPE UL/CSA DESINA DMAX = 9.8 MM LENGTH = 0 + 10 + 0 + 0 | 256 | TEM | 1 | MC | 1.201 | 1
6FX80022EQ201BF0 | SIGNAL CABLE, PREASSEMBLED, TYPE: 6FX8002-2EQ20 FOR ABSOLUTE ENCODER ENDAT IN MOTOR AH20 CONNECTOR FULL THREAD M17 (3X2X0,14)C + 4X0,14 + 2X 0,5 + 4X0,22 C MOTION CONNECT 800PLUS TRAILING TYPE UL/CSA DESINA DMAX = 9.8 MM LENGTH = 0 + 10 + 5 + 0 | 304 | TEM | 1 | MC | 1.801 | 1
6FX80022EQ201BG0 | SIGNAL CABLE, PREASSEMBLED, TYPE: 6FX8002-2EQ20 FOR ABSOLUTE ENCODER ENDAT IN MOTOR AH20 CONNECTOR FULL THREAD M17 (3X2X0,14)C + 4X0,14 + 2X 0,5 + 4X0,22 C MOTION CONNECT 800PLUS TRAILING TYPE UL/CSA DESINA DMAX = 9.8 MM LENGTH = 0 + 10 + 6 + 0 | 313 | TEM | 1 | MC | 1.921 | 1
6FX80022EQ201CA0 | SIGNAL CABLE, PREASSEMBLED, TYPE: 6FX8002-2EQ20 FOR ABSOLUTE ENCODER ENDAT IN MOTOR AH20 CONNECTOR FULL THREAD M17 (3X2X0,14)C + 4X0,14 + 2X 0,5 + 4X0,22 C MOTION CONNECT 800PLUS TRAILING TYPE UL/CSA DESINA DMAX = 9.8 MM LENGTH = 0 + 20 + 0 + 0 | 352 | TEM | 1 | MC | 2.401 | 1
6FX80022EQ201CF0 | SIGNAL CABLE, PREASSEMBLED, TYPE: 6FX8002-2EQ20 FOR ABSOLUTE ENCODER ENDAT IN MOTOR AH20 CONNECTOR FULL THREAD M17 (3X2X0,14)C + 4X0,14 + 2X 0,5 + 4X0,22 C MOTION CONNECT 800PLUS TRAILING TYPE UL/CSA DESINA DMAX = 9.8 MM LENGTH = 0 + 20 + 5 + 0 | 399 | TEM | 1 | MC | 3.001 | 1
6FX80022EQ201CG0 | SIGNAL CABLE, PREASSEMBLED, TYPE: 6FX8002-2EQ20 FOR ABSOLUTE ENCODER ENDAT IN MOTOR AH20 CONNECTOR FULL THREAD M17 (3X2X0,14)C + 4X0,14 + 2X 0,5 + 4X0,22 C MOTION CONNECT 800PLUS TRAILING TYPE UL/CSA DESINA DMAX = 9.8 MM LENGTH = 0 + 20 + 6 + 0 | 409 | TEM | 1 | MC | 3.121 | 1
6FX80022EQ201DG5 | SIGNAL CABLE, PREASSEMBLED, TYPE: 6FX8002-2EQ20 FOR ABSOLUTE ENCODER ENDAT IN MOTOR AH20 CONNECTOR FULL THREAD M17 (3X2X0,14)C + 4X0,14 + 2X 0,5 + 4X0,22 C MOTION CONNECT 800PLUS TRAILING TYPE UL/CSA DESINA DMAX = 9.8 MM LENGTH = 0 + 30 + 6 0,5 | 514 | TEM | 1 | MC | 4.381 | 1
6FX80022EQ241AG0 | SIGNAL CABLE, EXTENSION TYPE: 6FX8002-2EQ24 FOR BASE -2EQ20 (3X2X0,14)C + 4X0,14 + 2X 0,5 + 4X0,22 C CONNECTOR FULL THREAD M17 MOTION CONNECT 800PLUS TRAILING TYPE, UL/CSA DESINA DMAX = 9.8 MM LENGTH (M) = 0 + 0 + 6 + 0 | 284 | TEM | 1 | MC | 1.015 | 1
6FX80022EQ311AF0 | SIGNAL CABLE, PREASSEMBLED, FOR ABSOLUTE ENCODER ENDAT IN MOTOR 3X(2X0.14)C + 4X0,14 + 2X0.5 + 4X0.22 C CONNECTOR SPEED-CONNECT M23 MOTION CONNECT 800PLUS TRAILING TYPE, UL/CSA DESINA DMAX = 9.8 MM LENGTH = TYPE: 6FX8002-2EQ31 LENGTH (M) = + 0 + 0 + 5 + 0 | 189 | TEM | 1 | MC | 0.825 | 1
6FX80022EQ311AH0 | SIGNAL CABLE, PREASSEMBLED, FOR ABSOLUTE ENCODER ENDAT IN MOTOR 3X(2X0.14)C + 4X0,14 + 2X0.5 + 4X0.22 C CONNECTOR SPEED-CONNECT M23 MOTION CONNECT 800PLUS TRAILING TYPE, UL/CSA DESINA DMAX = 9.8 MM LENGTH = TYPE: 6FX8002-2EQ31 LENGTH (M) = + 0 + 0 + 7 + 0 | 210 | TEM | 1 | MC | 1.103 | 1
6FX80022EQ311AJ0 | SIGNAL CABLE, PREASSEMBLED, FOR ABSOLUTE ENCODER ENDAT IN MOTOR 3X(2X0.14)C + 4X0,14 + 2X0.5 + 4X0.22 C CONNECTOR SPEED-CONNECT M23 MOTION CONNECT 800PLUS TRAILING TYPE, UL/CSA DESINA DMAX = 9.8 MM LENGTH = TYPE: 6FX8002-2EQ31 LENGTH (M) = + 0 + 0 + 8 + 0 | 220 | TEM | 1 | MC | 1.242 | 1
6FX80022EQ311BA0 | SIGNAL CABLE, PREASSEMBLED, FOR ABSOLUTE ENCODER ENDAT IN MOTOR 3X(2X0.14)C + 4X0,14 + 2X0.5 + 4X0.22 C CONNECTOR SPEED-CONNECT M23 MOTION CONNECT 800PLUS TRAILING TYPE, UL/CSA DESINA DMAX = 9.8 MM LENGTH = TYPE: 6FX8002-2EQ31 LENGTH (M) = + 0 + 10 + 0 + 0 | 240 | TEM | 1 | MC | 1.52 | 1
6FX80022EQ311BE0 | SIGNAL CABLE, PREASSEMBLED, FOR ABSOLUTE ENCODER ENDAT IN MOTOR 3X(2X0.14)C + 4X0,14 + 2X0.5 + 4X0.22 C CONNECTOR SPEED-CONNECT M23 MOTION CONNECT 800PLUS TRAILING TYPE, UL/CSA DESINA DMAX = 9.8 MM LENGTH = TYPE: 6FX8002-2EQ31 LENGTH (M) = + 0 + 10 + 4 + 0 | 281 | TEM | 1 | MC | 2.076 | 1
6FX80022EQ311BF0 | SIGNAL CABLE, PREASSEMBLED, FOR ABSOLUTE ENCODER ENDAT IN MOTOR 3X(2X0.14)C + 4X0,14 + 2X0.5 + 4X0.22 C CONNECTOR SPEED-CONNECT M23 MOTION CONNECT 800PLUS TRAILING TYPE, UL/CSA DESINA DMAX = 9.8 MM LENGTH = TYPE: 6FX8002-2EQ31 LENGTH (M) = + 0 + 10 + 5 + 0 | 291 | TEM | 1 | MC | 2.215 | 1
6FX80022EQ311BG0 | SIGNAL CABLE, PREASSEMBLED, FOR ABSOLUTE ENCODER ENDAT IN MOTOR 3X(2X0.14)C + 4X0,14 + 2X0.5 + 4X0.22 C CONNECTOR SPEED-CONNECT M23 MOTION CONNECT 800PLUS TRAILING TYPE, UL/CSA DESINA DMAX = 9.8 MM LENGTH = TYPE: 6FX8002-2EQ31 LENGTH (M) = + 0 + 10 + 6 + 0 | 301 | TEM | 1 | MC | 2.354 | 1
6FX80022EQ311CA0 | SIGNAL CABLE, PREASSEMBLED, FOR ABSOLUTE ENCODER ENDAT IN MOTOR 3X(2X0.14)C + 4X0,14 + 2X0.5 + 4X0.22 C CONNECTOR SPEED-CONNECT M23 MOTION CONNECT 800PLUS TRAILING TYPE, UL/CSA DESINA DMAX = 9.8 MM LENGTH = TYPE: 6FX8002-2EQ31 LENGTH (M) = + 0 + 20 + 0 + 0 | 341 | TEM | 1 | MC | 2.91 | 1
6FX80022EQ311DA0 | SIGNAL CABLE, PREASSEMBLED, FOR ABSOLUTE ENCODER ENDAT IN MOTOR 3X(2X0.14)C + 4X0,14 + 2X0.5 + 4X0.22 C CONNECTOR SPEED-CONNECT M23 MOTION CONNECT 800PLUS TRAILING TYPE, UL/CSA DESINA DMAX = 9.8 MM LENGTH = TYPE: 6FX8002-2EQ31 LENGTH (M) = + 0 + 30 + 0 + 0 | 443 | TEM | 1 | MC | 4.3 | 1
6FX80022EQ341AJ0 | SIGNAL CABLE, EXTENSION FOR BASE 6FX8002-2EQ31-.... 3X(2X0.14)C + 4X0,14 + 2X0.5 + 4X0.22 C CONNECTOR SPEED-CONNECT M23 MOTION CONNECT 800PLUS TRAILING TYPE, UL/CSA DESINA DMAX = 9.8 MM LENGTH = TYPE: 6FX8002-2EQ34 LENGTH (M) = + 0 + 0 + 8 + 0 | 243 | TEM | 1 | MC | 1.293 | 1
6FX80022EQ341BA0 | SIGNAL CABLE, EXTENSION FOR BASE 6FX8002-2EQ31-.... 3X(2X0.14)C + 4X0,14 + 2X0.5 + 4X0.22 C CONNECTOR SPEED-CONNECT M23 MOTION CONNECT 800PLUS TRAILING TYPE, UL/CSA DESINA DMAX = 9.8 MM LENGTH = TYPE: 6FX8002-2EQ34 LENGTH (M) = + 0 + 10 + 0 + 0 | 263 | TEM | 1 | MC | 1.571 | 1
6FX80022EQ881BA0 | SIGNAL CABLE, PREASSEMBLED TYPE: 6FX8002-2EQ88 CUSTOM MADE LENGTH (M) = 10 | 260 | TEM | 1 | MC | 1.4 | 1
6FX80022FN201AF0 | SIGNAL CABLE, PREASSEMBLED FOR RESOLVER IN MOTOR AH20 3X(2X0.14)C + 4X0.14 + 2X0.5 C CONNECTOR SPEED-CONNECT M17 MOTION CONNECT 800PLUS TRAILING TYPE, UL/CSA DESINA DMAX = 9.2 MM LENGTH (M) = TYPE: 6FX8002-2FN20 LENGTH (M) = 0 + 0 + 5 + 0 | 210 | TEM | 1 | MC | 0.63 | 1
6FX80022MK001BA0 | SIGNAL CABLE, PREASSEMBLED TYPE: 6FX8002-2MK00 MAIN CABLE 6FX8002-2CA31-.... CUSTOMIZED, MOTION-CONNECT 800, LENGTH (M) = 0 +10 +0 +0 | 253 | TEM | 1 | MC | 1.04 | 1
6FX80022MK001BC0 | SIGNAL CABLE, PREASSEMBLED TYPE: 6FX8002-2MK00 MAIN CABLE 6FX8002-2CA31-.... CUSTOMIZED, MOTION-CONNECT 800, LENGTH (M) = 0 +10 +2 +0 | 274 | TEM | 1 | MC | 1.22 | 1
6FX80022YH011CA0 | SIGNAL CABLE, PREASSEMBLED TYPE: 6FX8002-2YH01 CUSTOM MADE LENGTH (M) = | 295 | TEM | 1 | MC | 2.59 | 1
6FX80022YP001BA0 | SIGNAL CABLE, PREASSEMBLED, TYPE: 6FX8002-2YP00 CUSTOM MADE LENGTH (M) = 0 + 10 + 0 + 0 | 144 | TEM | 1 | MC | 1.313 | 1
6FX80022YP001BF0 | SIGNAL CABLE, PREASSEMBLED, TYPE: 6FX8002-2YP00 CUSTOM MADE LENGTH (M) = 0 + 10 + 5 + 0 | 174 | TEM | 1 | MC | 1.53 | 1
6FX80022YQ271BB0 | SIGNAL CABLE, PREASSEMBLED, TYPE: 6FX8002-2YQ27 CUSTOM MADE LENGTH (M) = 11 | 261 | TEM | 1 | MC | 1.996 | 1
6FX80022YQ271BB5 | SIGNAL CABLE, PREASSEMBLED, TYPE: 6FX8002-2YQ27 CUSTOM MADE LENGTH (M) = 11,5 | 272 | TEM | 1 | MC | 2.05 | 1
6FX80022YQ271BE0 | SIGNAL CABLE, PREASSEMBLED, TYPE: 6FX8002-2YQ27 CUSTOM MADE LENGTH (M) = 14 | 294 | TEM | 1 | MC | 2.44 | 1
6FX80022YQ271BF0 | SIGNAL CABLE, PREASSEMBLED, TYPE: 6FX8002-2YQ27 CUSTOM MADE LENGTH (M) = 15 | 304 | TEM | 1 | MC | 2.65 | 1
6FX80022YQ271BG0 | SIGNAL CABLE, PREASSEMBLED, TYPE: 6FX8002-2YQ27 CUSTOM MADE LENGTH (M) = 16 | 283 | TEM | 1 | MC | 2.44 | 1
6FX80022YQ271BJ0 | SIGNAL CABLE, PREASSEMBLED, TYPE: 6FX8002-2YQ27 CUSTOM MADE LENGTH (M) = 18 | 301 | TEM | 1 | MC | 2.74 | 1
6FX80022YT011AB5 | SIGNAL CABLE, PREASSEMBLED TYPE: 6FX8002-2YT01 CUSTOM MADE LENGTH (M) = 0 + 0 + 1 + 0,5 | 170 | TEM | 1 | MC | 0.27 | 1
6FX80022YW111AJ7 | SIGNAL CABLE, PREASSEMBLED TYPE: 6FX8002-2YW11 CUSTOM MADE LENGTH (M) = 8.7 | 414 | TEM | 1 | MC | 1.45 | 1
6FX80022YW111AK0 | SIGNAL CABLE, PREASSEMBLED TYPE: 6FX8002-2YW11 CUSTOM MADE LENGTH (M) = 9 | 425 | TEM | 1 | MC | 1.541 | 1
6FX80022YW111BA0 | SIGNAL CABLE, PREASSEMBLED TYPE: 6FX8002-2YW11 CUSTOM MADE LENGTH (M) = 10 | 425 | TEM | 1 | MC | 1.55 | 1
6FX80022YW111BE0 | SIGNAL CABLE, PREASSEMBLED TYPE: 6FX8002-2YW11 CUSTOM MADE LENGTH (M) = 14 | 469 | TEM | 1 | MC | 2.177 | 1
6FX80022YW121AJ0 | SIGNAL CABLE, PREASSEMBLED TYPE: 6FX8002-2YW12 CUSTOM MADE LENGTH (M) = 8 | 411 | TEM | 1 | MC | 1.38 | 1
6FX80022YW121AJ7 | SIGNAL CABLE, PREASSEMBLED TYPE: 6FX8002-2YW12 CUSTOM MADE LENGTH (M) = 8.7 | 422 | TEM | 1 | MC | 1.371 | 1
6FX80022YW121AK0 | SIGNAL CABLE, PREASSEMBLED TYPE: 6FX8002-2YW12 CUSTOM MADE LENGTH (M) = 9 | 422 | TEM | 1 | MC | 1.471 | 1
6FX80022YW121BA0 | SIGNAL CABLE, PREASSEMBLED TYPE: 6FX8002-2YW12 CUSTOM MADE LENGTH (M) = 10 | 433 | TEM | 1 | MC | 1.55 | 1
6FX80022YW121BD0 | SIGNAL CABLE, PREASSEMBLED TYPE: 6FX8002-2YW12 CUSTOM MADE LENGTH (M) = 13 | 465 | TEM | 1 | MC | 1.961 | 1
6FX80022YW121BE0 | SIGNAL CABLE, PREASSEMBLED TYPE: 6FX8002-2YW12 CUSTOM MADE LENGTH (M) = 14 | 476 | TEM | 1 | MC | 2.177 | 1
6FX80022YW131AK5 | SIGNAL CABLE, PREASSEMBLED TYPE: 6FX8002-2YW13 CUSTOM MADE LENGTH (M) = | 433 | TEM | 1 | MC | 0.775 | 1
6FX80022YW131BA0 | SIGNAL CABLE, PREASSEMBLED TYPE: 6FX8002-2YW13 CUSTOM MADE LENGTH (M) = | 394 | TEM | 1 | MC | 1.24 | 1
6FX80022YW131BB6 | SIGNAL CABLE, PREASSEMBLED TYPE: 6FX8002-2YW13 CUSTOM MADE LENGTH (M) = | 455 | TEM | 1 | MC | 0.909 | 1
6FX80024AA211AB0 | SIGNAL CABLE, PREASSEMBLED, 840C/CSB-I/O UNIT 4X(2X0.18) C MOTION CONNECT 800PLUS TRAILING TYPE, UL/CSA DESINA DMAX = 6.7 MM LENGTH (M) = TYPE: 6FX8002-4AA21 LENGTH (M) = +0 +0 +1 +0 | 81.9 | TEM | 1 | MC | 0.16 | 1
6FX80024AA211AB5 | SIGNAL CABLE, PREASSEMBLED, 840C/CSB-I/O UNIT 4X(2X0.18) C MOTION CONNECT 800PLUS TRAILING TYPE, UL/CSA DESINA DMAX = 6.7 MM LENGTH (M) = TYPE: 6FX8002-4AA21 LENGTH (M) = +0 +0 +1 + 0,5 | 87.7 | TEM | 1 | MC | 0.19 | 1
6FX80024AA211AC0 | SIGNAL CABLE, PREASSEMBLED, 840C/CSB-I/O UNIT 4X(2X0.18) C MOTION CONNECT 800PLUS TRAILING TYPE, UL/CSA DESINA DMAX = 6.7 MM LENGTH (M) = TYPE: 6FX8002-4AA21 LENGTH (M) = +0 +0 +2 +0 | 87.7 | TEM | 1 | MC | 0.22 | 1
6FX80024AA211AC5 | SIGNAL CABLE, PREASSEMBLED, 840C/CSB-I/O UNIT 4X(2X0.18) C MOTION CONNECT 800PLUS TRAILING TYPE, UL/CSA DESINA DMAX = 6.7 MM LENGTH (M) = TYPE: 6FX8002-4AA21 LENGTH (M) = +0 +0 +2 + 0,5 | 93.5 | TEM | 1 | MC | 0.25 | 1
6FX80024AA211AD0 | SIGNAL CABLE, PREASSEMBLED, 840C/CSB-I/O UNIT 4X(2X0.18) C MOTION CONNECT 800PLUS TRAILING TYPE, UL/CSA DESINA DMAX = 6.7 MM LENGTH (M) = TYPE: 6FX8002-4AA21 LENGTH (M) = +0 +0 +3 +0 | 93.5 | TEM | 1 | MC | 0.28 | 1
6FX80024AA211AD5 | SIGNAL CABLE, PREASSEMBLED, 840C/CSB-I/O UNIT 4X(2X0.18) C MOTION CONNECT 800PLUS TRAILING TYPE, UL/CSA DESINA DMAX = 6.7 MM LENGTH (M) = TYPE: 6FX8002-4AA21 LENGTH (M) = +0 +0 +3 + 0,5 | 99.3 | TEM | 1 | MC | 0.31 | 1
6FX80024AA211AE0 | SIGNAL CABLE, PREASSEMBLED, 840C/CSB-I/O UNIT 4X(2X0.18) C MOTION CONNECT 800PLUS TRAILING TYPE, UL/CSA DESINA DMAX = 6.7 MM LENGTH (M) = TYPE: 6FX8002-4AA21 LENGTH (M) = +0 +0 +4 +0 | 99.4 | TEM | 1 | MC | 0.34 | 1
6FX80024AA211AF0 | SIGNAL CABLE, PREASSEMBLED, 840C/CSB-I/O UNIT 4X(2X0.18) C MOTION CONNECT 800PLUS TRAILING TYPE, UL/CSA DESINA DMAX = 6.7 MM LENGTH (M) = TYPE: 6FX8002-4AA21 LENGTH (M) = +0 +0 +5 +0 | 106 | TEM | 1 | MC | 0.4 | 1
6FX80024AA211AG0 | SIGNAL CABLE, PREASSEMBLED, 840C/CSB-I/O UNIT 4X(2X0.18) C MOTION CONNECT 800PLUS TRAILING TYPE, UL/CSA DESINA DMAX = 6.7 MM LENGTH (M) = TYPE: 6FX8002-4AA21 LENGTH (M) = +0 +0 +6 +0 | 111 | TEM | 1 | MC | 0.46 | 1
6FX80024AA211AH0 | SIGNAL CABLE, PREASSEMBLED, 840C/CSB-I/O UNIT 4X(2X0.18) C MOTION CONNECT 800PLUS TRAILING TYPE, UL/CSA DESINA DMAX = 6.7 MM LENGTH (M) = TYPE: 6FX8002-4AA21 LENGTH (M) = +0 +0 +7 +0 | 117 | TEM | 1 | MC | 0.52 | 1
6FX80024AA211AJ0 | SIGNAL CABLE, PREASSEMBLED, 840C/CSB-I/O UNIT 4X(2X0.18) C MOTION CONNECT 800PLUS TRAILING TYPE, UL/CSA DESINA DMAX = 6.7 MM LENGTH (M) = TYPE: 6FX8002-4AA21 LENGTH (M) = +0 +0 +8 +0 | 123 | TEM | 1 | MC | 0.58 | 1
6FX80024AA211AK0 | SIGNAL CABLE, PREASSEMBLED, 840C/CSB-I/O UNIT 4X(2X0.18) C MOTION CONNECT 800PLUS TRAILING TYPE, UL/CSA DESINA DMAX = 6.7 MM LENGTH (M) = TYPE: 6FX8002-4AA21 LENGTH (M) = +0 +0 +9 +0 | 129 | TEM | 1 | MC | 0.64 | 1
6FX80024AA211BA0 | SIGNAL CABLE, PREASSEMBLED, 840C/CSB-I/O UNIT 4X(2X0.18) C MOTION CONNECT 800PLUS TRAILING TYPE, UL/CSA DESINA DMAX = 6.7 MM LENGTH (M) = TYPE: 6FX8002-4AA21 LENGTH (M) = +0 +10 +0 +0 | 135 | TEM | 1 | MC | 0.7 | 1
6FX80024AA211BC0 | SIGNAL CABLE, PREASSEMBLED, 840C/CSB-I/O UNIT 4X(2X0.18) C MOTION CONNECT 800PLUS TRAILING TYPE, UL/CSA DESINA DMAX = 6.7 MM LENGTH (M) = TYPE: 6FX8002-4AA21 LENGTH (M) = +0 +10 +2 +0 | 146 | TEM | 1 | MC | 0.82 | 1
6FX80024AA211BD0 | SIGNAL CABLE, PREASSEMBLED, 840C/CSB-I/O UNIT 4X(2X0.18) C MOTION CONNECT 800PLUS TRAILING TYPE, UL/CSA DESINA DMAX = 6.7 MM LENGTH (M) = TYPE: 6FX8002-4AA21 LENGTH (M) = +0 +10 +3 +0 | 152 | TEM | 1 | MC | 0.88 | 1
6FX80024AA211BE0 | SIGNAL CABLE, PREASSEMBLED, 840C/CSB-I/O UNIT 4X(2X0.18) C MOTION CONNECT 800PLUS TRAILING TYPE, UL/CSA DESINA DMAX = 6.7 MM LENGTH (M) = TYPE: 6FX8002-4AA21 LENGTH (M) = +0 +10 +4 +0 | 158 | TEM | 1 | MC | 0.94 | 1
6FX80024AA211BF0 | SIGNAL CABLE, PREASSEMBLED, 840C/CSB-I/O UNIT 4X(2X0.18) C MOTION CONNECT 800PLUS TRAILING TYPE, UL/CSA DESINA DMAX = 6.7 MM LENGTH (M) = TYPE: 6FX8002-4AA21 LENGTH (M) = +0 +10 +5 +0 | 164 | TEM | 1 | MC | 1 | 1
6FX80024AA211BH0 | SIGNAL CABLE, PREASSEMBLED, 840C/CSB-I/O UNIT 4X(2X0.18) C MOTION CONNECT 800PLUS TRAILING TYPE, UL/CSA DESINA DMAX = 6.7 MM LENGTH (M) = TYPE: 6FX8002-4AA21 LENGTH (M) = +0 +10 +7 +0 | 175 | TEM | 1 | MC | 1.12 | 1
6FX80024AA211BJ0 | SIGNAL CABLE, PREASSEMBLED, 840C/CSB-I/O UNIT 4X(2X0.18) C MOTION CONNECT 800PLUS TRAILING TYPE, UL/CSA DESINA DMAX = 6.7 MM LENGTH (M) = TYPE: 6FX8002-4AA21 LENGTH (M) = +0 +10 +8 +0 | 181 | TEM | 1 | MC | 1.18 | 1
6FX80024AA211BK0 | SIGNAL CABLE, PREASSEMBLED, 840C/CSB-I/O UNIT 4X(2X0.18) C MOTION CONNECT 800PLUS TRAILING TYPE, UL/CSA DESINA DMAX = 6.7 MM LENGTH (M) = TYPE: 6FX8002-4AA21 LENGTH (M) = +0 +10 +9 +0 | 187 | TEM | 1 | MC | 1.24 | 1
6FX80024AA211CA0 | SIGNAL CABLE, PREASSEMBLED, 840C/CSB-I/O UNIT 4X(2X0.18) C MOTION CONNECT 800PLUS TRAILING TYPE, UL/CSA DESINA DMAX = 6.7 MM LENGTH (M) = TYPE: 6FX8002-4AA21 LENGTH (M) = +0 +20 +0 +0 | 193 | TEM | 1 | MC | 1.3 | 1
6FX80024AA211CB0 | SIGNAL CABLE, PREASSEMBLED, 840C/CSB-I/O UNIT 4X(2X0.18) C MOTION CONNECT 800PLUS TRAILING TYPE, UL/CSA DESINA DMAX = 6.7 MM LENGTH (M) = TYPE: 6FX8002-4AA21 LENGTH (M) = +0 +20 +1 +0 | 199 | TEM | 1 | MC | 1.36 | 1
6FX80024AA211CF0 | SIGNAL CABLE, PREASSEMBLED, 840C/CSB-I/O UNIT 4X(2X0.18) C MOTION CONNECT 800PLUS TRAILING TYPE, UL/CSA DESINA DMAX = 6.7 MM LENGTH (M) = TYPE: 6FX8002-4AA21 LENGTH (M) = +0 +20 +5 +0 | 222 | TEM | 1 | MC | 1.6 | 1
6FX80024AA211CH0 | SIGNAL CABLE, PREASSEMBLED, 840C/CSB-I/O UNIT 4X(2X0.18) C MOTION CONNECT 800PLUS TRAILING TYPE, UL/CSA DESINA DMAX = 6.7 MM LENGTH (M) = TYPE: 6FX8002-4AA21 LENGTH (M) = +0 +20 +7 +0 | 234 | TEM | 1 | MC | 1.72 | 1
6FX80024AA211DA0 | SIGNAL CABLE, PREASSEMBLED, 840C/CSB-I/O UNIT 4X(2X0.18) C MOTION CONNECT 800PLUS TRAILING TYPE, UL/CSA DESINA DMAX = 6.7 MM LENGTH (M) = TYPE: 6FX8002-4AA21 LENGTH (M) = +0 +30 +0 +0 | 251 | TEM | 1 | MC | 1.9 | 1
6FX80024AA211DE0 | SIGNAL CABLE, PREASSEMBLED, 840C/CSB-I/O UNIT 4X(2X0.18) C MOTION CONNECT 800PLUS TRAILING TYPE, UL/CSA DESINA DMAX = 6.7 MM LENGTH (M) = TYPE: 6FX8002-4AA21 LENGTH (M) = +0 +30 +4 +0 | 274 | TEM | 1 | MC | 2.14 | 1
6FX80024AA211DF0 | SIGNAL CABLE, PREASSEMBLED, 840C/CSB-I/O UNIT 4X(2X0.18) C MOTION CONNECT 800PLUS TRAILING TYPE, UL/CSA DESINA DMAX = 6.7 MM LENGTH (M) = TYPE: 6FX8002-4AA21 LENGTH (M) = +0 +30 +5 +0 | 280 | TEM | 1 | MC | 2.2 | 1
6FX80024AA211DG0 | SIGNAL CABLE, PREASSEMBLED, 840C/CSB-I/O UNIT 4X(2X0.18) C MOTION CONNECT 800PLUS TRAILING TYPE, UL/CSA DESINA DMAX = 6.7 MM LENGTH (M) = TYPE: 6FX8002-4AA21 LENGTH (M) = +0 +30 +6 +0 | 286 | TEM | 1 | MC | 2.26 | 1
6FX80024AA211DH0 | SIGNAL CABLE, PREASSEMBLED, 840C/CSB-I/O UNIT 4X(2X0.18) C MOTION CONNECT 800PLUS TRAILING TYPE, UL/CSA DESINA DMAX = 6.7 MM LENGTH (M) = TYPE: 6FX8002-4AA21 LENGTH (M) = +0 +30 +7 +0 | 292 | TEM | 1 | MC | 2.32 | 1
6FX80024AA211EA0 | SIGNAL CABLE, PREASSEMBLED, 840C/CSB-I/O UNIT 4X(2X0.18) C MOTION CONNECT 800PLUS TRAILING TYPE, UL/CSA DESINA DMAX = 6.7 MM LENGTH (M) = TYPE: 6FX8002-4AA21 LENGTH (M) = +0 +40 +0 +0 | 309 | TEM | 1 | MC | 2.5 | 1
6FX80024AA211EF0 | SIGNAL CABLE, PREASSEMBLED, 840C/CSB-I/O UNIT 4X(2X0.18) C MOTION CONNECT 800PLUS TRAILING TYPE, UL/CSA DESINA DMAX = 6.7 MM LENGTH (M) = TYPE: 6FX8002-4AA21 LENGTH (M) = +0 +40 +5 +0 | 338 | TEM | 1 | MC | 2.8 | 1
6FX80024AA211FA0 | SIGNAL CABLE, PREASSEMBLED, 840C/CSB-I/O UNIT 4X(2X0.18) C MOTION CONNECT 800PLUS TRAILING TYPE, UL/CSA DESINA DMAX = 6.7 MM LENGTH (M) = TYPE: 6FX8002-4AA21 LENGTH (M) = +0 +50 +0 +0 | 367 | TEM | 1 | MC | 3.1 | 1
6FX80024AA211FF0 | SIGNAL CABLE, PREASSEMBLED, 840C/CSB-I/O UNIT 4X(2X0.18) C MOTION CONNECT 800PLUS TRAILING TYPE, UL/CSA DESINA DMAX = 6.7 MM LENGTH (M) = TYPE: 6FX8002-4AA21 LENGTH (M) = +0 +50 +5 +0 | 396 | TEM | 1 | MC | 3.4 | 1
6FX80024AA211GA0 | SIGNAL CABLE, PREASSEMBLED, 840C/CSB-I/O UNIT 4X(2X0.18) C MOTION CONNECT 800PLUS TRAILING TYPE, UL/CSA DESINA DMAX = 6.7 MM LENGTH (M) = TYPE: 6FX8002-4AA21 LENGTH (M) = +0 +60 +0 +0 | 425 | TEM | 1 | MC | 3.7 | 1
6FX80024AA411AB0 | SIGNAL CABLE, PREASSEMBLED, I/O UNITS TO 840D AND 840C 2X(2X0.18) C MOTION CONNECT 800PLUS TRAILING TYPE, UL/CSA DESINA DMAX = 5.3 MM LENGTH (M) = TYPE: 6FX8002-4AA41 LENGTH (M) = +0 +0 +1 +0 | 62.2 | TEM | 1 | MC | 0.16 | 1
6FX80024AA411AC0 | SIGNAL CABLE, PREASSEMBLED, I/O UNITS TO 840D AND 840C 2X(2X0.18) C MOTION CONNECT 800PLUS TRAILING TYPE, UL/CSA DESINA DMAX = 5.3 MM LENGTH (M) = TYPE: 6FX8002-4AA41 LENGTH (M) = +0 +0 +2 +0 | 66.9 | TEM | 1 | MC | 0.18 | 1
6FX80024AA411AD0 | SIGNAL CABLE, PREASSEMBLED, I/O UNITS TO 840D AND 840C 2X(2X0.18) C MOTION CONNECT 800PLUS TRAILING TYPE, UL/CSA DESINA DMAX = 5.3 MM LENGTH (M) = TYPE: 6FX8002-4AA41 LENGTH (M) = +0 +0 +3 +0 | 71.6 | TEM | 1 | MC | 0.22 | 1
6FX80024AA411AE0 | SIGNAL CABLE, PREASSEMBLED, I/O UNITS TO 840D AND 840C 2X(2X0.18) C MOTION CONNECT 800PLUS TRAILING TYPE, UL/CSA DESINA DMAX = 5.3 MM LENGTH (M) = TYPE: 6FX8002-4AA41 LENGTH (M) = +0 +0 +4 +0 | 76.2 | TEM | 1 | MC | 0.26 | 1
6FX80024AA411AF0 | SIGNAL CABLE, PREASSEMBLED, I/O UNITS TO 840D AND 840C 2X(2X0.18) C MOTION CONNECT 800PLUS TRAILING TYPE, UL/CSA DESINA DMAX = 5.3 MM LENGTH (M) = TYPE: 6FX8002-4AA41 LENGTH (M) = +0 +0 +5 +0 | 81 | TEM | 1 | MC | 0.3 | 1
6FX80024AA411AF5 | SIGNAL CABLE, PREASSEMBLED, I/O UNITS TO 840D AND 840C 2X(2X0.18) C MOTION CONNECT 800PLUS TRAILING TYPE, UL/CSA DESINA DMAX = 5.3 MM LENGTH (M) = TYPE: 6FX8002-4AA41 LENGTH (M) = +0 +0 +5 + 0,5 | 85.7 | TEM | 1 | MC | 0.32 | 1
6FX80024AA411AG0 | SIGNAL CABLE, PREASSEMBLED, I/O UNITS TO 840D AND 840C 2X(2X0.18) C MOTION CONNECT 800PLUS TRAILING TYPE, UL/CSA DESINA DMAX = 5.3 MM LENGTH (M) = TYPE: 6FX8002-4AA41 LENGTH (M) = +0 +0 +6 +0 | 85.7 | TEM | 1 | MC | 0.34 | 1
6FX80024AA411AJ0 | SIGNAL CABLE, PREASSEMBLED, I/O UNITS TO 840D AND 840C 2X(2X0.18) C MOTION CONNECT 800PLUS TRAILING TYPE, UL/CSA DESINA DMAX = 5.3 MM LENGTH (M) = TYPE: 6FX8002-4AA41 LENGTH (M) = +0 +0 +8 +0 | 95.1 | TEM | 1 | MC | 0.42 | 1
6FX80024AA411BA0 | SIGNAL CABLE, PREASSEMBLED, I/O UNITS TO 840D AND 840C 2X(2X0.18) C MOTION CONNECT 800PLUS TRAILING TYPE, UL/CSA DESINA DMAX = 5.3 MM LENGTH (M) = TYPE: 6FX8002-4AA41 LENGTH (M) = +0 +10 +0 +0 | 105 | TEM | 1 | MC | 0.5 | 1
6FX80024AA411BC0 | SIGNAL CABLE, PREASSEMBLED, I/O UNITS TO 840D AND 840C 2X(2X0.18) C MOTION CONNECT 800PLUS TRAILING TYPE, UL/CSA DESINA DMAX = 5.3 MM LENGTH (M) = TYPE: 6FX8002-4AA41 LENGTH (M) = +0 +10 +2 +0 | 114 | TEM | 1 | MC | 0.58 | 1
6FX80024AA411BF0 | SIGNAL CABLE, PREASSEMBLED, I/O UNITS TO 840D AND 840C 2X(2X0.18) C MOTION CONNECT 800PLUS TRAILING TYPE, UL/CSA DESINA DMAX = 5.3 MM LENGTH (M) = TYPE: 6FX8002-4AA41 LENGTH (M) = +0 +10 +5 +0 | 128 | TEM | 1 | MC | 0.7 | 1
6FX80024AA411BH0 | SIGNAL CABLE, PREASSEMBLED, I/O UNITS TO 840D AND 840C 2X(2X0.18) C MOTION CONNECT 800PLUS TRAILING TYPE, UL/CSA DESINA DMAX = 5.3 MM LENGTH (M) = TYPE: 6FX8002-4AA41 LENGTH (M) = +0 +10 +7 +0 | 137 | TEM | 1 | MC | 0.78 | 1
6FX80024AA411CA0 | SIGNAL CABLE, PREASSEMBLED, I/O UNITS TO 840D AND 840C 2X(2X0.18) C MOTION CONNECT 800PLUS TRAILING TYPE, UL/CSA DESINA DMAX = 5.3 MM LENGTH (M) = TYPE: 6FX8002-4AA41 LENGTH (M) = +0 +20 +0 +0 | 152 | TEM | 1 | MC | 0.9 | 1
6FX80024AA411CF0 | SIGNAL CABLE, PREASSEMBLED, I/O UNITS TO 840D AND 840C 2X(2X0.18) C MOTION CONNECT 800PLUS TRAILING TYPE, UL/CSA DESINA DMAX = 5.3 MM LENGTH (M) = TYPE: 6FX8002-4AA41 LENGTH (M) = +0 +20 +5 +0 | 175 | TEM | 1 | MC | 1.1 | 1
6FX80024AA411DF0 | SIGNAL CABLE, PREASSEMBLED, I/O UNITS TO 840D AND 840C 2X(2X0.18) C MOTION CONNECT 800PLUS TRAILING TYPE, UL/CSA DESINA DMAX = 5.3 MM LENGTH (M) = TYPE: 6FX8002-4AA41 LENGTH (M) = +0 +30 +5 +0 | 222 | TEM | 1 | MC | 1.5 | 1
6FX80024AA411DJ0 | SIGNAL CABLE, PREASSEMBLED, I/O UNITS TO 840D AND 840C 2X(2X0.18) C MOTION CONNECT 800PLUS TRAILING TYPE, UL/CSA DESINA DMAX = 5.3 MM LENGTH (M) = TYPE: 6FX8002-4AA41 LENGTH (M) = +0 +30 +8 +0 | 236 | TEM | 1 | MC | 1.62 | 1
6FX80024AA411EA0 | SIGNAL CABLE, PREASSEMBLED, I/O UNITS TO 840D AND 840C 2X(2X0.18) C MOTION CONNECT 800PLUS TRAILING TYPE, UL/CSA DESINA DMAX = 5.3 MM LENGTH (M) = TYPE: 6FX8002-4AA41 LENGTH (M) = +0 +40 +0 +0 | 246 | TEM | 1 | MC | 1.7 | 1
6FX80024AA411FF0 | SIGNAL CABLE, PREASSEMBLED, I/O UNITS TO 840D AND 840C 2X(2X0.18) C MOTION CONNECT 800PLUS TRAILING TYPE, UL/CSA DESINA DMAX = 5.3 MM LENGTH (M) = TYPE: 6FX8002-4AA41 LENGTH (M) = +0 +50 +5 +0 | 316 | TEM | 1 | MC | 2.3 | 1
6FX80025CA051AA5 | POWER CABLE, EXTENSION 4 X 1.5 C, CONNECTOR FULL THREAD SIZE 1 MOTION-CONNECT 800PLUS TRAILING TYPE UL/CSA DESINA DMAX = 9.5 MM, LENGTH (M) = TYPE: 6FX8002-5CA05 LENGTH (M) = 0 + 0 + 0 + 0,5 | 241 | TEM | 1 | MC | 0.303 | 1
6FX80025CA051AB0 | POWER CABLE, EXTENSION 4 X 1.5 C, CONNECTOR FULL THREAD SIZE 1 MOTION-CONNECT 800PLUS TRAILING TYPE UL/CSA DESINA DMAX = 9.5 MM, LENGTH (M) = TYPE: 6FX8002-5CA05 LENGTH (M) = 0 + 0 + 1 + 0 | 241 | TEM | 1 | MC | 0.38 | 1
6FX80025CA051AB3 | POWER CABLE, EXTENSION 4 X 1.5 C, CONNECTOR FULL THREAD SIZE 1 MOTION-CONNECT 800PLUS TRAILING TYPE UL/CSA DESINA DMAX = 9.5 MM, LENGTH (M) = TYPE: 6FX8002-5CA05 LENGTH (M) = 0 + 0 + 1 + 0,3 | 253 | TEM | 1 | MC | 0.427 | 1
6FX80025CA051AB5 | POWER CABLE, EXTENSION 4 X 1.5 C, CONNECTOR FULL THREAD SIZE 1 MOTION-CONNECT 800PLUS TRAILING TYPE UL/CSA DESINA DMAX = 9.5 MM, LENGTH (M) = TYPE: 6FX8002-5CA05 LENGTH (M) = 0 + 0 + 1 + 0,5 | 253 | TEM | 1 | MC | 0.458 | 1
6FX80025CA051AC0 | POWER CABLE, EXTENSION 4 X 1.5 C, CONNECTOR FULL THREAD SIZE 1 MOTION-CONNECT 800PLUS TRAILING TYPE UL/CSA DESINA DMAX = 9.5 MM, LENGTH (M) = TYPE: 6FX8002-5CA05 LENGTH (M) = 0 + 0 + 2 + 0 | 253 | TEM | 1 | MC | 0.535 | 1
6FX80025CA051AC5 | POWER CABLE, EXTENSION 4 X 1.5 C, CONNECTOR FULL THREAD SIZE 1 MOTION-CONNECT 800PLUS TRAILING TYPE UL/CSA DESINA DMAX = 9.5 MM, LENGTH (M) = TYPE: 6FX8002-5CA05 LENGTH (M) = 0 + 0 + 2 + 0,5 | 265 | TEM | 1 | MC | 0.613 | 1
6FX80025CA051AD0 | POWER CABLE, EXTENSION 4 X 1.5 C, CONNECTOR FULL THREAD SIZE 1 MOTION-CONNECT 800PLUS TRAILING TYPE UL/CSA DESINA DMAX = 9.5 MM, LENGTH (M) = TYPE: 6FX8002-5CA05 LENGTH (M) = 0 + 0 + 3 + 0 | 265 | TEM | 1 | MC | 0.69 | 1
6FX80025CA051AD5 | POWER CABLE, EXTENSION 4 X 1.5 C, CONNECTOR FULL THREAD SIZE 1 MOTION-CONNECT 800PLUS TRAILING TYPE UL/CSA DESINA DMAX = 9.5 MM, LENGTH (M) = TYPE: 6FX8002-5CA05 LENGTH (M) = 0 + 0 + 3 + 0,5 | 277 | TEM | 1 | MC | 0.768 | 1
6FX80025CA051AE0 | POWER CABLE, EXTENSION 4 X 1.5 C, CONNECTOR FULL THREAD SIZE 1 MOTION-CONNECT 800PLUS TRAILING TYPE UL/CSA DESINA DMAX = 9.5 MM, LENGTH (M) = TYPE: 6FX8002-5CA05 LENGTH (M) = 0 + 0 + 4 + 0 | 276 | TEM | 1 | MC | 0.845 | 1
6FX80025CA051AE6 | POWER CABLE, EXTENSION 4 X 1.5 C, CONNECTOR FULL THREAD SIZE 1 MOTION-CONNECT 800PLUS TRAILING TYPE UL/CSA DESINA DMAX = 9.5 MM, LENGTH (M) = TYPE: 6FX8002-5CA05 LENGTH (M) = 0 + 0 + 4 + 0,6 | 288 | TEM | 1 | MC | 0.938 | 1
6FX80025CA051AF0 | POWER CABLE, EXTENSION 4 X 1.5 C, CONNECTOR FULL THREAD SIZE 1 MOTION-CONNECT 800PLUS TRAILING TYPE UL/CSA DESINA DMAX = 9.5 MM, LENGTH (M) = TYPE: 6FX8002-5CA05 LENGTH (M) = 0 + 0 + 5 + 0 | 288 | TEM | 1 | MC | 1 | 1
6FX80025CA051AF5 | POWER CABLE, EXTENSION 4 X 1.5 C, CONNECTOR FULL THREAD SIZE 1 MOTION-CONNECT 800PLUS TRAILING TYPE UL/CSA DESINA DMAX = 9.5 MM, LENGTH (M) = TYPE: 6FX8002-5CA05 LENGTH (M) = 0 + 0 + 5 + 0,5 | 300 | TEM | 1 | MC | 1.078 | 1
6FX80025CA051AG0 | POWER CABLE, EXTENSION 4 X 1.5 C, CONNECTOR FULL THREAD SIZE 1 MOTION-CONNECT 800PLUS TRAILING TYPE UL/CSA DESINA DMAX = 9.5 MM, LENGTH (M) = TYPE: 6FX8002-5CA05 LENGTH (M) = 0 + 0 + 6 + 0 | 300 | TEM | 1 | MC | 1.155 | 1
6FX80025CA051AG2 | POWER CABLE, EXTENSION 4 X 1.5 C, CONNECTOR FULL THREAD SIZE 1 MOTION-CONNECT 800PLUS TRAILING TYPE UL/CSA DESINA DMAX = 9.5 MM, LENGTH (M) = TYPE: 6FX8002-5CA05 LENGTH (M) = 0 + 0 + 6 + 0,2 | 312 | TEM | 1 | MC | 1.186 | 1
6FX80025CA051AH0 | POWER CABLE, EXTENSION 4 X 1.5 C, CONNECTOR FULL THREAD SIZE 1 MOTION-CONNECT 800PLUS TRAILING TYPE UL/CSA DESINA DMAX = 9.5 MM, LENGTH (M) = TYPE: 6FX8002-5CA05 LENGTH (M) = 0 + 0 + 7 + 0 | 312 | TEM | 1 | MC | 1.31 | 1
6FX80025CA051AH5 | POWER CABLE, EXTENSION 4 X 1.5 C, CONNECTOR FULL THREAD SIZE 1 MOTION-CONNECT 800PLUS TRAILING TYPE UL/CSA DESINA DMAX = 9.5 MM, LENGTH (M) = TYPE: 6FX8002-5CA05 LENGTH (M) = 0 + 0 + 7 + 0,5 | 324 | TEM | 1 | MC | 1.388 | 1
6FX80025CA051AJ0 | POWER CABLE, EXTENSION 4 X 1.5 C, CONNECTOR FULL THREAD SIZE 1 MOTION-CONNECT 800PLUS TRAILING TYPE UL/CSA DESINA DMAX = 9.5 MM, LENGTH (M) = TYPE: 6FX8002-5CA05 LENGTH (M) = 0 + 0 + 8 + 0 | 324 | TEM | 1 | MC | 1.465 | 1
6FX80025CA051AK0 | POWER CABLE, EXTENSION 4 X 1.5 C, CONNECTOR FULL THREAD SIZE 1 MOTION-CONNECT 800PLUS TRAILING TYPE UL/CSA DESINA DMAX = 9.5 MM, LENGTH (M) = TYPE: 6FX8002-5CA05 LENGTH (M) = 0 + 0 + 9 + 0 | 336 | TEM | 1 | MC | 1.62 | 1
6FX80025CA051BA0 | POWER CABLE, EXTENSION 4 X 1.5 C, CONNECTOR FULL THREAD SIZE 1 MOTION-CONNECT 800PLUS TRAILING TYPE UL/CSA DESINA DMAX = 9.5 MM, LENGTH (M) = TYPE: 6FX8002-5CA05 LENGTH (M) = 0 + 10 + 0 + 0 | 348 | TEM | 1 | MC | 1.775 | 1
6FX80025CA051BB0 | POWER CABLE, EXTENSION 4 X 1.5 C, CONNECTOR FULL THREAD SIZE 1 MOTION-CONNECT 800PLUS TRAILING TYPE UL/CSA DESINA DMAX = 9.5 MM, LENGTH (M) = TYPE: 6FX8002-5CA05 LENGTH (M) = 0 + 10 + 1 + 0 | 360 | TEM | 1 | MC | 1.93 | 1
6FX80025CA051BC0 | POWER CABLE, EXTENSION 4 X 1.5 C, CONNECTOR FULL THREAD SIZE 1 MOTION-CONNECT 800PLUS TRAILING TYPE UL/CSA DESINA DMAX = 9.5 MM, LENGTH (M) = TYPE: 6FX8002-5CA05 LENGTH (M) = 0 + 10 + 2 + 0 | 372 | TEM | 1 | MC | 2.085 | 1
6FX80025CA051BC5 | POWER CABLE, EXTENSION 4 X 1.5 C, CONNECTOR FULL THREAD SIZE 1 MOTION-CONNECT 800PLUS TRAILING TYPE UL/CSA DESINA DMAX = 9.5 MM, LENGTH (M) = TYPE: 6FX8002-5CA05 LENGTH (M) = 0 + 10 + 2 + 0,5 | 383 | TEM | 1 | MC | 2.163 | 1
6FX80025CA051BD7 | POWER CABLE, EXTENSION 4 X 1.5 C, CONNECTOR FULL THREAD SIZE 1 MOTION-CONNECT 800PLUS TRAILING TYPE UL/CSA DESINA DMAX = 9.5 MM, LENGTH (M) = TYPE: 6FX8002-5CA05 LENGTH (M) = 0 + 10 + 3 + 0,7 | 395 | TEM | 1 | MC | 2.349 | 1
6FX80025CA051BE0 | POWER CABLE, EXTENSION 4 X 1.5 C, CONNECTOR FULL THREAD SIZE 1 MOTION-CONNECT 800PLUS TRAILING TYPE UL/CSA DESINA DMAX = 9.5 MM, LENGTH (M) = TYPE: 6FX8002-5CA05 LENGTH (M) = 0 + 10 + 4 + 0 | 395 | TEM | 1 | MC | 2.395 | 1
6FX80025CA051BE6 | POWER CABLE, EXTENSION 4 X 1.5 C, CONNECTOR FULL THREAD SIZE 1 MOTION-CONNECT 800PLUS TRAILING TYPE UL/CSA DESINA DMAX = 9.5 MM, LENGTH (M) = TYPE: 6FX8002-5CA05 LENGTH (M) = 0 + 10 + 4 + 0,6 | 407 | TEM | 1 | MC | 2.488 | 1
6FX80025CA051BF0 | POWER CABLE, EXTENSION 4 X 1.5 C, CONNECTOR FULL THREAD SIZE 1 MOTION-CONNECT 800PLUS TRAILING TYPE UL/CSA DESINA DMAX = 9.5 MM, LENGTH (M) = TYPE: 6FX8002-5CA05 LENGTH (M) = 0 + 10 + 5 + 0 | 407 | TEM | 1 | MC | 2.55 | 1
6FX80025CA051BG0 | POWER CABLE, EXTENSION 4 X 1.5 C, CONNECTOR FULL THREAD SIZE 1 MOTION-CONNECT 800PLUS TRAILING TYPE UL/CSA DESINA DMAX = 9.5 MM, LENGTH (M) = TYPE: 6FX8002-5CA05 LENGTH (M) = 0 + 10 + 6 + 0 | 419 | TEM | 1 | MC | 2.705 | 1
6FX80025CA051BJ0 | POWER CABLE, EXTENSION 4 X 1.5 C, CONNECTOR FULL THREAD SIZE 1 MOTION-CONNECT 800PLUS TRAILING TYPE UL/CSA DESINA DMAX = 9.5 MM, LENGTH (M) = TYPE: 6FX8002-5CA05 LENGTH (M) = 0 + 10 + 8 + 0 | 443 | TEM | 1 | MC | 3.015 | 1
6FX80025CA051BK0 | POWER CABLE, EXTENSION 4 X 1.5 C, CONNECTOR FULL THREAD SIZE 1 MOTION-CONNECT 800PLUS TRAILING TYPE UL/CSA DESINA DMAX = 9.5 MM, LENGTH (M) = TYPE: 6FX8002-5CA05 LENGTH (M) = 0 + 10 + 9 + 0 | 455 | TEM | 1 | MC | 3.17 | 1
6FX80025CA051CA0 | POWER CABLE, EXTENSION 4 X 1.5 C, CONNECTOR FULL THREAD SIZE 1 MOTION-CONNECT 800PLUS TRAILING TYPE UL/CSA DESINA DMAX = 9.5 MM, LENGTH (M) = TYPE: 6FX8002-5CA05 LENGTH (M) = 0 + 20 + 0 + 0 | 466 | TEM | 1 | MC | 3.325 | 1
6FX80025CA051CB0 | POWER CABLE, EXTENSION 4 X 1.5 C, CONNECTOR FULL THREAD SIZE 1 MOTION-CONNECT 800PLUS TRAILING TYPE UL/CSA DESINA DMAX = 9.5 MM, LENGTH (M) = TYPE: 6FX8002-5CA05 LENGTH (M) = 0 + 20 + 1 + 0 | 478 | TEM | 1 | MC | 3.48 | 1
6FX80025CA051CB3 | POWER CABLE, EXTENSION 4 X 1.5 C, CONNECTOR FULL THREAD SIZE 1 MOTION-CONNECT 800PLUS TRAILING TYPE UL/CSA DESINA DMAX = 9.5 MM, LENGTH (M) = TYPE: 6FX8002-5CA05 LENGTH (M) = 0 + 20 + 1 + 0,3 | 490 | TEM | 1 | MC | 3.527 | 1
6FX80025CA051CC0 | POWER CABLE, EXTENSION 4 X 1.5 C, CONNECTOR FULL THREAD SIZE 1 MOTION-CONNECT 800PLUS TRAILING TYPE UL/CSA DESINA DMAX = 9.5 MM, LENGTH (M) = TYPE: 6FX8002-5CA05 LENGTH (M) = 0 + 20 + 2 + 0 | 490 | TEM | 1 | MC | 3.635 | 1
6FX80025CA051CD0 | POWER CABLE, EXTENSION 4 X 1.5 C, CONNECTOR FULL THREAD SIZE 1 MOTION-CONNECT 800PLUS TRAILING TYPE UL/CSA DESINA DMAX = 9.5 MM, LENGTH (M) = TYPE: 6FX8002-5CA05 LENGTH (M) = 0 + 20 + 3 + 0 | 502 | TEM | 1 | MC | 3.79 | 1
6FX80025CA051CF0 | POWER CABLE, EXTENSION 4 X 1.5 C, CONNECTOR FULL THREAD SIZE 1 MOTION-CONNECT 800PLUS TRAILING TYPE UL/CSA DESINA DMAX = 9.5 MM, LENGTH (M) = TYPE: 6FX8002-5CA05 LENGTH (M) = 0 + 20 + 5 + 0 | 526 | TEM | 1 | MC | 4.1 | 1
6FX80025CA051CG0 | POWER CABLE, EXTENSION 4 X 1.5 C, CONNECTOR FULL THREAD SIZE 1 MOTION-CONNECT 800PLUS TRAILING TYPE UL/CSA DESINA DMAX = 9.5 MM, LENGTH (M) = TYPE: 6FX8002-5CA05 LENGTH (M) = 0 + 20 + 6 + 0 | 537 | TEM | 1 | MC | 4.255 | 1
6FX80025CA051DA0 | POWER CABLE, EXTENSION 4 X 1.5 C, CONNECTOR FULL THREAD SIZE 1 MOTION-CONNECT 800PLUS TRAILING TYPE UL/CSA DESINA DMAX = 9.5 MM, LENGTH (M) = TYPE: 6FX8002-5CA05 LENGTH (M) = 0 + 30 + 0 + 0 | 586 | TEM | 1 | MC | 4.875 | 1
6FX80025CA051DB0 | POWER CABLE, EXTENSION 4 X 1.5 C, CONNECTOR FULL THREAD SIZE 1 MOTION-CONNECT 800PLUS TRAILING TYPE UL/CSA DESINA DMAX = 9.5 MM, LENGTH (M) = TYPE: 6FX8002-5CA05 LENGTH (M) = 0 + 30 + 1 + 0 | 598 | TEM | 1 | MC | 5.03 | 1
6FX80025CA051DF0 | POWER CABLE, EXTENSION 4 X 1.5 C, CONNECTOR FULL THREAD SIZE 1 MOTION-CONNECT 800PLUS TRAILING TYPE UL/CSA DESINA DMAX = 9.5 MM, LENGTH (M) = TYPE: 6FX8002-5CA05 LENGTH (M) = 0 + 30 + 5 + 0 | 645 | TEM | 1 | MC | 5.65 | 1
6FX80025CA151AE0 | POWER CABLE EXTENSION 4X2.5 C MOTION-CONNECT 800PLUS TRAILING TYPE UL/CSA DESINA DMAX=11 MM LENGTH (M) = TYPE: 6FX8002-5CA15 LENGTH (M) = 0 + 0 + 4 + 0 | 301 | TEM | 1 | MC | 1.144 | 1
6FX80025CA151AF0 | POWER CABLE EXTENSION 4X2.5 C MOTION-CONNECT 800PLUS TRAILING TYPE UL/CSA DESINA DMAX=11 MM LENGTH (M) = TYPE: 6FX8002-5CA15 LENGTH (M) = 0 + 0 + 5 + 0 | 315 | TEM | 1 | MC | 1.374 | 1
6FX80025CA151AJ0 | POWER CABLE EXTENSION 4X2.5 C MOTION-CONNECT 800PLUS TRAILING TYPE UL/CSA DESINA DMAX=11 MM LENGTH (M) = TYPE: 6FX8002-5CA15 LENGTH (M) = 0 + 0 + 8 + 0 | 356 | TEM | 1 | MC | 2.064 | 1
6FX80025CA151BA0 | POWER CABLE EXTENSION 4X2.5 C MOTION-CONNECT 800PLUS TRAILING TYPE UL/CSA DESINA DMAX=11 MM LENGTH (M) = TYPE: 6FX8002-5CA15 LENGTH (M) = 0 + 10 + 0 + 0 | 384 | TEM | 1 | MC | 2.524 | 1
6FX80025CA151BD0 | POWER CABLE EXTENSION 4X2.5 C MOTION-CONNECT 800PLUS TRAILING TYPE UL/CSA DESINA DMAX=11 MM LENGTH (M) = TYPE: 6FX8002-5CA15 LENGTH (M) = 0 + 10 + 3 + 0 | 425 | TEM | 1 | MC | 3.214 | 1
6FX80025CA151BF0 | POWER CABLE EXTENSION 4X2.5 C MOTION-CONNECT 800PLUS TRAILING TYPE UL/CSA DESINA DMAX=11 MM LENGTH (M) = TYPE: 6FX8002-5CA15 LENGTH (M) = 0 + 10 + 5 + 0 | 452 | TEM | 1 | MC | 3.674 | 1
6FX80025CA151CF0 | POWER CABLE EXTENSION 4X2.5 C MOTION-CONNECT 800PLUS TRAILING TYPE UL/CSA DESINA DMAX=11 MM LENGTH (M) = TYPE: 6FX8002-5CA15 LENGTH (M) = 0 + 20 + 5 + 0 | 590 | TEM | 1 | MC | 5.974 | 1
6FX80025CA151DA0 | POWER CABLE EXTENSION 4X2.5 C MOTION-CONNECT 800PLUS TRAILING TYPE UL/CSA DESINA DMAX=11 MM LENGTH (M) = TYPE: 6FX8002-5CA15 LENGTH (M) = 0 + 30 + 0 + 0 | 658 | TEM | 1 | MC | 7.124 | 1
6FX80025CA281AB0 | POWER CABLE, EXTENSION 4 X 1.5 C, CONNECTOR FULL THREAD SIZE 1.5 MOTION-CONNECT 800PLUS TRAILING TYPE UL/CSA DESINA DMAX = 9.5 MM, LENGTH (M) = TYPE: 6FX8002-5CA28 LENGTH (M) = 0 + 0 + 1 + 0 | 380 | TEM | 1 | MC | 0.737 | 1
6FX80025CA281AC0 | POWER CABLE, EXTENSION 4 X 1.5 C, CONNECTOR FULL THREAD SIZE 1.5 MOTION-CONNECT 800PLUS TRAILING TYPE UL/CSA DESINA DMAX = 9.5 MM, LENGTH (M) = TYPE: 6FX8002-5CA28 LENGTH (M) = 0 + 0 + 2 + 0 | 392 | TEM | 1 | MC | 0.892 | 1
6FX80025CA281AD0 | POWER CABLE, EXTENSION 4 X 1.5 C, CONNECTOR FULL THREAD SIZE 1.5 MOTION-CONNECT 800PLUS TRAILING TYPE UL/CSA DESINA DMAX = 9.5 MM, LENGTH (M) = TYPE: 6FX8002-5CA28 LENGTH (M) = 0 + 0 + 3 + 0 | 404 | TEM | 1 | MC | 1.047 | 1
6FX80025CA281AD5 | POWER CABLE, EXTENSION 4 X 1.5 C, CONNECTOR FULL THREAD SIZE 1.5 MOTION-CONNECT 800PLUS TRAILING TYPE UL/CSA DESINA DMAX = 9.5 MM, LENGTH (M) = TYPE: 6FX8002-5CA28 LENGTH (M) = 0 + 0 + 3 + 0,5 | 415 | TEM | 1 | MC | 1.125 | 1
6FX80025CA281AE0 | POWER CABLE, EXTENSION 4 X 1.5 C, CONNECTOR FULL THREAD SIZE 1.5 MOTION-CONNECT 800PLUS TRAILING TYPE UL/CSA DESINA DMAX = 9.5 MM, LENGTH (M) = TYPE: 6FX8002-5CA28 LENGTH (M) = 0 + 0 + 4 + 0 | 415 | TEM | 1 | MC | 1.202 | 1
6FX80025CA281AF0 | POWER CABLE, EXTENSION 4 X 1.5 C, CONNECTOR FULL THREAD SIZE 1.5 MOTION-CONNECT 800PLUS TRAILING TYPE UL/CSA DESINA DMAX = 9.5 MM, LENGTH (M) = TYPE: 6FX8002-5CA28 LENGTH (M) = 0 + 0 + 5 + 0 | 427 | TEM | 1 | MC | 1.357 | 1
6FX80025CA281AG0 | POWER CABLE, EXTENSION 4 X 1.5 C, CONNECTOR FULL THREAD SIZE 1.5 MOTION-CONNECT 800PLUS TRAILING TYPE UL/CSA DESINA DMAX = 9.5 MM, LENGTH (M) = TYPE: 6FX8002-5CA28 LENGTH (M) = 0 + 0 + 6 + 0 | 439 | TEM | 1 | MC | 1.512 | 1
6FX80025CA281AH0 | POWER CABLE, EXTENSION 4 X 1.5 C, CONNECTOR FULL THREAD SIZE 1.5 MOTION-CONNECT 800PLUS TRAILING TYPE UL/CSA DESINA DMAX = 9.5 MM, LENGTH (M) = TYPE: 6FX8002-5CA28 LENGTH (M) = 0 + 0 + 7 + 0 | 451 | TEM | 1 | MC | 1.667 | 1
6FX80025CA281AH5 | POWER CABLE, EXTENSION 4 X 1.5 C, CONNECTOR FULL THREAD SIZE 1.5 MOTION-CONNECT 800PLUS TRAILING TYPE UL/CSA DESINA DMAX = 9.5 MM, LENGTH (M) = TYPE: 6FX8002-5CA28 LENGTH (M) = 0 + 0 + 7 + 0,5 | 463 | TEM | 1 | MC | 1.745 | 1
6FX80025CA281AK0 | POWER CABLE, EXTENSION 4 X 1.5 C, CONNECTOR FULL THREAD SIZE 1.5 MOTION-CONNECT 800PLUS TRAILING TYPE UL/CSA DESINA DMAX = 9.5 MM, LENGTH (M) = TYPE: 6FX8002-5CA28 LENGTH (M) = 0 + 0 + 9 + 0 | 475 | TEM | 1 | MC | 1.977 | 1
6FX80025CA281BA0 | POWER CABLE, EXTENSION 4 X 1.5 C, CONNECTOR FULL THREAD SIZE 1.5 MOTION-CONNECT 800PLUS TRAILING TYPE UL/CSA DESINA DMAX = 9.5 MM, LENGTH (M) = TYPE: 6FX8002-5CA28 LENGTH (M) = 0 + 10 + 0 + 0 | 487 | TEM | 1 | MC | 2.132 | 1
6FX80025CA281BF0 | POWER CABLE, EXTENSION 4 X 1.5 C, CONNECTOR FULL THREAD SIZE 1.5 MOTION-CONNECT 800PLUS TRAILING TYPE UL/CSA DESINA DMAX = 9.5 MM, LENGTH (M) = TYPE: 6FX8002-5CA28 LENGTH (M) = 0 + 10 + 5 + 0 | 546 | TEM | 1 | MC | 2.907 | 1
6FX80025CA281CF0 | POWER CABLE, EXTENSION 4 X 1.5 C, CONNECTOR FULL THREAD SIZE 1.5 MOTION-CONNECT 800PLUS TRAILING TYPE UL/CSA DESINA DMAX = 9.5 MM, LENGTH (M) = TYPE: 6FX8002-5CA28 LENGTH (M) = 0 + 20 + 5 + 0 | 664 | TEM | 1 | MC | 4.457 | 1
6FX80025CA381AC0 | POWER CABLE EXTENSION 4X2.5 C CONNECTOR FULL THREAD SIZE 1.5 MOTION-CONNECT 800PLUS TRAILING TYPE UL/CSA DESINA DMAX=11 MM LENGTH (M) = TYPE: 6FX8002-5CA38 LENGTH (M) = 0 + 0 + 2 + 0 | 399 | TEM | 1 | MC | 1.034 | 1
6FX80025CA381AC5 | POWER CABLE EXTENSION 4X2.5 C CONNECTOR FULL THREAD SIZE 1.5 MOTION-CONNECT 800PLUS TRAILING TYPE UL/CSA DESINA DMAX=11 MM LENGTH (M) = TYPE: 6FX8002-5CA38 LENGTH (M) = 0 + 0 + 2 + 0,5 | 413 | TEM | 1 | MC | 1.149 | 1
6FX80025CA381AD0 | POWER CABLE EXTENSION 4X2.5 C CONNECTOR FULL THREAD SIZE 1.5 MOTION-CONNECT 800PLUS TRAILING TYPE UL/CSA DESINA DMAX=11 MM LENGTH (M) = TYPE: 6FX8002-5CA38 LENGTH (M) = 0 + 0 + 3 + 0 | 413 | TEM | 1 | MC | 1.264 | 1
6FX80025CA381AD5 | POWER CABLE EXTENSION 4X2.5 C CONNECTOR FULL THREAD SIZE 1.5 MOTION-CONNECT 800PLUS TRAILING TYPE UL/CSA DESINA DMAX=11 MM LENGTH (M) = TYPE: 6FX8002-5CA38 LENGTH (M) = 0 + 0 + 3 + 0,5 | 427 | TEM | 1 | MC | 1.379 | 1
6FX80025CA381AE0 | POWER CABLE EXTENSION 4X2.5 C CONNECTOR FULL THREAD SIZE 1.5 MOTION-CONNECT 800PLUS TRAILING TYPE UL/CSA DESINA DMAX=11 MM LENGTH (M) = TYPE: 6FX8002-5CA38 LENGTH (M) = 0 + 0 + 4 + 0 | 426 | TEM | 1 | MC | 1.494 | 1
6FX80025CA381AE6 | POWER CABLE EXTENSION 4X2.5 C CONNECTOR FULL THREAD SIZE 1.5 MOTION-CONNECT 800PLUS TRAILING TYPE UL/CSA DESINA DMAX=11 MM LENGTH (M) = TYPE: 6FX8002-5CA38 LENGTH (M) = 0 + 0 + 4 + 0,6 | 440 | TEM | 1 | MC | 1.632 | 1
6FX80025CA381AF0 | POWER CABLE EXTENSION 4X2.5 C CONNECTOR FULL THREAD SIZE 1.5 MOTION-CONNECT 800PLUS TRAILING TYPE UL/CSA DESINA DMAX=11 MM LENGTH (M) = TYPE: 6FX8002-5CA38 LENGTH (M) = 0 + 0 + 5 + 0 | 440 | TEM | 1 | MC | 1.724 | 1
6FX80025CA381AG0 | POWER CABLE EXTENSION 4X2.5 C CONNECTOR FULL THREAD SIZE 1.5 MOTION-CONNECT 800PLUS TRAILING TYPE UL/CSA DESINA DMAX=11 MM LENGTH (M) = TYPE: 6FX8002-5CA38 LENGTH (M) = 0 + 0 + 6 + 0 | 454 | TEM | 1 | MC | 1.954 | 1
6FX80025CA381AG2 | POWER CABLE EXTENSION 4X2.5 C CONNECTOR FULL THREAD SIZE 1.5 MOTION-CONNECT 800PLUS TRAILING TYPE UL/CSA DESINA DMAX=11 MM LENGTH (M) = TYPE: 6FX8002-5CA38 LENGTH (M) = 0 + 0 + 6 + 0,2 | 467 | TEM | 1 | MC | 2 | 1
6FX80025CA381AH0 | POWER CABLE EXTENSION 4X2.5 C CONNECTOR FULL THREAD SIZE 1.5 MOTION-CONNECT 800PLUS TRAILING TYPE UL/CSA DESINA DMAX=11 MM LENGTH (M) = TYPE: 6FX8002-5CA38 LENGTH (M) = 0 + 0 + 7 + 0 | 467 | TEM | 1 | MC | 2.184 | 1
6FX80025CA381AH5 | POWER CABLE EXTENSION 4X2.5 C CONNECTOR FULL THREAD SIZE 1.5 MOTION-CONNECT 800PLUS TRAILING TYPE UL/CSA DESINA DMAX=11 MM LENGTH (M) = TYPE: 6FX8002-5CA38 LENGTH (M) = 0 + 0 + 7 + 0,5 | 481 | TEM | 1 | MC | 2.299 | 1
6FX80025CA381AJ0 | POWER CABLE EXTENSION 4X2.5 C CONNECTOR FULL THREAD SIZE 1.5 MOTION-CONNECT 800PLUS TRAILING TYPE UL/CSA DESINA DMAX=11 MM LENGTH (M) = TYPE: 6FX8002-5CA38 LENGTH (M) = 0 + 0 + 8 + 0 | 481 | TEM | 1 | MC | 2.414 | 1
6FX80025CA381AJ3 | POWER CABLE EXTENSION 4X2.5 C CONNECTOR FULL THREAD SIZE 1.5 MOTION-CONNECT 800PLUS TRAILING TYPE UL/CSA DESINA DMAX=11 MM LENGTH (M) = TYPE: 6FX8002-5CA38 LENGTH (M) = 0 + 0 + 8 + 0,3 | 494 | TEM | 1 | MC | 2.483 | 1
6FX80025CA381AJ5 | POWER CABLE EXTENSION 4X2.5 C CONNECTOR FULL THREAD SIZE 1.5 MOTION-CONNECT 800PLUS TRAILING TYPE UL/CSA DESINA DMAX=11 MM LENGTH (M) = TYPE: 6FX8002-5CA38 LENGTH (M) = 0 + 0 + 8 + 0,5 | 494 | TEM | 1 | MC | 2.529 | 1
6FX80025CA381BA0 | POWER CABLE EXTENSION 4X2.5 C CONNECTOR FULL THREAD SIZE 1.5 MOTION-CONNECT 800PLUS TRAILING TYPE UL/CSA DESINA DMAX=11 MM LENGTH (M) = TYPE: 6FX8002-5CA38 LENGTH (M) = 0 + 10 + 0 + 0 | 508 | TEM | 1 | MC | 2.874 | 1
6FX80025CA381BB0 | POWER CABLE EXTENSION 4X2.5 C CONNECTOR FULL THREAD SIZE 1.5 MOTION-CONNECT 800PLUS TRAILING TYPE UL/CSA DESINA DMAX=11 MM LENGTH (M) = TYPE: 6FX8002-5CA38 LENGTH (M) = 0 + 10 + 1 + 0 | 522 | TEM | 1 | MC | 3.104 | 1
6FX80025CA381BC2 | POWER CABLE EXTENSION 4X2.5 C CONNECTOR FULL THREAD SIZE 1.5 MOTION-CONNECT 800PLUS TRAILING TYPE UL/CSA DESINA DMAX=11 MM LENGTH (M) = TYPE: 6FX8002-5CA38 LENGTH (M) = 0 + 10 + 2 + 0,2 | 549 | TEM | 1 | MC | 3.38 | 1
6FX80025CA381BC5 | POWER CABLE EXTENSION 4X2.5 C CONNECTOR FULL THREAD SIZE 1.5 MOTION-CONNECT 800PLUS TRAILING TYPE UL/CSA DESINA DMAX=11 MM LENGTH (M) = TYPE: 6FX8002-5CA38 LENGTH (M) = 0 + 10 + 2 + 0,5 | 549 | TEM | 1 | MC | 3.449 | 1
6FX80025CA381BE5 | POWER CABLE EXTENSION 4X2.5 C CONNECTOR FULL THREAD SIZE 1.5 MOTION-CONNECT 800PLUS TRAILING TYPE UL/CSA DESINA DMAX=11 MM LENGTH (M) = TYPE: 6FX8002-5CA38 LENGTH (M) = 0 + 10 + 4 + 0,5 | 576 | TEM | 1 | MC | 3.909 | 1
6FX80025CA381BF0 | POWER CABLE EXTENSION 4X2.5 C CONNECTOR FULL THREAD SIZE 1.5 MOTION-CONNECT 800PLUS TRAILING TYPE UL/CSA DESINA DMAX=11 MM LENGTH (M) = TYPE: 6FX8002-5CA38 LENGTH (M) = 0 + 10 + 5 + 0 | 576 | TEM | 1 | MC | 4.024 | 1
6FX80025CA381BH0 | POWER CABLE EXTENSION 4X2.5 C CONNECTOR FULL THREAD SIZE 1.5 MOTION-CONNECT 800PLUS TRAILING TYPE UL/CSA DESINA DMAX=11 MM LENGTH (M) = TYPE: 6FX8002-5CA38 LENGTH (M) = 0 + 10 + 7 + 0 | 603 | TEM | 1 | MC | 4.484 | 1
6FX80025CA381CF0 | POWER CABLE EXTENSION 4X2.5 C CONNECTOR FULL THREAD SIZE 1.5 MOTION-CONNECT 800PLUS TRAILING TYPE UL/CSA DESINA DMAX=11 MM LENGTH (M) = TYPE: 6FX8002-5CA38 LENGTH (M) = 0 + 20 + 5 + 0 | 713 | TEM | 1 | MC | 6.324 | 1
6FX80025CA481AC0 | POWER CABLE EXTENSION 4X4 C CONNECTOR FULL THREAD SIZE 1.5 MOTION-CONNECT 800PLUS TRAILING TYPE UL/CSA DESINA DMAX=12.3 MM LENGTH (M) = TYPE: 6FX8002-5CA48 LENGTH (M) = 0 + 0 + 2 + 0 | 405 | TEM | 1 | MC | 1.199 | 1
6FX80025CA481AD0 | POWER CABLE EXTENSION 4X4 C CONNECTOR FULL THREAD SIZE 1.5 MOTION-CONNECT 800PLUS TRAILING TYPE UL/CSA DESINA DMAX=12.3 MM LENGTH (M) = TYPE: 6FX8002-5CA48 LENGTH (M) = 0 + 0 + 3 + 0 | 423 | TEM | 1 | MC | 1.513 | 1
6FX80025CA481AD5 | POWER CABLE EXTENSION 4X4 C CONNECTOR FULL THREAD SIZE 1.5 MOTION-CONNECT 800PLUS TRAILING TYPE UL/CSA DESINA DMAX=12.3 MM LENGTH (M) = TYPE: 6FX8002-5CA48 LENGTH (M) = 0 + 0 + 3 + 0,5 | 440 | TEM | 1 | MC | 1.67 | 1
6FX80025CA481AE0 | POWER CABLE EXTENSION 4X4 C CONNECTOR FULL THREAD SIZE 1.5 MOTION-CONNECT 800PLUS TRAILING TYPE UL/CSA DESINA DMAX=12.3 MM LENGTH (M) = TYPE: 6FX8002-5CA48 LENGTH (M) = 0 + 0 + 4 + 0 | 440 | TEM | 1 | MC | 1.827 | 1
6FX80025CA481AF0 | POWER CABLE EXTENSION 4X4 C CONNECTOR FULL THREAD SIZE 1.5 MOTION-CONNECT 800PLUS TRAILING TYPE UL/CSA DESINA DMAX=12.3 MM LENGTH (M) = TYPE: 6FX8002-5CA48 LENGTH (M) = 0 + 0 + 5 + 0 | 458 | TEM | 1 | MC | 2.141 | 1
6FX80025CA481AG0 | POWER CABLE EXTENSION 4X4 C CONNECTOR FULL THREAD SIZE 1.5 MOTION-CONNECT 800PLUS TRAILING TYPE UL/CSA DESINA DMAX=12.3 MM LENGTH (M) = TYPE: 6FX8002-5CA48 LENGTH (M) = 0 + 0 + 6 + 0 | 475 | TEM | 1 | MC | 2.455 | 1
6FX80025CA481AH0 | POWER CABLE EXTENSION 4X4 C CONNECTOR FULL THREAD SIZE 1.5 MOTION-CONNECT 800PLUS TRAILING TYPE UL/CSA DESINA DMAX=12.3 MM LENGTH (M) = TYPE: 6FX8002-5CA48 LENGTH (M) = 0 + 0 + 7 + 0 | 493 | TEM | 1 | MC | 2.769 | 1
6FX80025CA481AH5 | POWER CABLE EXTENSION 4X4 C CONNECTOR FULL THREAD SIZE 1.5 MOTION-CONNECT 800PLUS TRAILING TYPE UL/CSA DESINA DMAX=12.3 MM LENGTH (M) = TYPE: 6FX8002-5CA48 LENGTH (M) = 0 + 0 + 7 + 0,5 | 510 | TEM | 1 | MC | 2.926 | 1
6FX80025CA481AJ0 | POWER CABLE EXTENSION 4X4 C CONNECTOR FULL THREAD SIZE 1.5 MOTION-CONNECT 800PLUS TRAILING TYPE UL/CSA DESINA DMAX=12.3 MM LENGTH (M) = TYPE: 6FX8002-5CA48 LENGTH (M) = 0 + 0 + 8 + 0 | 510 | TEM | 1 | MC | 3.083 | 1
6FX80025CA481AK0 | POWER CABLE EXTENSION 4X4 C CONNECTOR FULL THREAD SIZE 1.5 MOTION-CONNECT 800PLUS TRAILING TYPE UL/CSA DESINA DMAX=12.3 MM LENGTH (M) = TYPE: 6FX8002-5CA48 LENGTH (M) = 0 + 0 + 9 + 0 | 528 | TEM | 1 | MC | 3.397 | 1
6FX80025CA481BA0 | POWER CABLE EXTENSION 4X4 C CONNECTOR FULL THREAD SIZE 1.5 MOTION-CONNECT 800PLUS TRAILING TYPE UL/CSA DESINA DMAX=12.3 MM LENGTH (M) = TYPE: 6FX8002-5CA48 LENGTH (M) = 0 + 10 + 0 + 0 | 546 | TEM | 1 | MC | 3.711 | 1
6FX80025CA481BC0 | POWER CABLE EXTENSION 4X4 C CONNECTOR FULL THREAD SIZE 1.5 MOTION-CONNECT 800PLUS TRAILING TYPE UL/CSA DESINA DMAX=12.3 MM LENGTH (M) = TYPE: 6FX8002-5CA48 LENGTH (M) = 0 + 10 + 2 + 0 | 581 | TEM | 1 | MC | 4.339 | 1
6FX80025CA481BF0 | POWER CABLE EXTENSION 4X4 C CONNECTOR FULL THREAD SIZE 1.5 MOTION-CONNECT 800PLUS TRAILING TYPE UL/CSA DESINA DMAX=12.3 MM LENGTH (M) = TYPE: 6FX8002-5CA48 LENGTH (M) = 0 + 10 + 5 + 0 | 633 | TEM | 1 | MC | 5.281 | 1
6FX80025CA481BG0 | POWER CABLE EXTENSION 4X4 C CONNECTOR FULL THREAD SIZE 1.5 MOTION-CONNECT 800PLUS TRAILING TYPE UL/CSA DESINA DMAX=12.3 MM LENGTH (M) = TYPE: 6FX8002-5CA48 LENGTH (M) = 0 + 10 + 6 + 0 | 651 | TEM | 1 | MC | 5.595 | 1
6FX80025CA481CF0 | POWER CABLE EXTENSION 4X4 C CONNECTOR FULL THREAD SIZE 1.5 MOTION-CONNECT 800PLUS TRAILING TYPE UL/CSA DESINA DMAX=12.3 MM LENGTH (M) = TYPE: 6FX8002-5CA48 LENGTH (M) = 0 + 20 + 5 + 0 | 810 | TEM | 1 | MC | 8.421 | 1
6FX80025CA581AB0 | POWER CABLE EXTENSION 4X6 C CONNECTOR FULL THREAD SIZE 1.5 MOTION-CONNECT 800PLUS TRAILING TYPE UL/CSA DESINA DMAX=14.9 MM LENGTH (M) = TYPE: 6FX8002-5CA58 LENGTH (M) = 0 + 0 + 1 + 0 | 402 | TEM | 1 | MC | 1.019 | 1
6FX80025CA581AC0 | POWER CABLE EXTENSION 4X6 C CONNECTOR FULL THREAD SIZE 1.5 MOTION-CONNECT 800PLUS TRAILING TYPE UL/CSA DESINA DMAX=14.9 MM LENGTH (M) = TYPE: 6FX8002-5CA58 LENGTH (M) = 0 + 0 + 2 + 0 | 424 | TEM | 1 | MC | 1.439 | 1
6FX80025CA581AD0 | POWER CABLE EXTENSION 4X6 C CONNECTOR FULL THREAD SIZE 1.5 MOTION-CONNECT 800PLUS TRAILING TYPE UL/CSA DESINA DMAX=14.9 MM LENGTH (M) = TYPE: 6FX8002-5CA58 LENGTH (M) = 0 + 0 + 3 + 0 | 446 | TEM | 1 | MC | 1.859 | 1
6FX80025CA581AE5 | POWER CABLE EXTENSION 4X6 C CONNECTOR FULL THREAD SIZE 1.5 MOTION-CONNECT 800PLUS TRAILING TYPE UL/CSA DESINA DMAX=14.9 MM LENGTH (M) = TYPE: 6FX8002-5CA58 LENGTH (M) = 0 + 0 + 4 + 0,5 | 490 | TEM | 1 | MC | 2.489 | 1
6FX80025CA581AE8 | POWER CABLE EXTENSION 4X6 C CONNECTOR FULL THREAD SIZE 1.5 MOTION-CONNECT 800PLUS TRAILING TYPE UL/CSA DESINA DMAX=14.9 MM LENGTH (M) = TYPE: 6FX8002-5CA58 LENGTH (M) = 0 + 0 + 4 + 0,8 | 490 | TEM | 1 | MC | 2.615 | 1
6FX80025CA581AF0 | POWER CABLE EXTENSION 4X6 C CONNECTOR FULL THREAD SIZE 1.5 MOTION-CONNECT 800PLUS TRAILING TYPE UL/CSA DESINA DMAX=14.9 MM LENGTH (M) = TYPE: 6FX8002-5CA58 LENGTH (M) = 0 + 0 + 5 + 0 | 490 | TEM | 1 | MC | 2.699 | 1
6FX80025CA581AG0 | POWER CABLE EXTENSION 4X6 C CONNECTOR FULL THREAD SIZE 1.5 MOTION-CONNECT 800PLUS TRAILING TYPE UL/CSA DESINA DMAX=14.9 MM LENGTH (M) = TYPE: 6FX8002-5CA58 LENGTH (M) = 0 + 0 + 6 + 0 | 511 | TEM | 1 | MC | 3.119 | 1
6FX80025CA581AH3 | POWER CABLE EXTENSION 4X6 C CONNECTOR FULL THREAD SIZE 1.5 MOTION-CONNECT 800PLUS TRAILING TYPE UL/CSA DESINA DMAX=14.9 MM LENGTH (M) = TYPE: 6FX8002-5CA58 LENGTH (M) = 0 + 0 + 7 + 0,3 | 555 | TEM | 1 | MC | 3.665 | 1
6FX80025CA581AJ0 | POWER CABLE EXTENSION 4X6 C CONNECTOR FULL THREAD SIZE 1.5 MOTION-CONNECT 800PLUS TRAILING TYPE UL/CSA DESINA DMAX=14.9 MM LENGTH (M) = TYPE: 6FX8002-5CA58 LENGTH (M) = 0 + 0 + 8 + 0 | 555 | TEM | 1 | MC | 3.959 | 1
6FX80025CA581AJ3 | POWER CABLE EXTENSION 4X6 C CONNECTOR FULL THREAD SIZE 1.5 MOTION-CONNECT 800PLUS TRAILING TYPE UL/CSA DESINA DMAX=14.9 MM LENGTH (M) = TYPE: 6FX8002-5CA58 LENGTH (M) = 0 + 0 + 8 + 0,3 | 577 | TEM | 1 | MC | 4.085 | 1
6FX80025CA581AJ5 | POWER CABLE EXTENSION 4X6 C CONNECTOR FULL THREAD SIZE 1.5 MOTION-CONNECT 800PLUS TRAILING TYPE UL/CSA DESINA DMAX=14.9 MM LENGTH (M) = TYPE: 6FX8002-5CA58 LENGTH (M) = 0 + 0 + 8 + 0,5 | 577 | TEM | 1 | MC | 4.169 | 1
6FX80025CA581BA0 | POWER CABLE EXTENSION 4X6 C CONNECTOR FULL THREAD SIZE 1.5 MOTION-CONNECT 800PLUS TRAILING TYPE UL/CSA DESINA DMAX=14.9 MM LENGTH (M) = TYPE: 6FX8002-5CA58 LENGTH (M) = 0 + 10 + 0 + 0 | 599 | TEM | 1 | MC | 4.799 | 1
6FX80025CA581BB8 | POWER CABLE EXTENSION 4X6 C CONNECTOR FULL THREAD SIZE 1.5 MOTION-CONNECT 800PLUS TRAILING TYPE UL/CSA DESINA DMAX=14.9 MM LENGTH (M) = TYPE: 6FX8002-5CA58 LENGTH (M) = 0 + 10 + 1 + 0,8 | 642 | TEM | 1 | MC | 5.555 | 1
6FX80025CA581BD0 | POWER CABLE EXTENSION 4X6 C CONNECTOR FULL THREAD SIZE 1.5 MOTION-CONNECT 800PLUS TRAILING TYPE UL/CSA DESINA DMAX=14.9 MM LENGTH (M) = TYPE: 6FX8002-5CA58 LENGTH (M) = 0 + 10 + 3 + 0 | 664 | TEM | 1 | MC | 6.059 | 1
6FX80025CA581BD5 | POWER CABLE EXTENSION 4X6 C CONNECTOR FULL THREAD SIZE 1.5 MOTION-CONNECT 800PLUS TRAILING TYPE UL/CSA DESINA DMAX=14.9 MM LENGTH (M) = TYPE: 6FX8002-5CA58 LENGTH (M) = 0 + 10 + 3 + 0,5 | 686 | TEM | 1 | MC | 6.269 | 1
6FX80025CA581BD7 | POWER CABLE EXTENSION 4X6 C CONNECTOR FULL THREAD SIZE 1.5 MOTION-CONNECT 800PLUS TRAILING TYPE UL/CSA DESINA DMAX=14.9 MM LENGTH (M) = TYPE: 6FX8002-5CA58 LENGTH (M) = 0 + 10 + 3 + 0,7 | 686 | TEM | 1 | MC | 6.353 | 1
6FX80025CA581BE0 | POWER CABLE EXTENSION 4X6 C CONNECTOR FULL THREAD SIZE 1.5 MOTION-CONNECT 800PLUS TRAILING TYPE UL/CSA DESINA DMAX=14.9 MM LENGTH (M) = TYPE: 6FX8002-5CA58 LENGTH (M) = 0 + 10 + 4 + 0 | 686 | TEM | 1 | MC | 6.479 | 1
6FX80025CA581BE4 | POWER CABLE EXTENSION 4X6 C CONNECTOR FULL THREAD SIZE 1.5 MOTION-CONNECT 800PLUS TRAILING TYPE UL/CSA DESINA DMAX=14.9 MM LENGTH (M) = TYPE: 6FX8002-5CA58 LENGTH (M) = 0 + 10 + 4 + 0,4 | 707 | TEM | 1 | MC | 6.647 | 1
6FX80025CA581BF6 | POWER CABLE EXTENSION 4X6 C CONNECTOR FULL THREAD SIZE 1.5 MOTION-CONNECT 800PLUS TRAILING TYPE UL/CSA DESINA DMAX=14.9 MM LENGTH (M) = TYPE: 6FX8002-5CA58 LENGTH (M) = 0 + 10 + 5 + 0,6 | 729 | TEM | 1 | MC | 7.151 | 1
6FX80025CA581BJ0 | POWER CABLE EXTENSION 4X6 C CONNECTOR FULL THREAD SIZE 1.5 MOTION-CONNECT 800PLUS TRAILING TYPE UL/CSA DESINA DMAX=14.9 MM LENGTH (M) = TYPE: 6FX8002-5CA58 LENGTH (M) = 0 + 10 + 8 + 0 | 773 | TEM | 1 | MC | 8.159 | 1
6FX80025CA581CF0 | POWER CABLE EXTENSION 4X6 C CONNECTOR FULL THREAD SIZE 1.5 MOTION-CONNECT 800PLUS TRAILING TYPE UL/CSA DESINA DMAX=14.9 MM LENGTH (M) = TYPE: 6FX8002-5CA58 LENGTH (M) = 0 + 20 + 5 + 0 | 925 | TEM | 1 | MC | 11.099 | 1
6FX80025CA581DA5 | POWER CABLE EXTENSION 4X6 C CONNECTOR FULL THREAD SIZE 1.5 MOTION-CONNECT 800PLUS TRAILING TYPE UL/CSA DESINA DMAX=14.9 MM LENGTH (M) = TYPE: 6FX8002-5CA58 LENGTH (M) = 0 + 30 + 0 + 0,5 | 1056 | TEM | 1 | MC | 13.409 | 1
6FX80025CA581EA0 | POWER CABLE EXTENSION 4X6 C CONNECTOR FULL THREAD SIZE 1.5 MOTION-CONNECT 800PLUS TRAILING TYPE UL/CSA DESINA DMAX=14.9 MM LENGTH (M) = TYPE: 6FX8002-5CA58 LENGTH (M) = 0 + 40 + 0 + 0 | 1252 | TEM | 1 | MC | 17.399 | 1
6FX80025CA581FA0 | POWER CABLE EXTENSION 4X6 C CONNECTOR FULL THREAD SIZE 1.5 MOTION-CONNECT 800PLUS TRAILING TYPE UL/CSA DESINA DMAX=14.9 MM LENGTH (M) = TYPE: 6FX8002-5CA58 LENGTH (M) = 0 + 50 + 0 + 0 | 1470 | TEM | 1 | MC | 21.599 | 1
6FX80025CA681AA5 | POWER CABLE EXTENSION 4X10 C CONNECTOR FULL THREAD SIZE 1.5 MOTION-CONNECT 800PLUS TRAILING TYPE UL/CSA DESINA DMAX=18.2 MM LENGTH (M) = TYPE: 6FX8002-5CA68 LENGTH (M) = 0 + 0 + 0 + 0,5 | 440 | TEM | 1 | MC | 0.978 | 1
6FX80025CA681AB0 | POWER CABLE EXTENSION 4X10 C CONNECTOR FULL THREAD SIZE 1.5 MOTION-CONNECT 800PLUS TRAILING TYPE UL/CSA DESINA DMAX=18.2 MM LENGTH (M) = TYPE: 6FX8002-5CA68 LENGTH (M) = 0 + 0 + 1 + 0 | 440 | TEM | 1 | MC | 1.291 | 1
6FX80025CA681AC0 | POWER CABLE EXTENSION 4X10 C CONNECTOR FULL THREAD SIZE 1.5 MOTION-CONNECT 800PLUS TRAILING TYPE UL/CSA DESINA DMAX=18.2 MM LENGTH (M) = TYPE: 6FX8002-5CA68 LENGTH (M) = 0 + 0 + 2 + 0 | 471 | TEM | 1 | MC | 1.917 | 1
6FX80025CA681AD0 | POWER CABLE EXTENSION 4X10 C CONNECTOR FULL THREAD SIZE 1.5 MOTION-CONNECT 800PLUS TRAILING TYPE UL/CSA DESINA DMAX=18.2 MM LENGTH (M) = TYPE: 6FX8002-5CA68 LENGTH (M) = 0 + 0 + 3 + 0 | 502 | TEM | 1 | MC | 2.543 | 1
6FX80025CA681AE5 | POWER CABLE EXTENSION 4X10 C CONNECTOR FULL THREAD SIZE 1.5 MOTION-CONNECT 800PLUS TRAILING TYPE UL/CSA DESINA DMAX=18.2 MM LENGTH (M) = TYPE: 6FX8002-5CA68 LENGTH (M) = 0 + 0 + 4 + 0,5 | 564 | TEM | 1 | MC | 3.482 | 1
6FX80025CA681AF0 | POWER CABLE EXTENSION 4X10 C CONNECTOR FULL THREAD SIZE 1.5 MOTION-CONNECT 800PLUS TRAILING TYPE UL/CSA DESINA DMAX=18.2 MM LENGTH (M) = TYPE: 6FX8002-5CA68 LENGTH (M) = 0 + 0 + 5 + 0 | 564 | TEM | 1 | MC | 3.795 | 1
6FX80025CA681AF8 | POWER CABLE EXTENSION 4X10 C CONNECTOR FULL THREAD SIZE 1.5 MOTION-CONNECT 800PLUS TRAILING TYPE UL/CSA DESINA DMAX=18.2 MM LENGTH (M) = TYPE: 6FX8002-5CA68 LENGTH (M) = 0 + 0 + 5 + 0,8 | 595 | TEM | 1 | MC | 4.296 | 1
6FX80025CA681AG0 | POWER CABLE EXTENSION 4X10 C CONNECTOR FULL THREAD SIZE 1.5 MOTION-CONNECT 800PLUS TRAILING TYPE UL/CSA DESINA DMAX=18.2 MM LENGTH (M) = TYPE: 6FX8002-5CA68 LENGTH (M) = 0 + 0 + 6 + 0 | 595 | TEM | 1 | MC | 4.421 | 1
6FX80025CA681AG5 | POWER CABLE EXTENSION 4X10 C CONNECTOR FULL THREAD SIZE 1.5 MOTION-CONNECT 800PLUS TRAILING TYPE UL/CSA DESINA DMAX=18.2 MM LENGTH (M) = TYPE: 6FX8002-5CA68 LENGTH (M) = 0 + 0 + 6 + 0,5 | 626 | TEM | 1 | MC | 4.734 | 1
6FX80025CA681AH0 | POWER CABLE EXTENSION 4X10 C CONNECTOR FULL THREAD SIZE 1.5 MOTION-CONNECT 800PLUS TRAILING TYPE UL/CSA DESINA DMAX=18.2 MM LENGTH (M) = TYPE: 6FX8002-5CA68 LENGTH (M) = 0 + 0 + 7 + 0 | 626 | TEM | 1 | MC | 5.047 | 1
6FX80025CA681AJ0 | POWER CABLE EXTENSION 4X10 C CONNECTOR FULL THREAD SIZE 1.5 MOTION-CONNECT 800PLUS TRAILING TYPE UL/CSA DESINA DMAX=18.2 MM LENGTH (M) = TYPE: 6FX8002-5CA68 LENGTH (M) = 0 + 0 + 8 + 0 | 656 | TEM | 1 | MC | 5.673 | 1
6FX80025CA681AJ5 | POWER CABLE EXTENSION 4X10 C CONNECTOR FULL THREAD SIZE 1.5 MOTION-CONNECT 800PLUS TRAILING TYPE UL/CSA DESINA DMAX=18.2 MM LENGTH (M) = TYPE: 6FX8002-5CA68 LENGTH (M) = 0 + 0 + 8 + 0,5 | 687 | TEM | 1 | MC | 5.986 | 1
6FX80025CA681AK0 | POWER CABLE EXTENSION 4X10 C CONNECTOR FULL THREAD SIZE 1.5 MOTION-CONNECT 800PLUS TRAILING TYPE UL/CSA DESINA DMAX=18.2 MM LENGTH (M) = TYPE: 6FX8002-5CA68 LENGTH (M) = 0 + 0 + 9 + 0 | 688 | TEM | 1 | MC | 6.299 | 1
6FX80025CA681BA0 | POWER CABLE EXTENSION 4X10 C CONNECTOR FULL THREAD SIZE 1.5 MOTION-CONNECT 800PLUS TRAILING TYPE UL/CSA DESINA DMAX=18.2 MM LENGTH (M) = TYPE: 6FX8002-5CA68 LENGTH (M) = 0 + 10 + 0 + 0 | 720 | TEM | 1 | MC | 6.925 | 1
6FX80025CA681BB0 | POWER CABLE EXTENSION 4X10 C CONNECTOR FULL THREAD SIZE 1.5 MOTION-CONNECT 800PLUS TRAILING TYPE UL/CSA DESINA DMAX=18.2 MM LENGTH (M) = TYPE: 6FX8002-5CA68 LENGTH (M) = 0 + 10 + 1 + 0 | 751 | TEM | 1 | MC | 7.551 | 1
6FX80025CA681BG0 | POWER CABLE EXTENSION 4X10 C CONNECTOR FULL THREAD SIZE 1.5 MOTION-CONNECT 800PLUS TRAILING TYPE UL/CSA DESINA DMAX=18.2 MM LENGTH (M) = TYPE: 6FX8002-5CA68 LENGTH (M) = 0 + 10 + 6 + 0 | 907 | TEM | 1 | MC | 10.681 | 1
6FX80025CA681BJ0 | POWER CABLE EXTENSION 4X10 C CONNECTOR FULL THREAD SIZE 1.5 MOTION-CONNECT 800PLUS TRAILING TYPE UL/CSA DESINA DMAX=18.2 MM LENGTH (M) = TYPE: 6FX8002-5CA68 LENGTH (M) = 0 + 10 + 8 + 0 | 968 | TEM | 1 | MC | 11.933 | 1
6FX80025CA681CA0 | POWER CABLE EXTENSION 4X10 C CONNECTOR FULL THREAD SIZE 1.5 MOTION-CONNECT 800PLUS TRAILING TYPE UL/CSA DESINA DMAX=18.2 MM LENGTH (M) = TYPE: 6FX8002-5CA68 LENGTH (M) = 0 + 20 + 0 + 0 | 1030 | TEM | 1 | MC | 13.185 | 1
6FX80025CA681CF0 | POWER CABLE EXTENSION 4X10 C CONNECTOR FULL THREAD SIZE 1.5 MOTION-CONNECT 800PLUS TRAILING TYPE UL/CSA DESINA DMAX=18.2 MM LENGTH (M) = TYPE: 6FX8002-5CA68 LENGTH (M) = 0 + 20 + 5 + 0 | 1186 | TEM | 1 | MC | 16.315 | 1
6FX80025CA681DA0 | POWER CABLE EXTENSION 4X10 C CONNECTOR FULL THREAD SIZE 1.5 MOTION-CONNECT 800PLUS TRAILING TYPE UL/CSA DESINA DMAX=18.2 MM LENGTH (M) = TYPE: 6FX8002-5CA68 LENGTH (M) = 0 + 30 + 0 + 0 | 1344 | TEM | 1 | MC | 19.445 | 1
6FX80025CA681FA8 | POWER CABLE EXTENSION 4X10 C CONNECTOR FULL THREAD SIZE 1.5 MOTION-CONNECT 800PLUS TRAILING TYPE UL/CSA DESINA DMAX=18.2 MM LENGTH (M) = TYPE: 6FX8002-5CA68 LENGTH (M) = 0 + 50 + 0 + 0,8 | 2001 | TEM | 1 | MC | 32.466 | 1
6FX80025CE021BA0 | POWER CABLE, PREASSEMBLED TYPE: 6FX8002-5CE02 4X2.5 C, SCREW GLAND M25/1PH808 FUER SINAMICS S120 POWER MODULE COMBI MOTION-CONNECT 800PLUS UL/CSA, DESINA DMAX=11 MM LENGTH (M) = 0 + 10 + 0 + 0 | 320 | TEM | 1 | MC | 2.48 | 1
6FX80025CE041BA0 | POWER CABLE, PREASSEMBLED TYPE: 6FX8002-5CE04 4X4 C, SCREW GLAND M32/ 1PH810. FUER SINAMICS S120 POWER MODULE COMBI MOTION-CONNECT 800PLUS UL/CSA, DESINA DMAX=12.3 MM LENGTH (M) = 0 + 10 + 0 + 0 | 391 | TEM | 1 | MC | 3.452 | 1
6FX80025CF101AB0 | POWER CABLE, PREASSEMBLED TYPE: 6FX8002-5CF10 4X1.5 C; SPEED-CONNECT SIZE 1 FOR SINAMICS S120 COMBI MOTION-CONNECT 800PLUS TRAILING TYPE, UL/CSA DESINA DMAX = 9.5 MM, LENGTH (M) = 0 + 0 + 1 + 0 | 129 | TEM | 1 | MC | 0.323 | 1
6FX80025CF101AC0 | POWER CABLE, PREASSEMBLED TYPE: 6FX8002-5CF10 4X1.5 C; SPEED-CONNECT SIZE 1 FOR SINAMICS S120 COMBI MOTION-CONNECT 800PLUS TRAILING TYPE, UL/CSA DESINA DMAX = 9.5 MM, LENGTH (M) = 0 + 0 + 2 + 0 | 141 | TEM | 1 | MC | 0.478 | 1
6FX80025CF101AF0 | POWER CABLE, PREASSEMBLED TYPE: 6FX8002-5CF10 4X1.5 C; SPEED-CONNECT SIZE 1 FOR SINAMICS S120 COMBI MOTION-CONNECT 800PLUS TRAILING TYPE, UL/CSA DESINA DMAX = 9.5 MM, LENGTH (M) = 0 + 0 + 5 + 0 | 177 | TEM | 1 | MC | 0.943 | 1
6FX80025CF101AH0 | POWER CABLE, PREASSEMBLED TYPE: 6FX8002-5CF10 4X1.5 C; SPEED-CONNECT SIZE 1 FOR SINAMICS S120 COMBI MOTION-CONNECT 800PLUS TRAILING TYPE, UL/CSA DESINA DMAX = 9.5 MM, LENGTH (M) = 0 + 0 + 7 + 0 | 201 | TEM | 1 | MC | 1.253 | 1
6FX80025CF101BA0 | POWER CABLE, PREASSEMBLED TYPE: 6FX8002-5CF10 4X1.5 C; SPEED-CONNECT SIZE 1 FOR SINAMICS S120 COMBI MOTION-CONNECT 800PLUS TRAILING TYPE, UL/CSA DESINA DMAX = 9.5 MM, LENGTH (M) = 0 + 10 + 0 + 0 | 236 | TEM | 1 | MC | 1.718 | 1
6FX80025CF101BB0 | POWER CABLE, PREASSEMBLED TYPE: 6FX8002-5CF10 4X1.5 C; SPEED-CONNECT SIZE 1 FOR SINAMICS S120 COMBI MOTION-CONNECT 800PLUS TRAILING TYPE, UL/CSA DESINA DMAX = 9.5 MM, LENGTH (M) = 0 + 10 + 1 + 0 | 248 | TEM | 1 | MC | 1.873 | 1
6FX80025CF111AF0 | POWER CABLE, PREASSEMBLED TYPE: 6FX8002-5CF11 4X2.5 C, CONNECTOR SPEED-CONNECT SIZE 1.5 FOR SINAMICS S120 POWER MODULE COMBI MOTION-CONNECT 800PLUS DMAX=11 MM LENGTH (M) = 0 + 0 + 5 + 0 | 266 | TEM | 1 | MC | 1.621 | 1
6FX80025CF111BA0 | POWER CABLE, PREASSEMBLED TYPE: 6FX8002-5CF11 4X2.5 C, CONNECTOR SPEED-CONNECT SIZE 1.5 FOR SINAMICS S120 POWER MODULE COMBI MOTION-CONNECT 800PLUS DMAX=11 MM LENGTH (M) = 0 + 10 + 0 + 0 | 334 | TEM | 1 | MC | 2.771 | 1
6FX80025CF121AF0 | POWER CABLE, PREASSEMBLED TYPE: 6FX8002-5CF12 4X4 C; CONNECTOR SPEED-CONNECT SIZE 1.5 FOR SINAMICS S120 POWER MODULE COMBI MOTION-CONNECT 800PLUS DMAX=12.3 MM LENGTH (M) = 0 + 0 + 5 + 0 | 290 | TEM | 1 | MC | 2.054 | 1
6FX80025CF121BA0 | POWER CABLE, PREASSEMBLED TYPE: 6FX8002-5CF12 4X4 C; CONNECTOR SPEED-CONNECT SIZE 1.5 FOR SINAMICS S120 POWER MODULE COMBI MOTION-CONNECT 800PLUS DMAX=12.3 MM LENGTH (M) = 0 + 10 + 0 + 0 | 378 | TEM | 1 | MC | 3.624 | 1
6FX80025CG011AB0 | POWER CABLE PREASSEMBLED TYPE: 6FX8002-5CG01 4 X 1.5 C, CONNECTOR FULL THREAD SIZE 1 FOR SINAMICS S120 POWER MODULE MOTION-CONNECT 800PLUS TRAILING TYPE, UL/CSA DESINA DMAX = 9.5 MM, LENGTH (M) = 0 + 0 + 1 + 0 | 137 | TEM | 1 | MC | 0.5 | 1
6FX80025CG011AC0 | POWER CABLE PREASSEMBLED TYPE: 6FX8002-5CG01 4 X 1.5 C, CONNECTOR FULL THREAD SIZE 1 FOR SINAMICS S120 POWER MODULE MOTION-CONNECT 800PLUS TRAILING TYPE, UL/CSA DESINA DMAX = 9.5 MM, LENGTH (M) = 0 + 0 + 2 + 0 | 149 | TEM | 1 | MC | 0.655 | 1
6FX80025CG011AD0 | POWER CABLE PREASSEMBLED TYPE: 6FX8002-5CG01 4 X 1.5 C, CONNECTOR FULL THREAD SIZE 1 FOR SINAMICS S120 POWER MODULE MOTION-CONNECT 800PLUS TRAILING TYPE, UL/CSA DESINA DMAX = 9.5 MM, LENGTH (M) = 0 + 0 + 3 + 0 | 160 | TEM | 1 | MC | 0.81 | 1
6FX80025CG011AF0 | POWER CABLE PREASSEMBLED TYPE: 6FX8002-5CG01 4 X 1.5 C, CONNECTOR FULL THREAD SIZE 1 FOR SINAMICS S120 POWER MODULE MOTION-CONNECT 800PLUS TRAILING TYPE, UL/CSA DESINA DMAX = 9.5 MM, LENGTH (M) = 0 + 0 + 5 + 0 | 184 | TEM | 1 | MC | 1.12 | 1
6FX80025CG011AG0 | POWER CABLE PREASSEMBLED TYPE: 6FX8002-5CG01 4 X 1.5 C, CONNECTOR FULL THREAD SIZE 1 FOR SINAMICS S120 POWER MODULE MOTION-CONNECT 800PLUS TRAILING TYPE, UL/CSA DESINA DMAX = 9.5 MM, LENGTH (M) = 0 + 0 + 6 + 0 | 196 | TEM | 1 | MC | 1.275 | 1
6FX80025CG011AH0 | POWER CABLE PREASSEMBLED TYPE: 6FX8002-5CG01 4 X 1.5 C, CONNECTOR FULL THREAD SIZE 1 FOR SINAMICS S120 POWER MODULE MOTION-CONNECT 800PLUS TRAILING TYPE, UL/CSA DESINA DMAX = 9.5 MM, LENGTH (M) = 0 + 0 + 7 + 0 | 208 | TEM | 1 | MC | 1.43 | 1
6FX80025CG011AJ0 | POWER CABLE PREASSEMBLED TYPE: 6FX8002-5CG01 4 X 1.5 C, CONNECTOR FULL THREAD SIZE 1 FOR SINAMICS S120 POWER MODULE MOTION-CONNECT 800PLUS TRAILING TYPE, UL/CSA DESINA DMAX = 9.5 MM, LENGTH (M) = 0 + 0 + 8 + 0 | 220 | TEM | 1 | MC | 1.585 | 1
6FX80025CG011AK0 | POWER CABLE PREASSEMBLED TYPE: 6FX8002-5CG01 4 X 1.5 C, CONNECTOR FULL THREAD SIZE 1 FOR SINAMICS S120 POWER MODULE MOTION-CONNECT 800PLUS TRAILING TYPE, UL/CSA DESINA DMAX = 9.5 MM, LENGTH (M) = 0 + 0 + 9 + 0 | 232 | TEM | 1 | MC | 1.74 | 1
6FX80025CG011BA0 | POWER CABLE PREASSEMBLED TYPE: 6FX8002-5CG01 4 X 1.5 C, CONNECTOR FULL THREAD SIZE 1 FOR SINAMICS S120 POWER MODULE MOTION-CONNECT 800PLUS TRAILING TYPE, UL/CSA DESINA DMAX = 9.5 MM, LENGTH (M) = 0 + 10 + 0 + 0 | 244 | TEM | 1 | MC | 1.895 | 1
6FX80025CG011BB0 | POWER CABLE PREASSEMBLED TYPE: 6FX8002-5CG01 4 X 1.5 C, CONNECTOR FULL THREAD SIZE 1 FOR SINAMICS S120 POWER MODULE MOTION-CONNECT 800PLUS TRAILING TYPE, UL/CSA DESINA DMAX = 9.5 MM, LENGTH (M) = 0 + 10 + 1 + 0 | 256 | TEM | 1 | MC | 2.05 | 1
6FX80025CG011BC0 | POWER CABLE PREASSEMBLED TYPE: 6FX8002-5CG01 4 X 1.5 C, CONNECTOR FULL THREAD SIZE 1 FOR SINAMICS S120 POWER MODULE MOTION-CONNECT 800PLUS TRAILING TYPE, UL/CSA DESINA DMAX = 9.5 MM, LENGTH (M) = 0 + 10 + 2 + 0 | 268 | TEM | 1 | MC | 2.205 | 1
6FX80025CG011BD0 | POWER CABLE PREASSEMBLED TYPE: 6FX8002-5CG01 4 X 1.5 C, CONNECTOR FULL THREAD SIZE 1 FOR SINAMICS S120 POWER MODULE MOTION-CONNECT 800PLUS TRAILING TYPE, UL/CSA DESINA DMAX = 9.5 MM, LENGTH (M) = 0 + 10 + 3 + 0 | 279 | TEM | 1 | MC | 2.36 | 1
6FX80025CG011BF0 | POWER CABLE PREASSEMBLED TYPE: 6FX8002-5CG01 4 X 1.5 C, CONNECTOR FULL THREAD SIZE 1 FOR SINAMICS S120 POWER MODULE MOTION-CONNECT 800PLUS TRAILING TYPE, UL/CSA DESINA DMAX = 9.5 MM, LENGTH (M) = 0 + 10 + 5 + 0 | 303 | TEM | 1 | MC | 2.67 | 1
6FX80025CG011BG0 | POWER CABLE PREASSEMBLED TYPE: 6FX8002-5CG01 4 X 1.5 C, CONNECTOR FULL THREAD SIZE 1 FOR SINAMICS S120 POWER MODULE MOTION-CONNECT 800PLUS TRAILING TYPE, UL/CSA DESINA DMAX = 9.5 MM, LENGTH (M) = 0 + 10 + 6 + 0 | 315 | TEM | 1 | MC | 2.825 | 1
6FX80025CG011BJ0 | POWER CABLE PREASSEMBLED TYPE: 6FX8002-5CG01 4 X 1.5 C, CONNECTOR FULL THREAD SIZE 1 FOR SINAMICS S120 POWER MODULE MOTION-CONNECT 800PLUS TRAILING TYPE, UL/CSA DESINA DMAX = 9.5 MM, LENGTH (M) = 0 + 10 + 8 + 0 | 339 | TEM | 1 | MC | 3.135 | 1
6FX80025CG011BK0 | POWER CABLE PREASSEMBLED TYPE: 6FX8002-5CG01 4 X 1.5 C, CONNECTOR FULL THREAD SIZE 1 FOR SINAMICS S120 POWER MODULE MOTION-CONNECT 800PLUS TRAILING TYPE, UL/CSA DESINA DMAX = 9.5 MM, LENGTH (M) = 0 + 10 + 9 + 0 | 351 | TEM | 1 | MC | 3.29 | 1
6FX80025CG011CA0 | POWER CABLE PREASSEMBLED TYPE: 6FX8002-5CG01 4 X 1.5 C, CONNECTOR FULL THREAD SIZE 1 FOR SINAMICS S120 POWER MODULE MOTION-CONNECT 800PLUS TRAILING TYPE, UL/CSA DESINA DMAX = 9.5 MM, LENGTH (M) = 0 + 20 + 0 + 0 | 362 | TEM | 1 | MC | 3.445 | 1
6FX80025CG011CE0 | POWER CABLE PREASSEMBLED TYPE: 6FX8002-5CG01 4 X 1.5 C, CONNECTOR FULL THREAD SIZE 1 FOR SINAMICS S120 POWER MODULE MOTION-CONNECT 800PLUS TRAILING TYPE, UL/CSA DESINA DMAX = 9.5 MM, LENGTH (M) = 0 + 20 + 4 + 0 | 409 | TEM | 1 | MC | 4.065 | 1
6FX80025CG011CF0 | POWER CABLE PREASSEMBLED TYPE: 6FX8002-5CG01 4 X 1.5 C, CONNECTOR FULL THREAD SIZE 1 FOR SINAMICS S120 POWER MODULE MOTION-CONNECT 800PLUS TRAILING TYPE, UL/CSA DESINA DMAX = 9.5 MM, LENGTH (M) = 0 + 20 + 5 + 0 | 421 | TEM | 1 | MC | 4.22 | 1
6FX80025CG011CG0 | POWER CABLE PREASSEMBLED TYPE: 6FX8002-5CG01 4 X 1.5 C, CONNECTOR FULL THREAD SIZE 1 FOR SINAMICS S120 POWER MODULE MOTION-CONNECT 800PLUS TRAILING TYPE, UL/CSA DESINA DMAX = 9.5 MM, LENGTH (M) = 0 + 20 + 6 + 0 | 433 | TEM | 1 | MC | 4.375 | 1
6FX80025CG011CK0 | POWER CABLE PREASSEMBLED TYPE: 6FX8002-5CG01 4 X 1.5 C, CONNECTOR FULL THREAD SIZE 1 FOR SINAMICS S120 POWER MODULE MOTION-CONNECT 800PLUS TRAILING TYPE, UL/CSA DESINA DMAX = 9.5 MM, LENGTH (M) = 0 + 20 + 9 + 0 | 469 | TEM | 1 | MC | 4.84 | 1
6FX80025CG011DA0 | POWER CABLE PREASSEMBLED TYPE: 6FX8002-5CG01 4 X 1.5 C, CONNECTOR FULL THREAD SIZE 1 FOR SINAMICS S120 POWER MODULE MOTION-CONNECT 800PLUS TRAILING TYPE, UL/CSA DESINA DMAX = 9.5 MM, LENGTH (M) = 0 + 30 + 0 + 0 | 481 | TEM | 1 | MC | 4.995 | 1
6FX80025CG011DF0 | POWER CABLE PREASSEMBLED TYPE: 6FX8002-5CG01 4 X 1.5 C, CONNECTOR FULL THREAD SIZE 1 FOR SINAMICS S120 POWER MODULE MOTION-CONNECT 800PLUS TRAILING TYPE, UL/CSA DESINA DMAX = 9.5 MM, LENGTH (M) = 0 + 30 + 5 + 0 | 541 | TEM | 1 | MC | 5.77 | 1
6FX80025CG011EA0 | POWER CABLE PREASSEMBLED TYPE: 6FX8002-5CG01 4 X 1.5 C, CONNECTOR FULL THREAD SIZE 1 FOR SINAMICS S120 POWER MODULE MOTION-CONNECT 800PLUS TRAILING TYPE, UL/CSA DESINA DMAX = 9.5 MM, LENGTH (M) = 0 + 40 + 0 + 0 | 599 | TEM | 1 | MC | 6.545 | 1
6FX80025CG011FA0 | POWER CABLE PREASSEMBLED TYPE: 6FX8002-5CG01 4 X 1.5 C, CONNECTOR FULL THREAD SIZE 1 FOR SINAMICS S120 POWER MODULE MOTION-CONNECT 800PLUS TRAILING TYPE, UL/CSA DESINA DMAX = 9.5 MM, LENGTH (M) = 0 + 50 + 0 + 0 | 719 | TEM | 1 | MC | 8.095 | 1
6FX80025CG011GA0 | POWER CABLE PREASSEMBLED TYPE: 6FX8002-5CG01 4 X 1.5 C, CONNECTOR FULL THREAD SIZE 1 FOR SINAMICS S120 POWER MODULE MOTION-CONNECT 800PLUS TRAILING TYPE, UL/CSA DESINA DMAX = 9.5 MM, LENGTH (M) = 0 + 60 + 0 + 0 | 838 | TEM | 1 | MC | 9.645 | 1
6FX80025CG101AC0 | POWER CABLE PREASSEMBLED 4 X 1.5 C, SPEED CONNECT GR. 1 FOR SINAMICS POWER MODULE MOTION-CONNECT 800PLUS TRAILING TYPE, UL/CSA, DESINA DMAX = 9.5 MM, LENGTH (M) = TYPE: 6FX8002-5CG10 LENGTH (M) = + 0 + 0 + 2 + 0 | 149 | TEM | 1 | MC | 0.655 | 1
6FX80025CG101AD0 | POWER CABLE PREASSEMBLED 4 X 1.5 C, SPEED CONNECT GR. 1 FOR SINAMICS POWER MODULE MOTION-CONNECT 800PLUS TRAILING TYPE, UL/CSA, DESINA DMAX = 9.5 MM, LENGTH (M) = TYPE: 6FX8002-5CG10 LENGTH (M) = + 0 + 0 + 3 + 0 | 160 | TEM | 1 | MC | 0.81 | 1
6FX80025CG101AF0 | POWER CABLE PREASSEMBLED 4 X 1.5 C, SPEED CONNECT GR. 1 FOR SINAMICS POWER MODULE MOTION-CONNECT 800PLUS TRAILING TYPE, UL/CSA, DESINA DMAX = 9.5 MM, LENGTH (M) = TYPE: 6FX8002-5CG10 LENGTH (M) = + 0 + 0 + 5 + 0 | 184 | TEM | 1 | MC | 1.12 | 1
6FX80025CG101AG0 | POWER CABLE PREASSEMBLED 4 X 1.5 C, SPEED CONNECT GR. 1 FOR SINAMICS POWER MODULE MOTION-CONNECT 800PLUS TRAILING TYPE, UL/CSA, DESINA DMAX = 9.5 MM, LENGTH (M) = TYPE: 6FX8002-5CG10 LENGTH (M) = + 0 + 0 + 6 + 0 | 196 | TEM | 1 | MC | 1.275 | 1
6FX80025CG101AH0 | POWER CABLE PREASSEMBLED 4 X 1.5 C, SPEED CONNECT GR. 1 FOR SINAMICS POWER MODULE MOTION-CONNECT 800PLUS TRAILING TYPE, UL/CSA, DESINA DMAX = 9.5 MM, LENGTH (M) = TYPE: 6FX8002-5CG10 LENGTH (M) = + 0 + 0 + 7 + 0 | 208 | TEM | 1 | MC | 1.43 | 1
6FX80025CG101AK0 | POWER CABLE PREASSEMBLED 4 X 1.5 C, SPEED CONNECT GR. 1 FOR SINAMICS POWER MODULE MOTION-CONNECT 800PLUS TRAILING TYPE, UL/CSA, DESINA DMAX = 9.5 MM, LENGTH (M) = TYPE: 6FX8002-5CG10 LENGTH (M) = + 0 + 0 + 9 + 0 | 232 | TEM | 1 | MC | 1.74 | 1
6FX80025CG101BA0 | POWER CABLE PREASSEMBLED 4 X 1.5 C, SPEED CONNECT GR. 1 FOR SINAMICS POWER MODULE MOTION-CONNECT 800PLUS TRAILING TYPE, UL/CSA, DESINA DMAX = 9.5 MM, LENGTH (M) = TYPE: 6FX8002-5CG10 LENGTH (M) = + 0 + 10 + 0 + 0 | 244 | TEM | 1 | MC | 1.895 | 1
6FX80025CG101BF0 | POWER CABLE PREASSEMBLED 4 X 1.5 C, SPEED CONNECT GR. 1 FOR SINAMICS POWER MODULE MOTION-CONNECT 800PLUS TRAILING TYPE, UL/CSA, DESINA DMAX = 9.5 MM, LENGTH (M) = TYPE: 6FX8002-5CG10 LENGTH (M) = + 0 + 10 + 5 + 0 | 303 | TEM | 1 | MC | 2.67 | 1
6FX80025CG101BG0 | POWER CABLE PREASSEMBLED 4 X 1.5 C, SPEED CONNECT GR. 1 FOR SINAMICS POWER MODULE MOTION-CONNECT 800PLUS TRAILING TYPE, UL/CSA, DESINA DMAX = 9.5 MM, LENGTH (M) = TYPE: 6FX8002-5CG10 LENGTH (M) = + 0 + 10 + 6 + 0 | 315 | TEM | 1 | MC | 2.825 | 1
6FX80025CG101CA0 | POWER CABLE PREASSEMBLED 4 X 1.5 C, SPEED CONNECT GR. 1 FOR SINAMICS POWER MODULE MOTION-CONNECT 800PLUS TRAILING TYPE, UL/CSA, DESINA DMAX = 9.5 MM, LENGTH (M) = TYPE: 6FX8002-5CG10 LENGTH (M) = + 0 + 20 + 0 + 0 | 363 | TEM | 1 | MC | 3.445 | 1
6FX80025CG101DA0 | POWER CABLE PREASSEMBLED 4 X 1.5 C, SPEED CONNECT GR. 1 FOR SINAMICS POWER MODULE MOTION-CONNECT 800PLUS TRAILING TYPE, UL/CSA, DESINA DMAX = 9.5 MM, LENGTH (M) = TYPE: 6FX8002-5CG10 LENGTH (M) = + 0 + 30 + 0 + 0 | 482 | TEM | 1 | MC | 4.995 | 1
6FX80025CG111AF0 | POWER CABLE, PREASSEMBLED TYPE: 6FX8002-5CG11 4X2.5 C CONNECTOR FULL THREAD SIZE 1 FOR SINAMICS S120 POWER MODULE AND MOTOR MODULE BOOKSIZE COMPACT MOTION-CONNECT 800PLUS TRAILING TYPE UL/CSA DESINA DMAX=11 MM LENGTH (M) = + 0 + 0 + 5 + 0 | 193 | TEM | 1 | MC | 1.134 | 1
6FX80025CG111BA0 | POWER CABLE, PREASSEMBLED TYPE: 6FX8002-5CG11 4X2.5 C CONNECTOR FULL THREAD SIZE 1 FOR SINAMICS S120 POWER MODULE AND MOTOR MODULE BOOKSIZE COMPACT MOTION-CONNECT 800PLUS TRAILING TYPE UL/CSA DESINA DMAX=11 MM LENGTH (M) = + 0 + 10 + 0 + 0 | 261 | TEM | 1 | MC | 2.134 | 1
6FX80025CG111BC0 | POWER CABLE, PREASSEMBLED TYPE: 6FX8002-5CG11 4X2.5 C CONNECTOR FULL THREAD SIZE 1 FOR SINAMICS S120 POWER MODULE AND MOTOR MODULE BOOKSIZE COMPACT MOTION-CONNECT 800PLUS TRAILING TYPE UL/CSA DESINA DMAX=11 MM LENGTH (M) = + 0 + 10 + 2 + 0 | 288 | TEM | 1 | MC | 2.534 | 1
6FX80025CG111CA0 | POWER CABLE, PREASSEMBLED TYPE: 6FX8002-5CG11 4X2.5 C CONNECTOR FULL THREAD SIZE 1 FOR SINAMICS S120 POWER MODULE AND MOTOR MODULE BOOKSIZE COMPACT MOTION-CONNECT 800PLUS TRAILING TYPE UL/CSA DESINA DMAX=11 MM LENGTH (M) = + 0 + 20 + 0 + 0 | 399 | TEM | 1 | MC | 4.134 | 1
6FX80025CG111CB0 | POWER CABLE, PREASSEMBLED TYPE: 6FX8002-5CG11 4X2.5 C CONNECTOR FULL THREAD SIZE 1 FOR SINAMICS S120 POWER MODULE AND MOTOR MODULE BOOKSIZE COMPACT MOTION-CONNECT 800PLUS TRAILING TYPE UL/CSA DESINA DMAX=11 MM LENGTH (M) = + 0 + 20 + 1 + 0 | 412 | TEM | 1 | MC | 4.334 | 1
6FX80025CG111CD0 | POWER CABLE, PREASSEMBLED TYPE: 6FX8002-5CG11 4X2.5 C CONNECTOR FULL THREAD SIZE 1 FOR SINAMICS S120 POWER MODULE AND MOTOR MODULE BOOKSIZE COMPACT MOTION-CONNECT 800PLUS TRAILING TYPE UL/CSA DESINA DMAX=11 MM LENGTH (M) = + 0 + 20 + 3 + 0 | 440 | TEM | 1 | MC | 4.734 | 1
6FX80025CG111CE0 | POWER CABLE, PREASSEMBLED TYPE: 6FX8002-5CG11 4X2.5 C CONNECTOR FULL THREAD SIZE 1 FOR SINAMICS S120 POWER MODULE AND MOTOR MODULE BOOKSIZE COMPACT MOTION-CONNECT 800PLUS TRAILING TYPE UL/CSA DESINA DMAX=11 MM LENGTH (M) = + 0 + 20 + 4 + 0 | 453 | TEM | 1 | MC | 4.934 | 1
6FX80025CG111CF0 | POWER CABLE, PREASSEMBLED TYPE: 6FX8002-5CG11 4X2.5 C CONNECTOR FULL THREAD SIZE 1 FOR SINAMICS S120 POWER MODULE AND MOTOR MODULE BOOKSIZE COMPACT MOTION-CONNECT 800PLUS TRAILING TYPE UL/CSA DESINA DMAX=11 MM LENGTH (M) = + 0 + 20 + 5 + 0 | 467 | TEM | 1 | MC | 5.134 | 1
6FX80025CG111CG0 | POWER CABLE, PREASSEMBLED TYPE: 6FX8002-5CG11 4X2.5 C CONNECTOR FULL THREAD SIZE 1 FOR SINAMICS S120 POWER MODULE AND MOTOR MODULE BOOKSIZE COMPACT MOTION-CONNECT 800PLUS TRAILING TYPE UL/CSA DESINA DMAX=11 MM LENGTH (M) = + 0 + 20 + 6 + 0 | 480 | TEM | 1 | MC | 5.334 | 1
6FX80025CG111DE0 | POWER CABLE, PREASSEMBLED TYPE: 6FX8002-5CG11 4X2.5 C CONNECTOR FULL THREAD SIZE 1 FOR SINAMICS S120 POWER MODULE AND MOTOR MODULE BOOKSIZE COMPACT MOTION-CONNECT 800PLUS TRAILING TYPE UL/CSA DESINA DMAX=11 MM LENGTH (M) = + 0 + 30 + 4 + 0 | 588 | TEM | 1 | MC | 6.934 | 1
6FX80025CG121AF0 | POWER CABLE PREASSEMBLED 4X2.5 C CONNECTOR SPEED-CONNECT SIZE 1 FOR SINAMICS S120 POWER MODULE AND MOTOR MOD. BOOKSIZE COMPACT MOTION-CONNECT 800PLUS TRAILING TYPE UL/CSA DESINA DMAX=11 MM LENGTH (M) = TYPE: 6FX8002-5CG12 LENGTH (M) = 0 + 0 + 5 + 0 | 193 | TEM | 1 | MC | 1.61 | 1
6FX80025CG121BA0 | POWER CABLE PREASSEMBLED 4X2.5 C CONNECTOR SPEED-CONNECT SIZE 1 FOR SINAMICS S120 POWER MODULE AND MOTOR MOD. BOOKSIZE COMPACT MOTION-CONNECT 800PLUS TRAILING TYPE UL/CSA DESINA DMAX=11 MM LENGTH (M) = TYPE: 6FX8002-5CG12 LENGTH (M) = 0 + 10 + 0 + 0 | 261 | TEM | 1 | MC | 2.76 | 1
6FX80025CG131AH0 | POWER CABLE, PREASSEMBLED TYPE: 6FX8002-5CG13 4X10 C, CONNECTOR SIZE 3 (SINAMICS AC DRIVE) TRAILING TYPE UL/CSA DESINA MOTION CONNECT 800 DMAX=19.4 MM, LENGTH (M)= 0 + 0 + 7 + 0 | 934 | TEM | 1 | MC | 5.342 | 1
6FX80025CG131BH0 | POWER CABLE, PREASSEMBLED TYPE: 6FX8002-5CG13 4X10 C, CONNECTOR SIZE 3 (SINAMICS AC DRIVE) TRAILING TYPE UL/CSA DESINA MOTION CONNECT 800 DMAX=19.4 MM, LENGTH (M)= 0 + 10 + 7 + 0 | 1246 | TEM | 1 | MC | 11.601 | 1
6FX80025CG211BA0 | POWER CABLE, PREASSEMBLED TYPE: 6FX8002-5CG21 4 X 1.5 C, CONNECTOR FULL THREAD SIZE 1.5 FOR SINAMICS S120 POWER MODULE MOTION-CONNECT 800PLUS TRAILING TYPE, UL/CSA DESINA DMAX = 9.5 MM, LENGTH (M) = + 0 + 10 + 0 + 0 | 316 | TEM | 1 | MC | 1.935 | 1
6FX80025CG211CD0 | POWER CABLE, PREASSEMBLED TYPE: 6FX8002-5CG21 4 X 1.5 C, CONNECTOR FULL THREAD SIZE 1.5 FOR SINAMICS S120 POWER MODULE MOTION-CONNECT 800PLUS TRAILING TYPE, UL/CSA DESINA DMAX = 9.5 MM, LENGTH (M) = + 0 + 20 + 3 + 0 | 470 | TEM | 1 | MC | 4.015 | 1
6FX80025CG211CF0 | POWER CABLE, PREASSEMBLED TYPE: 6FX8002-5CG21 4 X 1.5 C, CONNECTOR FULL THREAD SIZE 1.5 FOR SINAMICS S120 POWER MODULE MOTION-CONNECT 800PLUS TRAILING TYPE, UL/CSA DESINA DMAX = 9.5 MM, LENGTH (M) = + 0 + 20 + 5 + 0 | 494 | TEM | 1 | MC | 4.335 | 1
6FX80025CG211DD0 | POWER CABLE, PREASSEMBLED TYPE: 6FX8002-5CG21 4 X 1.5 C, CONNECTOR FULL THREAD SIZE 1.5 FOR SINAMICS S120 POWER MODULE MOTION-CONNECT 800PLUS TRAILING TYPE, UL/CSA DESINA DMAX = 9.5 MM, LENGTH (M) = + 0 + 30 + 3 + 0 | 590 | TEM | 1 | MC | 5.615 | 1
6FX80025CG221AG0 | POWER CABLE PREASSEMBLED 4X1.5 C, SPEED CONNECT GR.1.5 FOR SINAMICS S120 POWER MODULE MOTION-CONNECT 800PLUS TRAILING TYPE, UL/CSA, DESINA DMAX = 9.5 MM, LENGTH (M) = TYPE: 6FX8002-5CG22 LENGTH (M) = + 0 + 0 + 6 + 0 | 269 | TEM | 1 | MC | 1.295 | 1
6FX80025CG221BA0 | POWER CABLE PREASSEMBLED 4X1.5 C, SPEED CONNECT GR.1.5 FOR SINAMICS S120 POWER MODULE MOTION-CONNECT 800PLUS TRAILING TYPE, UL/CSA, DESINA DMAX = 9.5 MM, LENGTH (M) = TYPE: 6FX8002-5CG22 LENGTH (M) = + 0 + 10 + 0 + 0 | 317 | TEM | 1 | MC | 1.935 | 1
6FX80025CG231DA0 | POWER CABLE, PREASSEMBLED TYPE: 6FX8002-5CG23 4X16 C CONNECTOR FULL THREAD SIZE 3 FOR SINAMICS S120 POWER MODULE AND MOTOR MODULE BOOKSIZE COMPACT, MOTION-CONNECT 800PLUS TRAILING TYPE UL/CSA DESINA ENCLOSURE: 4XCABLE LUGS M8, 1XCABLE LUGS M6, DMAX=22.3 MM LENGTH (M)= 0 + 30 + 0 + 0 | 1861 | TEM | 1 | MC | 29.16 | 1
6FX80025CG311AC0 | POWER CABLE, PREASSEMBLED TYPE: 6FX8002-5CG31 4X2.5 C CONNECTOR FULL THREAD SIZE 1.5 FOR SINAMICS S120 POWER MODULE AND MOTOR MODULE BOOKSIZE COMPACT MOTION-CONNECT 800PLUS TRAILING TYPE UL/CSA DESINA DMAX=11 MM LENGTH (M) = + 0 + 0 + 2 + 0 | 225 | TEM | 1 | MC | 0.727 | 1
6FX80025CG311AF0 | POWER CABLE, PREASSEMBLED TYPE: 6FX8002-5CG31 4X2.5 C CONNECTOR FULL THREAD SIZE 1.5 FOR SINAMICS S120 POWER MODULE AND MOTOR MODULE BOOKSIZE COMPACT MOTION-CONNECT 800PLUS TRAILING TYPE UL/CSA DESINA DMAX=11 MM LENGTH (M) = + 0 + 0 + 5 + 0 | 266 | TEM | 1 | MC | 1.327 | 1
6FX80025CG311AG0 | POWER CABLE, PREASSEMBLED TYPE: 6FX8002-5CG31 4X2.5 C CONNECTOR FULL THREAD SIZE 1.5 FOR SINAMICS S120 POWER MODULE AND MOTOR MODULE BOOKSIZE COMPACT MOTION-CONNECT 800PLUS TRAILING TYPE UL/CSA DESINA DMAX=11 MM LENGTH (M) = + 0 + 0 + 6 + 0 | 280 | TEM | 1 | MC | 1.527 | 1
6FX80025CG311AH0 | POWER CABLE, PREASSEMBLED TYPE: 6FX8002-5CG31 4X2.5 C CONNECTOR FULL THREAD SIZE 1.5 FOR SINAMICS S120 POWER MODULE AND MOTOR MODULE BOOKSIZE COMPACT MOTION-CONNECT 800PLUS TRAILING TYPE UL/CSA DESINA DMAX=11 MM LENGTH (M) = + 0 + 0 + 7 + 0 | 293 | TEM | 1 | MC | 1.727 | 1
6FX80025CG311BA0 | POWER CABLE, PREASSEMBLED TYPE: 6FX8002-5CG31 4X2.5 C CONNECTOR FULL THREAD SIZE 1.5 FOR SINAMICS S120 POWER MODULE AND MOTOR MODULE BOOKSIZE COMPACT MOTION-CONNECT 800PLUS TRAILING TYPE UL/CSA DESINA DMAX=11 MM LENGTH (M) = + 0 + 10 + 0 + 0 | 334 | TEM | 1 | MC | 2.327 | 1
6FX80025CG311BB0 | POWER CABLE, PREASSEMBLED TYPE: 6FX8002-5CG31 4X2.5 C CONNECTOR FULL THREAD SIZE 1.5 FOR SINAMICS S120 POWER MODULE AND MOTOR MODULE BOOKSIZE COMPACT MOTION-CONNECT 800PLUS TRAILING TYPE UL/CSA DESINA DMAX=11 MM LENGTH (M) = + 0 + 10 + 1 + 0 | 348 | TEM | 1 | MC | 2.527 | 1
6FX80025CG311BE0 | POWER CABLE, PREASSEMBLED TYPE: 6FX8002-5CG31 4X2.5 C CONNECTOR FULL THREAD SIZE 1.5 FOR SINAMICS S120 POWER MODULE AND MOTOR MODULE BOOKSIZE COMPACT MOTION-CONNECT 800PLUS TRAILING TYPE UL/CSA DESINA DMAX=11 MM LENGTH (M) = + 0 + 10 + 4 + 0 | 388 | TEM | 1 | MC | 3.127 | 1
6FX80025CG311CC0 | POWER CABLE, PREASSEMBLED TYPE: 6FX8002-5CG31 4X2.5 C CONNECTOR FULL THREAD SIZE 1.5 FOR SINAMICS S120 POWER MODULE AND MOTOR MODULE BOOKSIZE COMPACT MOTION-CONNECT 800PLUS TRAILING TYPE UL/CSA DESINA DMAX=11 MM LENGTH (M) = + 0 + 20 + 2 + 0 | 499 | TEM | 1 | MC | 4.727 | 1
6FX80025CG311CF0 | POWER CABLE, PREASSEMBLED TYPE: 6FX8002-5CG31 4X2.5 C CONNECTOR FULL THREAD SIZE 1.5 FOR SINAMICS S120 POWER MODULE AND MOTOR MODULE BOOKSIZE COMPACT MOTION-CONNECT 800PLUS TRAILING TYPE UL/CSA DESINA DMAX=11 MM LENGTH (M) = + 0 + 20 + 5 + 0 | 540 | TEM | 1 | MC | 5.327 | 1
6FX80025CG311DA0 | POWER CABLE, PREASSEMBLED TYPE: 6FX8002-5CG31 4X2.5 C CONNECTOR FULL THREAD SIZE 1.5 FOR SINAMICS S120 POWER MODULE AND MOTOR MODULE BOOKSIZE COMPACT MOTION-CONNECT 800PLUS TRAILING TYPE UL/CSA DESINA DMAX=11 MM LENGTH (M) = + 0 + 30 + 0 + 0 | 606 | TEM | 1 | MC | 6.327 | 1
6FX80025CG311DB0 | POWER CABLE, PREASSEMBLED TYPE: 6FX8002-5CG31 4X2.5 C CONNECTOR FULL THREAD SIZE 1.5 FOR SINAMICS S120 POWER MODULE AND MOTOR MODULE BOOKSIZE COMPACT MOTION-CONNECT 800PLUS TRAILING TYPE UL/CSA DESINA DMAX=11 MM LENGTH (M) = + 0 + 30 + 1 + 0 | 620 | TEM | 1 | MC | 6.527 | 1
6FX80025CG321AH0 | POWER CABLE PREASSEMBLED 4X2.5 C, CONNECTOR SPEED-CONNECT SIZE 1.5 FOR SINAMICS S120 POWER MODULE AND MOTOR MOD. BOOKSIZE COMPACT MOTION-CONNECT 800PLUS TRAILING TYPE UL/CSA DESINA DMAX=11 MM LENGTH (M) = TYPE: 6FX8002-5CG32 LENGTH (M) = + 0 + 0 + 7 + 0 | 293 | TEM | 1 | MC | 1.727 | 1
6FX80025CG321BA0 | POWER CABLE PREASSEMBLED 4X2.5 C, CONNECTOR SPEED-CONNECT SIZE 1.5 FOR SINAMICS S120 POWER MODULE AND MOTOR MOD. BOOKSIZE COMPACT MOTION-CONNECT 800PLUS TRAILING TYPE UL/CSA DESINA DMAX=11 MM LENGTH (M) = TYPE: 6FX8002-5CG32 LENGTH (M) = + 0 + 10 + 0 + 0 | 334 | TEM | 1 | MC | 2.327 | 1
6FX80025CG321DG0 | POWER CABLE PREASSEMBLED 4X2.5 C, CONNECTOR SPEED-CONNECT SIZE 1.5 FOR SINAMICS S120 POWER MODULE AND MOTOR MOD. BOOKSIZE COMPACT MOTION-CONNECT 800PLUS TRAILING TYPE UL/CSA DESINA DMAX=11 MM LENGTH (M) = TYPE: 6FX8002-5CG32 LENGTH (M) = + 0 + 30 + 6 + 0 | 687 | TEM | 1 | MC | 7.527 | 1
6FX80025CG411AD0 | POWER CABLE, PREASSEMBLED TYPE: 6FX8002-5CG41 4X4 C CONNECTOR FULL THREAD SIZE 1.5 FOR SINAMICS S120 POWER MODULE AND MOTOR MODULE BOOKSIZE COMPACT MOTION-CONNECT 800PLUS TRAILING TYPE UL/CSA DESINA DMAX=12,3 MM LENGTH (M) = + 0 + 0 + 3 + 0 | 255 | TEM | 1 | MC | 1.137 | 1
6FX80025CG411BA0 | POWER CABLE, PREASSEMBLED TYPE: 6FX8002-5CG41 4X4 C CONNECTOR FULL THREAD SIZE 1.5 FOR SINAMICS S120 POWER MODULE AND MOTOR MODULE BOOKSIZE COMPACT MOTION-CONNECT 800PLUS TRAILING TYPE UL/CSA DESINA DMAX=12,3 MM LENGTH (M) = + 0 + 10 + 0 + 0 | 378 | TEM | 1 | MC | 3.027 | 1
6FX80025CG411BB0 | POWER CABLE, PREASSEMBLED TYPE: 6FX8002-5CG41 4X4 C CONNECTOR FULL THREAD SIZE 1.5 FOR SINAMICS S120 POWER MODULE AND MOTOR MODULE BOOKSIZE COMPACT MOTION-CONNECT 800PLUS TRAILING TYPE UL/CSA DESINA DMAX=12,3 MM LENGTH (M) = + 0 + 10 + 1 + 0 | 395 | TEM | 1 | MC | 3.297 | 1
6FX80025CG411DA0 | POWER CABLE, PREASSEMBLED TYPE: 6FX8002-5CG41 4X4 C CONNECTOR FULL THREAD SIZE 1.5 FOR SINAMICS S120 POWER MODULE AND MOTOR MODULE BOOKSIZE COMPACT MOTION-CONNECT 800PLUS TRAILING TYPE UL/CSA DESINA DMAX=12,3 MM LENGTH (M) = + 0 + 30 + 0 + 0 | 728 | TEM | 1 | MC | 8.427 | 1
6FX80025CG421AD0 | POWER CABLE PREASSEMBLED 4X4 C; CONNECTOR SPEED-CONNECT SIZE 1.5 FOR SINAMICS S120 POWER MODULE AND MOTOR MOD. BOOKSIZE COMPACT MOTION-CONNECT 800PLUS TRAILING TYPE UL/CSA DESINA DMAX=12,3 MM LENGTH (M) = TYPE: 6FX8002-5CG42 LENGTH (M) = + 0 + 0 + 3 + 0 | 255 | TEM | 1 | MC | 1.137 | 1
6FX80025CG421BA0 | POWER CABLE PREASSEMBLED 4X4 C; CONNECTOR SPEED-CONNECT SIZE 1.5 FOR SINAMICS S120 POWER MODULE AND MOTOR MOD. BOOKSIZE COMPACT MOTION-CONNECT 800PLUS TRAILING TYPE UL/CSA DESINA DMAX=12,3 MM LENGTH (M) = TYPE: 6FX8002-5CG42 LENGTH (M) = + 0 + 10 + 0 + 0 | 378 | TEM | 1 | MC | 3.027 | 1
6FX80025CG511AD0 | POWER CABLE, PREASSEMBLED TYPE: 6FX8002-5CG51 4X6 C CONNECTOR FULL THREAD SIZE 1.5 FOR SINAMICS S120 POWER MODULE AND MOTOR MODULE BOOKSIZE COMPACT MOTION-CONNECT 800PLUS TRAILING TYPE UL/CSA DESINA DMAX=14.9 MM LENGTH (M) = + 0 + 0 + 3 + 0 | 273 | TEM | 1 | MC | 1.56 | 1
6FX80025CG511AG0 | POWER CABLE, PREASSEMBLED TYPE: 6FX8002-5CG51 4X6 C CONNECTOR FULL THREAD SIZE 1.5 FOR SINAMICS S120 POWER MODULE AND MOTOR MODULE BOOKSIZE COMPACT MOTION-CONNECT 800PLUS TRAILING TYPE UL/CSA DESINA DMAX=14.9 MM LENGTH (M) = + 0 + 0 + 6 + 0 | 338 | TEM | 1 | MC | 2.76 | 1
6FX80025CG511BA0 | POWER CABLE, PREASSEMBLED TYPE: 6FX8002-5CG51 4X6 C CONNECTOR FULL THREAD SIZE 1.5 FOR SINAMICS S120 POWER MODULE AND MOTOR MODULE BOOKSIZE COMPACT MOTION-CONNECT 800PLUS TRAILING TYPE UL/CSA DESINA DMAX=14.9 MM LENGTH (M) = + 0 + 10 + 0 + 0 | 425 | TEM | 1 | MC | 4.36 | 1
6FX80025CG511BC0 | POWER CABLE, PREASSEMBLED TYPE: 6FX8002-5CG51 4X6 C CONNECTOR FULL THREAD SIZE 1.5 FOR SINAMICS S120 POWER MODULE AND MOTOR MODULE BOOKSIZE COMPACT MOTION-CONNECT 800PLUS TRAILING TYPE UL/CSA DESINA DMAX=14.9 MM LENGTH (M) = + 0 + 10 + 2 + 0 | 469 | TEM | 1 | MC | 5.16 | 1
6FX80025CG511BE0 | POWER CABLE, PREASSEMBLED TYPE: 6FX8002-5CG51 4X6 C CONNECTOR FULL THREAD SIZE 1.5 FOR SINAMICS S120 POWER MODULE AND MOTOR MODULE BOOKSIZE COMPACT MOTION-CONNECT 800PLUS TRAILING TYPE UL/CSA DESINA DMAX=14.9 MM LENGTH (M) = + 0 + 10 + 4 + 0 | 512 | TEM | 1 | MC | 5.96 | 1
6FX80025CG511BF0 | POWER CABLE, PREASSEMBLED TYPE: 6FX8002-5CG51 4X6 C CONNECTOR FULL THREAD SIZE 1.5 FOR SINAMICS S120 POWER MODULE AND MOTOR MODULE BOOKSIZE COMPACT MOTION-CONNECT 800PLUS TRAILING TYPE UL/CSA DESINA DMAX=14.9 MM LENGTH (M) = + 0 + 10 + 5 + 0 | 534 | TEM | 1 | MC | 6.36 | 1
6FX80025CG511BG0 | POWER CABLE, PREASSEMBLED TYPE: 6FX8002-5CG51 4X6 C CONNECTOR FULL THREAD SIZE 1.5 FOR SINAMICS S120 POWER MODULE AND MOTOR MODULE BOOKSIZE COMPACT MOTION-CONNECT 800PLUS TRAILING TYPE UL/CSA DESINA DMAX=14.9 MM LENGTH (M) = + 0 + 10 + 6 + 0 | 556 | TEM | 1 | MC | 6.76 | 1
6FX80025CG511BJ0 | POWER CABLE, PREASSEMBLED TYPE: 6FX8002-5CG51 4X6 C CONNECTOR FULL THREAD SIZE 1.5 FOR SINAMICS S120 POWER MODULE AND MOTOR MODULE BOOKSIZE COMPACT MOTION-CONNECT 800PLUS TRAILING TYPE UL/CSA DESINA DMAX=14.9 MM LENGTH (M) = + 0 + 10 + 8 + 0 | 599 | TEM | 1 | MC | 7.56 | 1
6FX80025CG511CA0 | POWER CABLE, PREASSEMBLED TYPE: 6FX8002-5CG51 4X6 C CONNECTOR FULL THREAD SIZE 1.5 FOR SINAMICS S120 POWER MODULE AND MOTOR MODULE BOOKSIZE COMPACT MOTION-CONNECT 800PLUS TRAILING TYPE UL/CSA DESINA DMAX=14.9 MM LENGTH (M) = + 0 + 20 + 0 + 0 | 643 | TEM | 1 | MC | 8.36 | 1
6FX80025CG521BA0 | POWER CABLE PREASSEMBLED 4X6 C; CONNECTOR SPEED-CONNECT SIZE 1.5 FOR SINAMICS S120 POWER MODULE AND MOTOR MOD. BOOKSIZE COMPACT MOTION-CONNECT 800PLUS TRAILING TYPE UL/CSA DESINA DMAX=14.9 MM LENGTH (M) = TYPE: 6FX8002-5CG52 LENGTH (M) = + 0 + 10 + 0 + 0 | 425 | TEM | 1 | MC | 4.36 | 1
6FX80025CG621BA0 | POWER CABLE PREASSEMBLED 4X10 C SPEED CONNECT CONNECTOR GR.1.5 (SINAMICS AC DRIVE) TRAILING TYPE, UL/CSA, DESINA MOTION CONNECT 800 DMAX = 19.4 MM TYPE: 6FX8002-5CG62 LENGTH (M) = + 0 + 10 + 0 + 0 | 539 | TEM | 1 | MC | 6.611 | 1
6FX80025CN011AB0 | POWER CABLE PREASSEMBLED 4X1,5 C, SPEED-CONNECT GR. 1 FOR SINAMICS S120 MOTOR MODULE MOTION-CONNECT 800PLUS TRAILING TYPE, UL/CSA, DESINA DMAX=9.5 MM, TYPE: 6FX8002-5CN01 LENGTH (M) = + 0 + 0 + 1 + 0 | 261 | TEM | 1 | MC | 0.412 | 1
6FX80025CN011AC0 | POWER CABLE PREASSEMBLED 4X1,5 C, SPEED-CONNECT GR. 1 FOR SINAMICS S120 MOTOR MODULE MOTION-CONNECT 800PLUS TRAILING TYPE, UL/CSA, DESINA DMAX=9.5 MM, TYPE: 6FX8002-5CN01 LENGTH (M) = + 0 + 0 + 2 + 0 | 273 | TEM | 1 | MC | 0.567 | 1
6FX80025CN011AD0 | POWER CABLE PREASSEMBLED 4X1,5 C, SPEED-CONNECT GR. 1 FOR SINAMICS S120 MOTOR MODULE MOTION-CONNECT 800PLUS TRAILING TYPE, UL/CSA, DESINA DMAX=9.5 MM, TYPE: 6FX8002-5CN01 LENGTH (M) = + 0 + 0 + 3 + 0 | 286 | TEM | 1 | MC | 0.722 | 1
6FX80025CN011AD5 | POWER CABLE PREASSEMBLED 4X1,5 C, SPEED-CONNECT GR. 1 FOR SINAMICS S120 MOTOR MODULE MOTION-CONNECT 800PLUS TRAILING TYPE, UL/CSA, DESINA DMAX=9.5 MM, TYPE: 6FX8002-5CN01 LENGTH (M) = + 0 + 0 + 3 + 0,5 | 298 | TEM | 1 | MC | 0.8 | 1
6FX80025CN011AE0 | POWER CABLE PREASSEMBLED 4X1,5 C, SPEED-CONNECT GR. 1 FOR SINAMICS S120 MOTOR MODULE MOTION-CONNECT 800PLUS TRAILING TYPE, UL/CSA, DESINA DMAX=9.5 MM, TYPE: 6FX8002-5CN01 LENGTH (M) = + 0 + 0 + 4 + 0 | 298 | TEM | 1 | MC | 0.877 | 1
6FX80025CN011AE6 | POWER CABLE PREASSEMBLED 4X1,5 C, SPEED-CONNECT GR. 1 FOR SINAMICS S120 MOTOR MODULE MOTION-CONNECT 800PLUS TRAILING TYPE, UL/CSA, DESINA DMAX=9.5 MM, TYPE: 6FX8002-5CN01 LENGTH (M) = + 0 + 0 + 4 + 0,6 | 310 | TEM | 1 | MC | 0.97 | 1
6FX80025CN011AF0 | POWER CABLE PREASSEMBLED 4X1,5 C, SPEED-CONNECT GR. 1 FOR SINAMICS S120 MOTOR MODULE MOTION-CONNECT 800PLUS TRAILING TYPE, UL/CSA, DESINA DMAX=9.5 MM, TYPE: 6FX8002-5CN01 LENGTH (M) = + 0 + 0 + 5 + 0 | 310 | TEM | 1 | MC | 1.032 | 1
6FX80025CN011AF5 | POWER CABLE PREASSEMBLED 4X1,5 C, SPEED-CONNECT GR. 1 FOR SINAMICS S120 MOTOR MODULE MOTION-CONNECT 800PLUS TRAILING TYPE, UL/CSA, DESINA DMAX=9.5 MM, TYPE: 6FX8002-5CN01 LENGTH (M) = + 0 + 0 + 5 + 0,5 | 323 | TEM | 1 | MC | 1.11 | 1
6FX80025CN011AG0 | POWER CABLE PREASSEMBLED 4X1,5 C, SPEED-CONNECT GR. 1 FOR SINAMICS S120 MOTOR MODULE MOTION-CONNECT 800PLUS TRAILING TYPE, UL/CSA, DESINA DMAX=9.5 MM, TYPE: 6FX8002-5CN01 LENGTH (M) = + 0 + 0 + 6 + 0 | 323 | TEM | 1 | MC | 1.187 | 1
6FX80025CN011AG5 | POWER CABLE PREASSEMBLED 4X1,5 C, SPEED-CONNECT GR. 1 FOR SINAMICS S120 MOTOR MODULE MOTION-CONNECT 800PLUS TRAILING TYPE, UL/CSA, DESINA DMAX=9.5 MM, TYPE: 6FX8002-5CN01 LENGTH (M) = + 0 + 0 + 6 + 0,5 | 335 | TEM | 1 | MC | 1.265 | 1
6FX80025CN011AH0 | POWER CABLE PREASSEMBLED 4X1,5 C, SPEED-CONNECT GR. 1 FOR SINAMICS S120 MOTOR MODULE MOTION-CONNECT 800PLUS TRAILING TYPE, UL/CSA, DESINA DMAX=9.5 MM, TYPE: 6FX8002-5CN01 LENGTH (M) = + 0 + 0 + 7 + 0 | 335 | TEM | 1 | MC | 1.342 | 1
6FX80025CN011AJ0 | POWER CABLE PREASSEMBLED 4X1,5 C, SPEED-CONNECT GR. 1 FOR SINAMICS S120 MOTOR MODULE MOTION-CONNECT 800PLUS TRAILING TYPE, UL/CSA, DESINA DMAX=9.5 MM, TYPE: 6FX8002-5CN01 LENGTH (M) = + 0 + 0 + 8 + 0 | 348 | TEM | 1 | MC | 1.497 | 1
6FX80025CN011AJ3 | POWER CABLE PREASSEMBLED 4X1,5 C, SPEED-CONNECT GR. 1 FOR SINAMICS S120 MOTOR MODULE MOTION-CONNECT 800PLUS TRAILING TYPE, UL/CSA, DESINA DMAX=9.5 MM, TYPE: 6FX8002-5CN01 LENGTH (M) = + 0 + 0 + 8 + 0,3 | 360 | TEM | 1 | MC | 1.543 | 1
6FX80025CN011AK0 | POWER CABLE PREASSEMBLED 4X1,5 C, SPEED-CONNECT GR. 1 FOR SINAMICS S120 MOTOR MODULE MOTION-CONNECT 800PLUS TRAILING TYPE, UL/CSA, DESINA DMAX=9.5 MM, TYPE: 6FX8002-5CN01 LENGTH (M) = + 0 + 0 + 9 + 0 | 360 | TEM | 1 | MC | 1.652 | 1
6FX80025CN011BA0 | POWER CABLE PREASSEMBLED 4X1,5 C, SPEED-CONNECT GR. 1 FOR SINAMICS S120 MOTOR MODULE MOTION-CONNECT 800PLUS TRAILING TYPE, UL/CSA, DESINA DMAX=9.5 MM, TYPE: 6FX8002-5CN01 LENGTH (M) = + 0 + 10 + 0 + 0 | 373 | TEM | 1 | MC | 1.807 | 1
6FX80025CN011BB0 | POWER CABLE PREASSEMBLED 4X1,5 C, SPEED-CONNECT GR. 1 FOR SINAMICS S120 MOTOR MODULE MOTION-CONNECT 800PLUS TRAILING TYPE, UL/CSA, DESINA DMAX=9.5 MM, TYPE: 6FX8002-5CN01 LENGTH (M) = + 0 + 10 + 1 + 0 | 385 | TEM | 1 | MC | 1.962 | 1
6FX80025CN011BB3 | POWER CABLE PREASSEMBLED 4X1,5 C, SPEED-CONNECT GR. 1 FOR SINAMICS S120 MOTOR MODULE MOTION-CONNECT 800PLUS TRAILING TYPE, UL/CSA, DESINA DMAX=9.5 MM, TYPE: 6FX8002-5CN01 LENGTH (M) = + 0 + 10 + 1 + 0,3 | 397 | TEM | 1 | MC | 2.008 | 1
6FX80025CN011BB5 | POWER CABLE PREASSEMBLED 4X1,5 C, SPEED-CONNECT GR. 1 FOR SINAMICS S120 MOTOR MODULE MOTION-CONNECT 800PLUS TRAILING TYPE, UL/CSA, DESINA DMAX=9.5 MM, TYPE: 6FX8002-5CN01 LENGTH (M) = + 0 + 10 + 1 + 0,5 | 397 | TEM | 1 | MC | 2.04 | 1
6FX80025CN011BC0 | POWER CABLE PREASSEMBLED 4X1,5 C, SPEED-CONNECT GR. 1 FOR SINAMICS S120 MOTOR MODULE MOTION-CONNECT 800PLUS TRAILING TYPE, UL/CSA, DESINA DMAX=9.5 MM, TYPE: 6FX8002-5CN01 LENGTH (M) = + 0 + 10 + 2 + 0 | 397 | TEM | 1 | MC | 2.117 | 1
6FX80025CN011BC5 | POWER CABLE PREASSEMBLED 4X1,5 C, SPEED-CONNECT GR. 1 FOR SINAMICS S120 MOTOR MODULE MOTION-CONNECT 800PLUS TRAILING TYPE, UL/CSA, DESINA DMAX=9.5 MM, TYPE: 6FX8002-5CN01 LENGTH (M) = + 0 + 10 + 2 + 0,5 | 410 | TEM | 1 | MC | 2.195 | 1
6FX80025CN011BC8 | POWER CABLE PREASSEMBLED 4X1,5 C, SPEED-CONNECT GR. 1 FOR SINAMICS S120 MOTOR MODULE MOTION-CONNECT 800PLUS TRAILING TYPE, UL/CSA, DESINA DMAX=9.5 MM, TYPE: 6FX8002-5CN01 LENGTH (M) = + 0 + 10 + 2 + 0,8 | 410 | TEM | 1 | MC | 2.241 | 1
6FX80025CN011BD0 | POWER CABLE PREASSEMBLED 4X1,5 C, SPEED-CONNECT GR. 1 FOR SINAMICS S120 MOTOR MODULE MOTION-CONNECT 800PLUS TRAILING TYPE, UL/CSA, DESINA DMAX=9.5 MM, TYPE: 6FX8002-5CN01 LENGTH (M) = + 0 + 10 + 3 + 0 | 410 | TEM | 1 | MC | 2.272 | 1
6FX80025CN011BE0 | POWER CABLE PREASSEMBLED 4X1,5 C, SPEED-CONNECT GR. 1 FOR SINAMICS S120 MOTOR MODULE MOTION-CONNECT 800PLUS TRAILING TYPE, UL/CSA, DESINA DMAX=9.5 MM, TYPE: 6FX8002-5CN01 LENGTH (M) = + 0 + 10 + 4 + 0 | 422 | TEM | 1 | MC | 2.427 | 1
6FX80025CN011BE5 | POWER CABLE PREASSEMBLED 4X1,5 C, SPEED-CONNECT GR. 1 FOR SINAMICS S120 MOTOR MODULE MOTION-CONNECT 800PLUS TRAILING TYPE, UL/CSA, DESINA DMAX=9.5 MM, TYPE: 6FX8002-5CN01 LENGTH (M) = + 0 + 10 + 4 + 0,5 | 435 | TEM | 1 | MC | 2.505 | 1
6FX80025CN011BE6 | POWER CABLE PREASSEMBLED 4X1,5 C, SPEED-CONNECT GR. 1 FOR SINAMICS S120 MOTOR MODULE MOTION-CONNECT 800PLUS TRAILING TYPE, UL/CSA, DESINA DMAX=9.5 MM, TYPE: 6FX8002-5CN01 LENGTH (M) = + 0 + 10 + 4 + 0,6 | 435 | TEM | 1 | MC | 2.52 | 1
6FX80025CN011BF0 | POWER CABLE PREASSEMBLED 4X1,5 C, SPEED-CONNECT GR. 1 FOR SINAMICS S120 MOTOR MODULE MOTION-CONNECT 800PLUS TRAILING TYPE, UL/CSA, DESINA DMAX=9.5 MM, TYPE: 6FX8002-5CN01 LENGTH (M) = + 0 + 10 + 5 + 0 | 435 | TEM | 1 | MC | 2.582 | 1
6FX80025CN011BF5 | POWER CABLE PREASSEMBLED 4X1,5 C, SPEED-CONNECT GR. 1 FOR SINAMICS S120 MOTOR MODULE MOTION-CONNECT 800PLUS TRAILING TYPE, UL/CSA, DESINA DMAX=9.5 MM, TYPE: 6FX8002-5CN01 LENGTH (M) = + 0 + 10 + 5 + 0,5 | 447 | TEM | 1 | MC | 2.66 | 1
6FX80025CN011BG0 | POWER CABLE PREASSEMBLED 4X1,5 C, SPEED-CONNECT GR. 1 FOR SINAMICS S120 MOTOR MODULE MOTION-CONNECT 800PLUS TRAILING TYPE, UL/CSA, DESINA DMAX=9.5 MM, TYPE: 6FX8002-5CN01 LENGTH (M) = + 0 + 10 + 6 + 0 | 447 | TEM | 1 | MC | 2.737 | 1
6FX80025CN011BG5 | POWER CABLE PREASSEMBLED 4X1,5 C, SPEED-CONNECT GR. 1 FOR SINAMICS S120 MOTOR MODULE MOTION-CONNECT 800PLUS TRAILING TYPE, UL/CSA, DESINA DMAX=9.5 MM, TYPE: 6FX8002-5CN01 LENGTH (M) = + 0 + 10 + 6 + 0,5 | 460 | TEM | 1 | MC | 2.815 | 1
6FX80025CN011BG8 | POWER CABLE PREASSEMBLED 4X1,5 C, SPEED-CONNECT GR. 1 FOR SINAMICS S120 MOTOR MODULE MOTION-CONNECT 800PLUS TRAILING TYPE, UL/CSA, DESINA DMAX=9.5 MM, TYPE: 6FX8002-5CN01 LENGTH (M) = + 0 + 10 + 6 + 0,8 | 460 | TEM | 1 | MC | 2.861 | 1
6FX80025CN011BH0 | POWER CABLE PREASSEMBLED 4X1,5 C, SPEED-CONNECT GR. 1 FOR SINAMICS S120 MOTOR MODULE MOTION-CONNECT 800PLUS TRAILING TYPE, UL/CSA, DESINA DMAX=9.5 MM, TYPE: 6FX8002-5CN01 LENGTH (M) = + 0 + 10 + 7 + 0 | 460 | TEM | 1 | MC | 2.892 | 1
6FX80025CN011BH5 | POWER CABLE PREASSEMBLED 4X1,5 C, SPEED-CONNECT GR. 1 FOR SINAMICS S120 MOTOR MODULE MOTION-CONNECT 800PLUS TRAILING TYPE, UL/CSA, DESINA DMAX=9.5 MM, TYPE: 6FX8002-5CN01 LENGTH (M) = + 0 + 10 + 7 + 0,5 | 472 | TEM | 1 | MC | 2.97 | 1
6FX80025CN011BJ0 | POWER CABLE PREASSEMBLED 4X1,5 C, SPEED-CONNECT GR. 1 FOR SINAMICS S120 MOTOR MODULE MOTION-CONNECT 800PLUS TRAILING TYPE, UL/CSA, DESINA DMAX=9.5 MM, TYPE: 6FX8002-5CN01 LENGTH (M) = + 0 + 10 + 8 + 0 | 472 | TEM | 1 | MC | 3.047 | 1
6FX80025CN011BJ3 | POWER CABLE PREASSEMBLED 4X1,5 C, SPEED-CONNECT GR. 1 FOR SINAMICS S120 MOTOR MODULE MOTION-CONNECT 800PLUS TRAILING TYPE, UL/CSA, DESINA DMAX=9.5 MM, TYPE: 6FX8002-5CN01 LENGTH (M) = + 0 + 10 + 8 + 0,3 | 484 | TEM | 1 | MC | 3.093 | 1
6FX80025CN011BJ5 | POWER CABLE PREASSEMBLED 4X1,5 C, SPEED-CONNECT GR. 1 FOR SINAMICS S120 MOTOR MODULE MOTION-CONNECT 800PLUS TRAILING TYPE, UL/CSA, DESINA DMAX=9.5 MM, TYPE: 6FX8002-5CN01 LENGTH (M) = + 0 + 10 + 8 + 0,5 | 484 | TEM | 1 | MC | 3.125 | 1
6FX80025CN011BK0 | POWER CABLE PREASSEMBLED 4X1,5 C, SPEED-CONNECT GR. 1 FOR SINAMICS S120 MOTOR MODULE MOTION-CONNECT 800PLUS TRAILING TYPE, UL/CSA, DESINA DMAX=9.5 MM, TYPE: 6FX8002-5CN01 LENGTH (M) = + 0 + 10 + 9 + 0 | 484 | TEM | 1 | MC | 3.202 | 1
6FX80025CN011BK5 | POWER CABLE PREASSEMBLED 4X1,5 C, SPEED-CONNECT GR. 1 FOR SINAMICS S120 MOTOR MODULE MOTION-CONNECT 800PLUS TRAILING TYPE, UL/CSA, DESINA DMAX=9.5 MM, TYPE: 6FX8002-5CN01 LENGTH (M) = + 0 + 10 + 9 + 0,5 | 497 | TEM | 1 | MC | 3.28 | 1
6FX80025CN011CA0 | POWER CABLE PREASSEMBLED 4X1,5 C, SPEED-CONNECT GR. 1 FOR SINAMICS S120 MOTOR MODULE MOTION-CONNECT 800PLUS TRAILING TYPE, UL/CSA, DESINA DMAX=9.5 MM, TYPE: 6FX8002-5CN01 LENGTH (M) = + 0 + 20 + 0 + 0 | 497 | TEM | 1 | MC | 3.357 | 1
6FX80025CN011CA5 | POWER CABLE PREASSEMBLED 4X1,5 C, SPEED-CONNECT GR. 1 FOR SINAMICS S120 MOTOR MODULE MOTION-CONNECT 800PLUS TRAILING TYPE, UL/CSA, DESINA DMAX=9.5 MM, TYPE: 6FX8002-5CN01 LENGTH (M) = + 0 + 20 + 0 + 0,5 | 509 | TEM | 1 | MC | 3.435 | 1
6FX80025CN011CB0 | POWER CABLE PREASSEMBLED 4X1,5 C, SPEED-CONNECT GR. 1 FOR SINAMICS S120 MOTOR MODULE MOTION-CONNECT 800PLUS TRAILING TYPE, UL/CSA, DESINA DMAX=9.5 MM, TYPE: 6FX8002-5CN01 LENGTH (M) = + 0 + 20 + 1 + 0 | 509 | TEM | 1 | MC | 3.512 | 1
6FX80025CN011CC5 | POWER CABLE PREASSEMBLED 4X1,5 C, SPEED-CONNECT GR. 1 FOR SINAMICS S120 MOTOR MODULE MOTION-CONNECT 800PLUS TRAILING TYPE, UL/CSA, DESINA DMAX=9.5 MM, TYPE: 6FX8002-5CN01 LENGTH (M) = + 0 + 20 + 2 + 0,5 | 534 | TEM | 1 | MC | 3.745 | 1
6FX80025CN011CF0 | POWER CABLE PREASSEMBLED 4X1,5 C, SPEED-CONNECT GR. 1 FOR SINAMICS S120 MOTOR MODULE MOTION-CONNECT 800PLUS TRAILING TYPE, UL/CSA, DESINA DMAX=9.5 MM, TYPE: 6FX8002-5CN01 LENGTH (M) = + 0 + 20 + 5 + 0 | 559 | TEM | 1 | MC | 4.132 | 1
6FX80025CN011CF6 | POWER CABLE PREASSEMBLED 4X1,5 C, SPEED-CONNECT GR. 1 FOR SINAMICS S120 MOTOR MODULE MOTION-CONNECT 800PLUS TRAILING TYPE, UL/CSA, DESINA DMAX=9.5 MM, TYPE: 6FX8002-5CN01 LENGTH (M) = + 0 + 20 + 5 + 0,6 | 571 | TEM | 1 | MC | 4.225 | 1
6FX80025CN011CG0 | POWER CABLE PREASSEMBLED 4X1,5 C, SPEED-CONNECT GR. 1 FOR SINAMICS S120 MOTOR MODULE MOTION-CONNECT 800PLUS TRAILING TYPE, UL/CSA, DESINA DMAX=9.5 MM, TYPE: 6FX8002-5CN01 LENGTH (M) = + 0 + 20 + 6 + 0 | 571 | TEM | 1 | MC | 4.287 | 1
6FX80025CN011CH0 | POWER CABLE PREASSEMBLED 4X1,5 C, SPEED-CONNECT GR. 1 FOR SINAMICS S120 MOTOR MODULE MOTION-CONNECT 800PLUS TRAILING TYPE, UL/CSA, DESINA DMAX=9.5 MM, TYPE: 6FX8002-5CN01 LENGTH (M) = + 0 + 20 + 7 + 0 | 584 | TEM | 1 | MC | 4.442 | 1
6FX80025CN011DA0 | POWER CABLE PREASSEMBLED 4X1,5 C, SPEED-CONNECT GR. 1 FOR SINAMICS S120 MOTOR MODULE MOTION-CONNECT 800PLUS TRAILING TYPE, UL/CSA, DESINA DMAX=9.5 MM, TYPE: 6FX8002-5CN01 LENGTH (M) = + 0 + 30 + 0 + 0 | 621 | TEM | 1 | MC | 4.907 | 1
6FX80025CN011DC0 | POWER CABLE PREASSEMBLED 4X1,5 C, SPEED-CONNECT GR. 1 FOR SINAMICS S120 MOTOR MODULE MOTION-CONNECT 800PLUS TRAILING TYPE, UL/CSA, DESINA DMAX=9.5 MM, TYPE: 6FX8002-5CN01 LENGTH (M) = + 0 + 30 + 2 + 0 | 646 | TEM | 1 | MC | 5.217 | 1
6FX80025CN011DG0 | POWER CABLE PREASSEMBLED 4X1,5 C, SPEED-CONNECT GR. 1 FOR SINAMICS S120 MOTOR MODULE MOTION-CONNECT 800PLUS TRAILING TYPE, UL/CSA, DESINA DMAX=9.5 MM, TYPE: 6FX8002-5CN01 LENGTH (M) = + 0 + 30 + 6 + 0 | 696 | TEM | 1 | MC | 5.837 | 1
6FX80025CN011EA0 | POWER CABLE PREASSEMBLED 4X1,5 C, SPEED-CONNECT GR. 1 FOR SINAMICS S120 MOTOR MODULE MOTION-CONNECT 800PLUS TRAILING TYPE, UL/CSA, DESINA DMAX=9.5 MM, TYPE: 6FX8002-5CN01 LENGTH (M) = + 0 + 40 + 0 + 0 | 745 | TEM | 1 | MC | 6.457 | 1
6FX80025CN011FA0 | POWER CABLE PREASSEMBLED 4X1,5 C, SPEED-CONNECT GR. 1 FOR SINAMICS S120 MOTOR MODULE MOTION-CONNECT 800PLUS TRAILING TYPE, UL/CSA, DESINA DMAX=9.5 MM, TYPE: 6FX8002-5CN01 LENGTH (M) = + 0 + 50 + 0 + 0 | 870 | TEM | 1 | MC | 8.007 | 1
6FX80025CN051AA5 | POWER CABLE PREASSEMBLED EXT. 4X1,5 C, SPEED-CONNECT GR. 1 MOTION-CONNECT 800PLUS TRAILING TYPE, UL/CSA, DESINA DMAX=9.5 MM, TYPE: 6FX8002-5CN05 LENGTH (M) = + 0 + 0 + 0 + 0,5 | 241 | TEM | 1 | MC | 0.303 | 1
6FX80025CN051AB0 | POWER CABLE PREASSEMBLED EXT. 4X1,5 C, SPEED-CONNECT GR. 1 MOTION-CONNECT 800PLUS TRAILING TYPE, UL/CSA, DESINA DMAX=9.5 MM, TYPE: 6FX8002-5CN05 LENGTH (M) = + 0 + 0 + 1 + 0 | 241 | TEM | 1 | MC | 0.38 | 1
6FX80025CN051AC0 | POWER CABLE PREASSEMBLED EXT. 4X1,5 C, SPEED-CONNECT GR. 1 MOTION-CONNECT 800PLUS TRAILING TYPE, UL/CSA, DESINA DMAX=9.5 MM, TYPE: 6FX8002-5CN05 LENGTH (M) = + 0 + 0 + 2 + 0 | 253 | TEM | 1 | MC | 0.535 | 1
6FX80025CN051AE0 | POWER CABLE PREASSEMBLED EXT. 4X1,5 C, SPEED-CONNECT GR. 1 MOTION-CONNECT 800PLUS TRAILING TYPE, UL/CSA, DESINA DMAX=9.5 MM, TYPE: 6FX8002-5CN05 LENGTH (M) = + 0 + 0 + 4 + 0 | 277 | TEM | 1 | MC | 0.845 | 1
6FX80025CN051AF0 | POWER CABLE PREASSEMBLED EXT. 4X1,5 C, SPEED-CONNECT GR. 1 MOTION-CONNECT 800PLUS TRAILING TYPE, UL/CSA, DESINA DMAX=9.5 MM, TYPE: 6FX8002-5CN05 LENGTH (M) = + 0 + 0 + 5 + 0 | 289 | TEM | 1 | MC | 1 | 1
6FX80025CN051AG0 | POWER CABLE PREASSEMBLED EXT. 4X1,5 C, SPEED-CONNECT GR. 1 MOTION-CONNECT 800PLUS TRAILING TYPE, UL/CSA, DESINA DMAX=9.5 MM, TYPE: 6FX8002-5CN05 LENGTH (M) = + 0 + 0 + 6 + 0 | 300 | TEM | 1 | MC | 1.155 | 1
6FX80025CN051AG1 | POWER CABLE PREASSEMBLED EXT. 4X1,5 C, SPEED-CONNECT GR. 1 MOTION-CONNECT 800PLUS TRAILING TYPE, UL/CSA, DESINA DMAX=9.5 MM, TYPE: 6FX8002-5CN05 LENGTH (M) = + 0 + 0 + 6 + 0,1 | 312 | TEM | 1 | MC | 1.171 | 1
6FX80025CN051AH0 | POWER CABLE PREASSEMBLED EXT. 4X1,5 C, SPEED-CONNECT GR. 1 MOTION-CONNECT 800PLUS TRAILING TYPE, UL/CSA, DESINA DMAX=9.5 MM, TYPE: 6FX8002-5CN05 LENGTH (M) = + 0 + 0 + 7 + 0 | 312 | TEM | 1 | MC | 1.31 | 1
6FX80025CN051AJ0 | POWER CABLE PREASSEMBLED EXT. 4X1,5 C, SPEED-CONNECT GR. 1 MOTION-CONNECT 800PLUS TRAILING TYPE, UL/CSA, DESINA DMAX=9.5 MM, TYPE: 6FX8002-5CN05 LENGTH (M) = + 0 + 0 + 8 + 0 | 324 | TEM | 1 | MC | 1.465 | 1
6FX80025CN051AK0 | POWER CABLE PREASSEMBLED EXT. 4X1,5 C, SPEED-CONNECT GR. 1 MOTION-CONNECT 800PLUS TRAILING TYPE, UL/CSA, DESINA DMAX=9.5 MM, TYPE: 6FX8002-5CN05 LENGTH (M) = + 0 + 0 + 9 + 0 | 336 | TEM | 1 | MC | 1.62 | 1
6FX80025CN051BA0 | POWER CABLE PREASSEMBLED EXT. 4X1,5 C, SPEED-CONNECT GR. 1 MOTION-CONNECT 800PLUS TRAILING TYPE, UL/CSA, DESINA DMAX=9.5 MM, TYPE: 6FX8002-5CN05 LENGTH (M) = + 0 + 10 + 0 + 0 | 348 | TEM | 1 | MC | 1.775 | 1
6FX80025CN051BB0 | POWER CABLE PREASSEMBLED EXT. 4X1,5 C, SPEED-CONNECT GR. 1 MOTION-CONNECT 800PLUS TRAILING TYPE, UL/CSA, DESINA DMAX=9.5 MM, TYPE: 6FX8002-5CN05 LENGTH (M) = + 0 + 10 + 1 + 0 | 360 | TEM | 1 | MC | 1.93 | 1
6FX80025CN051BD7 | POWER CABLE PREASSEMBLED EXT. 4X1,5 C, SPEED-CONNECT GR. 1 MOTION-CONNECT 800PLUS TRAILING TYPE, UL/CSA, DESINA DMAX=9.5 MM, TYPE: 6FX8002-5CN05 LENGTH (M) = + 0 + 10 + 3 + 0,7 | 396 | TEM | 1 | MC | 2.348 | 1
6FX80025CN051BF0 | POWER CABLE PREASSEMBLED EXT. 4X1,5 C, SPEED-CONNECT GR. 1 MOTION-CONNECT 800PLUS TRAILING TYPE, UL/CSA, DESINA DMAX=9.5 MM, TYPE: 6FX8002-5CN05 LENGTH (M) = + 0 + 10 + 5 + 0 | 408 | TEM | 1 | MC | 2.55 | 1
6FX80025CN051BG8 | POWER CABLE PREASSEMBLED EXT. 4X1,5 C, SPEED-CONNECT GR. 1 MOTION-CONNECT 800PLUS TRAILING TYPE, UL/CSA, DESINA DMAX=9.5 MM, TYPE: 6FX8002-5CN05 LENGTH (M) = + 0 + 10 + 6 + 0,8 | 431 | TEM | 1 | MC | 2.829 | 1
6FX80025CN111AD0 | POWER CABLE PREASSEMBLED 4X2.5 C CONNECTOR SPEED-CONNECT SIZE 1 FOR SINAMICS S120 MOTOR MODULE BOOKSIZE MOTION-CONNECT 800PLUS TRAILING TYPE UL/CSA DESINA DMAX=11 MM LENGTH (M) = TYPE: 6FX8002-5CN11 LENGTH (M) = 0 + 0 + 3 + 0 | 294 | TEM | 1 | MC | 1.25 | 1
6FX80025CN111AF0 | POWER CABLE PREASSEMBLED 4X2.5 C CONNECTOR SPEED-CONNECT SIZE 1 FOR SINAMICS S120 MOTOR MODULE BOOKSIZE MOTION-CONNECT 800PLUS TRAILING TYPE UL/CSA DESINA DMAX=11 MM LENGTH (M) = TYPE: 6FX8002-5CN11 LENGTH (M) = 0 + 0 + 5 + 0 | 323 | TEM | 1 | MC | 1.71 | 1
6FX80025CN111AG0 | POWER CABLE PREASSEMBLED 4X2.5 C CONNECTOR SPEED-CONNECT SIZE 1 FOR SINAMICS S120 MOTOR MODULE BOOKSIZE MOTION-CONNECT 800PLUS TRAILING TYPE UL/CSA DESINA DMAX=11 MM LENGTH (M) = TYPE: 6FX8002-5CN11 LENGTH (M) = 0 + 0 + 6 + 0 | 337 | TEM | 1 | MC | 1.94 | 1
6FX80025CN111AG5 | POWER CABLE PREASSEMBLED 4X2.5 C CONNECTOR SPEED-CONNECT SIZE 1 FOR SINAMICS S120 MOTOR MODULE BOOKSIZE MOTION-CONNECT 800PLUS TRAILING TYPE UL/CSA DESINA DMAX=11 MM LENGTH (M) = TYPE: 6FX8002-5CN11 LENGTH (M) = 0 + 0 + 6 + 0,5 | 352 | TEM | 1 | MC | 2.055 | 1
6FX80025CN111AH0 | POWER CABLE PREASSEMBLED 4X2.5 C CONNECTOR SPEED-CONNECT SIZE 1 FOR SINAMICS S120 MOTOR MODULE BOOKSIZE MOTION-CONNECT 800PLUS TRAILING TYPE UL/CSA DESINA DMAX=11 MM LENGTH (M) = TYPE: 6FX8002-5CN11 LENGTH (M) = 0 + 0 + 7 + 0 | 352 | TEM | 1 | MC | 2.17 | 1
6FX80025CN111AJ0 | POWER CABLE PREASSEMBLED 4X2.5 C CONNECTOR SPEED-CONNECT SIZE 1 FOR SINAMICS S120 MOTOR MODULE BOOKSIZE MOTION-CONNECT 800PLUS TRAILING TYPE UL/CSA DESINA DMAX=11 MM LENGTH (M) = TYPE: 6FX8002-5CN11 LENGTH (M) = 0 + 0 + 8 + 0 | 366 | TEM | 1 | MC | 2.4 | 1
6FX80025CN111BA0 | POWER CABLE PREASSEMBLED 4X2.5 C CONNECTOR SPEED-CONNECT SIZE 1 FOR SINAMICS S120 MOTOR MODULE BOOKSIZE MOTION-CONNECT 800PLUS TRAILING TYPE UL/CSA DESINA DMAX=11 MM LENGTH (M) = TYPE: 6FX8002-5CN11 LENGTH (M) = 0 + 10 + 0 + 0 | 395 | TEM | 1 | MC | 2.86 | 1
6FX80025CN111BC5 | POWER CABLE PREASSEMBLED 4X2.5 C CONNECTOR SPEED-CONNECT SIZE 1 FOR SINAMICS S120 MOTOR MODULE BOOKSIZE MOTION-CONNECT 800PLUS TRAILING TYPE UL/CSA DESINA DMAX=11 MM LENGTH (M) = TYPE: 6FX8002-5CN11 LENGTH (M) = 0 + 10 + 2 + 0,5 | 438 | TEM | 1 | MC | 3.435 | 1
6FX80025CN111BD0 | POWER CABLE PREASSEMBLED 4X2.5 C CONNECTOR SPEED-CONNECT SIZE 1 FOR SINAMICS S120 MOTOR MODULE BOOKSIZE MOTION-CONNECT 800PLUS TRAILING TYPE UL/CSA DESINA DMAX=11 MM LENGTH (M) = TYPE: 6FX8002-5CN11 LENGTH (M) = 0 + 10 + 3 + 0 | 438 | TEM | 1 | MC | 3.55 | 1
6FX80025CN111BF0 | POWER CABLE PREASSEMBLED 4X2.5 C CONNECTOR SPEED-CONNECT SIZE 1 FOR SINAMICS S120 MOTOR MODULE BOOKSIZE MOTION-CONNECT 800PLUS TRAILING TYPE UL/CSA DESINA DMAX=11 MM LENGTH (M) = TYPE: 6FX8002-5CN11 LENGTH (M) = 0 + 10 + 5 + 0 | 467 | TEM | 1 | MC | 4.01 | 1
6FX80025CN111BG0 | POWER CABLE PREASSEMBLED 4X2.5 C CONNECTOR SPEED-CONNECT SIZE 1 FOR SINAMICS S120 MOTOR MODULE BOOKSIZE MOTION-CONNECT 800PLUS TRAILING TYPE UL/CSA DESINA DMAX=11 MM LENGTH (M) = TYPE: 6FX8002-5CN11 LENGTH (M) = 0 + 10 + 6 + 0 | 482 | TEM | 1 | MC | 4.24 | 1
6FX80025CN111BG5 | POWER CABLE PREASSEMBLED 4X2.5 C CONNECTOR SPEED-CONNECT SIZE 1 FOR SINAMICS S120 MOTOR MODULE BOOKSIZE MOTION-CONNECT 800PLUS TRAILING TYPE UL/CSA DESINA DMAX=11 MM LENGTH (M) = TYPE: 6FX8002-5CN11 LENGTH (M) = 0 + 10 + 6 + 0,5 | 496 | TEM | 1 | MC | 4.355 | 1
6FX80025CN111BH0 | POWER CABLE PREASSEMBLED 4X2.5 C CONNECTOR SPEED-CONNECT SIZE 1 FOR SINAMICS S120 MOTOR MODULE BOOKSIZE MOTION-CONNECT 800PLUS TRAILING TYPE UL/CSA DESINA DMAX=11 MM LENGTH (M) = TYPE: 6FX8002-5CN11 LENGTH (M) = 0 + 10 + 7 + 0 | 496 | TEM | 1 | MC | 4.47 | 1
6FX80025CN111BJ0 | POWER CABLE PREASSEMBLED 4X2.5 C CONNECTOR SPEED-CONNECT SIZE 1 FOR SINAMICS S120 MOTOR MODULE BOOKSIZE MOTION-CONNECT 800PLUS TRAILING TYPE UL/CSA DESINA DMAX=11 MM LENGTH (M) = TYPE: 6FX8002-5CN11 LENGTH (M) = 0 + 10 + 8 + 0 | 511 | TEM | 1 | MC | 4.7 | 1
6FX80025CN111CB0 | POWER CABLE PREASSEMBLED 4X2.5 C CONNECTOR SPEED-CONNECT SIZE 1 FOR SINAMICS S120 MOTOR MODULE BOOKSIZE MOTION-CONNECT 800PLUS TRAILING TYPE UL/CSA DESINA DMAX=11 MM LENGTH (M) = TYPE: 6FX8002-5CN11 LENGTH (M) = 0 + 20 + 1 + 0 | 554 | TEM | 1 | MC | 5.39 | 1
6FX80025CN111CF0 | POWER CABLE PREASSEMBLED 4X2.5 C CONNECTOR SPEED-CONNECT SIZE 1 FOR SINAMICS S120 MOTOR MODULE BOOKSIZE MOTION-CONNECT 800PLUS TRAILING TYPE UL/CSA DESINA DMAX=11 MM LENGTH (M) = TYPE: 6FX8002-5CN11 LENGTH (M) = 0 + 20 + 5 + 0 | 612 | TEM | 1 | MC | 6.31 | 1
6FX80025CN111DA0 | POWER CABLE PREASSEMBLED 4X2.5 C CONNECTOR SPEED-CONNECT SIZE 1 FOR SINAMICS S120 MOTOR MODULE BOOKSIZE MOTION-CONNECT 800PLUS TRAILING TYPE UL/CSA DESINA DMAX=11 MM LENGTH (M) = TYPE: 6FX8002-5CN11 LENGTH (M) = 0 + 30 + 0 + 0 | 684 | TEM | 1 | MC | 7.46 | 1
6FX80025CN111DF0 | POWER CABLE PREASSEMBLED 4X2.5 C CONNECTOR SPEED-CONNECT SIZE 1 FOR SINAMICS S120 MOTOR MODULE BOOKSIZE MOTION-CONNECT 800PLUS TRAILING TYPE UL/CSA DESINA DMAX=11 MM LENGTH (M) = TYPE: 6FX8002-5CN11 LENGTH (M) = 0 + 30 + 5 + 0 | 756 | TEM | 1 | MC | 8.61 | 1
6FX80025CN111EA0 | POWER CABLE PREASSEMBLED 4X2.5 C CONNECTOR SPEED-CONNECT SIZE 1 FOR SINAMICS S120 MOTOR MODULE BOOKSIZE MOTION-CONNECT 800PLUS TRAILING TYPE UL/CSA DESINA DMAX=11 MM LENGTH (M) = TYPE: 6FX8002-5CN11 LENGTH (M) = 0 + 40 + 0 + 0 | 829 | TEM | 1 | MC | 9.76 | 1
6FX80025CN111EC0 | POWER CABLE PREASSEMBLED 4X2.5 C CONNECTOR SPEED-CONNECT SIZE 1 FOR SINAMICS S120 MOTOR MODULE BOOKSIZE MOTION-CONNECT 800PLUS TRAILING TYPE UL/CSA DESINA DMAX=11 MM LENGTH (M) = TYPE: 6FX8002-5CN11 LENGTH (M) = 0 + 40 + 2 + 0 | 858 | TEM | 1 | MC | 10.22 | 1
6FX80025CN111EF0 | POWER CABLE PREASSEMBLED 4X2.5 C CONNECTOR SPEED-CONNECT SIZE 1 FOR SINAMICS S120 MOTOR MODULE BOOKSIZE MOTION-CONNECT 800PLUS TRAILING TYPE UL/CSA DESINA DMAX=11 MM LENGTH (M) = TYPE: 6FX8002-5CN11 LENGTH (M) = 0 + 40 + 5 + 0 | 901 | TEM | 1 | MC | 10.91 | 1
6FX80025CN111FA0 | POWER CABLE PREASSEMBLED 4X2.5 C CONNECTOR SPEED-CONNECT SIZE 1 FOR SINAMICS S120 MOTOR MODULE BOOKSIZE MOTION-CONNECT 800PLUS TRAILING TYPE UL/CSA DESINA DMAX=11 MM LENGTH (M) = TYPE: 6FX8002-5CN11 LENGTH (M) = 0 + 50 + 0 + 0 | 973 | TEM | 1 | MC | 12.06 | 1
6FX80025CN111FF0 | POWER CABLE PREASSEMBLED 4X2.5 C CONNECTOR SPEED-CONNECT SIZE 1 FOR SINAMICS S120 MOTOR MODULE BOOKSIZE MOTION-CONNECT 800PLUS TRAILING TYPE UL/CSA DESINA DMAX=11 MM LENGTH (M) = TYPE: 6FX8002-5CN11 LENGTH (M) = 0 + 50 + 5 + 0 | 1046 | TEM | 1 | MC | 13.21 | 1
6FX80025CN211AD0 | POWER CABLE PREASSEMBLED 4X1,5 C, SPEED-CONNECT GR. 1.5 FOR SINAMICS S120 MOTOR MODULE MOTION-CONNECT 800PLUS TRAILING TYPE, UL/CSA, DESINA DMAX=9.5 MM, LONGITUD (M) = TYPE: 6FX8002-5CN21 LENGTH (M) = + 0 + 0 + 3 + 0 | 354 | TEM | 1 | MC | 0.914 | 1
6FX80025CN211AE6 | POWER CABLE PREASSEMBLED 4X1,5 C, SPEED-CONNECT GR. 1.5 FOR SINAMICS S120 MOTOR MODULE MOTION-CONNECT 800PLUS TRAILING TYPE, UL/CSA, DESINA DMAX=9.5 MM, LONGITUD (M) = TYPE: 6FX8002-5CN21 LENGTH (M) = + 0 + 0 + 4 + 0,6 | 379 | TEM | 1 | MC | 1.162 | 1
6FX80025CN211AG0 | POWER CABLE PREASSEMBLED 4X1,5 C, SPEED-CONNECT GR. 1.5 FOR SINAMICS S120 MOTOR MODULE MOTION-CONNECT 800PLUS TRAILING TYPE, UL/CSA, DESINA DMAX=9.5 MM, LONGITUD (M) = TYPE: 6FX8002-5CN21 LENGTH (M) = + 0 + 0 + 6 + 0 | 391 | TEM | 1 | MC | 1.379 | 1
6FX80025CN211AH0 | POWER CABLE PREASSEMBLED 4X1,5 C, SPEED-CONNECT GR. 1.5 FOR SINAMICS S120 MOTOR MODULE MOTION-CONNECT 800PLUS TRAILING TYPE, UL/CSA, DESINA DMAX=9.5 MM, LONGITUD (M) = TYPE: 6FX8002-5CN21 LENGTH (M) = + 0 + 0 + 7 + 0 | 404 | TEM | 1 | MC | 1.534 | 1
6FX80025CN211AJ0 | POWER CABLE PREASSEMBLED 4X1,5 C, SPEED-CONNECT GR. 1.5 FOR SINAMICS S120 MOTOR MODULE MOTION-CONNECT 800PLUS TRAILING TYPE, UL/CSA, DESINA DMAX=9.5 MM, LONGITUD (M) = TYPE: 6FX8002-5CN21 LENGTH (M) = + 0 + 0 + 8 + 0 | 416 | TEM | 1 | MC | 1.689 | 1
6FX80025CN211BA0 | POWER CABLE PREASSEMBLED 4X1,5 C, SPEED-CONNECT GR. 1.5 FOR SINAMICS S120 MOTOR MODULE MOTION-CONNECT 800PLUS TRAILING TYPE, UL/CSA, DESINA DMAX=9.5 MM, LONGITUD (M) = TYPE: 6FX8002-5CN21 LENGTH (M) = + 0 + 10 + 0 + 0 | 441 | TEM | 1 | MC | 1.999 | 1
6FX80025CN211BE0 | POWER CABLE PREASSEMBLED 4X1,5 C, SPEED-CONNECT GR. 1.5 FOR SINAMICS S120 MOTOR MODULE MOTION-CONNECT 800PLUS TRAILING TYPE, UL/CSA, DESINA DMAX=9.5 MM, LONGITUD (M) = TYPE: 6FX8002-5CN21 LENGTH (M) = + 0 + 10 + 4 + 0 | 491 | TEM | 1 | MC | 2.619 | 1
6FX80025CN211BF0 | POWER CABLE PREASSEMBLED 4X1,5 C, SPEED-CONNECT GR. 1.5 FOR SINAMICS S120 MOTOR MODULE MOTION-CONNECT 800PLUS TRAILING TYPE, UL/CSA, DESINA DMAX=9.5 MM, LONGITUD (M) = TYPE: 6FX8002-5CN21 LENGTH (M) = + 0 + 10 + 5 + 0 | 503 | TEM | 1 | MC | 2.774 | 1
6FX80025CN211BH0 | POWER CABLE PREASSEMBLED 4X1,5 C, SPEED-CONNECT GR. 1.5 FOR SINAMICS S120 MOTOR MODULE MOTION-CONNECT 800PLUS TRAILING TYPE, UL/CSA, DESINA DMAX=9.5 MM, LONGITUD (M) = TYPE: 6FX8002-5CN21 LENGTH (M) = + 0 + 10 + 7 + 0 | 528 | TEM | 1 | MC | 3.084 | 1
6FX80025CN211BK0 | POWER CABLE PREASSEMBLED 4X1,5 C, SPEED-CONNECT GR. 1.5 FOR SINAMICS S120 MOTOR MODULE MOTION-CONNECT 800PLUS TRAILING TYPE, UL/CSA, DESINA DMAX=9.5 MM, LONGITUD (M) = TYPE: 6FX8002-5CN21 LENGTH (M) = + 0 + 10 + 9 + 0 | 553 | TEM | 1 | MC | 3.394 | 1
6FX80025CN211CA0 | POWER CABLE PREASSEMBLED 4X1,5 C, SPEED-CONNECT GR. 1.5 FOR SINAMICS S120 MOTOR MODULE MOTION-CONNECT 800PLUS TRAILING TYPE, UL/CSA, DESINA DMAX=9.5 MM, LONGITUD (M) = TYPE: 6FX8002-5CN21 LENGTH (M) = + 0 + 20 + 0 + 0 | 565 | TEM | 1 | MC | 3.549 | 1
6FX80025CN211CC0 | POWER CABLE PREASSEMBLED 4X1,5 C, SPEED-CONNECT GR. 1.5 FOR SINAMICS S120 MOTOR MODULE MOTION-CONNECT 800PLUS TRAILING TYPE, UL/CSA, DESINA DMAX=9.5 MM, LONGITUD (M) = TYPE: 6FX8002-5CN21 LENGTH (M) = + 0 + 20 + 2 + 0 | 590 | TEM | 1 | MC | 3.859 | 1
6FX80025CN211CE0 | POWER CABLE PREASSEMBLED 4X1,5 C, SPEED-CONNECT GR. 1.5 FOR SINAMICS S120 MOTOR MODULE MOTION-CONNECT 800PLUS TRAILING TYPE, UL/CSA, DESINA DMAX=9.5 MM, LONGITUD (M) = TYPE: 6FX8002-5CN21 LENGTH (M) = + 0 + 20 + 4 + 0 | 615 | TEM | 1 | MC | 4.169 | 1
6FX80025CN211CF0 | POWER CABLE PREASSEMBLED 4X1,5 C, SPEED-CONNECT GR. 1.5 FOR SINAMICS S120 MOTOR MODULE MOTION-CONNECT 800PLUS TRAILING TYPE, UL/CSA, DESINA DMAX=9.5 MM, LONGITUD (M) = TYPE: 6FX8002-5CN21 LENGTH (M) = + 0 + 20 + 5 + 0 | 627 | TEM | 1 | MC | 4.324 | 1
6FX80025CN211CG0 | POWER CABLE PREASSEMBLED 4X1,5 C, SPEED-CONNECT GR. 1.5 FOR SINAMICS S120 MOTOR MODULE MOTION-CONNECT 800PLUS TRAILING TYPE, UL/CSA, DESINA DMAX=9.5 MM, LONGITUD (M) = TYPE: 6FX8002-5CN21 LENGTH (M) = + 0 + 20 + 6 + 0 | 640 | TEM | 1 | MC | 4.479 | 1
6FX80025CN211CJ0 | POWER CABLE PREASSEMBLED 4X1,5 C, SPEED-CONNECT GR. 1.5 FOR SINAMICS S120 MOTOR MODULE MOTION-CONNECT 800PLUS TRAILING TYPE, UL/CSA, DESINA DMAX=9.5 MM, LONGITUD (M) = TYPE: 6FX8002-5CN21 LENGTH (M) = + 0 + 20 + 8 + 0 | 665 | TEM | 1 | MC | 4.789 | 1
6FX80025CN211DA0 | POWER CABLE PREASSEMBLED 4X1,5 C, SPEED-CONNECT GR. 1.5 FOR SINAMICS S120 MOTOR MODULE MOTION-CONNECT 800PLUS TRAILING TYPE, UL/CSA, DESINA DMAX=9.5 MM, LONGITUD (M) = TYPE: 6FX8002-5CN21 LENGTH (M) = + 0 + 30 + 0 + 0 | 690 | TEM | 1 | MC | 5.099 | 1
6FX80025CN211DF0 | POWER CABLE PREASSEMBLED 4X1,5 C, SPEED-CONNECT GR. 1.5 FOR SINAMICS S120 MOTOR MODULE MOTION-CONNECT 800PLUS TRAILING TYPE, UL/CSA, DESINA DMAX=9.5 MM, LONGITUD (M) = TYPE: 6FX8002-5CN21 LENGTH (M) = + 0 + 30 + 5 + 0 | 752 | TEM | 1 | MC | 5.874 | 1
6FX80025CN211DH0 | POWER CABLE PREASSEMBLED 4X1,5 C, SPEED-CONNECT GR. 1.5 FOR SINAMICS S120 MOTOR MODULE MOTION-CONNECT 800PLUS TRAILING TYPE, UL/CSA, DESINA DMAX=9.5 MM, LONGITUD (M) = TYPE: 6FX8002-5CN21 LENGTH (M) = + 0 + 30 + 7 + 0 | 777 | TEM | 1 | MC | 6.184 | 1
6FX80025CN211EA0 | POWER CABLE PREASSEMBLED 4X1,5 C, SPEED-CONNECT GR. 1.5 FOR SINAMICS S120 MOTOR MODULE MOTION-CONNECT 800PLUS TRAILING TYPE, UL/CSA, DESINA DMAX=9.5 MM, LONGITUD (M) = TYPE: 6FX8002-5CN21 LENGTH (M) = + 0 + 40 + 0 + 0 | 814 | TEM | 1 | MC | 6.649 | 1
6FX80025CN211EC0 | POWER CABLE PREASSEMBLED 4X1,5 C, SPEED-CONNECT GR. 1.5 FOR SINAMICS S120 MOTOR MODULE MOTION-CONNECT 800PLUS TRAILING TYPE, UL/CSA, DESINA DMAX=9.5 MM, LONGITUD (M) = TYPE: 6FX8002-5CN21 LENGTH (M) = + 0 + 40 + 2 + 0 | 839 | TEM | 1 | MC | 6.959 | 1
6FX80025CN211EF0 | POWER CABLE PREASSEMBLED 4X1,5 C, SPEED-CONNECT GR. 1.5 FOR SINAMICS S120 MOTOR MODULE MOTION-CONNECT 800PLUS TRAILING TYPE, UL/CSA, DESINA DMAX=9.5 MM, LONGITUD (M) = TYPE: 6FX8002-5CN21 LENGTH (M) = + 0 + 40 + 5 + 0 | 876 | TEM | 1 | MC | 7.424 | 1
6FX80025CN211FA0 | POWER CABLE PREASSEMBLED 4X1,5 C, SPEED-CONNECT GR. 1.5 FOR SINAMICS S120 MOTOR MODULE MOTION-CONNECT 800PLUS TRAILING TYPE, UL/CSA, DESINA DMAX=9.5 MM, LONGITUD (M) = TYPE: 6FX8002-5CN21 LENGTH (M) = + 0 + 50 + 0 + 0 | 938 | TEM | 1 | MC | 8.199 | 1
6FX80025CN311AA3 | POWER CABLE PREASSEMBLED 4X2.5 C, CONNECTOR SPEED CONNECT CONNECTOR GR.1.5 FOR SINAMICS S120 MOTOR MODULE BOOKSIZE MOTION-CONNECT 800PLUS TRAILING TYPE UL/CSA DESINA DMAX=11 MM LENGTH (M) = TYPE: 6FX8002-5CN31 LENGTH (M) = + 0 + 0 + 0 + 0,3 | 333 | TEM | 1 | MC | 0.521 | 1
6FX80025CN311AD0 | POWER CABLE PREASSEMBLED 4X2.5 C, CONNECTOR SPEED CONNECT CONNECTOR GR.1.5 FOR SINAMICS S120 MOTOR MODULE BOOKSIZE MOTION-CONNECT 800PLUS TRAILING TYPE UL/CSA DESINA DMAX=11 MM LENGTH (M) = TYPE: 6FX8002-5CN31 LENGTH (M) = + 0 + 0 + 3 + 0 | 362 | TEM | 1 | MC | 1.142 | 1
6FX80025CN311AE0 | POWER CABLE PREASSEMBLED 4X2.5 C, CONNECTOR SPEED CONNECT CONNECTOR GR.1.5 FOR SINAMICS S120 MOTOR MODULE BOOKSIZE MOTION-CONNECT 800PLUS TRAILING TYPE UL/CSA DESINA DMAX=11 MM LENGTH (M) = TYPE: 6FX8002-5CN31 LENGTH (M) = + 0 + 0 + 4 + 0 | 377 | TEM | 1 | MC | 1.372 | 1
6FX80025CN311AF0 | POWER CABLE PREASSEMBLED 4X2.5 C, CONNECTOR SPEED CONNECT CONNECTOR GR.1.5 FOR SINAMICS S120 MOTOR MODULE BOOKSIZE MOTION-CONNECT 800PLUS TRAILING TYPE UL/CSA DESINA DMAX=11 MM LENGTH (M) = TYPE: 6FX8002-5CN31 LENGTH (M) = + 0 + 0 + 5 + 0 | 391 | TEM | 1 | MC | 1.602 | 1
6FX80025CN311AG0 | POWER CABLE PREASSEMBLED 4X2.5 C, CONNECTOR SPEED CONNECT CONNECTOR GR.1.5 FOR SINAMICS S120 MOTOR MODULE BOOKSIZE MOTION-CONNECT 800PLUS TRAILING TYPE UL/CSA DESINA DMAX=11 MM LENGTH (M) = TYPE: 6FX8002-5CN31 LENGTH (M) = + 0 + 0 + 6 + 0 | 406 | TEM | 1 | MC | 1.832 | 1
6FX80025CN311AH0 | POWER CABLE PREASSEMBLED 4X2.5 C, CONNECTOR SPEED CONNECT CONNECTOR GR.1.5 FOR SINAMICS S120 MOTOR MODULE BOOKSIZE MOTION-CONNECT 800PLUS TRAILING TYPE UL/CSA DESINA DMAX=11 MM LENGTH (M) = TYPE: 6FX8002-5CN31 LENGTH (M) = + 0 + 0 + 7 + 0 | 420 | TEM | 1 | MC | 2.062 | 1
6FX80025CN311AK0 | POWER CABLE PREASSEMBLED 4X2.5 C, CONNECTOR SPEED CONNECT CONNECTOR GR.1.5 FOR SINAMICS S120 MOTOR MODULE BOOKSIZE MOTION-CONNECT 800PLUS TRAILING TYPE UL/CSA DESINA DMAX=11 MM LENGTH (M) = TYPE: 6FX8002-5CN31 LENGTH (M) = + 0 + 0 + 9 + 0 | 449 | TEM | 1 | MC | 2.522 | 1
6FX80025CN311BA0 | POWER CABLE PREASSEMBLED 4X2.5 C, CONNECTOR SPEED CONNECT CONNECTOR GR.1.5 FOR SINAMICS S120 MOTOR MODULE BOOKSIZE MOTION-CONNECT 800PLUS TRAILING TYPE UL/CSA DESINA DMAX=11 MM LENGTH (M) = TYPE: 6FX8002-5CN31 LENGTH (M) = + 0 + 10 + 0 + 0 | 463 | TEM | 1 | MC | 2.752 | 1
6FX80025CN311BC0 | POWER CABLE PREASSEMBLED 4X2.5 C, CONNECTOR SPEED CONNECT CONNECTOR GR.1.5 FOR SINAMICS S120 MOTOR MODULE BOOKSIZE MOTION-CONNECT 800PLUS TRAILING TYPE UL/CSA DESINA DMAX=11 MM LENGTH (M) = TYPE: 6FX8002-5CN31 LENGTH (M) = + 0 + 10 + 2 + 0 | 492 | TEM | 1 | MC | 3.212 | 1
6FX80025CN311BD0 | POWER CABLE PREASSEMBLED 4X2.5 C, CONNECTOR SPEED CONNECT CONNECTOR GR.1.5 FOR SINAMICS S120 MOTOR MODULE BOOKSIZE MOTION-CONNECT 800PLUS TRAILING TYPE UL/CSA DESINA DMAX=11 MM LENGTH (M) = TYPE: 6FX8002-5CN31 LENGTH (M) = + 0 + 10 + 3 + 0 | 507 | TEM | 1 | MC | 3.442 | 1
6FX80025CN311BE0 | POWER CABLE PREASSEMBLED 4X2.5 C, CONNECTOR SPEED CONNECT CONNECTOR GR.1.5 FOR SINAMICS S120 MOTOR MODULE BOOKSIZE MOTION-CONNECT 800PLUS TRAILING TYPE UL/CSA DESINA DMAX=11 MM LENGTH (M) = TYPE: 6FX8002-5CN31 LENGTH (M) = + 0 + 10 + 4 + 0 | 521 | TEM | 1 | MC | 3.672 | 1
6FX80025CN311BF0 | POWER CABLE PREASSEMBLED 4X2.5 C, CONNECTOR SPEED CONNECT CONNECTOR GR.1.5 FOR SINAMICS S120 MOTOR MODULE BOOKSIZE MOTION-CONNECT 800PLUS TRAILING TYPE UL/CSA DESINA DMAX=11 MM LENGTH (M) = TYPE: 6FX8002-5CN31 LENGTH (M) = + 0 + 10 + 5 + 0 | 536 | TEM | 1 | MC | 3.902 | 1
6FX80025CN311BG0 | POWER CABLE PREASSEMBLED 4X2.5 C, CONNECTOR SPEED CONNECT CONNECTOR GR.1.5 FOR SINAMICS S120 MOTOR MODULE BOOKSIZE MOTION-CONNECT 800PLUS TRAILING TYPE UL/CSA DESINA DMAX=11 MM LENGTH (M) = TYPE: 6FX8002-5CN31 LENGTH (M) = + 0 + 10 + 6 + 0 | 550 | TEM | 1 | MC | 4.132 | 1
6FX80025CN311BJ0 | POWER CABLE PREASSEMBLED 4X2.5 C, CONNECTOR SPEED CONNECT CONNECTOR GR.1.5 FOR SINAMICS S120 MOTOR MODULE BOOKSIZE MOTION-CONNECT 800PLUS TRAILING TYPE UL/CSA DESINA DMAX=11 MM LENGTH (M) = TYPE: 6FX8002-5CN31 LENGTH (M) = + 0 + 10 + 8 + 0 | 579 | TEM | 1 | MC | 4.592 | 1
6FX80025CN311BJ3 | POWER CABLE PREASSEMBLED 4X2.5 C, CONNECTOR SPEED CONNECT CONNECTOR GR.1.5 FOR SINAMICS S120 MOTOR MODULE BOOKSIZE MOTION-CONNECT 800PLUS TRAILING TYPE UL/CSA DESINA DMAX=11 MM LENGTH (M) = TYPE: 6FX8002-5CN31 LENGTH (M) = + 0 + 10 + 8 + 0,3 | 594 | TEM | 1 | MC | 4.661 | 1
6FX80025CN311CA0 | POWER CABLE PREASSEMBLED 4X2.5 C, CONNECTOR SPEED CONNECT CONNECTOR GR.1.5 FOR SINAMICS S120 MOTOR MODULE BOOKSIZE MOTION-CONNECT 800PLUS TRAILING TYPE UL/CSA DESINA DMAX=11 MM LENGTH (M) = TYPE: 6FX8002-5CN31 LENGTH (M) = + 0 + 20 + 0 + 0 | 608 | TEM | 1 | MC | 5.052 | 1
6FX80025CN311CC0 | POWER CABLE PREASSEMBLED 4X2.5 C, CONNECTOR SPEED CONNECT CONNECTOR GR.1.5 FOR SINAMICS S120 MOTOR MODULE BOOKSIZE MOTION-CONNECT 800PLUS TRAILING TYPE UL/CSA DESINA DMAX=11 MM LENGTH (M) = TYPE: 6FX8002-5CN31 LENGTH (M) = + 0 + 20 + 2 + 0 | 637 | TEM | 1 | MC | 5.512 | 1
6FX80025CN311CD0 | POWER CABLE PREASSEMBLED 4X2.5 C, CONNECTOR SPEED CONNECT CONNECTOR GR.1.5 FOR SINAMICS S120 MOTOR MODULE BOOKSIZE MOTION-CONNECT 800PLUS TRAILING TYPE UL/CSA DESINA DMAX=11 MM LENGTH (M) = TYPE: 6FX8002-5CN31 LENGTH (M) = + 0 + 20 + 3 + 0 | 651 | TEM | 1 | MC | 5.742 | 1
6FX80025CN311CF0 | POWER CABLE PREASSEMBLED 4X2.5 C, CONNECTOR SPEED CONNECT CONNECTOR GR.1.5 FOR SINAMICS S120 MOTOR MODULE BOOKSIZE MOTION-CONNECT 800PLUS TRAILING TYPE UL/CSA DESINA DMAX=11 MM LENGTH (M) = TYPE: 6FX8002-5CN31 LENGTH (M) = + 0 + 20 + 5 + 0 | 680 | TEM | 1 | MC | 6.202 | 1
6FX80025CN311DA0 | POWER CABLE PREASSEMBLED 4X2.5 C, CONNECTOR SPEED CONNECT CONNECTOR GR.1.5 FOR SINAMICS S120 MOTOR MODULE BOOKSIZE MOTION-CONNECT 800PLUS TRAILING TYPE UL/CSA DESINA DMAX=11 MM LENGTH (M) = TYPE: 6FX8002-5CN31 LENGTH (M) = + 0 + 30 + 0 + 0 | 753 | TEM | 1 | MC | 7.352 | 1
6FX80025CN311DC0 | POWER CABLE PREASSEMBLED 4X2.5 C, CONNECTOR SPEED CONNECT CONNECTOR GR.1.5 FOR SINAMICS S120 MOTOR MODULE BOOKSIZE MOTION-CONNECT 800PLUS TRAILING TYPE UL/CSA DESINA DMAX=11 MM LENGTH (M) = TYPE: 6FX8002-5CN31 LENGTH (M) = + 0 + 30 + 2 + 0 | 781 | TEM | 1 | MC | 7.812 | 1
6FX80025CN311DF0 | POWER CABLE PREASSEMBLED 4X2.5 C, CONNECTOR SPEED CONNECT CONNECTOR GR.1.5 FOR SINAMICS S120 MOTOR MODULE BOOKSIZE MOTION-CONNECT 800PLUS TRAILING TYPE UL/CSA DESINA DMAX=11 MM LENGTH (M) = TYPE: 6FX8002-5CN31 LENGTH (M) = + 0 + 30 + 5 + 0 | 825 | TEM | 1 | MC | 8.502 | 1
6FX80025CN311EC0 | POWER CABLE PREASSEMBLED 4X2.5 C, CONNECTOR SPEED CONNECT CONNECTOR GR.1.5 FOR SINAMICS S120 MOTOR MODULE BOOKSIZE MOTION-CONNECT 800PLUS TRAILING TYPE UL/CSA DESINA DMAX=11 MM LENGTH (M) = TYPE: 6FX8002-5CN31 LENGTH (M) = + 0 + 40 + 2 + 0 | 926 | TEM | 1 | MC | 10.112 | 1
6FX80025CN311EE0 | POWER CABLE PREASSEMBLED 4X2.5 C, CONNECTOR SPEED CONNECT CONNECTOR GR.1.5 FOR SINAMICS S120 MOTOR MODULE BOOKSIZE MOTION-CONNECT 800PLUS TRAILING TYPE UL/CSA DESINA DMAX=11 MM LENGTH (M) = TYPE: 6FX8002-5CN31 LENGTH (M) = + 0 + 40 + 4 + 0 | 955 | TEM | 1 | MC | 10.572 | 1
6FX80025CN311EF0 | POWER CABLE PREASSEMBLED 4X2.5 C, CONNECTOR SPEED CONNECT CONNECTOR GR.1.5 FOR SINAMICS S120 MOTOR MODULE BOOKSIZE MOTION-CONNECT 800PLUS TRAILING TYPE UL/CSA DESINA DMAX=11 MM LENGTH (M) = TYPE: 6FX8002-5CN31 LENGTH (M) = + 0 + 40 + 5 + 0 | 969 | TEM | 1 | MC | 10.802 | 1
6FX80025CN311FA0 | POWER CABLE PREASSEMBLED 4X2.5 C, CONNECTOR SPEED CONNECT CONNECTOR GR.1.5 FOR SINAMICS S120 MOTOR MODULE BOOKSIZE MOTION-CONNECT 800PLUS TRAILING TYPE UL/CSA DESINA DMAX=11 MM LENGTH (M) = TYPE: 6FX8002-5CN31 LENGTH (M) = + 0 + 50 + 0 + 0 | 1042 | TEM | 1 | MC | 11.952 | 1
6FX80025CN311GA0 | POWER CABLE PREASSEMBLED 4X2.5 C, CONNECTOR SPEED CONNECT CONNECTOR GR.1.5 FOR SINAMICS S120 MOTOR MODULE BOOKSIZE MOTION-CONNECT 800PLUS TRAILING TYPE UL/CSA DESINA DMAX=11 MM LENGTH (M) = TYPE: 6FX8002-5CN31 LENGTH (M) = + 0 + 60 + 0 + 0 | 1186 | TEM | 1 | MC | 14.252 | 1
6FX80025CN311HA0 | POWER CABLE PREASSEMBLED 4X2.5 C, CONNECTOR SPEED CONNECT CONNECTOR GR.1.5 FOR SINAMICS S120 MOTOR MODULE BOOKSIZE MOTION-CONNECT 800PLUS TRAILING TYPE UL/CSA DESINA DMAX=11 MM LENGTH (M) = TYPE: 6FX8002-5CN31 LENGTH (M) = + 0 + 70 + 0 + 0 | 1331 | TEM | 1 | MC | 16.552 | 1
6FX80025CN411AB0 | POWER CABLE PREASSEMBLED 4X4 C, CONNECTOR SPEED CONNECT CONNECTOR GR.1.5 FOR SINAMICS S120 MOTOR MODULE BOOKSIZE MOTION-CONNECT 800PLUS TRAILING TYPE UL/CSA DESINA DMAX=12,3 MM LENGTH (M) = TYPE: 6FX8002-5CN41 LENGTH (M) = + 0 + 0 + 1 + 0 | 339 | TEM | 1 | MC | 0.761 | 1
6FX80025CN411AC0 | POWER CABLE PREASSEMBLED 4X4 C, CONNECTOR SPEED CONNECT CONNECTOR GR.1.5 FOR SINAMICS S120 MOTOR MODULE BOOKSIZE MOTION-CONNECT 800PLUS TRAILING TYPE UL/CSA DESINA DMAX=12,3 MM LENGTH (M) = TYPE: 6FX8002-5CN41 LENGTH (M) = + 0 + 0 + 2 + 0 | 358 | TEM | 1 | MC | 1.075 | 1
6FX80025CN411AE0 | POWER CABLE PREASSEMBLED 4X4 C, CONNECTOR SPEED CONNECT CONNECTOR GR.1.5 FOR SINAMICS S120 MOTOR MODULE BOOKSIZE MOTION-CONNECT 800PLUS TRAILING TYPE UL/CSA DESINA DMAX=12,3 MM LENGTH (M) = TYPE: 6FX8002-5CN41 LENGTH (M) = + 0 + 0 + 4 + 0 | 395 | TEM | 1 | MC | 1.703 | 1
6FX80025CN411AF0 | POWER CABLE PREASSEMBLED 4X4 C, CONNECTOR SPEED CONNECT CONNECTOR GR.1.5 FOR SINAMICS S120 MOTOR MODULE BOOKSIZE MOTION-CONNECT 800PLUS TRAILING TYPE UL/CSA DESINA DMAX=12,3 MM LENGTH (M) = TYPE: 6FX8002-5CN41 LENGTH (M) = + 0 + 0 + 5 + 0 | 413 | TEM | 1 | MC | 2.017 | 1
6FX80025CN411AG0 | POWER CABLE PREASSEMBLED 4X4 C, CONNECTOR SPEED CONNECT CONNECTOR GR.1.5 FOR SINAMICS S120 MOTOR MODULE BOOKSIZE MOTION-CONNECT 800PLUS TRAILING TYPE UL/CSA DESINA DMAX=12,3 MM LENGTH (M) = TYPE: 6FX8002-5CN41 LENGTH (M) = + 0 + 0 + 6 + 0 | 432 | TEM | 1 | MC | 2.331 | 1
6FX80025CN411AH0 | POWER CABLE PREASSEMBLED 4X4 C, CONNECTOR SPEED CONNECT CONNECTOR GR.1.5 FOR SINAMICS S120 MOTOR MODULE BOOKSIZE MOTION-CONNECT 800PLUS TRAILING TYPE UL/CSA DESINA DMAX=12,3 MM LENGTH (M) = TYPE: 6FX8002-5CN41 LENGTH (M) = + 0 + 0 + 7 + 0 | 450 | TEM | 1 | MC | 2.645 | 1
6FX80025CN411AK0 | POWER CABLE PREASSEMBLED 4X4 C, CONNECTOR SPEED CONNECT CONNECTOR GR.1.5 FOR SINAMICS S120 MOTOR MODULE BOOKSIZE MOTION-CONNECT 800PLUS TRAILING TYPE UL/CSA DESINA DMAX=12,3 MM LENGTH (M) = TYPE: 6FX8002-5CN41 LENGTH (M) = + 0 + 0 + 9 + 0 | 487 | TEM | 1 | MC | 3.273 | 1
6FX80025CN411BA0 | POWER CABLE PREASSEMBLED 4X4 C, CONNECTOR SPEED CONNECT CONNECTOR GR.1.5 FOR SINAMICS S120 MOTOR MODULE BOOKSIZE MOTION-CONNECT 800PLUS TRAILING TYPE UL/CSA DESINA DMAX=12,3 MM LENGTH (M) = TYPE: 6FX8002-5CN41 LENGTH (M) = + 0 + 10 + 0 + 0 | 506 | TEM | 1 | MC | 3.587 | 1
6FX80025CN411BC0 | POWER CABLE PREASSEMBLED 4X4 C, CONNECTOR SPEED CONNECT CONNECTOR GR.1.5 FOR SINAMICS S120 MOTOR MODULE BOOKSIZE MOTION-CONNECT 800PLUS TRAILING TYPE UL/CSA DESINA DMAX=12,3 MM LENGTH (M) = TYPE: 6FX8002-5CN41 LENGTH (M) = + 0 + 10 + 2 + 0 | 543 | TEM | 1 | MC | 4.215 | 1
6FX80025CN411BC5 | POWER CABLE PREASSEMBLED 4X4 C, CONNECTOR SPEED CONNECT CONNECTOR GR.1.5 FOR SINAMICS S120 MOTOR MODULE BOOKSIZE MOTION-CONNECT 800PLUS TRAILING TYPE UL/CSA DESINA DMAX=12,3 MM LENGTH (M) = TYPE: 6FX8002-5CN41 LENGTH (M) = + 0 + 10 + 2 + 0,5 | 561 | TEM | 1 | MC | 4.372 | 1
6FX80025CN411BF0 | POWER CABLE PREASSEMBLED 4X4 C, CONNECTOR SPEED CONNECT CONNECTOR GR.1.5 FOR SINAMICS S120 MOTOR MODULE BOOKSIZE MOTION-CONNECT 800PLUS TRAILING TYPE UL/CSA DESINA DMAX=12,3 MM LENGTH (M) = TYPE: 6FX8002-5CN41 LENGTH (M) = + 0 + 10 + 5 + 0 | 598 | TEM | 1 | MC | 5.157 | 1
6FX80025CN411BG0 | POWER CABLE PREASSEMBLED 4X4 C, CONNECTOR SPEED CONNECT CONNECTOR GR.1.5 FOR SINAMICS S120 MOTOR MODULE BOOKSIZE MOTION-CONNECT 800PLUS TRAILING TYPE UL/CSA DESINA DMAX=12,3 MM LENGTH (M) = TYPE: 6FX8002-5CN41 LENGTH (M) = + 0 + 10 + 6 + 0 | 616 | TEM | 1 | MC | 5.471 | 1
6FX80025CN411BG5 | POWER CABLE PREASSEMBLED 4X4 C, CONNECTOR SPEED CONNECT CONNECTOR GR.1.5 FOR SINAMICS S120 MOTOR MODULE BOOKSIZE MOTION-CONNECT 800PLUS TRAILING TYPE UL/CSA DESINA DMAX=12,3 MM LENGTH (M) = TYPE: 6FX8002-5CN41 LENGTH (M) = + 0 + 10 + 6 + 0,5 | 635 | TEM | 1 | MC | 5.628 | 1
6FX80025CN411BJ0 | POWER CABLE PREASSEMBLED 4X4 C, CONNECTOR SPEED CONNECT CONNECTOR GR.1.5 FOR SINAMICS S120 MOTOR MODULE BOOKSIZE MOTION-CONNECT 800PLUS TRAILING TYPE UL/CSA DESINA DMAX=12,3 MM LENGTH (M) = TYPE: 6FX8002-5CN41 LENGTH (M) = + 0 + 10 + 8 + 0 | 653 | TEM | 1 | MC | 6.099 | 1
6FX80025CN411BJ5 | POWER CABLE PREASSEMBLED 4X4 C, CONNECTOR SPEED CONNECT CONNECTOR GR.1.5 FOR SINAMICS S120 MOTOR MODULE BOOKSIZE MOTION-CONNECT 800PLUS TRAILING TYPE UL/CSA DESINA DMAX=12,3 MM LENGTH (M) = TYPE: 6FX8002-5CN41 LENGTH (M) = + 0 + 10 + 8 + 0,5 | 672 | TEM | 1 | MC | 6.256 | 1
6FX80025CN411CA0 | POWER CABLE PREASSEMBLED 4X4 C, CONNECTOR SPEED CONNECT CONNECTOR GR.1.5 FOR SINAMICS S120 MOTOR MODULE BOOKSIZE MOTION-CONNECT 800PLUS TRAILING TYPE UL/CSA DESINA DMAX=12,3 MM LENGTH (M) = TYPE: 6FX8002-5CN41 LENGTH (M) = + 0 + 20 + 0 + 0 | 690 | TEM | 1 | MC | 6.727 | 1
6FX80025CN411CB0 | POWER CABLE PREASSEMBLED 4X4 C, CONNECTOR SPEED CONNECT CONNECTOR GR.1.5 FOR SINAMICS S120 MOTOR MODULE BOOKSIZE MOTION-CONNECT 800PLUS TRAILING TYPE UL/CSA DESINA DMAX=12,3 MM LENGTH (M) = TYPE: 6FX8002-5CN41 LENGTH (M) = + 0 + 20 + 1 + 0 | 709 | TEM | 1 | MC | 7.041 | 1
6FX80025CN411CF0 | POWER CABLE PREASSEMBLED 4X4 C, CONNECTOR SPEED CONNECT CONNECTOR GR.1.5 FOR SINAMICS S120 MOTOR MODULE BOOKSIZE MOTION-CONNECT 800PLUS TRAILING TYPE UL/CSA DESINA DMAX=12,3 MM LENGTH (M) = TYPE: 6FX8002-5CN41 LENGTH (M) = + 0 + 20 + 5 + 0 | 783 | TEM | 1 | MC | 8.297 | 1
6FX80025CN411CJ0 | POWER CABLE PREASSEMBLED 4X4 C, CONNECTOR SPEED CONNECT CONNECTOR GR.1.5 FOR SINAMICS S120 MOTOR MODULE BOOKSIZE MOTION-CONNECT 800PLUS TRAILING TYPE UL/CSA DESINA DMAX=12,3 MM LENGTH (M) = TYPE: 6FX8002-5CN41 LENGTH (M) = + 0 + 20 + 8 + 0 | 838 | TEM | 1 | MC | 9.239 | 1
6FX80025CN411DA0 | POWER CABLE PREASSEMBLED 4X4 C, CONNECTOR SPEED CONNECT CONNECTOR GR.1.5 FOR SINAMICS S120 MOTOR MODULE BOOKSIZE MOTION-CONNECT 800PLUS TRAILING TYPE UL/CSA DESINA DMAX=12,3 MM LENGTH (M) = TYPE: 6FX8002-5CN41 LENGTH (M) = + 0 + 30 + 0 + 0 | 875 | TEM | 1 | MC | 9.867 | 1
6FX80025CN411DB0 | POWER CABLE PREASSEMBLED 4X4 C, CONNECTOR SPEED CONNECT CONNECTOR GR.1.5 FOR SINAMICS S120 MOTOR MODULE BOOKSIZE MOTION-CONNECT 800PLUS TRAILING TYPE UL/CSA DESINA DMAX=12,3 MM LENGTH (M) = TYPE: 6FX8002-5CN41 LENGTH (M) = + 0 + 30 + 1 + 0 | 894 | TEM | 1 | MC | 10.181 | 1
6FX80025CN411DC0 | POWER CABLE PREASSEMBLED 4X4 C, CONNECTOR SPEED CONNECT CONNECTOR GR.1.5 FOR SINAMICS S120 MOTOR MODULE BOOKSIZE MOTION-CONNECT 800PLUS TRAILING TYPE UL/CSA DESINA DMAX=12,3 MM LENGTH (M) = TYPE: 6FX8002-5CN41 LENGTH (M) = + 0 + 30 + 2 + 0 | 912 | TEM | 1 | MC | 10.495 | 1
6FX80025CN411DG0 | POWER CABLE PREASSEMBLED 4X4 C, CONNECTOR SPEED CONNECT CONNECTOR GR.1.5 FOR SINAMICS S120 MOTOR MODULE BOOKSIZE MOTION-CONNECT 800PLUS TRAILING TYPE UL/CSA DESINA DMAX=12,3 MM LENGTH (M) = TYPE: 6FX8002-5CN41 LENGTH (M) = + 0 + 30 + 6 + 0 | 986 | TEM | 1 | MC | 11.751 | 1
6FX80025CN411FA0 | POWER CABLE PREASSEMBLED 4X4 C, CONNECTOR SPEED CONNECT CONNECTOR GR.1.5 FOR SINAMICS S120 MOTOR MODULE BOOKSIZE MOTION-CONNECT 800PLUS TRAILING TYPE UL/CSA DESINA DMAX=12,3 MM LENGTH (M) = TYPE: 6FX8002-5CN41 LENGTH (M) = + 0 + 50 + 0 + 0 | 1245 | TEM | 1 | MC | 16.147 | 1
6FX80025CN511AH0 | POWER CABLE PREASSEMBLED 4X6 C, CONNECTOR SPEED-CONNECT SIZE 1.5 FOR SINAMICS S120 MOTOR MODULE MOTION-CONNECT 800PLUS TRAILING TYPE, UL/CSA, DESINA DMAX=14.9 MM LENGTH (M) = TYPE: 6FX8002-5CN51 LENGTH (M) = + 0 + 0 + 7 + 0 | 485 | TEM | 1 | MC | 3.354 | 1
6FX80025CN511AK2 | POWER CABLE PREASSEMBLED 4X6 C, CONNECTOR SPEED-CONNECT SIZE 1.5 FOR SINAMICS S120 MOTOR MODULE MOTION-CONNECT 800PLUS TRAILING TYPE, UL/CSA, DESINA DMAX=14.9 MM LENGTH (M) = TYPE: 6FX8002-5CN51 LENGTH (M) = + 0 + 0 + 9 + 0,2 | 554 | TEM | 1 | MC | 4.278 | 1
6FX80025CN511BA0 | POWER CABLE PREASSEMBLED 4X6 C, CONNECTOR SPEED-CONNECT SIZE 1.5 FOR SINAMICS S120 MOTOR MODULE MOTION-CONNECT 800PLUS TRAILING TYPE, UL/CSA, DESINA DMAX=14.9 MM LENGTH (M) = TYPE: 6FX8002-5CN51 LENGTH (M) = + 0 + 10 + 0 + 0 | 554 | TEM | 1 | MC | 4.614 | 1
6FX80025CN511BF0 | POWER CABLE PREASSEMBLED 4X6 C, CONNECTOR SPEED-CONNECT SIZE 1.5 FOR SINAMICS S120 MOTOR MODULE MOTION-CONNECT 800PLUS TRAILING TYPE, UL/CSA, DESINA DMAX=14.9 MM LENGTH (M) = TYPE: 6FX8002-5CN51 LENGTH (M) = + 0 + 10 + 5 + 0 | 668 | TEM | 1 | MC | 6.714 | 1
6FX80025CN511BJ0 | POWER CABLE PREASSEMBLED 4X6 C, CONNECTOR SPEED-CONNECT SIZE 1.5 FOR SINAMICS S120 MOTOR MODULE MOTION-CONNECT 800PLUS TRAILING TYPE, UL/CSA, DESINA DMAX=14.9 MM LENGTH (M) = TYPE: 6FX8002-5CN51 LENGTH (M) = + 0 + 10 + 8 + 0 | 737 | TEM | 1 | MC | 7.974 | 1
6FX80025CN511CA0 | POWER CABLE PREASSEMBLED 4X6 C, CONNECTOR SPEED-CONNECT SIZE 1.5 FOR SINAMICS S120 MOTOR MODULE MOTION-CONNECT 800PLUS TRAILING TYPE, UL/CSA, DESINA DMAX=14.9 MM LENGTH (M) = TYPE: 6FX8002-5CN51 LENGTH (M) = + 0 + 20 + 0 + 0 | 782 | TEM | 1 | MC | 8.814 | 1
6FX80025CN511CE0 | POWER CABLE PREASSEMBLED 4X6 C, CONNECTOR SPEED-CONNECT SIZE 1.5 FOR SINAMICS S120 MOTOR MODULE MOTION-CONNECT 800PLUS TRAILING TYPE, UL/CSA, DESINA DMAX=14.9 MM LENGTH (M) = TYPE: 6FX8002-5CN51 LENGTH (M) = + 0 + 20 + 4 + 0 | 874 | TEM | 1 | MC | 10.494 | 1
6FX80025CN511CF0 | POWER CABLE PREASSEMBLED 4X6 C, CONNECTOR SPEED-CONNECT SIZE 1.5 FOR SINAMICS S120 MOTOR MODULE MOTION-CONNECT 800PLUS TRAILING TYPE, UL/CSA, DESINA DMAX=14.9 MM LENGTH (M) = TYPE: 6FX8002-5CN51 LENGTH (M) = + 0 + 20 + 5 + 0 | 896 | TEM | 1 | MC | 10.914 | 1
6FX80025CN511CG0 | POWER CABLE PREASSEMBLED 4X6 C, CONNECTOR SPEED-CONNECT SIZE 1.5 FOR SINAMICS S120 MOTOR MODULE MOTION-CONNECT 800PLUS TRAILING TYPE, UL/CSA, DESINA DMAX=14.9 MM LENGTH (M) = TYPE: 6FX8002-5CN51 LENGTH (M) = + 0 + 20 + 6 + 0 | 919 | TEM | 1 | MC | 11.334 | 1
6FX80025CN511CH0 | POWER CABLE PREASSEMBLED 4X6 C, CONNECTOR SPEED-CONNECT SIZE 1.5 FOR SINAMICS S120 MOTOR MODULE MOTION-CONNECT 800PLUS TRAILING TYPE, UL/CSA, DESINA DMAX=14.9 MM LENGTH (M) = TYPE: 6FX8002-5CN51 LENGTH (M) = + 0 + 20 + 7 + 0 | 942 | TEM | 1 | MC | 11.754 | 1
6FX80025CN511DA0 | POWER CABLE PREASSEMBLED 4X6 C, CONNECTOR SPEED-CONNECT SIZE 1.5 FOR SINAMICS S120 MOTOR MODULE MOTION-CONNECT 800PLUS TRAILING TYPE, UL/CSA, DESINA DMAX=14.9 MM LENGTH (M) = TYPE: 6FX8002-5CN51 LENGTH (M) = + 0 + 30 + 0 + 0 | 1011 | TEM | 1 | MC | 13.014 | 1
6FX80025CN511DC0 | POWER CABLE PREASSEMBLED 4X6 C, CONNECTOR SPEED-CONNECT SIZE 1.5 FOR SINAMICS S120 MOTOR MODULE MOTION-CONNECT 800PLUS TRAILING TYPE, UL/CSA, DESINA DMAX=14.9 MM LENGTH (M) = TYPE: 6FX8002-5CN51 LENGTH (M) = + 0 + 30 + 2 + 0 | 1056 | TEM | 1 | MC | 13.854 | 1
6FX80025CN511DD0 | POWER CABLE PREASSEMBLED 4X6 C, CONNECTOR SPEED-CONNECT SIZE 1.5 FOR SINAMICS S120 MOTOR MODULE MOTION-CONNECT 800PLUS TRAILING TYPE, UL/CSA, DESINA DMAX=14.9 MM LENGTH (M) = TYPE: 6FX8002-5CN51 LENGTH (M) = + 0 + 30 + 3 + 0 | 1079 | TEM | 1 | MC | 14.274 | 1
6FX80025CN511DF0 | POWER CABLE PREASSEMBLED 4X6 C, CONNECTOR SPEED-CONNECT SIZE 1.5 FOR SINAMICS S120 MOTOR MODULE MOTION-CONNECT 800PLUS TRAILING TYPE, UL/CSA, DESINA DMAX=14.9 MM LENGTH (M) = TYPE: 6FX8002-5CN51 LENGTH (M) = + 0 + 30 + 5 + 0 | 1125 | TEM | 1 | MC | 15.114 | 1
6FX80025CN511DG0 | POWER CABLE PREASSEMBLED 4X6 C, CONNECTOR SPEED-CONNECT SIZE 1.5 FOR SINAMICS S120 MOTOR MODULE MOTION-CONNECT 800PLUS TRAILING TYPE, UL/CSA, DESINA DMAX=14.9 MM LENGTH (M) = TYPE: 6FX8002-5CN51 LENGTH (M) = + 0 + 30 + 6 + 0 | 1148 | TEM | 1 | MC | 15.534 | 1
6FX80025CN511DJ0 | POWER CABLE PREASSEMBLED 4X6 C, CONNECTOR SPEED-CONNECT SIZE 1.5 FOR SINAMICS S120 MOTOR MODULE MOTION-CONNECT 800PLUS TRAILING TYPE, UL/CSA, DESINA DMAX=14.9 MM LENGTH (M) = TYPE: 6FX8002-5CN51 LENGTH (M) = + 0 + 30 + 8 + 0 | 1194 | TEM | 1 | MC | 16.374 | 1
6FX80025CN511EA0 | POWER CABLE PREASSEMBLED 4X6 C, CONNECTOR SPEED-CONNECT SIZE 1.5 FOR SINAMICS S120 MOTOR MODULE MOTION-CONNECT 800PLUS TRAILING TYPE, UL/CSA, DESINA DMAX=14.9 MM LENGTH (M) = TYPE: 6FX8002-5CN51 LENGTH (M) = + 0 + 40 + 0 + 0 | 1239 | TEM | 1 | MC | 17.214 | 1
6FX80025CN511FA0 | POWER CABLE PREASSEMBLED 4X6 C, CONNECTOR SPEED-CONNECT SIZE 1.5 FOR SINAMICS S120 MOTOR MODULE MOTION-CONNECT 800PLUS TRAILING TYPE, UL/CSA, DESINA DMAX=14.9 MM LENGTH (M) = TYPE: 6FX8002-5CN51 LENGTH (M) = + 0 + 50 + 0 + 0 | 1468 | TEM | 1 | MC | 21.414 | 1
6FX80025CN511GA0 | POWER CABLE PREASSEMBLED 4X6 C, CONNECTOR SPEED-CONNECT SIZE 1.5 FOR SINAMICS S120 MOTOR MODULE MOTION-CONNECT 800PLUS TRAILING TYPE, UL/CSA, DESINA DMAX=14.9 MM LENGTH (M) = TYPE: 6FX8002-5CN51 LENGTH (M) = + 0 + 60 + 0 + 0 | 1696 | TEM | 1 | MC | 25.614 | 1
6FX80025CN512AA0 | POWER CABLE PREASSEMBLED 4X6 C, CONNECTOR SPEED-CONNECT SIZE 1.5 FOR SINAMICS S120 MOTOR MODULE MOTION-CONNECT 800PLUS TRAILING TYPE, UL/CSA, DESINA DMAX=14.9 MM LENGTH (M) = TYPE: 6FX8002-5CN51 LENGTH (M) = + 100 + 0 + 0 + 0 | 2610 | TEM | 1 | MC | 42.414 | 1
6FX80025CN541AH0 | POWER CABLE PREASSEMBLED 4X6 C, CONNECTOR STECKER SPEED-CONNECT GR. 1.5 RING TERMINAL END ON MOD. SIDE FOR SINAMICS S120 MOTOR MODULE MOTION-CONNECT 800PLUS TRAILING TYPE UL/CSA DESINA DMAX=14.9 MM LENGTH (M) = TYPE: 6FX8002-5CN54 LENGTH (M) = + 0 + 0 + 7 + 0 | 372 | TEM | 1 | MC | 3.241 | 1
6FX80025CN541AJ0 | POWER CABLE PREASSEMBLED 4X6 C, CONNECTOR STECKER SPEED-CONNECT GR. 1.5 RING TERMINAL END ON MOD. SIDE FOR SINAMICS S120 MOTOR MODULE MOTION-CONNECT 800PLUS TRAILING TYPE UL/CSA DESINA DMAX=14.9 MM LENGTH (M) = TYPE: 6FX8002-5CN54 LENGTH (M) = + 0 + 0 + 8 + 0 | 394 | TEM | 1 | MC | 3.661 | 1
6FX80025CN541AK0 | POWER CABLE PREASSEMBLED 4X6 C, CONNECTOR STECKER SPEED-CONNECT GR. 1.5 RING TERMINAL END ON MOD. SIDE FOR SINAMICS S120 MOTOR MODULE MOTION-CONNECT 800PLUS TRAILING TYPE UL/CSA DESINA DMAX=14.9 MM LENGTH (M) = TYPE: 6FX8002-5CN54 LENGTH (M) = + 0 + 0 + 9 + 0 | 417 | TEM | 1 | MC | 4.081 | 1
6FX80025CN541BB0 | POWER CABLE PREASSEMBLED 4X6 C, CONNECTOR STECKER SPEED-CONNECT GR. 1.5 RING TERMINAL END ON MOD. SIDE FOR SINAMICS S120 MOTOR MODULE MOTION-CONNECT 800PLUS TRAILING TYPE UL/CSA DESINA DMAX=14.9 MM LENGTH (M) = TYPE: 6FX8002-5CN54 LENGTH (M) = + 0 + 10 + 1 + 0 | 463 | TEM | 1 | MC | 4.921 | 1
6FX80025CN541BC0 | POWER CABLE PREASSEMBLED 4X6 C, CONNECTOR STECKER SPEED-CONNECT GR. 1.5 RING TERMINAL END ON MOD. SIDE FOR SINAMICS S120 MOTOR MODULE MOTION-CONNECT 800PLUS TRAILING TYPE UL/CSA DESINA DMAX=14.9 MM LENGTH (M) = TYPE: 6FX8002-5CN54 LENGTH (M) = + 0 + 10 + 2 + 0 | 486 | TEM | 1 | MC | 5.341 | 1
6FX80025CN541BE0 | POWER CABLE PREASSEMBLED 4X6 C, CONNECTOR STECKER SPEED-CONNECT GR. 1.5 RING TERMINAL END ON MOD. SIDE FOR SINAMICS S120 MOTOR MODULE MOTION-CONNECT 800PLUS TRAILING TYPE UL/CSA DESINA DMAX=14.9 MM LENGTH (M) = TYPE: 6FX8002-5CN54 LENGTH (M) = + 0 + 10 + 4 + 0 | 532 | TEM | 1 | MC | 6.181 | 1
6FX80025CN541BF0 | POWER CABLE PREASSEMBLED 4X6 C, CONNECTOR STECKER SPEED-CONNECT GR. 1.5 RING TERMINAL END ON MOD. SIDE FOR SINAMICS S120 MOTOR MODULE MOTION-CONNECT 800PLUS TRAILING TYPE UL/CSA DESINA DMAX=14.9 MM LENGTH (M) = TYPE: 6FX8002-5CN54 LENGTH (M) = + 0 + 10 + 5 + 0 | 554 | TEM | 1 | MC | 6.601 | 1
6FX80025CN541BG0 | POWER CABLE PREASSEMBLED 4X6 C, CONNECTOR STECKER SPEED-CONNECT GR. 1.5 RING TERMINAL END ON MOD. SIDE FOR SINAMICS S120 MOTOR MODULE MOTION-CONNECT 800PLUS TRAILING TYPE UL/CSA DESINA DMAX=14.9 MM LENGTH (M) = TYPE: 6FX8002-5CN54 LENGTH (M) = + 0 + 10 + 6 + 0 | 577 | TEM | 1 | MC | 7.021 | 1
6FX80025CN541BH0 | POWER CABLE PREASSEMBLED 4X6 C, CONNECTOR STECKER SPEED-CONNECT GR. 1.5 RING TERMINAL END ON MOD. SIDE FOR SINAMICS S120 MOTOR MODULE MOTION-CONNECT 800PLUS TRAILING TYPE UL/CSA DESINA DMAX=14.9 MM LENGTH (M) = TYPE: 6FX8002-5CN54 LENGTH (M) = + 0 + 10 + 7 + 0 | 600 | TEM | 1 | MC | 7.441 | 1
6FX80025CN541BJ0 | POWER CABLE PREASSEMBLED 4X6 C, CONNECTOR STECKER SPEED-CONNECT GR. 1.5 RING TERMINAL END ON MOD. SIDE FOR SINAMICS S120 MOTOR MODULE MOTION-CONNECT 800PLUS TRAILING TYPE UL/CSA DESINA DMAX=14.9 MM LENGTH (M) = TYPE: 6FX8002-5CN54 LENGTH (M) = + 0 + 10 + 8 + 0 | 623 | TEM | 1 | MC | 7.861 | 1
6FX80025CN541CA0 | POWER CABLE PREASSEMBLED 4X6 C, CONNECTOR STECKER SPEED-CONNECT GR. 1.5 RING TERMINAL END ON MOD. SIDE FOR SINAMICS S120 MOTOR MODULE MOTION-CONNECT 800PLUS TRAILING TYPE UL/CSA DESINA DMAX=14.9 MM LENGTH (M) = TYPE: 6FX8002-5CN54 LENGTH (M) = + 0 + 20 + 0 + 0 | 669 | TEM | 1 | MC | 8.701 | 1
6FX80025CN541CF0 | POWER CABLE PREASSEMBLED 4X6 C, CONNECTOR STECKER SPEED-CONNECT GR. 1.5 RING TERMINAL END ON MOD. SIDE FOR SINAMICS S120 MOTOR MODULE MOTION-CONNECT 800PLUS TRAILING TYPE UL/CSA DESINA DMAX=14.9 MM LENGTH (M) = TYPE: 6FX8002-5CN54 LENGTH (M) = + 0 + 20 + 5 + 0 | 783 | TEM | 1 | MC | 10.801 | 1
6FX80025CN541DC0 | POWER CABLE PREASSEMBLED 4X6 C, CONNECTOR STECKER SPEED-CONNECT GR. 1.5 RING TERMINAL END ON MOD. SIDE FOR SINAMICS S120 MOTOR MODULE MOTION-CONNECT 800PLUS TRAILING TYPE UL/CSA DESINA DMAX=14.9 MM LENGTH (M) = TYPE: 6FX8002-5CN54 LENGTH (M) = + 0 + 30 + 2 + 0 | 943 | TEM | 1 | MC | 13.741 | 1
6FX80025CN541DF0 | POWER CABLE PREASSEMBLED 4X6 C, CONNECTOR STECKER SPEED-CONNECT GR. 1.5 RING TERMINAL END ON MOD. SIDE FOR SINAMICS S120 MOTOR MODULE MOTION-CONNECT 800PLUS TRAILING TYPE UL/CSA DESINA DMAX=14.9 MM LENGTH (M) = TYPE: 6FX8002-5CN54 LENGTH (M) = + 0 + 30 + 5 + 0 | 1011 | TEM | 1 | MC | 15.001 | 1
6FX80025CN541EA0 | POWER CABLE PREASSEMBLED 4X6 C, CONNECTOR STECKER SPEED-CONNECT GR. 1.5 RING TERMINAL END ON MOD. SIDE FOR SINAMICS S120 MOTOR MODULE MOTION-CONNECT 800PLUS TRAILING TYPE UL/CSA DESINA DMAX=14.9 MM LENGTH (M) = TYPE: 6FX8002-5CN54 LENGTH (M) = + 0 + 40 + 0 + 0 | 1126 | TEM | 1 | MC | 17.101 | 1
6FX80025CN541EJ0 | POWER CABLE PREASSEMBLED 4X6 C, CONNECTOR STECKER SPEED-CONNECT GR. 1.5 RING TERMINAL END ON MOD. SIDE FOR SINAMICS S120 MOTOR MODULE MOTION-CONNECT 800PLUS TRAILING TYPE UL/CSA DESINA DMAX=14.9 MM LENGTH (M) = TYPE: 6FX8002-5CN54 LENGTH (M) = + 0 + 40 + 8 + 0 | 1308 | TEM | 1 | MC | 20.461 | 1
6FX80025CN541FD0 | POWER CABLE PREASSEMBLED 4X6 C, CONNECTOR STECKER SPEED-CONNECT GR. 1.5 RING TERMINAL END ON MOD. SIDE FOR SINAMICS S120 MOTOR MODULE MOTION-CONNECT 800PLUS TRAILING TYPE UL/CSA DESINA DMAX=14.9 MM LENGTH (M) = TYPE: 6FX8002-5CN54 LENGTH (M) = + 0 + 50 + 3 + 0 | 1423 | TEM | 1 | MC | 22.561 | 1
6FX80025CN611CF0 | POWER CABLE PREASSEMBLED 4X10 C SPEED CONNECT CONNECTOR GR.1.5 (SINAMICS S120 MOTOR MODULE) TRAILING TYPE, UL/CSA, DESINA MOTION-CONNECT 800PLUS, DMAX= 18.2 MM, TYPE: 6FX8002-5CN61 LENGTH (M) = + 0 + 20 + 5 + 0 | 1157 | TEM | 1 | MC | 16.065 | 1
6FX80025CN641AD0 | POWER CABLE PREASSEMBLED 4X10 C SPEED CONNECT CONNECTOR GR.1.5 RING CABLE LUG, (SINAMICS MOTOR MODULE) TRAILING TYPE, UL/CSA, DESINA MOTION CONNECT 800 DMAX = 18,4 MM, TYPE: 6FX8002-5CN64 LENGTH (M) = + 0 + 0 + 3 + 0 | 319 | TEM | 1 | MC | 2.183 | 1
6FX80025CN641AF0 | POWER CABLE PREASSEMBLED 4X10 C SPEED CONNECT CONNECTOR GR.1.5 RING CABLE LUG, (SINAMICS MOTOR MODULE) TRAILING TYPE, UL/CSA, DESINA MOTION CONNECT 800 DMAX = 18,4 MM, TYPE: 6FX8002-5CN64 LENGTH (M) = + 0 + 0 + 5 + 0 | 384 | TEM | 1 | MC | 3.435 | 1
6FX80025CN641BA0 | POWER CABLE PREASSEMBLED 4X10 C SPEED CONNECT CONNECTOR GR.1.5 RING CABLE LUG, (SINAMICS MOTOR MODULE) TRAILING TYPE, UL/CSA, DESINA MOTION CONNECT 800 DMAX = 18,4 MM, TYPE: 6FX8002-5CN64 LENGTH (M) = + 0 + 10 + 0 + 0 | 547 | TEM | 1 | MC | 6.565 | 1
6FX80025CN641BF0 | POWER CABLE PREASSEMBLED 4X10 C SPEED CONNECT CONNECTOR GR.1.5 RING CABLE LUG, (SINAMICS MOTOR MODULE) TRAILING TYPE, UL/CSA, DESINA MOTION CONNECT 800 DMAX = 18,4 MM, TYPE: 6FX8002-5CN64 LENGTH (M) = + 0 + 10 + 5 + 0 | 711 | TEM | 1 | MC | 9.695 | 1
6FX80025CN641CA0 | POWER CABLE PREASSEMBLED 4X10 C SPEED CONNECT CONNECTOR GR.1.5 RING CABLE LUG, (SINAMICS MOTOR MODULE) TRAILING TYPE, UL/CSA, DESINA MOTION CONNECT 800 DMAX = 18,4 MM, TYPE: 6FX8002-5CN64 LENGTH (M) = + 0 + 20 + 0 + 0 | 874 | TEM | 1 | MC | 12.825 | 1
6FX80025CN641CF0 | POWER CABLE PREASSEMBLED 4X10 C SPEED CONNECT CONNECTOR GR.1.5 RING CABLE LUG, (SINAMICS MOTOR MODULE) TRAILING TYPE, UL/CSA, DESINA MOTION CONNECT 800 DMAX = 18,4 MM, TYPE: 6FX8002-5CN64 LENGTH (M) = + 0 + 20 + 5 + 0 | 1037 | TEM | 1 | MC | 15.955 | 1
6FX80025CN641DA0 | POWER CABLE PREASSEMBLED 4X10 C SPEED CONNECT CONNECTOR GR.1.5 RING CABLE LUG, (SINAMICS MOTOR MODULE) TRAILING TYPE, UL/CSA, DESINA MOTION CONNECT 800 DMAX = 18,4 MM, TYPE: 6FX8002-5CN64 LENGTH (M) = + 0 + 30 + 0 + 0 | 1201 | TEM | 1 | MC | 19.085 | 1
6FX80025CN641GA0 | POWER CABLE PREASSEMBLED 4X10 C SPEED CONNECT CONNECTOR GR.1.5 RING CABLE LUG, (SINAMICS MOTOR MODULE) TRAILING TYPE, UL/CSA, DESINA MOTION CONNECT 800 DMAX = 18,4 MM, TYPE: 6FX8002-5CN64 LENGTH (M) = + 0 + 60 + 0 + 0 | 2181 | TEM | 1 | MC | 37.865 | 1
6FX80025CP101AD0 | POWER CABLE, PREASSEMBLED TYPE: 6FX8002-5CP10 4X2.5 C, SCREW GLAND M25/ 1PH808. FOR SINAMICS S120 MOTOR MODULE BOOKSIZE MOTION-CONNECT 800PLUS UL/CSA, DESINA DMAX=11 MM LENGTH (M) = 0 + 0 + 3 + 0 | 264 | TEM | 1 | MC | 1.254 | 1
6FX80025CP101AF0 | POWER CABLE, PREASSEMBLED TYPE: 6FX8002-5CP10 4X2.5 C, SCREW GLAND M25/ 1PH808. FOR SINAMICS S120 MOTOR MODULE BOOKSIZE MOTION-CONNECT 800PLUS UL/CSA, DESINA DMAX=11 MM LENGTH (M) = 0 + 0 + 5 + 0 | 290 | TEM | 1 | MC | 1.714 | 1
6FX80025CP101AJ0 | POWER CABLE, PREASSEMBLED TYPE: 6FX8002-5CP10 4X2.5 C, SCREW GLAND M25/ 1PH808. FOR SINAMICS S120 MOTOR MODULE BOOKSIZE MOTION-CONNECT 800PLUS UL/CSA, DESINA DMAX=11 MM LENGTH (M) = 0 + 0 + 8 + 0 | 329 | TEM | 1 | MC | 2.404 | 1
6FX80025CP101BA0 | POWER CABLE, PREASSEMBLED TYPE: 6FX8002-5CP10 4X2.5 C, SCREW GLAND M25/ 1PH808. FOR SINAMICS S120 MOTOR MODULE BOOKSIZE MOTION-CONNECT 800PLUS UL/CSA, DESINA DMAX=11 MM LENGTH (M) = 0 + 10 + 0 + 0 | 355 | TEM | 1 | MC | 2.864 | 1
6FX80025CP101DA0 | POWER CABLE, PREASSEMBLED TYPE: 6FX8002-5CP10 4X2.5 C, SCREW GLAND M25/ 1PH808. FOR SINAMICS S120 MOTOR MODULE BOOKSIZE MOTION-CONNECT 800PLUS UL/CSA, DESINA DMAX=11 MM LENGTH (M) = 0 + 30 + 0 + 0 | 616 | TEM | 1 | MC | 7.464 | 1
6FX80025CP111AE0 | POWER CABLE, PREASSEMBLED TYPE: 6FX8002-5CP11 4X2.5 C, SCREW GLAND M32/ 1PH810. FOR SINAMICS S120 MOTOR MODULE BOOKSIZE MOTION-CONNECT 800PLUS UL/CSA, DESINA DMAX=11 MM LENGTH (M) = 0 + 0 + 4 + 0 | 328 | TEM | 1 | MC | 1.541 | 1
6FX80025CP111AF0 | POWER CABLE, PREASSEMBLED TYPE: 6FX8002-5CP11 4X2.5 C, SCREW GLAND M32/ 1PH810. FOR SINAMICS S120 MOTOR MODULE BOOKSIZE MOTION-CONNECT 800PLUS UL/CSA, DESINA DMAX=11 MM LENGTH (M) = 0 + 0 + 5 + 0 | 341 | TEM | 1 | MC | 1.771 | 1
6FX80025CP111BA0 | POWER CABLE, PREASSEMBLED TYPE: 6FX8002-5CP11 4X2.5 C, SCREW GLAND M32/ 1PH810. FOR SINAMICS S120 MOTOR MODULE BOOKSIZE MOTION-CONNECT 800PLUS UL/CSA, DESINA DMAX=11 MM LENGTH (M) = 0 + 10 + 0 + 0 | 406 | TEM | 1 | MC | 2.921 | 1
6FX80025CP111BF0 | POWER CABLE, PREASSEMBLED TYPE: 6FX8002-5CP11 4X2.5 C, SCREW GLAND M32/ 1PH810. FOR SINAMICS S120 MOTOR MODULE BOOKSIZE MOTION-CONNECT 800PLUS UL/CSA, DESINA DMAX=11 MM LENGTH (M) = 0 + 10 + 5 + 0 | 472 | TEM | 1 | MC | 4.071 | 1
6FX80025CP111CA0 | POWER CABLE, PREASSEMBLED TYPE: 6FX8002-5CP11 4X2.5 C, SCREW GLAND M32/ 1PH810. FOR SINAMICS S120 MOTOR MODULE BOOKSIZE MOTION-CONNECT 800PLUS UL/CSA, DESINA DMAX=11 MM LENGTH (M) = 0 + 20 + 0 + 0 | 537 | TEM | 1 | MC | 5.221 | 1
6FX80025CP111CF0 | POWER CABLE, PREASSEMBLED TYPE: 6FX8002-5CP11 4X2.5 C, SCREW GLAND M32/ 1PH810. FOR SINAMICS S120 MOTOR MODULE BOOKSIZE MOTION-CONNECT 800PLUS UL/CSA, DESINA DMAX=11 MM LENGTH (M) = 0 + 20 + 5 + 0 | 602 | TEM | 1 | MC | 6.371 | 1
6FX80025CP111DA0 | POWER CABLE, PREASSEMBLED TYPE: 6FX8002-5CP11 4X2.5 C, SCREW GLAND M32/ 1PH810. FOR SINAMICS S120 MOTOR MODULE BOOKSIZE MOTION-CONNECT 800PLUS UL/CSA, DESINA DMAX=11 MM LENGTH (M) = 0 + 30 + 0 + 0 | 667 | TEM | 1 | MC | 7.521 | 1
6FX80025CP111HA0 | POWER CABLE, PREASSEMBLED TYPE: 6FX8002-5CP11 4X2.5 C, SCREW GLAND M32/ 1PH810. FOR SINAMICS S120 MOTOR MODULE BOOKSIZE MOTION-CONNECT 800PLUS UL/CSA, DESINA DMAX=11 MM LENGTH (M) = 0 + 70 + 0 + 0 | 1190 | TEM | 1 | MC | 16.721 | 1
6FX80025CP211AE0 | POWER CABLE, PREASSEMBLED TYPE: 6FX8002-5CP21 4X4 C, SCREW GLAND M32/ 1PH810. FOR SINAMICS S120 MOTOR MODULE BOOKSIZE MOTION-CONNECT 800PLUS UL/CSA, DESINA DMAX=12.3 MM LENGTH (M) = 0 + 0 + 4 + 0 | 343 | TEM | 1 | MC | 2.071 | 1
6FX80025CP211AF0 | POWER CABLE, PREASSEMBLED TYPE: 6FX8002-5CP21 4X4 C, SCREW GLAND M32/ 1PH810. FOR SINAMICS S120 MOTOR MODULE BOOKSIZE MOTION-CONNECT 800PLUS UL/CSA, DESINA DMAX=12.3 MM LENGTH (M) = 0 + 0 + 5 + 0 | 360 | TEM | 1 | MC | 2.385 | 1
6FX80025CP211BA0 | POWER CABLE, PREASSEMBLED TYPE: 6FX8002-5CP21 4X4 C, SCREW GLAND M32/ 1PH810. FOR SINAMICS S120 MOTOR MODULE BOOKSIZE MOTION-CONNECT 800PLUS UL/CSA, DESINA DMAX=12.3 MM LENGTH (M) = 0 + 10 + 0 + 0 | 441 | TEM | 1 | MC | 3.955 | 1
6FX80025CP211BJ0 | POWER CABLE, PREASSEMBLED TYPE: 6FX8002-5CP21 4X4 C, SCREW GLAND M32/ 1PH810. FOR SINAMICS S120 MOTOR MODULE BOOKSIZE MOTION-CONNECT 800PLUS UL/CSA, DESINA DMAX=12.3 MM LENGTH (M) = 0 + 10 + 8 + 0 | 572 | TEM | 1 | MC | 6.467 | 1
6FX80025CP211DA0 | POWER CABLE, PREASSEMBLED TYPE: 6FX8002-5CP21 4X4 C, SCREW GLAND M32/ 1PH810. FOR SINAMICS S120 MOTOR MODULE BOOKSIZE MOTION-CONNECT 800PLUS UL/CSA, DESINA DMAX=12.3 MM LENGTH (M) = 0 + 30 + 0 + 0 | 768 | TEM | 1 | MC | 10.235 | 1
6FX80025CP411AH0 | POWER CABLE, PREASSEMBLED TYPE: 6FX8002-5CP41 4X10 C, SCREW GLAND M32 FOR SINAMICS S120 POWER MODULE MOTION-CONNECT 800 TRAILING TYPE, UL/CSA DESINA DMAX=19.4 MM, LENGTH (M) = 0 + 0 + 7 + 0 | 491 | TEM | 1 | MC | 5.628 | 1
6FX80025CP411AK0 | POWER CABLE, PREASSEMBLED TYPE: 6FX8002-5CP41 4X10 C, SCREW GLAND M32 FOR SINAMICS S120 POWER MODULE MOTION-CONNECT 800 TRAILING TYPE, UL/CSA DESINA DMAX=19.4 MM, LENGTH (M) = 0 + 0 + 9 + 0 | 550 | TEM | 1 | MC | 6.876 | 1
6FX80025CP411BB0 | POWER CABLE, PREASSEMBLED TYPE: 6FX8002-5CP41 4X10 C, SCREW GLAND M32 FOR SINAMICS S120 POWER MODULE MOTION-CONNECT 800 TRAILING TYPE, UL/CSA DESINA DMAX=19.4 MM, LENGTH (M) = 0 + 10 + 1 + 0 | 609 | TEM | 1 | MC | 8.124 | 1
6FX80025CP411BF0 | POWER CABLE, PREASSEMBLED TYPE: 6FX8002-5CP41 4X10 C, SCREW GLAND M32 FOR SINAMICS S120 POWER MODULE MOTION-CONNECT 800 TRAILING TYPE, UL/CSA DESINA DMAX=19.4 MM, LENGTH (M) = 0 + 10 + 5 + 0 | 726 | TEM | 1 | MC | 10.62 | 1
6FX80025CP421AD0 | POWER CABLE, PREASSEMBLED TYPE: 6FX8002-5CP42 4X10 C, SCREW GLAND M40 FOR SINAMICS S120 MOTOR MODULE MOTION-CONNECT 800 TRAILING TYPE, UL/CSA DESINA DMAX=19.4 MM, LENGTH (M) = 0 + 0 + 3 + 0 | 376 | TEM | 1 | MC | 3.132 | 1
6FX80025CP421AE0 | POWER CABLE, PREASSEMBLED TYPE: 6FX8002-5CP42 4X10 C, SCREW GLAND M40 FOR SINAMICS S120 MOTOR MODULE MOTION-CONNECT 800 TRAILING TYPE, UL/CSA DESINA DMAX=19.4 MM, LENGTH (M) = 0 + 0 + 4 + 0 | 406 | TEM | 1 | MC | 3.756 | 1
6FX80025CQ151BA0 | POWER CABLE EXTENSION 4X2.5 C CONNECTOR SPEED-CONNECT SIZE 1 MOTION-CONNECT 800PLUS TRAILING TYPE; UL/CSA, DESINA DMAX=11 MM LENGTH (M) = TYPE: 6FX8002-5CQ15 LENGTH (M) = 0 + 10 + 0 + 0 | 384 | TEM | 1 | MC | 2.79 | 1
6FX80025CQ151BC0 | POWER CABLE EXTENSION 4X2.5 C CONNECTOR SPEED-CONNECT SIZE 1 MOTION-CONNECT 800PLUS TRAILING TYPE; UL/CSA, DESINA DMAX=11 MM LENGTH (M) = TYPE: 6FX8002-5CQ15 LENGTH (M) = 0 + 10 + 2 + 0 | 411 | TEM | 1 | MC | 3.25 | 1
6FX80025CQ151BD0 | POWER CABLE EXTENSION 4X2.5 C CONNECTOR SPEED-CONNECT SIZE 1 MOTION-CONNECT 800PLUS TRAILING TYPE; UL/CSA, DESINA DMAX=11 MM LENGTH (M) = TYPE: 6FX8002-5CQ15 LENGTH (M) = 0 + 10 + 3 + 0 | 425 | TEM | 1 | MC | 3.48 | 1
6FX80025CQ151BF0 | POWER CABLE EXTENSION 4X2.5 C CONNECTOR SPEED-CONNECT SIZE 1 MOTION-CONNECT 800PLUS TRAILING TYPE; UL/CSA, DESINA DMAX=11 MM LENGTH (M) = TYPE: 6FX8002-5CQ15 LENGTH (M) = 0 + 10 + 5 + 0 | 452 | TEM | 1 | MC | 3.94 | 1
6FX80025CQ281AK1 | POWER CABLE EXTENSION 4X1.5 C, SPEED CONNECT SIZE 1.5 MOTION-CONNECT 800PLUS TRAILING TYPE, UL/CSA, DESINA DMAX = 9.5 MM, LENGTH (M) = TYPE: 6FX8002-5CQ28 LENGTH (M) = 0 0 + 9 + 0,1 | 487 | TEM | 1 | MC | 1.993 | 1
6FX80025CQ281BA0 | POWER CABLE EXTENSION 4X1.5 C, SPEED CONNECT SIZE 1.5 MOTION-CONNECT 800PLUS TRAILING TYPE, UL/CSA, DESINA DMAX = 9.5 MM, LENGTH (M) = TYPE: 6FX8002-5CQ28 LENGTH (M) = 0 + 10 0 + 0 | 487 | TEM | 1 | MC | 2.132 | 1
6FX80025CQ381AH0 | POWER CABLE EXTENSION 4X2.5 C, CONNECTOR SPEED-CONNECT SIZE 1.5 MOTION-CONNECT 800PLUS TRAILING TYPE; UL/CSA, DESINA DMAX=11 MM LENGTH (M) = TYPE: 6FX8002-5CQ38 LENGTH (M) = 0 + 0 + 7 + 0 | 467 | TEM | 1 | MC | 2.184 | 1
6FX80025CQ381AJ0 | POWER CABLE EXTENSION 4X2.5 C, CONNECTOR SPEED-CONNECT SIZE 1.5 MOTION-CONNECT 800PLUS TRAILING TYPE; UL/CSA, DESINA DMAX=11 MM LENGTH (M) = TYPE: 6FX8002-5CQ38 LENGTH (M) = 0 + 0 + 8 + 0 | 481 | TEM | 1 | MC | 2.414 | 1
6FX80025CQ381BA0 | POWER CABLE EXTENSION 4X2.5 C, CONNECTOR SPEED-CONNECT SIZE 1.5 MOTION-CONNECT 800PLUS TRAILING TYPE; UL/CSA, DESINA DMAX=11 MM LENGTH (M) = TYPE: 6FX8002-5CQ38 LENGTH (M) = 0 + 10 + 0 + 0 | 508 | TEM | 1 | MC | 2.874 | 1
6FX80025CQ381BC0 | POWER CABLE EXTENSION 4X2.5 C, CONNECTOR SPEED-CONNECT SIZE 1.5 MOTION-CONNECT 800PLUS TRAILING TYPE; UL/CSA, DESINA DMAX=11 MM LENGTH (M) = TYPE: 6FX8002-5CQ38 LENGTH (M) = 0 + 10 + 2 + 0 | 535 | TEM | 1 | MC | 3.334 | 1
6FX80025CQ381CA0 | POWER CABLE EXTENSION 4X2.5 C, CONNECTOR SPEED-CONNECT SIZE 1.5 MOTION-CONNECT 800PLUS TRAILING TYPE; UL/CSA, DESINA DMAX=11 MM LENGTH (M) = TYPE: 6FX8002-5CQ38 LENGTH (M) = 0 + 20 + 0 + 0 | 644 | TEM | 1 | MC | 5.174 | 1
6FX80025CQ481AD0 | POWER CABLE EXTENSION 4X4 C, CONNECTOR SPEED-CONNECT SIZE 1.5 MOTION-CONNECT 800PLUS TRAILING TYPE; UL/CSA, DESINA DMAX=12.3 MM LENGTH (M) = TYPE: 6FX8002-5CQ48 LENGTH (M) = 0 + 0 + 3 + 0 | 423 | TEM | 1 | MC | 1.513 | 1
6FX80025CQ481AE0 | POWER CABLE EXTENSION 4X4 C, CONNECTOR SPEED-CONNECT SIZE 1.5 MOTION-CONNECT 800PLUS TRAILING TYPE; UL/CSA, DESINA DMAX=12.3 MM LENGTH (M) = TYPE: 6FX8002-5CQ48 LENGTH (M) = 0 + 0 + 4 + 0 | 440 | TEM | 1 | MC | 1.827 | 1
6FX80025CQ481AF0 | POWER CABLE EXTENSION 4X4 C, CONNECTOR SPEED-CONNECT SIZE 1.5 MOTION-CONNECT 800PLUS TRAILING TYPE; UL/CSA, DESINA DMAX=12.3 MM LENGTH (M) = TYPE: 6FX8002-5CQ48 LENGTH (M) = 0 + 0 + 5 + 0 | 458 | TEM | 1 | MC | 2.141 | 1
6FX80025CQ481AK0 | POWER CABLE EXTENSION 4X4 C, CONNECTOR SPEED-CONNECT SIZE 1.5 MOTION-CONNECT 800PLUS TRAILING TYPE; UL/CSA, DESINA DMAX=12.3 MM LENGTH (M) = TYPE: 6FX8002-5CQ48 LENGTH (M) = 0 + 0 + 9 + 0 | 528 | TEM | 1 | MC | 3.397 | 1
6FX80025CQ481BA0 | POWER CABLE EXTENSION 4X4 C, CONNECTOR SPEED-CONNECT SIZE 1.5 MOTION-CONNECT 800PLUS TRAILING TYPE; UL/CSA, DESINA DMAX=12.3 MM LENGTH (M) = TYPE: 6FX8002-5CQ48 LENGTH (M) = 0 + 10 + 0 + 0 | 546 | TEM | 1 | MC | 3.711 | 1
6FX80025CQ481BD0 | POWER CABLE EXTENSION 4X4 C, CONNECTOR SPEED-CONNECT SIZE 1.5 MOTION-CONNECT 800PLUS TRAILING TYPE; UL/CSA, DESINA DMAX=12.3 MM LENGTH (M) = TYPE: 6FX8002-5CQ48 LENGTH (M) = 0 + 10 + 3 + 0 | 598 | TEM | 1 | MC | 4.653 | 1
6FX80025CQ581AE0 | POWER CABLE EXTENSION 4X6 C, CONNECTOR SPEED-CONNECT SIZE 1.5 MOTION-CONNECT 800PLUS TRAILING TYPE; UL/CSA, DESINA DMAX=14.9 MM LENGTH (M) = TYPE: 6FX8002-5CQ58 LENGTH (M) = 0 + 0 + 4 + 0 | 468 | TEM | 1 | MC | 2.279 | 1
6FX80025CQ581AF0 | POWER CABLE EXTENSION 4X6 C, CONNECTOR SPEED-CONNECT SIZE 1.5 MOTION-CONNECT 800PLUS TRAILING TYPE; UL/CSA, DESINA DMAX=14.9 MM LENGTH (M) = TYPE: 6FX8002-5CQ58 LENGTH (M) = 0 + 0 + 5 + 0 | 490 | TEM | 1 | MC | 2.699 | 1
6FX80025CQ581AG0 | POWER CABLE EXTENSION 4X6 C, CONNECTOR SPEED-CONNECT SIZE 1.5 MOTION-CONNECT 800PLUS TRAILING TYPE; UL/CSA, DESINA DMAX=14.9 MM LENGTH (M) = TYPE: 6FX8002-5CQ58 LENGTH (M) = 0 + 0 + 6 + 0 | 511 | TEM | 1 | MC | 3.119 | 1
6FX80025CQ581AK0 | POWER CABLE EXTENSION 4X6 C, CONNECTOR SPEED-CONNECT SIZE 1.5 MOTION-CONNECT 800PLUS TRAILING TYPE; UL/CSA, DESINA DMAX=14.9 MM LENGTH (M) = TYPE: 6FX8002-5CQ58 LENGTH (M) = 0 + 0 + 9 + 0 | 577 | TEM | 1 | MC | 4.379 | 1
6FX80025CQ581BA0 | POWER CABLE EXTENSION 4X6 C, CONNECTOR SPEED-CONNECT SIZE 1.5 MOTION-CONNECT 800PLUS TRAILING TYPE; UL/CSA, DESINA DMAX=14.9 MM LENGTH (M) = TYPE: 6FX8002-5CQ58 LENGTH (M) = 0 + 10 + 0 + 0 | 599 | TEM | 1 | MC | 4.799 | 1
6FX80025CQ581BB0 | POWER CABLE EXTENSION 4X6 C, CONNECTOR SPEED-CONNECT SIZE 1.5 MOTION-CONNECT 800PLUS TRAILING TYPE; UL/CSA, DESINA DMAX=14.9 MM LENGTH (M) = TYPE: 6FX8002-5CQ58 LENGTH (M) = 0 + 10 + 1 + 0 | 620 | TEM | 1 | MC | 5.219 | 1
6FX80025CQ581CK0 | POWER CABLE EXTENSION 4X6 C, CONNECTOR SPEED-CONNECT SIZE 1.5 MOTION-CONNECT 800PLUS TRAILING TYPE; UL/CSA, DESINA DMAX=14.9 MM LENGTH (M) = TYPE: 6FX8002-5CQ58 LENGTH (M) = 0 + 20 + 9 + 0 | 1012 | TEM | 1 | MC | 12.779 | 1
6FX80025CQ681BA0 | POWER CABLE EXTENSION 4X10 C CONNECTOR SPEED CONNECT GR. 1.5 MOTION-CONNECT 800PLUS TRAILING TYPE, UL/CSA, DESINA DMAX=18.2 MM LENGTH (M) = TYPE: 6FX8002-5CQ68 LENGTH (M) = 0 + 10 + 0 + 0 | 720 | TEM | 1 | MC | 6.925 | 1
6FX80025CR101BA0 | POWER CABLE, PREASSEMBLED TYPE: 6FX8002-5CR10 4X2.5 C SCREW GLAND M25/ 1PH808. FOR SINAMICS S120 POWER MODULE AND MOTOR MOD. BOOKSIZE COMPACT MOTION-CONNECT 800PLUS UL/CSA, DESINA DMAX=11 MM LENGTH (M) = 0 + 10 + 0 + 0 | 309 | TEM | 1 | MC | 2.797 | 1
6FX80025CR111BA0 | POWER CABLE, PREASSEMBLED TYPE: 6FX8002-5CR11 4X2.5 C SCREW GLAND M32/ 1PH810. FOR SINAMICS S120 POWER MODULE AND MOTOR MOD. BOOKSIZE COMPACT MOTION-CONNECT 800PLUS UL/CSA, DESINA DMAX=11 MM LENGTH (M) = 0 + 10 + 0 + 0 | 370 | TEM | 1 | MC | 2.924 | 1
6FX80025CR111FA0 | POWER CABLE, PREASSEMBLED TYPE: 6FX8002-5CR11 4X2.5 C SCREW GLAND M32/ 1PH810. FOR SINAMICS S120 POWER MODULE AND MOTOR MOD. BOOKSIZE COMPACT MOTION-CONNECT 800PLUS UL/CSA, DESINA DMAX=11 MM LENGTH (M) = 0 + 50 + 0 + 0 + 0 | 893 | TEM | 1 | MC | 12.124 | 1
6FX80025CR201BA0 | POWER CABLE, PREASSEMBLED TYPE: 6FX8002-5CR20 4X4 C SCREW GLAND M25/ 1PH808. FOR SINAMICS S120 POWER MODULE AND MOTOR MOD. BOOKSIZE COMPACT MOTION-CONNECT 800PLUS UL/CSA, DESINA DMAX=12.3 MM LENGTH (M) = 0 + 10 + 0 + 0 | 345 | TEM | 1 | MC | 3.781 | 1
6FX80025CR211BA0 | POWER CABLE, PREASSEMBLED TYPE: 6FX8002-5CR21 4X4 C SCREW GLAND M32/ 1PH810. FOR SINAMICS S120 POWER MODULE AND MOTOR MOD. BOOKSIZE COMPACT MOTION-CONNECT 800PLUS UL/CSA, DESINA DMAX=12.3 MM LENGTH (M) = 0 + 10 + 0 + 0 | 406 | TEM | 1 | MC | 3.909 | 1
6FX80025CR211DA0 | POWER CABLE, PREASSEMBLED TYPE: 6FX8002-5CR21 4X4 C SCREW GLAND M32/ 1PH810. FOR SINAMICS S120 POWER MODULE AND MOTOR MOD. BOOKSIZE COMPACT MOTION-CONNECT 800PLUS UL/CSA, DESINA DMAX=12.3 MM LENGTH (M) = 0 + 30 + 0 + 0 | 732 | TEM | 1 | MC | 10.189 | 1
6FX80025CR211FA0 | POWER CABLE, PREASSEMBLED TYPE: 6FX8002-5CR21 4X4 C SCREW GLAND M32/ 1PH810. FOR SINAMICS S120 POWER MODULE AND MOTOR MOD. BOOKSIZE COMPACT MOTION-CONNECT 800PLUS UL/CSA, DESINA DMAX=12.3 MM LENGTH (M) = 0 + 50 + 0 + 0 | 1059 | TEM | 1 | MC | 16.469 | 1
6FX80025CR411BA0 | POWER CABLE, PREASSEMBLED TYPE: 6FX8002-5CR41 4X10 C, SCREW GLAND M32 FOR SINAMICS S120 MOTOR MODULE MOTION-CONNECT 800 TRAILING TYPE, UL/CSA DESINA DMAX=18,2 MM, LENGTH (M) = 0 + 10 + 0 + 0 | 526 | TEM | 1 | MC | 7.49 | 1
6FX80025CR411CA0 | POWER CABLE, PREASSEMBLED TYPE: 6FX8002-5CR41 4X10 C, SCREW GLAND M32 FOR SINAMICS S120 MOTOR MODULE MOTION-CONNECT 800 TRAILING TYPE, UL/CSA DESINA DMAX=18,2 MM, LENGTH (M) = 0 + 20 + 0 + 0 | 791 | TEM | 1 | MC | 13.73 | 1
6FX80025CR411CD0 | POWER CABLE, PREASSEMBLED TYPE: 6FX8002-5CR41 4X10 C, SCREW GLAND M32 FOR SINAMICS S120 MOTOR MODULE MOTION-CONNECT 800 TRAILING TYPE, UL/CSA DESINA DMAX=18,2 MM, LENGTH (M) = 0 + 20 + 3 + 0 | 870 | TEM | 1 | MC | 15.602 | 1
6FX80025CR411CG0 | POWER CABLE, PREASSEMBLED TYPE: 6FX8002-5CR41 4X10 C, SCREW GLAND M32 FOR SINAMICS S120 MOTOR MODULE MOTION-CONNECT 800 TRAILING TYPE, UL/CSA DESINA DMAX=18,2 MM, LENGTH (M) = 0 + 20 + 6 + 0 | 950 | TEM | 1 | MC | 17.474 | 1
6FX80025CR411DA0 | POWER CABLE, PREASSEMBLED TYPE: 6FX8002-5CR41 4X10 C, SCREW GLAND M32 FOR SINAMICS S120 MOTOR MODULE MOTION-CONNECT 800 TRAILING TYPE, UL/CSA DESINA DMAX=18,2 MM, LENGTH (M) = 0 + 30 + 0 + 0 | 1056 | TEM | 1 | MC | 19.97 | 1
6FX80025CR411FA0 | POWER CABLE, PREASSEMBLED TYPE: 6FX8002-5CR41 4X10 C, SCREW GLAND M32 FOR SINAMICS S120 MOTOR MODULE MOTION-CONNECT 800 TRAILING TYPE, UL/CSA DESINA DMAX=18,2 MM, LENGTH (M) = 0 + 50 + 0 + 0 + 0 | 1587 | TEM | 1 | MC | 32.45 | 1
6FX80025CR421BA0 | POWER CABLE, PREASSEMBLED TYPE: 6FX8002-5CR42 4X10 C, SCREW GLAND M40 FOR SINAMICS S120 POWER MODULE MOTION-CONNECT 800 TRAILING TYPE, UL/CSA DESINA DMAX=19.4 MM, LENGTH (M) = 0 + 10 + 0 + 0 | 524 | TEM | 1 | MC | 7.5 | 1
6FX80025CR431BA0 | POWER CABLE, PREASSEMBLED TYPE: 6FX8002-5CR43 4X10 C, SCREW GLAND M50 FOR SINAMICS S120 POWER MODULE MOTION-CONNECT 800 TRAILING TYPE, UL/CSA DESINA DMAX=19.4 MM, LENGTH (M) = 0 + 10 + 0 + 0 | 599 | TEM | 1 | MC | 7.75 | 1
6FX80025CR521BA0 | POWER CABLE, PREASSEMBLED TYPE: 6FX8002-5CR52 4X16 C, SCREW GLAND M40/ 1PH813 FOR SINAMICS S120, OPEN END OF CONDUCTORS ON MODULE SIDE MOTION-CONNECT 800PLUS TRAILING TYPE, UL/CSA DESINA DMAX=22.3 MM LENGTH (M) = 0 + 10 + 0 + 0 | 660 | TEM | 1 | MC | 11.17 | 1
6FX80025CR531BA0 | POWER CABLE, PREASSEMBLED TYPE: 6FX8002-5CR53 4X16 C, SCREW GLAND M50/ 1PH813 FOR SINAMICS S120, OPEN END OF CONDUCTORS ON MODULE SIDE MOTION-CONNECT 800PLUS TRAILING TYPE, UL/CSA DESINA DMAX=22.3 MM LENGTH (M) = 0 + 10 + 0 + 0 | 737 | TEM | 1 | MC | 11.45 | 1
6FX80025CS011AA0 | POWER CABLE, PREASSEMBLED TYPE: 6FX8002-5CS01 4 X 1.5 C, CONNECTOR FULL THREAD SIZE 1 FOR SINAMICS S120 MOTOR MODULE MOTION-CONNECT 800PLUS TRAILING TYPE, UL/CSA DESINA DMAX = 9.5 MM, LENGTH (M) = 0 + 0 + 0 + 0 | 248 | TEM | 1 | MC | 0.257 | 1
6FX80025CS011AA1 | POWER CABLE, PREASSEMBLED TYPE: 6FX8002-5CS01 4 X 1.5 C, CONNECTOR FULL THREAD SIZE 1 FOR SINAMICS S120 MOTOR MODULE MOTION-CONNECT 800PLUS TRAILING TYPE, UL/CSA DESINA DMAX = 9.5 MM, LENGTH (M) = 0 + 0 + 0 + 0,1 | 261 | TEM | 1 | MC | 0.273 | 1
6FX80025CS011AA8 | POWER CABLE, PREASSEMBLED TYPE: 6FX8002-5CS01 4 X 1.5 C, CONNECTOR FULL THREAD SIZE 1 FOR SINAMICS S120 MOTOR MODULE MOTION-CONNECT 800PLUS TRAILING TYPE, UL/CSA DESINA DMAX = 9.5 MM, LENGTH (M) = 0 + 0 + 0 + 0,8 | 261 | TEM | 1 | MC | 0.381 | 1
6FX80025CS011AB0 | POWER CABLE, PREASSEMBLED TYPE: 6FX8002-5CS01 4 X 1.5 C, CONNECTOR FULL THREAD SIZE 1 FOR SINAMICS S120 MOTOR MODULE MOTION-CONNECT 800PLUS TRAILING TYPE, UL/CSA DESINA DMAX = 9.5 MM, LENGTH (M) = 0 + 0 + 1 + 0 | 261 | TEM | 1 | MC | 0.412 | 1
6FX80025CS011AB5 | POWER CABLE, PREASSEMBLED TYPE: 6FX8002-5CS01 4 X 1.5 C, CONNECTOR FULL THREAD SIZE 1 FOR SINAMICS S120 MOTOR MODULE MOTION-CONNECT 800PLUS TRAILING TYPE, UL/CSA DESINA DMAX = 9.5 MM, LENGTH (M) = 0 + 0 + 1 + 0,5 | 273 | TEM | 1 | MC | 0.49 | 1
6FX80025CS011AC0 | POWER CABLE, PREASSEMBLED TYPE: 6FX8002-5CS01 4 X 1.5 C, CONNECTOR FULL THREAD SIZE 1 FOR SINAMICS S120 MOTOR MODULE MOTION-CONNECT 800PLUS TRAILING TYPE, UL/CSA DESINA DMAX = 9.5 MM, LENGTH (M) = 0 + 0 + 2 + 0 | 273 | TEM | 1 | MC | 0.567 | 1
6FX80025CS011AC5 | POWER CABLE, PREASSEMBLED TYPE: 6FX8002-5CS01 4 X 1.5 C, CONNECTOR FULL THREAD SIZE 1 FOR SINAMICS S120 MOTOR MODULE MOTION-CONNECT 800PLUS TRAILING TYPE, UL/CSA DESINA DMAX = 9.5 MM, LENGTH (M) = 0 + 0 + 2 + 0,5 | 285 | TEM | 1 | MC | 0.645 | 1
6FX80025CS011AC6 | POWER CABLE, PREASSEMBLED TYPE: 6FX8002-5CS01 4 X 1.5 C, CONNECTOR FULL THREAD SIZE 1 FOR SINAMICS S120 MOTOR MODULE MOTION-CONNECT 800PLUS TRAILING TYPE, UL/CSA DESINA DMAX = 9.5 MM, LENGTH (M) = 0 + 0 + 2 + 0,6 | 285 | TEM | 1 | MC | 0.66 | 1
6FX80025CS011AD0 | POWER CABLE, PREASSEMBLED TYPE: 6FX8002-5CS01 4 X 1.5 C, CONNECTOR FULL THREAD SIZE 1 FOR SINAMICS S120 MOTOR MODULE MOTION-CONNECT 800PLUS TRAILING TYPE, UL/CSA DESINA DMAX = 9.5 MM, LENGTH (M) = 0 + 0 + 3 + 0 | 286 | TEM | 1 | MC | 0.722 | 1
6FX80025CS011AD5 | POWER CABLE, PREASSEMBLED TYPE: 6FX8002-5CS01 4 X 1.5 C, CONNECTOR FULL THREAD SIZE 1 FOR SINAMICS S120 MOTOR MODULE MOTION-CONNECT 800PLUS TRAILING TYPE, UL/CSA DESINA DMAX = 9.5 MM, LENGTH (M) = 0 + 0 + 3 + 0,5 | 298 | TEM | 1 | MC | 0.8 | 1
6FX80025CS011AE0 | POWER CABLE, PREASSEMBLED TYPE: 6FX8002-5CS01 4 X 1.5 C, CONNECTOR FULL THREAD SIZE 1 FOR SINAMICS S120 MOTOR MODULE MOTION-CONNECT 800PLUS TRAILING TYPE, UL/CSA DESINA DMAX = 9.5 MM, LENGTH (M) = 0 + 0 + 4 + 0 | 298 | TEM | 1 | MC | 0.877 | 1
6FX80025CS011AE8 | POWER CABLE, PREASSEMBLED TYPE: 6FX8002-5CS01 4 X 1.5 C, CONNECTOR FULL THREAD SIZE 1 FOR SINAMICS S120 MOTOR MODULE MOTION-CONNECT 800PLUS TRAILING TYPE, UL/CSA DESINA DMAX = 9.5 MM, LENGTH (M) = 0 + 0 + 4 + 0,8 | 310 | TEM | 1 | MC | 1.001 | 1
6FX80025CS011AF0 | POWER CABLE, PREASSEMBLED TYPE: 6FX8002-5CS01 4 X 1.5 C, CONNECTOR FULL THREAD SIZE 1 FOR SINAMICS S120 MOTOR MODULE MOTION-CONNECT 800PLUS TRAILING TYPE, UL/CSA DESINA DMAX = 9.5 MM, LENGTH (M) = 0 + 0 + 5 + 0 | 310 | TEM | 1 | MC | 1.032 | 1
6FX80025CS011AG0 | POWER CABLE, PREASSEMBLED TYPE: 6FX8002-5CS01 4 X 1.5 C, CONNECTOR FULL THREAD SIZE 1 FOR SINAMICS S120 MOTOR MODULE MOTION-CONNECT 800PLUS TRAILING TYPE, UL/CSA DESINA DMAX = 9.5 MM, LENGTH (M) = 0 + 0 + 6 + 0 | 323 | TEM | 1 | MC | 1.187 | 1
6FX80025CS011AG4 | POWER CABLE, PREASSEMBLED TYPE: 6FX8002-5CS01 4 X 1.5 C, CONNECTOR FULL THREAD SIZE 1 FOR SINAMICS S120 MOTOR MODULE MOTION-CONNECT 800PLUS TRAILING TYPE, UL/CSA DESINA DMAX = 9.5 MM, LENGTH (M) = 0 + 0 + 6 + 0,4 | 335 | TEM | 1 | MC | 1.249 | 1
6FX80025CS011AG5 | POWER CABLE, PREASSEMBLED TYPE: 6FX8002-5CS01 4 X 1.5 C, CONNECTOR FULL THREAD SIZE 1 FOR SINAMICS S120 MOTOR MODULE MOTION-CONNECT 800PLUS TRAILING TYPE, UL/CSA DESINA DMAX = 9.5 MM, LENGTH (M) = 0 + 0 + 6 + 0,5 | 335 | TEM | 1 | MC | 1.265 | 1
6FX80025CS011AH0 | POWER CABLE, PREASSEMBLED TYPE: 6FX8002-5CS01 4 X 1.5 C, CONNECTOR FULL THREAD SIZE 1 FOR SINAMICS S120 MOTOR MODULE MOTION-CONNECT 800PLUS TRAILING TYPE, UL/CSA DESINA DMAX = 9.5 MM, LENGTH (M) = 0 + 0 + 7 + 0 | 335 | TEM | 1 | MC | 1.342 | 1
6FX80025CS011AH5 | POWER CABLE, PREASSEMBLED TYPE: 6FX8002-5CS01 4 X 1.5 C, CONNECTOR FULL THREAD SIZE 1 FOR SINAMICS S120 MOTOR MODULE MOTION-CONNECT 800PLUS TRAILING TYPE, UL/CSA DESINA DMAX = 9.5 MM, LENGTH (M) = 0 + 0 + 7 + 0,5 | 348 | TEM | 1 | MC | 1.42 | 1
6FX80025CS011AJ0 | POWER CABLE, PREASSEMBLED TYPE: 6FX8002-5CS01 4 X 1.5 C, CONNECTOR FULL THREAD SIZE 1 FOR SINAMICS S120 MOTOR MODULE MOTION-CONNECT 800PLUS TRAILING TYPE, UL/CSA DESINA DMAX = 9.5 MM, LENGTH (M) = 0 + 0 + 8 + 0 | 348 | TEM | 1 | MC | 1.497 | 1
6FX80025CS011AJ5 | POWER CABLE, PREASSEMBLED TYPE: 6FX8002-5CS01 4 X 1.5 C, CONNECTOR FULL THREAD SIZE 1 FOR SINAMICS S120 MOTOR MODULE MOTION-CONNECT 800PLUS TRAILING TYPE, UL/CSA DESINA DMAX = 9.5 MM, LENGTH (M) = 0 + 0 + 8 + 0,5 | 360 | TEM | 1 | MC | 1.575 | 1
6FX80025CS011AJ8 | POWER CABLE, PREASSEMBLED TYPE: 6FX8002-5CS01 4 X 1.5 C, CONNECTOR FULL THREAD SIZE 1 FOR SINAMICS S120 MOTOR MODULE MOTION-CONNECT 800PLUS TRAILING TYPE, UL/CSA DESINA DMAX = 9.5 MM, LENGTH (M) = 0 + 0 + 8 + 0,8 | 360 | TEM | 1 | MC | 1.621 | 1
6FX80025CS011AK0 | POWER CABLE, PREASSEMBLED TYPE: 6FX8002-5CS01 4 X 1.5 C, CONNECTOR FULL THREAD SIZE 1 FOR SINAMICS S120 MOTOR MODULE MOTION-CONNECT 800PLUS TRAILING TYPE, UL/CSA DESINA DMAX = 9.5 MM, LENGTH (M) = 0 + 0 + 9 + 0 | 360 | TEM | 1 | MC | 1.652 | 1
6FX80025CS011AK2 | POWER CABLE, PREASSEMBLED TYPE: 6FX8002-5CS01 4 X 1.5 C, CONNECTOR FULL THREAD SIZE 1 FOR SINAMICS S120 MOTOR MODULE MOTION-CONNECT 800PLUS TRAILING TYPE, UL/CSA DESINA DMAX = 9.5 MM, LENGTH (M) = 0 + 0 + 9 + 0,2 | 373 | TEM | 1 | MC | 1.683 | 1
6FX80025CS011AK4 | POWER CABLE, PREASSEMBLED TYPE: 6FX8002-5CS01 4 X 1.5 C, CONNECTOR FULL THREAD SIZE 1 FOR SINAMICS S120 MOTOR MODULE MOTION-CONNECT 800PLUS TRAILING TYPE, UL/CSA DESINA DMAX = 9.5 MM, LENGTH (M) = 0 + 0 + 9 + 0,4 | 373 | TEM | 1 | MC | 1.714 | 1
6FX80025CS011AK5 | POWER CABLE, PREASSEMBLED TYPE: 6FX8002-5CS01 4 X 1.5 C, CONNECTOR FULL THREAD SIZE 1 FOR SINAMICS S120 MOTOR MODULE MOTION-CONNECT 800PLUS TRAILING TYPE, UL/CSA DESINA DMAX = 9.5 MM, LENGTH (M) = 0 + 0 + 9 + 0,5 | 373 | TEM | 1 | MC | 1.73 | 1
6FX80025CS011BA0 | POWER CABLE, PREASSEMBLED TYPE: 6FX8002-5CS01 4 X 1.5 C, CONNECTOR FULL THREAD SIZE 1 FOR SINAMICS S120 MOTOR MODULE MOTION-CONNECT 800PLUS TRAILING TYPE, UL/CSA DESINA DMAX = 9.5 MM, LENGTH (M) = 0 + 10 + 0 + 0 | 373 | TEM | 1 | MC | 1.807 | 1
6FX80025CS011BA5 | POWER CABLE, PREASSEMBLED TYPE: 6FX8002-5CS01 4 X 1.5 C, CONNECTOR FULL THREAD SIZE 1 FOR SINAMICS S120 MOTOR MODULE MOTION-CONNECT 800PLUS TRAILING TYPE, UL/CSA DESINA DMAX = 9.5 MM, LENGTH (M) = 0 + 10 + 0 + 0,5 | 385 | TEM | 1 | MC | 1.885 | 1
6FX80025CS011BA7 | POWER CABLE, PREASSEMBLED TYPE: 6FX8002-5CS01 4 X 1.5 C, CONNECTOR FULL THREAD SIZE 1 FOR SINAMICS S120 MOTOR MODULE MOTION-CONNECT 800PLUS TRAILING TYPE, UL/CSA DESINA DMAX = 9.5 MM, LENGTH (M) = 0 + 10 + 0 + 0,7 | 385 | TEM | 1 | MC | 1.916 | 1
6FX80025CS011BB0 | POWER CABLE, PREASSEMBLED TYPE: 6FX8002-5CS01 4 X 1.5 C, CONNECTOR FULL THREAD SIZE 1 FOR SINAMICS S120 MOTOR MODULE MOTION-CONNECT 800PLUS TRAILING TYPE, UL/CSA DESINA DMAX = 9.5 MM, LENGTH (M) = 0 + 10 + 1 + 0 | 385 | TEM | 1 | MC | 1.962 | 1
6FX80025CS011BB5 | POWER CABLE, PREASSEMBLED TYPE: 6FX8002-5CS01 4 X 1.5 C, CONNECTOR FULL THREAD SIZE 1 FOR SINAMICS S120 MOTOR MODULE MOTION-CONNECT 800PLUS TRAILING TYPE, UL/CSA DESINA DMAX = 9.5 MM, LENGTH (M) = 0 + 10 + 1 + 0,5 | 397 | TEM | 1 | MC | 2.04 | 1
6FX80025CS011BC0 | POWER CABLE, PREASSEMBLED TYPE: 6FX8002-5CS01 4 X 1.5 C, CONNECTOR FULL THREAD SIZE 1 FOR SINAMICS S120 MOTOR MODULE MOTION-CONNECT 800PLUS TRAILING TYPE, UL/CSA DESINA DMAX = 9.5 MM, LENGTH (M) = 0 + 10 + 2 + 0 | 397 | TEM | 1 | MC | 2.117 | 1
6FX80025CS011BC2 | POWER CABLE, PREASSEMBLED TYPE: 6FX8002-5CS01 4 X 1.5 C, CONNECTOR FULL THREAD SIZE 1 FOR SINAMICS S120 MOTOR MODULE MOTION-CONNECT 800PLUS TRAILING TYPE, UL/CSA DESINA DMAX = 9.5 MM, LENGTH (M) = 0 + 10 + 2 + 0,2 | 410 | TEM | 1 | MC | 2.148 | 1
6FX80025CS011BC5 | POWER CABLE, PREASSEMBLED TYPE: 6FX8002-5CS01 4 X 1.5 C, CONNECTOR FULL THREAD SIZE 1 FOR SINAMICS S120 MOTOR MODULE MOTION-CONNECT 800PLUS TRAILING TYPE, UL/CSA DESINA DMAX = 9.5 MM, LENGTH (M) = 0 + 10 + 2 + 0,5 | 410 | TEM | 1 | MC | 2.195 | 1
6FX80025CS011BD0 | POWER CABLE, PREASSEMBLED TYPE: 6FX8002-5CS01 4 X 1.5 C, CONNECTOR FULL THREAD SIZE 1 FOR SINAMICS S120 MOTOR MODULE MOTION-CONNECT 800PLUS TRAILING TYPE, UL/CSA DESINA DMAX = 9.5 MM, LENGTH (M) = 0 + 10 + 3 + 0 | 410 | TEM | 1 | MC | 2.272 | 1
6FX80025CS011BD5 | POWER CABLE, PREASSEMBLED TYPE: 6FX8002-5CS01 4 X 1.5 C, CONNECTOR FULL THREAD SIZE 1 FOR SINAMICS S120 MOTOR MODULE MOTION-CONNECT 800PLUS TRAILING TYPE, UL/CSA DESINA DMAX = 9.5 MM, LENGTH (M) = 0 + 10 + 3 + 0,5 | 422 | TEM | 1 | MC | 2.35 | 1
6FX80025CS011BE0 | POWER CABLE, PREASSEMBLED TYPE: 6FX8002-5CS01 4 X 1.5 C, CONNECTOR FULL THREAD SIZE 1 FOR SINAMICS S120 MOTOR MODULE MOTION-CONNECT 800PLUS TRAILING TYPE, UL/CSA DESINA DMAX = 9.5 MM, LENGTH (M) = 0 + 10 + 4 + 0 | 422 | TEM | 1 | MC | 2.427 | 1
6FX80025CS011BE5 | POWER CABLE, PREASSEMBLED TYPE: 6FX8002-5CS01 4 X 1.5 C, CONNECTOR FULL THREAD SIZE 1 FOR SINAMICS S120 MOTOR MODULE MOTION-CONNECT 800PLUS TRAILING TYPE, UL/CSA DESINA DMAX = 9.5 MM, LENGTH (M) = 0 + 10 + 4 + 0,5 | 435 | TEM | 1 | MC | 2.505 | 1
6FX80025CS011BE6 | POWER CABLE, PREASSEMBLED TYPE: 6FX8002-5CS01 4 X 1.5 C, CONNECTOR FULL THREAD SIZE 1 FOR SINAMICS S120 MOTOR MODULE MOTION-CONNECT 800PLUS TRAILING TYPE, UL/CSA DESINA DMAX = 9.5 MM, LENGTH (M) = 0 + 10 + 4 + 0,6 | 435 | TEM | 1 | MC | 2.52 | 1
6FX80025CS011BF0 | POWER CABLE, PREASSEMBLED TYPE: 6FX8002-5CS01 4 X 1.5 C, CONNECTOR FULL THREAD SIZE 1 FOR SINAMICS S120 MOTOR MODULE MOTION-CONNECT 800PLUS TRAILING TYPE, UL/CSA DESINA DMAX = 9.5 MM, LENGTH (M) = 0 + 10 + 5 + 0 | 435 | TEM | 1 | MC | 2.582 | 1
6FX80025CS011BF5 | POWER CABLE, PREASSEMBLED TYPE: 6FX8002-5CS01 4 X 1.5 C, CONNECTOR FULL THREAD SIZE 1 FOR SINAMICS S120 MOTOR MODULE MOTION-CONNECT 800PLUS TRAILING TYPE, UL/CSA DESINA DMAX = 9.5 MM, LENGTH (M) = 0 + 10 + 5 + 0,5 | 447 | TEM | 1 | MC | 2.66 | 1
6FX80025CS011BG0 | POWER CABLE, PREASSEMBLED TYPE: 6FX8002-5CS01 4 X 1.5 C, CONNECTOR FULL THREAD SIZE 1 FOR SINAMICS S120 MOTOR MODULE MOTION-CONNECT 800PLUS TRAILING TYPE, UL/CSA DESINA DMAX = 9.5 MM, LENGTH (M) = 0 + 10 + 6 + 0 | 447 | TEM | 1 | MC | 2.737 | 1
6FX80025CS011BG2 | POWER CABLE, PREASSEMBLED TYPE: 6FX8002-5CS01 4 X 1.5 C, CONNECTOR FULL THREAD SIZE 1 FOR SINAMICS S120 MOTOR MODULE MOTION-CONNECT 800PLUS TRAILING TYPE, UL/CSA DESINA DMAX = 9.5 MM, LENGTH (M) = 0 + 10 + 6 + 0,2 | 460 | TEM | 1 | MC | 2.768 | 1
6FX80025CS011BG5 | POWER CABLE, PREASSEMBLED TYPE: 6FX8002-5CS01 4 X 1.5 C, CONNECTOR FULL THREAD SIZE 1 FOR SINAMICS S120 MOTOR MODULE MOTION-CONNECT 800PLUS TRAILING TYPE, UL/CSA DESINA DMAX = 9.5 MM, LENGTH (M) = 0 + 10 + 6 + 0,5 | 460 | TEM | 1 | MC | 2.815 | 1
6FX80025CS011BH0 | POWER CABLE, PREASSEMBLED TYPE: 6FX8002-5CS01 4 X 1.5 C, CONNECTOR FULL THREAD SIZE 1 FOR SINAMICS S120 MOTOR MODULE MOTION-CONNECT 800PLUS TRAILING TYPE, UL/CSA DESINA DMAX = 9.5 MM, LENGTH (M) = 0 + 10 + 7 + 0 | 459 | TEM | 1 | MC | 2.892 | 1
6FX80025CS011BH5 | POWER CABLE, PREASSEMBLED TYPE: 6FX8002-5CS01 4 X 1.5 C, CONNECTOR FULL THREAD SIZE 1 FOR SINAMICS S120 MOTOR MODULE MOTION-CONNECT 800PLUS TRAILING TYPE, UL/CSA DESINA DMAX = 9.5 MM, LENGTH (M) = 0 + 10 + 7 + 0,5 | 472 | TEM | 1 | MC | 2.97 | 1
6FX80025CS011BJ0 | POWER CABLE, PREASSEMBLED TYPE: 6FX8002-5CS01 4 X 1.5 C, CONNECTOR FULL THREAD SIZE 1 FOR SINAMICS S120 MOTOR MODULE MOTION-CONNECT 800PLUS TRAILING TYPE, UL/CSA DESINA DMAX = 9.5 MM, LENGTH (M) = 0 + 10 + 8 + 0 | 472 | TEM | 1 | MC | 3.047 | 1
6FX80025CS011BJ5 | POWER CABLE, PREASSEMBLED TYPE: 6FX8002-5CS01 4 X 1.5 C, CONNECTOR FULL THREAD SIZE 1 FOR SINAMICS S120 MOTOR MODULE MOTION-CONNECT 800PLUS TRAILING TYPE, UL/CSA DESINA DMAX = 9.5 MM, LENGTH (M) = 0 + 10 + 8 + 0,5 | 484 | TEM | 1 | MC | 3.125 | 1
6FX80025CS011BK0 | POWER CABLE, PREASSEMBLED TYPE: 6FX8002-5CS01 4 X 1.5 C, CONNECTOR FULL THREAD SIZE 1 FOR SINAMICS S120 MOTOR MODULE MOTION-CONNECT 800PLUS TRAILING TYPE, UL/CSA DESINA DMAX = 9.5 MM, LENGTH (M) = 0 + 10 + 9 + 0 | 484 | TEM | 1 | MC | 3.202 | 1
6FX80025CS011BK3 | POWER CABLE, PREASSEMBLED TYPE: 6FX8002-5CS01 4 X 1.5 C, CONNECTOR FULL THREAD SIZE 1 FOR SINAMICS S120 MOTOR MODULE MOTION-CONNECT 800PLUS TRAILING TYPE, UL/CSA DESINA DMAX = 9.5 MM, LENGTH (M) = 0 + 10 + 9 + 0,3 | 497 | TEM | 1 | MC | 3.249 | 1
6FX80025CS011BK5 | POWER CABLE, PREASSEMBLED TYPE: 6FX8002-5CS01 4 X 1.5 C, CONNECTOR FULL THREAD SIZE 1 FOR SINAMICS S120 MOTOR MODULE MOTION-CONNECT 800PLUS TRAILING TYPE, UL/CSA DESINA DMAX = 9.5 MM, LENGTH (M) = 0 + 10 + 9 + 0,5 | 497 | TEM | 1 | MC | 3.28 | 1
6FX80025CS011CA0 | POWER CABLE, PREASSEMBLED TYPE: 6FX8002-5CS01 4 X 1.5 C, CONNECTOR FULL THREAD SIZE 1 FOR SINAMICS S120 MOTOR MODULE MOTION-CONNECT 800PLUS TRAILING TYPE, UL/CSA DESINA DMAX = 9.5 MM, LENGTH (M) = 0 + 20 + 0 + 0 | 496 | TEM | 1 | MC | 3.357 | 1
6FX80025CS011CA1 | POWER CABLE, PREASSEMBLED TYPE: 6FX8002-5CS01 4 X 1.5 C, CONNECTOR FULL THREAD SIZE 1 FOR SINAMICS S120 MOTOR MODULE MOTION-CONNECT 800PLUS TRAILING TYPE, UL/CSA DESINA DMAX = 9.5 MM, LENGTH (M) = 0 + 20 + 0 + 0,1 | 508 | TEM | 1 | MC | 3.373 | 1
6FX80025CS011CB0 | POWER CABLE, PREASSEMBLED TYPE: 6FX8002-5CS01 4 X 1.5 C, CONNECTOR FULL THREAD SIZE 1 FOR SINAMICS S120 MOTOR MODULE MOTION-CONNECT 800PLUS TRAILING TYPE, UL/CSA DESINA DMAX = 9.5 MM, LENGTH (M) = 0 + 20 + 1 + 0 | 508 | TEM | 1 | MC | 3.512 | 1
6FX80025CS011CB3 | POWER CABLE, PREASSEMBLED TYPE: 6FX8002-5CS01 4 X 1.5 C, CONNECTOR FULL THREAD SIZE 1 FOR SINAMICS S120 MOTOR MODULE MOTION-CONNECT 800PLUS TRAILING TYPE, UL/CSA DESINA DMAX = 9.5 MM, LENGTH (M) = 0 + 20 + 1 + 0,3 | 521 | TEM | 1 | MC | 3.559 | 1
6FX80025CS011CC0 | POWER CABLE, PREASSEMBLED TYPE: 6FX8002-5CS01 4 X 1.5 C, CONNECTOR FULL THREAD SIZE 1 FOR SINAMICS S120 MOTOR MODULE MOTION-CONNECT 800PLUS TRAILING TYPE, UL/CSA DESINA DMAX = 9.5 MM, LENGTH (M) = 0 + 20 + 2 + 0 | 521 | TEM | 1 | MC | 3.667 | 1
6FX80025CS011CD0 | POWER CABLE, PREASSEMBLED TYPE: 6FX8002-5CS01 4 X 1.5 C, CONNECTOR FULL THREAD SIZE 1 FOR SINAMICS S120 MOTOR MODULE MOTION-CONNECT 800PLUS TRAILING TYPE, UL/CSA DESINA DMAX = 9.5 MM, LENGTH (M) = 0 + 20 + 3 + 0 | 533 | TEM | 1 | MC | 3.822 | 1
6FX80025CS011CE0 | POWER CABLE, PREASSEMBLED TYPE: 6FX8002-5CS01 4 X 1.5 C, CONNECTOR FULL THREAD SIZE 1 FOR SINAMICS S120 MOTOR MODULE MOTION-CONNECT 800PLUS TRAILING TYPE, UL/CSA DESINA DMAX = 9.5 MM, LENGTH (M) = 0 + 20 + 4 + 0 | 546 | TEM | 1 | MC | 3.977 | 1
6FX80025CS011CF0 | POWER CABLE, PREASSEMBLED TYPE: 6FX8002-5CS01 4 X 1.5 C, CONNECTOR FULL THREAD SIZE 1 FOR SINAMICS S120 MOTOR MODULE MOTION-CONNECT 800PLUS TRAILING TYPE, UL/CSA DESINA DMAX = 9.5 MM, LENGTH (M) = 0 + 20 + 5 + 0 | 558 | TEM | 1 | MC | 4.132 | 1
6FX80025CS011CG0 | POWER CABLE, PREASSEMBLED TYPE: 6FX8002-5CS01 4 X 1.5 C, CONNECTOR FULL THREAD SIZE 1 FOR SINAMICS S120 MOTOR MODULE MOTION-CONNECT 800PLUS TRAILING TYPE, UL/CSA DESINA DMAX = 9.5 MM, LENGTH (M) = 0 + 20 + 6 + 0 | 571 | TEM | 1 | MC | 4.287 | 1
6FX80025CS011CH0 | POWER CABLE, PREASSEMBLED TYPE: 6FX8002-5CS01 4 X 1.5 C, CONNECTOR FULL THREAD SIZE 1 FOR SINAMICS S120 MOTOR MODULE MOTION-CONNECT 800PLUS TRAILING TYPE, UL/CSA DESINA DMAX = 9.5 MM, LENGTH (M) = 0 + 20 + 7 + 0 | 583 | TEM | 1 | MC | 4.442 | 1
6FX80025CS011CH5 | POWER CABLE, PREASSEMBLED TYPE: 6FX8002-5CS01 4 X 1.5 C, CONNECTOR FULL THREAD SIZE 1 FOR SINAMICS S120 MOTOR MODULE MOTION-CONNECT 800PLUS TRAILING TYPE, UL/CSA DESINA DMAX = 9.5 MM, LENGTH (M) = 0 + 20 + 7 + 0,5 | 595 | TEM | 1 | MC | 4.52 | 1
6FX80025CS011CJ0 | POWER CABLE, PREASSEMBLED TYPE: 6FX8002-5CS01 4 X 1.5 C, CONNECTOR FULL THREAD SIZE 1 FOR SINAMICS S120 MOTOR MODULE MOTION-CONNECT 800PLUS TRAILING TYPE, UL/CSA DESINA DMAX = 9.5 MM, LENGTH (M) = 0 + 20 + 8 + 0 | 596 | TEM | 1 | MC | 4.597 | 1
6FX80025CS011DA0 | POWER CABLE, PREASSEMBLED TYPE: 6FX8002-5CS01 4 X 1.5 C, CONNECTOR FULL THREAD SIZE 1 FOR SINAMICS S120 MOTOR MODULE MOTION-CONNECT 800PLUS TRAILING TYPE, UL/CSA DESINA DMAX = 9.5 MM, LENGTH (M) = 0 + 30 + 0 + 0 | 622 | TEM | 1 | MC | 4.907 | 1
6FX80025CS011DB0 | POWER CABLE, PREASSEMBLED TYPE: 6FX8002-5CS01 4 X 1.5 C, CONNECTOR FULL THREAD SIZE 1 FOR SINAMICS S120 MOTOR MODULE MOTION-CONNECT 800PLUS TRAILING TYPE, UL/CSA DESINA DMAX = 9.5 MM, LENGTH (M) = 0 + 30 + 1 + 0 | 634 | TEM | 1 | MC | 5.062 | 1
6FX80025CS011DC0 | POWER CABLE, PREASSEMBLED TYPE: 6FX8002-5CS01 4 X 1.5 C, CONNECTOR FULL THREAD SIZE 1 FOR SINAMICS S120 MOTOR MODULE MOTION-CONNECT 800PLUS TRAILING TYPE, UL/CSA DESINA DMAX = 9.5 MM, LENGTH (M) = 0 + 30 + 2 + 0 | 647 | TEM | 1 | MC | 5.217 | 1
6FX80025CS011DC5 | POWER CABLE, PREASSEMBLED TYPE: 6FX8002-5CS01 4 X 1.5 C, CONNECTOR FULL THREAD SIZE 1 FOR SINAMICS S120 MOTOR MODULE MOTION-CONNECT 800PLUS TRAILING TYPE, UL/CSA DESINA DMAX = 9.5 MM, LENGTH (M) = 0 + 30 + 2 + 0,5 | 659 | TEM | 1 | MC | 5.295 | 1
6FX80025CS011DD0 | POWER CABLE, PREASSEMBLED TYPE: 6FX8002-5CS01 4 X 1.5 C, CONNECTOR FULL THREAD SIZE 1 FOR SINAMICS S120 MOTOR MODULE MOTION-CONNECT 800PLUS TRAILING TYPE, UL/CSA DESINA DMAX = 9.5 MM, LENGTH (M) = 0 + 30 + 3 + 0 | 659 | TEM | 1 | MC | 5.372 | 1
6FX80025CS011DF0 | POWER CABLE, PREASSEMBLED TYPE: 6FX8002-5CS01 4 X 1.5 C, CONNECTOR FULL THREAD SIZE 1 FOR SINAMICS S120 MOTOR MODULE MOTION-CONNECT 800PLUS TRAILING TYPE, UL/CSA DESINA DMAX = 9.5 MM, LENGTH (M) = 0 + 30 + 5 + 0 | 684 | TEM | 1 | MC | 5.682 | 1
6FX80025CS011DH0 | POWER CABLE, PREASSEMBLED TYPE: 6FX8002-5CS01 4 X 1.5 C, CONNECTOR FULL THREAD SIZE 1 FOR SINAMICS S120 MOTOR MODULE MOTION-CONNECT 800PLUS TRAILING TYPE, UL/CSA DESINA DMAX = 9.5 MM, LENGTH (M) = 0 + 30 + 7 + 0 | 709 | TEM | 1 | MC | 5.992 | 1
6FX80025CS011EA0 | POWER CABLE, PREASSEMBLED TYPE: 6FX8002-5CS01 4 X 1.5 C, CONNECTOR FULL THREAD SIZE 1 FOR SINAMICS S120 MOTOR MODULE MOTION-CONNECT 800PLUS TRAILING TYPE, UL/CSA DESINA DMAX = 9.5 MM, LENGTH (M) = 0 + 40 + 0 + 0 | 746 | TEM | 1 | MC | 6.457 | 1
6FX80025CS011EF0 | POWER CABLE, PREASSEMBLED TYPE: 6FX8002-5CS01 4 X 1.5 C, CONNECTOR FULL THREAD SIZE 1 FOR SINAMICS S120 MOTOR MODULE MOTION-CONNECT 800PLUS TRAILING TYPE, UL/CSA DESINA DMAX = 9.5 MM, LENGTH (M) = 0 + 40 + 5 + 0 | 808 | TEM | 1 | MC | 7.232 | 1
6FX80025CS011EK0 | POWER CABLE, PREASSEMBLED TYPE: 6FX8002-5CS01 4 X 1.5 C, CONNECTOR FULL THREAD SIZE 1 FOR SINAMICS S120 MOTOR MODULE MOTION-CONNECT 800PLUS TRAILING TYPE, UL/CSA DESINA DMAX = 9.5 MM, LENGTH (M) = 0 + 40 + 9 + 0 | 858 | TEM | 1 | MC | 7.852 | 1
6FX80025CS011FA0 | POWER CABLE, PREASSEMBLED TYPE: 6FX8002-5CS01 4 X 1.5 C, CONNECTOR FULL THREAD SIZE 1 FOR SINAMICS S120 MOTOR MODULE MOTION-CONNECT 800PLUS TRAILING TYPE, UL/CSA DESINA DMAX = 9.5 MM, LENGTH (M) = 0 + 50 + 0 + 0 | 870 | TEM | 1 | MC | 8.007 | 1
6FX80025CS011FF0 | POWER CABLE, PREASSEMBLED TYPE: 6FX8002-5CS01 4 X 1.5 C, CONNECTOR FULL THREAD SIZE 1 FOR SINAMICS S120 MOTOR MODULE MOTION-CONNECT 800PLUS TRAILING TYPE, UL/CSA DESINA DMAX = 9.5 MM, LENGTH (M) = 0 + 50 + 5 + 0 | 932 | TEM | 1 | MC | 8.782 | 1
6FX80025CS011GA0 | POWER CABLE, PREASSEMBLED TYPE: 6FX8002-5CS01 4 X 1.5 C, CONNECTOR FULL THREAD SIZE 1 FOR SINAMICS S120 MOTOR MODULE MOTION-CONNECT 800PLUS TRAILING TYPE, UL/CSA DESINA DMAX = 9.5 MM, LENGTH (M) = 0 + 60 + 0 + 0 | 994 | TEM | 1 | MC | 9.557 | 1
6FX80025CS011GF0 | POWER CABLE, PREASSEMBLED TYPE: 6FX8002-5CS01 4 X 1.5 C, CONNECTOR FULL THREAD SIZE 1 FOR SINAMICS S120 MOTOR MODULE MOTION-CONNECT 800PLUS TRAILING TYPE, UL/CSA DESINA DMAX = 9.5 MM, LENGTH (M) = 0 + 60 + 5 + 0 | 1056 | TEM | 1 | MC | 10.332 | 1
6FX80025CS011HA0 | POWER CABLE, PREASSEMBLED TYPE: 6FX8002-5CS01 4 X 1.5 C, CONNECTOR FULL THREAD SIZE 1 FOR SINAMICS S120 MOTOR MODULE MOTION-CONNECT 800PLUS TRAILING TYPE, UL/CSA DESINA DMAX = 9.5 MM, LENGTH (M) = 0 + 70 + 0 + 0 | 1118 | TEM | 1 | MC | 11.107 | 1
6FX80025CS011HF0 | POWER CABLE, PREASSEMBLED TYPE: 6FX8002-5CS01 4 X 1.5 C, CONNECTOR FULL THREAD SIZE 1 FOR SINAMICS S120 MOTOR MODULE MOTION-CONNECT 800PLUS TRAILING TYPE, UL/CSA DESINA DMAX = 9.5 MM, LENGTH (M) = 0 + 70 + 5 + 0 | 1180 | TEM | 1 | MC | 11.882 | 1
6FX80025CS011JA0 | POWER CABLE, PREASSEMBLED TYPE: 6FX8002-5CS01 4 X 1.5 C, CONNECTOR FULL THREAD SIZE 1 FOR SINAMICS S120 MOTOR MODULE MOTION-CONNECT 800PLUS TRAILING TYPE, UL/CSA DESINA DMAX = 9.5 MM, LENGTH (M) = 0 + 80 + 0 + 0 | 1244 | TEM | 1 | MC | 12.657 | 1
6FX80025CS011JF0 | POWER CABLE, PREASSEMBLED TYPE: 6FX8002-5CS01 4 X 1.5 C, CONNECTOR FULL THREAD SIZE 1 FOR SINAMICS S120 MOTOR MODULE MOTION-CONNECT 800PLUS TRAILING TYPE, UL/CSA DESINA DMAX = 9.5 MM, LENGTH (M) = 0 + 80 + 5 + 0 | 1306 | TEM | 1 | MC | 13.432 | 1
6FX80025CS011KA0 | POWER CABLE, PREASSEMBLED TYPE: 6FX8002-5CS01 4 X 1.5 C, CONNECTOR FULL THREAD SIZE 1 FOR SINAMICS S120 MOTOR MODULE MOTION-CONNECT 800PLUS TRAILING TYPE, UL/CSA DESINA DMAX = 9.5 MM, LENGTH (M) = 0 + 90 + 0 + 0 | 1367 | TEM | 1 | MC | 14.207 | 1
6FX80025CS011KF0 | POWER CABLE, PREASSEMBLED TYPE: 6FX8002-5CS01 4 X 1.5 C, CONNECTOR FULL THREAD SIZE 1 FOR SINAMICS S120 MOTOR MODULE MOTION-CONNECT 800PLUS TRAILING TYPE, UL/CSA DESINA DMAX = 9.5 MM, LENGTH (M) = 0 + 90 + 5 + 0 | 1430 | TEM | 1 | MC | 14.982 | 1
6FX80025CS012AA0 | POWER CABLE, PREASSEMBLED TYPE: 6FX8002-5CS01 4 X 1.5 C, CONNECTOR FULL THREAD SIZE 1 FOR SINAMICS S120 MOTOR MODULE MOTION-CONNECT 800PLUS TRAILING TYPE, UL/CSA DESINA DMAX = 9.5 MM, LENGTH (M) = 100 + 0 + 0 + 0 | 1491 | TEM | 1 | MC | 15.757 | 1
6FX80025CS111AA1 | POWER CABLE, PREASSEMBLED TYPE: 6FX8002-5CS11 4X2.5 C CONNECTOR FULL THREAD SIZE 1 FOR SINAMICS S120 MOTOR MODULE BOOKSIZE MOTION-CONNECT 800PLUS TRAILING TYPE UL/CSA DESINA DMAX=11 MM LENGTH (M) = 0 + 0 + 0 + 0,1 | 265 | TEM | 1 | MC | 0.283 | 1
6FX80025CS111AE0 | POWER CABLE, PREASSEMBLED TYPE: 6FX8002-5CS11 4X2.5 C CONNECTOR FULL THREAD SIZE 1 FOR SINAMICS S120 MOTOR MODULE BOOKSIZE MOTION-CONNECT 800PLUS TRAILING TYPE UL/CSA DESINA DMAX=11 MM LENGTH (M) = 0 + 0 + 4 + 0 | 308 | TEM | 1 | MC | 1.18 | 1
6FX80025CS111AF0 | POWER CABLE, PREASSEMBLED TYPE: 6FX8002-5CS11 4X2.5 C CONNECTOR FULL THREAD SIZE 1 FOR SINAMICS S120 MOTOR MODULE BOOKSIZE MOTION-CONNECT 800PLUS TRAILING TYPE UL/CSA DESINA DMAX=11 MM LENGTH (M) = 0 + 0 + 5 + 0 | 323 | TEM | 1 | MC | 1.41 | 1
6FX80025CS111AF5 | POWER CABLE, PREASSEMBLED TYPE: 6FX8002-5CS11 4X2.5 C CONNECTOR FULL THREAD SIZE 1 FOR SINAMICS S120 MOTOR MODULE BOOKSIZE MOTION-CONNECT 800PLUS TRAILING TYPE UL/CSA DESINA DMAX=11 MM LENGTH (M) = 0 + 0 + 5 + 0,5 | 337 | TEM | 1 | MC | 1.525 | 1
6FX80025CS111AG0 | POWER CABLE, PREASSEMBLED TYPE: 6FX8002-5CS11 4X2.5 C CONNECTOR FULL THREAD SIZE 1 FOR SINAMICS S120 MOTOR MODULE BOOKSIZE MOTION-CONNECT 800PLUS TRAILING TYPE UL/CSA DESINA DMAX=11 MM LENGTH (M) = 0 + 0 + 6 + 0 | 337 | TEM | 1 | MC | 1.64 | 1
6FX80025CS111AJ0 | POWER CABLE, PREASSEMBLED TYPE: 6FX8002-5CS11 4X2.5 C CONNECTOR FULL THREAD SIZE 1 FOR SINAMICS S120 MOTOR MODULE BOOKSIZE MOTION-CONNECT 800PLUS TRAILING TYPE UL/CSA DESINA DMAX=11 MM LENGTH (M) = 0 + 0 + 8 + 0 | 366 | TEM | 1 | MC | 2.1 | 1
6FX80025CS111AK0 | POWER CABLE, PREASSEMBLED TYPE: 6FX8002-5CS11 4X2.5 C CONNECTOR FULL THREAD SIZE 1 FOR SINAMICS S120 MOTOR MODULE BOOKSIZE MOTION-CONNECT 800PLUS TRAILING TYPE UL/CSA DESINA DMAX=11 MM LENGTH (M) = 0 + 0 + 9 + 0 | 380 | TEM | 1 | MC | 2.33 | 1
6FX80025CS111BA0 | POWER CABLE, PREASSEMBLED TYPE: 6FX8002-5CS11 4X2.5 C CONNECTOR FULL THREAD SIZE 1 FOR SINAMICS S120 MOTOR MODULE BOOKSIZE MOTION-CONNECT 800PLUS TRAILING TYPE UL/CSA DESINA DMAX=11 MM LENGTH (M) = 0 + 10 + 0 + 0 | 395 | TEM | 1 | MC | 2.56 | 1
6FX80025CS111BA5 | POWER CABLE, PREASSEMBLED TYPE: 6FX8002-5CS11 4X2.5 C CONNECTOR FULL THREAD SIZE 1 FOR SINAMICS S120 MOTOR MODULE BOOKSIZE MOTION-CONNECT 800PLUS TRAILING TYPE UL/CSA DESINA DMAX=11 MM LENGTH (M) = 0 + 10 + 0 + 0,5 | 409 | TEM | 1 | MC | 2.675 | 1
6FX80025CS111BB0 | POWER CABLE, PREASSEMBLED TYPE: 6FX8002-5CS11 4X2.5 C CONNECTOR FULL THREAD SIZE 1 FOR SINAMICS S120 MOTOR MODULE BOOKSIZE MOTION-CONNECT 800PLUS TRAILING TYPE UL/CSA DESINA DMAX=11 MM LENGTH (M) = 0 + 10 + 1 + 0 | 409 | TEM | 1 | MC | 2.79 | 1
6FX80025CS111BC0 | POWER CABLE, PREASSEMBLED TYPE: 6FX8002-5CS11 4X2.5 C CONNECTOR FULL THREAD SIZE 1 FOR SINAMICS S120 MOTOR MODULE BOOKSIZE MOTION-CONNECT 800PLUS TRAILING TYPE UL/CSA DESINA DMAX=11 MM LENGTH (M) = 0 + 10 + 2 + 0 | 424 | TEM | 1 | MC | 3.02 | 1
6FX80025CS111BD0 | POWER CABLE, PREASSEMBLED TYPE: 6FX8002-5CS11 4X2.5 C CONNECTOR FULL THREAD SIZE 1 FOR SINAMICS S120 MOTOR MODULE BOOKSIZE MOTION-CONNECT 800PLUS TRAILING TYPE UL/CSA DESINA DMAX=11 MM LENGTH (M) = 0 + 10 + 3 + 0 | 438 | TEM | 1 | MC | 3.25 | 1
6FX80025CS111BD5 | POWER CABLE, PREASSEMBLED TYPE: 6FX8002-5CS11 4X2.5 C CONNECTOR FULL THREAD SIZE 1 FOR SINAMICS S120 MOTOR MODULE BOOKSIZE MOTION-CONNECT 800PLUS TRAILING TYPE UL/CSA DESINA DMAX=11 MM LENGTH (M) = 0 + 10 + 3 + 0,5 | 453 | TEM | 1 | MC | 3.365 | 1
6FX80025CS111BE0 | POWER CABLE, PREASSEMBLED TYPE: 6FX8002-5CS11 4X2.5 C CONNECTOR FULL THREAD SIZE 1 FOR SINAMICS S120 MOTOR MODULE BOOKSIZE MOTION-CONNECT 800PLUS TRAILING TYPE UL/CSA DESINA DMAX=11 MM LENGTH (M) = 0 + 10 + 4 + 0 | 453 | TEM | 1 | MC | 3.48 | 1
6FX80025CS111BF0 | POWER CABLE, PREASSEMBLED TYPE: 6FX8002-5CS11 4X2.5 C CONNECTOR FULL THREAD SIZE 1 FOR SINAMICS S120 MOTOR MODULE BOOKSIZE MOTION-CONNECT 800PLUS TRAILING TYPE UL/CSA DESINA DMAX=11 MM LENGTH (M) = 0 + 10 + 5 + 0 | 467 | TEM | 1 | MC | 3.71 | 1
6FX80025CS111BG0 | POWER CABLE, PREASSEMBLED TYPE: 6FX8002-5CS11 4X2.5 C CONNECTOR FULL THREAD SIZE 1 FOR SINAMICS S120 MOTOR MODULE BOOKSIZE MOTION-CONNECT 800PLUS TRAILING TYPE UL/CSA DESINA DMAX=11 MM LENGTH (M) = 0 + 10 + 6 + 0 | 481 | TEM | 1 | MC | 3.94 | 1
6FX80025CS111BH0 | POWER CABLE, PREASSEMBLED TYPE: 6FX8002-5CS11 4X2.5 C CONNECTOR FULL THREAD SIZE 1 FOR SINAMICS S120 MOTOR MODULE BOOKSIZE MOTION-CONNECT 800PLUS TRAILING TYPE UL/CSA DESINA DMAX=11 MM LENGTH (M) = 0 + 10 + 7 + 0 | 496 | TEM | 1 | MC | 4.17 | 1
6FX80025CS111BJ0 | POWER CABLE, PREASSEMBLED TYPE: 6FX8002-5CS11 4X2.5 C CONNECTOR FULL THREAD SIZE 1 FOR SINAMICS S120 MOTOR MODULE BOOKSIZE MOTION-CONNECT 800PLUS TRAILING TYPE UL/CSA DESINA DMAX=11 MM LENGTH (M) = 0 + 10 + 8 + 0 | 510 | TEM | 1 | MC | 4.4 | 1
6FX80025CS111BJ5 | POWER CABLE, PREASSEMBLED TYPE: 6FX8002-5CS11 4X2.5 C CONNECTOR FULL THREAD SIZE 1 FOR SINAMICS S120 MOTOR MODULE BOOKSIZE MOTION-CONNECT 800PLUS TRAILING TYPE UL/CSA DESINA DMAX=11 MM LENGTH (M) = 0 + 10 + 8 + 0,5 | 525 | TEM | 1 | MC | 4.515 | 1
6FX80025CS111CA0 | POWER CABLE, PREASSEMBLED TYPE: 6FX8002-5CS11 4X2.5 C CONNECTOR FULL THREAD SIZE 1 FOR SINAMICS S120 MOTOR MODULE BOOKSIZE MOTION-CONNECT 800PLUS TRAILING TYPE UL/CSA DESINA DMAX=11 MM LENGTH (M) = 0 + 20 + 0 + 0 | 539 | TEM | 1 | MC | 4.86 | 1
6FX80025CS111CA5 | POWER CABLE, PREASSEMBLED TYPE: 6FX8002-5CS11 4X2.5 C CONNECTOR FULL THREAD SIZE 1 FOR SINAMICS S120 MOTOR MODULE BOOKSIZE MOTION-CONNECT 800PLUS TRAILING TYPE UL/CSA DESINA DMAX=11 MM LENGTH (M) = 0 + 20 + 0 + 0,5 | 553 | TEM | 1 | MC | 4.975 | 1
6FX80025CS111CB0 | POWER CABLE, PREASSEMBLED TYPE: 6FX8002-5CS11 4X2.5 C CONNECTOR FULL THREAD SIZE 1 FOR SINAMICS S120 MOTOR MODULE BOOKSIZE MOTION-CONNECT 800PLUS TRAILING TYPE UL/CSA DESINA DMAX=11 MM LENGTH (M) = 0 + 20 + 1 + 0 | 553 | TEM | 1 | MC | 5.09 | 1
6FX80025CS111CC0 | POWER CABLE, PREASSEMBLED TYPE: 6FX8002-5CS11 4X2.5 C CONNECTOR FULL THREAD SIZE 1 FOR SINAMICS S120 MOTOR MODULE BOOKSIZE MOTION-CONNECT 800PLUS TRAILING TYPE UL/CSA DESINA DMAX=11 MM LENGTH (M) = 0 + 20 + 2 + 0 | 568 | TEM | 1 | MC | 5.32 | 1
6FX80025CS111CD0 | POWER CABLE, PREASSEMBLED TYPE: 6FX8002-5CS11 4X2.5 C CONNECTOR FULL THREAD SIZE 1 FOR SINAMICS S120 MOTOR MODULE BOOKSIZE MOTION-CONNECT 800PLUS TRAILING TYPE UL/CSA DESINA DMAX=11 MM LENGTH (M) = 0 + 20 + 3 + 0 | 582 | TEM | 1 | MC | 5.55 | 1
6FX80025CS111CE0 | POWER CABLE, PREASSEMBLED TYPE: 6FX8002-5CS11 4X2.5 C CONNECTOR FULL THREAD SIZE 1 FOR SINAMICS S120 MOTOR MODULE BOOKSIZE MOTION-CONNECT 800PLUS TRAILING TYPE UL/CSA DESINA DMAX=11 MM LENGTH (M) = 0 + 20 + 4 + 0 | 597 | TEM | 1 | MC | 5.78 | 1
6FX80025CS111CF0 | POWER CABLE, PREASSEMBLED TYPE: 6FX8002-5CS11 4X2.5 C CONNECTOR FULL THREAD SIZE 1 FOR SINAMICS S120 MOTOR MODULE BOOKSIZE MOTION-CONNECT 800PLUS TRAILING TYPE UL/CSA DESINA DMAX=11 MM LENGTH (M) = 0 + 20 + 5 + 0 | 611 | TEM | 1 | MC | 6.01 | 1
6FX80025CS111CK0 | POWER CABLE, PREASSEMBLED TYPE: 6FX8002-5CS11 4X2.5 C CONNECTOR FULL THREAD SIZE 1 FOR SINAMICS S120 MOTOR MODULE BOOKSIZE MOTION-CONNECT 800PLUS TRAILING TYPE UL/CSA DESINA DMAX=11 MM LENGTH (M) = 0 + 20 + 9 + 0 | 669 | TEM | 1 | MC | 6.93 | 1
6FX80025CS111DA0 | POWER CABLE, PREASSEMBLED TYPE: 6FX8002-5CS11 4X2.5 C CONNECTOR FULL THREAD SIZE 1 FOR SINAMICS S120 MOTOR MODULE BOOKSIZE MOTION-CONNECT 800PLUS TRAILING TYPE UL/CSA DESINA DMAX=11 MM LENGTH (M) = 0 + 30 + 0 + 0 | 684 | TEM | 1 | MC | 7.16 | 1
6FX80025CS111FA0 | POWER CABLE, PREASSEMBLED TYPE: 6FX8002-5CS11 4X2.5 C CONNECTOR FULL THREAD SIZE 1 FOR SINAMICS S120 MOTOR MODULE BOOKSIZE MOTION-CONNECT 800PLUS TRAILING TYPE UL/CSA DESINA DMAX=11 MM LENGTH (M) = 0 + 50 + 0 + 0 | 972 | TEM | 1 | MC | 11.76 | 1
6FX80025CS111HA0 | POWER CABLE, PREASSEMBLED TYPE: 6FX8002-5CS11 4X2.5 C CONNECTOR FULL THREAD SIZE 1 FOR SINAMICS S120 MOTOR MODULE BOOKSIZE MOTION-CONNECT 800PLUS TRAILING TYPE UL/CSA DESINA DMAX=11 MM LENGTH (M) = 0 + 70 + 0 + 0 | 1261 | TEM | 1 | MC | 16.36 | 1
6FX80025CS111HF0 | POWER CABLE, PREASSEMBLED TYPE: 6FX8002-5CS11 4X2.5 C CONNECTOR FULL THREAD SIZE 1 FOR SINAMICS S120 MOTOR MODULE BOOKSIZE MOTION-CONNECT 800PLUS TRAILING TYPE UL/CSA DESINA DMAX=11 MM LENGTH (M) = 0 + 70 + 5 + 0 | 1333 | TEM | 1 | MC | 17.51 | 1
6FX80025CS131AF0 | POWER CABLE, PREASSEMBLED TYPE: 6FX8002-5CS13 (1FT/1FK TO SINAMICS) 4X10 C, CONNECTOR SIZE 3/10 MM2 TRAILING TYPE, UL/CSA DESINA MOTION-CONNECT 800, DMAX = 19.4 MM, LENGTH (M)= 0 + 0 + 5 + 0 | 989 | TEM | 1 | MC | 4.217 | 1
6FX80025CS131AH0 | POWER CABLE, PREASSEMBLED TYPE: 6FX8002-5CS13 (1FT/1FK TO SINAMICS) 4X10 C, CONNECTOR SIZE 3/10 MM2 TRAILING TYPE, UL/CSA DESINA MOTION-CONNECT 800, DMAX = 19.4 MM, LENGTH (M)= 0 + 0 + 7 + 0 | 1053 | TEM | 1 | MC | 5.469 | 1
6FX80025CS131AJ0 | POWER CABLE, PREASSEMBLED TYPE: 6FX8002-5CS13 (1FT/1FK TO SINAMICS) 4X10 C, CONNECTOR SIZE 3/10 MM2 TRAILING TYPE, UL/CSA DESINA MOTION-CONNECT 800, DMAX = 19.4 MM, LENGTH (M)= 0 + 0 + 8 + 0 | 1088 | TEM | 1 | MC | 6.095 | 1
6FX80025CS131BA0 | POWER CABLE, PREASSEMBLED TYPE: 6FX8002-5CS13 (1FT/1FK TO SINAMICS) 4X10 C, CONNECTOR SIZE 3/10 MM2 TRAILING TYPE, UL/CSA DESINA MOTION-CONNECT 800, DMAX = 19.4 MM, LENGTH (M)= 0 + 10 + 0 + 0 | 1152 | TEM | 1 | MC | 7.347 | 1
6FX80025CS131BF0 | POWER CABLE, PREASSEMBLED TYPE: 6FX8002-5CS13 (1FT/1FK TO SINAMICS) 4X10 C, CONNECTOR SIZE 3/10 MM2 TRAILING TYPE, UL/CSA DESINA MOTION-CONNECT 800, DMAX = 19.4 MM, LENGTH (M)= 0 + 10 + 5 + 0 | 1316 | TEM | 1 | MC | 10.477 | 1
6FX80025CS131CA0 | POWER CABLE, PREASSEMBLED TYPE: 6FX8002-5CS13 (1FT/1FK TO SINAMICS) 4X10 C, CONNECTOR SIZE 3/10 MM2 TRAILING TYPE, UL/CSA DESINA MOTION-CONNECT 800, DMAX = 19.4 MM, LENGTH (M)= 0 + 20 + 0 + 0 | 1481 | TEM | 1 | MC | 13.607 | 1
6FX80025CS131CF0 | POWER CABLE, PREASSEMBLED TYPE: 6FX8002-5CS13 (1FT/1FK TO SINAMICS) 4X10 C, CONNECTOR SIZE 3/10 MM2 TRAILING TYPE, UL/CSA DESINA MOTION-CONNECT 800, DMAX = 19.4 MM, LENGTH (M)= 0 + 20 + 5 + 0 | 1644 | TEM | 1 | MC | 16.737 | 1
6FX80025CS131DA0 | POWER CABLE, PREASSEMBLED TYPE: 6FX8002-5CS13 (1FT/1FK TO SINAMICS) 4X10 C, CONNECTOR SIZE 3/10 MM2 TRAILING TYPE, UL/CSA DESINA MOTION-CONNECT 800, DMAX = 19.4 MM, LENGTH (M)= 0 + 30 + 0 + 0 | 1807 | TEM | 1 | MC | 19.867 | 1
6FX80025CS131FA0 | POWER CABLE, PREASSEMBLED TYPE: 6FX8002-5CS13 (1FT/1FK TO SINAMICS) 4X10 C, CONNECTOR SIZE 3/10 MM2 TRAILING TYPE, UL/CSA DESINA MOTION-CONNECT 800, DMAX = 19.4 MM, LENGTH (M)= 0 + 50 + 0 + 0 | 2461 | TEM | 1 | MC | 32.387 | 1
6FX80025CS141AD0 | POWER CABLE, PREASSEMBLED TYPE: 6FX8002-5CS14 (1FT/1FK TO SINAMICS) 4X10 C, CONNECTOR SIZE 3 RING TERMINAL END UL/CSA DESINA; TRAILING TYPE, MOTION-CONNECT 800, DMAX = 19.4 MM, LENGTH (M)= 0 + 0 + 3 + 0 | 579 | TEM | 1 | MC | 3.082 | 1
6FX80025CS141AD5 | POWER CABLE, PREASSEMBLED TYPE: 6FX8002-5CS14 (1FT/1FK TO SINAMICS) 4X10 C, CONNECTOR SIZE 3 RING TERMINAL END UL/CSA DESINA; TRAILING TYPE, MOTION-CONNECT 800, DMAX = 19.4 MM, LENGTH (M)= 0 + 0 + 3 + 0,5 | 606 | TEM | 1 | MC | 3.414 | 1
6FX80025CS141AF0 | POWER CABLE, PREASSEMBLED TYPE: 6FX8002-5CS14 (1FT/1FK TO SINAMICS) 4X10 C, CONNECTOR SIZE 3 RING TERMINAL END UL/CSA DESINA; TRAILING TYPE, MOTION-CONNECT 800, DMAX = 19.4 MM, LENGTH (M)= 0 + 0 + 5 + 0 | 634 | TEM | 1 | MC | 4.412 | 1
6FX80025CS141AK0 | POWER CABLE, PREASSEMBLED TYPE: 6FX8002-5CS14 (1FT/1FK TO SINAMICS) 4X10 C, CONNECTOR SIZE 3 RING TERMINAL END UL/CSA DESINA; TRAILING TYPE, MOTION-CONNECT 800, DMAX = 19.4 MM, LENGTH (M)= 0 + 0 + 9 + 0 | 742 | TEM | 1 | MC | 7.072 | 1
6FX80025CS141BA0 | POWER CABLE, PREASSEMBLED TYPE: 6FX8002-5CS14 (1FT/1FK TO SINAMICS) 4X10 C, CONNECTOR SIZE 3 RING TERMINAL END UL/CSA DESINA; TRAILING TYPE, MOTION-CONNECT 800, DMAX = 19.4 MM, LENGTH (M)= 0 + 10 + 0 + 0 | 769 | TEM | 1 | MC | 7.737 | 1
6FX80025CS141BB0 | POWER CABLE, PREASSEMBLED TYPE: 6FX8002-5CS14 (1FT/1FK TO SINAMICS) 4X10 C, CONNECTOR SIZE 3 RING TERMINAL END UL/CSA DESINA; TRAILING TYPE, MOTION-CONNECT 800, DMAX = 19.4 MM, LENGTH (M)= 0 + 10 + 1 + 0 | 796 | TEM | 1 | MC | 8.402 | 1
6FX80025CS141BC0 | POWER CABLE, PREASSEMBLED TYPE: 6FX8002-5CS14 (1FT/1FK TO SINAMICS) 4X10 C, CONNECTOR SIZE 3 RING TERMINAL END UL/CSA DESINA; TRAILING TYPE, MOTION-CONNECT 800, DMAX = 19.4 MM, LENGTH (M)= 0 + 10 + 2 + 0 | 823 | TEM | 1 | MC | 9.067 | 1
6FX80025CS141BE0 | POWER CABLE, PREASSEMBLED TYPE: 6FX8002-5CS14 (1FT/1FK TO SINAMICS) 4X10 C, CONNECTOR SIZE 3 RING TERMINAL END UL/CSA DESINA; TRAILING TYPE, MOTION-CONNECT 800, DMAX = 19.4 MM, LENGTH (M)= 0 + 10 + 4 + 0 | 878 | TEM | 1 | MC | 10.397 | 1
6FX80025CS141BE5 | POWER CABLE, PREASSEMBLED TYPE: 6FX8002-5CS14 (1FT/1FK TO SINAMICS) 4X10 C, CONNECTOR SIZE 3 RING TERMINAL END UL/CSA DESINA; TRAILING TYPE, MOTION-CONNECT 800, DMAX = 19.4 MM, LENGTH (M)= 0 + 10 + 4 + 0,5 | 905 | TEM | 1 | MC | 10.729 | 1
6FX80025CS141BF0 | POWER CABLE, PREASSEMBLED TYPE: 6FX8002-5CS14 (1FT/1FK TO SINAMICS) 4X10 C, CONNECTOR SIZE 3 RING TERMINAL END UL/CSA DESINA; TRAILING TYPE, MOTION-CONNECT 800, DMAX = 19.4 MM, LENGTH (M)= 0 + 10 + 5 + 0 | 905 | TEM | 1 | MC | 11.062 | 1
6FX80025CS141BK0 | POWER CABLE, PREASSEMBLED TYPE: 6FX8002-5CS14 (1FT/1FK TO SINAMICS) 4X10 C, CONNECTOR SIZE 3 RING TERMINAL END UL/CSA DESINA; TRAILING TYPE, MOTION-CONNECT 800, DMAX = 19.4 MM, LENGTH (M)= 0 + 10 + 9 + 0 | 1013 | TEM | 1 | MC | 13.722 | 1
6FX80025CS141CA0 | POWER CABLE, PREASSEMBLED TYPE: 6FX8002-5CS14 (1FT/1FK TO SINAMICS) 4X10 C, CONNECTOR SIZE 3 RING TERMINAL END UL/CSA DESINA; TRAILING TYPE, MOTION-CONNECT 800, DMAX = 19.4 MM, LENGTH (M)= 0 + 20 + 0 + 0 | 1040 | TEM | 1 | MC | 14.387 | 1
6FX80025CS141CB0 | POWER CABLE, PREASSEMBLED TYPE: 6FX8002-5CS14 (1FT/1FK TO SINAMICS) 4X10 C, CONNECTOR SIZE 3 RING TERMINAL END UL/CSA DESINA; TRAILING TYPE, MOTION-CONNECT 800, DMAX = 19.4 MM, LENGTH (M)= 0 + 20 + 1 + 0 | 1068 | TEM | 1 | MC | 15.052 | 1
6FX80025CS141CE0 | POWER CABLE, PREASSEMBLED TYPE: 6FX8002-5CS14 (1FT/1FK TO SINAMICS) 4X10 C, CONNECTOR SIZE 3 RING TERMINAL END UL/CSA DESINA; TRAILING TYPE, MOTION-CONNECT 800, DMAX = 19.4 MM, LENGTH (M)= 0 + 20 + 4 + 0 | 1149 | TEM | 1 | MC | 17.047 | 1
6FX80025CS141CF0 | POWER CABLE, PREASSEMBLED TYPE: 6FX8002-5CS14 (1FT/1FK TO SINAMICS) 4X10 C, CONNECTOR SIZE 3 RING TERMINAL END UL/CSA DESINA; TRAILING TYPE, MOTION-CONNECT 800, DMAX = 19.4 MM, LENGTH (M)= 0 + 20 + 5 + 0 | 1176 | TEM | 1 | MC | 17.712 | 1
6FX80025CS141DA0 | POWER CABLE, PREASSEMBLED TYPE: 6FX8002-5CS14 (1FT/1FK TO SINAMICS) 4X10 C, CONNECTOR SIZE 3 RING TERMINAL END UL/CSA DESINA; TRAILING TYPE, MOTION-CONNECT 800, DMAX = 19.4 MM, LENGTH (M)= 0 + 30 + 0 + 0 | 1312 | TEM | 1 | MC | 21.037 | 1
6FX80025CS141DA5 | POWER CABLE, PREASSEMBLED TYPE: 6FX8002-5CS14 (1FT/1FK TO SINAMICS) 4X10 C, CONNECTOR SIZE 3 RING TERMINAL END UL/CSA DESINA; TRAILING TYPE, MOTION-CONNECT 800, DMAX = 19.4 MM, LENGTH (M)= 0 + 30 + 0 + 0,5 | 1339 | TEM | 1 | MC | 21.369 | 1
6FX80025CS141DC5 | POWER CABLE, PREASSEMBLED TYPE: 6FX8002-5CS14 (1FT/1FK TO SINAMICS) 4X10 C, CONNECTOR SIZE 3 RING TERMINAL END UL/CSA DESINA; TRAILING TYPE, MOTION-CONNECT 800, DMAX = 19.4 MM, LENGTH (M)= 0 + 30 + 2 + 0,5 | 1393 | TEM | 1 | MC | 22.699 | 1
6FX80025CS141JA0 | POWER CABLE, PREASSEMBLED TYPE: 6FX8002-5CS14 (1FT/1FK TO SINAMICS) 4X10 C, CONNECTOR SIZE 3 RING TERMINAL END UL/CSA DESINA; TRAILING TYPE, MOTION-CONNECT 800, DMAX = 19.4 MM, LENGTH (M)= 0 + 80 + 0 + 0 | 2668 | TEM | 1 | MC | 54.287 | 1
6FX80025CS211AE0 | POWER CABLE, PREASSEMBLED TYPE: 6FX8002-5CS21 4 X 1.5 C, CONNECTOR FULL THREAD SIZE 1.5 FOR SINAMICS S120 MOTOR MODULE MOTION-CONNECT 800PLUS TRAILING TYPE, UL/CSA DESINA DMAX = 9.5 MM, LENGTH (M) = 0 + 0 + 4 + 0 | 366 | TEM | 1 | MC | 1.069 | 1
6FX80025CS211AF0 | POWER CABLE, PREASSEMBLED TYPE: 6FX8002-5CS21 4 X 1.5 C, CONNECTOR FULL THREAD SIZE 1.5 FOR SINAMICS S120 MOTOR MODULE MOTION-CONNECT 800PLUS TRAILING TYPE, UL/CSA DESINA DMAX = 9.5 MM, LENGTH (M) = 0 + 0 + 5 + 0 | 379 | TEM | 1 | MC | 1.224 | 1
6FX80025CS211AG0 | POWER CABLE, PREASSEMBLED TYPE: 6FX8002-5CS21 4 X 1.5 C, CONNECTOR FULL THREAD SIZE 1.5 FOR SINAMICS S120 MOTOR MODULE MOTION-CONNECT 800PLUS TRAILING TYPE, UL/CSA DESINA DMAX = 9.5 MM, LENGTH (M) = 0 + 0 + 6 + 0 | 391 | TEM | 1 | MC | 1.379 | 1
6FX80025CS211AH0 | POWER CABLE, PREASSEMBLED TYPE: 6FX8002-5CS21 4 X 1.5 C, CONNECTOR FULL THREAD SIZE 1.5 FOR SINAMICS S120 MOTOR MODULE MOTION-CONNECT 800PLUS TRAILING TYPE, UL/CSA DESINA DMAX = 9.5 MM, LENGTH (M) = 0 + 0 + 7 + 0 | 404 | TEM | 1 | MC | 1.534 | 1
6FX80025CS211AJ0 | POWER CABLE, PREASSEMBLED TYPE: 6FX8002-5CS21 4 X 1.5 C, CONNECTOR FULL THREAD SIZE 1.5 FOR SINAMICS S120 MOTOR MODULE MOTION-CONNECT 800PLUS TRAILING TYPE, UL/CSA DESINA DMAX = 9.5 MM, LENGTH (M) = 0 + 0 + 8 + 0 | 416 | TEM | 1 | MC | 1.689 | 1
6FX80025CS211AK0 | POWER CABLE, PREASSEMBLED TYPE: 6FX8002-5CS21 4 X 1.5 C, CONNECTOR FULL THREAD SIZE 1.5 FOR SINAMICS S120 MOTOR MODULE MOTION-CONNECT 800PLUS TRAILING TYPE, UL/CSA DESINA DMAX = 9.5 MM, LENGTH (M) = 0 + 0 + 9 + 0 | 429 | TEM | 1 | MC | 1.844 | 1
6FX80025CS211BA0 | POWER CABLE, PREASSEMBLED TYPE: 6FX8002-5CS21 4 X 1.5 C, CONNECTOR FULL THREAD SIZE 1.5 FOR SINAMICS S120 MOTOR MODULE MOTION-CONNECT 800PLUS TRAILING TYPE, UL/CSA DESINA DMAX = 9.5 MM, LENGTH (M) = 0 + 10 + 0 + 0 | 441 | TEM | 1 | MC | 1.999 | 1
6FX80025CS211BB0 | POWER CABLE, PREASSEMBLED TYPE: 6FX8002-5CS21 4 X 1.5 C, CONNECTOR FULL THREAD SIZE 1.5 FOR SINAMICS S120 MOTOR MODULE MOTION-CONNECT 800PLUS TRAILING TYPE, UL/CSA DESINA DMAX = 9.5 MM, LENGTH (M) = 0 + 10 + 1 + 0 | 453 | TEM | 1 | MC | 2.154 | 1
6FX80025CS211BC0 | POWER CABLE, PREASSEMBLED TYPE: 6FX8002-5CS21 4 X 1.5 C, CONNECTOR FULL THREAD SIZE 1.5 FOR SINAMICS S120 MOTOR MODULE MOTION-CONNECT 800PLUS TRAILING TYPE, UL/CSA DESINA DMAX = 9.5 MM, LENGTH (M) = 0 + 10 + 2 + 0 | 466 | TEM | 1 | MC | 2.309 | 1
6FX80025CS211BD0 | POWER CABLE, PREASSEMBLED TYPE: 6FX8002-5CS21 4 X 1.5 C, CONNECTOR FULL THREAD SIZE 1.5 FOR SINAMICS S120 MOTOR MODULE MOTION-CONNECT 800PLUS TRAILING TYPE, UL/CSA DESINA DMAX = 9.5 MM, LENGTH (M) = 0 + 10 + 3 + 0 | 478 | TEM | 1 | MC | 2.464 | 1
6FX80025CS211BE0 | POWER CABLE, PREASSEMBLED TYPE: 6FX8002-5CS21 4 X 1.5 C, CONNECTOR FULL THREAD SIZE 1.5 FOR SINAMICS S120 MOTOR MODULE MOTION-CONNECT 800PLUS TRAILING TYPE, UL/CSA DESINA DMAX = 9.5 MM, LENGTH (M) = 0 + 10 + 4 + 0 | 491 | TEM | 1 | MC | 2.619 | 1
6FX80025CS211BF0 | POWER CABLE, PREASSEMBLED TYPE: 6FX8002-5CS21 4 X 1.5 C, CONNECTOR FULL THREAD SIZE 1.5 FOR SINAMICS S120 MOTOR MODULE MOTION-CONNECT 800PLUS TRAILING TYPE, UL/CSA DESINA DMAX = 9.5 MM, LENGTH (M) = 0 + 10 + 5 + 0 | 503 | TEM | 1 | MC | 2.774 | 1
6FX80025CS211BG0 | POWER CABLE, PREASSEMBLED TYPE: 6FX8002-5CS21 4 X 1.5 C, CONNECTOR FULL THREAD SIZE 1.5 FOR SINAMICS S120 MOTOR MODULE MOTION-CONNECT 800PLUS TRAILING TYPE, UL/CSA DESINA DMAX = 9.5 MM, LENGTH (M) = 0 + 10 + 6 + 0 | 515 | TEM | 1 | MC | 2.929 | 1
6FX80025CS211BH0 | POWER CABLE, PREASSEMBLED TYPE: 6FX8002-5CS21 4 X 1.5 C, CONNECTOR FULL THREAD SIZE 1.5 FOR SINAMICS S120 MOTOR MODULE MOTION-CONNECT 800PLUS TRAILING TYPE, UL/CSA DESINA DMAX = 9.5 MM, LENGTH (M) = 0 + 10 + 7 + 0 | 528 | TEM | 1 | MC | 3.084 | 1
6FX80025CS211BJ0 | POWER CABLE, PREASSEMBLED TYPE: 6FX8002-5CS21 4 X 1.5 C, CONNECTOR FULL THREAD SIZE 1.5 FOR SINAMICS S120 MOTOR MODULE MOTION-CONNECT 800PLUS TRAILING TYPE, UL/CSA DESINA DMAX = 9.5 MM, LENGTH (M) = 0 + 10 + 8 + 0 | 540 | TEM | 1 | MC | 3.239 | 1
6FX80025CS211BK0 | POWER CABLE, PREASSEMBLED TYPE: 6FX8002-5CS21 4 X 1.5 C, CONNECTOR FULL THREAD SIZE 1.5 FOR SINAMICS S120 MOTOR MODULE MOTION-CONNECT 800PLUS TRAILING TYPE, UL/CSA DESINA DMAX = 9.5 MM, LENGTH (M) = 0 + 10 + 9 + 0 | 553 | TEM | 1 | MC | 3.394 | 1
6FX80025CS211CA0 | POWER CABLE, PREASSEMBLED TYPE: 6FX8002-5CS21 4 X 1.5 C, CONNECTOR FULL THREAD SIZE 1.5 FOR SINAMICS S120 MOTOR MODULE MOTION-CONNECT 800PLUS TRAILING TYPE, UL/CSA DESINA DMAX = 9.5 MM, LENGTH (M) = 0 + 20 + 0 + 0 | 564 | TEM | 1 | MC | 3.549 | 1
6FX80025CS211CB0 | POWER CABLE, PREASSEMBLED TYPE: 6FX8002-5CS21 4 X 1.5 C, CONNECTOR FULL THREAD SIZE 1.5 FOR SINAMICS S120 MOTOR MODULE MOTION-CONNECT 800PLUS TRAILING TYPE, UL/CSA DESINA DMAX = 9.5 MM, LENGTH (M) = 0 + 20 + 1 + 0 | 577 | TEM | 1 | MC | 3.704 | 1
6FX80025CS211CC0 | POWER CABLE, PREASSEMBLED TYPE: 6FX8002-5CS21 4 X 1.5 C, CONNECTOR FULL THREAD SIZE 1.5 FOR SINAMICS S120 MOTOR MODULE MOTION-CONNECT 800PLUS TRAILING TYPE, UL/CSA DESINA DMAX = 9.5 MM, LENGTH (M) = 0 + 20 + 2 + 0 | 589 | TEM | 1 | MC | 3.859 | 1
6FX80025CS211CD0 | POWER CABLE, PREASSEMBLED TYPE: 6FX8002-5CS21 4 X 1.5 C, CONNECTOR FULL THREAD SIZE 1.5 FOR SINAMICS S120 MOTOR MODULE MOTION-CONNECT 800PLUS TRAILING TYPE, UL/CSA DESINA DMAX = 9.5 MM, LENGTH (M) = 0 + 20 + 3 + 0 | 602 | TEM | 1 | MC | 4.014 | 1
6FX80025CS211CF0 | POWER CABLE, PREASSEMBLED TYPE: 6FX8002-5CS21 4 X 1.5 C, CONNECTOR FULL THREAD SIZE 1.5 FOR SINAMICS S120 MOTOR MODULE MOTION-CONNECT 800PLUS TRAILING TYPE, UL/CSA DESINA DMAX = 9.5 MM, LENGTH (M) = 0 + 20 + 5 + 0 | 627 | TEM | 1 | MC | 4.324 | 1
6FX80025CS211CK0 | POWER CABLE, PREASSEMBLED TYPE: 6FX8002-5CS21 4 X 1.5 C, CONNECTOR FULL THREAD SIZE 1.5 FOR SINAMICS S120 MOTOR MODULE MOTION-CONNECT 800PLUS TRAILING TYPE, UL/CSA DESINA DMAX = 9.5 MM, LENGTH (M) = 0 + 20 + 9 + 0 | 676 | TEM | 1 | MC | 4.944 | 1
6FX80025CS211DA0 | POWER CABLE, PREASSEMBLED TYPE: 6FX8002-5CS21 4 X 1.5 C, CONNECTOR FULL THREAD SIZE 1.5 FOR SINAMICS S120 MOTOR MODULE MOTION-CONNECT 800PLUS TRAILING TYPE, UL/CSA DESINA DMAX = 9.5 MM, LENGTH (M) = 0 + 30 + 0 + 0 | 690 | TEM | 1 | MC | 5.099 | 1
6FX80025CS211DF0 | POWER CABLE, PREASSEMBLED TYPE: 6FX8002-5CS21 4 X 1.5 C, CONNECTOR FULL THREAD SIZE 1.5 FOR SINAMICS S120 MOTOR MODULE MOTION-CONNECT 800PLUS TRAILING TYPE, UL/CSA DESINA DMAX = 9.5 MM, LENGTH (M) = 0 + 30 + 5 + 0 | 753 | TEM | 1 | MC | 5.874 | 1
6FX80025CS211DH0 | POWER CABLE, PREASSEMBLED TYPE: 6FX8002-5CS21 4 X 1.5 C, CONNECTOR FULL THREAD SIZE 1.5 FOR SINAMICS S120 MOTOR MODULE MOTION-CONNECT 800PLUS TRAILING TYPE, UL/CSA DESINA DMAX = 9.5 MM, LENGTH (M) = 0 + 30 + 7 + 0 | 777 | TEM | 1 | MC | 6.184 | 1
6FX80025CS211EA0 | POWER CABLE, PREASSEMBLED TYPE: 6FX8002-5CS21 4 X 1.5 C, CONNECTOR FULL THREAD SIZE 1.5 FOR SINAMICS S120 MOTOR MODULE MOTION-CONNECT 800PLUS TRAILING TYPE, UL/CSA DESINA DMAX = 9.5 MM, LENGTH (M) = 0 + 40 + 0 + 0 | 814 | TEM | 1 | MC | 6.649 | 1
6FX80025CS211EF0 | POWER CABLE, PREASSEMBLED TYPE: 6FX8002-5CS21 4 X 1.5 C, CONNECTOR FULL THREAD SIZE 1.5 FOR SINAMICS S120 MOTOR MODULE MOTION-CONNECT 800PLUS TRAILING TYPE, UL/CSA DESINA DMAX = 9.5 MM, LENGTH (M) = 0 + 40 + 5 + 0 | 876 | TEM | 1 | MC | 7.424 | 1
6FX80025CS211FA0 | POWER CABLE, PREASSEMBLED TYPE: 6FX8002-5CS21 4 X 1.5 C, CONNECTOR FULL THREAD SIZE 1.5 FOR SINAMICS S120 MOTOR MODULE MOTION-CONNECT 800PLUS TRAILING TYPE, UL/CSA DESINA DMAX = 9.5 MM, LENGTH (M) = 0 + 50 + 0 + 0 | 938 | TEM | 1 | MC | 8.199 | 1
6FX80025CS231AD8 | POWER CABLE, PREASSEMBLED TYPE: 6FX8002-5CS23 4X16 C CONNECTOR FULL THREAD SIZE 3 FOR SINAMICS S120 MOTOR MODULE BOOKSIZE MOTION-CONNECT 800PLUS TRAILING TYPE, UL/CSA DESINA DMAX=22.3 MM LENGTH (M)= 0 + 0 + 3 + 0,8 | 864 | TEM | 1 | MC | 4.573 | 1
6FX80025CS231AF0 | POWER CABLE, PREASSEMBLED TYPE: 6FX8002-5CS23 4X16 C CONNECTOR FULL THREAD SIZE 3 FOR SINAMICS S120 MOTOR MODULE BOOKSIZE MOTION-CONNECT 800PLUS TRAILING TYPE, UL/CSA DESINA DMAX=22.3 MM LENGTH (M)= 0 + 0 + 5 + 0 | 903 | TEM | 1 | MC | 5.701 | 1
6FX80025CS231AG0 | POWER CABLE, PREASSEMBLED TYPE: 6FX8002-5CS23 4X16 C CONNECTOR FULL THREAD SIZE 3 FOR SINAMICS S120 MOTOR MODULE BOOKSIZE MOTION-CONNECT 800PLUS TRAILING TYPE, UL/CSA DESINA DMAX=22.3 MM LENGTH (M)= 0 + 0 + 6 + 0 | 942 | TEM | 1 | MC | 6.641 | 1
6FX80025CS231BA0 | POWER CABLE, PREASSEMBLED TYPE: 6FX8002-5CS23 4X16 C CONNECTOR FULL THREAD SIZE 3 FOR SINAMICS S120 MOTOR MODULE BOOKSIZE MOTION-CONNECT 800PLUS TRAILING TYPE, UL/CSA DESINA DMAX=22.3 MM LENGTH (M)= 0 + 10 + 0 + 0 | 1098 | TEM | 1 | MC | 10.401 | 1
6FX80025CS231BC0 | POWER CABLE, PREASSEMBLED TYPE: 6FX8002-5CS23 4X16 C CONNECTOR FULL THREAD SIZE 3 FOR SINAMICS S120 MOTOR MODULE BOOKSIZE MOTION-CONNECT 800PLUS TRAILING TYPE, UL/CSA DESINA DMAX=22.3 MM LENGTH (M)= 0 + 10 + 2 + 0 | 1176 | TEM | 1 | MC | 12.281 | 1
6FX80025CS231BD0 | POWER CABLE, PREASSEMBLED TYPE: 6FX8002-5CS23 4X16 C CONNECTOR FULL THREAD SIZE 3 FOR SINAMICS S120 MOTOR MODULE BOOKSIZE MOTION-CONNECT 800PLUS TRAILING TYPE, UL/CSA DESINA DMAX=22.3 MM LENGTH (M)= 0 + 10 + 3 + 0 | 1216 | TEM | 1 | MC | 13.221 | 1
6FX80025CS231BE0 | POWER CABLE, PREASSEMBLED TYPE: 6FX8002-5CS23 4X16 C CONNECTOR FULL THREAD SIZE 3 FOR SINAMICS S120 MOTOR MODULE BOOKSIZE MOTION-CONNECT 800PLUS TRAILING TYPE, UL/CSA DESINA DMAX=22.3 MM LENGTH (M)= 0 + 10 + 4 + 0 | 1255 | TEM | 1 | MC | 14.161 | 1
6FX80025CS231BF0 | POWER CABLE, PREASSEMBLED TYPE: 6FX8002-5CS23 4X16 C CONNECTOR FULL THREAD SIZE 3 FOR SINAMICS S120 MOTOR MODULE BOOKSIZE MOTION-CONNECT 800PLUS TRAILING TYPE, UL/CSA DESINA DMAX=22.3 MM LENGTH (M)= 0 + 10 + 5 + 0 | 1294 | TEM | 1 | MC | 15.101 | 1
6FX80025CS231BH5 | POWER CABLE, PREASSEMBLED TYPE: 6FX8002-5CS23 4X16 C CONNECTOR FULL THREAD SIZE 3 FOR SINAMICS S120 MOTOR MODULE BOOKSIZE MOTION-CONNECT 800PLUS TRAILING TYPE, UL/CSA DESINA DMAX=22.3 MM LENGTH (M)= 0 + 10 + 7 + 0,5 | 1411 | TEM | 1 | MC | 17.451 | 1
6FX80025CS231CA0 | POWER CABLE, PREASSEMBLED TYPE: 6FX8002-5CS23 4X16 C CONNECTOR FULL THREAD SIZE 3 FOR SINAMICS S120 MOTOR MODULE BOOKSIZE MOTION-CONNECT 800PLUS TRAILING TYPE, UL/CSA DESINA DMAX=22.3 MM LENGTH (M)= 0 + 20 + 0 + 0 | 1489 | TEM | 1 | MC | 19.801 | 1
6FX80025CS231CB0 | POWER CABLE, PREASSEMBLED TYPE: 6FX8002-5CS23 4X16 C CONNECTOR FULL THREAD SIZE 3 FOR SINAMICS S120 MOTOR MODULE BOOKSIZE MOTION-CONNECT 800PLUS TRAILING TYPE, UL/CSA DESINA DMAX=22.3 MM LENGTH (M)= 0 + 20 + 1 + 0 | 1528 | TEM | 1 | MC | 20.741 | 1
6FX80025CS231CC0 | POWER CABLE, PREASSEMBLED TYPE: 6FX8002-5CS23 4X16 C CONNECTOR FULL THREAD SIZE 3 FOR SINAMICS S120 MOTOR MODULE BOOKSIZE MOTION-CONNECT 800PLUS TRAILING TYPE, UL/CSA DESINA DMAX=22.3 MM LENGTH (M)= 0 + 20 + 2 + 0 | 1567 | TEM | 1 | MC | 21.681 | 1
6FX80025CS231CD0 | POWER CABLE, PREASSEMBLED TYPE: 6FX8002-5CS23 4X16 C CONNECTOR FULL THREAD SIZE 3 FOR SINAMICS S120 MOTOR MODULE BOOKSIZE MOTION-CONNECT 800PLUS TRAILING TYPE, UL/CSA DESINA DMAX=22.3 MM LENGTH (M)= 0 + 20 + 3 + 0 | 1606 | TEM | 1 | MC | 22.621 | 1
6FX80025CS231CF0 | POWER CABLE, PREASSEMBLED TYPE: 6FX8002-5CS23 4X16 C CONNECTOR FULL THREAD SIZE 3 FOR SINAMICS S120 MOTOR MODULE BOOKSIZE MOTION-CONNECT 800PLUS TRAILING TYPE, UL/CSA DESINA DMAX=22.3 MM LENGTH (M)= 0 + 20 + 5 + 0 | 1685 | TEM | 1 | MC | 24.501 | 1
6FX80025CS231CH0 | POWER CABLE, PREASSEMBLED TYPE: 6FX8002-5CS23 4X16 C CONNECTOR FULL THREAD SIZE 3 FOR SINAMICS S120 MOTOR MODULE BOOKSIZE MOTION-CONNECT 800PLUS TRAILING TYPE, UL/CSA DESINA DMAX=22.3 MM LENGTH (M)= 0 + 20 + 7 + 0 | 1763 | TEM | 1 | MC | 26.381 | 1
6FX80025CS231DA0 | POWER CABLE, PREASSEMBLED TYPE: 6FX8002-5CS23 4X16 C CONNECTOR FULL THREAD SIZE 3 FOR SINAMICS S120 MOTOR MODULE BOOKSIZE MOTION-CONNECT 800PLUS TRAILING TYPE, UL/CSA DESINA DMAX=22.3 MM LENGTH (M)= 0 + 30 + 0 + 0 | 1880 | TEM | 1 | MC | 29.201 | 1
6FX80025CS231DC0 | POWER CABLE, PREASSEMBLED TYPE: 6FX8002-5CS23 4X16 C CONNECTOR FULL THREAD SIZE 3 FOR SINAMICS S120 MOTOR MODULE BOOKSIZE MOTION-CONNECT 800PLUS TRAILING TYPE, UL/CSA DESINA DMAX=22.3 MM LENGTH (M)= 0 + 30 + 2 + 0 | 1958 | TEM | 1 | MC | 31.081 | 1
6FX80025CS231DF0 | POWER CABLE, PREASSEMBLED TYPE: 6FX8002-5CS23 4X16 C CONNECTOR FULL THREAD SIZE 3 FOR SINAMICS S120 MOTOR MODULE BOOKSIZE MOTION-CONNECT 800PLUS TRAILING TYPE, UL/CSA DESINA DMAX=22.3 MM LENGTH (M)= 0 + 30 + 5 + 0 | 2076 | TEM | 1 | MC | 33.901 | 1
6FX80025CS231DJ0 | POWER CABLE, PREASSEMBLED TYPE: 6FX8002-5CS23 4X16 C CONNECTOR FULL THREAD SIZE 3 FOR SINAMICS S120 MOTOR MODULE BOOKSIZE MOTION-CONNECT 800PLUS TRAILING TYPE, UL/CSA DESINA DMAX=22.3 MM LENGTH (M)= 0 + 30 + 8 + 0 | 2194 | TEM | 1 | MC | 36.721 | 1
6FX80025CS231EA0 | POWER CABLE, PREASSEMBLED TYPE: 6FX8002-5CS23 4X16 C CONNECTOR FULL THREAD SIZE 3 FOR SINAMICS S120 MOTOR MODULE BOOKSIZE MOTION-CONNECT 800PLUS TRAILING TYPE, UL/CSA DESINA DMAX=22.3 MM LENGTH (M)= 0 + 40 + 0 + 0 | 2273 | TEM | 1 | MC | 38.601 | 1
6FX80025CS231EJ0 | POWER CABLE, PREASSEMBLED TYPE: 6FX8002-5CS23 4X16 C CONNECTOR FULL THREAD SIZE 3 FOR SINAMICS S120 MOTOR MODULE BOOKSIZE MOTION-CONNECT 800PLUS TRAILING TYPE, UL/CSA DESINA DMAX=22.3 MM LENGTH (M)= 0 + 40 + 8 + 0 | 2587 | TEM | 1 | MC | 46.121 | 1
6FX80025CS231FA0 | POWER CABLE, PREASSEMBLED TYPE: 6FX8002-5CS23 4X16 C CONNECTOR FULL THREAD SIZE 3 FOR SINAMICS S120 MOTOR MODULE BOOKSIZE MOTION-CONNECT 800PLUS TRAILING TYPE, UL/CSA DESINA DMAX=22.3 MM LENGTH (M)= 0 + 50 + 0 + 0 | 2664 | TEM | 1 | MC | 48.001 | 1
6FX80025CS231HA0 | POWER CABLE, PREASSEMBLED TYPE: 6FX8002-5CS23 4X16 C CONNECTOR FULL THREAD SIZE 3 FOR SINAMICS S120 MOTOR MODULE BOOKSIZE MOTION-CONNECT 800PLUS TRAILING TYPE, UL/CSA DESINA DMAX=22.3 MM LENGTH (M)= 0 + 70 + 0 + 0 | 3441 | TEM | 1 | MC | 66.801 | 1
6FX80025CS231KA0 | POWER CABLE, PREASSEMBLED TYPE: 6FX8002-5CS23 4X16 C CONNECTOR FULL THREAD SIZE 3 FOR SINAMICS S120 MOTOR MODULE BOOKSIZE MOTION-CONNECT 800PLUS TRAILING TYPE, UL/CSA DESINA DMAX=22.3 MM LENGTH (M)= 0 + 90 + 0 + 0 | 4232 | TEM | 1 | MC | 85.601 | 1
6FX80025CS232AA0 | POWER CABLE, PREASSEMBLED TYPE: 6FX8002-5CS23 4X16 C CONNECTOR FULL THREAD SIZE 3 FOR SINAMICS S120 MOTOR MODULE BOOKSIZE MOTION-CONNECT 800PLUS TRAILING TYPE, UL/CSA DESINA DMAX=22.3 MM LENGTH (M)= 100 + 0 + 0 + 0 | 4616 | TEM | 1 | MC | 95.001 | 1
6FX80025CS241AE0 | POWER CABLE, PREASSEMBLED TYPE: 6FX8002-5CS24 4X16 C CONNECTOR FULL THREAD SIZE 1.5 FOR SINAMICS S120 MOTOR MODULE BOOKSIZE MOTION-CONNECT 800PLUS TRAILING TYPE, UL/CSA DESINA DMAX=22.3 MM LENGTH (M)= 0 + 0 + 4 + 0 | 331 | TEM | 1 | MC | 4.13 | 1
6FX80025CS241AH5 | POWER CABLE, PREASSEMBLED TYPE: 6FX8002-5CS24 4X16 C CONNECTOR FULL THREAD SIZE 1.5 FOR SINAMICS S120 MOTOR MODULE BOOKSIZE MOTION-CONNECT 800PLUS TRAILING TYPE, UL/CSA DESINA DMAX=22.3 MM LENGTH (M)= 0 + 0 + 7 + 0,5 | 474 | TEM | 1 | MC | 7.42 | 1
6FX80025CS241AJ0 | POWER CABLE, PREASSEMBLED TYPE: 6FX8002-5CS24 4X16 C CONNECTOR FULL THREAD SIZE 1.5 FOR SINAMICS S120 MOTOR MODULE BOOKSIZE MOTION-CONNECT 800PLUS TRAILING TYPE, UL/CSA DESINA DMAX=22.3 MM LENGTH (M)= 0 + 0 + 8 + 0 | 474 | TEM | 1 | MC | 7.89 | 1
6FX80025CS241BA0 | POWER CABLE, PREASSEMBLED TYPE: 6FX8002-5CS24 4X16 C CONNECTOR FULL THREAD SIZE 1.5 FOR SINAMICS S120 MOTOR MODULE BOOKSIZE MOTION-CONNECT 800PLUS TRAILING TYPE, UL/CSA DESINA DMAX=22.3 MM LENGTH (M)= 0 + 10 + 0 + 0 | 546 | TEM | 1 | MC | 9.77 | 1
6FX80025CS241BB0 | POWER CABLE, PREASSEMBLED TYPE: 6FX8002-5CS24 4X16 C CONNECTOR FULL THREAD SIZE 1.5 FOR SINAMICS S120 MOTOR MODULE BOOKSIZE MOTION-CONNECT 800PLUS TRAILING TYPE, UL/CSA DESINA DMAX=22.3 MM LENGTH (M)= 0 + 10 + 1 + 0 | 582 | TEM | 1 | MC | 10.71 | 1
6FX80025CS241BC0 | POWER CABLE, PREASSEMBLED TYPE: 6FX8002-5CS24 4X16 C CONNECTOR FULL THREAD SIZE 1.5 FOR SINAMICS S120 MOTOR MODULE BOOKSIZE MOTION-CONNECT 800PLUS TRAILING TYPE, UL/CSA DESINA DMAX=22.3 MM LENGTH (M)= 0 + 10 + 2 + 0 | 618 | TEM | 1 | MC | 11.65 | 1
6FX80025CS241BD0 | POWER CABLE, PREASSEMBLED TYPE: 6FX8002-5CS24 4X16 C CONNECTOR FULL THREAD SIZE 1.5 FOR SINAMICS S120 MOTOR MODULE BOOKSIZE MOTION-CONNECT 800PLUS TRAILING TYPE, UL/CSA DESINA DMAX=22.3 MM LENGTH (M)= 0 + 10 + 3 + 0 | 654 | TEM | 1 | MC | 12.59 | 1
6FX80025CS241BF0 | POWER CABLE, PREASSEMBLED TYPE: 6FX8002-5CS24 4X16 C CONNECTOR FULL THREAD SIZE 1.5 FOR SINAMICS S120 MOTOR MODULE BOOKSIZE MOTION-CONNECT 800PLUS TRAILING TYPE, UL/CSA DESINA DMAX=22.3 MM LENGTH (M)= 0 + 10 + 5 + 0 | 725 | TEM | 1 | MC | 14.47 | 1
6FX80025CS241BK0 | POWER CABLE, PREASSEMBLED TYPE: 6FX8002-5CS24 4X16 C CONNECTOR FULL THREAD SIZE 1.5 FOR SINAMICS S120 MOTOR MODULE BOOKSIZE MOTION-CONNECT 800PLUS TRAILING TYPE, UL/CSA DESINA DMAX=22.3 MM LENGTH (M)= 0 + 10 + 9 + 0 | 869 | TEM | 1 | MC | 18.23 | 1
6FX80025CS241CA0 | POWER CABLE, PREASSEMBLED TYPE: 6FX8002-5CS24 4X16 C CONNECTOR FULL THREAD SIZE 1.5 FOR SINAMICS S120 MOTOR MODULE BOOKSIZE MOTION-CONNECT 800PLUS TRAILING TYPE, UL/CSA DESINA DMAX=22.3 MM LENGTH (M)= 0 + 20 + 0 + 0 | 905 | TEM | 1 | MC | 19.17 | 1
6FX80025CS241CB0 | POWER CABLE, PREASSEMBLED TYPE: 6FX8002-5CS24 4X16 C CONNECTOR FULL THREAD SIZE 1.5 FOR SINAMICS S120 MOTOR MODULE BOOKSIZE MOTION-CONNECT 800PLUS TRAILING TYPE, UL/CSA DESINA DMAX=22.3 MM LENGTH (M)= 0 + 20 + 1 + 0 | 941 | TEM | 1 | MC | 20.11 | 1
6FX80025CS241CF0 | POWER CABLE, PREASSEMBLED TYPE: 6FX8002-5CS24 4X16 C CONNECTOR FULL THREAD SIZE 1.5 FOR SINAMICS S120 MOTOR MODULE BOOKSIZE MOTION-CONNECT 800PLUS TRAILING TYPE, UL/CSA DESINA DMAX=22.3 MM LENGTH (M)= 0 + 20 + 5 + 0 | 1084 | TEM | 1 | MC | 23.87 | 1
6FX80025CS241DK0 | POWER CABLE, PREASSEMBLED TYPE: 6FX8002-5CS24 4X16 C CONNECTOR FULL THREAD SIZE 1.5 FOR SINAMICS S120 MOTOR MODULE BOOKSIZE MOTION-CONNECT 800PLUS TRAILING TYPE, UL/CSA DESINA DMAX=22.3 MM LENGTH (M)= 0 + 30 + 9 + 0 | 1586 | TEM | 1 | MC | 37.03 | 1
6FX80025CS241EB0 | POWER CABLE, PREASSEMBLED TYPE: 6FX8002-5CS24 4X16 C CONNECTOR FULL THREAD SIZE 1.5 FOR SINAMICS S120 MOTOR MODULE BOOKSIZE MOTION-CONNECT 800PLUS TRAILING TYPE, UL/CSA DESINA DMAX=22.3 MM LENGTH (M)= 0 + 40 + 1 + 0 | 1658 | TEM | 1 | MC | 38.91 | 1
6FX80025CS241EF0 | POWER CABLE, PREASSEMBLED TYPE: 6FX8002-5CS24 4X16 C CONNECTOR FULL THREAD SIZE 1.5 FOR SINAMICS S120 MOTOR MODULE BOOKSIZE MOTION-CONNECT 800PLUS TRAILING TYPE, UL/CSA DESINA DMAX=22.3 MM LENGTH (M)= 0 + 40 + 5 + 0 | 1802 | TEM | 1 | MC | 42.67 | 1
6FX80025CS241FA0 | POWER CABLE, PREASSEMBLED TYPE: 6FX8002-5CS24 4X16 C CONNECTOR FULL THREAD SIZE 1.5 FOR SINAMICS S120 MOTOR MODULE BOOKSIZE MOTION-CONNECT 800PLUS TRAILING TYPE, UL/CSA DESINA DMAX=22.3 MM LENGTH (M)= 0 + 50 + 0 + 0 | 1981 | TEM | 1 | MC | 47.37 | 1
6FX80025CS311AA0 | POWER CABLE, PREASSEMBLED TYPE: 6FX8002-5CS31 4X2.5 C CONNECTOR FULL THREAD SIZE 1.5 FOR SINAMICS S120 MOTOR MODULE BOOKSIZE MOTION-CONNECT 800PLUS TRAILING TYPE UL/CSA DESINA DMAX=11 MM LENGTH (M) = 0 + 0 + 0 + 0 | 319 | TEM | 1 | MC | 0.452 | 1
6FX80025CS311AA8 | POWER CABLE, PREASSEMBLED TYPE: 6FX8002-5CS31 4X2.5 C CONNECTOR FULL THREAD SIZE 1.5 FOR SINAMICS S120 MOTOR MODULE BOOKSIZE MOTION-CONNECT 800PLUS TRAILING TYPE UL/CSA DESINA DMAX=11 MM LENGTH (M) = 0 + 0 + 0 + 0,8 | 333 | TEM | 1 | MC | 0.636 | 1
6FX80025CS311AB5 | POWER CABLE, PREASSEMBLED TYPE: 6FX8002-5CS31 4X2.5 C CONNECTOR FULL THREAD SIZE 1.5 FOR SINAMICS S120 MOTOR MODULE BOOKSIZE MOTION-CONNECT 800PLUS TRAILING TYPE UL/CSA DESINA DMAX=11 MM LENGTH (M) = 0 + 0 + 1 + 0,5 | 348 | TEM | 1 | MC | 0.797 | 1
6FX80025CS311AC0 | POWER CABLE, PREASSEMBLED TYPE: 6FX8002-5CS31 4X2.5 C CONNECTOR FULL THREAD SIZE 1.5 FOR SINAMICS S120 MOTOR MODULE BOOKSIZE MOTION-CONNECT 800PLUS TRAILING TYPE UL/CSA DESINA DMAX=11 MM LENGTH (M) = 0 + 0 + 2 + 0 | 348 | TEM | 1 | MC | 0.912 | 1
6FX80025CS311AC5 | POWER CABLE, PREASSEMBLED TYPE: 6FX8002-5CS31 4X2.5 C CONNECTOR FULL THREAD SIZE 1.5 FOR SINAMICS S120 MOTOR MODULE BOOKSIZE MOTION-CONNECT 800PLUS TRAILING TYPE UL/CSA DESINA DMAX=11 MM LENGTH (M) = 0 + 0 + 2 + 0,5 | 362 | TEM | 1 | MC | 1.027 | 1
6FX80025CS311AC6 | POWER CABLE, PREASSEMBLED TYPE: 6FX8002-5CS31 4X2.5 C CONNECTOR FULL THREAD SIZE 1.5 FOR SINAMICS S120 MOTOR MODULE BOOKSIZE MOTION-CONNECT 800PLUS TRAILING TYPE UL/CSA DESINA DMAX=11 MM LENGTH (M) = 0 + 0 + 2 + 0,6 | 362 | TEM | 1 | MC | 1.05 | 1
6FX80025CS311AC7 | POWER CABLE, PREASSEMBLED TYPE: 6FX8002-5CS31 4X2.5 C CONNECTOR FULL THREAD SIZE 1.5 FOR SINAMICS S120 MOTOR MODULE BOOKSIZE MOTION-CONNECT 800PLUS TRAILING TYPE UL/CSA DESINA DMAX=11 MM LENGTH (M) = 0 + 0 + 2 + 0,7 | 362 | TEM | 1 | MC | 1.073 | 1
6FX80025CS311AD0 | POWER CABLE, PREASSEMBLED TYPE: 6FX8002-5CS31 4X2.5 C CONNECTOR FULL THREAD SIZE 1.5 FOR SINAMICS S120 MOTOR MODULE BOOKSIZE MOTION-CONNECT 800PLUS TRAILING TYPE UL/CSA DESINA DMAX=11 MM LENGTH (M) = 0 + 0 + 3 + 0 | 362 | TEM | 1 | MC | 1.142 | 1
6FX80025CS311AD5 | POWER CABLE, PREASSEMBLED TYPE: 6FX8002-5CS31 4X2.5 C CONNECTOR FULL THREAD SIZE 1.5 FOR SINAMICS S120 MOTOR MODULE BOOKSIZE MOTION-CONNECT 800PLUS TRAILING TYPE UL/CSA DESINA DMAX=11 MM LENGTH (M) = 0 + 0 + 3 + 0,5 | 377 | TEM | 1 | MC | 1.257 | 1
6FX80025CS311AD8 | POWER CABLE, PREASSEMBLED TYPE: 6FX8002-5CS31 4X2.5 C CONNECTOR FULL THREAD SIZE 1.5 FOR SINAMICS S120 MOTOR MODULE BOOKSIZE MOTION-CONNECT 800PLUS TRAILING TYPE UL/CSA DESINA DMAX=11 MM LENGTH (M) = 0 + 0 + 3 + 0,8 | 377 | TEM | 1 | MC | 1.326 | 1
6FX80025CS311AE0 | POWER CABLE, PREASSEMBLED TYPE: 6FX8002-5CS31 4X2.5 C CONNECTOR FULL THREAD SIZE 1.5 FOR SINAMICS S120 MOTOR MODULE BOOKSIZE MOTION-CONNECT 800PLUS TRAILING TYPE UL/CSA DESINA DMAX=11 MM LENGTH (M) = 0 + 0 + 4 + 0 | 377 | TEM | 1 | MC | 1.372 | 1
6FX80025CS311AF0 | POWER CABLE, PREASSEMBLED TYPE: 6FX8002-5CS31 4X2.5 C CONNECTOR FULL THREAD SIZE 1.5 FOR SINAMICS S120 MOTOR MODULE BOOKSIZE MOTION-CONNECT 800PLUS TRAILING TYPE UL/CSA DESINA DMAX=11 MM LENGTH (M) = 0 + 0 + 5 + 0 | 391 | TEM | 1 | MC | 1.602 | 1
6FX80025CS311AF2 | POWER CABLE, PREASSEMBLED TYPE: 6FX8002-5CS31 4X2.5 C CONNECTOR FULL THREAD SIZE 1.5 FOR SINAMICS S120 MOTOR MODULE BOOKSIZE MOTION-CONNECT 800PLUS TRAILING TYPE UL/CSA DESINA DMAX=11 MM LENGTH (M) = 0 + 0 + 5 + 0,2 | 405 | TEM | 1 | MC | 1.648 | 1
6FX80025CS311AF5 | POWER CABLE, PREASSEMBLED TYPE: 6FX8002-5CS31 4X2.5 C CONNECTOR FULL THREAD SIZE 1.5 FOR SINAMICS S120 MOTOR MODULE BOOKSIZE MOTION-CONNECT 800PLUS TRAILING TYPE UL/CSA DESINA DMAX=11 MM LENGTH (M) = 0 + 0 + 5 + 0,5 | 405 | TEM | 1 | MC | 1.717 | 1
6FX80025CS311AG0 | POWER CABLE, PREASSEMBLED TYPE: 6FX8002-5CS31 4X2.5 C CONNECTOR FULL THREAD SIZE 1.5 FOR SINAMICS S120 MOTOR MODULE BOOKSIZE MOTION-CONNECT 800PLUS TRAILING TYPE UL/CSA DESINA DMAX=11 MM LENGTH (M) = 0 + 0 + 6 + 0 | 405 | TEM | 1 | MC | 1.832 | 1
6FX80025CS311AG4 | POWER CABLE, PREASSEMBLED TYPE: 6FX8002-5CS31 4X2.5 C CONNECTOR FULL THREAD SIZE 1.5 FOR SINAMICS S120 MOTOR MODULE BOOKSIZE MOTION-CONNECT 800PLUS TRAILING TYPE UL/CSA DESINA DMAX=11 MM LENGTH (M) = 0 + 0 + 6 + 0,4 | 420 | TEM | 1 | MC | 1.924 | 1
6FX80025CS311AG5 | POWER CABLE, PREASSEMBLED TYPE: 6FX8002-5CS31 4X2.5 C CONNECTOR FULL THREAD SIZE 1.5 FOR SINAMICS S120 MOTOR MODULE BOOKSIZE MOTION-CONNECT 800PLUS TRAILING TYPE UL/CSA DESINA DMAX=11 MM LENGTH (M) = 0 + 0 + 6 + 0,5 | 420 | TEM | 1 | MC | 1.947 | 1
6FX80025CS311AH0 | POWER CABLE, PREASSEMBLED TYPE: 6FX8002-5CS31 4X2.5 C CONNECTOR FULL THREAD SIZE 1.5 FOR SINAMICS S120 MOTOR MODULE BOOKSIZE MOTION-CONNECT 800PLUS TRAILING TYPE UL/CSA DESINA DMAX=11 MM LENGTH (M) = 0 + 0 + 7 + 0 | 420 | TEM | 1 | MC | 2.062 | 1
6FX80025CS311AH6 | POWER CABLE, PREASSEMBLED TYPE: 6FX8002-5CS31 4X2.5 C CONNECTOR FULL THREAD SIZE 1.5 FOR SINAMICS S120 MOTOR MODULE BOOKSIZE MOTION-CONNECT 800PLUS TRAILING TYPE UL/CSA DESINA DMAX=11 MM LENGTH (M) = 0 + 0 + 7 + 0,6 | 434 | TEM | 1 | MC | 2.2 | 1
6FX80025CS311AJ0 | POWER CABLE, PREASSEMBLED TYPE: 6FX8002-5CS31 4X2.5 C CONNECTOR FULL THREAD SIZE 1.5 FOR SINAMICS S120 MOTOR MODULE BOOKSIZE MOTION-CONNECT 800PLUS TRAILING TYPE UL/CSA DESINA DMAX=11 MM LENGTH (M) = 0 + 0 + 8 + 0 | 434 | TEM | 1 | MC | 2.292 | 1
6FX80025CS311AJ5 | POWER CABLE, PREASSEMBLED TYPE: 6FX8002-5CS31 4X2.5 C CONNECTOR FULL THREAD SIZE 1.5 FOR SINAMICS S120 MOTOR MODULE BOOKSIZE MOTION-CONNECT 800PLUS TRAILING TYPE UL/CSA DESINA DMAX=11 MM LENGTH (M) = 0 + 0 + 8 + 0,5 | 449 | TEM | 1 | MC | 2.407 | 1
6FX80025CS311AK0 | POWER CABLE, PREASSEMBLED TYPE: 6FX8002-5CS31 4X2.5 C CONNECTOR FULL THREAD SIZE 1.5 FOR SINAMICS S120 MOTOR MODULE BOOKSIZE MOTION-CONNECT 800PLUS TRAILING TYPE UL/CSA DESINA DMAX=11 MM LENGTH (M) = 0 + 0 + 9 + 0 | 449 | TEM | 1 | MC | 2.522 | 1
6FX80025CS311AK5 | POWER CABLE, PREASSEMBLED TYPE: 6FX8002-5CS31 4X2.5 C CONNECTOR FULL THREAD SIZE 1.5 FOR SINAMICS S120 MOTOR MODULE BOOKSIZE MOTION-CONNECT 800PLUS TRAILING TYPE UL/CSA DESINA DMAX=11 MM LENGTH (M) = 0 + 0 + 9 + 0,5 | 463 | TEM | 1 | MC | 2.637 | 1
6FX80025CS311BA0 | POWER CABLE, PREASSEMBLED TYPE: 6FX8002-5CS31 4X2.5 C CONNECTOR FULL THREAD SIZE 1.5 FOR SINAMICS S120 MOTOR MODULE BOOKSIZE MOTION-CONNECT 800PLUS TRAILING TYPE UL/CSA DESINA DMAX=11 MM LENGTH (M) = 0 + 10 + 0 + 0 | 463 | TEM | 1 | MC | 2.752 | 1
6FX80025CS311BA5 | POWER CABLE, PREASSEMBLED TYPE: 6FX8002-5CS31 4X2.5 C CONNECTOR FULL THREAD SIZE 1.5 FOR SINAMICS S120 MOTOR MODULE BOOKSIZE MOTION-CONNECT 800PLUS TRAILING TYPE UL/CSA DESINA DMAX=11 MM LENGTH (M) = 0 + 10 + 0 + 0,5 | 478 | TEM | 1 | MC | 2.867 | 1
6FX80025CS311BB0 | POWER CABLE, PREASSEMBLED TYPE: 6FX8002-5CS31 4X2.5 C CONNECTOR FULL THREAD SIZE 1.5 FOR SINAMICS S120 MOTOR MODULE BOOKSIZE MOTION-CONNECT 800PLUS TRAILING TYPE UL/CSA DESINA DMAX=11 MM LENGTH (M) = 0 + 10 + 1 + 0 | 478 | TEM | 1 | MC | 2.982 | 1
6FX80025CS311BC0 | POWER CABLE, PREASSEMBLED TYPE: 6FX8002-5CS31 4X2.5 C CONNECTOR FULL THREAD SIZE 1.5 FOR SINAMICS S120 MOTOR MODULE BOOKSIZE MOTION-CONNECT 800PLUS TRAILING TYPE UL/CSA DESINA DMAX=11 MM LENGTH (M) = 0 + 10 + 2 + 0 | 492 | TEM | 1 | MC | 3.212 | 1
6FX80025CS311BD0 | POWER CABLE, PREASSEMBLED TYPE: 6FX8002-5CS31 4X2.5 C CONNECTOR FULL THREAD SIZE 1.5 FOR SINAMICS S120 MOTOR MODULE BOOKSIZE MOTION-CONNECT 800PLUS TRAILING TYPE UL/CSA DESINA DMAX=11 MM LENGTH (M) = 0 + 10 + 3 + 0 | 506 | TEM | 1 | MC | 3.442 | 1
6FX80025CS311BD5 | POWER CABLE, PREASSEMBLED TYPE: 6FX8002-5CS31 4X2.5 C CONNECTOR FULL THREAD SIZE 1.5 FOR SINAMICS S120 MOTOR MODULE BOOKSIZE MOTION-CONNECT 800PLUS TRAILING TYPE UL/CSA DESINA DMAX=11 MM LENGTH (M) = 0 + 10 + 3 + 0,5 | 521 | TEM | 1 | MC | 3.557 | 1
6FX80025CS311BE0 | POWER CABLE, PREASSEMBLED TYPE: 6FX8002-5CS31 4X2.5 C CONNECTOR FULL THREAD SIZE 1.5 FOR SINAMICS S120 MOTOR MODULE BOOKSIZE MOTION-CONNECT 800PLUS TRAILING TYPE UL/CSA DESINA DMAX=11 MM LENGTH (M) = 0 + 10 + 4 + 0 | 521 | TEM | 1 | MC | 3.672 | 1
6FX80025CS311BF0 | POWER CABLE, PREASSEMBLED TYPE: 6FX8002-5CS31 4X2.5 C CONNECTOR FULL THREAD SIZE 1.5 FOR SINAMICS S120 MOTOR MODULE BOOKSIZE MOTION-CONNECT 800PLUS TRAILING TYPE UL/CSA DESINA DMAX=11 MM LENGTH (M) = 0 + 10 + 5 + 0 | 535 | TEM | 1 | MC | 3.902 | 1
6FX80025CS311BG0 | POWER CABLE, PREASSEMBLED TYPE: 6FX8002-5CS31 4X2.5 C CONNECTOR FULL THREAD SIZE 1.5 FOR SINAMICS S120 MOTOR MODULE BOOKSIZE MOTION-CONNECT 800PLUS TRAILING TYPE UL/CSA DESINA DMAX=11 MM LENGTH (M) = 0 + 10 + 6 + 0 | 550 | TEM | 1 | MC | 4.132 | 1
6FX80025CS311BG5 | POWER CABLE, PREASSEMBLED TYPE: 6FX8002-5CS31 4X2.5 C CONNECTOR FULL THREAD SIZE 1.5 FOR SINAMICS S120 MOTOR MODULE BOOKSIZE MOTION-CONNECT 800PLUS TRAILING TYPE UL/CSA DESINA DMAX=11 MM LENGTH (M) = 0 + 10 + 6 + 0,5 | 564 | TEM | 1 | MC | 4.247 | 1
6FX80025CS311BH0 | POWER CABLE, PREASSEMBLED TYPE: 6FX8002-5CS31 4X2.5 C CONNECTOR FULL THREAD SIZE 1.5 FOR SINAMICS S120 MOTOR MODULE BOOKSIZE MOTION-CONNECT 800PLUS TRAILING TYPE UL/CSA DESINA DMAX=11 MM LENGTH (M) = 0 + 10 + 7 + 0 | 564 | TEM | 1 | MC | 4.362 | 1
6FX80025CS311BJ0 | POWER CABLE, PREASSEMBLED TYPE: 6FX8002-5CS31 4X2.5 C CONNECTOR FULL THREAD SIZE 1.5 FOR SINAMICS S120 MOTOR MODULE BOOKSIZE MOTION-CONNECT 800PLUS TRAILING TYPE UL/CSA DESINA DMAX=11 MM LENGTH (M) = 0 + 10 + 8 + 0 | 579 | TEM | 1 | MC | 4.592 | 1
6FX80025CS311BJ5 | POWER CABLE, PREASSEMBLED TYPE: 6FX8002-5CS31 4X2.5 C CONNECTOR FULL THREAD SIZE 1.5 FOR SINAMICS S120 MOTOR MODULE BOOKSIZE MOTION-CONNECT 800PLUS TRAILING TYPE UL/CSA DESINA DMAX=11 MM LENGTH (M) = 0 + 10 + 8 + 0,5 | 593 | TEM | 1 | MC | 4.707 | 1
6FX80025CS311BK0 | POWER CABLE, PREASSEMBLED TYPE: 6FX8002-5CS31 4X2.5 C CONNECTOR FULL THREAD SIZE 1.5 FOR SINAMICS S120 MOTOR MODULE BOOKSIZE MOTION-CONNECT 800PLUS TRAILING TYPE UL/CSA DESINA DMAX=11 MM LENGTH (M) = 0 + 10 + 9 + 0 | 593 | TEM | 1 | MC | 4.822 | 1
6FX80025CS311CA0 | POWER CABLE, PREASSEMBLED TYPE: 6FX8002-5CS31 4X2.5 C CONNECTOR FULL THREAD SIZE 1.5 FOR SINAMICS S120 MOTOR MODULE BOOKSIZE MOTION-CONNECT 800PLUS TRAILING TYPE UL/CSA DESINA DMAX=11 MM LENGTH (M) = 0 + 20 + 0 + 0 | 607 | TEM | 1 | MC | 5.052 | 1
6FX80025CS311CA5 | POWER CABLE, PREASSEMBLED TYPE: 6FX8002-5CS31 4X2.5 C CONNECTOR FULL THREAD SIZE 1.5 FOR SINAMICS S120 MOTOR MODULE BOOKSIZE MOTION-CONNECT 800PLUS TRAILING TYPE UL/CSA DESINA DMAX=11 MM LENGTH (M) = 0 + 20 + 0 + 0,5 | 622 | TEM | 1 | MC | 5.167 | 1
6FX80025CS311CB0 | POWER CABLE, PREASSEMBLED TYPE: 6FX8002-5CS31 4X2.5 C CONNECTOR FULL THREAD SIZE 1.5 FOR SINAMICS S120 MOTOR MODULE BOOKSIZE MOTION-CONNECT 800PLUS TRAILING TYPE UL/CSA DESINA DMAX=11 MM LENGTH (M) = 0 + 20 + 1 + 0 | 622 | TEM | 1 | MC | 5.282 | 1
6FX80025CS311CC0 | POWER CABLE, PREASSEMBLED TYPE: 6FX8002-5CS31 4X2.5 C CONNECTOR FULL THREAD SIZE 1.5 FOR SINAMICS S120 MOTOR MODULE BOOKSIZE MOTION-CONNECT 800PLUS TRAILING TYPE UL/CSA DESINA DMAX=11 MM LENGTH (M) = 0 + 20 + 2 + 0 | 636 | TEM | 1 | MC | 5.512 | 1
6FX80025CS311CC5 | POWER CABLE, PREASSEMBLED TYPE: 6FX8002-5CS31 4X2.5 C CONNECTOR FULL THREAD SIZE 1.5 FOR SINAMICS S120 MOTOR MODULE BOOKSIZE MOTION-CONNECT 800PLUS TRAILING TYPE UL/CSA DESINA DMAX=11 MM LENGTH (M) = 0 + 20 + 2 + 0,5 | 650 | TEM | 1 | MC | 5.627 | 1
6FX80025CS311CD5 | POWER CABLE, PREASSEMBLED TYPE: 6FX8002-5CS31 4X2.5 C CONNECTOR FULL THREAD SIZE 1.5 FOR SINAMICS S120 MOTOR MODULE BOOKSIZE MOTION-CONNECT 800PLUS TRAILING TYPE UL/CSA DESINA DMAX=11 MM LENGTH (M) = 0 + 20 + 3 + 0,5 | 665 | TEM | 1 | MC | 5.857 | 1
6FX80025CS311CE0 | POWER CABLE, PREASSEMBLED TYPE: 6FX8002-5CS31 4X2.5 C CONNECTOR FULL THREAD SIZE 1.5 FOR SINAMICS S120 MOTOR MODULE BOOKSIZE MOTION-CONNECT 800PLUS TRAILING TYPE UL/CSA DESINA DMAX=11 MM LENGTH (M) = 0 + 20 + 4 + 0 | 665 | TEM | 1 | MC | 5.972 | 1
6FX80025CS311CF0 | POWER CABLE, PREASSEMBLED TYPE: 6FX8002-5CS31 4X2.5 C CONNECTOR FULL THREAD SIZE 1.5 FOR SINAMICS S120 MOTOR MODULE BOOKSIZE MOTION-CONNECT 800PLUS TRAILING TYPE UL/CSA DESINA DMAX=11 MM LENGTH (M) = 0 + 20 + 5 + 0 | 679 | TEM | 1 | MC | 6.202 | 1
6FX80025CS311CG0 | POWER CABLE, PREASSEMBLED TYPE: 6FX8002-5CS31 4X2.5 C CONNECTOR FULL THREAD SIZE 1.5 FOR SINAMICS S120 MOTOR MODULE BOOKSIZE MOTION-CONNECT 800PLUS TRAILING TYPE UL/CSA DESINA DMAX=11 MM LENGTH (M) = 0 + 20 + 6 + 0 | 694 | TEM | 1 | MC | 6.432 | 1
6FX80025CS311CH0 | POWER CABLE, PREASSEMBLED TYPE: 6FX8002-5CS31 4X2.5 C CONNECTOR FULL THREAD SIZE 1.5 FOR SINAMICS S120 MOTOR MODULE BOOKSIZE MOTION-CONNECT 800PLUS TRAILING TYPE UL/CSA DESINA DMAX=11 MM LENGTH (M) = 0 + 20 + 7 + 0 | 708 | TEM | 1 | MC | 6.662 | 1
6FX80025CS311CJ0 | POWER CABLE, PREASSEMBLED TYPE: 6FX8002-5CS31 4X2.5 C CONNECTOR FULL THREAD SIZE 1.5 FOR SINAMICS S120 MOTOR MODULE BOOKSIZE MOTION-CONNECT 800PLUS TRAILING TYPE UL/CSA DESINA DMAX=11 MM LENGTH (M) = 0 + 20 + 8 + 0 | 723 | TEM | 1 | MC | 6.892 | 1
6FX80025CS311DA0 | POWER CABLE, PREASSEMBLED TYPE: 6FX8002-5CS31 4X2.5 C CONNECTOR FULL THREAD SIZE 1.5 FOR SINAMICS S120 MOTOR MODULE BOOKSIZE MOTION-CONNECT 800PLUS TRAILING TYPE UL/CSA DESINA DMAX=11 MM LENGTH (M) = 0 + 30 + 0 + 0 | 752 | TEM | 1 | MC | 7.352 | 1
6FX80025CS311DB5 | POWER CABLE, PREASSEMBLED TYPE: 6FX8002-5CS31 4X2.5 C CONNECTOR FULL THREAD SIZE 1.5 FOR SINAMICS S120 MOTOR MODULE BOOKSIZE MOTION-CONNECT 800PLUS TRAILING TYPE UL/CSA DESINA DMAX=11 MM LENGTH (M) = 0 + 30 + 1 + 0,5 | 781 | TEM | 1 | MC | 7.697 | 1
6FX80025CS311DC0 | POWER CABLE, PREASSEMBLED TYPE: 6FX8002-5CS31 4X2.5 C CONNECTOR FULL THREAD SIZE 1.5 FOR SINAMICS S120 MOTOR MODULE BOOKSIZE MOTION-CONNECT 800PLUS TRAILING TYPE UL/CSA DESINA DMAX=11 MM LENGTH (M) = 0 + 30 + 2 + 0 | 781 | TEM | 1 | MC | 7.812 | 1
6FX80025CS311DE0 | POWER CABLE, PREASSEMBLED TYPE: 6FX8002-5CS31 4X2.5 C CONNECTOR FULL THREAD SIZE 1.5 FOR SINAMICS S120 MOTOR MODULE BOOKSIZE MOTION-CONNECT 800PLUS TRAILING TYPE UL/CSA DESINA DMAX=11 MM LENGTH (M) = 0 + 30 + 4 + 0 | 810 | TEM | 1 | MC | 8.272 | 1
6FX80025CS311DE5 | POWER CABLE, PREASSEMBLED TYPE: 6FX8002-5CS31 4X2.5 C CONNECTOR FULL THREAD SIZE 1.5 FOR SINAMICS S120 MOTOR MODULE BOOKSIZE MOTION-CONNECT 800PLUS TRAILING TYPE UL/CSA DESINA DMAX=11 MM LENGTH (M) = 0 + 30 + 4 + 0,5 | 825 | TEM | 1 | MC | 8.387 | 1
6FX80025CS311DF0 | POWER CABLE, PREASSEMBLED TYPE: 6FX8002-5CS31 4X2.5 C CONNECTOR FULL THREAD SIZE 1.5 FOR SINAMICS S120 MOTOR MODULE BOOKSIZE MOTION-CONNECT 800PLUS TRAILING TYPE UL/CSA DESINA DMAX=11 MM LENGTH (M) = 0 + 30 + 5 + 0 | 824 | TEM | 1 | MC | 8.502 | 1
6FX80025CS311DG0 | POWER CABLE, PREASSEMBLED TYPE: 6FX8002-5CS31 4X2.5 C CONNECTOR FULL THREAD SIZE 1.5 FOR SINAMICS S120 MOTOR MODULE BOOKSIZE MOTION-CONNECT 800PLUS TRAILING TYPE UL/CSA DESINA DMAX=11 MM LENGTH (M) = 0 + 30 + 6 + 0 | 839 | TEM | 1 | MC | 8.732 | 1
6FX80025CS311EA0 | POWER CABLE, PREASSEMBLED TYPE: 6FX8002-5CS31 4X2.5 C CONNECTOR FULL THREAD SIZE 1.5 FOR SINAMICS S120 MOTOR MODULE BOOKSIZE MOTION-CONNECT 800PLUS TRAILING TYPE UL/CSA DESINA DMAX=11 MM LENGTH (M) = 0 + 40 + 0 + 0 | 898 | TEM | 1 | MC | 9.652 | 1
6FX80025CS311EF0 | POWER CABLE, PREASSEMBLED TYPE: 6FX8002-5CS31 4X2.5 C CONNECTOR FULL THREAD SIZE 1.5 FOR SINAMICS S120 MOTOR MODULE BOOKSIZE MOTION-CONNECT 800PLUS TRAILING TYPE UL/CSA DESINA DMAX=11 MM LENGTH (M) = 0 + 40 + 5 + 0 | 970 | TEM | 1 | MC | 10.802 | 1
6FX80025CS311EG0 | POWER CABLE, PREASSEMBLED TYPE: 6FX8002-5CS31 4X2.5 C CONNECTOR FULL THREAD SIZE 1.5 FOR SINAMICS S120 MOTOR MODULE BOOKSIZE MOTION-CONNECT 800PLUS TRAILING TYPE UL/CSA DESINA DMAX=11 MM LENGTH (M) = 0 + 40 + 6 + 0 | 984 | TEM | 1 | MC | 11.032 | 1
6FX80025CS311FA0 | POWER CABLE, PREASSEMBLED TYPE: 6FX8002-5CS31 4X2.5 C CONNECTOR FULL THREAD SIZE 1.5 FOR SINAMICS S120 MOTOR MODULE BOOKSIZE MOTION-CONNECT 800PLUS TRAILING TYPE UL/CSA DESINA DMAX=11 MM LENGTH (M) = 0 + 50 + 0 + 0 | 1041 | TEM | 1 | MC | 11.952 | 1
6FX80025CS311FF0 | POWER CABLE, PREASSEMBLED TYPE: 6FX8002-5CS31 4X2.5 C CONNECTOR FULL THREAD SIZE 1.5 FOR SINAMICS S120 MOTOR MODULE BOOKSIZE MOTION-CONNECT 800PLUS TRAILING TYPE UL/CSA DESINA DMAX=11 MM LENGTH (M) = 0 + 50 + 5 + 0 | 1113 | TEM | 1 | MC | 13.102 | 1
6FX80025CS311FK0 | POWER CABLE, PREASSEMBLED TYPE: 6FX8002-5CS31 4X2.5 C CONNECTOR FULL THREAD SIZE 1.5 FOR SINAMICS S120 MOTOR MODULE BOOKSIZE MOTION-CONNECT 800PLUS TRAILING TYPE UL/CSA DESINA DMAX=11 MM LENGTH (M) = 0 + 50 + 9 + 0 | 1171 | TEM | 1 | MC | 14.022 | 1
6FX80025CS311GA0 | POWER CABLE, PREASSEMBLED TYPE: 6FX8002-5CS31 4X2.5 C CONNECTOR FULL THREAD SIZE 1.5 FOR SINAMICS S120 MOTOR MODULE BOOKSIZE MOTION-CONNECT 800PLUS TRAILING TYPE UL/CSA DESINA DMAX=11 MM LENGTH (M) = 0 + 60 + 0 + 0 | 1186 | TEM | 1 | MC | 14.252 | 1
6FX80025CS311GF0 | POWER CABLE, PREASSEMBLED TYPE: 6FX8002-5CS31 4X2.5 C CONNECTOR FULL THREAD SIZE 1.5 FOR SINAMICS S120 MOTOR MODULE BOOKSIZE MOTION-CONNECT 800PLUS TRAILING TYPE UL/CSA DESINA DMAX=11 MM LENGTH (M) = 0 + 60 + 5 + 0 | 1258 | TEM | 1 | MC | 15.402 | 1
6FX80025CS311HA0 | POWER CABLE, PREASSEMBLED TYPE: 6FX8002-5CS31 4X2.5 C CONNECTOR FULL THREAD SIZE 1.5 FOR SINAMICS S120 MOTOR MODULE BOOKSIZE MOTION-CONNECT 800PLUS TRAILING TYPE UL/CSA DESINA DMAX=11 MM LENGTH (M) = 0 + 70 + 0 + 0 | 1329 | TEM | 1 | MC | 16.552 | 1
6FX80025CS311HF0 | POWER CABLE, PREASSEMBLED TYPE: 6FX8002-5CS31 4X2.5 C CONNECTOR FULL THREAD SIZE 1.5 FOR SINAMICS S120 MOTOR MODULE BOOKSIZE MOTION-CONNECT 800PLUS TRAILING TYPE UL/CSA DESINA DMAX=11 MM LENGTH (M) = 0 + 70 + 5 + 0 | 1401 | TEM | 1 | MC | 17.702 | 1
6FX80025CS311JA0 | POWER CABLE, PREASSEMBLED TYPE: 6FX8002-5CS31 4X2.5 C CONNECTOR FULL THREAD SIZE 1.5 FOR SINAMICS S120 MOTOR MODULE BOOKSIZE MOTION-CONNECT 800PLUS TRAILING TYPE UL/CSA DESINA DMAX=11 MM LENGTH (M) = 0 + 80 + 0 + 0 | 1474 | TEM | 1 | MC | 18.852 | 1
6FX80025CS311JF0 | POWER CABLE, PREASSEMBLED TYPE: 6FX8002-5CS31 4X2.5 C CONNECTOR FULL THREAD SIZE 1.5 FOR SINAMICS S120 MOTOR MODULE BOOKSIZE MOTION-CONNECT 800PLUS TRAILING TYPE UL/CSA DESINA DMAX=11 MM LENGTH (M) = 0 + 80 + 5 + 0 | 1546 | TEM | 1 | MC | 20.002 | 1
6FX80025CS311KA0 | POWER CABLE, PREASSEMBLED TYPE: 6FX8002-5CS31 4X2.5 C CONNECTOR FULL THREAD SIZE 1.5 FOR SINAMICS S120 MOTOR MODULE BOOKSIZE MOTION-CONNECT 800PLUS TRAILING TYPE UL/CSA DESINA DMAX=11 MM LENGTH (M) = 0 + 90 + 0 + 0 | 1619 | TEM | 1 | MC | 21.152 | 1
6FX80025CS311KF0 | POWER CABLE, PREASSEMBLED TYPE: 6FX8002-5CS31 4X2.5 C CONNECTOR FULL THREAD SIZE 1.5 FOR SINAMICS S120 MOTOR MODULE BOOKSIZE MOTION-CONNECT 800PLUS TRAILING TYPE UL/CSA DESINA DMAX=11 MM LENGTH (M) = 0 + 90 + 5 + 0 | 1692 | TEM | 1 | MC | 22.302 | 1
6FX80025CS411AA0 | POWER CABLE, PREASSEMBLED TYPE: 6FX8002-5CS41 4X4 C CONNECTOR FULL THREAD SIZE 1.5 FOR SINAMICS S120 MOTOR MODULE BOOKSIZE MOTION-CONNECT 800PLUS TRAILING TYPE UL/CSA DESINA DMAX=12.3 MM LENGTH (M) = 0 + 0 + 0 + 0 | 321 | TEM | 1 | MC | 0.447 | 1
6FX80025CS411AD0 | POWER CABLE, PREASSEMBLED TYPE: 6FX8002-5CS41 4X4 C CONNECTOR FULL THREAD SIZE 1.5 FOR SINAMICS S120 MOTOR MODULE BOOKSIZE MOTION-CONNECT 800PLUS TRAILING TYPE UL/CSA DESINA DMAX=12.3 MM LENGTH (M) = 0 + 0 + 3 + 0 | 376 | TEM | 1 | MC | 1.389 | 1
6FX80025CS411AD8 | POWER CABLE, PREASSEMBLED TYPE: 6FX8002-5CS41 4X4 C CONNECTOR FULL THREAD SIZE 1.5 FOR SINAMICS S120 MOTOR MODULE BOOKSIZE MOTION-CONNECT 800PLUS TRAILING TYPE UL/CSA DESINA DMAX=12.3 MM LENGTH (M) = 0 + 0 + 3 + 0,8 | 395 | TEM | 1 | MC | 1.64 | 1
6FX80025CS411AE0 | POWER CABLE, PREASSEMBLED TYPE: 6FX8002-5CS41 4X4 C CONNECTOR FULL THREAD SIZE 1.5 FOR SINAMICS S120 MOTOR MODULE BOOKSIZE MOTION-CONNECT 800PLUS TRAILING TYPE UL/CSA DESINA DMAX=12.3 MM LENGTH (M) = 0 + 0 + 4 + 0 | 395 | TEM | 1 | MC | 1.703 | 1
6FX80025CS411AF0 | POWER CABLE, PREASSEMBLED TYPE: 6FX8002-5CS41 4X4 C CONNECTOR FULL THREAD SIZE 1.5 FOR SINAMICS S120 MOTOR MODULE BOOKSIZE MOTION-CONNECT 800PLUS TRAILING TYPE UL/CSA DESINA DMAX=12.3 MM LENGTH (M) = 0 + 0 + 5 + 0 | 413 | TEM | 1 | MC | 2.017 | 1
6FX80025CS411AF5 | POWER CABLE, PREASSEMBLED TYPE: 6FX8002-5CS41 4X4 C CONNECTOR FULL THREAD SIZE 1.5 FOR SINAMICS S120 MOTOR MODULE BOOKSIZE MOTION-CONNECT 800PLUS TRAILING TYPE UL/CSA DESINA DMAX=12.3 MM LENGTH (M) = 0 + 0 + 5 + 0,5 | 432 | TEM | 1 | MC | 2.174 | 1
6FX80025CS411AG0 | POWER CABLE, PREASSEMBLED TYPE: 6FX8002-5CS41 4X4 C CONNECTOR FULL THREAD SIZE 1.5 FOR SINAMICS S120 MOTOR MODULE BOOKSIZE MOTION-CONNECT 800PLUS TRAILING TYPE UL/CSA DESINA DMAX=12.3 MM LENGTH (M) = 0 + 0 + 6 + 0 | 432 | TEM | 1 | MC | 2.331 | 1
6FX80025CS411AH0 | POWER CABLE, PREASSEMBLED TYPE: 6FX8002-5CS41 4X4 C CONNECTOR FULL THREAD SIZE 1.5 FOR SINAMICS S120 MOTOR MODULE BOOKSIZE MOTION-CONNECT 800PLUS TRAILING TYPE UL/CSA DESINA DMAX=12.3 MM LENGTH (M) = 0 + 0 + 7 + 0 | 450 | TEM | 1 | MC | 2.645 | 1
6FX80025CS411AJ0 | POWER CABLE, PREASSEMBLED TYPE: 6FX8002-5CS41 4X4 C CONNECTOR FULL THREAD SIZE 1.5 FOR SINAMICS S120 MOTOR MODULE BOOKSIZE MOTION-CONNECT 800PLUS TRAILING TYPE UL/CSA DESINA DMAX=12.3 MM LENGTH (M) = 0 + 0 + 8 + 0 | 469 | TEM | 1 | MC | 2.959 | 1
6FX80025CS411AK0 | POWER CABLE, PREASSEMBLED TYPE: 6FX8002-5CS41 4X4 C CONNECTOR FULL THREAD SIZE 1.5 FOR SINAMICS S120 MOTOR MODULE BOOKSIZE MOTION-CONNECT 800PLUS TRAILING TYPE UL/CSA DESINA DMAX=12.3 MM LENGTH (M) = 0 + 0 + 9 + 0 | 487 | TEM | 1 | MC | 3.273 | 1
6FX80025CS411BA0 | POWER CABLE, PREASSEMBLED TYPE: 6FX8002-5CS41 4X4 C CONNECTOR FULL THREAD SIZE 1.5 FOR SINAMICS S120 MOTOR MODULE BOOKSIZE MOTION-CONNECT 800PLUS TRAILING TYPE UL/CSA DESINA DMAX=12.3 MM LENGTH (M) = 0 + 10 + 0 + 0 | 506 | TEM | 1 | MC | 3.587 | 1
6FX80025CS411BB0 | POWER CABLE, PREASSEMBLED TYPE: 6FX8002-5CS41 4X4 C CONNECTOR FULL THREAD SIZE 1.5 FOR SINAMICS S120 MOTOR MODULE BOOKSIZE MOTION-CONNECT 800PLUS TRAILING TYPE UL/CSA DESINA DMAX=12.3 MM LENGTH (M) = 0 + 10 + 1 + 0 | 524 | TEM | 1 | MC | 3.901 | 1
6FX80025CS411BC0 | POWER CABLE, PREASSEMBLED TYPE: 6FX8002-5CS41 4X4 C CONNECTOR FULL THREAD SIZE 1.5 FOR SINAMICS S120 MOTOR MODULE BOOKSIZE MOTION-CONNECT 800PLUS TRAILING TYPE UL/CSA DESINA DMAX=12.3 MM LENGTH (M) = 0 + 10 + 2 + 0 | 543 | TEM | 1 | MC | 4.215 | 1
6FX80025CS411BD0 | POWER CABLE, PREASSEMBLED TYPE: 6FX8002-5CS41 4X4 C CONNECTOR FULL THREAD SIZE 1.5 FOR SINAMICS S120 MOTOR MODULE BOOKSIZE MOTION-CONNECT 800PLUS TRAILING TYPE UL/CSA DESINA DMAX=12.3 MM LENGTH (M) = 0 + 10 + 3 + 0 | 561 | TEM | 1 | MC | 4.529 | 1
6FX80025CS411BE0 | POWER CABLE, PREASSEMBLED TYPE: 6FX8002-5CS41 4X4 C CONNECTOR FULL THREAD SIZE 1.5 FOR SINAMICS S120 MOTOR MODULE BOOKSIZE MOTION-CONNECT 800PLUS TRAILING TYPE UL/CSA DESINA DMAX=12.3 MM LENGTH (M) = 0 + 10 + 4 + 0 | 580 | TEM | 1 | MC | 4.843 | 1
6FX80025CS411BF0 | POWER CABLE, PREASSEMBLED TYPE: 6FX8002-5CS41 4X4 C CONNECTOR FULL THREAD SIZE 1.5 FOR SINAMICS S120 MOTOR MODULE BOOKSIZE MOTION-CONNECT 800PLUS TRAILING TYPE UL/CSA DESINA DMAX=12.3 MM LENGTH (M) = 0 + 10 + 5 + 0 | 598 | TEM | 1 | MC | 5.157 | 1
6FX80025CS411BG0 | POWER CABLE, PREASSEMBLED TYPE: 6FX8002-5CS41 4X4 C CONNECTOR FULL THREAD SIZE 1.5 FOR SINAMICS S120 MOTOR MODULE BOOKSIZE MOTION-CONNECT 800PLUS TRAILING TYPE UL/CSA DESINA DMAX=12.3 MM LENGTH (M) = 0 + 10 + 6 + 0 | 616 | TEM | 1 | MC | 5.471 | 1
6FX80025CS411BH0 | POWER CABLE, PREASSEMBLED TYPE: 6FX8002-5CS41 4X4 C CONNECTOR FULL THREAD SIZE 1.5 FOR SINAMICS S120 MOTOR MODULE BOOKSIZE MOTION-CONNECT 800PLUS TRAILING TYPE UL/CSA DESINA DMAX=12.3 MM LENGTH (M) = 0 + 10 + 7 + 0 | 635 | TEM | 1 | MC | 5.785 | 1
6FX80025CS411BJ0 | POWER CABLE, PREASSEMBLED TYPE: 6FX8002-5CS41 4X4 C CONNECTOR FULL THREAD SIZE 1.5 FOR SINAMICS S120 MOTOR MODULE BOOKSIZE MOTION-CONNECT 800PLUS TRAILING TYPE UL/CSA DESINA DMAX=12.3 MM LENGTH (M) = 0 + 10 + 8 + 0 | 653 | TEM | 1 | MC | 6.099 | 1
6FX80025CS411CA0 | POWER CABLE, PREASSEMBLED TYPE: 6FX8002-5CS41 4X4 C CONNECTOR FULL THREAD SIZE 1.5 FOR SINAMICS S120 MOTOR MODULE BOOKSIZE MOTION-CONNECT 800PLUS TRAILING TYPE UL/CSA DESINA DMAX=12.3 MM LENGTH (M) = 0 + 20 + 0 + 0 | 690 | TEM | 1 | MC | 6.727 | 1
6FX80025CS411CF0 | POWER CABLE, PREASSEMBLED TYPE: 6FX8002-5CS41 4X4 C CONNECTOR FULL THREAD SIZE 1.5 FOR SINAMICS S120 MOTOR MODULE BOOKSIZE MOTION-CONNECT 800PLUS TRAILING TYPE UL/CSA DESINA DMAX=12.3 MM LENGTH (M) = 0 + 20 + 5 + 0 | 783 | TEM | 1 | MC | 8.297 | 1
6FX80025CS411CK0 | POWER CABLE, PREASSEMBLED TYPE: 6FX8002-5CS41 4X4 C CONNECTOR FULL THREAD SIZE 1.5 FOR SINAMICS S120 MOTOR MODULE BOOKSIZE MOTION-CONNECT 800PLUS TRAILING TYPE UL/CSA DESINA DMAX=12.3 MM LENGTH (M) = 0 + 20 + 9 + 0 | 857 | TEM | 1 | MC | 9.553 | 1
6FX80025CS411DA0 | POWER CABLE, PREASSEMBLED TYPE: 6FX8002-5CS41 4X4 C CONNECTOR FULL THREAD SIZE 1.5 FOR SINAMICS S120 MOTOR MODULE BOOKSIZE MOTION-CONNECT 800PLUS TRAILING TYPE UL/CSA DESINA DMAX=12.3 MM LENGTH (M) = 0 + 30 + 0 + 0 | 876 | TEM | 1 | MC | 9.867 | 1
6FX80025CS411DC0 | POWER CABLE, PREASSEMBLED TYPE: 6FX8002-5CS41 4X4 C CONNECTOR FULL THREAD SIZE 1.5 FOR SINAMICS S120 MOTOR MODULE BOOKSIZE MOTION-CONNECT 800PLUS TRAILING TYPE UL/CSA DESINA DMAX=12.3 MM LENGTH (M) = 0 + 30 + 2 + 0 | 913 | TEM | 1 | MC | 10.495 | 1
6FX80025CS411DF0 | POWER CABLE, PREASSEMBLED TYPE: 6FX8002-5CS41 4X4 C CONNECTOR FULL THREAD SIZE 1.5 FOR SINAMICS S120 MOTOR MODULE BOOKSIZE MOTION-CONNECT 800PLUS TRAILING TYPE UL/CSA DESINA DMAX=12.3 MM LENGTH (M) = 0 + 30 + 5 + 0 | 969 | TEM | 1 | MC | 11.437 | 1
6FX80025CS411DG0 | POWER CABLE, PREASSEMBLED TYPE: 6FX8002-5CS41 4X4 C CONNECTOR FULL THREAD SIZE 1.5 FOR SINAMICS S120 MOTOR MODULE BOOKSIZE MOTION-CONNECT 800PLUS TRAILING TYPE UL/CSA DESINA DMAX=12.3 MM LENGTH (M) = 0 + 30 + 6 + 0 | 987 | TEM | 1 | MC | 11.751 | 1
6FX80025CS411DJ0 | POWER CABLE, PREASSEMBLED TYPE: 6FX8002-5CS41 4X4 C CONNECTOR FULL THREAD SIZE 1.5 FOR SINAMICS S120 MOTOR MODULE BOOKSIZE MOTION-CONNECT 800PLUS TRAILING TYPE UL/CSA DESINA DMAX=12.3 MM LENGTH (M) = 0 + 30 + 8 + 0 | 1024 | TEM | 1 | MC | 12.379 | 1
6FX80025CS411EA0 | POWER CABLE, PREASSEMBLED TYPE: 6FX8002-5CS41 4X4 C CONNECTOR FULL THREAD SIZE 1.5 FOR SINAMICS S120 MOTOR MODULE BOOKSIZE MOTION-CONNECT 800PLUS TRAILING TYPE UL/CSA DESINA DMAX=12.3 MM LENGTH (M) = 0 + 40 + 0 + 0 | 1060 | TEM | 1 | MC | 13.007 | 1
6FX80025CS411EF0 | POWER CABLE, PREASSEMBLED TYPE: 6FX8002-5CS41 4X4 C CONNECTOR FULL THREAD SIZE 1.5 FOR SINAMICS S120 MOTOR MODULE BOOKSIZE MOTION-CONNECT 800PLUS TRAILING TYPE UL/CSA DESINA DMAX=12.3 MM LENGTH (M) = 0 + 40 + 5 + 0 | 1152 | TEM | 1 | MC | 14.577 | 1
6FX80025CS411FA0 | POWER CABLE, PREASSEMBLED TYPE: 6FX8002-5CS41 4X4 C CONNECTOR FULL THREAD SIZE 1.5 FOR SINAMICS S120 MOTOR MODULE BOOKSIZE MOTION-CONNECT 800PLUS TRAILING TYPE UL/CSA DESINA DMAX=12.3 MM LENGTH (M) = 0 + 50 + 0 + 0 | 1246 | TEM | 1 | MC | 16.147 | 1
6FX80025CS411FF0 | POWER CABLE, PREASSEMBLED TYPE: 6FX8002-5CS41 4X4 C CONNECTOR FULL THREAD SIZE 1.5 FOR SINAMICS S120 MOTOR MODULE BOOKSIZE MOTION-CONNECT 800PLUS TRAILING TYPE UL/CSA DESINA DMAX=12.3 MM LENGTH (M) = 0 + 50 + 5 + 0 | 1338 | TEM | 1 | MC | 17.717 | 1
6FX80025CS411GA0 | POWER CABLE, PREASSEMBLED TYPE: 6FX8002-5CS41 4X4 C CONNECTOR FULL THREAD SIZE 1.5 FOR SINAMICS S120 MOTOR MODULE BOOKSIZE MOTION-CONNECT 800PLUS TRAILING TYPE UL/CSA DESINA DMAX=12.3 MM LENGTH (M) = 0 + 60 + 0 + 0 | 1429 | TEM | 1 | MC | 19.287 | 1
6FX80025CS411GF0 | POWER CABLE, PREASSEMBLED TYPE: 6FX8002-5CS41 4X4 C CONNECTOR FULL THREAD SIZE 1.5 FOR SINAMICS S120 MOTOR MODULE BOOKSIZE MOTION-CONNECT 800PLUS TRAILING TYPE UL/CSA DESINA DMAX=12.3 MM LENGTH (M) = 0 + 60 + 5 + 0 | 1522 | TEM | 1 | MC | 20.857 | 1
6FX80025CS411HA0 | POWER CABLE, PREASSEMBLED TYPE: 6FX8002-5CS41 4X4 C CONNECTOR FULL THREAD SIZE 1.5 FOR SINAMICS S120 MOTOR MODULE BOOKSIZE MOTION-CONNECT 800PLUS TRAILING TYPE UL/CSA DESINA DMAX=12.3 MM LENGTH (M) = 0 + 70 + 0 + 0 | 1615 | TEM | 1 | MC | 22.427 | 1
6FX80025CS411HF0 | POWER CABLE, PREASSEMBLED TYPE: 6FX8002-5CS41 4X4 C CONNECTOR FULL THREAD SIZE 1.5 FOR SINAMICS S120 MOTOR MODULE BOOKSIZE MOTION-CONNECT 800PLUS TRAILING TYPE UL/CSA DESINA DMAX=12.3 MM LENGTH (M) = 0 + 70 + 5 + 0 | 1708 | TEM | 1 | MC | 23.997 | 1
6FX80025CS411JA0 | POWER CABLE, PREASSEMBLED TYPE: 6FX8002-5CS41 4X4 C CONNECTOR FULL THREAD SIZE 1.5 FOR SINAMICS S120 MOTOR MODULE BOOKSIZE MOTION-CONNECT 800PLUS TRAILING TYPE UL/CSA DESINA DMAX=12.3 MM LENGTH (M) = 0 + 80 + 0 + 0 | 1799 | TEM | 1 | MC | 25.567 | 1
6FX80025CS411JF0 | POWER CABLE, PREASSEMBLED TYPE: 6FX8002-5CS41 4X4 C CONNECTOR FULL THREAD SIZE 1.5 FOR SINAMICS S120 MOTOR MODULE BOOKSIZE MOTION-CONNECT 800PLUS TRAILING TYPE UL/CSA DESINA DMAX=12.3 MM LENGTH (M) = 0 + 80 + 5 + 0 | 1891 | TEM | 1 | MC | 27.137 | 1
6FX80025CS411KA0 | POWER CABLE, PREASSEMBLED TYPE: 6FX8002-5CS41 4X4 C CONNECTOR FULL THREAD SIZE 1.5 FOR SINAMICS S120 MOTOR MODULE BOOKSIZE MOTION-CONNECT 800PLUS TRAILING TYPE UL/CSA DESINA DMAX=12.3 MM LENGTH (M) = 0 + 90 + 0 + 0 | 1985 | TEM | 1 | MC | 28.707 | 1
6FX80025CS411KF0 | POWER CABLE, PREASSEMBLED TYPE: 6FX8002-5CS41 4X4 C CONNECTOR FULL THREAD SIZE 1.5 FOR SINAMICS S120 MOTOR MODULE BOOKSIZE MOTION-CONNECT 800PLUS TRAILING TYPE UL/CSA DESINA DMAX=12.3 MM LENGTH (M) = 0 + 90 + 5 + 0 | 2077 | TEM | 1 | MC | 30.277 | 1
6FX80025CS511AC0 | POWER CABLE, PREASSEMBLED TYPE: 6FX8002-5CS51 4X6 C CONNECTOR FULL THREAD SIZE 1.5 FOR SINAMICS S120 MOTOR MODULE MOTION-CONNECT 800PLUS TRAILING TYPE, UL/CSA DESINA DMAX=14.9 MM LENGTH (M) = 0 + 0 + 2 + 0 | 371 | TEM | 1 | MC | 1.254 | 1
6FX80025CS511AF0 | POWER CABLE, PREASSEMBLED TYPE: 6FX8002-5CS51 4X6 C CONNECTOR FULL THREAD SIZE 1.5 FOR SINAMICS S120 MOTOR MODULE MOTION-CONNECT 800PLUS TRAILING TYPE, UL/CSA DESINA DMAX=14.9 MM LENGTH (M) = 0 + 0 + 5 + 0 | 440 | TEM | 1 | MC | 2.514 | 1
6FX80025CS511AG0 | POWER CABLE, PREASSEMBLED TYPE: 6FX8002-5CS51 4X6 C CONNECTOR FULL THREAD SIZE 1.5 FOR SINAMICS S120 MOTOR MODULE MOTION-CONNECT 800PLUS TRAILING TYPE, UL/CSA DESINA DMAX=14.9 MM LENGTH (M) = 0 + 0 + 6 + 0 | 463 | TEM | 1 | MC | 2.934 | 1
6FX80025CS511AH0 | POWER CABLE, PREASSEMBLED TYPE: 6FX8002-5CS51 4X6 C CONNECTOR FULL THREAD SIZE 1.5 FOR SINAMICS S120 MOTOR MODULE MOTION-CONNECT 800PLUS TRAILING TYPE, UL/CSA DESINA DMAX=14.9 MM LENGTH (M) = 0 + 0 + 7 + 0 | 486 | TEM | 1 | MC | 3.354 | 1
6FX80025CS511AJ0 | POWER CABLE, PREASSEMBLED TYPE: 6FX8002-5CS51 4X6 C CONNECTOR FULL THREAD SIZE 1.5 FOR SINAMICS S120 MOTOR MODULE MOTION-CONNECT 800PLUS TRAILING TYPE, UL/CSA DESINA DMAX=14.9 MM LENGTH (M) = 0 + 0 + 8 + 0 | 509 | TEM | 1 | MC | 3.774 | 1
6FX80025CS511AJ8 | POWER CABLE, PREASSEMBLED TYPE: 6FX8002-5CS51 4X6 C CONNECTOR FULL THREAD SIZE 1.5 FOR SINAMICS S120 MOTOR MODULE MOTION-CONNECT 800PLUS TRAILING TYPE, UL/CSA DESINA DMAX=14.9 MM LENGTH (M) = 0 + 0 + 8 + 0,8 | 532 | TEM | 1 | MC | 4.11 | 1
6FX80025CS511AK0 | POWER CABLE, PREASSEMBLED TYPE: 6FX8002-5CS51 4X6 C CONNECTOR FULL THREAD SIZE 1.5 FOR SINAMICS S120 MOTOR MODULE MOTION-CONNECT 800PLUS TRAILING TYPE, UL/CSA DESINA DMAX=14.9 MM LENGTH (M) = 0 + 0 + 9 + 0 | 532 | TEM | 1 | MC | 4.194 | 1
6FX80025CS511BA0 | POWER CABLE, PREASSEMBLED TYPE: 6FX8002-5CS51 4X6 C CONNECTOR FULL THREAD SIZE 1.5 FOR SINAMICS S120 MOTOR MODULE MOTION-CONNECT 800PLUS TRAILING TYPE, UL/CSA DESINA DMAX=14.9 MM LENGTH (M) = 0 + 10 + 0 + 0 | 554 | TEM | 1 | MC | 4.614 | 1
6FX80025CS511BB0 | POWER CABLE, PREASSEMBLED TYPE: 6FX8002-5CS51 4X6 C CONNECTOR FULL THREAD SIZE 1.5 FOR SINAMICS S120 MOTOR MODULE MOTION-CONNECT 800PLUS TRAILING TYPE, UL/CSA DESINA DMAX=14.9 MM LENGTH (M) = 0 + 10 + 1 + 0 | 577 | TEM | 1 | MC | 5.034 | 1
6FX80025CS511BC0 | POWER CABLE, PREASSEMBLED TYPE: 6FX8002-5CS51 4X6 C CONNECTOR FULL THREAD SIZE 1.5 FOR SINAMICS S120 MOTOR MODULE MOTION-CONNECT 800PLUS TRAILING TYPE, UL/CSA DESINA DMAX=14.9 MM LENGTH (M) = 0 + 10 + 2 + 0 | 600 | TEM | 1 | MC | 5.454 | 1
6FX80025CS511BD0 | POWER CABLE, PREASSEMBLED TYPE: 6FX8002-5CS51 4X6 C CONNECTOR FULL THREAD SIZE 1.5 FOR SINAMICS S120 MOTOR MODULE MOTION-CONNECT 800PLUS TRAILING TYPE, UL/CSA DESINA DMAX=14.9 MM LENGTH (M) = 0 + 10 + 3 + 0 | 622 | TEM | 1 | MC | 5.874 | 1
6FX80025CS511BE0 | POWER CABLE, PREASSEMBLED TYPE: 6FX8002-5CS51 4X6 C CONNECTOR FULL THREAD SIZE 1.5 FOR SINAMICS S120 MOTOR MODULE MOTION-CONNECT 800PLUS TRAILING TYPE, UL/CSA DESINA DMAX=14.9 MM LENGTH (M) = 0 + 10 + 4 + 0 | 646 | TEM | 1 | MC | 6.294 | 1
6FX80025CS511BE5 | POWER CABLE, PREASSEMBLED TYPE: 6FX8002-5CS51 4X6 C CONNECTOR FULL THREAD SIZE 1.5 FOR SINAMICS S120 MOTOR MODULE MOTION-CONNECT 800PLUS TRAILING TYPE, UL/CSA DESINA DMAX=14.9 MM LENGTH (M) = 0 + 10 + 4 + 0,5 | 668 | TEM | 1 | MC | 6.504 | 1
6FX80025CS511BF0 | POWER CABLE, PREASSEMBLED TYPE: 6FX8002-5CS51 4X6 C CONNECTOR FULL THREAD SIZE 1.5 FOR SINAMICS S120 MOTOR MODULE MOTION-CONNECT 800PLUS TRAILING TYPE, UL/CSA DESINA DMAX=14.9 MM LENGTH (M) = 0 + 10 + 5 + 0 | 668 | TEM | 1 | MC | 6.714 | 1
6FX80025CS511BG0 | POWER CABLE, PREASSEMBLED TYPE: 6FX8002-5CS51 4X6 C CONNECTOR FULL THREAD SIZE 1.5 FOR SINAMICS S120 MOTOR MODULE MOTION-CONNECT 800PLUS TRAILING TYPE, UL/CSA DESINA DMAX=14.9 MM LENGTH (M) = 0 + 10 + 6 + 0 | 692 | TEM | 1 | MC | 7.134 | 1
6FX80025CS511BH0 | POWER CABLE, PREASSEMBLED TYPE: 6FX8002-5CS51 4X6 C CONNECTOR FULL THREAD SIZE 1.5 FOR SINAMICS S120 MOTOR MODULE MOTION-CONNECT 800PLUS TRAILING TYPE, UL/CSA DESINA DMAX=14.9 MM LENGTH (M) = 0 + 10 + 7 + 0 | 714 | TEM | 1 | MC | 7.554 | 1
6FX80025CS511BK0 | POWER CABLE, PREASSEMBLED TYPE: 6FX8002-5CS51 4X6 C CONNECTOR FULL THREAD SIZE 1.5 FOR SINAMICS S120 MOTOR MODULE MOTION-CONNECT 800PLUS TRAILING TYPE, UL/CSA DESINA DMAX=14.9 MM LENGTH (M) = 0 + 10 + 9 + 0 | 760 | TEM | 1 | MC | 8.394 | 1
6FX80025CS511CA0 | POWER CABLE, PREASSEMBLED TYPE: 6FX8002-5CS51 4X6 C CONNECTOR FULL THREAD SIZE 1.5 FOR SINAMICS S120 MOTOR MODULE MOTION-CONNECT 800PLUS TRAILING TYPE, UL/CSA DESINA DMAX=14.9 MM LENGTH (M) = 0 + 20 + 0 + 0 | 784 | TEM | 1 | MC | 8.814 | 1
6FX80025CS511CD0 | POWER CABLE, PREASSEMBLED TYPE: 6FX8002-5CS51 4X6 C CONNECTOR FULL THREAD SIZE 1.5 FOR SINAMICS S120 MOTOR MODULE MOTION-CONNECT 800PLUS TRAILING TYPE, UL/CSA DESINA DMAX=14.9 MM LENGTH (M) = 0 + 20 + 3 + 0 | 853 | TEM | 1 | MC | 10.074 | 1
6FX80025CS511CE0 | POWER CABLE, PREASSEMBLED TYPE: 6FX8002-5CS51 4X6 C CONNECTOR FULL THREAD SIZE 1.5 FOR SINAMICS S120 MOTOR MODULE MOTION-CONNECT 800PLUS TRAILING TYPE, UL/CSA DESINA DMAX=14.9 MM LENGTH (M) = 0 + 20 + 4 + 0 | 876 | TEM | 1 | MC | 10.494 | 1
6FX80025CS511CF0 | POWER CABLE, PREASSEMBLED TYPE: 6FX8002-5CS51 4X6 C CONNECTOR FULL THREAD SIZE 1.5 FOR SINAMICS S120 MOTOR MODULE MOTION-CONNECT 800PLUS TRAILING TYPE, UL/CSA DESINA DMAX=14.9 MM LENGTH (M) = 0 + 20 + 5 + 0 | 899 | TEM | 1 | MC | 10.914 | 1
6FX80025CS511CG0 | POWER CABLE, PREASSEMBLED TYPE: 6FX8002-5CS51 4X6 C CONNECTOR FULL THREAD SIZE 1.5 FOR SINAMICS S120 MOTOR MODULE MOTION-CONNECT 800PLUS TRAILING TYPE, UL/CSA DESINA DMAX=14.9 MM LENGTH (M) = 0 + 20 + 6 + 0 | 922 | TEM | 1 | MC | 11.334 | 1
6FX80025CS511CH0 | POWER CABLE, PREASSEMBLED TYPE: 6FX8002-5CS51 4X6 C CONNECTOR FULL THREAD SIZE 1.5 FOR SINAMICS S120 MOTOR MODULE MOTION-CONNECT 800PLUS TRAILING TYPE, UL/CSA DESINA DMAX=14.9 MM LENGTH (M) = 0 + 20 + 7 + 0 | 945 | TEM | 1 | MC | 11.754 | 1
6FX80025CS511CJ0 | POWER CABLE, PREASSEMBLED TYPE: 6FX8002-5CS51 4X6 C CONNECTOR FULL THREAD SIZE 1.5 FOR SINAMICS S120 MOTOR MODULE MOTION-CONNECT 800PLUS TRAILING TYPE, UL/CSA DESINA DMAX=14.9 MM LENGTH (M) = 0 + 20 + 8 + 0 | 968 | TEM | 1 | MC | 12.174 | 1
6FX80025CS511CK0 | POWER CABLE, PREASSEMBLED TYPE: 6FX8002-5CS51 4X6 C CONNECTOR FULL THREAD SIZE 1.5 FOR SINAMICS S120 MOTOR MODULE MOTION-CONNECT 800PLUS TRAILING TYPE, UL/CSA DESINA DMAX=14.9 MM LENGTH (M) = 0 + 20 + 9 + 0 | 991 | TEM | 1 | MC | 12.594 | 1
6FX80025CS511DA0 | POWER CABLE, PREASSEMBLED TYPE: 6FX8002-5CS51 4X6 C CONNECTOR FULL THREAD SIZE 1.5 FOR SINAMICS S120 MOTOR MODULE MOTION-CONNECT 800PLUS TRAILING TYPE, UL/CSA DESINA DMAX=14.9 MM LENGTH (M) = 0 + 30 + 0 + 0 | 1013 | TEM | 1 | MC | 13.014 | 1
6FX80025CS511DB0 | POWER CABLE, PREASSEMBLED TYPE: 6FX8002-5CS51 4X6 C CONNECTOR FULL THREAD SIZE 1.5 FOR SINAMICS S120 MOTOR MODULE MOTION-CONNECT 800PLUS TRAILING TYPE, UL/CSA DESINA DMAX=14.9 MM LENGTH (M) = 0 + 30 + 1 + 0 | 1036 | TEM | 1 | MC | 13.434 | 1
6FX80025CS511DG0 | POWER CABLE, PREASSEMBLED TYPE: 6FX8002-5CS51 4X6 C CONNECTOR FULL THREAD SIZE 1.5 FOR SINAMICS S120 MOTOR MODULE MOTION-CONNECT 800PLUS TRAILING TYPE, UL/CSA DESINA DMAX=14.9 MM LENGTH (M) = 0 + 30 + 6 + 0 | 1151 | TEM | 1 | MC | 15.534 | 1
6FX80025CS511DH0 | POWER CABLE, PREASSEMBLED TYPE: 6FX8002-5CS51 4X6 C CONNECTOR FULL THREAD SIZE 1.5 FOR SINAMICS S120 MOTOR MODULE MOTION-CONNECT 800PLUS TRAILING TYPE, UL/CSA DESINA DMAX=14.9 MM LENGTH (M) = 0 + 30 + 7 + 0 | 1174 | TEM | 1 | MC | 15.954 | 1
6FX80025CS511DK0 | POWER CABLE, PREASSEMBLED TYPE: 6FX8002-5CS51 4X6 C CONNECTOR FULL THREAD SIZE 1.5 FOR SINAMICS S120 MOTOR MODULE MOTION-CONNECT 800PLUS TRAILING TYPE, UL/CSA DESINA DMAX=14.9 MM LENGTH (M) = 0 + 30 + 9 + 0 | 1219 | TEM | 1 | MC | 16.794 | 1
6FX80025CS511EA0 | POWER CABLE, PREASSEMBLED TYPE: 6FX8002-5CS51 4X6 C CONNECTOR FULL THREAD SIZE 1.5 FOR SINAMICS S120 MOTOR MODULE MOTION-CONNECT 800PLUS TRAILING TYPE, UL/CSA DESINA DMAX=14.9 MM LENGTH (M) = 0 + 40 + 0 + 0 | 1244 | TEM | 1 | MC | 17.214 | 1
6FX80025CS511EC0 | POWER CABLE, PREASSEMBLED TYPE: 6FX8002-5CS51 4X6 C CONNECTOR FULL THREAD SIZE 1.5 FOR SINAMICS S120 MOTOR MODULE MOTION-CONNECT 800PLUS TRAILING TYPE, UL/CSA DESINA DMAX=14.9 MM LENGTH (M) = 0 + 40 + 2 + 0 | 1290 | TEM | 1 | MC | 18.054 | 1
6FX80025CS511ED0 | POWER CABLE, PREASSEMBLED TYPE: 6FX8002-5CS51 4X6 C CONNECTOR FULL THREAD SIZE 1.5 FOR SINAMICS S120 MOTOR MODULE MOTION-CONNECT 800PLUS TRAILING TYPE, UL/CSA DESINA DMAX=14.9 MM LENGTH (M) = 0 + 40 + 3 + 0 | 1312 | TEM | 1 | MC | 18.474 | 1
6FX80025CS511FA0 | POWER CABLE, PREASSEMBLED TYPE: 6FX8002-5CS51 4X6 C CONNECTOR FULL THREAD SIZE 1.5 FOR SINAMICS S120 MOTOR MODULE MOTION-CONNECT 800PLUS TRAILING TYPE, UL/CSA DESINA DMAX=14.9 MM LENGTH (M) = 0 + 50 + 0 + 0 | 1472 | TEM | 1 | MC | 21.414 | 1
6FX80025CS511FH0 | POWER CABLE, PREASSEMBLED TYPE: 6FX8002-5CS51 4X6 C CONNECTOR FULL THREAD SIZE 1.5 FOR SINAMICS S120 MOTOR MODULE MOTION-CONNECT 800PLUS TRAILING TYPE, UL/CSA DESINA DMAX=14.9 MM LENGTH (M) = 0 + 50 + 7 + 0 | 1633 | TEM | 1 | MC | 24.354 | 1
6FX80025CS511GD0 | POWER CABLE, PREASSEMBLED TYPE: 6FX8002-5CS51 4X6 C CONNECTOR FULL THREAD SIZE 1.5 FOR SINAMICS S120 MOTOR MODULE MOTION-CONNECT 800PLUS TRAILING TYPE, UL/CSA DESINA DMAX=14.9 MM LENGTH (M) = 0 + 60 + 3 + 0 | 1772 | TEM | 1 | MC | 26.874 | 1
6FX80025CS511GE0 | POWER CABLE, PREASSEMBLED TYPE: 6FX8002-5CS51 4X6 C CONNECTOR FULL THREAD SIZE 1.5 FOR SINAMICS S120 MOTOR MODULE MOTION-CONNECT 800PLUS TRAILING TYPE, UL/CSA DESINA DMAX=14.9 MM LENGTH (M) = 0 + 60 + 4 + 0 | 1795 | TEM | 1 | MC | 27.294 | 1
6FX80025CS511GG0 | POWER CABLE, PREASSEMBLED TYPE: 6FX8002-5CS51 4X6 C CONNECTOR FULL THREAD SIZE 1.5 FOR SINAMICS S120 MOTOR MODULE MOTION-CONNECT 800PLUS TRAILING TYPE, UL/CSA DESINA DMAX=14.9 MM LENGTH (M) = 0 + 60 + 6 + 0 | 1841 | TEM | 1 | MC | 28.134 | 1
6FX80025CS511HJ0 | POWER CABLE, PREASSEMBLED TYPE: 6FX8002-5CS51 4X6 C CONNECTOR FULL THREAD SIZE 1.5 FOR SINAMICS S120 MOTOR MODULE MOTION-CONNECT 800PLUS TRAILING TYPE, UL/CSA DESINA DMAX=14.9 MM LENGTH (M) = 0 + 70 + 8 + 0 | 2115 | TEM | 1 | MC | 33.174 | 1
6FX80025CS511JB0 | POWER CABLE, PREASSEMBLED TYPE: 6FX8002-5CS51 4X6 C CONNECTOR FULL THREAD SIZE 1.5 FOR SINAMICS S120 MOTOR MODULE MOTION-CONNECT 800PLUS TRAILING TYPE, UL/CSA DESINA DMAX=14.9 MM LENGTH (M) = 0 + 80 + 1 + 0 | 2185 | TEM | 1 | MC | 34.434 | 1
6FX80025CS512AA0 | POWER CABLE, PREASSEMBLED TYPE: 6FX8002-5CS51 4X6 C CONNECTOR FULL THREAD SIZE 1.5 FOR SINAMICS S120 MOTOR MODULE MOTION-CONNECT 800PLUS TRAILING TYPE, UL/CSA DESINA DMAX=14.9 MM LENGTH (M) = 100 + 0 + 0 + 0 | 2610 | TEM | 1 | MC | 42.414 | 1
6FX80025CS541AD0 | POWER CABLE, PREASSEMBLED TYPE: 6FX8002-5CS54 4X6 C CONNECTOR FULL THREAD SIZE 1.5 RING TERMINAL END ON MOD. SIDE FOR SINAMICS S120 MOTOR MODULE MOTION-CONNECT 800PLUS TRAILING TYPE UL/CSA DESINA DMAX=14.9 MM LENGTH (M) = 0 + 0 + 3 + 0 | 280 | TEM | 1 | MC | 1.561 | 1
6FX80025CS541AJ0 | POWER CABLE, PREASSEMBLED TYPE: 6FX8002-5CS54 4X6 C CONNECTOR FULL THREAD SIZE 1.5 RING TERMINAL END ON MOD. SIDE FOR SINAMICS S120 MOTOR MODULE MOTION-CONNECT 800PLUS TRAILING TYPE UL/CSA DESINA DMAX=14.9 MM LENGTH (M) = 0 + 0 + 8 + 0 | 395 | TEM | 1 | MC | 3.661 | 1
6FX80025CS541AK0 | POWER CABLE, PREASSEMBLED TYPE: 6FX8002-5CS54 4X6 C CONNECTOR FULL THREAD SIZE 1.5 RING TERMINAL END ON MOD. SIDE FOR SINAMICS S120 MOTOR MODULE MOTION-CONNECT 800PLUS TRAILING TYPE UL/CSA DESINA DMAX=14.9 MM LENGTH (M) = 0 + 0 + 9 + 0 | 418 | TEM | 1 | MC | 4.081 | 1
6FX80025CS541BA0 | POWER CABLE, PREASSEMBLED TYPE: 6FX8002-5CS54 4X6 C CONNECTOR FULL THREAD SIZE 1.5 RING TERMINAL END ON MOD. SIDE FOR SINAMICS S120 MOTOR MODULE MOTION-CONNECT 800PLUS TRAILING TYPE UL/CSA DESINA DMAX=14.9 MM LENGTH (M) = 0 + 10 + 0 + 0 | 440 | TEM | 1 | MC | 4.501 | 1
6FX80025CS541BC0 | POWER CABLE, PREASSEMBLED TYPE: 6FX8002-5CS54 4X6 C CONNECTOR FULL THREAD SIZE 1.5 RING TERMINAL END ON MOD. SIDE FOR SINAMICS S120 MOTOR MODULE MOTION-CONNECT 800PLUS TRAILING TYPE UL/CSA DESINA DMAX=14.9 MM LENGTH (M) = 0 + 10 + 2 + 0 | 486 | TEM | 1 | MC | 5.341 | 1
6FX80025CS541BD0 | POWER CABLE, PREASSEMBLED TYPE: 6FX8002-5CS54 4X6 C CONNECTOR FULL THREAD SIZE 1.5 RING TERMINAL END ON MOD. SIDE FOR SINAMICS S120 MOTOR MODULE MOTION-CONNECT 800PLUS TRAILING TYPE UL/CSA DESINA DMAX=14.9 MM LENGTH (M) = 0 + 10 + 3 + 0 | 509 | TEM | 1 | MC | 5.761 | 1
6FX80025CS541BE0 | POWER CABLE, PREASSEMBLED TYPE: 6FX8002-5CS54 4X6 C CONNECTOR FULL THREAD SIZE 1.5 RING TERMINAL END ON MOD. SIDE FOR SINAMICS S120 MOTOR MODULE MOTION-CONNECT 800PLUS TRAILING TYPE UL/CSA DESINA DMAX=14.9 MM LENGTH (M) = 0 + 10 + 4 + 0 | 532 | TEM | 1 | MC | 6.181 | 1
6FX80025CS541BF0 | POWER CABLE, PREASSEMBLED TYPE: 6FX8002-5CS54 4X6 C CONNECTOR FULL THREAD SIZE 1.5 RING TERMINAL END ON MOD. SIDE FOR SINAMICS S120 MOTOR MODULE MOTION-CONNECT 800PLUS TRAILING TYPE UL/CSA DESINA DMAX=14.9 MM LENGTH (M) = 0 + 10 + 5 + 0 | 555 | TEM | 1 | MC | 6.601 | 1
6FX80025CS541BH0 | POWER CABLE, PREASSEMBLED TYPE: 6FX8002-5CS54 4X6 C CONNECTOR FULL THREAD SIZE 1.5 RING TERMINAL END ON MOD. SIDE FOR SINAMICS S120 MOTOR MODULE MOTION-CONNECT 800PLUS TRAILING TYPE UL/CSA DESINA DMAX=14.9 MM LENGTH (M) = 0 + 10 + 7 + 0 | 601 | TEM | 1 | MC | 7.441 | 1
6FX80025CS541BK0 | POWER CABLE, PREASSEMBLED TYPE: 6FX8002-5CS54 4X6 C CONNECTOR FULL THREAD SIZE 1.5 RING TERMINAL END ON MOD. SIDE FOR SINAMICS S120 MOTOR MODULE MOTION-CONNECT 800PLUS TRAILING TYPE UL/CSA DESINA DMAX=14.9 MM LENGTH (M) = 0 + 10 + 9 + 0 | 647 | TEM | 1 | MC | 8.281 | 1
6FX80025CS541CA0 | POWER CABLE, PREASSEMBLED TYPE: 6FX8002-5CS54 4X6 C CONNECTOR FULL THREAD SIZE 1.5 RING TERMINAL END ON MOD. SIDE FOR SINAMICS S120 MOTOR MODULE MOTION-CONNECT 800PLUS TRAILING TYPE UL/CSA DESINA DMAX=14.9 MM LENGTH (M) = 0 + 20 + 0 + 0 | 671 | TEM | 1 | MC | 8.701 | 1
6FX80025CS541CF0 | POWER CABLE, PREASSEMBLED TYPE: 6FX8002-5CS54 4X6 C CONNECTOR FULL THREAD SIZE 1.5 RING TERMINAL END ON MOD. SIDE FOR SINAMICS S120 MOTOR MODULE MOTION-CONNECT 800PLUS TRAILING TYPE UL/CSA DESINA DMAX=14.9 MM LENGTH (M) = 0 + 20 + 5 + 0 | 785 | TEM | 1 | MC | 10.801 | 1
6FX80025CS541EA0 | POWER CABLE, PREASSEMBLED TYPE: 6FX8002-5CS54 4X6 C CONNECTOR FULL THREAD SIZE 1.5 RING TERMINAL END ON MOD. SIDE FOR SINAMICS S120 MOTOR MODULE MOTION-CONNECT 800PLUS TRAILING TYPE UL/CSA DESINA DMAX=14.9 MM LENGTH (M) = 0 + 40 + 0 + 0 | 1130 | TEM | 1 | MC | 17.101 | 1
6FX80025CS611AA0 | POWER CABLE, PREASSEMBLED TYPE: 6FX8002-5CS61 (1FT/1FK/1PH TO SINAMICS) 4X10 C, CONNECTOR SIZE 1.5/10 MM2 TRAILING TYPE, UL/CSA DESINA MOTION-CONNECT 800, DMAX = 19.4 MM, LENGTH (M)= 0 + 0 + 0 + 0 | 340 | TEM | 1 | MC | 0.415 | 1
6FX80025CS611AB0 | POWER CABLE, PREASSEMBLED TYPE: 6FX8002-5CS61 (1FT/1FK/1PH TO SINAMICS) 4X10 C, CONNECTOR SIZE 1.5/10 MM2 TRAILING TYPE, UL/CSA DESINA MOTION-CONNECT 800, DMAX = 19.4 MM, LENGTH (M)= 0 + 0 + 1 + 0 | 373 | TEM | 1 | MC | 1.041 | 1
6FX80025CS611AD0 | POWER CABLE, PREASSEMBLED TYPE: 6FX8002-5CS61 (1FT/1FK/1PH TO SINAMICS) 4X10 C, CONNECTOR SIZE 1.5/10 MM2 TRAILING TYPE, UL/CSA DESINA MOTION-CONNECT 800, DMAX = 19.4 MM, LENGTH (M)= 0 + 0 + 3 + 0 | 438 | TEM | 1 | MC | 2.293 | 1
6FX80025CS611AF0 | POWER CABLE, PREASSEMBLED TYPE: 6FX8002-5CS61 (1FT/1FK/1PH TO SINAMICS) 4X10 C, CONNECTOR SIZE 1.5/10 MM2 TRAILING TYPE, UL/CSA DESINA MOTION-CONNECT 800, DMAX = 19.4 MM, LENGTH (M)= 0 + 0 + 5 + 0 | 504 | TEM | 1 | MC | 3.545 | 1
6FX80025CS611AG0 | POWER CABLE, PREASSEMBLED TYPE: 6FX8002-5CS61 (1FT/1FK/1PH TO SINAMICS) 4X10 C, CONNECTOR SIZE 1.5/10 MM2 TRAILING TYPE, UL/CSA DESINA MOTION-CONNECT 800, DMAX = 19.4 MM, LENGTH (M)= 0 + 0 + 6 + 0 | 537 | TEM | 1 | MC | 4.171 | 1
6FX80025CS611AH0 | POWER CABLE, PREASSEMBLED TYPE: 6FX8002-5CS61 (1FT/1FK/1PH TO SINAMICS) 4X10 C, CONNECTOR SIZE 1.5/10 MM2 TRAILING TYPE, UL/CSA DESINA MOTION-CONNECT 800, DMAX = 19.4 MM, LENGTH (M)= 0 + 0 + 7 + 0 | 569 | TEM | 1 | MC | 4.797 | 1
6FX80025CS611AJ0 | POWER CABLE, PREASSEMBLED TYPE: 6FX8002-5CS61 (1FT/1FK/1PH TO SINAMICS) 4X10 C, CONNECTOR SIZE 1.5/10 MM2 TRAILING TYPE, UL/CSA DESINA MOTION-CONNECT 800, DMAX = 19.4 MM, LENGTH (M)= 0 + 0 + 8 + 0 | 603 | TEM | 1 | MC | 5.423 | 1
6FX80025CS611AK0 | POWER CABLE, PREASSEMBLED TYPE: 6FX8002-5CS61 (1FT/1FK/1PH TO SINAMICS) 4X10 C, CONNECTOR SIZE 1.5/10 MM2 TRAILING TYPE, UL/CSA DESINA MOTION-CONNECT 800, DMAX = 19.4 MM, LENGTH (M)= 0 + 0 + 9 + 0 | 635 | TEM | 1 | MC | 6.049 | 1
6FX80025CS611BA0 | POWER CABLE, PREASSEMBLED TYPE: 6FX8002-5CS61 (1FT/1FK/1PH TO SINAMICS) 4X10 C, CONNECTOR SIZE 1.5/10 MM2 TRAILING TYPE, UL/CSA DESINA MOTION-CONNECT 800, DMAX = 19.4 MM, LENGTH (M)= 0 + 10 + 0 + 0 | 667 | TEM | 1 | MC | 6.675 | 1
6FX80025CS611BB0 | POWER CABLE, PREASSEMBLED TYPE: 6FX8002-5CS61 (1FT/1FK/1PH TO SINAMICS) 4X10 C, CONNECTOR SIZE 1.5/10 MM2 TRAILING TYPE, UL/CSA DESINA MOTION-CONNECT 800, DMAX = 19.4 MM, LENGTH (M)= 0 + 10 + 1 + 0 | 700 | TEM | 1 | MC | 7.301 | 1
6FX80025CS611BE0 | POWER CABLE, PREASSEMBLED TYPE: 6FX8002-5CS61 (1FT/1FK/1PH TO SINAMICS) 4X10 C, CONNECTOR SIZE 1.5/10 MM2 TRAILING TYPE, UL/CSA DESINA MOTION-CONNECT 800, DMAX = 19.4 MM, LENGTH (M)= 0 + 10 + 4 + 0 | 798 | TEM | 1 | MC | 9.179 | 1
6FX80025CS611BF0 | POWER CABLE, PREASSEMBLED TYPE: 6FX8002-5CS61 (1FT/1FK/1PH TO SINAMICS) 4X10 C, CONNECTOR SIZE 1.5/10 MM2 TRAILING TYPE, UL/CSA DESINA MOTION-CONNECT 800, DMAX = 19.4 MM, LENGTH (M)= 0 + 10 + 5 + 0 | 831 | TEM | 1 | MC | 9.805 | 1
6FX80025CS611BG0 | POWER CABLE, PREASSEMBLED TYPE: 6FX8002-5CS61 (1FT/1FK/1PH TO SINAMICS) 4X10 C, CONNECTOR SIZE 1.5/10 MM2 TRAILING TYPE, UL/CSA DESINA MOTION-CONNECT 800, DMAX = 19.4 MM, LENGTH (M)= 0 + 10 + 6 + 0 | 863 | TEM | 1 | MC | 10.431 | 1
6FX80025CS611BH0 | POWER CABLE, PREASSEMBLED TYPE: 6FX8002-5CS61 (1FT/1FK/1PH TO SINAMICS) 4X10 C, CONNECTOR SIZE 1.5/10 MM2 TRAILING TYPE, UL/CSA DESINA MOTION-CONNECT 800, DMAX = 19.4 MM, LENGTH (M)= 0 + 10 + 7 + 0 | 895 | TEM | 1 | MC | 11.057 | 1
6FX80025CS611BJ0 | POWER CABLE, PREASSEMBLED TYPE: 6FX8002-5CS61 (1FT/1FK/1PH TO SINAMICS) 4X10 C, CONNECTOR SIZE 1.5/10 MM2 TRAILING TYPE, UL/CSA DESINA MOTION-CONNECT 800, DMAX = 19.4 MM, LENGTH (M)= 0 + 10 + 8 + 0 | 930 | TEM | 1 | MC | 11.683 | 1
6FX80025CS611BK0 | POWER CABLE, PREASSEMBLED TYPE: 6FX8002-5CS61 (1FT/1FK/1PH TO SINAMICS) 4X10 C, CONNECTOR SIZE 1.5/10 MM2 TRAILING TYPE, UL/CSA DESINA MOTION-CONNECT 800, DMAX = 19.4 MM, LENGTH (M)= 0 + 10 + 9 + 0 | 962 | TEM | 1 | MC | 12.309 | 1
6FX80025CS611CA0 | POWER CABLE, PREASSEMBLED TYPE: 6FX8002-5CS61 (1FT/1FK/1PH TO SINAMICS) 4X10 C, CONNECTOR SIZE 1.5/10 MM2 TRAILING TYPE, UL/CSA DESINA MOTION-CONNECT 800, DMAX = 19.4 MM, LENGTH (M)= 0 + 20 + 0 + 0 | 996 | TEM | 1 | MC | 12.935 | 1
6FX80025CS611CC0 | POWER CABLE, PREASSEMBLED TYPE: 6FX8002-5CS61 (1FT/1FK/1PH TO SINAMICS) 4X10 C, CONNECTOR SIZE 1.5/10 MM2 TRAILING TYPE, UL/CSA DESINA MOTION-CONNECT 800, DMAX = 19.4 MM, LENGTH (M)= 0 + 20 + 2 + 0 | 1061 | TEM | 1 | MC | 14.187 | 1
6FX80025CS611CF0 | POWER CABLE, PREASSEMBLED TYPE: 6FX8002-5CS61 (1FT/1FK/1PH TO SINAMICS) 4X10 C, CONNECTOR SIZE 1.5/10 MM2 TRAILING TYPE, UL/CSA DESINA MOTION-CONNECT 800, DMAX = 19.4 MM, LENGTH (M)= 0 + 20 + 5 + 0 | 1160 | TEM | 1 | MC | 16.065 | 1
6FX80025CS611DA0 | POWER CABLE, PREASSEMBLED TYPE: 6FX8002-5CS61 (1FT/1FK/1PH TO SINAMICS) 4X10 C, CONNECTOR SIZE 1.5/10 MM2 TRAILING TYPE, UL/CSA DESINA MOTION-CONNECT 800, DMAX = 19.4 MM, LENGTH (M)= 0 + 30 + 0 + 0 | 1323 | TEM | 1 | MC | 19.195 | 1
6FX80025CS611DC0 | POWER CABLE, PREASSEMBLED TYPE: 6FX8002-5CS61 (1FT/1FK/1PH TO SINAMICS) 4X10 C, CONNECTOR SIZE 1.5/10 MM2 TRAILING TYPE, UL/CSA DESINA MOTION-CONNECT 800, DMAX = 19.4 MM, LENGTH (M)= 0 + 30 + 2 + 0 | 1388 | TEM | 1 | MC | 20.447 | 1
6FX80025CS611DF0 | POWER CABLE, PREASSEMBLED TYPE: 6FX8002-5CS61 (1FT/1FK/1PH TO SINAMICS) 4X10 C, CONNECTOR SIZE 1.5/10 MM2 TRAILING TYPE, UL/CSA DESINA MOTION-CONNECT 800, DMAX = 19.4 MM, LENGTH (M)= 0 + 30 + 5 + 0 | 1486 | TEM | 1 | MC | 22.325 | 1
6FX80025CS611EA0 | POWER CABLE, PREASSEMBLED TYPE: 6FX8002-5CS61 (1FT/1FK/1PH TO SINAMICS) 4X10 C, CONNECTOR SIZE 1.5/10 MM2 TRAILING TYPE, UL/CSA DESINA MOTION-CONNECT 800, DMAX = 19.4 MM, LENGTH (M)= 0 + 40 + 0 + 0 | 1649 | TEM | 1 | MC | 25.455 | 1
6FX80025CS611EF0 | POWER CABLE, PREASSEMBLED TYPE: 6FX8002-5CS61 (1FT/1FK/1PH TO SINAMICS) 4X10 C, CONNECTOR SIZE 1.5/10 MM2 TRAILING TYPE, UL/CSA DESINA MOTION-CONNECT 800, DMAX = 19.4 MM, LENGTH (M)= 0 + 40 + 5 + 0 | 1813 | TEM | 1 | MC | 28.585 | 1
6FX80025CS611FA0 | POWER CABLE, PREASSEMBLED TYPE: 6FX8002-5CS61 (1FT/1FK/1PH TO SINAMICS) 4X10 C, CONNECTOR SIZE 1.5/10 MM2 TRAILING TYPE, UL/CSA DESINA MOTION-CONNECT 800, DMAX = 19.4 MM, LENGTH (M)= 0 + 50 + 0 + 0 | 1976 | TEM | 1 | MC | 31.715 | 1
6FX80025CS611FF0 | POWER CABLE, PREASSEMBLED TYPE: 6FX8002-5CS61 (1FT/1FK/1PH TO SINAMICS) 4X10 C, CONNECTOR SIZE 1.5/10 MM2 TRAILING TYPE, UL/CSA DESINA MOTION-CONNECT 800, DMAX = 19.4 MM, LENGTH (M)= 0 + 50 + 5 + 0 | 2140 | TEM | 1 | MC | 34.845 | 1
6FX80025CS611GA0 | POWER CABLE, PREASSEMBLED TYPE: 6FX8002-5CS61 (1FT/1FK/1PH TO SINAMICS) 4X10 C, CONNECTOR SIZE 1.5/10 MM2 TRAILING TYPE, UL/CSA DESINA MOTION-CONNECT 800, DMAX = 19.4 MM, LENGTH (M)= 0 + 60 + 0 + 0 | 2305 | TEM | 1 | MC | 37.975 | 1
6FX80025CS611GF0 | POWER CABLE, PREASSEMBLED TYPE: 6FX8002-5CS61 (1FT/1FK/1PH TO SINAMICS) 4X10 C, CONNECTOR SIZE 1.5/10 MM2 TRAILING TYPE, UL/CSA DESINA MOTION-CONNECT 800, DMAX = 19.4 MM, LENGTH (M)= 0 + 60 + 5 + 0 | 2469 | TEM | 1 | MC | 41.105 | 1
6FX80025CS611HA0 | POWER CABLE, PREASSEMBLED TYPE: 6FX8002-5CS61 (1FT/1FK/1PH TO SINAMICS) 4X10 C, CONNECTOR SIZE 1.5/10 MM2 TRAILING TYPE, UL/CSA DESINA MOTION-CONNECT 800, DMAX = 19.4 MM, LENGTH (M)= 0 + 70 + 0 + 0 | 2625 | TEM | 1 | MC | 44.235 | 1
6FX80025CS611HF0 | POWER CABLE, PREASSEMBLED TYPE: 6FX8002-5CS61 (1FT/1FK/1PH TO SINAMICS) 4X10 C, CONNECTOR SIZE 1.5/10 MM2 TRAILING TYPE, UL/CSA DESINA MOTION-CONNECT 800, DMAX = 19.4 MM, LENGTH (M)= 0 + 70 + 5 + 0 | 2789 | TEM | 1 | MC | 47.365 | 1
6FX80025CS611JA0 | POWER CABLE, PREASSEMBLED TYPE: 6FX8002-5CS61 (1FT/1FK/1PH TO SINAMICS) 4X10 C, CONNECTOR SIZE 1.5/10 MM2 TRAILING TYPE, UL/CSA DESINA MOTION-CONNECT 800, DMAX = 19.4 MM, LENGTH (M)= 0 + 80 + 0 + 0 | 2967 | TEM | 1 | MC | 50.495 | 1
6FX80025CS611JF0 | POWER CABLE, PREASSEMBLED TYPE: 6FX8002-5CS61 (1FT/1FK/1PH TO SINAMICS) 4X10 C, CONNECTOR SIZE 1.5/10 MM2 TRAILING TYPE, UL/CSA DESINA MOTION-CONNECT 800, DMAX = 19.4 MM, LENGTH (M)= 0 + 80 + 5 + 0 | 3131 | TEM | 1 | MC | 53.625 | 1
6FX80025CS611KA0 | POWER CABLE, PREASSEMBLED TYPE: 6FX8002-5CS61 (1FT/1FK/1PH TO SINAMICS) 4X10 C, CONNECTOR SIZE 1.5/10 MM2 TRAILING TYPE, UL/CSA DESINA MOTION-CONNECT 800, DMAX = 19.4 MM, LENGTH (M)= 0 + 90 + 0 + 0 | 3288 | TEM | 1 | MC | 56.755 | 1
6FX80025CS611KF0 | POWER CABLE, PREASSEMBLED TYPE: 6FX8002-5CS61 (1FT/1FK/1PH TO SINAMICS) 4X10 C, CONNECTOR SIZE 1.5/10 MM2 TRAILING TYPE, UL/CSA DESINA MOTION-CONNECT 800, DMAX = 19.4 MM, LENGTH (M)= 0 + 90 + 5 + 0 | 3451 | TEM | 1 | MC | 59.885 | 1
6FX80025CS641AA5 | POWER CABLE, PREASSEMBLED TYPE: 6FX8002-5CS64 (1FT/1FK/1PH TO SINAMICS) 4X10 C, CONNECTOR SIZE 1.5/RING CABLE LUG, UL/CSA DESINA, TRAILING TYPE MOTION-CONNECT 800, DMAX = 18.4 MM, LENGTH (M) = 0 + 0 + 0 + 0,5 | 253 | TEM | 1 | MC | 0.618 | 1
6FX80025CS641AB0 | POWER CABLE, PREASSEMBLED TYPE: 6FX8002-5CS64 (1FT/1FK/1PH TO SINAMICS) 4X10 C, CONNECTOR SIZE 1.5/RING CABLE LUG, UL/CSA DESINA, TRAILING TYPE MOTION-CONNECT 800, DMAX = 18.4 MM, LENGTH (M) = 0 + 0 + 1 + 0 | 253 | TEM | 1 | MC | 0.931 | 1
6FX80025CS641AD0 | POWER CABLE, PREASSEMBLED TYPE: 6FX8002-5CS64 (1FT/1FK/1PH TO SINAMICS) 4X10 C, CONNECTOR SIZE 1.5/RING CABLE LUG, UL/CSA DESINA, TRAILING TYPE MOTION-CONNECT 800, DMAX = 18.4 MM, LENGTH (M) = 0 + 0 + 3 + 0 | 319 | TEM | 1 | MC | 2.183 | 1
6FX80025CS641AF5 | POWER CABLE, PREASSEMBLED TYPE: 6FX8002-5CS64 (1FT/1FK/1PH TO SINAMICS) 4X10 C, CONNECTOR SIZE 1.5/RING CABLE LUG, UL/CSA DESINA, TRAILING TYPE MOTION-CONNECT 800, DMAX = 18.4 MM, LENGTH (M) = 0 + 0 + 5 + 0,5 | 417 | TEM | 1 | MC | 3.748 | 1
6FX80025CS641AG0 | POWER CABLE, PREASSEMBLED TYPE: 6FX8002-5CS64 (1FT/1FK/1PH TO SINAMICS) 4X10 C, CONNECTOR SIZE 1.5/RING CABLE LUG, UL/CSA DESINA, TRAILING TYPE MOTION-CONNECT 800, DMAX = 18.4 MM, LENGTH (M) = 0 + 0 + 6 + 0 | 417 | TEM | 1 | MC | 4.061 | 1
6FX80025CS641AH0 | POWER CABLE, PREASSEMBLED TYPE: 6FX8002-5CS64 (1FT/1FK/1PH TO SINAMICS) 4X10 C, CONNECTOR SIZE 1.5/RING CABLE LUG, UL/CSA DESINA, TRAILING TYPE MOTION-CONNECT 800, DMAX = 18.4 MM, LENGTH (M) = 0 + 0 + 7 + 0 | 449 | TEM | 1 | MC | 4.687 | 1
6FX80025CS641AJ0 | POWER CABLE, PREASSEMBLED TYPE: 6FX8002-5CS64 (1FT/1FK/1PH TO SINAMICS) 4X10 C, CONNECTOR SIZE 1.5/RING CABLE LUG, UL/CSA DESINA, TRAILING TYPE MOTION-CONNECT 800, DMAX = 18.4 MM, LENGTH (M) = 0 + 0 + 8 + 0 | 483 | TEM | 1 | MC | 5.313 | 1
6FX80025CS641AK2 | POWER CABLE, PREASSEMBLED TYPE: 6FX8002-5CS64 (1FT/1FK/1PH TO SINAMICS) 4X10 C, CONNECTOR SIZE 1.5/RING CABLE LUG, UL/CSA DESINA, TRAILING TYPE MOTION-CONNECT 800, DMAX = 18.4 MM, LENGTH (M) = 0 + 0 + 9 + 0,2 | 548 | TEM | 1 | MC | 6.064 | 1
6FX80025CS641BA0 | POWER CABLE, PREASSEMBLED TYPE: 6FX8002-5CS64 (1FT/1FK/1PH TO SINAMICS) 4X10 C, CONNECTOR SIZE 1.5/RING CABLE LUG, UL/CSA DESINA, TRAILING TYPE MOTION-CONNECT 800, DMAX = 18.4 MM, LENGTH (M) = 0 + 10 + 0 + 0 | 547 | TEM | 1 | MC | 6.565 | 1
6FX80025CS641BA5 | POWER CABLE, PREASSEMBLED TYPE: 6FX8002-5CS64 (1FT/1FK/1PH TO SINAMICS) 4X10 C, CONNECTOR SIZE 1.5/RING CABLE LUG, UL/CSA DESINA, TRAILING TYPE MOTION-CONNECT 800, DMAX = 18.4 MM, LENGTH (M) = 0 + 10 + 0 + 0,5 | 580 | TEM | 1 | MC | 6.878 | 1
6FX80025CS641BB0 | POWER CABLE, PREASSEMBLED TYPE: 6FX8002-5CS64 (1FT/1FK/1PH TO SINAMICS) 4X10 C, CONNECTOR SIZE 1.5/RING CABLE LUG, UL/CSA DESINA, TRAILING TYPE MOTION-CONNECT 800, DMAX = 18.4 MM, LENGTH (M) = 0 + 10 + 1 + 0 | 580 | TEM | 1 | MC | 7.191 | 1
6FX80025CS641BC0 | POWER CABLE, PREASSEMBLED TYPE: 6FX8002-5CS64 (1FT/1FK/1PH TO SINAMICS) 4X10 C, CONNECTOR SIZE 1.5/RING CABLE LUG, UL/CSA DESINA, TRAILING TYPE MOTION-CONNECT 800, DMAX = 18.4 MM, LENGTH (M) = 0 + 10 + 2 + 0 | 613 | TEM | 1 | MC | 7.817 | 1
6FX80025CS641BD0 | POWER CABLE, PREASSEMBLED TYPE: 6FX8002-5CS64 (1FT/1FK/1PH TO SINAMICS) 4X10 C, CONNECTOR SIZE 1.5/RING CABLE LUG, UL/CSA DESINA, TRAILING TYPE MOTION-CONNECT 800, DMAX = 18.4 MM, LENGTH (M) = 0 + 10 + 3 + 0 | 645 | TEM | 1 | MC | 8.443 | 1
6FX80025CS641BD5 | POWER CABLE, PREASSEMBLED TYPE: 6FX8002-5CS64 (1FT/1FK/1PH TO SINAMICS) 4X10 C, CONNECTOR SIZE 1.5/RING CABLE LUG, UL/CSA DESINA, TRAILING TYPE MOTION-CONNECT 800, DMAX = 18.4 MM, LENGTH (M) = 0 + 10 + 3 + 0,5 | 678 | TEM | 1 | MC | 8.756 | 1
6FX80025CS641BE0 | POWER CABLE, PREASSEMBLED TYPE: 6FX8002-5CS64 (1FT/1FK/1PH TO SINAMICS) 4X10 C, CONNECTOR SIZE 1.5/RING CABLE LUG, UL/CSA DESINA, TRAILING TYPE MOTION-CONNECT 800, DMAX = 18.4 MM, LENGTH (M) = 0 + 10 + 4 + 0 | 678 | TEM | 1 | MC | 9.069 | 1
6FX80025CS641BF0 | POWER CABLE, PREASSEMBLED TYPE: 6FX8002-5CS64 (1FT/1FK/1PH TO SINAMICS) 4X10 C, CONNECTOR SIZE 1.5/RING CABLE LUG, UL/CSA DESINA, TRAILING TYPE MOTION-CONNECT 800, DMAX = 18.4 MM, LENGTH (M) = 0 + 10 + 5 + 0 | 711 | TEM | 1 | MC | 9.695 | 1
6FX80025CS641BG0 | POWER CABLE, PREASSEMBLED TYPE: 6FX8002-5CS64 (1FT/1FK/1PH TO SINAMICS) 4X10 C, CONNECTOR SIZE 1.5/RING CABLE LUG, UL/CSA DESINA, TRAILING TYPE MOTION-CONNECT 800, DMAX = 18.4 MM, LENGTH (M) = 0 + 10 + 6 + 0 | 744 | TEM | 1 | MC | 10.321 | 1
6FX80025CS641BG3 | POWER CABLE, PREASSEMBLED TYPE: 6FX8002-5CS64 (1FT/1FK/1PH TO SINAMICS) 4X10 C, CONNECTOR SIZE 1.5/RING CABLE LUG, UL/CSA DESINA, TRAILING TYPE MOTION-CONNECT 800, DMAX = 18.4 MM, LENGTH (M) = 0 + 10 + 6 + 0,3 | 776 | TEM | 1 | MC | 10.509 | 1
6FX80025CS641BG5 | POWER CABLE, PREASSEMBLED TYPE: 6FX8002-5CS64 (1FT/1FK/1PH TO SINAMICS) 4X10 C, CONNECTOR SIZE 1.5/RING CABLE LUG, UL/CSA DESINA, TRAILING TYPE MOTION-CONNECT 800, DMAX = 18.4 MM, LENGTH (M) = 0 + 10 + 6 + 0,5 | 776 | TEM | 1 | MC | 10.634 | 1
6FX80025CS641BH0 | POWER CABLE, PREASSEMBLED TYPE: 6FX8002-5CS64 (1FT/1FK/1PH TO SINAMICS) 4X10 C, CONNECTOR SIZE 1.5/RING CABLE LUG, UL/CSA DESINA, TRAILING TYPE MOTION-CONNECT 800, DMAX = 18.4 MM, LENGTH (M) = 0 + 10 + 7 + 0 | 776 | TEM | 1 | MC | 10.947 | 1
6FX80025CS641BJ0 | POWER CABLE, PREASSEMBLED TYPE: 6FX8002-5CS64 (1FT/1FK/1PH TO SINAMICS) 4X10 C, CONNECTOR SIZE 1.5/RING CABLE LUG, UL/CSA DESINA, TRAILING TYPE MOTION-CONNECT 800, DMAX = 18.4 MM, LENGTH (M) = 0 + 10 + 8 + 0 | 810 | TEM | 1 | MC | 11.573 | 1
6FX80025CS641BJ5 | POWER CABLE, PREASSEMBLED TYPE: 6FX8002-5CS64 (1FT/1FK/1PH TO SINAMICS) 4X10 C, CONNECTOR SIZE 1.5/RING CABLE LUG, UL/CSA DESINA, TRAILING TYPE MOTION-CONNECT 800, DMAX = 18.4 MM, LENGTH (M) = 0 + 10 + 8 + 0,5 | 843 | TEM | 1 | MC | 11.886 | 1
6FX80025CS641BK0 | POWER CABLE, PREASSEMBLED TYPE: 6FX8002-5CS64 (1FT/1FK/1PH TO SINAMICS) 4X10 C, CONNECTOR SIZE 1.5/RING CABLE LUG, UL/CSA DESINA, TRAILING TYPE MOTION-CONNECT 800, DMAX = 18.4 MM, LENGTH (M) = 0 + 10 + 9 + 0 | 842 | TEM | 1 | MC | 12.199 | 1
6FX80025CS641CA0 | POWER CABLE, PREASSEMBLED TYPE: 6FX8002-5CS64 (1FT/1FK/1PH TO SINAMICS) 4X10 C, CONNECTOR SIZE 1.5/RING CABLE LUG, UL/CSA DESINA, TRAILING TYPE MOTION-CONNECT 800, DMAX = 18.4 MM, LENGTH (M) = 0 + 20 + 0 + 0 | 876 | TEM | 1 | MC | 12.825 | 1
6FX80025CS641CA5 | POWER CABLE, PREASSEMBLED TYPE: 6FX8002-5CS64 (1FT/1FK/1PH TO SINAMICS) 4X10 C, CONNECTOR SIZE 1.5/RING CABLE LUG, UL/CSA DESINA, TRAILING TYPE MOTION-CONNECT 800, DMAX = 18.4 MM, LENGTH (M) = 0 + 20 + 0 + 0,5 | 909 | TEM | 1 | MC | 13.138 | 1
6FX80025CS641CB0 | POWER CABLE, PREASSEMBLED TYPE: 6FX8002-5CS64 (1FT/1FK/1PH TO SINAMICS) 4X10 C, CONNECTOR SIZE 1.5/RING CABLE LUG, UL/CSA DESINA, TRAILING TYPE MOTION-CONNECT 800, DMAX = 18.4 MM, LENGTH (M) = 0 + 20 + 1 + 0 | 909 | TEM | 1 | MC | 13.451 | 1
6FX80025CS641CC0 | POWER CABLE, PREASSEMBLED TYPE: 6FX8002-5CS64 (1FT/1FK/1PH TO SINAMICS) 4X10 C, CONNECTOR SIZE 1.5/RING CABLE LUG, UL/CSA DESINA, TRAILING TYPE MOTION-CONNECT 800, DMAX = 18.4 MM, LENGTH (M) = 0 + 20 + 2 + 0 | 942 | TEM | 1 | MC | 14.077 | 1
6FX80025CS641CC5 | POWER CABLE, PREASSEMBLED TYPE: 6FX8002-5CS64 (1FT/1FK/1PH TO SINAMICS) 4X10 C, CONNECTOR SIZE 1.5/RING CABLE LUG, UL/CSA DESINA, TRAILING TYPE MOTION-CONNECT 800, DMAX = 18.4 MM, LENGTH (M) = 0 + 20 + 2 + 0,5 | 974 | TEM | 1 | MC | 14.39 | 1
6FX80025CS641CE0 | POWER CABLE, PREASSEMBLED TYPE: 6FX8002-5CS64 (1FT/1FK/1PH TO SINAMICS) 4X10 C, CONNECTOR SIZE 1.5/RING CABLE LUG, UL/CSA DESINA, TRAILING TYPE MOTION-CONNECT 800, DMAX = 18.4 MM, LENGTH (M) = 0 + 20 + 4 + 0 | 1007 | TEM | 1 | MC | 15.329 | 1
6FX80025CS641CG0 | POWER CABLE, PREASSEMBLED TYPE: 6FX8002-5CS64 (1FT/1FK/1PH TO SINAMICS) 4X10 C, CONNECTOR SIZE 1.5/RING CABLE LUG, UL/CSA DESINA, TRAILING TYPE MOTION-CONNECT 800, DMAX = 18.4 MM, LENGTH (M) = 0 + 20 + 6 + 0 | 1073 | TEM | 1 | MC | 16.581 | 1
6FX80025CS641CK0 | POWER CABLE, PREASSEMBLED TYPE: 6FX8002-5CS64 (1FT/1FK/1PH TO SINAMICS) 4X10 C, CONNECTOR SIZE 1.5/RING CABLE LUG, UL/CSA DESINA, TRAILING TYPE MOTION-CONNECT 800, DMAX = 18.4 MM, LENGTH (M) = 0 + 20 + 9 + 0 | 1171 | TEM | 1 | MC | 18.459 | 1
6FX80025CS641DA0 | POWER CABLE, PREASSEMBLED TYPE: 6FX8002-5CS64 (1FT/1FK/1PH TO SINAMICS) 4X10 C, CONNECTOR SIZE 1.5/RING CABLE LUG, UL/CSA DESINA, TRAILING TYPE MOTION-CONNECT 800, DMAX = 18.4 MM, LENGTH (M) = 0 + 30 + 0 + 0 | 1203 | TEM | 1 | MC | 19.085 | 1
6FX80025CS641EA0 | POWER CABLE, PREASSEMBLED TYPE: 6FX8002-5CS64 (1FT/1FK/1PH TO SINAMICS) 4X10 C, CONNECTOR SIZE 1.5/RING CABLE LUG, UL/CSA DESINA, TRAILING TYPE MOTION-CONNECT 800, DMAX = 18.4 MM, LENGTH (M) = 0 + 40 + 0 + 0 | 1530 | TEM | 1 | MC | 25.345 | 1
6FX80025CS641FA0 | POWER CABLE, PREASSEMBLED TYPE: 6FX8002-5CS64 (1FT/1FK/1PH TO SINAMICS) 4X10 C, CONNECTOR SIZE 1.5/RING CABLE LUG, UL/CSA DESINA, TRAILING TYPE MOTION-CONNECT 800, DMAX = 18.4 MM, LENGTH (M) = 0 + 50 + 0 + 0 | 1857 | TEM | 1 | MC | 31.605 | 1
6FX80025CS642AA0 | POWER CABLE, PREASSEMBLED TYPE: 6FX8002-5CS64 (1FT/1FK/1PH TO SINAMICS) 4X10 C, CONNECTOR SIZE 1.5/RING CABLE LUG, UL/CSA DESINA, TRAILING TYPE MOTION-CONNECT 800, DMAX = 18.4 MM, LENGTH (M) = 100 + 0 + 0 + 0 | 3488 | TEM | 1 | MC | 62.905 | 1
6FX80025CX181AC0 | POWER CABLE EXTENSION 4X10 C CONNECTOR FULL THREAD SIZE 3 MOTION-CONNECT 800PLUS TRAILING TYPE UL/CSA DESINA DMAX=18.2MM LENGTH (M) = TYPE: 6FX8002-5CX18 LENGTH (M) = 0 + 0 + 2 + 0 | 1615 | TEM | 1 | MC | 3.168 | 1
6FX80025CX181AF0 | POWER CABLE EXTENSION 4X10 C CONNECTOR FULL THREAD SIZE 3 MOTION-CONNECT 800PLUS TRAILING TYPE UL/CSA DESINA DMAX=18.2MM LENGTH (M) = TYPE: 6FX8002-5CX18 LENGTH (M) = 0 + 0 + 5 + 0 | 1718 | TEM | 1 | MC | 5.046 | 1
6FX80025CX181AK0 | POWER CABLE EXTENSION 4X10 C CONNECTOR FULL THREAD SIZE 3 MOTION-CONNECT 800PLUS TRAILING TYPE UL/CSA DESINA DMAX=18.2MM LENGTH (M) = TYPE: 6FX8002-5CX18 LENGTH (M) = 0 + 0 + 9 + 0 | 1854 | TEM | 1 | MC | 7.55 | 1
6FX80025CX181BA0 | POWER CABLE EXTENSION 4X10 C CONNECTOR FULL THREAD SIZE 3 MOTION-CONNECT 800PLUS TRAILING TYPE UL/CSA DESINA DMAX=18.2MM LENGTH (M) = TYPE: 6FX8002-5CX18 LENGTH (M) = 0 + 10 + 0 + 0 | 1891 | TEM | 1 | MC | 8.176 | 1
6FX80025CX181BF0 | POWER CABLE EXTENSION 4X10 C CONNECTOR FULL THREAD SIZE 3 MOTION-CONNECT 800PLUS TRAILING TYPE UL/CSA DESINA DMAX=18.2MM LENGTH (M) = TYPE: 6FX8002-5CX18 LENGTH (M) = 0 + 10 + 5 + 0 | 2062 | TEM | 1 | MC | 11.306 | 1
6FX80025CX181DA0 | POWER CABLE EXTENSION 4X10 C CONNECTOR FULL THREAD SIZE 3 MOTION-CONNECT 800PLUS TRAILING TYPE UL/CSA DESINA DMAX=18.2MM LENGTH (M) = TYPE: 6FX8002-5CX18 LENGTH (M) = 0 + 30 + 0 + 0 | 2574 | TEM | 1 | MC | 20.696 | 1
6FX80025CX281AB0 | POWER CABLE EXTENSION 4X16 C CONNECTOR FULL THREAD SIZE 3 MOTION-CONNECT 800PLUS TRAILING TYPE UL/CSA DESINA DMAX=22.3MM LENGTH (M) = TYPE: 6FX8002-5CX28 LENGTH (M) = 0 + 0 + 1 + 0 | 1591 | TEM | 1 | MC | 2.856 | 1
6FX80025CX281AC0 | POWER CABLE EXTENSION 4X16 C CONNECTOR FULL THREAD SIZE 3 MOTION-CONNECT 800PLUS TRAILING TYPE UL/CSA DESINA DMAX=22.3MM LENGTH (M) = TYPE: 6FX8002-5CX28 LENGTH (M) = 0 + 0 + 2 + 0 | 1636 | TEM | 1 | MC | 3.796 | 1
6FX80025CX281AE0 | POWER CABLE EXTENSION 4X16 C CONNECTOR FULL THREAD SIZE 3 MOTION-CONNECT 800PLUS TRAILING TYPE UL/CSA DESINA DMAX=22.3MM LENGTH (M) = TYPE: 6FX8002-5CX28 LENGTH (M) = 0 + 0 + 4 + 0 | 1725 | TEM | 1 | MC | 5.676 | 1
6FX80025CX281AF0 | POWER CABLE EXTENSION 4X16 C CONNECTOR FULL THREAD SIZE 3 MOTION-CONNECT 800PLUS TRAILING TYPE UL/CSA DESINA DMAX=22.3MM LENGTH (M) = TYPE: 6FX8002-5CX28 LENGTH (M) = 0 + 0 + 5 + 0 | 1769 | TEM | 1 | MC | 6.616 | 1
6FX80025CX281AG0 | POWER CABLE EXTENSION 4X16 C CONNECTOR FULL THREAD SIZE 3 MOTION-CONNECT 800PLUS TRAILING TYPE UL/CSA DESINA DMAX=22.3MM LENGTH (M) = TYPE: 6FX8002-5CX28 LENGTH (M) = 0 + 0 + 6 + 0 | 1814 | TEM | 1 | MC | 7.556 | 1
6FX80025CX281AH0 | POWER CABLE EXTENSION 4X16 C CONNECTOR FULL THREAD SIZE 3 MOTION-CONNECT 800PLUS TRAILING TYPE UL/CSA DESINA DMAX=22.3MM LENGTH (M) = TYPE: 6FX8002-5CX28 LENGTH (M) = 0 + 0 + 7 + 0 | 1859 | TEM | 1 | MC | 8.496 | 1
6FX80025CX281AJ0 | POWER CABLE EXTENSION 4X16 C CONNECTOR FULL THREAD SIZE 3 MOTION-CONNECT 800PLUS TRAILING TYPE UL/CSA DESINA DMAX=22.3MM LENGTH (M) = TYPE: 6FX8002-5CX28 LENGTH (M) = 0 + 0 + 8 + 0 | 1904 | TEM | 1 | MC | 9.436 | 1
6FX80025CX281AK0 | POWER CABLE EXTENSION 4X16 C CONNECTOR FULL THREAD SIZE 3 MOTION-CONNECT 800PLUS TRAILING TYPE UL/CSA DESINA DMAX=22.3MM LENGTH (M) = TYPE: 6FX8002-5CX28 LENGTH (M) = 0 + 0 + 9 + 0 | 1946 | TEM | 1 | MC | 10.376 | 1
6FX80025CX281BA0 | POWER CABLE EXTENSION 4X16 C CONNECTOR FULL THREAD SIZE 3 MOTION-CONNECT 800PLUS TRAILING TYPE UL/CSA DESINA DMAX=22.3MM LENGTH (M) = TYPE: 6FX8002-5CX28 LENGTH (M) = 0 + 10 + 0 + 0 | 1991 | TEM | 1 | MC | 11.316 | 1
6FX80025CX281BJ0 | POWER CABLE EXTENSION 4X16 C CONNECTOR FULL THREAD SIZE 3 MOTION-CONNECT 800PLUS TRAILING TYPE UL/CSA DESINA DMAX=22.3MM LENGTH (M) = TYPE: 6FX8002-5CX28 LENGTH (M) = 0 + 10 + 8 + 0 | 2348 | TEM | 1 | MC | 18.836 | 1
6FX80025CX281CF0 | POWER CABLE EXTENSION 4X16 C CONNECTOR FULL THREAD SIZE 3 MOTION-CONNECT 800PLUS TRAILING TYPE UL/CSA DESINA DMAX=22.3MM LENGTH (M) = TYPE: 6FX8002-5CX28 LENGTH (M) = 0 + 20 + 5 + 0 | 2660 | TEM | 1 | MC | 25.416 | 1
6FX80025DA001BA0 | POWER CABLE, PREASSEMBLED TYPE: 6FX8002-5DA00 CUSTOM MADE LENGTH (M) = 0 + 10 + 0 + 0 | 439 | TEM | 1 | MC | 3.84 | 1
6FX80025DA001BE0 | POWER CABLE, PREASSEMBLED TYPE: 6FX8002-5DA00 CUSTOM MADE LENGTH (M) = 0 + 10 + 4 + 0 | 514 | TEM | 1 | MC | 5.256 | 1
6FX80025DA001BH0 | POWER CABLE, PREASSEMBLED TYPE: 6FX8002-5DA00 CUSTOM MADE LENGTH (M) = 0 + 10 + 7 + 0 | 570 | TEM | 1 | MC | 6.318 | 1
6FX80025DA001CA0 | POWER CABLE, PREASSEMBLED TYPE: 6FX8002-5DA00 CUSTOM MADE LENGTH (M) = 0 + 20 + 0 + 0 | 626 | TEM | 1 | MC | 7.38 | 1
6FX80025DA001CB0 | POWER CABLE, PREASSEMBLED TYPE: 6FX8002-5DA00 CUSTOM MADE LENGTH (M) = 0 + 20 + 1 + 0 | 645 | TEM | 1 | MC | 7.734 | 1
6FX80025DA051AA5 | POWER CABLE, PREASSEMBLED EXT. 4X1.5+(2X1.5)C, CONNECTOR FULL THREAD SIZE 1 MOTION-CONNECT 800PLUS TRAILING TYPE UL/CSA DESINA DMAX= 12 MM, LENGTH (M) = TYPE: 6FX8002-5DA05 LENGTH (M) = 0 + 0 + 0 + 0,5 | 257 | TEM | 1 | MC | 0.325 | 1
6FX80025DA051AA6 | POWER CABLE, PREASSEMBLED EXT. 4X1.5+(2X1.5)C, CONNECTOR FULL THREAD SIZE 1 MOTION-CONNECT 800PLUS TRAILING TYPE UL/CSA DESINA DMAX= 12 MM, LENGTH (M) = TYPE: 6FX8002-5DA05 LENGTH (M) = 0 + 0 + 0 + 0,6 | 257 | TEM | 1 | MC | 0.349 | 1
6FX80025DA051AB0 | POWER CABLE, PREASSEMBLED EXT. 4X1.5+(2X1.5)C, CONNECTOR FULL THREAD SIZE 1 MOTION-CONNECT 800PLUS TRAILING TYPE UL/CSA DESINA DMAX= 12 MM, LENGTH (M) = TYPE: 6FX8002-5DA05 LENGTH (M) = 0 + 0 + 1 + 0 | 257 | TEM | 1 | MC | 0.446 | 1
6FX80025DA051AB5 | POWER CABLE, PREASSEMBLED EXT. 4X1.5+(2X1.5)C, CONNECTOR FULL THREAD SIZE 1 MOTION-CONNECT 800PLUS TRAILING TYPE UL/CSA DESINA DMAX= 12 MM, LENGTH (M) = TYPE: 6FX8002-5DA05 LENGTH (M) = 0 + 0 + 1 + 0,5 | 273 | TEM | 1 | MC | 0.567 | 1
6FX80025DA051AB6 | POWER CABLE, PREASSEMBLED EXT. 4X1.5+(2X1.5)C, CONNECTOR FULL THREAD SIZE 1 MOTION-CONNECT 800PLUS TRAILING TYPE UL/CSA DESINA DMAX= 12 MM, LENGTH (M) = TYPE: 6FX8002-5DA05 LENGTH (M) = 0 + 0 + 1 + 0,6 | 273 | TEM | 1 | MC | 0.591 | 1
6FX80025DA051AC0 | POWER CABLE, PREASSEMBLED EXT. 4X1.5+(2X1.5)C, CONNECTOR FULL THREAD SIZE 1 MOTION-CONNECT 800PLUS TRAILING TYPE UL/CSA DESINA DMAX= 12 MM, LENGTH (M) = TYPE: 6FX8002-5DA05 LENGTH (M) = 0 + 0 + 2 + 0 | 273 | TEM | 1 | MC | 0.688 | 1
6FX80025DA051AC5 | POWER CABLE, PREASSEMBLED EXT. 4X1.5+(2X1.5)C, CONNECTOR FULL THREAD SIZE 1 MOTION-CONNECT 800PLUS TRAILING TYPE UL/CSA DESINA DMAX= 12 MM, LENGTH (M) = TYPE: 6FX8002-5DA05 LENGTH (M) = 0 + 0 + 2 + 0,5 | 288 | TEM | 1 | MC | 0.809 | 1
6FX80025DA051AC6 | POWER CABLE, PREASSEMBLED EXT. 4X1.5+(2X1.5)C, CONNECTOR FULL THREAD SIZE 1 MOTION-CONNECT 800PLUS TRAILING TYPE UL/CSA DESINA DMAX= 12 MM, LENGTH (M) = TYPE: 6FX8002-5DA05 LENGTH (M) = 0 + 0 + 2 + 0,6 | 288 | TEM | 1 | MC | 0.833 | 1
6FX80025DA051AD0 | POWER CABLE, PREASSEMBLED EXT. 4X1.5+(2X1.5)C, CONNECTOR FULL THREAD SIZE 1 MOTION-CONNECT 800PLUS TRAILING TYPE UL/CSA DESINA DMAX= 12 MM, LENGTH (M) = TYPE: 6FX8002-5DA05 LENGTH (M) = 0 + 0 + 3 + 0 | 288 | TEM | 1 | MC | 0.93 | 1
6FX80025DA051AD2 | POWER CABLE, PREASSEMBLED EXT. 4X1.5+(2X1.5)C, CONNECTOR FULL THREAD SIZE 1 MOTION-CONNECT 800PLUS TRAILING TYPE UL/CSA DESINA DMAX= 12 MM, LENGTH (M) = TYPE: 6FX8002-5DA05 LENGTH (M) = 0 + 0 + 3 + 0,2 | 304 | TEM | 1 | MC | 0.978 | 1
6FX80025DA051AD5 | POWER CABLE, PREASSEMBLED EXT. 4X1.5+(2X1.5)C, CONNECTOR FULL THREAD SIZE 1 MOTION-CONNECT 800PLUS TRAILING TYPE UL/CSA DESINA DMAX= 12 MM, LENGTH (M) = TYPE: 6FX8002-5DA05 LENGTH (M) = 0 + 0 + 3 + 0,5 | 304 | TEM | 1 | MC | 1.051 | 1
6FX80025DA051AD7 | POWER CABLE, PREASSEMBLED EXT. 4X1.5+(2X1.5)C, CONNECTOR FULL THREAD SIZE 1 MOTION-CONNECT 800PLUS TRAILING TYPE UL/CSA DESINA DMAX= 12 MM, LENGTH (M) = TYPE: 6FX8002-5DA05 LENGTH (M) = 0 + 0 + 3 + 0,7 | 304 | TEM | 1 | MC | 1.099 | 1
6FX80025DA051AE0 | POWER CABLE, PREASSEMBLED EXT. 4X1.5+(2X1.5)C, CONNECTOR FULL THREAD SIZE 1 MOTION-CONNECT 800PLUS TRAILING TYPE UL/CSA DESINA DMAX= 12 MM, LENGTH (M) = TYPE: 6FX8002-5DA05 LENGTH (M) = 0 + 0 + 4 + 0 | 304 | TEM | 1 | MC | 1.172 | 1
6FX80025DA051AE3 | POWER CABLE, PREASSEMBLED EXT. 4X1.5+(2X1.5)C, CONNECTOR FULL THREAD SIZE 1 MOTION-CONNECT 800PLUS TRAILING TYPE UL/CSA DESINA DMAX= 12 MM, LENGTH (M) = TYPE: 6FX8002-5DA05 LENGTH (M) = 0 + 0 + 4 + 0,3 | 319 | TEM | 1 | MC | 1.245 | 1
6FX80025DA051AE5 | POWER CABLE, PREASSEMBLED EXT. 4X1.5+(2X1.5)C, CONNECTOR FULL THREAD SIZE 1 MOTION-CONNECT 800PLUS TRAILING TYPE UL/CSA DESINA DMAX= 12 MM, LENGTH (M) = TYPE: 6FX8002-5DA05 LENGTH (M) = 0 + 0 + 4 + 0,5 | 319 | TEM | 1 | MC | 1.293 | 1
6FX80025DA051AF0 | POWER CABLE, PREASSEMBLED EXT. 4X1.5+(2X1.5)C, CONNECTOR FULL THREAD SIZE 1 MOTION-CONNECT 800PLUS TRAILING TYPE UL/CSA DESINA DMAX= 12 MM, LENGTH (M) = TYPE: 6FX8002-5DA05 LENGTH (M) = 0 + 0 + 5 + 0 | 319 | TEM | 1 | MC | 1.414 | 1
6FX80025DA051AG0 | POWER CABLE, PREASSEMBLED EXT. 4X1.5+(2X1.5)C, CONNECTOR FULL THREAD SIZE 1 MOTION-CONNECT 800PLUS TRAILING TYPE UL/CSA DESINA DMAX= 12 MM, LENGTH (M) = TYPE: 6FX8002-5DA05 LENGTH (M) = 0 + 0 + 6 + 0 | 335 | TEM | 1 | MC | 1.656 | 1
6FX80025DA051AG2 | POWER CABLE, PREASSEMBLED EXT. 4X1.5+(2X1.5)C, CONNECTOR FULL THREAD SIZE 1 MOTION-CONNECT 800PLUS TRAILING TYPE UL/CSA DESINA DMAX= 12 MM, LENGTH (M) = TYPE: 6FX8002-5DA05 LENGTH (M) = 0 + 0 + 6 + 0,2 | 350 | TEM | 1 | MC | 1.704 | 1
6FX80025DA051AG5 | POWER CABLE, PREASSEMBLED EXT. 4X1.5+(2X1.5)C, CONNECTOR FULL THREAD SIZE 1 MOTION-CONNECT 800PLUS TRAILING TYPE UL/CSA DESINA DMAX= 12 MM, LENGTH (M) = TYPE: 6FX8002-5DA05 LENGTH (M) = 0 + 0 + 6 + 0,5 | 350 | TEM | 1 | MC | 1.777 | 1
6FX80025DA051AH0 | POWER CABLE, PREASSEMBLED EXT. 4X1.5+(2X1.5)C, CONNECTOR FULL THREAD SIZE 1 MOTION-CONNECT 800PLUS TRAILING TYPE UL/CSA DESINA DMAX= 12 MM, LENGTH (M) = TYPE: 6FX8002-5DA05 LENGTH (M) = 0 + 0 + 7 + 0 | 350 | TEM | 1 | MC | 1.898 | 1
6FX80025DA051AH5 | POWER CABLE, PREASSEMBLED EXT. 4X1.5+(2X1.5)C, CONNECTOR FULL THREAD SIZE 1 MOTION-CONNECT 800PLUS TRAILING TYPE UL/CSA DESINA DMAX= 12 MM, LENGTH (M) = TYPE: 6FX8002-5DA05 LENGTH (M) = 0 + 0 + 7 + 0,5 | 366 | TEM | 1 | MC | 2.019 | 1
6FX80025DA051AJ0 | POWER CABLE, PREASSEMBLED EXT. 4X1.5+(2X1.5)C, CONNECTOR FULL THREAD SIZE 1 MOTION-CONNECT 800PLUS TRAILING TYPE UL/CSA DESINA DMAX= 12 MM, LENGTH (M) = TYPE: 6FX8002-5DA05 LENGTH (M) = 0 + 0 + 8 + 0 | 366 | TEM | 1 | MC | 2.14 | 1
6FX80025DA051AK0 | POWER CABLE, PREASSEMBLED EXT. 4X1.5+(2X1.5)C, CONNECTOR FULL THREAD SIZE 1 MOTION-CONNECT 800PLUS TRAILING TYPE UL/CSA DESINA DMAX= 12 MM, LENGTH (M) = TYPE: 6FX8002-5DA05 LENGTH (M) = 0 + 0 + 9 + 0 | 381 | TEM | 1 | MC | 2.382 | 1
6FX80025DA051AK5 | POWER CABLE, PREASSEMBLED EXT. 4X1.5+(2X1.5)C, CONNECTOR FULL THREAD SIZE 1 MOTION-CONNECT 800PLUS TRAILING TYPE UL/CSA DESINA DMAX= 12 MM, LENGTH (M) = TYPE: 6FX8002-5DA05 LENGTH (M) = 0 + 0 + 9 + 0,5 | 397 | TEM | 1 | MC | 2.503 | 1
6FX80025DA051BA0 | POWER CABLE, PREASSEMBLED EXT. 4X1.5+(2X1.5)C, CONNECTOR FULL THREAD SIZE 1 MOTION-CONNECT 800PLUS TRAILING TYPE UL/CSA DESINA DMAX= 12 MM, LENGTH (M) = TYPE: 6FX8002-5DA05 LENGTH (M) = 0 + 10 + 0 + 0 | 397 | TEM | 1 | MC | 2.624 | 1
6FX80025DA051BB0 | POWER CABLE, PREASSEMBLED EXT. 4X1.5+(2X1.5)C, CONNECTOR FULL THREAD SIZE 1 MOTION-CONNECT 800PLUS TRAILING TYPE UL/CSA DESINA DMAX= 12 MM, LENGTH (M) = TYPE: 6FX8002-5DA05 LENGTH (M) = 0 + 10 + 1 + 0 | 412 | TEM | 1 | MC | 2.866 | 1
6FX80025DA051BC0 | POWER CABLE, PREASSEMBLED EXT. 4X1.5+(2X1.5)C, CONNECTOR FULL THREAD SIZE 1 MOTION-CONNECT 800PLUS TRAILING TYPE UL/CSA DESINA DMAX= 12 MM, LENGTH (M) = TYPE: 6FX8002-5DA05 LENGTH (M) = 0 + 10 + 2 + 0 | 428 | TEM | 1 | MC | 3.108 | 1
6FX80025DA051BC5 | POWER CABLE, PREASSEMBLED EXT. 4X1.5+(2X1.5)C, CONNECTOR FULL THREAD SIZE 1 MOTION-CONNECT 800PLUS TRAILING TYPE UL/CSA DESINA DMAX= 12 MM, LENGTH (M) = TYPE: 6FX8002-5DA05 LENGTH (M) = 0 + 10 + 2 + 0,5 | 443 | TEM | 1 | MC | 3.229 | 1
6FX80025DA051BD0 | POWER CABLE, PREASSEMBLED EXT. 4X1.5+(2X1.5)C, CONNECTOR FULL THREAD SIZE 1 MOTION-CONNECT 800PLUS TRAILING TYPE UL/CSA DESINA DMAX= 12 MM, LENGTH (M) = TYPE: 6FX8002-5DA05 LENGTH (M) = 0 + 10 + 3 + 0 | 443 | TEM | 1 | MC | 3.35 | 1
6FX80025DA051BE0 | POWER CABLE, PREASSEMBLED EXT. 4X1.5+(2X1.5)C, CONNECTOR FULL THREAD SIZE 1 MOTION-CONNECT 800PLUS TRAILING TYPE UL/CSA DESINA DMAX= 12 MM, LENGTH (M) = TYPE: 6FX8002-5DA05 LENGTH (M) = 0 + 10 + 4 + 0 | 459 | TEM | 1 | MC | 3.592 | 1
6FX80025DA051BF0 | POWER CABLE, PREASSEMBLED EXT. 4X1.5+(2X1.5)C, CONNECTOR FULL THREAD SIZE 1 MOTION-CONNECT 800PLUS TRAILING TYPE UL/CSA DESINA DMAX= 12 MM, LENGTH (M) = TYPE: 6FX8002-5DA05 LENGTH (M) = 0 + 10 + 5 + 0 | 474 | TEM | 1 | MC | 3.834 | 1
6FX80025DA051BG0 | POWER CABLE, PREASSEMBLED EXT. 4X1.5+(2X1.5)C, CONNECTOR FULL THREAD SIZE 1 MOTION-CONNECT 800PLUS TRAILING TYPE UL/CSA DESINA DMAX= 12 MM, LENGTH (M) = TYPE: 6FX8002-5DA05 LENGTH (M) = 0 + 10 + 6 + 0 | 490 | TEM | 1 | MC | 4.076 | 1
6FX80025DA051BG5 | POWER CABLE, PREASSEMBLED EXT. 4X1.5+(2X1.5)C, CONNECTOR FULL THREAD SIZE 1 MOTION-CONNECT 800PLUS TRAILING TYPE UL/CSA DESINA DMAX= 12 MM, LENGTH (M) = TYPE: 6FX8002-5DA05 LENGTH (M) = 0 + 10 + 6 + 0,5 | 506 | TEM | 1 | MC | 4.197 | 1
6FX80025DA051BH0 | POWER CABLE, PREASSEMBLED EXT. 4X1.5+(2X1.5)C, CONNECTOR FULL THREAD SIZE 1 MOTION-CONNECT 800PLUS TRAILING TYPE UL/CSA DESINA DMAX= 12 MM, LENGTH (M) = TYPE: 6FX8002-5DA05 LENGTH (M) = 0 + 10 + 7 + 0 | 505 | TEM | 1 | MC | 4.318 | 1
6FX80025DA051BH1 | POWER CABLE, PREASSEMBLED EXT. 4X1.5+(2X1.5)C, CONNECTOR FULL THREAD SIZE 1 MOTION-CONNECT 800PLUS TRAILING TYPE UL/CSA DESINA DMAX= 12 MM, LENGTH (M) = TYPE: 6FX8002-5DA05 LENGTH (M) = 0 + 10 + 7 + 0,1 | 521 | TEM | 1 | MC | 4.342 | 1
6FX80025DA051BJ0 | POWER CABLE, PREASSEMBLED EXT. 4X1.5+(2X1.5)C, CONNECTOR FULL THREAD SIZE 1 MOTION-CONNECT 800PLUS TRAILING TYPE UL/CSA DESINA DMAX= 12 MM, LENGTH (M) = TYPE: 6FX8002-5DA05 LENGTH (M) = 0 + 10 + 8 + 0 | 521 | TEM | 1 | MC | 4.56 | 1
6FX80025DA051BK0 | POWER CABLE, PREASSEMBLED EXT. 4X1.5+(2X1.5)C, CONNECTOR FULL THREAD SIZE 1 MOTION-CONNECT 800PLUS TRAILING TYPE UL/CSA DESINA DMAX= 12 MM, LENGTH (M) = TYPE: 6FX8002-5DA05 LENGTH (M) = 0 + 10 + 9 + 0 | 536 | TEM | 1 | MC | 4.802 | 1
6FX80025DA051CA0 | POWER CABLE, PREASSEMBLED EXT. 4X1.5+(2X1.5)C, CONNECTOR FULL THREAD SIZE 1 MOTION-CONNECT 800PLUS TRAILING TYPE UL/CSA DESINA DMAX= 12 MM, LENGTH (M) = TYPE: 6FX8002-5DA05 LENGTH (M) = 0 + 20 + 0 + 0 | 552 | TEM | 1 | MC | 5.044 | 1
6FX80025DA051CB0 | POWER CABLE, PREASSEMBLED EXT. 4X1.5+(2X1.5)C, CONNECTOR FULL THREAD SIZE 1 MOTION-CONNECT 800PLUS TRAILING TYPE UL/CSA DESINA DMAX= 12 MM, LENGTH (M) = TYPE: 6FX8002-5DA05 LENGTH (M) = 0 + 20 + 1 + 0 | 567 | TEM | 1 | MC | 5.286 | 1
6FX80025DA051CC0 | POWER CABLE, PREASSEMBLED EXT. 4X1.5+(2X1.5)C, CONNECTOR FULL THREAD SIZE 1 MOTION-CONNECT 800PLUS TRAILING TYPE UL/CSA DESINA DMAX= 12 MM, LENGTH (M) = TYPE: 6FX8002-5DA05 LENGTH (M) = 0 + 20 + 2 + 0 | 583 | TEM | 1 | MC | 5.528 | 1
6FX80025DA051CD0 | POWER CABLE, PREASSEMBLED EXT. 4X1.5+(2X1.5)C, CONNECTOR FULL THREAD SIZE 1 MOTION-CONNECT 800PLUS TRAILING TYPE UL/CSA DESINA DMAX= 12 MM, LENGTH (M) = TYPE: 6FX8002-5DA05 LENGTH (M) = 0 + 20 + 3 + 0 | 598 | TEM | 1 | MC | 5.77 | 1
6FX80025DA051CE0 | POWER CABLE, PREASSEMBLED EXT. 4X1.5+(2X1.5)C, CONNECTOR FULL THREAD SIZE 1 MOTION-CONNECT 800PLUS TRAILING TYPE UL/CSA DESINA DMAX= 12 MM, LENGTH (M) = TYPE: 6FX8002-5DA05 LENGTH (M) = 0 + 20 + 4 + 0 | 613 | TEM | 1 | MC | 6.012 | 1
6FX80025DA051CF0 | POWER CABLE, PREASSEMBLED EXT. 4X1.5+(2X1.5)C, CONNECTOR FULL THREAD SIZE 1 MOTION-CONNECT 800PLUS TRAILING TYPE UL/CSA DESINA DMAX= 12 MM, LENGTH (M) = TYPE: 6FX8002-5DA05 LENGTH (M) = 0 + 20 + 5 + 0 | 629 | TEM | 1 | MC | 6.254 | 1
6FX80025DA051CG0 | POWER CABLE, PREASSEMBLED EXT. 4X1.5+(2X1.5)C, CONNECTOR FULL THREAD SIZE 1 MOTION-CONNECT 800PLUS TRAILING TYPE UL/CSA DESINA DMAX= 12 MM, LENGTH (M) = TYPE: 6FX8002-5DA05 LENGTH (M) = 0 + 20 + 6 + 0 | 645 | TEM | 1 | MC | 6.496 | 1
6FX80025DA051CH0 | POWER CABLE, PREASSEMBLED EXT. 4X1.5+(2X1.5)C, CONNECTOR FULL THREAD SIZE 1 MOTION-CONNECT 800PLUS TRAILING TYPE UL/CSA DESINA DMAX= 12 MM, LENGTH (M) = TYPE: 6FX8002-5DA05 LENGTH (M) = 0 + 20 + 7 + 0 | 660 | TEM | 1 | MC | 6.738 | 1
6FX80025DA051DA0 | POWER CABLE, PREASSEMBLED EXT. 4X1.5+(2X1.5)C, CONNECTOR FULL THREAD SIZE 1 MOTION-CONNECT 800PLUS TRAILING TYPE UL/CSA DESINA DMAX= 12 MM, LENGTH (M) = TYPE: 6FX8002-5DA05 LENGTH (M) = 0 + 30 + 0 + 0 | 705 | TEM | 1 | MC | 7.464 | 1
6FX80025DA051DD0 | POWER CABLE, PREASSEMBLED EXT. 4X1.5+(2X1.5)C, CONNECTOR FULL THREAD SIZE 1 MOTION-CONNECT 800PLUS TRAILING TYPE UL/CSA DESINA DMAX= 12 MM, LENGTH (M) = TYPE: 6FX8002-5DA05 LENGTH (M) = 0 + 30 + 3 + 0 | 752 | TEM | 1 | MC | 8.19 | 1
6FX80025DA051EG0 | POWER CABLE, PREASSEMBLED EXT. 4X1.5+(2X1.5)C, CONNECTOR FULL THREAD SIZE 1 MOTION-CONNECT 800PLUS TRAILING TYPE UL/CSA DESINA DMAX= 12 MM, LENGTH (M) = TYPE: 6FX8002-5DA05 LENGTH (M) = 0 + 40 + 6 + 0 | 954 | TEM | 1 | MC | 11.336 | 1
6FX80025DA051KA0 | POWER CABLE, PREASSEMBLED EXT. 4X1.5+(2X1.5)C, CONNECTOR FULL THREAD SIZE 1 MOTION-CONNECT 800PLUS TRAILING TYPE UL/CSA DESINA DMAX= 12 MM, LENGTH (M) = TYPE: 6FX8002-5DA05 LENGTH (M) = 0 + 90 + 0 + 0 + 0 | 1639 | TEM | 1 | MC | 21.984 | 1
6FX80025DA151AB0 | POWER CABLE EXTENSION 4X2.5 + (2X1.5)C C MOTION-CONNECT 800PLUS TRAILING TYPE UL/CSA DESINA DMAX=13.8 MM LENGTH (M) = TYPE: 6FX8002-5DA15 LENGTH (M) = 0 + 0 + 1 + 0 | 262 | TEM | 1 | MC | 0.497 | 1
6FX80025DA151AC0 | POWER CABLE EXTENSION 4X2.5 + (2X1.5)C C MOTION-CONNECT 800PLUS TRAILING TYPE UL/CSA DESINA DMAX=13.8 MM LENGTH (M) = TYPE: 6FX8002-5DA15 LENGTH (M) = 0 + 0 + 2 + 0 | 280 | TEM | 1 | MC | 0.799 | 1
6FX80025DA151AC6 | POWER CABLE EXTENSION 4X2.5 + (2X1.5)C C MOTION-CONNECT 800PLUS TRAILING TYPE UL/CSA DESINA DMAX=13.8 MM LENGTH (M) = TYPE: 6FX8002-5DA15 LENGTH (M) = 0 + 0 + 2 + 0,6 | 298 | TEM | 1 | MC | 0.98 | 1
6FX80025DA151AD0 | POWER CABLE EXTENSION 4X2.5 + (2X1.5)C C MOTION-CONNECT 800PLUS TRAILING TYPE UL/CSA DESINA DMAX=13.8 MM LENGTH (M) = TYPE: 6FX8002-5DA15 LENGTH (M) = 0 + 0 + 3 + 0 | 298 | TEM | 1 | MC | 1.101 | 1
6FX80025DA151AE0 | POWER CABLE EXTENSION 4X2.5 + (2X1.5)C C MOTION-CONNECT 800PLUS TRAILING TYPE UL/CSA DESINA DMAX=13.8 MM LENGTH (M) = TYPE: 6FX8002-5DA15 LENGTH (M) = 0 + 0 + 4 + 0 | 316 | TEM | 1 | MC | 1.403 | 1
6FX80025DA151AF0 | POWER CABLE EXTENSION 4X2.5 + (2X1.5)C C MOTION-CONNECT 800PLUS TRAILING TYPE UL/CSA DESINA DMAX=13.8 MM LENGTH (M) = TYPE: 6FX8002-5DA15 LENGTH (M) = 0 + 0 + 5 + 0 | 334 | TEM | 1 | MC | 1.705 | 1
6FX80025DA151AG0 | POWER CABLE EXTENSION 4X2.5 + (2X1.5)C C MOTION-CONNECT 800PLUS TRAILING TYPE UL/CSA DESINA DMAX=13.8 MM LENGTH (M) = TYPE: 6FX8002-5DA15 LENGTH (M) = 0 + 0 + 6 + 0 | 351 | TEM | 1 | MC | 2.007 | 1
6FX80025DA151AH0 | POWER CABLE EXTENSION 4X2.5 + (2X1.5)C C MOTION-CONNECT 800PLUS TRAILING TYPE UL/CSA DESINA DMAX=13.8 MM LENGTH (M) = TYPE: 6FX8002-5DA15 LENGTH (M) = 0 + 0 + 7 + 0 | 369 | TEM | 1 | MC | 2.309 | 1
6FX80025DA151AH5 | POWER CABLE EXTENSION 4X2.5 + (2X1.5)C C MOTION-CONNECT 800PLUS TRAILING TYPE UL/CSA DESINA DMAX=13.8 MM LENGTH (M) = TYPE: 6FX8002-5DA15 LENGTH (M) = 0 + 0 + 7 + 0,5 | 387 | TEM | 1 | MC | 2.46 | 1
6FX80025DA151AH7 | POWER CABLE EXTENSION 4X2.5 + (2X1.5)C C MOTION-CONNECT 800PLUS TRAILING TYPE UL/CSA DESINA DMAX=13.8 MM LENGTH (M) = TYPE: 6FX8002-5DA15 LENGTH (M) = 0 + 0 + 7 + 0,7 | 387 | TEM | 1 | MC | 2.52 | 1
6FX80025DA151AJ0 | POWER CABLE EXTENSION 4X2.5 + (2X1.5)C C MOTION-CONNECT 800PLUS TRAILING TYPE UL/CSA DESINA DMAX=13.8 MM LENGTH (M) = TYPE: 6FX8002-5DA15 LENGTH (M) = 0 + 0 + 8 + 0 | 387 | TEM | 1 | MC | 2.611 | 1
6FX80025DA151AK0 | POWER CABLE EXTENSION 4X2.5 + (2X1.5)C C MOTION-CONNECT 800PLUS TRAILING TYPE UL/CSA DESINA DMAX=13.8 MM LENGTH (M) = TYPE: 6FX8002-5DA15 LENGTH (M) = 0 + 0 + 9 + 0 | 405 | TEM | 1 | MC | 2.913 | 1
6FX80025DA151BA0 | POWER CABLE EXTENSION 4X2.5 + (2X1.5)C C MOTION-CONNECT 800PLUS TRAILING TYPE UL/CSA DESINA DMAX=13.8 MM LENGTH (M) = TYPE: 6FX8002-5DA15 LENGTH (M) = 0 + 10 + 0 + 0 | 423 | TEM | 1 | MC | 3.215 | 1
6FX80025DA151BA5 | POWER CABLE EXTENSION 4X2.5 + (2X1.5)C C MOTION-CONNECT 800PLUS TRAILING TYPE UL/CSA DESINA DMAX=13.8 MM LENGTH (M) = TYPE: 6FX8002-5DA15 LENGTH (M) = 0 + 10 + 0 + 0,5 | 441 | TEM | 1 | MC | 3.366 | 1
6FX80025DA151BB0 | POWER CABLE EXTENSION 4X2.5 + (2X1.5)C C MOTION-CONNECT 800PLUS TRAILING TYPE UL/CSA DESINA DMAX=13.8 MM LENGTH (M) = TYPE: 6FX8002-5DA15 LENGTH (M) = 0 + 10 + 1 + 0 | 441 | TEM | 1 | MC | 3.517 | 1
6FX80025DA151BB5 | POWER CABLE EXTENSION 4X2.5 + (2X1.5)C C MOTION-CONNECT 800PLUS TRAILING TYPE UL/CSA DESINA DMAX=13.8 MM LENGTH (M) = TYPE: 6FX8002-5DA15 LENGTH (M) = 0 + 10 + 1 + 0,5 | 459 | TEM | 1 | MC | 3.668 | 1
6FX80025DA151BC0 | POWER CABLE EXTENSION 4X2.5 + (2X1.5)C C MOTION-CONNECT 800PLUS TRAILING TYPE UL/CSA DESINA DMAX=13.8 MM LENGTH (M) = TYPE: 6FX8002-5DA15 LENGTH (M) = 0 + 10 + 2 + 0 | 459 | TEM | 1 | MC | 3.819 | 1
6FX80025DA151BC6 | POWER CABLE EXTENSION 4X2.5 + (2X1.5)C C MOTION-CONNECT 800PLUS TRAILING TYPE UL/CSA DESINA DMAX=13.8 MM LENGTH (M) = TYPE: 6FX8002-5DA15 LENGTH (M) = 0 + 10 + 2 + 0,6 | 477 | TEM | 1 | MC | 4 | 1
6FX80025DA151BD0 | POWER CABLE EXTENSION 4X2.5 + (2X1.5)C C MOTION-CONNECT 800PLUS TRAILING TYPE UL/CSA DESINA DMAX=13.8 MM LENGTH (M) = TYPE: 6FX8002-5DA15 LENGTH (M) = 0 + 10 + 3 + 0 | 476 | TEM | 1 | MC | 4.121 | 1
6FX80025DA151BE0 | POWER CABLE EXTENSION 4X2.5 + (2X1.5)C C MOTION-CONNECT 800PLUS TRAILING TYPE UL/CSA DESINA DMAX=13.8 MM LENGTH (M) = TYPE: 6FX8002-5DA15 LENGTH (M) = 0 + 10 + 4 + 0 | 494 | TEM | 1 | MC | 4.423 | 1
6FX80025DA151BF0 | POWER CABLE EXTENSION 4X2.5 + (2X1.5)C C MOTION-CONNECT 800PLUS TRAILING TYPE UL/CSA DESINA DMAX=13.8 MM LENGTH (M) = TYPE: 6FX8002-5DA15 LENGTH (M) = 0 + 10 + 5 + 0 | 512 | TEM | 1 | MC | 4.725 | 1
6FX80025DA151BG0 | POWER CABLE EXTENSION 4X2.5 + (2X1.5)C C MOTION-CONNECT 800PLUS TRAILING TYPE UL/CSA DESINA DMAX=13.8 MM LENGTH (M) = TYPE: 6FX8002-5DA15 LENGTH (M) = 0 + 10 + 6 + 0 | 530 | TEM | 1 | MC | 5.027 | 1
6FX80025DA151BH0 | POWER CABLE EXTENSION 4X2.5 + (2X1.5)C C MOTION-CONNECT 800PLUS TRAILING TYPE UL/CSA DESINA DMAX=13.8 MM LENGTH (M) = TYPE: 6FX8002-5DA15 LENGTH (M) = 0 + 10 + 7 + 0 | 548 | TEM | 1 | MC | 5.329 | 1
6FX80025DA151BJ0 | POWER CABLE EXTENSION 4X2.5 + (2X1.5)C C MOTION-CONNECT 800PLUS TRAILING TYPE UL/CSA DESINA DMAX=13.8 MM LENGTH (M) = TYPE: 6FX8002-5DA15 LENGTH (M) = 0 + 10 + 8 + 0 | 566 | TEM | 1 | MC | 5.631 | 1
6FX80025DA151CA0 | POWER CABLE EXTENSION 4X2.5 + (2X1.5)C C MOTION-CONNECT 800PLUS TRAILING TYPE UL/CSA DESINA DMAX=13.8 MM LENGTH (M) = TYPE: 6FX8002-5DA15 LENGTH (M) = 0 + 20 + 0 + 0 | 603 | TEM | 1 | MC | 6.235 | 1
6FX80025DA151CC0 | POWER CABLE EXTENSION 4X2.5 + (2X1.5)C C MOTION-CONNECT 800PLUS TRAILING TYPE UL/CSA DESINA DMAX=13.8 MM LENGTH (M) = TYPE: 6FX8002-5DA15 LENGTH (M) = 0 + 20 + 2 + 0 | 639 | TEM | 1 | MC | 6.839 | 1
6FX80025DA151CD0 | POWER CABLE EXTENSION 4X2.5 + (2X1.5)C C MOTION-CONNECT 800PLUS TRAILING TYPE UL/CSA DESINA DMAX=13.8 MM LENGTH (M) = TYPE: 6FX8002-5DA15 LENGTH (M) = 0 + 20 + 3 + 0 | 656 | TEM | 1 | MC | 7.141 | 1
6FX80025DA151CE0 | POWER CABLE EXTENSION 4X2.5 + (2X1.5)C C MOTION-CONNECT 800PLUS TRAILING TYPE UL/CSA DESINA DMAX=13.8 MM LENGTH (M) = TYPE: 6FX8002-5DA15 LENGTH (M) = 0 + 20 + 4 + 0 | 674 | TEM | 1 | MC | 7.443 | 1
6FX80025DA151CF0 | POWER CABLE EXTENSION 4X2.5 + (2X1.5)C C MOTION-CONNECT 800PLUS TRAILING TYPE UL/CSA DESINA DMAX=13.8 MM LENGTH (M) = TYPE: 6FX8002-5DA15 LENGTH (M) = 0 + 20 + 5 + 0 | 692 | TEM | 1 | MC | 7.745 | 1
6FX80025DA151CG0 | POWER CABLE EXTENSION 4X2.5 + (2X1.5)C C MOTION-CONNECT 800PLUS TRAILING TYPE UL/CSA DESINA DMAX=13.8 MM LENGTH (M) = TYPE: 6FX8002-5DA15 LENGTH (M) = 0 + 20 + 6 + 0 | 710 | TEM | 1 | MC | 8.047 | 1
6FX80025DA151DA0 | POWER CABLE EXTENSION 4X2.5 + (2X1.5)C C MOTION-CONNECT 800PLUS TRAILING TYPE UL/CSA DESINA DMAX=13.8 MM LENGTH (M) = TYPE: 6FX8002-5DA15 LENGTH (M) = 0 + 30 + 0 + 0 | 780 | TEM | 1 | MC | 9.255 | 1
6FX80025DA201AC0 | POWER CABLE, PREASSEMBLED 4X1.5+(2X1.5)C C, CONNECTOR FULL THREAD SIZE 0.5 FOR SINAMICS MOTOR MODULE MOTION-CONNECT 800PLUS TRAILING TYPE UL/CSA DESINA DMAX= 12 MM, LENGTH (M) = TYPE: 6FX8002-5DA20 LENGTH (M) = + 0 + 0 2 + 0 | 279 | TEM | 1 | MC | 0.739 | 1
6FX80025DA201AF0 | POWER CABLE, PREASSEMBLED 4X1.5+(2X1.5)C C, CONNECTOR FULL THREAD SIZE 0.5 FOR SINAMICS MOTOR MODULE MOTION-CONNECT 800PLUS TRAILING TYPE UL/CSA DESINA DMAX= 12 MM, LENGTH (M) = TYPE: 6FX8002-5DA20 LENGTH (M) = + 0 + 0 5 + 0 | 328 | TEM | 1 | MC | 1.429 | 1
6FX80025DA201AH0 | POWER CABLE, PREASSEMBLED 4X1.5+(2X1.5)C C, CONNECTOR FULL THREAD SIZE 0.5 FOR SINAMICS MOTOR MODULE MOTION-CONNECT 800PLUS TRAILING TYPE UL/CSA DESINA DMAX= 12 MM, LENGTH (M) = TYPE: 6FX8002-5DA20 LENGTH (M) = + 0 + 0 7 + 0 | 360 | TEM | 1 | MC | 1.889 | 1
6FX80025DA201AJ0 | POWER CABLE, PREASSEMBLED 4X1.5+(2X1.5)C C, CONNECTOR FULL THREAD SIZE 0.5 FOR SINAMICS MOTOR MODULE MOTION-CONNECT 800PLUS TRAILING TYPE UL/CSA DESINA DMAX= 12 MM, LENGTH (M) = TYPE: 6FX8002-5DA20 LENGTH (M) = + 0 + 0 8 + 0 | 376 | TEM | 1 | MC | 2.119 | 1
6FX80025DA201AK0 | POWER CABLE, PREASSEMBLED 4X1.5+(2X1.5)C C, CONNECTOR FULL THREAD SIZE 0.5 FOR SINAMICS MOTOR MODULE MOTION-CONNECT 800PLUS TRAILING TYPE UL/CSA DESINA DMAX= 12 MM, LENGTH (M) = TYPE: 6FX8002-5DA20 LENGTH (M) = + 0 + 0 9 + 0 | 392 | TEM | 1 | MC | 2.349 | 1
6FX80025DA201BA0 | POWER CABLE, PREASSEMBLED 4X1.5+(2X1.5)C C, CONNECTOR FULL THREAD SIZE 0.5 FOR SINAMICS MOTOR MODULE MOTION-CONNECT 800PLUS TRAILING TYPE UL/CSA DESINA DMAX= 12 MM, LENGTH (M) = TYPE: 6FX8002-5DA20 LENGTH (M) = + 0 10 + 0 + 0 | 409 | TEM | 1 | MC | 2.58 | 1
6FX80025DA201CC0 | POWER CABLE, PREASSEMBLED 4X1.5+(2X1.5)C C, CONNECTOR FULL THREAD SIZE 0.5 FOR SINAMICS MOTOR MODULE MOTION-CONNECT 800PLUS TRAILING TYPE UL/CSA DESINA DMAX= 12 MM, LENGTH (M) = TYPE: 6FX8002-5DA20 LENGTH (M) = + 0 20 2 + 0 | 603 | TEM | 1 | MC | 5.339 | 1
6FX80025DA281AC0 | POWER CABLE, PREASSEMBLED EXT. 4X1.5+(2X1.5)C, CONNECTOR FULL THREAD SIZE 1.5 MOTION-CONNECT 800PLUS TRAILING TYPE UL/CSA DESINA DMAX= 12 MM, LENGTH (M) = TYPE: 6FX8002-5DA28 LENGTH (M) = 0 + 0 + 2 + 0 | 410 | TEM | 1 | MC | 1.028 | 1
6FX80025DA281AC5 | POWER CABLE, PREASSEMBLED EXT. 4X1.5+(2X1.5)C, CONNECTOR FULL THREAD SIZE 1.5 MOTION-CONNECT 800PLUS TRAILING TYPE UL/CSA DESINA DMAX= 12 MM, LENGTH (M) = TYPE: 6FX8002-5DA28 LENGTH (M) = 0 + 0 + 2 + 0,5 | 425 | TEM | 1 | MC | 1.149 | 1
6FX80025DA281AD0 | POWER CABLE, PREASSEMBLED EXT. 4X1.5+(2X1.5)C, CONNECTOR FULL THREAD SIZE 1.5 MOTION-CONNECT 800PLUS TRAILING TYPE UL/CSA DESINA DMAX= 12 MM, LENGTH (M) = TYPE: 6FX8002-5DA28 LENGTH (M) = 0 + 0 + 3 + 0 | 425 | TEM | 1 | MC | 1.27 | 1
6FX80025DA281AE0 | POWER CABLE, PREASSEMBLED EXT. 4X1.5+(2X1.5)C, CONNECTOR FULL THREAD SIZE 1.5 MOTION-CONNECT 800PLUS TRAILING TYPE UL/CSA DESINA DMAX= 12 MM, LENGTH (M) = TYPE: 6FX8002-5DA28 LENGTH (M) = 0 + 0 + 4 + 0 | 441 | TEM | 1 | MC | 1.512 | 1
6FX80025DA281AF0 | POWER CABLE, PREASSEMBLED EXT. 4X1.5+(2X1.5)C, CONNECTOR FULL THREAD SIZE 1.5 MOTION-CONNECT 800PLUS TRAILING TYPE UL/CSA DESINA DMAX= 12 MM, LENGTH (M) = TYPE: 6FX8002-5DA28 LENGTH (M) = 0 + 0 + 5 + 0 | 456 | TEM | 1 | MC | 1.754 | 1
6FX80025DA281AF5 | POWER CABLE, PREASSEMBLED EXT. 4X1.5+(2X1.5)C, CONNECTOR FULL THREAD SIZE 1.5 MOTION-CONNECT 800PLUS TRAILING TYPE UL/CSA DESINA DMAX= 12 MM, LENGTH (M) = TYPE: 6FX8002-5DA28 LENGTH (M) = 0 + 0 + 5 + 0,5 | 472 | TEM | 1 | MC | 1.875 | 1
6FX80025DA281AG0 | POWER CABLE, PREASSEMBLED EXT. 4X1.5+(2X1.5)C, CONNECTOR FULL THREAD SIZE 1.5 MOTION-CONNECT 800PLUS TRAILING TYPE UL/CSA DESINA DMAX= 12 MM, LENGTH (M) = TYPE: 6FX8002-5DA28 LENGTH (M) = 0 + 0 + 6 + 0 | 472 | TEM | 1 | MC | 1.996 | 1
6FX80025DA281AH0 | POWER CABLE, PREASSEMBLED EXT. 4X1.5+(2X1.5)C, CONNECTOR FULL THREAD SIZE 1.5 MOTION-CONNECT 800PLUS TRAILING TYPE UL/CSA DESINA DMAX= 12 MM, LENGTH (M) = TYPE: 6FX8002-5DA28 LENGTH (M) = 0 + 0 + 7 + 0 | 487 | TEM | 1 | MC | 2.238 | 1
6FX80025DA281AH5 | POWER CABLE, PREASSEMBLED EXT. 4X1.5+(2X1.5)C, CONNECTOR FULL THREAD SIZE 1.5 MOTION-CONNECT 800PLUS TRAILING TYPE UL/CSA DESINA DMAX= 12 MM, LENGTH (M) = TYPE: 6FX8002-5DA28 LENGTH (M) = 0 + 0 + 7 + 0,5 | 503 | TEM | 1 | MC | 2.359 | 1
6FX80025DA281AJ0 | POWER CABLE, PREASSEMBLED EXT. 4X1.5+(2X1.5)C, CONNECTOR FULL THREAD SIZE 1.5 MOTION-CONNECT 800PLUS TRAILING TYPE UL/CSA DESINA DMAX= 12 MM, LENGTH (M) = TYPE: 6FX8002-5DA28 LENGTH (M) = 0 + 0 + 8 + 0 | 503 | TEM | 1 | MC | 2.48 | 1
6FX80025DA281AJ7 | POWER CABLE, PREASSEMBLED EXT. 4X1.5+(2X1.5)C, CONNECTOR FULL THREAD SIZE 1.5 MOTION-CONNECT 800PLUS TRAILING TYPE UL/CSA DESINA DMAX= 12 MM, LENGTH (M) = TYPE: 6FX8002-5DA28 LENGTH (M) = 0 + 0 + 8 + 0,7 | 518 | TEM | 1 | MC | 2.649 | 1
6FX80025DA281BA0 | POWER CABLE, PREASSEMBLED EXT. 4X1.5+(2X1.5)C, CONNECTOR FULL THREAD SIZE 1.5 MOTION-CONNECT 800PLUS TRAILING TYPE UL/CSA DESINA DMAX= 12 MM, LENGTH (M) = TYPE: 6FX8002-5DA28 LENGTH (M) = 0 + 10 + 0 + 0 | 534 | TEM | 1 | MC | 2.964 | 1
6FX80025DA281BA5 | POWER CABLE, PREASSEMBLED EXT. 4X1.5+(2X1.5)C, CONNECTOR FULL THREAD SIZE 1.5 MOTION-CONNECT 800PLUS TRAILING TYPE UL/CSA DESINA DMAX= 12 MM, LENGTH (M) = TYPE: 6FX8002-5DA28 LENGTH (M) = 0 + 10 + 0 + 0,5 | 549 | TEM | 1 | MC | 3.085 | 1
6FX80025DA281BC0 | POWER CABLE, PREASSEMBLED EXT. 4X1.5+(2X1.5)C, CONNECTOR FULL THREAD SIZE 1.5 MOTION-CONNECT 800PLUS TRAILING TYPE UL/CSA DESINA DMAX= 12 MM, LENGTH (M) = TYPE: 6FX8002-5DA28 LENGTH (M) = 0 + 10 + 2 + 0 | 565 | TEM | 1 | MC | 3.448 | 1
6FX80025DA281BE0 | POWER CABLE, PREASSEMBLED EXT. 4X1.5+(2X1.5)C, CONNECTOR FULL THREAD SIZE 1.5 MOTION-CONNECT 800PLUS TRAILING TYPE UL/CSA DESINA DMAX= 12 MM, LENGTH (M) = TYPE: 6FX8002-5DA28 LENGTH (M) = 0 + 10 + 4 + 0 | 596 | TEM | 1 | MC | 3.932 | 1
6FX80025DA281BE3 | POWER CABLE, PREASSEMBLED EXT. 4X1.5+(2X1.5)C, CONNECTOR FULL THREAD SIZE 1.5 MOTION-CONNECT 800PLUS TRAILING TYPE UL/CSA DESINA DMAX= 12 MM, LENGTH (M) = TYPE: 6FX8002-5DA28 LENGTH (M) = 0 + 10 + 4 + 0,3 | 611 | TEM | 1 | MC | 4.005 | 1
6FX80025DA281BF0 | POWER CABLE, PREASSEMBLED EXT. 4X1.5+(2X1.5)C, CONNECTOR FULL THREAD SIZE 1.5 MOTION-CONNECT 800PLUS TRAILING TYPE UL/CSA DESINA DMAX= 12 MM, LENGTH (M) = TYPE: 6FX8002-5DA28 LENGTH (M) = 0 + 10 + 5 + 0 | 611 | TEM | 1 | MC | 4.174 | 1
6FX80025DA281BG0 | POWER CABLE, PREASSEMBLED EXT. 4X1.5+(2X1.5)C, CONNECTOR FULL THREAD SIZE 1.5 MOTION-CONNECT 800PLUS TRAILING TYPE UL/CSA DESINA DMAX= 12 MM, LENGTH (M) = TYPE: 6FX8002-5DA28 LENGTH (M) = 0 + 10 + 6 + 0 | 627 | TEM | 1 | MC | 4.416 | 1
6FX80025DA281BG3 | POWER CABLE, PREASSEMBLED EXT. 4X1.5+(2X1.5)C, CONNECTOR FULL THREAD SIZE 1.5 MOTION-CONNECT 800PLUS TRAILING TYPE UL/CSA DESINA DMAX= 12 MM, LENGTH (M) = TYPE: 6FX8002-5DA28 LENGTH (M) = 0 + 10 + 6 + 0,3 | 642 | TEM | 1 | MC | 4.489 | 1
6FX80025DA281BH1 | POWER CABLE, PREASSEMBLED EXT. 4X1.5+(2X1.5)C, CONNECTOR FULL THREAD SIZE 1.5 MOTION-CONNECT 800PLUS TRAILING TYPE UL/CSA DESINA DMAX= 12 MM, LENGTH (M) = TYPE: 6FX8002-5DA28 LENGTH (M) = 0 + 10 + 7 + 0,1 | 658 | TEM | 1 | MC | 4.682 | 1
6FX80025DA281BJ5 | POWER CABLE, PREASSEMBLED EXT. 4X1.5+(2X1.5)C, CONNECTOR FULL THREAD SIZE 1.5 MOTION-CONNECT 800PLUS TRAILING TYPE UL/CSA DESINA DMAX= 12 MM, LENGTH (M) = TYPE: 6FX8002-5DA28 LENGTH (M) = 0 + 10 + 8 + 0,5 | 673 | TEM | 1 | MC | 5.021 | 1
6FX80025DA281BK0 | POWER CABLE, PREASSEMBLED EXT. 4X1.5+(2X1.5)C, CONNECTOR FULL THREAD SIZE 1.5 MOTION-CONNECT 800PLUS TRAILING TYPE UL/CSA DESINA DMAX= 12 MM, LENGTH (M) = TYPE: 6FX8002-5DA28 LENGTH (M) = 0 + 10 + 9 + 0 | 673 | TEM | 1 | MC | 5.142 | 1
6FX80025DA281CA5 | POWER CABLE, PREASSEMBLED EXT. 4X1.5+(2X1.5)C, CONNECTOR FULL THREAD SIZE 1.5 MOTION-CONNECT 800PLUS TRAILING TYPE UL/CSA DESINA DMAX= 12 MM, LENGTH (M) = TYPE: 6FX8002-5DA28 LENGTH (M) = 0 + 20 + 0 + 0,5 | 704 | TEM | 1 | MC | 5.505 | 1
6FX80025DA281CE0 | POWER CABLE, PREASSEMBLED EXT. 4X1.5+(2X1.5)C, CONNECTOR FULL THREAD SIZE 1.5 MOTION-CONNECT 800PLUS TRAILING TYPE UL/CSA DESINA DMAX= 12 MM, LENGTH (M) = TYPE: 6FX8002-5DA28 LENGTH (M) = 0 + 20 + 4 + 0 | 750 | TEM | 1 | MC | 6.352 | 1
6FX80025DA301BA0 | POWER CABLE, PREASSEMBLED 4X1.5+(2X1.5)C C, CONNECTOR FULL THREAD SIZE 0.5 FOR SINAMICS POWER MODULE AND MOTOR MODULE BOOKSIZE COMPACT MOTION-CONNECT 800PLUS TRAILING TYPE UL/CSA DESINA DMAX= 12 MM, LENGTH (M) = TYPE: 6FX8002-5DA30 LENGTH (M) = + 0 10 + 0 + 0 | 331 | TEM | 1 | MC | 2.469 | 1
6FX80025DA301BH0 | POWER CABLE, PREASSEMBLED 4X1.5+(2X1.5)C C, CONNECTOR FULL THREAD SIZE 0.5 FOR SINAMICS POWER MODULE AND MOTOR MODULE BOOKSIZE COMPACT MOTION-CONNECT 800PLUS TRAILING TYPE UL/CSA DESINA DMAX= 12 MM, LENGTH (M) = TYPE: 6FX8002-5DA30 LENGTH (M) = + 0 10 7 + 0 | 444 | TEM | 1 | MC | 4.078 | 1
6FX80025DA381AC5 | POWER CABLE EXTENSION 4X2.5 + (2X1.5)C C CONNECTOR FULL THREAD SIZE 1.5 MOTION-CONNECT 800PLUS TRAILING TYPE UL/CSA DESINA DMAX=13.8 MM LENGTH (M) = TYPE: 6FX8002-5DA38 LENGTH (M) = 0 + 0 + 2 + 0,5 | 437 | TEM | 1 | MC | 1.3 | 1
6FX80025DA381AC6 | POWER CABLE EXTENSION 4X2.5 + (2X1.5)C C CONNECTOR FULL THREAD SIZE 1.5 MOTION-CONNECT 800PLUS TRAILING TYPE UL/CSA DESINA DMAX=13.8 MM LENGTH (M) = TYPE: 6FX8002-5DA38 LENGTH (M) = 0 + 0 + 2 + 0,6 | 437 | TEM | 1 | MC | 1.33 | 1
6FX80025DA381AD0 | POWER CABLE EXTENSION 4X2.5 + (2X1.5)C C CONNECTOR FULL THREAD SIZE 1.5 MOTION-CONNECT 800PLUS TRAILING TYPE UL/CSA DESINA DMAX=13.8 MM LENGTH (M) = TYPE: 6FX8002-5DA38 LENGTH (M) = 0 + 0 + 3 + 0 | 436 | TEM | 1 | MC | 1.451 | 1
6FX80025DA381AE0 | POWER CABLE EXTENSION 4X2.5 + (2X1.5)C C CONNECTOR FULL THREAD SIZE 1.5 MOTION-CONNECT 800PLUS TRAILING TYPE UL/CSA DESINA DMAX=13.8 MM LENGTH (M) = TYPE: 6FX8002-5DA38 LENGTH (M) = 0 + 0 + 4 + 0 | 454 | TEM | 1 | MC | 1.753 | 1
6FX80025DA381AE6 | POWER CABLE EXTENSION 4X2.5 + (2X1.5)C C CONNECTOR FULL THREAD SIZE 1.5 MOTION-CONNECT 800PLUS TRAILING TYPE UL/CSA DESINA DMAX=13.8 MM LENGTH (M) = TYPE: 6FX8002-5DA38 LENGTH (M) = 0 + 0 + 4 + 0,6 | 472 | TEM | 1 | MC | 1.934 | 1
6FX80025DA381AF0 | POWER CABLE EXTENSION 4X2.5 + (2X1.5)C C CONNECTOR FULL THREAD SIZE 1.5 MOTION-CONNECT 800PLUS TRAILING TYPE UL/CSA DESINA DMAX=13.8 MM LENGTH (M) = TYPE: 6FX8002-5DA38 LENGTH (M) = 0 + 0 + 5 + 0 | 472 | TEM | 1 | MC | 2.055 | 1
6FX80025DA381AG0 | POWER CABLE EXTENSION 4X2.5 + (2X1.5)C C CONNECTOR FULL THREAD SIZE 1.5 MOTION-CONNECT 800PLUS TRAILING TYPE UL/CSA DESINA DMAX=13.8 MM LENGTH (M) = TYPE: 6FX8002-5DA38 LENGTH (M) = 0 + 0 + 6 + 0 | 490 | TEM | 1 | MC | 2.357 | 1
6FX80025DA381AG2 | POWER CABLE EXTENSION 4X2.5 + (2X1.5)C C CONNECTOR FULL THREAD SIZE 1.5 MOTION-CONNECT 800PLUS TRAILING TYPE UL/CSA DESINA DMAX=13.8 MM LENGTH (M) = TYPE: 6FX8002-5DA38 LENGTH (M) = 0 + 0 + 6 + 0,2 | 508 | TEM | 1 | MC | 2.417 | 1
6FX80025DA381AH0 | POWER CABLE EXTENSION 4X2.5 + (2X1.5)C C CONNECTOR FULL THREAD SIZE 1.5 MOTION-CONNECT 800PLUS TRAILING TYPE UL/CSA DESINA DMAX=13.8 MM LENGTH (M) = TYPE: 6FX8002-5DA38 LENGTH (M) = 0 + 0 + 7 + 0 | 508 | TEM | 1 | MC | 2.659 | 1
6FX80025DA381AJ0 | POWER CABLE EXTENSION 4X2.5 + (2X1.5)C C CONNECTOR FULL THREAD SIZE 1.5 MOTION-CONNECT 800PLUS TRAILING TYPE UL/CSA DESINA DMAX=13.8 MM LENGTH (M) = TYPE: 6FX8002-5DA38 LENGTH (M) = 0 + 0 + 8 + 0 | 526 | TEM | 1 | MC | 2.961 | 1
6FX80025DA381AJ5 | POWER CABLE EXTENSION 4X2.5 + (2X1.5)C C CONNECTOR FULL THREAD SIZE 1.5 MOTION-CONNECT 800PLUS TRAILING TYPE UL/CSA DESINA DMAX=13.8 MM LENGTH (M) = TYPE: 6FX8002-5DA38 LENGTH (M) = 0 + 0 + 8 + 0,5 | 544 | TEM | 1 | MC | 3.112 | 1
6FX80025DA381AK0 | POWER CABLE EXTENSION 4X2.5 + (2X1.5)C C CONNECTOR FULL THREAD SIZE 1.5 MOTION-CONNECT 800PLUS TRAILING TYPE UL/CSA DESINA DMAX=13.8 MM LENGTH (M) = TYPE: 6FX8002-5DA38 LENGTH (M) = 0 + 0 + 9 + 0 | 544 | TEM | 1 | MC | 3.263 | 1
6FX80025DA381BA0 | POWER CABLE EXTENSION 4X2.5 + (2X1.5)C C CONNECTOR FULL THREAD SIZE 1.5 MOTION-CONNECT 800PLUS TRAILING TYPE UL/CSA DESINA DMAX=13.8 MM LENGTH (M) = TYPE: 6FX8002-5DA38 LENGTH (M) = 0 + 10 + 0 + 0 | 562 | TEM | 1 | MC | 3.565 | 1
6FX80025DA381BA5 | POWER CABLE EXTENSION 4X2.5 + (2X1.5)C C CONNECTOR FULL THREAD SIZE 1.5 MOTION-CONNECT 800PLUS TRAILING TYPE UL/CSA DESINA DMAX=13.8 MM LENGTH (M) = TYPE: 6FX8002-5DA38 LENGTH (M) = 0 + 10 + 0 + 0,5 | 579 | TEM | 1 | MC | 3.716 | 1
6FX80025DA381BC0 | POWER CABLE EXTENSION 4X2.5 + (2X1.5)C C CONNECTOR FULL THREAD SIZE 1.5 MOTION-CONNECT 800PLUS TRAILING TYPE UL/CSA DESINA DMAX=13.8 MM LENGTH (M) = TYPE: 6FX8002-5DA38 LENGTH (M) = 0 + 10 + 2 + 0 | 597 | TEM | 1 | MC | 4.169 | 1
6FX80025DA381BD0 | POWER CABLE EXTENSION 4X2.5 + (2X1.5)C C CONNECTOR FULL THREAD SIZE 1.5 MOTION-CONNECT 800PLUS TRAILING TYPE UL/CSA DESINA DMAX=13.8 MM LENGTH (M) = TYPE: 6FX8002-5DA38 LENGTH (M) = 0 + 10 + 3 + 0 | 615 | TEM | 1 | MC | 4.471 | 1
6FX80025DA381BE0 | POWER CABLE EXTENSION 4X2.5 + (2X1.5)C C CONNECTOR FULL THREAD SIZE 1.5 MOTION-CONNECT 800PLUS TRAILING TYPE UL/CSA DESINA DMAX=13.8 MM LENGTH (M) = TYPE: 6FX8002-5DA38 LENGTH (M) = 0 + 10 + 4 + 0 | 633 | TEM | 1 | MC | 4.773 | 1
6FX80025DA381BF0 | POWER CABLE EXTENSION 4X2.5 + (2X1.5)C C CONNECTOR FULL THREAD SIZE 1.5 MOTION-CONNECT 800PLUS TRAILING TYPE UL/CSA DESINA DMAX=13.8 MM LENGTH (M) = TYPE: 6FX8002-5DA38 LENGTH (M) = 0 + 10 + 5 + 0 | 651 | TEM | 1 | MC | 5.075 | 1
6FX80025DA381BG0 | POWER CABLE EXTENSION 4X2.5 + (2X1.5)C C CONNECTOR FULL THREAD SIZE 1.5 MOTION-CONNECT 800PLUS TRAILING TYPE UL/CSA DESINA DMAX=13.8 MM LENGTH (M) = TYPE: 6FX8002-5DA38 LENGTH (M) = 0 + 10 + 6 + 0 | 669 | TEM | 1 | MC | 5.377 | 1
6FX80025DA381BJ0 | POWER CABLE EXTENSION 4X2.5 + (2X1.5)C C CONNECTOR FULL THREAD SIZE 1.5 MOTION-CONNECT 800PLUS TRAILING TYPE UL/CSA DESINA DMAX=13.8 MM LENGTH (M) = TYPE: 6FX8002-5DA38 LENGTH (M) = 0 + 10 + 8 + 0 | 705 | TEM | 1 | MC | 5.981 | 1
6FX80025DA381BK0 | POWER CABLE EXTENSION 4X2.5 + (2X1.5)C C CONNECTOR FULL THREAD SIZE 1.5 MOTION-CONNECT 800PLUS TRAILING TYPE UL/CSA DESINA DMAX=13.8 MM LENGTH (M) = TYPE: 6FX8002-5DA38 LENGTH (M) = 0 + 10 + 9 + 0 | 723 | TEM | 1 | MC | 6.283 | 1
6FX80025DA381CA0 | POWER CABLE EXTENSION 4X2.5 + (2X1.5)C C CONNECTOR FULL THREAD SIZE 1.5 MOTION-CONNECT 800PLUS TRAILING TYPE UL/CSA DESINA DMAX=13.8 MM LENGTH (M) = TYPE: 6FX8002-5DA38 LENGTH (M) = 0 + 20 + 0 + 0 | 742 | TEM | 1 | MC | 6.585 | 1
6FX80025DA381CD0 | POWER CABLE EXTENSION 4X2.5 + (2X1.5)C C CONNECTOR FULL THREAD SIZE 1.5 MOTION-CONNECT 800PLUS TRAILING TYPE UL/CSA DESINA DMAX=13.8 MM LENGTH (M) = TYPE: 6FX8002-5DA38 LENGTH (M) = 0 + 20 + 3 + 0 | 795 | TEM | 1 | MC | 7.491 | 1
6FX80025DA381CE0 | POWER CABLE EXTENSION 4X2.5 + (2X1.5)C C CONNECTOR FULL THREAD SIZE 1.5 MOTION-CONNECT 800PLUS TRAILING TYPE UL/CSA DESINA DMAX=13.8 MM LENGTH (M) = TYPE: 6FX8002-5DA38 LENGTH (M) = 0 + 20 + 4 + 0 | 813 | TEM | 1 | MC | 7.793 | 1
6FX80025DA381CF0 | POWER CABLE EXTENSION 4X2.5 + (2X1.5)C C CONNECTOR FULL THREAD SIZE 1.5 MOTION-CONNECT 800PLUS TRAILING TYPE UL/CSA DESINA DMAX=13.8 MM LENGTH (M) = TYPE: 6FX8002-5DA38 LENGTH (M) = 0 + 20 + 5 + 0 | 831 | TEM | 1 | MC | 8.095 | 1
6FX80025DA481AC0 | POWER CABLE EXTENSION 4X4+(2X1.5)C, CONN. SIZE 1.5 CONNECTOR FULL THREAD SIZE 1.5 MOTION-CONNECT 800PLUS TRAILING TYPE UL/CSA DESINA DMAX=15.2 MM LENGTH (M) = TYPE: 6FX8002-5DA48 LENGTH (M) = 0 + 0 + 2 + 0 | 426 | TEM | 1 | MC | 1.335 | 1
6FX80025DA481AC6 | POWER CABLE EXTENSION 4X4+(2X1.5)C, CONN. SIZE 1.5 CONNECTOR FULL THREAD SIZE 1.5 MOTION-CONNECT 800PLUS TRAILING TYPE UL/CSA DESINA DMAX=15.2 MM LENGTH (M) = TYPE: 6FX8002-5DA48 LENGTH (M) = 0 + 0 + 2 + 0,6 | 448 | TEM | 1 | MC | 1.573 | 1
6FX80025DA481AD0 | POWER CABLE EXTENSION 4X4+(2X1.5)C, CONN. SIZE 1.5 CONNECTOR FULL THREAD SIZE 1.5 MOTION-CONNECT 800PLUS TRAILING TYPE UL/CSA DESINA DMAX=15.2 MM LENGTH (M) = TYPE: 6FX8002-5DA48 LENGTH (M) = 0 + 0 + 3 + 0 | 448 | TEM | 1 | MC | 1.732 | 1
6FX80025DA481AD5 | POWER CABLE EXTENSION 4X4+(2X1.5)C, CONN. SIZE 1.5 CONNECTOR FULL THREAD SIZE 1.5 MOTION-CONNECT 800PLUS TRAILING TYPE UL/CSA DESINA DMAX=15.2 MM LENGTH (M) = TYPE: 6FX8002-5DA48 LENGTH (M) = 0 + 0 + 3 + 0,5 | 469 | TEM | 1 | MC | 1.931 | 1
6FX80025DA481AE0 | POWER CABLE EXTENSION 4X4+(2X1.5)C, CONN. SIZE 1.5 CONNECTOR FULL THREAD SIZE 1.5 MOTION-CONNECT 800PLUS TRAILING TYPE UL/CSA DESINA DMAX=15.2 MM LENGTH (M) = TYPE: 6FX8002-5DA48 LENGTH (M) = 0 + 0 + 4 + 0 | 469 | TEM | 1 | MC | 2.129 | 1
6FX80025DA481AF0 | POWER CABLE EXTENSION 4X4+(2X1.5)C, CONN. SIZE 1.5 CONNECTOR FULL THREAD SIZE 1.5 MOTION-CONNECT 800PLUS TRAILING TYPE UL/CSA DESINA DMAX=15.2 MM LENGTH (M) = TYPE: 6FX8002-5DA48 LENGTH (M) = 0 + 0 + 5 + 0 | 491 | TEM | 1 | MC | 2.526 | 1
6FX80025DA481AF5 | POWER CABLE EXTENSION 4X4+(2X1.5)C, CONN. SIZE 1.5 CONNECTOR FULL THREAD SIZE 1.5 MOTION-CONNECT 800PLUS TRAILING TYPE UL/CSA DESINA DMAX=15.2 MM LENGTH (M) = TYPE: 6FX8002-5DA48 LENGTH (M) = 0 + 0 + 5 + 0,5 | 513 | TEM | 1 | MC | 2.725 | 1
6FX80025DA481AG0 | POWER CABLE EXTENSION 4X4+(2X1.5)C, CONN. SIZE 1.5 CONNECTOR FULL THREAD SIZE 1.5 MOTION-CONNECT 800PLUS TRAILING TYPE UL/CSA DESINA DMAX=15.2 MM LENGTH (M) = TYPE: 6FX8002-5DA48 LENGTH (M) = 0 + 0 + 6 + 0 | 513 | TEM | 1 | MC | 2.923 | 1
6FX80025DA481AG5 | POWER CABLE EXTENSION 4X4+(2X1.5)C, CONN. SIZE 1.5 CONNECTOR FULL THREAD SIZE 1.5 MOTION-CONNECT 800PLUS TRAILING TYPE UL/CSA DESINA DMAX=15.2 MM LENGTH (M) = TYPE: 6FX8002-5DA48 LENGTH (M) = 0 + 0 + 6 + 0,5 | 534 | TEM | 1 | MC | 3.122 | 1
6FX80025DA481AH0 | POWER CABLE EXTENSION 4X4+(2X1.5)C, CONN. SIZE 1.5 CONNECTOR FULL THREAD SIZE 1.5 MOTION-CONNECT 800PLUS TRAILING TYPE UL/CSA DESINA DMAX=15.2 MM LENGTH (M) = TYPE: 6FX8002-5DA48 LENGTH (M) = 0 + 0 + 7 + 0 | 534 | TEM | 1 | MC | 3.32 | 1
6FX80025DA481AJ0 | POWER CABLE EXTENSION 4X4+(2X1.5)C, CONN. SIZE 1.5 CONNECTOR FULL THREAD SIZE 1.5 MOTION-CONNECT 800PLUS TRAILING TYPE UL/CSA DESINA DMAX=15.2 MM LENGTH (M) = TYPE: 6FX8002-5DA48 LENGTH (M) = 0 + 0 + 8 + 0 | 556 | TEM | 1 | MC | 3.717 | 1
6FX80025DA481AK0 | POWER CABLE EXTENSION 4X4+(2X1.5)C, CONN. SIZE 1.5 CONNECTOR FULL THREAD SIZE 1.5 MOTION-CONNECT 800PLUS TRAILING TYPE UL/CSA DESINA DMAX=15.2 MM LENGTH (M) = TYPE: 6FX8002-5DA48 LENGTH (M) = 0 + 0 + 9 + 0 | 578 | TEM | 1 | MC | 4.114 | 1
6FX80025DA481AK5 | POWER CABLE EXTENSION 4X4+(2X1.5)C, CONN. SIZE 1.5 CONNECTOR FULL THREAD SIZE 1.5 MOTION-CONNECT 800PLUS TRAILING TYPE UL/CSA DESINA DMAX=15.2 MM LENGTH (M) = TYPE: 6FX8002-5DA48 LENGTH (M) = 0 + 0 + 9 + 0,5 | 599 | TEM | 1 | MC | 4.313 | 1
6FX80025DA481BA0 | POWER CABLE EXTENSION 4X4+(2X1.5)C, CONN. SIZE 1.5 CONNECTOR FULL THREAD SIZE 1.5 MOTION-CONNECT 800PLUS TRAILING TYPE UL/CSA DESINA DMAX=15.2 MM LENGTH (M) = TYPE: 6FX8002-5DA48 LENGTH (M) = 0 + 10 + 0 + 0 | 599 | TEM | 1 | MC | 4.511 | 1
6FX80025DA481BB5 | POWER CABLE EXTENSION 4X4+(2X1.5)C, CONN. SIZE 1.5 CONNECTOR FULL THREAD SIZE 1.5 MOTION-CONNECT 800PLUS TRAILING TYPE UL/CSA DESINA DMAX=15.2 MM LENGTH (M) = TYPE: 6FX8002-5DA48 LENGTH (M) = 0 + 10 + 1 + 0,5 | 642 | TEM | 1 | MC | 5.107 | 1
6FX80025DA481BC0 | POWER CABLE EXTENSION 4X4+(2X1.5)C, CONN. SIZE 1.5 CONNECTOR FULL THREAD SIZE 1.5 MOTION-CONNECT 800PLUS TRAILING TYPE UL/CSA DESINA DMAX=15.2 MM LENGTH (M) = TYPE: 6FX8002-5DA48 LENGTH (M) = 0 + 10 + 2 + 0 | 642 | TEM | 1 | MC | 5.305 | 1
6FX80025DA481BC5 | POWER CABLE EXTENSION 4X4+(2X1.5)C, CONN. SIZE 1.5 CONNECTOR FULL THREAD SIZE 1.5 MOTION-CONNECT 800PLUS TRAILING TYPE UL/CSA DESINA DMAX=15.2 MM LENGTH (M) = TYPE: 6FX8002-5DA48 LENGTH (M) = 0 + 10 + 2 + 0,5 | 663 | TEM | 1 | MC | 5.504 | 1
6FX80025DA481BD0 | POWER CABLE EXTENSION 4X4+(2X1.5)C, CONN. SIZE 1.5 CONNECTOR FULL THREAD SIZE 1.5 MOTION-CONNECT 800PLUS TRAILING TYPE UL/CSA DESINA DMAX=15.2 MM LENGTH (M) = TYPE: 6FX8002-5DA48 LENGTH (M) = 0 + 10 + 3 + 0 | 663 | TEM | 1 | MC | 5.702 | 1
6FX80025DA481BE0 | POWER CABLE EXTENSION 4X4+(2X1.5)C, CONN. SIZE 1.5 CONNECTOR FULL THREAD SIZE 1.5 MOTION-CONNECT 800PLUS TRAILING TYPE UL/CSA DESINA DMAX=15.2 MM LENGTH (M) = TYPE: 6FX8002-5DA48 LENGTH (M) = 0 + 10 + 4 + 0 | 685 | TEM | 1 | MC | 6.099 | 1
6FX80025DA481BF0 | POWER CABLE EXTENSION 4X4+(2X1.5)C, CONN. SIZE 1.5 CONNECTOR FULL THREAD SIZE 1.5 MOTION-CONNECT 800PLUS TRAILING TYPE UL/CSA DESINA DMAX=15.2 MM LENGTH (M) = TYPE: 6FX8002-5DA48 LENGTH (M) = 0 + 10 + 5 + 0 | 707 | TEM | 1 | MC | 6.496 | 1
6FX80025DA481BG0 | POWER CABLE EXTENSION 4X4+(2X1.5)C, CONN. SIZE 1.5 CONNECTOR FULL THREAD SIZE 1.5 MOTION-CONNECT 800PLUS TRAILING TYPE UL/CSA DESINA DMAX=15.2 MM LENGTH (M) = TYPE: 6FX8002-5DA48 LENGTH (M) = 0 + 10 + 6 + 0 | 728 | TEM | 1 | MC | 6.893 | 1
6FX80025DA481BH0 | POWER CABLE EXTENSION 4X4+(2X1.5)C, CONN. SIZE 1.5 CONNECTOR FULL THREAD SIZE 1.5 MOTION-CONNECT 800PLUS TRAILING TYPE UL/CSA DESINA DMAX=15.2 MM LENGTH (M) = TYPE: 6FX8002-5DA48 LENGTH (M) = 0 + 10 + 7 + 0 | 750 | TEM | 1 | MC | 7.29 | 1
6FX80025DA481BK0 | POWER CABLE EXTENSION 4X4+(2X1.5)C, CONN. SIZE 1.5 CONNECTOR FULL THREAD SIZE 1.5 MOTION-CONNECT 800PLUS TRAILING TYPE UL/CSA DESINA DMAX=15.2 MM LENGTH (M) = TYPE: 6FX8002-5DA48 LENGTH (M) = 0 + 10 + 9 + 0 | 793 | TEM | 1 | MC | 8.084 | 1
6FX80025DA481CF0 | POWER CABLE EXTENSION 4X4+(2X1.5)C, CONN. SIZE 1.5 CONNECTOR FULL THREAD SIZE 1.5 MOTION-CONNECT 800PLUS TRAILING TYPE UL/CSA DESINA DMAX=15.2 MM LENGTH (M) = TYPE: 6FX8002-5DA48 LENGTH (M) = 0 + 20 + 5 + 0 | 925 | TEM | 1 | MC | 10.466 | 1
6FX80025DA481DA0 | POWER CABLE EXTENSION 4X4+(2X1.5)C, CONN. SIZE 1.5 CONNECTOR FULL THREAD SIZE 1.5 MOTION-CONNECT 800PLUS TRAILING TYPE UL/CSA DESINA DMAX=15.2 MM LENGTH (M) = TYPE: 6FX8002-5DA48 LENGTH (M) = 0 + 30 + 0 + 0 | 1032 | TEM | 1 | MC | 12.451 | 1
6FX80025DA481DD0 | POWER CABLE EXTENSION 4X4+(2X1.5)C, CONN. SIZE 1.5 CONNECTOR FULL THREAD SIZE 1.5 MOTION-CONNECT 800PLUS TRAILING TYPE UL/CSA DESINA DMAX=15.2 MM LENGTH (M) = TYPE: 6FX8002-5DA48 LENGTH (M) = 0 + 30 + 3 + 0 | 1097 | TEM | 1 | MC | 13.642 | 1
6FX80025DA581AD0 | POWER CABLE, PREASSEMBLED EXT. 4X6 + (2X1.5)C , CONNECTOR FULL THREAD SIZE 1.5 MOTION-CONNECT 800PLUS TRAILING TYPE UL/CSA DESINA DMAX=17.3 MM, LENGTH (M) = TYPE: 6FX8002-5DA58 LENGTH (M) = 0 + 0 + 3 + 0 | 483 | TEM | 1 | MC | 2.106 | 1
6FX80025DA581AE0 | POWER CABLE, PREASSEMBLED EXT. 4X6 + (2X1.5)C , CONNECTOR FULL THREAD SIZE 1.5 MOTION-CONNECT 800PLUS TRAILING TYPE UL/CSA DESINA DMAX=17.3 MM, LENGTH (M) = TYPE: 6FX8002-5DA58 LENGTH (M) = 0 + 0 + 4 + 0 | 510 | TEM | 1 | MC | 2.633 | 1
6FX80025DA581AF0 | POWER CABLE, PREASSEMBLED EXT. 4X6 + (2X1.5)C , CONNECTOR FULL THREAD SIZE 1.5 MOTION-CONNECT 800PLUS TRAILING TYPE UL/CSA DESINA DMAX=17.3 MM, LENGTH (M) = TYPE: 6FX8002-5DA58 LENGTH (M) = 0 + 0 + 5 + 0 | 537 | TEM | 1 | MC | 3.16 | 1
6FX80025DA581AF5 | POWER CABLE, PREASSEMBLED EXT. 4X6 + (2X1.5)C , CONNECTOR FULL THREAD SIZE 1.5 MOTION-CONNECT 800PLUS TRAILING TYPE UL/CSA DESINA DMAX=17.3 MM, LENGTH (M) = TYPE: 6FX8002-5DA58 LENGTH (M) = 0 + 0 + 5 + 0,5 | 564 | TEM | 1 | MC | 3.424 | 1
6FX80025DA581AG0 | POWER CABLE, PREASSEMBLED EXT. 4X6 + (2X1.5)C , CONNECTOR FULL THREAD SIZE 1.5 MOTION-CONNECT 800PLUS TRAILING TYPE UL/CSA DESINA DMAX=17.3 MM, LENGTH (M) = TYPE: 6FX8002-5DA58 LENGTH (M) = 0 + 0 + 6 + 0 | 564 | TEM | 1 | MC | 3.687 | 1
6FX80025DA581AG5 | POWER CABLE, PREASSEMBLED EXT. 4X6 + (2X1.5)C , CONNECTOR FULL THREAD SIZE 1.5 MOTION-CONNECT 800PLUS TRAILING TYPE UL/CSA DESINA DMAX=17.3 MM, LENGTH (M) = TYPE: 6FX8002-5DA58 LENGTH (M) = 0 + 0 + 6 + 0,5 | 591 | TEM | 1 | MC | 3.951 | 1
6FX80025DA581AH0 | POWER CABLE, PREASSEMBLED EXT. 4X6 + (2X1.5)C , CONNECTOR FULL THREAD SIZE 1.5 MOTION-CONNECT 800PLUS TRAILING TYPE UL/CSA DESINA DMAX=17.3 MM, LENGTH (M) = TYPE: 6FX8002-5DA58 LENGTH (M) = 0 + 0 + 7 + 0 | 591 | TEM | 1 | MC | 4.214 | 1
6FX80025DA581AJ0 | POWER CABLE, PREASSEMBLED EXT. 4X6 + (2X1.5)C , CONNECTOR FULL THREAD SIZE 1.5 MOTION-CONNECT 800PLUS TRAILING TYPE UL/CSA DESINA DMAX=17.3 MM, LENGTH (M) = TYPE: 6FX8002-5DA58 LENGTH (M) = 0 + 0 + 8 + 0 | 618 | TEM | 1 | MC | 4.741 | 1
6FX80025DA581AJ5 | POWER CABLE, PREASSEMBLED EXT. 4X6 + (2X1.5)C , CONNECTOR FULL THREAD SIZE 1.5 MOTION-CONNECT 800PLUS TRAILING TYPE UL/CSA DESINA DMAX=17.3 MM, LENGTH (M) = TYPE: 6FX8002-5DA58 LENGTH (M) = 0 + 0 + 8 + 0,5 | 645 | TEM | 1 | MC | 5.005 | 1
6FX80025DA581AK0 | POWER CABLE, PREASSEMBLED EXT. 4X6 + (2X1.5)C , CONNECTOR FULL THREAD SIZE 1.5 MOTION-CONNECT 800PLUS TRAILING TYPE UL/CSA DESINA DMAX=17.3 MM, LENGTH (M) = TYPE: 6FX8002-5DA58 LENGTH (M) = 0 + 0 + 9 + 0 | 643 | TEM | 1 | MC | 5.268 | 1
6FX80025DA581BA0 | POWER CABLE, PREASSEMBLED EXT. 4X6 + (2X1.5)C , CONNECTOR FULL THREAD SIZE 1.5 MOTION-CONNECT 800PLUS TRAILING TYPE UL/CSA DESINA DMAX=17.3 MM, LENGTH (M) = TYPE: 6FX8002-5DA58 LENGTH (M) = 0 + 10 + 0 + 0 | 673 | TEM | 1 | MC | 5.795 | 1
6FX80025DA581BB0 | POWER CABLE, PREASSEMBLED EXT. 4X6 + (2X1.5)C , CONNECTOR FULL THREAD SIZE 1.5 MOTION-CONNECT 800PLUS TRAILING TYPE UL/CSA DESINA DMAX=17.3 MM, LENGTH (M) = TYPE: 6FX8002-5DA58 LENGTH (M) = 0 + 10 + 1 + 0 | 700 | TEM | 1 | MC | 6.322 | 1
6FX80025DA581BB8 | POWER CABLE, PREASSEMBLED EXT. 4X6 + (2X1.5)C , CONNECTOR FULL THREAD SIZE 1.5 MOTION-CONNECT 800PLUS TRAILING TYPE UL/CSA DESINA DMAX=17.3 MM, LENGTH (M) = TYPE: 6FX8002-5DA58 LENGTH (M) = 0 + 10 + 1 + 0,8 | 728 | TEM | 1 | MC | 6.744 | 1
6FX80025DA581BC0 | POWER CABLE, PREASSEMBLED EXT. 4X6 + (2X1.5)C , CONNECTOR FULL THREAD SIZE 1.5 MOTION-CONNECT 800PLUS TRAILING TYPE UL/CSA DESINA DMAX=17.3 MM, LENGTH (M) = TYPE: 6FX8002-5DA58 LENGTH (M) = 0 + 10 + 2 + 0 | 727 | TEM | 1 | MC | 6.849 | 1
6FX80025DA581BD0 | POWER CABLE, PREASSEMBLED EXT. 4X6 + (2X1.5)C , CONNECTOR FULL THREAD SIZE 1.5 MOTION-CONNECT 800PLUS TRAILING TYPE UL/CSA DESINA DMAX=17.3 MM, LENGTH (M) = TYPE: 6FX8002-5DA58 LENGTH (M) = 0 + 10 + 3 + 0 | 754 | TEM | 1 | MC | 7.376 | 1
6FX80025DA581BD5 | POWER CABLE, PREASSEMBLED EXT. 4X6 + (2X1.5)C , CONNECTOR FULL THREAD SIZE 1.5 MOTION-CONNECT 800PLUS TRAILING TYPE UL/CSA DESINA DMAX=17.3 MM, LENGTH (M) = TYPE: 6FX8002-5DA58 LENGTH (M) = 0 + 10 + 3 + 0,5 | 781 | TEM | 1 | MC | 7.64 | 1
6FX80025DA581BD7 | POWER CABLE, PREASSEMBLED EXT. 4X6 + (2X1.5)C , CONNECTOR FULL THREAD SIZE 1.5 MOTION-CONNECT 800PLUS TRAILING TYPE UL/CSA DESINA DMAX=17.3 MM, LENGTH (M) = TYPE: 6FX8002-5DA58 LENGTH (M) = 0 + 10 + 3 + 0,7 | 781 | TEM | 1 | MC | 7.745 | 1
6FX80025DA581BE0 | POWER CABLE, PREASSEMBLED EXT. 4X6 + (2X1.5)C , CONNECTOR FULL THREAD SIZE 1.5 MOTION-CONNECT 800PLUS TRAILING TYPE UL/CSA DESINA DMAX=17.3 MM, LENGTH (M) = TYPE: 6FX8002-5DA58 LENGTH (M) = 0 + 10 + 4 + 0 | 781 | TEM | 1 | MC | 7.903 | 1
6FX80025DA581BF0 | POWER CABLE, PREASSEMBLED EXT. 4X6 + (2X1.5)C , CONNECTOR FULL THREAD SIZE 1.5 MOTION-CONNECT 800PLUS TRAILING TYPE UL/CSA DESINA DMAX=17.3 MM, LENGTH (M) = TYPE: 6FX8002-5DA58 LENGTH (M) = 0 + 10 + 5 + 0 | 808 | TEM | 1 | MC | 8.43 | 1
6FX80025DA581BG0 | POWER CABLE, PREASSEMBLED EXT. 4X6 + (2X1.5)C , CONNECTOR FULL THREAD SIZE 1.5 MOTION-CONNECT 800PLUS TRAILING TYPE UL/CSA DESINA DMAX=17.3 MM, LENGTH (M) = TYPE: 6FX8002-5DA58 LENGTH (M) = 0 + 10 + 6 + 0 | 835 | TEM | 1 | MC | 8.957 | 1
6FX80025DA581BH0 | POWER CABLE, PREASSEMBLED EXT. 4X6 + (2X1.5)C , CONNECTOR FULL THREAD SIZE 1.5 MOTION-CONNECT 800PLUS TRAILING TYPE UL/CSA DESINA DMAX=17.3 MM, LENGTH (M) = TYPE: 6FX8002-5DA58 LENGTH (M) = 0 + 10 + 7 + 0 | 862 | TEM | 1 | MC | 9.484 | 1
6FX80025DA581CF0 | POWER CABLE, PREASSEMBLED EXT. 4X6 + (2X1.5)C , CONNECTOR FULL THREAD SIZE 1.5 MOTION-CONNECT 800PLUS TRAILING TYPE UL/CSA DESINA DMAX=17.3 MM, LENGTH (M) = TYPE: 6FX8002-5DA58 LENGTH (M) = 0 + 20 + 5 + 0 | 1075 | TEM | 1 | MC | 13.7 | 1
6FX80025DA581DK0 | POWER CABLE, PREASSEMBLED EXT. 4X6 + (2X1.5)C , CONNECTOR FULL THREAD SIZE 1.5 MOTION-CONNECT 800PLUS TRAILING TYPE UL/CSA DESINA DMAX=17.3 MM, LENGTH (M) = TYPE: 6FX8002-5DA58 LENGTH (M) = 0 + 30 + 9 + 0 | 1453 | TEM | 1 | MC | 21.078 | 1
6FX80025DA681AC0 | POWER CABLE EXTENSION 4X10 + (2X1.5)C C, CONNECTOR FULL THREAD SIZE 1.5 FOR SIMODRIVE/MASTERDRIVES MOTION-CONNECT 800PLUS TRAILING TYPE UL/CSA DESINA DMAX=20.1 MM LENGTH (M) = TYPE: 6FX8002-5DA68 LENGTH (M) = 0 + 0 + 2 + 0 | 499 | TEM | 1 | MC | 2.013 | 1
6FX80025DA681AF0 | POWER CABLE EXTENSION 4X10 + (2X1.5)C C, CONNECTOR FULL THREAD SIZE 1.5 FOR SIMODRIVE/MASTERDRIVES MOTION-CONNECT 800PLUS TRAILING TYPE UL/CSA DESINA DMAX=20.1 MM LENGTH (M) = TYPE: 6FX8002-5DA68 LENGTH (M) = 0 + 0 + 5 + 0 | 614 | TEM | 1 | MC | 4.353 | 1
6FX80025DA681AF5 | POWER CABLE EXTENSION 4X10 + (2X1.5)C C, CONNECTOR FULL THREAD SIZE 1.5 FOR SIMODRIVE/MASTERDRIVES MOTION-CONNECT 800PLUS TRAILING TYPE UL/CSA DESINA DMAX=20.1 MM LENGTH (M) = TYPE: 6FX8002-5DA68 LENGTH (M) = 0 + 0 + 5 + 0,5 | 652 | TEM | 1 | MC | 4.743 | 1
6FX80025DA681AG0 | POWER CABLE EXTENSION 4X10 + (2X1.5)C C, CONNECTOR FULL THREAD SIZE 1.5 FOR SIMODRIVE/MASTERDRIVES MOTION-CONNECT 800PLUS TRAILING TYPE UL/CSA DESINA DMAX=20.1 MM LENGTH (M) = TYPE: 6FX8002-5DA68 LENGTH (M) = 0 + 0 + 6 + 0 | 652 | TEM | 1 | MC | 5.133 | 1
6FX80025DA681AH0 | POWER CABLE EXTENSION 4X10 + (2X1.5)C C, CONNECTOR FULL THREAD SIZE 1.5 FOR SIMODRIVE/MASTERDRIVES MOTION-CONNECT 800PLUS TRAILING TYPE UL/CSA DESINA DMAX=20.1 MM LENGTH (M) = TYPE: 6FX8002-5DA68 LENGTH (M) = 0 + 0 + 7 + 0 | 690 | TEM | 1 | MC | 5.913 | 1
6FX80025DA681AJ0 | POWER CABLE EXTENSION 4X10 + (2X1.5)C C, CONNECTOR FULL THREAD SIZE 1.5 FOR SIMODRIVE/MASTERDRIVES MOTION-CONNECT 800PLUS TRAILING TYPE UL/CSA DESINA DMAX=20.1 MM LENGTH (M) = TYPE: 6FX8002-5DA68 LENGTH (M) = 0 + 0 + 8 + 0 | 729 | TEM | 1 | MC | 6.693 | 1
6FX80025DA681AK0 | POWER CABLE EXTENSION 4X10 + (2X1.5)C C, CONNECTOR FULL THREAD SIZE 1.5 FOR SIMODRIVE/MASTERDRIVES MOTION-CONNECT 800PLUS TRAILING TYPE UL/CSA DESINA DMAX=20.1 MM LENGTH (M) = TYPE: 6FX8002-5DA68 LENGTH (M) = 0 + 0 + 9 + 0 | 767 | TEM | 1 | MC | 7.473 | 1
6FX80025DA681AK5 | POWER CABLE EXTENSION 4X10 + (2X1.5)C C, CONNECTOR FULL THREAD SIZE 1.5 FOR SIMODRIVE/MASTERDRIVES MOTION-CONNECT 800PLUS TRAILING TYPE UL/CSA DESINA DMAX=20.1 MM LENGTH (M) = TYPE: 6FX8002-5DA68 LENGTH (M) = 0 + 0 + 9 + 0,5 | 805 | TEM | 1 | MC | 7.863 | 1
6FX80025DA681BA0 | POWER CABLE EXTENSION 4X10 + (2X1.5)C C, CONNECTOR FULL THREAD SIZE 1.5 FOR SIMODRIVE/MASTERDRIVES MOTION-CONNECT 800PLUS TRAILING TYPE UL/CSA DESINA DMAX=20.1 MM LENGTH (M) = TYPE: 6FX8002-5DA68 LENGTH (M) = 0 + 10 + 0 + 0 | 804 | TEM | 1 | MC | 8.253 | 1
6FX80025DA681BC0 | POWER CABLE EXTENSION 4X10 + (2X1.5)C C, CONNECTOR FULL THREAD SIZE 1.5 FOR SIMODRIVE/MASTERDRIVES MOTION-CONNECT 800PLUS TRAILING TYPE UL/CSA DESINA DMAX=20.1 MM LENGTH (M) = TYPE: 6FX8002-5DA68 LENGTH (M) = 0 + 10 + 2 + 0 | 880 | TEM | 1 | MC | 9.813 | 1
6FX80025DA681BD0 | POWER CABLE EXTENSION 4X10 + (2X1.5)C C, CONNECTOR FULL THREAD SIZE 1.5 FOR SIMODRIVE/MASTERDRIVES MOTION-CONNECT 800PLUS TRAILING TYPE UL/CSA DESINA DMAX=20.1 MM LENGTH (M) = TYPE: 6FX8002-5DA68 LENGTH (M) = 0 + 10 + 3 + 0 | 918 | TEM | 1 | MC | 10.593 | 1
6FX80025DA681BE0 | POWER CABLE EXTENSION 4X10 + (2X1.5)C C, CONNECTOR FULL THREAD SIZE 1.5 FOR SIMODRIVE/MASTERDRIVES MOTION-CONNECT 800PLUS TRAILING TYPE UL/CSA DESINA DMAX=20.1 MM LENGTH (M) = TYPE: 6FX8002-5DA68 LENGTH (M) = 0 + 10 + 4 + 0 | 956 | TEM | 1 | MC | 11.373 | 1
6FX80025DA681BF0 | POWER CABLE EXTENSION 4X10 + (2X1.5)C C, CONNECTOR FULL THREAD SIZE 1.5 FOR SIMODRIVE/MASTERDRIVES MOTION-CONNECT 800PLUS TRAILING TYPE UL/CSA DESINA DMAX=20.1 MM LENGTH (M) = TYPE: 6FX8002-5DA68 LENGTH (M) = 0 + 10 + 5 + 0 | 994 | TEM | 1 | MC | 12.153 | 1
6FX80025DA681BG0 | POWER CABLE EXTENSION 4X10 + (2X1.5)C C, CONNECTOR FULL THREAD SIZE 1.5 FOR SIMODRIVE/MASTERDRIVES MOTION-CONNECT 800PLUS TRAILING TYPE UL/CSA DESINA DMAX=20.1 MM LENGTH (M) = TYPE: 6FX8002-5DA68 LENGTH (M) = 0 + 10 + 6 + 0 | 1032 | TEM | 1 | MC | 12.933 | 1
6FX80025DA681BH0 | POWER CABLE EXTENSION 4X10 + (2X1.5)C C, CONNECTOR FULL THREAD SIZE 1.5 FOR SIMODRIVE/MASTERDRIVES MOTION-CONNECT 800PLUS TRAILING TYPE UL/CSA DESINA DMAX=20.1 MM LENGTH (M) = TYPE: 6FX8002-5DA68 LENGTH (M) = 0 + 10 + 7 + 0 | 1071 | TEM | 1 | MC | 13.713 | 1
6FX80025DA681BK0 | POWER CABLE EXTENSION 4X10 + (2X1.5)C C, CONNECTOR FULL THREAD SIZE 1.5 FOR SIMODRIVE/MASTERDRIVES MOTION-CONNECT 800PLUS TRAILING TYPE UL/CSA DESINA DMAX=20.1 MM LENGTH (M) = TYPE: 6FX8002-5DA68 LENGTH (M) = 0 + 10 + 9 + 0 | 1147 | TEM | 1 | MC | 15.273 | 1
6FX80025DA681CE0 | POWER CABLE EXTENSION 4X10 + (2X1.5)C C, CONNECTOR FULL THREAD SIZE 1.5 FOR SIMODRIVE/MASTERDRIVES MOTION-CONNECT 800PLUS TRAILING TYPE UL/CSA DESINA DMAX=20.1 MM LENGTH (M) = TYPE: 6FX8002-5DA68 LENGTH (M) = 0 + 20 + 4 + 0 | 1336 | TEM | 1 | MC | 19.173 | 1
6FX80025DA681CF0 | POWER CABLE EXTENSION 4X10 + (2X1.5)C C, CONNECTOR FULL THREAD SIZE 1.5 FOR SIMODRIVE/MASTERDRIVES MOTION-CONNECT 800PLUS TRAILING TYPE UL/CSA DESINA DMAX=20.1 MM LENGTH (M) = TYPE: 6FX8002-5DA68 LENGTH (M) = 0 + 20 + 5 + 0 | 1374 | TEM | 1 | MC | 19.953 | 1
6FX80025DA681CG0 | POWER CABLE EXTENSION 4X10 + (2X1.5)C C, CONNECTOR FULL THREAD SIZE 1.5 FOR SIMODRIVE/MASTERDRIVES MOTION-CONNECT 800PLUS TRAILING TYPE UL/CSA DESINA DMAX=20.1 MM LENGTH (M) = TYPE: 6FX8002-5DA68 LENGTH (M) = 0 + 20 + 6 + 0 | 1412 | TEM | 1 | MC | 20.733 | 1
6FX80025DA681DK0 | POWER CABLE EXTENSION 4X10 + (2X1.5)C C, CONNECTOR FULL THREAD SIZE 1.5 FOR SIMODRIVE/MASTERDRIVES MOTION-CONNECT 800PLUS TRAILING TYPE UL/CSA DESINA DMAX=20.1 MM LENGTH (M) = TYPE: 6FX8002-5DA68 LENGTH (M) = 0 + 30 + 9 + 0 | 1912 | TEM | 1 | MC | 30.873 | 1
6FX80025DA851AB0 | POWER CABLE, PREASSEMBLED EXT. 4X1.5+(2X1.5)C, CONNECTOR FULL THREAD SIZE 1/1.5 MOTION-CONNECT 800PLUS TRAILING TYPE UL/CSA DESINA DMAX= 12 MM, LENGTH (M) = TYPE: 6FX8002-5DA85 LENGTH (M) = 0 + 0 + 1 + 0 | 315 | TEM | 1 | MC | 0.9 | 1
6FX80025DF011AD0 | POWER CABLE, PREASSEMBLED TYPE: 6FX8002-5DF01 BASE 6FX8002-5DA01, CIRCULAR BLOCK ONLY IS PREASSEMBLED CABLE CUT ON MODULE WITHOUT BARED END, CORE END SLEEVE; TERMINAL BLOCK AND SHIELD CLAMP LENGTH (M) = 0 + 0 + 3 + 0 | 154 | TEM | 1 | MC | 0.84 | 1
6FX80025DF101AB0 | POWER CABLE, PREASSEMBLED TYPE: 6FX8002-5DF10 4X1.5+(2X1.5)C C; CONNECTOR SPEED CONNECT SIZE 1 FOR SINAMICS S120 COMBI TRAILING TYPE, UL/CSA DESINA DMAX=12 MM LENGTH (M) = 0 + 0 + 1 + 0 | 160 | TEM | 1 | MC | 0.478 | 1
6FX80025DF101AF0 | POWER CABLE, PREASSEMBLED TYPE: 6FX8002-5DF10 4X1.5+(2X1.5)C C; CONNECTOR SPEED CONNECT SIZE 1 FOR SINAMICS S120 COMBI TRAILING TYPE, UL/CSA DESINA DMAX=12 MM LENGTH (M) = 0 + 0 + 5 + 0 | 222 | TEM | 1 | MC | 1.446 | 1
6FX80025DF101BA0 | POWER CABLE, PREASSEMBLED TYPE: 6FX8002-5DF10 4X1.5+(2X1.5)C C; CONNECTOR SPEED CONNECT SIZE 1 FOR SINAMICS S120 COMBI TRAILING TYPE, UL/CSA DESINA DMAX=12 MM LENGTH (M) = 0 + 10 + 0 + 0 | 300 | TEM | 1 | MC | 2.656 | 1
6FX80025DG011AB0 | POWER CABLE, PREASSEMBLED TYPE: 6FX8002-5DG01 4X1,5+(2X1,5)C C, CONNECTOR FULL THREAD SIZE 1 FOR SINAMICS POWER MODULE MOTION-CONNECT 800PLUS DMAX= 12 MM, LENGTH (M) = + 0 + 0 + 1 + 0 | 160 | TEM | 1 | MC | 0.366 | 1
6FX80025DG011AD0 | POWER CABLE, PREASSEMBLED TYPE: 6FX8002-5DG01 4X1,5+(2X1,5)C C, CONNECTOR FULL THREAD SIZE 1 FOR SINAMICS POWER MODULE MOTION-CONNECT 800PLUS DMAX= 12 MM, LENGTH (M) = + 0 + 0 + 3 + 0 | 191 | TEM | 1 | MC | 0.85 | 1
6FX80025DG011AE0 | POWER CABLE, PREASSEMBLED TYPE: 6FX8002-5DG01 4X1,5+(2X1,5)C C, CONNECTOR FULL THREAD SIZE 1 FOR SINAMICS POWER MODULE MOTION-CONNECT 800PLUS DMAX= 12 MM, LENGTH (M) = + 0 + 0 + 4 + 0 | 206 | TEM | 1 | MC | 1.092 | 1
6FX80025DG011AF0 | POWER CABLE, PREASSEMBLED TYPE: 6FX8002-5DG01 4X1,5+(2X1,5)C C, CONNECTOR FULL THREAD SIZE 1 FOR SINAMICS POWER MODULE MOTION-CONNECT 800PLUS DMAX= 12 MM, LENGTH (M) = + 0 + 0 + 5 + 0 | 222 | TEM | 1 | MC | 1.334 | 1
6FX80025DG011AG0 | POWER CABLE, PREASSEMBLED TYPE: 6FX8002-5DG01 4X1,5+(2X1,5)C C, CONNECTOR FULL THREAD SIZE 1 FOR SINAMICS POWER MODULE MOTION-CONNECT 800PLUS DMAX= 12 MM, LENGTH (M) = + 0 + 0 + 6 + 0 | 238 | TEM | 1 | MC | 1.576 | 1
6FX80025DG011AH0 | POWER CABLE, PREASSEMBLED TYPE: 6FX8002-5DG01 4X1,5+(2X1,5)C C, CONNECTOR FULL THREAD SIZE 1 FOR SINAMICS POWER MODULE MOTION-CONNECT 800PLUS DMAX= 12 MM, LENGTH (M) = + 0 + 0 + 7 + 0 | 253 | TEM | 1 | MC | 1.818 | 1
6FX80025DG011AJ0 | POWER CABLE, PREASSEMBLED TYPE: 6FX8002-5DG01 4X1,5+(2X1,5)C C, CONNECTOR FULL THREAD SIZE 1 FOR SINAMICS POWER MODULE MOTION-CONNECT 800PLUS DMAX= 12 MM, LENGTH (M) = + 0 + 0 + 8 + 0 | 269 | TEM | 1 | MC | 2.06 | 1
6FX80025DG011AJ5 | POWER CABLE, PREASSEMBLED TYPE: 6FX8002-5DG01 4X1,5+(2X1,5)C C, CONNECTOR FULL THREAD SIZE 1 FOR SINAMICS POWER MODULE MOTION-CONNECT 800PLUS DMAX= 12 MM, LENGTH (M) = + 0 + 0 + 8 + 0,5 | 284 | TEM | 1 | MC | 2.181 | 1
6FX80025DG011AK0 | POWER CABLE, PREASSEMBLED TYPE: 6FX8002-5DG01 4X1,5+(2X1,5)C C, CONNECTOR FULL THREAD SIZE 1 FOR SINAMICS POWER MODULE MOTION-CONNECT 800PLUS DMAX= 12 MM, LENGTH (M) = + 0 + 0 + 9 + 0 | 284 | TEM | 1 | MC | 2.302 | 1
6FX80025DG011BA0 | POWER CABLE, PREASSEMBLED TYPE: 6FX8002-5DG01 4X1,5+(2X1,5)C C, CONNECTOR FULL THREAD SIZE 1 FOR SINAMICS POWER MODULE MOTION-CONNECT 800PLUS DMAX= 12 MM, LENGTH (M) = + 0 + 10 + 0 + 0 | 300 | TEM | 1 | MC | 2.544 | 1
6FX80025DG011BB0 | POWER CABLE, PREASSEMBLED TYPE: 6FX8002-5DG01 4X1,5+(2X1,5)C C, CONNECTOR FULL THREAD SIZE 1 FOR SINAMICS POWER MODULE MOTION-CONNECT 800PLUS DMAX= 12 MM, LENGTH (M) = + 0 + 10 + 1 + 0 | 315 | TEM | 1 | MC | 2.786 | 1
6FX80025DG011BC0 | POWER CABLE, PREASSEMBLED TYPE: 6FX8002-5DG01 4X1,5+(2X1,5)C C, CONNECTOR FULL THREAD SIZE 1 FOR SINAMICS POWER MODULE MOTION-CONNECT 800PLUS DMAX= 12 MM, LENGTH (M) = + 0 + 10 + 2 + 0 | 330 | TEM | 1 | MC | 3.028 | 1
6FX80025DG011BD0 | POWER CABLE, PREASSEMBLED TYPE: 6FX8002-5DG01 4X1,5+(2X1,5)C C, CONNECTOR FULL THREAD SIZE 1 FOR SINAMICS POWER MODULE MOTION-CONNECT 800PLUS DMAX= 12 MM, LENGTH (M) = + 0 + 10 + 3 + 0 | 346 | TEM | 1 | MC | 3.27 | 1
6FX80025DG011BE0 | POWER CABLE, PREASSEMBLED TYPE: 6FX8002-5DG01 4X1,5+(2X1,5)C C, CONNECTOR FULL THREAD SIZE 1 FOR SINAMICS POWER MODULE MOTION-CONNECT 800PLUS DMAX= 12 MM, LENGTH (M) = + 0 + 10 + 4 + 0 | 361 | TEM | 1 | MC | 3.512 | 1
6FX80025DG011BE5 | POWER CABLE, PREASSEMBLED TYPE: 6FX8002-5DG01 4X1,5+(2X1,5)C C, CONNECTOR FULL THREAD SIZE 1 FOR SINAMICS POWER MODULE MOTION-CONNECT 800PLUS DMAX= 12 MM, LENGTH (M) = + 0 + 10 + 4 + 0,5 | 377 | TEM | 1 | MC | 3.633 | 1
6FX80025DG011BF0 | POWER CABLE, PREASSEMBLED TYPE: 6FX8002-5DG01 4X1,5+(2X1,5)C C, CONNECTOR FULL THREAD SIZE 1 FOR SINAMICS POWER MODULE MOTION-CONNECT 800PLUS DMAX= 12 MM, LENGTH (M) = + 0 + 10 + 5 + 0 | 377 | TEM | 1 | MC | 3.754 | 1
6FX80025DG011BG0 | POWER CABLE, PREASSEMBLED TYPE: 6FX8002-5DG01 4X1,5+(2X1,5)C C, CONNECTOR FULL THREAD SIZE 1 FOR SINAMICS POWER MODULE MOTION-CONNECT 800PLUS DMAX= 12 MM, LENGTH (M) = + 0 + 10 + 6 + 0 | 393 | TEM | 1 | MC | 3.996 | 1
6FX80025DG011BH0 | POWER CABLE, PREASSEMBLED TYPE: 6FX8002-5DG01 4X1,5+(2X1,5)C C, CONNECTOR FULL THREAD SIZE 1 FOR SINAMICS POWER MODULE MOTION-CONNECT 800PLUS DMAX= 12 MM, LENGTH (M) = + 0 + 10 + 7 + 0 | 408 | TEM | 1 | MC | 4.238 | 1
6FX80025DG011BJ0 | POWER CABLE, PREASSEMBLED TYPE: 6FX8002-5DG01 4X1,5+(2X1,5)C C, CONNECTOR FULL THREAD SIZE 1 FOR SINAMICS POWER MODULE MOTION-CONNECT 800PLUS DMAX= 12 MM, LENGTH (M) = + 0 + 10 + 8 + 0 | 424 | TEM | 1 | MC | 4.48 | 1
6FX80025DG011CA0 | POWER CABLE, PREASSEMBLED TYPE: 6FX8002-5DG01 4X1,5+(2X1,5)C C, CONNECTOR FULL THREAD SIZE 1 FOR SINAMICS POWER MODULE MOTION-CONNECT 800PLUS DMAX= 12 MM, LENGTH (M) = + 0 + 20 + 0 + 0 | 454 | TEM | 1 | MC | 4.964 | 1
6FX80025DG011CB0 | POWER CABLE, PREASSEMBLED TYPE: 6FX8002-5DG01 4X1,5+(2X1,5)C C, CONNECTOR FULL THREAD SIZE 1 FOR SINAMICS POWER MODULE MOTION-CONNECT 800PLUS DMAX= 12 MM, LENGTH (M) = + 0 + 20 + 1 + 0 | 470 | TEM | 1 | MC | 5.206 | 1
6FX80025DG011CB5 | POWER CABLE, PREASSEMBLED TYPE: 6FX8002-5DG01 4X1,5+(2X1,5)C C, CONNECTOR FULL THREAD SIZE 1 FOR SINAMICS POWER MODULE MOTION-CONNECT 800PLUS DMAX= 12 MM, LENGTH (M) = + 0 + 20 + 1 + 0,5 | 485 | TEM | 1 | MC | 5.327 | 1
6FX80025DG011CC0 | POWER CABLE, PREASSEMBLED TYPE: 6FX8002-5DG01 4X1,5+(2X1,5)C C, CONNECTOR FULL THREAD SIZE 1 FOR SINAMICS POWER MODULE MOTION-CONNECT 800PLUS DMAX= 12 MM, LENGTH (M) = + 0 + 20 + 2 + 0 | 485 | TEM | 1 | MC | 5.448 | 1
6FX80025DG011CD0 | POWER CABLE, PREASSEMBLED TYPE: 6FX8002-5DG01 4X1,5+(2X1,5)C C, CONNECTOR FULL THREAD SIZE 1 FOR SINAMICS POWER MODULE MOTION-CONNECT 800PLUS DMAX= 12 MM, LENGTH (M) = + 0 + 20 + 3 + 0 | 501 | TEM | 1 | MC | 5.69 | 1
6FX80025DG011CJ0 | POWER CABLE, PREASSEMBLED TYPE: 6FX8002-5DG01 4X1,5+(2X1,5)C C, CONNECTOR FULL THREAD SIZE 1 FOR SINAMICS POWER MODULE MOTION-CONNECT 800PLUS DMAX= 12 MM, LENGTH (M) = + 0 + 20 + 8 + 0 | 578 | TEM | 1 | MC | 6.9 | 1
6FX80025DG011DA0 | POWER CABLE, PREASSEMBLED TYPE: 6FX8002-5DG01 4X1,5+(2X1,5)C C, CONNECTOR FULL THREAD SIZE 1 FOR SINAMICS POWER MODULE MOTION-CONNECT 800PLUS DMAX= 12 MM, LENGTH (M) = + 0 + 30 + 0 + 0 | 608 | TEM | 1 | MC | 7.384 | 1
6FX80025DG011DB0 | POWER CABLE, PREASSEMBLED TYPE: 6FX8002-5DG01 4X1,5+(2X1,5)C C, CONNECTOR FULL THREAD SIZE 1 FOR SINAMICS POWER MODULE MOTION-CONNECT 800PLUS DMAX= 12 MM, LENGTH (M) = + 0 + 30 + 1 + 0 | 623 | TEM | 1 | MC | 7.626 | 1
6FX80025DG011DG0 | POWER CABLE, PREASSEMBLED TYPE: 6FX8002-5DG01 4X1,5+(2X1,5)C C, CONNECTOR FULL THREAD SIZE 1 FOR SINAMICS POWER MODULE MOTION-CONNECT 800PLUS DMAX= 12 MM, LENGTH (M) = + 0 + 30 + 6 + 0 | 701 | TEM | 1 | MC | 8.836 | 1
6FX80025DG011GB0 | POWER CABLE, PREASSEMBLED TYPE: 6FX8002-5DG01 4X1,5+(2X1,5)C C, CONNECTOR FULL THREAD SIZE 1 FOR SINAMICS POWER MODULE MOTION-CONNECT 800PLUS DMAX= 12 MM, LENGTH (M) = + 0 + 60 + 1 + 0 | 1091 | TEM | 1 | MC | 14.886 | 1
6FX80025DG011JB0 | POWER CABLE, PREASSEMBLED TYPE: 6FX8002-5DG01 4X1,5+(2X1,5)C C, CONNECTOR FULL THREAD SIZE 1 FOR SINAMICS POWER MODULE MOTION-CONNECT 800PLUS DMAX= 12 MM, LENGTH (M) = + 0 + 80 + 1 + 0 | 1401 | TEM | 1 | MC | 19.726 | 1
6FX80025DG101AC0 | POWER CABLE PREASSEMBLED 4X1.5+(2X1.5)C C, CONNECTOR SPEED CONNECT SIZE 1 FOR SINAMICS S120 POWER MODULE MOTION-CONNECT 800PLUS TRAILING TYPE UL/CSA DESINA DMAX= 12 MM, LENGTH (M) = TYPE: 6FX8002-5DG10 LENGTH (M) = + 0 + 0 + 2 + 0 | 175 | TEM | 1 | MC | 0.608 | 1
6FX80025DG101AF0 | POWER CABLE PREASSEMBLED 4X1.5+(2X1.5)C C, CONNECTOR SPEED CONNECT SIZE 1 FOR SINAMICS S120 POWER MODULE MOTION-CONNECT 800PLUS TRAILING TYPE UL/CSA DESINA DMAX= 12 MM, LENGTH (M) = TYPE: 6FX8002-5DG10 LENGTH (M) = + 0 + 0 + 5 + 0 | 222 | TEM | 1 | MC | 1.334 | 1
6FX80025DG101AH0 | POWER CABLE PREASSEMBLED 4X1.5+(2X1.5)C C, CONNECTOR SPEED CONNECT SIZE 1 FOR SINAMICS S120 POWER MODULE MOTION-CONNECT 800PLUS TRAILING TYPE UL/CSA DESINA DMAX= 12 MM, LENGTH (M) = TYPE: 6FX8002-5DG10 LENGTH (M) = + 0 + 0 + 7 + 0 | 253 | TEM | 1 | MC | 1.818 | 1
6FX80025DG101BA0 | POWER CABLE PREASSEMBLED 4X1.5+(2X1.5)C C, CONNECTOR SPEED CONNECT SIZE 1 FOR SINAMICS S120 POWER MODULE MOTION-CONNECT 800PLUS TRAILING TYPE UL/CSA DESINA DMAX= 12 MM, LENGTH (M) = TYPE: 6FX8002-5DG10 LENGTH (M) = + 0 + 10 + 0 + 0 | 300 | TEM | 1 | MC | 2.544 | 1
6FX80025DG101BF0 | POWER CABLE PREASSEMBLED 4X1.5+(2X1.5)C C, CONNECTOR SPEED CONNECT SIZE 1 FOR SINAMICS S120 POWER MODULE MOTION-CONNECT 800PLUS TRAILING TYPE UL/CSA DESINA DMAX= 12 MM, LENGTH (M) = TYPE: 6FX8002-5DG10 LENGTH (M) = + 0 + 10 + 5 + 0 | 377 | TEM | 1 | MC | 3.754 | 1
6FX80025DG101CC0 | POWER CABLE PREASSEMBLED 4X1.5+(2X1.5)C C, CONNECTOR SPEED CONNECT SIZE 1 FOR SINAMICS S120 POWER MODULE MOTION-CONNECT 800PLUS TRAILING TYPE UL/CSA DESINA DMAX= 12 MM, LENGTH (M) = TYPE: 6FX8002-5DG10 LENGTH (M) = + 0 + 20 + 2 + 0 | 486 | TEM | 1 | MC | 5.448 | 1
6FX80025DG111AJ0 | POWER CABLE, PREASSEMBLED TYPE: 6FX8002-5DG11 4X2.5 + (2X1.5)C C CONNECTOR FULL THREAD SIZE 1 FOR SINAMICS S120 POWER MODULE AND MOTOR MOD. BOOKSIZE COMPACT MOTION-CONNECT 800PLUS TRAILING TYPE UL/CSA DESINA DMAX=13.8 MM LENGTH (M) = + 0 + 0 + 8 + 0 | 289 | TEM | 1 | MC | 2.038 | 1
6FX80025DG111BA0 | POWER CABLE, PREASSEMBLED TYPE: 6FX8002-5DG11 4X2.5 + (2X1.5)C C CONNECTOR FULL THREAD SIZE 1 FOR SINAMICS S120 POWER MODULE AND MOTOR MOD. BOOKSIZE COMPACT MOTION-CONNECT 800PLUS TRAILING TYPE UL/CSA DESINA DMAX=13.8 MM LENGTH (M) = + 0 + 10 + 0 + 0 | 324 | TEM | 1 | MC | 2.518 | 1
6FX80025DG111CA0 | POWER CABLE, PREASSEMBLED TYPE: 6FX8002-5DG11 4X2.5 + (2X1.5)C C CONNECTOR FULL THREAD SIZE 1 FOR SINAMICS S120 POWER MODULE AND MOTOR MOD. BOOKSIZE COMPACT MOTION-CONNECT 800PLUS TRAILING TYPE UL/CSA DESINA DMAX=13.8 MM LENGTH (M) = + 0 + 20 + 0 + 0 | 504 | TEM | 1 | MC | 4.918 | 1
6FX80025DG111DB0 | POWER CABLE, PREASSEMBLED TYPE: 6FX8002-5DG11 4X2.5 + (2X1.5)C C CONNECTOR FULL THREAD SIZE 1 FOR SINAMICS S120 POWER MODULE AND MOTOR MOD. BOOKSIZE COMPACT MOTION-CONNECT 800PLUS TRAILING TYPE UL/CSA DESINA DMAX=13.8 MM LENGTH (M) = + 0 + 30 + 1 + 0 | 699 | TEM | 1 | MC | 7.558 | 1
6FX80025DG121AF0 | POWER CABLE PREASSEMBLED 4X2.5 + (2X1.5)C C CONNECTOR SPEED-CONNECT SIZE 1 FOR SINAMICS S120 POWER MODULE AND MOTOR MOD. BOOKSIZE COMPACT MOTION-CONNECT 800PLUS TRAILING TYPE UL/CSA DESINA DMAX=13.8 MM LENGTH (M) = TYPE: 6FX8002-5DG12 LENGTH (M) = 0 + 0 + 5 + 0 | 235 | TEM | 1 | MC | 2.07 | 1
6FX80025DG121BA0 | POWER CABLE PREASSEMBLED 4X2.5 + (2X1.5)C C CONNECTOR SPEED-CONNECT SIZE 1 FOR SINAMICS S120 POWER MODULE AND MOTOR MOD. BOOKSIZE COMPACT MOTION-CONNECT 800PLUS TRAILING TYPE UL/CSA DESINA DMAX=13.8 MM LENGTH (M) = TYPE: 6FX8002-5DG12 LENGTH (M) = 0 + 10 + 0 + 0 | 324 | TEM | 1 | MC | 3.58 | 1
6FX80025DG131AF0 | POWER CABLE, PREASSEMBLED TYPE: 6FX8002-5DG13 4X10 + (2X1.5)C C; CONNECTOR FULL THREAD SIZE 3; FOR SINAMICS S120 POWER MODULE AND MOTOR MODULE BOOKSIZE COMPACT MOTION-CONNECT 800PLUS TRAILING TYPE UL/CSA DESINA DMAX=20.1 MM LENGTH (M) = 0 + 0 + 5 + 0 | 875 | TEM | 1 | MC | 4.889 | 1
6FX80025DG131AF5 | POWER CABLE, PREASSEMBLED TYPE: 6FX8002-5DG13 4X10 + (2X1.5)C C; CONNECTOR FULL THREAD SIZE 3; FOR SINAMICS S120 POWER MODULE AND MOTOR MODULE BOOKSIZE COMPACT MOTION-CONNECT 800PLUS TRAILING TYPE UL/CSA DESINA DMAX=20.1 MM LENGTH (M) = 0 + 0 + 5 + 0,5 | 913 | TEM | 1 | MC | 5.278 | 1
6FX80025DG131AJ5 | POWER CABLE, PREASSEMBLED TYPE: 6FX8002-5DG13 4X10 + (2X1.5)C C; CONNECTOR FULL THREAD SIZE 3; FOR SINAMICS S120 POWER MODULE AND MOTOR MODULE BOOKSIZE COMPACT MOTION-CONNECT 800PLUS TRAILING TYPE UL/CSA DESINA DMAX=20.1 MM LENGTH (M) = 0 + 0 + 8 + 0,5 | 1027 | TEM | 1 | MC | 7.618 | 1
6FX80025DG131BA0 | POWER CABLE, PREASSEMBLED TYPE: 6FX8002-5DG13 4X10 + (2X1.5)C C; CONNECTOR FULL THREAD SIZE 3; FOR SINAMICS S120 POWER MODULE AND MOTOR MODULE BOOKSIZE COMPACT MOTION-CONNECT 800PLUS TRAILING TYPE UL/CSA DESINA DMAX=20.1 MM LENGTH (M) = 0 + 10 + 0 + 0 | 1064 | TEM | 1 | MC | 8.789 | 1
6FX80025DG131CA0 | POWER CABLE, PREASSEMBLED TYPE: 6FX8002-5DG13 4X10 + (2X1.5)C C; CONNECTOR FULL THREAD SIZE 3; FOR SINAMICS S120 POWER MODULE AND MOTOR MODULE BOOKSIZE COMPACT MOTION-CONNECT 800PLUS TRAILING TYPE UL/CSA DESINA DMAX=20.1 MM LENGTH (M) = 0 + 20 + 0 + 0 | 1444 | TEM | 1 | MC | 16.589 | 1
6FX80025DG131CF0 | POWER CABLE, PREASSEMBLED TYPE: 6FX8002-5DG13 4X10 + (2X1.5)C C; CONNECTOR FULL THREAD SIZE 3; FOR SINAMICS S120 POWER MODULE AND MOTOR MODULE BOOKSIZE COMPACT MOTION-CONNECT 800PLUS TRAILING TYPE UL/CSA DESINA DMAX=20.1 MM LENGTH (M) = 0 + 20 + 5 + 0 | 1635 | TEM | 1 | MC | 20.488 | 1
6FX80025DG131FA0 | POWER CABLE, PREASSEMBLED TYPE: 6FX8002-5DG13 4X10 + (2X1.5)C C; CONNECTOR FULL THREAD SIZE 3; FOR SINAMICS S120 POWER MODULE AND MOTOR MODULE BOOKSIZE COMPACT MOTION-CONNECT 800PLUS TRAILING TYPE UL/CSA DESINA DMAX=20.1 MM LENGTH (M) = 0 + 50 + 0 + 0 | 2589 | TEM | 1 | MC | 39.989 | 1
6FX80025DG131HF0 | POWER CABLE, PREASSEMBLED TYPE: 6FX8002-5DG13 4X10 + (2X1.5)C C; CONNECTOR FULL THREAD SIZE 3; FOR SINAMICS S120 POWER MODULE AND MOTOR MODULE BOOKSIZE COMPACT MOTION-CONNECT 800PLUS TRAILING TYPE UL/CSA DESINA DMAX=20.1 MM LENGTH (M) = 0 + 70 + 5 + 0 | 3544 | TEM | 1 | MC | 59.488 | 1
6FX80025DG211AD0 | POWER CABLE, PREASSEMBLED TYPE: 6FX8002-5DG21 4X1,5+(2X1,5)C C, CONNECTOR FULL THREAD SIZE 1.5 FOR SINAMICS POWER MODULE MOTION-CONNECT 800PLUS DMAX= 12 MM, LENGTH (M) = 0 + 0 + 3 + 0 | 263 | TEM | 1 | MC | 0.917 | 1
6FX80025DG211AH5 | POWER CABLE, PREASSEMBLED TYPE: 6FX8002-5DG21 4X1,5+(2X1,5)C C, CONNECTOR FULL THREAD SIZE 1.5 FOR SINAMICS POWER MODULE MOTION-CONNECT 800PLUS DMAX= 12 MM, LENGTH (M) = 0 + 0 + 7 + 0,5 | 340 | TEM | 1 | MC | 1.817 | 1
6FX80025DG211AJ5 | POWER CABLE, PREASSEMBLED TYPE: 6FX8002-5DG21 4X1,5+(2X1,5)C C, CONNECTOR FULL THREAD SIZE 1.5 FOR SINAMICS POWER MODULE MOTION-CONNECT 800PLUS DMAX= 12 MM, LENGTH (M) = 0 + 0 + 8 + 0,5 | 356 | TEM | 1 | MC | 2.017 | 1
6FX80025DG211BA0 | POWER CABLE, PREASSEMBLED TYPE: 6FX8002-5DG21 4X1,5+(2X1,5)C C, CONNECTOR FULL THREAD SIZE 1.5 FOR SINAMICS POWER MODULE MOTION-CONNECT 800PLUS DMAX= 12 MM, LENGTH (M) = 0 + 10 + 0 + 0 | 371 | TEM | 1 | MC | 2.317 | 1
6FX80025DG211BC0 | POWER CABLE, PREASSEMBLED TYPE: 6FX8002-5DG21 4X1,5+(2X1,5)C C, CONNECTOR FULL THREAD SIZE 1.5 FOR SINAMICS POWER MODULE MOTION-CONNECT 800PLUS DMAX= 12 MM, LENGTH (M) = 0 + 10 + 2 + 0 | 402 | TEM | 1 | MC | 2.717 | 1
6FX80025DG211BD0 | POWER CABLE, PREASSEMBLED TYPE: 6FX8002-5DG21 4X1,5+(2X1,5)C C, CONNECTOR FULL THREAD SIZE 1.5 FOR SINAMICS POWER MODULE MOTION-CONNECT 800PLUS DMAX= 12 MM, LENGTH (M) = 0 + 10 + 3 + 0 | 418 | TEM | 1 | MC | 2.917 | 1
6FX80025DG211DA0 | POWER CABLE, PREASSEMBLED TYPE: 6FX8002-5DG21 4X1,5+(2X1,5)C C, CONNECTOR FULL THREAD SIZE 1.5 FOR SINAMICS POWER MODULE MOTION-CONNECT 800PLUS DMAX= 12 MM, LENGTH (M) = 0 + 30 + 0 + 0 | 680 | TEM | 1 | MC | 6.317 | 1
6FX80025DG211DB0 | POWER CABLE, PREASSEMBLED TYPE: 6FX8002-5DG21 4X1,5+(2X1,5)C C, CONNECTOR FULL THREAD SIZE 1.5 FOR SINAMICS POWER MODULE MOTION-CONNECT 800PLUS DMAX= 12 MM, LENGTH (M) = 0 + 30 + 1 + 0 | 695 | TEM | 1 | MC | 6.517 | 1
6FX80025DG221BA0 | POWER CABLE PREASSEMBLED 4X1.5+(2X1.5)C C, CONNECTOR SPEED CONNECT SIZE 1.5 FOR SINAMICS S120 POWER MODULE MOTION-CONNECT 800PLUS TRAILING TYPE UL/CSA DESINA DMAX= 12 MM, LENGTH (M) = TYPE: 6FX8002-5DG22 LENGTH (M) = + 0 + 10 + 0 + 0 | 371 | TEM | 1 | MC | 2.317 | 1
6FX80025DG231CA0 | POWER CABLE, PREASSEMBLED TYPE: 6FX8002-5DG23 4X16 + (2X1.5)C C CONNECTOR FULL THREAD SIZE 3 FOR SINAMICS S120 POWER MODULE AND MOTOR MOD. BOOKSIZE COMPACT MOTION-CONNECT 800PLUS TRAILING TYPE UL/CSA DESINA DMAX=23.8 MM LENGTH (M) = 0 + 20 + 0 + 0 | 1818 | TEM | 1 | MC | 21.821 | 1
6FX80025DG231EA0 | POWER CABLE, PREASSEMBLED TYPE: 6FX8002-5DG23 4X16 + (2X1.5)C C CONNECTOR FULL THREAD SIZE 3 FOR SINAMICS S120 POWER MODULE AND MOTOR MOD. BOOKSIZE COMPACT MOTION-CONNECT 800PLUS TRAILING TYPE UL/CSA DESINA DMAX=23.8 MM LENGTH (M) = 0 + 40 + 0 + 0 | 2886 | TEM | 1 | MC | 42.761 | 1
6FX80025DG231FA0 | POWER CABLE, PREASSEMBLED TYPE: 6FX8002-5DG23 4X16 + (2X1.5)C C CONNECTOR FULL THREAD SIZE 3 FOR SINAMICS S120 POWER MODULE AND MOTOR MOD. BOOKSIZE COMPACT MOTION-CONNECT 800PLUS TRAILING TYPE UL/CSA DESINA DMAX=23.8 MM LENGTH (M) = 0 + 50 + 0 + 0 | 3420 | TEM | 1 | MC | 53.231 | 1
6FX80025DG311AE0 | POWER CABLE, PREASSEMBLED TYPE: 6FX8002-5DG31 4X2.5 + (2X1.5)C C CONNECTOR FULL THREAD SIZE 1.5 FOR SINAMICS S120 POWER MODULE AND MOTOR MOD. BOOKSIZE COMPACT MOTION-CONNECT 800PLUS TRAILING TYPE UL/CSA DESINA DMAX=13.8 MM LENGTH (M) = + 0 + 0 + 4 + 0 | 288 | TEM | 1 | MC | 1.231 | 1
6FX80025DG311AG0 | POWER CABLE, PREASSEMBLED TYPE: 6FX8002-5DG31 4X2.5 + (2X1.5)C C CONNECTOR FULL THREAD SIZE 1.5 FOR SINAMICS S120 POWER MODULE AND MOTOR MOD. BOOKSIZE COMPACT MOTION-CONNECT 800PLUS TRAILING TYPE UL/CSA DESINA DMAX=13.8 MM LENGTH (M) = + 0 + 0 + 6 + 0 | 323 | TEM | 1 | MC | 1.691 | 1
6FX80025DG311AH0 | POWER CABLE, PREASSEMBLED TYPE: 6FX8002-5DG31 4X2.5 + (2X1.5)C C CONNECTOR FULL THREAD SIZE 1.5 FOR SINAMICS S120 POWER MODULE AND MOTOR MOD. BOOKSIZE COMPACT MOTION-CONNECT 800PLUS TRAILING TYPE UL/CSA DESINA DMAX=13.8 MM LENGTH (M) = + 0 + 0 + 7 + 0 | 341 | TEM | 1 | MC | 1.921 | 1
6FX80025DG311BA0 | POWER CABLE, PREASSEMBLED TYPE: 6FX8002-5DG31 4X2.5 + (2X1.5)C C CONNECTOR FULL THREAD SIZE 1.5 FOR SINAMICS S120 POWER MODULE AND MOTOR MOD. BOOKSIZE COMPACT MOTION-CONNECT 800PLUS TRAILING TYPE UL/CSA DESINA DMAX=13.8 MM LENGTH (M) = + 0 + 10 + 0 + 0 | 394 | TEM | 1 | MC | 2.611 | 1
6FX80025DG311BB0 | POWER CABLE, PREASSEMBLED TYPE: 6FX8002-5DG31 4X2.5 + (2X1.5)C C CONNECTOR FULL THREAD SIZE 1.5 FOR SINAMICS S120 POWER MODULE AND MOTOR MOD. BOOKSIZE COMPACT MOTION-CONNECT 800PLUS TRAILING TYPE UL/CSA DESINA DMAX=13.8 MM LENGTH (M) = + 0 + 10 + 1 + 0 | 412 | TEM | 1 | MC | 2.841 | 1
6FX80025DG311BD0 | POWER CABLE, PREASSEMBLED TYPE: 6FX8002-5DG31 4X2.5 + (2X1.5)C C CONNECTOR FULL THREAD SIZE 1.5 FOR SINAMICS S120 POWER MODULE AND MOTOR MOD. BOOKSIZE COMPACT MOTION-CONNECT 800PLUS TRAILING TYPE UL/CSA DESINA DMAX=13.8 MM LENGTH (M) = + 0 + 10 + 3 + 0 | 448 | TEM | 1 | MC | 3.301 | 1
6FX80025DG311CD0 | POWER CABLE, PREASSEMBLED TYPE: 6FX8002-5DG31 4X2.5 + (2X1.5)C C CONNECTOR FULL THREAD SIZE 1.5 FOR SINAMICS S120 POWER MODULE AND MOTOR MOD. BOOKSIZE COMPACT MOTION-CONNECT 800PLUS TRAILING TYPE UL/CSA DESINA DMAX=13.8 MM LENGTH (M) = + 0 + 20 + 3 + 0 | 626 | TEM | 1 | MC | 5.601 | 1
6FX80025DG311CF0 | POWER CABLE, PREASSEMBLED TYPE: 6FX8002-5DG31 4X2.5 + (2X1.5)C C CONNECTOR FULL THREAD SIZE 1.5 FOR SINAMICS S120 POWER MODULE AND MOTOR MOD. BOOKSIZE COMPACT MOTION-CONNECT 800PLUS TRAILING TYPE UL/CSA DESINA DMAX=13.8 MM LENGTH (M) = + 0 + 20 + 5 + 0 | 662 | TEM | 1 | MC | 6.061 | 1
6FX80025DG311CK0 | POWER CABLE, PREASSEMBLED TYPE: 6FX8002-5DG31 4X2.5 + (2X1.5)C C CONNECTOR FULL THREAD SIZE 1.5 FOR SINAMICS S120 POWER MODULE AND MOTOR MOD. BOOKSIZE COMPACT MOTION-CONNECT 800PLUS TRAILING TYPE UL/CSA DESINA DMAX=13.8 MM LENGTH (M) = + 0 + 20 + 9 + 0 | 733 | TEM | 1 | MC | 6.981 | 1
6FX80025DG311DB0 | POWER CABLE, PREASSEMBLED TYPE: 6FX8002-5DG31 4X2.5 + (2X1.5)C C CONNECTOR FULL THREAD SIZE 1.5 FOR SINAMICS S120 POWER MODULE AND MOTOR MOD. BOOKSIZE COMPACT MOTION-CONNECT 800PLUS TRAILING TYPE UL/CSA DESINA DMAX=13.8 MM LENGTH (M) = + 0 + 30 + 1 + 0 | 768 | TEM | 1 | MC | 7.441 | 1
6FX80025DG311DD0 | POWER CABLE, PREASSEMBLED TYPE: 6FX8002-5DG31 4X2.5 + (2X1.5)C C CONNECTOR FULL THREAD SIZE 1.5 FOR SINAMICS S120 POWER MODULE AND MOTOR MOD. BOOKSIZE COMPACT MOTION-CONNECT 800PLUS TRAILING TYPE UL/CSA DESINA DMAX=13.8 MM LENGTH (M) = + 0 + 30 + 3 + 0 | 804 | TEM | 1 | MC | 7.901 | 1
6FX80025DG311EA0 | POWER CABLE, PREASSEMBLED TYPE: 6FX8002-5DG31 4X2.5 + (2X1.5)C C CONNECTOR FULL THREAD SIZE 1.5 FOR SINAMICS S120 POWER MODULE AND MOTOR MOD. BOOKSIZE COMPACT MOTION-CONNECT 800PLUS TRAILING TYPE UL/CSA DESINA DMAX=13.8 MM LENGTH (M) = + 0 + 40 + 0 + 0 | 930 | TEM | 1 | MC | 9.511 | 1
6FX80025DG311FA0 | POWER CABLE, PREASSEMBLED TYPE: 6FX8002-5DG31 4X2.5 + (2X1.5)C C CONNECTOR FULL THREAD SIZE 1.5 FOR SINAMICS S120 POWER MODULE AND MOTOR MOD. BOOKSIZE COMPACT MOTION-CONNECT 800PLUS TRAILING TYPE UL/CSA DESINA DMAX=13.8 MM LENGTH (M) = + 0 + 50 + 0 + 0 | 1107 | TEM | 1 | MC | 11.811 | 1
6FX80025DG312AA0 | POWER CABLE, PREASSEMBLED TYPE: 6FX8002-5DG31 4X2.5 + (2X1.5)C C CONNECTOR FULL THREAD SIZE 1.5 FOR SINAMICS S120 POWER MODULE AND MOTOR MOD. BOOKSIZE COMPACT MOTION-CONNECT 800PLUS TRAILING TYPE UL/CSA DESINA DMAX=13.8 MM LENGTH (M) = 100 + 0 + 0 + 0 | 1995 | TEM | 1 | MC | 23.311 | 1
6FX80025DG321BA0 | POWER CABLE PREASSEMBLED 4X2.5 + (2X1.5)C C, CONNECTOR SPEED-CONNECT SIZE 1.5 FOR SINAMICS S120 POWER MODULE AND MOTOR MOD. BOOKSIZE COMPACT MOTION-CONNECT 800PLUS TRAILING TYPE UL/CSA DESINA DMAX=13.8 MM LENGTH (M) = TYPE: 6FX8002-5DG32 LENGTH (M) = + 0 + 10 + 0 + 0 | 394 | TEM | 1 | MC | 2.611 | 1
6FX80025DG321CB0 | POWER CABLE PREASSEMBLED 4X2.5 + (2X1.5)C C, CONNECTOR SPEED-CONNECT SIZE 1.5 FOR SINAMICS S120 POWER MODULE AND MOTOR MOD. BOOKSIZE COMPACT MOTION-CONNECT 800PLUS TRAILING TYPE UL/CSA DESINA DMAX=13.8 MM LENGTH (M) = TYPE: 6FX8002-5DG32 LENGTH (M) = + 0 + 20 + 1 + 0 | 590 | TEM | 1 | MC | 5.141 | 1
6FX80025DG331AE0 | POWER CABLE, PREASSEMBLED TYPE: 6FX8002-5DG33 4X25 + (2X1.5)C C CONNECTOR FULL THREAD SIZE 3 CUTTED WIRE END; LENGTH 300 MM, FUER SINAMICS S120 MOTOR MODULE AND POWER MODULE UL/CSA DESINA MOTION-CONNECT 800PLUS TRAILING TYPE UL/CSA DESINA DMAX=27.6 MM ENCLOSURE: 4XCABLE LUGS M8, 1XCABLE LUGS M6, 1XSPRING CLAMP 0 + 0 + 4 + 0 | 1363 | TEM | 1 | MC | 6.634 | 1
6FX80025DG331AF0 | POWER CABLE, PREASSEMBLED TYPE: 6FX8002-5DG33 4X25 + (2X1.5)C C CONNECTOR FULL THREAD SIZE 3 CUTTED WIRE END; LENGTH 300 MM, FUER SINAMICS S120 MOTOR MODULE AND POWER MODULE UL/CSA DESINA MOTION-CONNECT 800PLUS TRAILING TYPE UL/CSA DESINA DMAX=27.6 MM ENCLOSURE: 4XCABLE LUGS M8, 1XCABLE LUGS M6, 1XSPRING CLAMP 0 + 0 + 5 + 0 | 1455 | TEM | 1 | MC | 8.144 | 1
6FX80025DG331AG0 | POWER CABLE, PREASSEMBLED TYPE: 6FX8002-5DG33 4X25 + (2X1.5)C C CONNECTOR FULL THREAD SIZE 3 CUTTED WIRE END; LENGTH 300 MM, FUER SINAMICS S120 MOTOR MODULE AND POWER MODULE UL/CSA DESINA MOTION-CONNECT 800PLUS TRAILING TYPE UL/CSA DESINA DMAX=27.6 MM ENCLOSURE: 4XCABLE LUGS M8, 1XCABLE LUGS M6, 1XSPRING CLAMP 0 + 0 + 6 + 0 | 1545 | TEM | 1 | MC | 9.654 | 1
6FX80025DG331AJ0 | POWER CABLE, PREASSEMBLED TYPE: 6FX8002-5DG33 4X25 + (2X1.5)C C CONNECTOR FULL THREAD SIZE 3 CUTTED WIRE END; LENGTH 300 MM, FUER SINAMICS S120 MOTOR MODULE AND POWER MODULE UL/CSA DESINA MOTION-CONNECT 800PLUS TRAILING TYPE UL/CSA DESINA DMAX=27.6 MM ENCLOSURE: 4XCABLE LUGS M8, 1XCABLE LUGS M6, 1XSPRING CLAMP 0 + 0 + 8 + 0 | 1731 | TEM | 1 | MC | 12.674 | 1
6FX80025DG331BA0 | POWER CABLE, PREASSEMBLED TYPE: 6FX8002-5DG33 4X25 + (2X1.5)C C CONNECTOR FULL THREAD SIZE 3 CUTTED WIRE END; LENGTH 300 MM, FUER SINAMICS S120 MOTOR MODULE AND POWER MODULE UL/CSA DESINA MOTION-CONNECT 800PLUS TRAILING TYPE UL/CSA DESINA DMAX=27.6 MM ENCLOSURE: 4XCABLE LUGS M8, 1XCABLE LUGS M6, 1XSPRING CLAMP 0 + 10 + 0 + 0 | 1912 | TEM | 1 | MC | 15.694 | 1
6FX80025DG331BE0 | POWER CABLE, PREASSEMBLED TYPE: 6FX8002-5DG33 4X25 + (2X1.5)C C CONNECTOR FULL THREAD SIZE 3 CUTTED WIRE END; LENGTH 300 MM, FUER SINAMICS S120 MOTOR MODULE AND POWER MODULE UL/CSA DESINA MOTION-CONNECT 800PLUS TRAILING TYPE UL/CSA DESINA DMAX=27.6 MM ENCLOSURE: 4XCABLE LUGS M8, 1XCABLE LUGS M6, 1XSPRING CLAMP 0 + 10 + 4 + 0 | 2277 | TEM | 1 | MC | 21.733 | 1
6FX80025DG331BF0 | POWER CABLE, PREASSEMBLED TYPE: 6FX8002-5DG33 4X25 + (2X1.5)C C CONNECTOR FULL THREAD SIZE 3 CUTTED WIRE END; LENGTH 300 MM, FUER SINAMICS S120 MOTOR MODULE AND POWER MODULE UL/CSA DESINA MOTION-CONNECT 800PLUS TRAILING TYPE UL/CSA DESINA DMAX=27.6 MM ENCLOSURE: 4XCABLE LUGS M8, 1XCABLE LUGS M6, 1XSPRING CLAMP 0 + 10 + 5 + 0 | 2369 | TEM | 1 | MC | 23.243 | 1
6FX80025DG331BG0 | POWER CABLE, PREASSEMBLED TYPE: 6FX8002-5DG33 4X25 + (2X1.5)C C CONNECTOR FULL THREAD SIZE 3 CUTTED WIRE END; LENGTH 300 MM, FUER SINAMICS S120 MOTOR MODULE AND POWER MODULE UL/CSA DESINA MOTION-CONNECT 800PLUS TRAILING TYPE UL/CSA DESINA DMAX=27.6 MM ENCLOSURE: 4XCABLE LUGS M8, 1XCABLE LUGS M6, 1XSPRING CLAMP 0 + 10 + 6 + 0 | 2459 | TEM | 1 | MC | 24.753 | 1
6FX80025DG331BH0 | POWER CABLE, PREASSEMBLED TYPE: 6FX8002-5DG33 4X25 + (2X1.5)C C CONNECTOR FULL THREAD SIZE 3 CUTTED WIRE END; LENGTH 300 MM, FUER SINAMICS S120 MOTOR MODULE AND POWER MODULE UL/CSA DESINA MOTION-CONNECT 800PLUS TRAILING TYPE UL/CSA DESINA DMAX=27.6 MM ENCLOSURE: 4XCABLE LUGS M8, 1XCABLE LUGS M6, 1XSPRING CLAMP 0 + 10 + 7 + 0 | 2553 | TEM | 1 | MC | 26.263 | 1
6FX80025DG331CA0 | POWER CABLE, PREASSEMBLED TYPE: 6FX8002-5DG33 4X25 + (2X1.5)C C CONNECTOR FULL THREAD SIZE 3 CUTTED WIRE END; LENGTH 300 MM, FUER SINAMICS S120 MOTOR MODULE AND POWER MODULE UL/CSA DESINA MOTION-CONNECT 800PLUS TRAILING TYPE UL/CSA DESINA DMAX=27.6 MM ENCLOSURE: 4XCABLE LUGS M8, 1XCABLE LUGS M6, 1XSPRING CLAMP 0 + 20 + 0 + 0 | 2828 | TEM | 1 | MC | 30.794 | 1
6FX80025DG331CE0 | POWER CABLE, PREASSEMBLED TYPE: 6FX8002-5DG33 4X25 + (2X1.5)C C CONNECTOR FULL THREAD SIZE 3 CUTTED WIRE END; LENGTH 300 MM, FUER SINAMICS S120 MOTOR MODULE AND POWER MODULE UL/CSA DESINA MOTION-CONNECT 800PLUS TRAILING TYPE UL/CSA DESINA DMAX=27.6 MM ENCLOSURE: 4XCABLE LUGS M8, 1XCABLE LUGS M6, 1XSPRING CLAMP 0 + 20 + 4 + 0 | 3194 | TEM | 1 | MC | 36.833 | 1
6FX80025DG331CF0 | POWER CABLE, PREASSEMBLED TYPE: 6FX8002-5DG33 4X25 + (2X1.5)C C CONNECTOR FULL THREAD SIZE 3 CUTTED WIRE END; LENGTH 300 MM, FUER SINAMICS S120 MOTOR MODULE AND POWER MODULE UL/CSA DESINA MOTION-CONNECT 800PLUS TRAILING TYPE UL/CSA DESINA DMAX=27.6 MM ENCLOSURE: 4XCABLE LUGS M8, 1XCABLE LUGS M6, 1XSPRING CLAMP 0 + 20 + 5 + 0 | 3285 | TEM | 1 | MC | 38.343 | 1
6FX80025DG331CG0 | POWER CABLE, PREASSEMBLED TYPE: 6FX8002-5DG33 4X25 + (2X1.5)C C CONNECTOR FULL THREAD SIZE 3 CUTTED WIRE END; LENGTH 300 MM, FUER SINAMICS S120 MOTOR MODULE AND POWER MODULE UL/CSA DESINA MOTION-CONNECT 800PLUS TRAILING TYPE UL/CSA DESINA DMAX=27.6 MM ENCLOSURE: 4XCABLE LUGS M8, 1XCABLE LUGS M6, 1XSPRING CLAMP 0 + 20 + 6 + 0 | 3375 | TEM | 1 | MC | 39.853 | 1
6FX80025DG331DA0 | POWER CABLE, PREASSEMBLED TYPE: 6FX8002-5DG33 4X25 + (2X1.5)C C CONNECTOR FULL THREAD SIZE 3 CUTTED WIRE END; LENGTH 300 MM, FUER SINAMICS S120 MOTOR MODULE AND POWER MODULE UL/CSA DESINA MOTION-CONNECT 800PLUS TRAILING TYPE UL/CSA DESINA DMAX=27.6 MM ENCLOSURE: 4XCABLE LUGS M8, 1XCABLE LUGS M6, 1XSPRING CLAMP 0 + 30 + 0 + 0 | 3753 | TEM | 1 | MC | 45.894 | 1
6FX80025DG331EA0 | POWER CABLE, PREASSEMBLED TYPE: 6FX8002-5DG33 4X25 + (2X1.5)C C CONNECTOR FULL THREAD SIZE 3 CUTTED WIRE END; LENGTH 300 MM, FUER SINAMICS S120 MOTOR MODULE AND POWER MODULE UL/CSA DESINA MOTION-CONNECT 800PLUS TRAILING TYPE UL/CSA DESINA DMAX=27.6 MM ENCLOSURE: 4XCABLE LUGS M8, 1XCABLE LUGS M6, 1XSPRING CLAMP 0 + 40 + 0 + 0 | 4650 | TEM | 1 | MC | 60.994 | 1
6FX80025DG331FA0 | POWER CABLE, PREASSEMBLED TYPE: 6FX8002-5DG33 4X25 + (2X1.5)C C CONNECTOR FULL THREAD SIZE 3 CUTTED WIRE END; LENGTH 300 MM, FUER SINAMICS S120 MOTOR MODULE AND POWER MODULE UL/CSA DESINA MOTION-CONNECT 800PLUS TRAILING TYPE UL/CSA DESINA DMAX=27.6 MM ENCLOSURE: 4XCABLE LUGS M8, 1XCABLE LUGS M6, 1XSPRING CLAMP 0 + 50 + 0 + 0 | 5569 | TEM | 1 | MC | 76.094 | 1
6FX80025DG411AF0 | POWER CABLE, PREASSEMBLED TYPE: 6FX8002-5DG41 4X4 + (2X1.5)C C CONNECTOR FULL THREAD SIZE 1.5 FOR SINAMICS S120 POWER MODULE AND MOTOR MOD. BOOKSIZE COMPACT MOTION-CONNECT 800PLUS TRAILING TYPE UL/CSA DESINA DMAX=15.2 MM LENGTH (M) = 0 + 0 + 5 + 0 | 377 | TEM | 1 | MC | 2.455 | 1
6FX80025DG411AG0 | POWER CABLE, PREASSEMBLED TYPE: 6FX8002-5DG41 4X4 + (2X1.5)C C CONNECTOR FULL THREAD SIZE 1.5 FOR SINAMICS S120 POWER MODULE AND MOTOR MOD. BOOKSIZE COMPACT MOTION-CONNECT 800PLUS TRAILING TYPE UL/CSA DESINA DMAX=15.2 MM LENGTH (M) = 0 + 0 + 6 + 0 | 404 | TEM | 1 | MC | 2.852 | 1
6FX80025DG411BB0 | POWER CABLE, PREASSEMBLED TYPE: 6FX8002-5DG41 4X4 + (2X1.5)C C CONNECTOR FULL THREAD SIZE 1.5 FOR SINAMICS S120 POWER MODULE AND MOTOR MOD. BOOKSIZE COMPACT MOTION-CONNECT 800PLUS TRAILING TYPE UL/CSA DESINA DMAX=15.2 MM LENGTH (M) = 0 + 10 + 1 + 0 | 536 | TEM | 1 | MC | 4.837 | 1
6FX80025DG411BD0 | POWER CABLE, PREASSEMBLED TYPE: 6FX8002-5DG41 4X4 + (2X1.5)C C CONNECTOR FULL THREAD SIZE 1.5 FOR SINAMICS S120 POWER MODULE AND MOTOR MOD. BOOKSIZE COMPACT MOTION-CONNECT 800PLUS TRAILING TYPE UL/CSA DESINA DMAX=15.2 MM LENGTH (M) = 0 + 10 + 3 + 0 | 589 | TEM | 1 | MC | 5.631 | 1
6FX80025DG411BH0 | POWER CABLE, PREASSEMBLED TYPE: 6FX8002-5DG41 4X4 + (2X1.5)C C CONNECTOR FULL THREAD SIZE 1.5 FOR SINAMICS S120 POWER MODULE AND MOTOR MOD. BOOKSIZE COMPACT MOTION-CONNECT 800PLUS TRAILING TYPE UL/CSA DESINA DMAX=15.2 MM LENGTH (M) = 0 + 10 + 7 + 0 | 695 | TEM | 1 | MC | 7.219 | 1
6FX80025DG411CA0 | POWER CABLE, PREASSEMBLED TYPE: 6FX8002-5DG41 4X4 + (2X1.5)C C CONNECTOR FULL THREAD SIZE 1.5 FOR SINAMICS S120 POWER MODULE AND MOTOR MOD. BOOKSIZE COMPACT MOTION-CONNECT 800PLUS TRAILING TYPE UL/CSA DESINA DMAX=15.2 MM LENGTH (M) = 0 + 20 + 0 + 0 | 774 | TEM | 1 | MC | 8.41 | 1
6FX80025DG411CF0 | POWER CABLE, PREASSEMBLED TYPE: 6FX8002-5DG41 4X4 + (2X1.5)C C CONNECTOR FULL THREAD SIZE 1.5 FOR SINAMICS S120 POWER MODULE AND MOTOR MOD. BOOKSIZE COMPACT MOTION-CONNECT 800PLUS TRAILING TYPE UL/CSA DESINA DMAX=15.2 MM LENGTH (M) = 0 + 20 + 5 + 0 | 906 | TEM | 1 | MC | 10.395 | 1
6FX80025DG421AC0 | POWER CABLE PREASSEMBLED 4X4 + (2X1.5)C C, CONNECTOR SPEED-CONNECT SIZE 1.5 FOR SINAMICS S120 POWER MODULE AND MOTOR MOD. BOOKSIZE COMPACT MOTION-CONNECT 800PLUS TRAILING TYPE UL/CSA DESINA DMAX=15.2 MM LENGTH (M) = TYPE: 6FX8002-5DG42 LENGTH (M) = + 0 + 0 + 2 + 0 | 298 | TEM | 1 | MC | 1.264 | 1
6FX80025DG421BA0 | POWER CABLE PREASSEMBLED 4X4 + (2X1.5)C C, CONNECTOR SPEED-CONNECT SIZE 1.5 FOR SINAMICS S120 POWER MODULE AND MOTOR MOD. BOOKSIZE COMPACT MOTION-CONNECT 800PLUS TRAILING TYPE UL/CSA DESINA DMAX=15.2 MM LENGTH (M) = TYPE: 6FX8002-5DG42 LENGTH (M) = + 0 + 10 + 0 + 0 | 510 | TEM | 1 | MC | 4.44 | 1
6FX80025DG431CD0 | POWER CABLE, PREASSEMBLED TYPE: 6FX8002-5DG43 (MOTORS TO POWER MODULES AND MOTOR MODULES) 4X35+(2X1.5) C, CONNECTOR SIZE 3 / CUTTED WIRE END; LENGTH 300 MM, UL/CSA DESINA MOTION-CONNECT 800 DMAX=32.0 MM, LENGTH (M) = ENCLOSURE: 4XCABLE LUGS M8, 1XCABLE LUGS M6, 1XSPRING CLAMP 0 + 20 + 3 + 0 | 3700 | TEM | 1 | MC | 47.146 | 1
6FX80025DG431DB0 | POWER CABLE, PREASSEMBLED TYPE: 6FX8002-5DG43 (MOTORS TO POWER MODULES AND MOTOR MODULES) 4X35+(2X1.5) C, CONNECTOR SIZE 3 / CUTTED WIRE END; LENGTH 300 MM, UL/CSA DESINA MOTION-CONNECT 800 DMAX=32.0 MM, LENGTH (M) = ENCLOSURE: 4XCABLE LUGS M8, 1XCABLE LUGS M6, 1XSPRING CLAMP 0 + 30 + 1 + 0 | 4642 | TEM | 1 | MC | 63.146 | 1
6FX80025DG431FA0 | POWER CABLE, PREASSEMBLED TYPE: 6FX8002-5DG43 (MOTORS TO POWER MODULES AND MOTOR MODULES) 4X35+(2X1.5) C, CONNECTOR SIZE 3 / CUTTED WIRE END; LENGTH 300 MM, UL/CSA DESINA MOTION-CONNECT 800 DMAX=32.0 MM, LENGTH (M) = ENCLOSURE: 4XCABLE LUGS M8, 1XCABLE LUGS M6, 1XSPRING CLAMP 0 + 50 + 0 + 0 | 6833 | TEM | 1 | MC | 101.147 | 1
6FX80025DG511BD0 | POWER CABLE, PREASSEMBLED TYPE: 6FX8002-5DG51 4X6 + (2X1.5)C C CONNECTOR FULL THREAD SIZE 1.5 FOR SINAMICS S120 POWER MODULE AND MOTOR MOD. BOOKSIZE COMPACT MOTION-CONNECT 800PLUS TRAILING TYPE UL/CSA DESINA DMAX=17,3 MM LENGTH (M) = 0 + 10 + 3 + 0 | 586 | TEM | 1 | MC | 6.159 | 1
6FX80025DG511BE0 | POWER CABLE, PREASSEMBLED TYPE: 6FX8002-5DG51 4X6 + (2X1.5)C C CONNECTOR FULL THREAD SIZE 1.5 FOR SINAMICS S120 POWER MODULE AND MOTOR MOD. BOOKSIZE COMPACT MOTION-CONNECT 800PLUS TRAILING TYPE UL/CSA DESINA DMAX=17,3 MM LENGTH (M) = 0 + 10 + 4 + 0 | 613 | TEM | 1 | MC | 6.609 | 1
6FX80025DG511BJ0 | POWER CABLE, PREASSEMBLED TYPE: 6FX8002-5DG51 4X6 + (2X1.5)C C CONNECTOR FULL THREAD SIZE 1.5 FOR SINAMICS S120 POWER MODULE AND MOTOR MOD. BOOKSIZE COMPACT MOTION-CONNECT 800PLUS TRAILING TYPE UL/CSA DESINA DMAX=17,3 MM LENGTH (M) = 0 + 10 + 8 + 0 | 720 | TEM | 1 | MC | 8.409 | 1
6FX80025DG511CG0 | POWER CABLE, PREASSEMBLED TYPE: 6FX8002-5DG51 4X6 + (2X1.5)C C CONNECTOR FULL THREAD SIZE 1.5 FOR SINAMICS S120 POWER MODULE AND MOTOR MOD. BOOKSIZE COMPACT MOTION-CONNECT 800PLUS TRAILING TYPE UL/CSA DESINA DMAX=17,3 MM LENGTH (M) = 0 + 20 + 6 + 0 | 933 | TEM | 1 | MC | 12.009 | 1
6FX80025DG511DD0 | POWER CABLE, PREASSEMBLED TYPE: 6FX8002-5DG51 4X6 + (2X1.5)C C CONNECTOR FULL THREAD SIZE 1.5 FOR SINAMICS S120 POWER MODULE AND MOTOR MOD. BOOKSIZE COMPACT MOTION-CONNECT 800PLUS TRAILING TYPE UL/CSA DESINA DMAX=17,3 MM LENGTH (M) = 0 + 30 + 3 + 0 | 1124 | TEM | 1 | MC | 15.159 | 1
6FX80025DG511EA0 | POWER CABLE, PREASSEMBLED TYPE: 6FX8002-5DG51 4X6 + (2X1.5)C C CONNECTOR FULL THREAD SIZE 1.5 FOR SINAMICS S120 POWER MODULE AND MOTOR MOD. BOOKSIZE COMPACT MOTION-CONNECT 800PLUS TRAILING TYPE UL/CSA DESINA DMAX=17,3 MM LENGTH (M) = 0 + 40 + 0 + 0 | 1314 | TEM | 1 | MC | 18.309 | 1
6FX80025DG521FA0 | POWER CABLE PREASSEMBLED 4X6 + (2X1.5)C C CONNECTOR SPEED-CONNECT SIZE 1.5 FOR SINAMICS S120 POWER MODULE AND MOTOR MOD. BOOKSIZE COMPACT MOTION-CONNECT 800PLUS TRAILING TYPE UL/CSA DESINA DMAX=17.3 MM LENGTH (M) = TYPE: 6FX8002-5DG52 LENGTH (M) = + 0 + 50 + 0 + 0 | 1590 | TEM | 1 | MC | 22.809 | 1
6FX80025DG611AF0 | POWER CABLE, PREASSEMBLED TYPE: 6FX8002-5DG61 4X10 + (2X1.5)C C CONNECTOR FULL THREAD SIZE 1.5 FOR SINAMICS S120 POWER MODULE AND MOTOR MOD. BOOKSIZE COMPACT MOTION-CONNECT 800PLUS TRAILING TYPE UL/CSA DESINA DMAX=20.1 MM LENGTH (M) = 0 + 0 + 5 + 0 | 487 | TEM | 1 | MC | 4.51 | 1
6FX80025DG611AJ0 | POWER CABLE, PREASSEMBLED TYPE: 6FX8002-5DG61 4X10 + (2X1.5)C C CONNECTOR FULL THREAD SIZE 1.5 FOR SINAMICS S120 POWER MODULE AND MOTOR MOD. BOOKSIZE COMPACT MOTION-CONNECT 800PLUS TRAILING TYPE UL/CSA DESINA DMAX=20.1 MM LENGTH (M) = 0 + 0 + 8 + 0 | 621 | TEM | 1 | MC | 6.85 | 1
6FX80025DG611DA0 | POWER CABLE, PREASSEMBLED TYPE: 6FX8002-5DG61 4X10 + (2X1.5)C C CONNECTOR FULL THREAD SIZE 1.5 FOR SINAMICS S120 POWER MODULE AND MOTOR MOD. BOOKSIZE COMPACT MOTION-CONNECT 800PLUS TRAILING TYPE UL/CSA DESINA DMAX=20.1 MM LENGTH (M) = 0 + 30 + 0 + 0 | 1608 | TEM | 1 | MC | 24.01 | 1
6FX80025DG621AF0 | POWER CABLE PREASSEMBLED 4X10 + (2X1.5)C C; CONNECTOR SPEED-CONNECT SIZE 1.5 FOR SINAMICS S120 POWER MODULE AND MOTOR MOD. BOOKSIZE COMPACT MOTION-CONNECT 800PLUS TRAILING TYPE, UL/CSA, DESINA DMAX=20.1 MM LENGTH (M) = TYPE: 6FX8002-5DG62 LENGTH (M) = + 0 + 0 + 5 + 0 | 487 | TEM | 1 | MC | 4.51 | 1
6FX80025DN011AB0 | POWER CABLE, PREASSEMBLED TYPE: 6FX8002-5DN01 4X1,5 + (2X1.5)C C, CONNECTOR SPEED CONNECT SIZE 1 FOR SINAMICS S120 MOTOR MODULE MOTION-CONNECT 800PLUS TRAILING TYPE UL/CSA DESINA DMAX= 12 MM, LENGTH (M) = 0 + 0 + 1 + 0 | 282 | TEM | 1 | MC | 0.5 | 1
6FX80025DN011AC0 | POWER CABLE, PREASSEMBLED TYPE: 6FX8002-5DN01 4X1,5 + (2X1.5)C C, CONNECTOR SPEED CONNECT SIZE 1 FOR SINAMICS S120 MOTOR MODULE MOTION-CONNECT 800PLUS TRAILING TYPE UL/CSA DESINA DMAX= 12 MM, LENGTH (M) = 0 + 0 + 2 + 0 | 298 | TEM | 1 | MC | 0.742 | 1
6FX80025DN011AC7 | POWER CABLE, PREASSEMBLED TYPE: 6FX8002-5DN01 4X1,5 + (2X1.5)C C, CONNECTOR SPEED CONNECT SIZE 1 FOR SINAMICS S120 MOTOR MODULE MOTION-CONNECT 800PLUS TRAILING TYPE UL/CSA DESINA DMAX= 12 MM, LENGTH (M) = 0 + 0 + 2 + 0,7 | 314 | TEM | 1 | MC | 0.911 | 1
6FX80025DN011AD0 | POWER CABLE, PREASSEMBLED TYPE: 6FX8002-5DN01 4X1,5 + (2X1.5)C C, CONNECTOR SPEED CONNECT SIZE 1 FOR SINAMICS S120 MOTOR MODULE MOTION-CONNECT 800PLUS TRAILING TYPE UL/CSA DESINA DMAX= 12 MM, LENGTH (M) = 0 + 0 + 3 + 0 | 314 | TEM | 1 | MC | 0.984 | 1
6FX80025DN011AE0 | POWER CABLE, PREASSEMBLED TYPE: 6FX8002-5DN01 4X1,5 + (2X1.5)C C, CONNECTOR SPEED CONNECT SIZE 1 FOR SINAMICS S120 MOTOR MODULE MOTION-CONNECT 800PLUS TRAILING TYPE UL/CSA DESINA DMAX= 12 MM, LENGTH (M) = 0 + 0 + 4 + 0 | 330 | TEM | 1 | MC | 1.226 | 1
6FX80025DN011AF0 | POWER CABLE, PREASSEMBLED TYPE: 6FX8002-5DN01 4X1,5 + (2X1.5)C C, CONNECTOR SPEED CONNECT SIZE 1 FOR SINAMICS S120 MOTOR MODULE MOTION-CONNECT 800PLUS TRAILING TYPE UL/CSA DESINA DMAX= 12 MM, LENGTH (M) = 0 + 0 + 5 + 0 | 346 | TEM | 1 | MC | 1.468 | 1
6FX80025DN011AG0 | POWER CABLE, PREASSEMBLED TYPE: 6FX8002-5DN01 4X1,5 + (2X1.5)C C, CONNECTOR SPEED CONNECT SIZE 1 FOR SINAMICS S120 MOTOR MODULE MOTION-CONNECT 800PLUS TRAILING TYPE UL/CSA DESINA DMAX= 12 MM, LENGTH (M) = 0 + 0 + 6 + 0 | 362 | TEM | 1 | MC | 1.71 | 1
6FX80025DN011AH0 | POWER CABLE, PREASSEMBLED TYPE: 6FX8002-5DN01 4X1,5 + (2X1.5)C C, CONNECTOR SPEED CONNECT SIZE 1 FOR SINAMICS S120 MOTOR MODULE MOTION-CONNECT 800PLUS TRAILING TYPE UL/CSA DESINA DMAX= 12 MM, LENGTH (M) = 0 + 0 + 7 + 0 | 379 | TEM | 1 | MC | 1.952 | 1
6FX80025DN011AH5 | POWER CABLE, PREASSEMBLED TYPE: 6FX8002-5DN01 4X1,5 + (2X1.5)C C, CONNECTOR SPEED CONNECT SIZE 1 FOR SINAMICS S120 MOTOR MODULE MOTION-CONNECT 800PLUS TRAILING TYPE UL/CSA DESINA DMAX= 12 MM, LENGTH (M) = 0 + 0 + 7 + 0,5 | 395 | TEM | 1 | MC | 2.073 | 1
6FX80025DN011AH6 | POWER CABLE, PREASSEMBLED TYPE: 6FX8002-5DN01 4X1,5 + (2X1.5)C C, CONNECTOR SPEED CONNECT SIZE 1 FOR SINAMICS S120 MOTOR MODULE MOTION-CONNECT 800PLUS TRAILING TYPE UL/CSA DESINA DMAX= 12 MM, LENGTH (M) = 0 + 0 + 7 + 0,6 | 395 | TEM | 1 | MC | 2.097 | 1
6FX80025DN011AJ0 | POWER CABLE, PREASSEMBLED TYPE: 6FX8002-5DN01 4X1,5 + (2X1.5)C C, CONNECTOR SPEED CONNECT SIZE 1 FOR SINAMICS S120 MOTOR MODULE MOTION-CONNECT 800PLUS TRAILING TYPE UL/CSA DESINA DMAX= 12 MM, LENGTH (M) = 0 + 0 + 8 + 0 | 395 | TEM | 1 | MC | 2.194 | 1
6FX80025DN011AJ7 | POWER CABLE, PREASSEMBLED TYPE: 6FX8002-5DN01 4X1,5 + (2X1.5)C C, CONNECTOR SPEED CONNECT SIZE 1 FOR SINAMICS S120 MOTOR MODULE MOTION-CONNECT 800PLUS TRAILING TYPE UL/CSA DESINA DMAX= 12 MM, LENGTH (M) = 0 + 0 + 8 + 0,7 | 411 | TEM | 1 | MC | 2.363 | 1
6FX80025DN011AK0 | POWER CABLE, PREASSEMBLED TYPE: 6FX8002-5DN01 4X1,5 + (2X1.5)C C, CONNECTOR SPEED CONNECT SIZE 1 FOR SINAMICS S120 MOTOR MODULE MOTION-CONNECT 800PLUS TRAILING TYPE UL/CSA DESINA DMAX= 12 MM, LENGTH (M) = 0 + 0 + 9 + 0 | 411 | TEM | 1 | MC | 2.436 | 1
6FX80025DN011BA0 | POWER CABLE, PREASSEMBLED TYPE: 6FX8002-5DN01 4X1,5 + (2X1.5)C C, CONNECTOR SPEED CONNECT SIZE 1 FOR SINAMICS S120 MOTOR MODULE MOTION-CONNECT 800PLUS TRAILING TYPE UL/CSA DESINA DMAX= 12 MM, LENGTH (M) = 0 + 10 + 0 + 0 | 427 | TEM | 1 | MC | 2.678 | 1
6FX80025DN011BA4 | POWER CABLE, PREASSEMBLED TYPE: 6FX8002-5DN01 4X1,5 + (2X1.5)C C, CONNECTOR SPEED CONNECT SIZE 1 FOR SINAMICS S120 MOTOR MODULE MOTION-CONNECT 800PLUS TRAILING TYPE UL/CSA DESINA DMAX= 12 MM, LENGTH (M) = 0 + 10 + 0 + 0,4 | 443 | TEM | 1 | MC | 2.775 | 1
6FX80025DN011BB0 | POWER CABLE, PREASSEMBLED TYPE: 6FX8002-5DN01 4X1,5 + (2X1.5)C C, CONNECTOR SPEED CONNECT SIZE 1 FOR SINAMICS S120 MOTOR MODULE MOTION-CONNECT 800PLUS TRAILING TYPE UL/CSA DESINA DMAX= 12 MM, LENGTH (M) = 0 + 10 + 1 + 0 | 443 | TEM | 1 | MC | 2.92 | 1
6FX80025DN011BB3 | POWER CABLE, PREASSEMBLED TYPE: 6FX8002-5DN01 4X1,5 + (2X1.5)C C, CONNECTOR SPEED CONNECT SIZE 1 FOR SINAMICS S120 MOTOR MODULE MOTION-CONNECT 800PLUS TRAILING TYPE UL/CSA DESINA DMAX= 12 MM, LENGTH (M) = 0 + 10 + 1 + 0,3 | 459 | TEM | 1 | MC | 2.993 | 1
6FX80025DN011BB6 | POWER CABLE, PREASSEMBLED TYPE: 6FX8002-5DN01 4X1,5 + (2X1.5)C C, CONNECTOR SPEED CONNECT SIZE 1 FOR SINAMICS S120 MOTOR MODULE MOTION-CONNECT 800PLUS TRAILING TYPE UL/CSA DESINA DMAX= 12 MM, LENGTH (M) = 0 + 10 + 1 + 0,6 | 459 | TEM | 1 | MC | 3.065 | 1
6FX80025DN011BB8 | POWER CABLE, PREASSEMBLED TYPE: 6FX8002-5DN01 4X1,5 + (2X1.5)C C, CONNECTOR SPEED CONNECT SIZE 1 FOR SINAMICS S120 MOTOR MODULE MOTION-CONNECT 800PLUS TRAILING TYPE UL/CSA DESINA DMAX= 12 MM, LENGTH (M) = 0 + 10 + 1 + 0,8 | 459 | TEM | 1 | MC | 3.114 | 1
6FX80025DN011BC0 | POWER CABLE, PREASSEMBLED TYPE: 6FX8002-5DN01 4X1,5 + (2X1.5)C C, CONNECTOR SPEED CONNECT SIZE 1 FOR SINAMICS S120 MOTOR MODULE MOTION-CONNECT 800PLUS TRAILING TYPE UL/CSA DESINA DMAX= 12 MM, LENGTH (M) = 0 + 10 + 2 + 0 | 459 | TEM | 1 | MC | 3.162 | 1
6FX80025DN011BC8 | POWER CABLE, PREASSEMBLED TYPE: 6FX8002-5DN01 4X1,5 + (2X1.5)C C, CONNECTOR SPEED CONNECT SIZE 1 FOR SINAMICS S120 MOTOR MODULE MOTION-CONNECT 800PLUS TRAILING TYPE UL/CSA DESINA DMAX= 12 MM, LENGTH (M) = 0 + 10 + 2 + 0,8 | 476 | TEM | 1 | MC | 3.356 | 1
6FX80025DN011BD0 | POWER CABLE, PREASSEMBLED TYPE: 6FX8002-5DN01 4X1,5 + (2X1.5)C C, CONNECTOR SPEED CONNECT SIZE 1 FOR SINAMICS S120 MOTOR MODULE MOTION-CONNECT 800PLUS TRAILING TYPE UL/CSA DESINA DMAX= 12 MM, LENGTH (M) = 0 + 10 + 3 + 0 | 476 | TEM | 1 | MC | 3.404 | 1
6FX80025DN011BD1 | POWER CABLE, PREASSEMBLED TYPE: 6FX8002-5DN01 4X1,5 + (2X1.5)C C, CONNECTOR SPEED CONNECT SIZE 1 FOR SINAMICS S120 MOTOR MODULE MOTION-CONNECT 800PLUS TRAILING TYPE UL/CSA DESINA DMAX= 12 MM, LENGTH (M) = 0 + 10 + 3 + 0,1 | 492 | TEM | 1 | MC | 3.428 | 1
6FX80025DN011BE0 | POWER CABLE, PREASSEMBLED TYPE: 6FX8002-5DN01 4X1,5 + (2X1.5)C C, CONNECTOR SPEED CONNECT SIZE 1 FOR SINAMICS S120 MOTOR MODULE MOTION-CONNECT 800PLUS TRAILING TYPE UL/CSA DESINA DMAX= 12 MM, LENGTH (M) = 0 + 10 + 4 + 0 | 492 | TEM | 1 | MC | 3.646 | 1
6FX80025DN011BE4 | POWER CABLE, PREASSEMBLED TYPE: 6FX8002-5DN01 4X1,5 + (2X1.5)C C, CONNECTOR SPEED CONNECT SIZE 1 FOR SINAMICS S120 MOTOR MODULE MOTION-CONNECT 800PLUS TRAILING TYPE UL/CSA DESINA DMAX= 12 MM, LENGTH (M) = 0 + 10 + 4 + 0,4 | 508 | TEM | 1 | MC | 3.743 | 1
6FX80025DN011BE6 | POWER CABLE, PREASSEMBLED TYPE: 6FX8002-5DN01 4X1,5 + (2X1.5)C C, CONNECTOR SPEED CONNECT SIZE 1 FOR SINAMICS S120 MOTOR MODULE MOTION-CONNECT 800PLUS TRAILING TYPE UL/CSA DESINA DMAX= 12 MM, LENGTH (M) = 0 + 10 + 4 + 0,6 | 508 | TEM | 1 | MC | 3.791 | 1
6FX80025DN011BF0 | POWER CABLE, PREASSEMBLED TYPE: 6FX8002-5DN01 4X1,5 + (2X1.5)C C, CONNECTOR SPEED CONNECT SIZE 1 FOR SINAMICS S120 MOTOR MODULE MOTION-CONNECT 800PLUS TRAILING TYPE UL/CSA DESINA DMAX= 12 MM, LENGTH (M) = 0 + 10 + 5 + 0 | 508 | TEM | 1 | MC | 3.888 | 1
6FX80025DN011BG0 | POWER CABLE, PREASSEMBLED TYPE: 6FX8002-5DN01 4X1,5 + (2X1.5)C C, CONNECTOR SPEED CONNECT SIZE 1 FOR SINAMICS S120 MOTOR MODULE MOTION-CONNECT 800PLUS TRAILING TYPE UL/CSA DESINA DMAX= 12 MM, LENGTH (M) = 0 + 10 + 6 + 0 | 524 | TEM | 1 | MC | 4.13 | 1
6FX80025DN011BG8 | POWER CABLE, PREASSEMBLED TYPE: 6FX8002-5DN01 4X1,5 + (2X1.5)C C, CONNECTOR SPEED CONNECT SIZE 1 FOR SINAMICS S120 MOTOR MODULE MOTION-CONNECT 800PLUS TRAILING TYPE UL/CSA DESINA DMAX= 12 MM, LENGTH (M) = 0 + 10 + 6 + 0,8 | 540 | TEM | 1 | MC | 4.324 | 1
6FX80025DN011BH0 | POWER CABLE, PREASSEMBLED TYPE: 6FX8002-5DN01 4X1,5 + (2X1.5)C C, CONNECTOR SPEED CONNECT SIZE 1 FOR SINAMICS S120 MOTOR MODULE MOTION-CONNECT 800PLUS TRAILING TYPE UL/CSA DESINA DMAX= 12 MM, LENGTH (M) = 0 + 10 + 7 + 0 | 540 | TEM | 1 | MC | 4.372 | 1
6FX80025DN011BJ0 | POWER CABLE, PREASSEMBLED TYPE: 6FX8002-5DN01 4X1,5 + (2X1.5)C C, CONNECTOR SPEED CONNECT SIZE 1 FOR SINAMICS S120 MOTOR MODULE MOTION-CONNECT 800PLUS TRAILING TYPE UL/CSA DESINA DMAX= 12 MM, LENGTH (M) = 0 + 10 + 8 + 0 | 556 | TEM | 1 | MC | 4.614 | 1
6FX80025DN011BK0 | POWER CABLE, PREASSEMBLED TYPE: 6FX8002-5DN01 4X1,5 + (2X1.5)C C, CONNECTOR SPEED CONNECT SIZE 1 FOR SINAMICS S120 MOTOR MODULE MOTION-CONNECT 800PLUS TRAILING TYPE UL/CSA DESINA DMAX= 12 MM, LENGTH (M) = 0 + 10 + 9 + 0 | 573 | TEM | 1 | MC | 4.856 | 1
6FX80025DN011BK5 | POWER CABLE, PREASSEMBLED TYPE: 6FX8002-5DN01 4X1,5 + (2X1.5)C C, CONNECTOR SPEED CONNECT SIZE 1 FOR SINAMICS S120 MOTOR MODULE MOTION-CONNECT 800PLUS TRAILING TYPE UL/CSA DESINA DMAX= 12 MM, LENGTH (M) = 0 + 10 + 9 + 0,5 | 589 | TEM | 1 | MC | 4.977 | 1
6FX80025DN011CA0 | POWER CABLE, PREASSEMBLED TYPE: 6FX8002-5DN01 4X1,5 + (2X1.5)C C, CONNECTOR SPEED CONNECT SIZE 1 FOR SINAMICS S120 MOTOR MODULE MOTION-CONNECT 800PLUS TRAILING TYPE UL/CSA DESINA DMAX= 12 MM, LENGTH (M) = 0 + 20 + 0 + 0 | 589 | TEM | 1 | MC | 5.098 | 1
6FX80025DN011CA2 | POWER CABLE, PREASSEMBLED TYPE: 6FX8002-5DN01 4X1,5 + (2X1.5)C C, CONNECTOR SPEED CONNECT SIZE 1 FOR SINAMICS S120 MOTOR MODULE MOTION-CONNECT 800PLUS TRAILING TYPE UL/CSA DESINA DMAX= 12 MM, LENGTH (M) = 0 + 20 + 0 + 0,2 | 605 | TEM | 1 | MC | 5.146 | 1
6FX80025DN011CA5 | POWER CABLE, PREASSEMBLED TYPE: 6FX8002-5DN01 4X1,5 + (2X1.5)C C, CONNECTOR SPEED CONNECT SIZE 1 FOR SINAMICS S120 MOTOR MODULE MOTION-CONNECT 800PLUS TRAILING TYPE UL/CSA DESINA DMAX= 12 MM, LENGTH (M) = 0 + 20 + 0 + 0,5 | 605 | TEM | 1 | MC | 5.219 | 1
6FX80025DN011CB0 | POWER CABLE, PREASSEMBLED TYPE: 6FX8002-5DN01 4X1,5 + (2X1.5)C C, CONNECTOR SPEED CONNECT SIZE 1 FOR SINAMICS S120 MOTOR MODULE MOTION-CONNECT 800PLUS TRAILING TYPE UL/CSA DESINA DMAX= 12 MM, LENGTH (M) = 0 + 20 + 1 + 0 | 605 | TEM | 1 | MC | 5.34 | 1
6FX80025DN011CC0 | POWER CABLE, PREASSEMBLED TYPE: 6FX8002-5DN01 4X1,5 + (2X1.5)C C, CONNECTOR SPEED CONNECT SIZE 1 FOR SINAMICS S120 MOTOR MODULE MOTION-CONNECT 800PLUS TRAILING TYPE UL/CSA DESINA DMAX= 12 MM, LENGTH (M) = 0 + 20 + 2 + 0 | 621 | TEM | 1 | MC | 5.582 | 1
6FX80025DN011CE0 | POWER CABLE, PREASSEMBLED TYPE: 6FX8002-5DN01 4X1,5 + (2X1.5)C C, CONNECTOR SPEED CONNECT SIZE 1 FOR SINAMICS S120 MOTOR MODULE MOTION-CONNECT 800PLUS TRAILING TYPE UL/CSA DESINA DMAX= 12 MM, LENGTH (M) = 0 + 20 + 4 + 0 | 653 | TEM | 1 | MC | 6.066 | 1
6FX80025DN011CF0 | POWER CABLE, PREASSEMBLED TYPE: 6FX8002-5DN01 4X1,5 + (2X1.5)C C, CONNECTOR SPEED CONNECT SIZE 1 FOR SINAMICS S120 MOTOR MODULE MOTION-CONNECT 800PLUS TRAILING TYPE UL/CSA DESINA DMAX= 12 MM, LENGTH (M) = 0 + 20 + 5 + 0 | 670 | TEM | 1 | MC | 6.308 | 1
6FX80025DN011CG0 | POWER CABLE, PREASSEMBLED TYPE: 6FX8002-5DN01 4X1,5 + (2X1.5)C C, CONNECTOR SPEED CONNECT SIZE 1 FOR SINAMICS S120 MOTOR MODULE MOTION-CONNECT 800PLUS TRAILING TYPE UL/CSA DESINA DMAX= 12 MM, LENGTH (M) = 0 + 20 + 6 + 0 | 686 | TEM | 1 | MC | 6.55 | 1
6FX80025DN011CJ0 | POWER CABLE, PREASSEMBLED TYPE: 6FX8002-5DN01 4X1,5 + (2X1.5)C C, CONNECTOR SPEED CONNECT SIZE 1 FOR SINAMICS S120 MOTOR MODULE MOTION-CONNECT 800PLUS TRAILING TYPE UL/CSA DESINA DMAX= 12 MM, LENGTH (M) = 0 + 20 + 8 + 0 | 718 | TEM | 1 | MC | 7.034 | 1
6FX80025DN011CK0 | POWER CABLE, PREASSEMBLED TYPE: 6FX8002-5DN01 4X1,5 + (2X1.5)C C, CONNECTOR SPEED CONNECT SIZE 1 FOR SINAMICS S120 MOTOR MODULE MOTION-CONNECT 800PLUS TRAILING TYPE UL/CSA DESINA DMAX= 12 MM, LENGTH (M) = 0 + 20 + 9 + 0 | 734 | TEM | 1 | MC | 7.276 | 1
6FX80025DN011DA0 | POWER CABLE, PREASSEMBLED TYPE: 6FX8002-5DN01 4X1,5 + (2X1.5)C C, CONNECTOR SPEED CONNECT SIZE 1 FOR SINAMICS S120 MOTOR MODULE MOTION-CONNECT 800PLUS TRAILING TYPE UL/CSA DESINA DMAX= 12 MM, LENGTH (M) = 0 + 30 + 0 + 0 | 750 | TEM | 1 | MC | 7.518 | 1
6FX80025DN011DB0 | POWER CABLE, PREASSEMBLED TYPE: 6FX8002-5DN01 4X1,5 + (2X1.5)C C, CONNECTOR SPEED CONNECT SIZE 1 FOR SINAMICS S120 MOTOR MODULE MOTION-CONNECT 800PLUS TRAILING TYPE UL/CSA DESINA DMAX= 12 MM, LENGTH (M) = 0 + 30 + 1 + 0 | 767 | TEM | 1 | MC | 7.76 | 1
6FX80025DN011DC0 | POWER CABLE, PREASSEMBLED TYPE: 6FX8002-5DN01 4X1,5 + (2X1.5)C C, CONNECTOR SPEED CONNECT SIZE 1 FOR SINAMICS S120 MOTOR MODULE MOTION-CONNECT 800PLUS TRAILING TYPE UL/CSA DESINA DMAX= 12 MM, LENGTH (M) = 0 + 30 + 2 + 0 | 783 | TEM | 1 | MC | 8.002 | 1
6FX80025DN011DF0 | POWER CABLE, PREASSEMBLED TYPE: 6FX8002-5DN01 4X1,5 + (2X1.5)C C, CONNECTOR SPEED CONNECT SIZE 1 FOR SINAMICS S120 MOTOR MODULE MOTION-CONNECT 800PLUS TRAILING TYPE UL/CSA DESINA DMAX= 12 MM, LENGTH (M) = 0 + 30 + 5 + 0 | 831 | TEM | 1 | MC | 8.728 | 1
6FX80025DN011EA0 | POWER CABLE, PREASSEMBLED TYPE: 6FX8002-5DN01 4X1,5 + (2X1.5)C C, CONNECTOR SPEED CONNECT SIZE 1 FOR SINAMICS S120 MOTOR MODULE MOTION-CONNECT 800PLUS TRAILING TYPE UL/CSA DESINA DMAX= 12 MM, LENGTH (M) = 0 + 40 + 0 + 0 | 912 | TEM | 1 | MC | 9.938 | 1
6FX80025DN011EB0 | POWER CABLE, PREASSEMBLED TYPE: 6FX8002-5DN01 4X1,5 + (2X1.5)C C, CONNECTOR SPEED CONNECT SIZE 1 FOR SINAMICS S120 MOTOR MODULE MOTION-CONNECT 800PLUS TRAILING TYPE UL/CSA DESINA DMAX= 12 MM, LENGTH (M) = 0 + 40 + 1 + 0 | 928 | TEM | 1 | MC | 10.18 | 1
6FX80025DN011EF0 | POWER CABLE, PREASSEMBLED TYPE: 6FX8002-5DN01 4X1,5 + (2X1.5)C C, CONNECTOR SPEED CONNECT SIZE 1 FOR SINAMICS S120 MOTOR MODULE MOTION-CONNECT 800PLUS TRAILING TYPE UL/CSA DESINA DMAX= 12 MM, LENGTH (M) = 0 + 40 + 5 + 0 | 993 | TEM | 1 | MC | 11.148 | 1
6FX80025DN011EG0 | POWER CABLE, PREASSEMBLED TYPE: 6FX8002-5DN01 4X1,5 + (2X1.5)C C, CONNECTOR SPEED CONNECT SIZE 1 FOR SINAMICS S120 MOTOR MODULE MOTION-CONNECT 800PLUS TRAILING TYPE UL/CSA DESINA DMAX= 12 MM, LENGTH (M) = 0 + 40 + 6 + 0 | 1009 | TEM | 1 | MC | 11.39 | 1
6FX80025DN011FA0 | POWER CABLE, PREASSEMBLED TYPE: 6FX8002-5DN01 4X1,5 + (2X1.5)C C, CONNECTOR SPEED CONNECT SIZE 1 FOR SINAMICS S120 MOTOR MODULE MOTION-CONNECT 800PLUS TRAILING TYPE UL/CSA DESINA DMAX= 12 MM, LENGTH (M) = 0 + 50 + 0 + 0 | 1074 | TEM | 1 | MC | 12.358 | 1
6FX80025DN011HC0 | POWER CABLE, PREASSEMBLED TYPE: 6FX8002-5DN01 4X1,5 + (2X1.5)C C, CONNECTOR SPEED CONNECT SIZE 1 FOR SINAMICS S120 MOTOR MODULE MOTION-CONNECT 800PLUS TRAILING TYPE UL/CSA DESINA DMAX= 12 MM, LENGTH (M) = 0 + 70 + 2 + 0 | 1429 | TEM | 1 | MC | 17.682 | 1
6FX80025DN011HF0 | POWER CABLE, PREASSEMBLED TYPE: 6FX8002-5DN01 4X1,5 + (2X1.5)C C, CONNECTOR SPEED CONNECT SIZE 1 FOR SINAMICS S120 MOTOR MODULE MOTION-CONNECT 800PLUS TRAILING TYPE UL/CSA DESINA DMAX= 12 MM, LENGTH (M) = 0 + 70 + 5 + 0 | 1478 | TEM | 1 | MC | 18.408 | 1
6FX80025DN051AC0 | POWER CABLE PREASSEMBLED EXT. 4X1,5 + (2X1.5)C C, CONNECTOR SPEED CONNECT SIZE 1 MOTION-CONNECT 800PLUS TRAILING TYPE UL/CSA DESINA DMAX= 12 MM, LENGTH (M) = TYPE: 6FX8002-5DN05 LENGTH (M) = + 0 + 0 + 2 + 0 | 273 | TEM | 1 | MC | 0.688 | 1
6FX80025DN051AC5 | POWER CABLE PREASSEMBLED EXT. 4X1,5 + (2X1.5)C C, CONNECTOR SPEED CONNECT SIZE 1 MOTION-CONNECT 800PLUS TRAILING TYPE UL/CSA DESINA DMAX= 12 MM, LENGTH (M) = TYPE: 6FX8002-5DN05 LENGTH (M) = + 0 + 0 + 2 + 0,5 | 288 | TEM | 1 | MC | 0.809 | 1
6FX80025DN051AD0 | POWER CABLE PREASSEMBLED EXT. 4X1,5 + (2X1.5)C C, CONNECTOR SPEED CONNECT SIZE 1 MOTION-CONNECT 800PLUS TRAILING TYPE UL/CSA DESINA DMAX= 12 MM, LENGTH (M) = TYPE: 6FX8002-5DN05 LENGTH (M) = + 0 + 0 + 3 + 0 | 288 | TEM | 1 | MC | 0.93 | 1
6FX80025DN051AD3 | POWER CABLE PREASSEMBLED EXT. 4X1,5 + (2X1.5)C C, CONNECTOR SPEED CONNECT SIZE 1 MOTION-CONNECT 800PLUS TRAILING TYPE UL/CSA DESINA DMAX= 12 MM, LENGTH (M) = TYPE: 6FX8002-5DN05 LENGTH (M) = + 0 + 0 + 3 + 0,3 | 304 | TEM | 1 | MC | 1.003 | 1
6FX80025DN051AD5 | POWER CABLE PREASSEMBLED EXT. 4X1,5 + (2X1.5)C C, CONNECTOR SPEED CONNECT SIZE 1 MOTION-CONNECT 800PLUS TRAILING TYPE UL/CSA DESINA DMAX= 12 MM, LENGTH (M) = TYPE: 6FX8002-5DN05 LENGTH (M) = + 0 + 0 + 3 + 0,5 | 304 | TEM | 1 | MC | 1.051 | 1
6FX80025DN051AE0 | POWER CABLE PREASSEMBLED EXT. 4X1,5 + (2X1.5)C C, CONNECTOR SPEED CONNECT SIZE 1 MOTION-CONNECT 800PLUS TRAILING TYPE UL/CSA DESINA DMAX= 12 MM, LENGTH (M) = TYPE: 6FX8002-5DN05 LENGTH (M) = + 0 + 0 + 4 + 0 | 304 | TEM | 1 | MC | 1.172 | 1
6FX80025DN051AE3 | POWER CABLE PREASSEMBLED EXT. 4X1,5 + (2X1.5)C C, CONNECTOR SPEED CONNECT SIZE 1 MOTION-CONNECT 800PLUS TRAILING TYPE UL/CSA DESINA DMAX= 12 MM, LENGTH (M) = TYPE: 6FX8002-5DN05 LENGTH (M) = + 0 + 0 + 4 + 0,3 | 319 | TEM | 1 | MC | 1.245 | 1
6FX80025DN051AE5 | POWER CABLE PREASSEMBLED EXT. 4X1,5 + (2X1.5)C C, CONNECTOR SPEED CONNECT SIZE 1 MOTION-CONNECT 800PLUS TRAILING TYPE UL/CSA DESINA DMAX= 12 MM, LENGTH (M) = TYPE: 6FX8002-5DN05 LENGTH (M) = + 0 + 0 + 4 + 0,5 | 319 | TEM | 1 | MC | 1.293 | 1
6FX80025DN051AF0 | POWER CABLE PREASSEMBLED EXT. 4X1,5 + (2X1.5)C C, CONNECTOR SPEED CONNECT SIZE 1 MOTION-CONNECT 800PLUS TRAILING TYPE UL/CSA DESINA DMAX= 12 MM, LENGTH (M) = TYPE: 6FX8002-5DN05 LENGTH (M) = + 0 + 0 + 5 + 0 | 319 | TEM | 1 | MC | 1.414 | 1
6FX80025DN051AF5 | POWER CABLE PREASSEMBLED EXT. 4X1,5 + (2X1.5)C C, CONNECTOR SPEED CONNECT SIZE 1 MOTION-CONNECT 800PLUS TRAILING TYPE UL/CSA DESINA DMAX= 12 MM, LENGTH (M) = TYPE: 6FX8002-5DN05 LENGTH (M) = + 0 + 0 + 5 + 0,5 | 335 | TEM | 1 | MC | 1.535 | 1
6FX80025DN051AG0 | POWER CABLE PREASSEMBLED EXT. 4X1,5 + (2X1.5)C C, CONNECTOR SPEED CONNECT SIZE 1 MOTION-CONNECT 800PLUS TRAILING TYPE UL/CSA DESINA DMAX= 12 MM, LENGTH (M) = TYPE: 6FX8002-5DN05 LENGTH (M) = + 0 + 0 + 6 + 0 | 335 | TEM | 1 | MC | 1.656 | 1
6FX80025DN051AH0 | POWER CABLE PREASSEMBLED EXT. 4X1,5 + (2X1.5)C C, CONNECTOR SPEED CONNECT SIZE 1 MOTION-CONNECT 800PLUS TRAILING TYPE UL/CSA DESINA DMAX= 12 MM, LENGTH (M) = TYPE: 6FX8002-5DN05 LENGTH (M) = + 0 + 0 + 7 + 0 | 350 | TEM | 1 | MC | 1.898 | 1
6FX80025DN051AK0 | POWER CABLE PREASSEMBLED EXT. 4X1,5 + (2X1.5)C C, CONNECTOR SPEED CONNECT SIZE 1 MOTION-CONNECT 800PLUS TRAILING TYPE UL/CSA DESINA DMAX= 12 MM, LENGTH (M) = TYPE: 6FX8002-5DN05 LENGTH (M) = + 0 + 0 + 9 + 0 | 381 | TEM | 1 | MC | 2.382 | 1
6FX80025DN051BA0 | POWER CABLE PREASSEMBLED EXT. 4X1,5 + (2X1.5)C C, CONNECTOR SPEED CONNECT SIZE 1 MOTION-CONNECT 800PLUS TRAILING TYPE UL/CSA DESINA DMAX= 12 MM, LENGTH (M) = TYPE: 6FX8002-5DN05 LENGTH (M) = + 0 + 10 + 0 + 0 | 397 | TEM | 1 | MC | 2.624 | 1
6FX80025DN051BD0 | POWER CABLE PREASSEMBLED EXT. 4X1,5 + (2X1.5)C C, CONNECTOR SPEED CONNECT SIZE 1 MOTION-CONNECT 800PLUS TRAILING TYPE UL/CSA DESINA DMAX= 12 MM, LENGTH (M) = TYPE: 6FX8002-5DN05 LENGTH (M) = + 0 + 10 + 3 + 0 | 443 | TEM | 1 | MC | 3.35 | 1
6FX80025DN051BH0 | POWER CABLE PREASSEMBLED EXT. 4X1,5 + (2X1.5)C C, CONNECTOR SPEED CONNECT SIZE 1 MOTION-CONNECT 800PLUS TRAILING TYPE UL/CSA DESINA DMAX= 12 MM, LENGTH (M) = TYPE: 6FX8002-5DN05 LENGTH (M) = + 0 + 10 + 7 + 0 | 505 | TEM | 1 | MC | 4.318 | 1
6FX80025DN051CF0 | POWER CABLE PREASSEMBLED EXT. 4X1,5 + (2X1.5)C C, CONNECTOR SPEED CONNECT SIZE 1 MOTION-CONNECT 800PLUS TRAILING TYPE UL/CSA DESINA DMAX= 12 MM, LENGTH (M) = TYPE: 6FX8002-5DN05 LENGTH (M) = + 0 + 20 + 5 + 0 | 630 | TEM | 1 | MC | 6.254 | 1
6FX80025DN051DA5 | POWER CABLE PREASSEMBLED EXT. 4X1,5 + (2X1.5)C C, CONNECTOR SPEED CONNECT SIZE 1 MOTION-CONNECT 800PLUS TRAILING TYPE UL/CSA DESINA DMAX= 12 MM, LENGTH (M) = TYPE: 6FX8002-5DN05 LENGTH (M) = + 0 + 30 + 0 + 0,5 | 723 | TEM | 1 | MC | 7.585 | 1
6FX80025DN051EA0 | POWER CABLE PREASSEMBLED EXT. 4X1,5 + (2X1.5)C C, CONNECTOR SPEED CONNECT SIZE 1 MOTION-CONNECT 800PLUS TRAILING TYPE UL/CSA DESINA DMAX= 12 MM, LENGTH (M) = TYPE: 6FX8002-5DN05 LENGTH (M) = + 0 + 40 + 0 + 0 | 862 | TEM | 1 | MC | 9.884 | 1
6FX80025DN051EG0 | POWER CABLE PREASSEMBLED EXT. 4X1,5 + (2X1.5)C C, CONNECTOR SPEED CONNECT SIZE 1 MOTION-CONNECT 800PLUS TRAILING TYPE UL/CSA DESINA DMAX= 12 MM, LENGTH (M) = TYPE: 6FX8002-5DN05 LENGTH (M) = + 0 + 40 + 6 + 0 | 955 | TEM | 1 | MC | 11.336 | 1
6FX80025DN111AD0 | POWER CABLE PREASSEMBLED 4X2.5 + (2X1.5)C C CONNECTOR SPEED-CONNECT SIZE 1 FOR SINAMICS S120 MOTOR MODULE BOOKSIZE MOTION-CONNECT 800PLUS TRAILING TYPE UL/CSA DESINA DMAX=13.8 MM LENGTH (M) = TYPE: 6FX8002-5DN11 LENGTH (M) = 0 + 0 + 3 + 0 | 324 | TEM | 1 | MC | 1.566 | 1
6FX80025DN111AE0 | POWER CABLE PREASSEMBLED 4X2.5 + (2X1.5)C C CONNECTOR SPEED-CONNECT SIZE 1 FOR SINAMICS S120 MOTOR MODULE BOOKSIZE MOTION-CONNECT 800PLUS TRAILING TYPE UL/CSA DESINA DMAX=13.8 MM LENGTH (M) = TYPE: 6FX8002-5DN11 LENGTH (M) = 0 + 0 + 4 + 0 | 342 | TEM | 1 | MC | 1.868 | 1
6FX80025DN111AF0 | POWER CABLE PREASSEMBLED 4X2.5 + (2X1.5)C C CONNECTOR SPEED-CONNECT SIZE 1 FOR SINAMICS S120 MOTOR MODULE BOOKSIZE MOTION-CONNECT 800PLUS TRAILING TYPE UL/CSA DESINA DMAX=13.8 MM LENGTH (M) = TYPE: 6FX8002-5DN11 LENGTH (M) = 0 + 0 + 5 + 0 | 361 | TEM | 1 | MC | 2.17 | 1
6FX80025DN111AG0 | POWER CABLE PREASSEMBLED 4X2.5 + (2X1.5)C C CONNECTOR SPEED-CONNECT SIZE 1 FOR SINAMICS S120 MOTOR MODULE BOOKSIZE MOTION-CONNECT 800PLUS TRAILING TYPE UL/CSA DESINA DMAX=13.8 MM LENGTH (M) = TYPE: 6FX8002-5DN11 LENGTH (M) = 0 + 0 + 6 + 0 | 380 | TEM | 1 | MC | 2.472 | 1
6FX80025DN111AH0 | POWER CABLE PREASSEMBLED 4X2.5 + (2X1.5)C C CONNECTOR SPEED-CONNECT SIZE 1 FOR SINAMICS S120 MOTOR MODULE BOOKSIZE MOTION-CONNECT 800PLUS TRAILING TYPE UL/CSA DESINA DMAX=13.8 MM LENGTH (M) = TYPE: 6FX8002-5DN11 LENGTH (M) = 0 + 0 + 7 + 0 | 398 | TEM | 1 | MC | 2.774 | 1
6FX80025DN111AJ0 | POWER CABLE PREASSEMBLED 4X2.5 + (2X1.5)C C CONNECTOR SPEED-CONNECT SIZE 1 FOR SINAMICS S120 MOTOR MODULE BOOKSIZE MOTION-CONNECT 800PLUS TRAILING TYPE UL/CSA DESINA DMAX=13.8 MM LENGTH (M) = TYPE: 6FX8002-5DN11 LENGTH (M) = 0 + 0 + 8 + 0 | 417 | TEM | 1 | MC | 3.076 | 1
6FX80025DN111BA0 | POWER CABLE PREASSEMBLED 4X2.5 + (2X1.5)C C CONNECTOR SPEED-CONNECT SIZE 1 FOR SINAMICS S120 MOTOR MODULE BOOKSIZE MOTION-CONNECT 800PLUS TRAILING TYPE UL/CSA DESINA DMAX=13.8 MM LENGTH (M) = TYPE: 6FX8002-5DN11 LENGTH (M) = 0 + 10 + 0 + 0 | 455 | TEM | 1 | MC | 3.68 | 1
6FX80025DN111BD0 | POWER CABLE PREASSEMBLED 4X2.5 + (2X1.5)C C CONNECTOR SPEED-CONNECT SIZE 1 FOR SINAMICS S120 MOTOR MODULE BOOKSIZE MOTION-CONNECT 800PLUS TRAILING TYPE UL/CSA DESINA DMAX=13.8 MM LENGTH (M) = TYPE: 6FX8002-5DN11 LENGTH (M) = 0 + 10 + 3 + 0 | 511 | TEM | 1 | MC | 4.586 | 1
6FX80025DN111BE0 | POWER CABLE PREASSEMBLED 4X2.5 + (2X1.5)C C CONNECTOR SPEED-CONNECT SIZE 1 FOR SINAMICS S120 MOTOR MODULE BOOKSIZE MOTION-CONNECT 800PLUS TRAILING TYPE UL/CSA DESINA DMAX=13.8 MM LENGTH (M) = TYPE: 6FX8002-5DN11 LENGTH (M) = 0 + 10 + 4 + 0 | 529 | TEM | 1 | MC | 4.888 | 1
6FX80025DN111BF0 | POWER CABLE PREASSEMBLED 4X2.5 + (2X1.5)C C CONNECTOR SPEED-CONNECT SIZE 1 FOR SINAMICS S120 MOTOR MODULE BOOKSIZE MOTION-CONNECT 800PLUS TRAILING TYPE UL/CSA DESINA DMAX=13.8 MM LENGTH (M) = TYPE: 6FX8002-5DN11 LENGTH (M) = 0 + 10 + 5 + 0 | 548 | TEM | 1 | MC | 5.19 | 1
6FX80025DN111BG0 | POWER CABLE PREASSEMBLED 4X2.5 + (2X1.5)C C CONNECTOR SPEED-CONNECT SIZE 1 FOR SINAMICS S120 MOTOR MODULE BOOKSIZE MOTION-CONNECT 800PLUS TRAILING TYPE UL/CSA DESINA DMAX=13.8 MM LENGTH (M) = TYPE: 6FX8002-5DN11 LENGTH (M) = 0 + 10 + 6 + 0 | 567 | TEM | 1 | MC | 5.492 | 1
6FX80025DN111CA0 | POWER CABLE PREASSEMBLED 4X2.5 + (2X1.5)C C CONNECTOR SPEED-CONNECT SIZE 1 FOR SINAMICS S120 MOTOR MODULE BOOKSIZE MOTION-CONNECT 800PLUS TRAILING TYPE UL/CSA DESINA DMAX=13.8 MM LENGTH (M) = TYPE: 6FX8002-5DN11 LENGTH (M) = 0 + 20 + 0 + 0 | 642 | TEM | 1 | MC | 6.7 | 1
6FX80025DN111CF0 | POWER CABLE PREASSEMBLED 4X2.5 + (2X1.5)C C CONNECTOR SPEED-CONNECT SIZE 1 FOR SINAMICS S120 MOTOR MODULE BOOKSIZE MOTION-CONNECT 800PLUS TRAILING TYPE UL/CSA DESINA DMAX=13.8 MM LENGTH (M) = TYPE: 6FX8002-5DN11 LENGTH (M) = 0 + 20 + 5 + 0 | 735 | TEM | 1 | MC | 8.21 | 1
6FX80025DN111DA0 | POWER CABLE PREASSEMBLED 4X2.5 + (2X1.5)C C CONNECTOR SPEED-CONNECT SIZE 1 FOR SINAMICS S120 MOTOR MODULE BOOKSIZE MOTION-CONNECT 800PLUS TRAILING TYPE UL/CSA DESINA DMAX=13.8 MM LENGTH (M) = TYPE: 6FX8002-5DN11 LENGTH (M) = 0 + 30 + 0 + 0 | 829 | TEM | 1 | MC | 9.72 | 1
6FX80025DN111DK0 | POWER CABLE PREASSEMBLED 4X2.5 + (2X1.5)C C CONNECTOR SPEED-CONNECT SIZE 1 FOR SINAMICS S120 MOTOR MODULE BOOKSIZE MOTION-CONNECT 800PLUS TRAILING TYPE UL/CSA DESINA DMAX=13.8 MM LENGTH (M) = TYPE: 6FX8002-5DN11 LENGTH (M) = 0 + 30 + 9 + 0 | 997 | TEM | 1 | MC | 12.438 | 1
6FX80025DN111FA0 | POWER CABLE PREASSEMBLED 4X2.5 + (2X1.5)C C CONNECTOR SPEED-CONNECT SIZE 1 FOR SINAMICS S120 MOTOR MODULE BOOKSIZE MOTION-CONNECT 800PLUS TRAILING TYPE UL/CSA DESINA DMAX=13.8 MM LENGTH (M) = TYPE: 6FX8002-5DN11 LENGTH (M) = 0 + 50 + 0 + 0 | 1203 | TEM | 1 | MC | 15.76 | 1
6FX80025DN111HF0 | POWER CABLE PREASSEMBLED 4X2.5 + (2X1.5)C C CONNECTOR SPEED-CONNECT SIZE 1 FOR SINAMICS S120 MOTOR MODULE BOOKSIZE MOTION-CONNECT 800PLUS TRAILING TYPE UL/CSA DESINA DMAX=13.8 MM LENGTH (M) = TYPE: 6FX8002-5DN11 LENGTH (M) = 0 + 70 + 5 + 0 | 1671 | TEM | 1 | MC | 23.31 | 1
6FX80025DN201AF0 | POWER CABLE, PREASSEMBLED 4X1.5+(2X1.5)C C, CONNECTOR SPEED CONNECT GR. 0.5 FOR SINAMICS MOTOR MODULE MOTION-CONNECT 800PLUS TRAILING TYPE UL/CSA DESINA DMAX= 12 MM, LENGTH (M) = TYPE: 6FX8002-5DN20 LENGTH (M) = + 0 + 0 5 + 0 | 318 | TEM | 1 | MC | 1.429 | 1
6FX80025DN201BA0 | POWER CABLE, PREASSEMBLED 4X1.5+(2X1.5)C C, CONNECTOR SPEED CONNECT GR. 0.5 FOR SINAMICS MOTOR MODULE MOTION-CONNECT 800PLUS TRAILING TYPE UL/CSA DESINA DMAX= 12 MM, LENGTH (M) = TYPE: 6FX8002-5DN20 LENGTH (M) = + 0 10 + 0 + 0 | 399 | TEM | 1 | MC | 2.58 | 1
6FX80025DN201BF0 | POWER CABLE, PREASSEMBLED 4X1.5+(2X1.5)C C, CONNECTOR SPEED CONNECT GR. 0.5 FOR SINAMICS MOTOR MODULE MOTION-CONNECT 800PLUS TRAILING TYPE UL/CSA DESINA DMAX= 12 MM, LENGTH (M) = TYPE: 6FX8002-5DN20 LENGTH (M) = + 0 10 5 + 0 | 480 | TEM | 1 | MC | 3.729 | 1
6FX80025DN201CG0 | POWER CABLE, PREASSEMBLED 4X1.5+(2X1.5)C C, CONNECTOR SPEED CONNECT GR. 0.5 FOR SINAMICS MOTOR MODULE MOTION-CONNECT 800PLUS TRAILING TYPE UL/CSA DESINA DMAX= 12 MM, LENGTH (M) = TYPE: 6FX8002-5DN20 LENGTH (M) = + 0 20 6 + 0 | 658 | TEM | 1 | MC | 6.259 | 1
6FX80025DN211AE0 | POWER CABLE PREASSEMBLED 4X1,5 + (2X1.5)C C, CONNECTOR SPEED CONNECT SIZE 1.5 FOR SINAMICS S120 MOTOR MODULE MOTION-CONNECT 800PLUS TRAILING TYPE UL/CSA DESINA DMAX= 12 MM, LENGTH (M) = TYPE: 6FX8002-5DN21 LENGTH (M) = + 0 + 0 + 4 + 0 | 398 | TEM | 1 | MC | 1.418 | 1
6FX80025DN211AF0 | POWER CABLE PREASSEMBLED 4X1,5 + (2X1.5)C C, CONNECTOR SPEED CONNECT SIZE 1.5 FOR SINAMICS S120 MOTOR MODULE MOTION-CONNECT 800PLUS TRAILING TYPE UL/CSA DESINA DMAX= 12 MM, LENGTH (M) = TYPE: 6FX8002-5DN21 LENGTH (M) = + 0 + 0 + 5 + 0 | 415 | TEM | 1 | MC | 1.66 | 1
6FX80025DN211AG0 | POWER CABLE PREASSEMBLED 4X1,5 + (2X1.5)C C, CONNECTOR SPEED CONNECT SIZE 1.5 FOR SINAMICS S120 MOTOR MODULE MOTION-CONNECT 800PLUS TRAILING TYPE UL/CSA DESINA DMAX= 12 MM, LENGTH (M) = TYPE: 6FX8002-5DN21 LENGTH (M) = + 0 + 0 + 6 + 0 | 431 | TEM | 1 | MC | 1.902 | 1
6FX80025DN211BA0 | POWER CABLE PREASSEMBLED 4X1,5 + (2X1.5)C C, CONNECTOR SPEED CONNECT SIZE 1.5 FOR SINAMICS S120 MOTOR MODULE MOTION-CONNECT 800PLUS TRAILING TYPE UL/CSA DESINA DMAX= 12 MM, LENGTH (M) = TYPE: 6FX8002-5DN21 LENGTH (M) = + 0 + 10 + 0 + 0 | 495 | TEM | 1 | MC | 2.87 | 1
6FX80025DN211BF0 | POWER CABLE PREASSEMBLED 4X1,5 + (2X1.5)C C, CONNECTOR SPEED CONNECT SIZE 1.5 FOR SINAMICS S120 MOTOR MODULE MOTION-CONNECT 800PLUS TRAILING TYPE UL/CSA DESINA DMAX= 12 MM, LENGTH (M) = TYPE: 6FX8002-5DN21 LENGTH (M) = + 0 + 10 + 5 + 0 | 576 | TEM | 1 | MC | 4.08 | 1
6FX80025DN211BH0 | POWER CABLE PREASSEMBLED 4X1,5 + (2X1.5)C C, CONNECTOR SPEED CONNECT SIZE 1.5 FOR SINAMICS S120 MOTOR MODULE MOTION-CONNECT 800PLUS TRAILING TYPE UL/CSA DESINA DMAX= 12 MM, LENGTH (M) = TYPE: 6FX8002-5DN21 LENGTH (M) = + 0 + 10 + 7 + 0 | 609 | TEM | 1 | MC | 4.564 | 1
6FX80025DN211BK0 | POWER CABLE PREASSEMBLED 4X1,5 + (2X1.5)C C, CONNECTOR SPEED CONNECT SIZE 1.5 FOR SINAMICS S120 MOTOR MODULE MOTION-CONNECT 800PLUS TRAILING TYPE UL/CSA DESINA DMAX= 12 MM, LENGTH (M) = TYPE: 6FX8002-5DN21 LENGTH (M) = + 0 + 10 + 9 + 0 | 641 | TEM | 1 | MC | 5.048 | 1
6FX80025DN211CA0 | POWER CABLE PREASSEMBLED 4X1,5 + (2X1.5)C C, CONNECTOR SPEED CONNECT SIZE 1.5 FOR SINAMICS S120 MOTOR MODULE MOTION-CONNECT 800PLUS TRAILING TYPE UL/CSA DESINA DMAX= 12 MM, LENGTH (M) = TYPE: 6FX8002-5DN21 LENGTH (M) = + 0 + 20 + 0 + 0 | 657 | TEM | 1 | MC | 5.29 | 1
6FX80025DN211CE0 | POWER CABLE PREASSEMBLED 4X1,5 + (2X1.5)C C, CONNECTOR SPEED CONNECT SIZE 1.5 FOR SINAMICS S120 MOTOR MODULE MOTION-CONNECT 800PLUS TRAILING TYPE UL/CSA DESINA DMAX= 12 MM, LENGTH (M) = TYPE: 6FX8002-5DN21 LENGTH (M) = + 0 + 20 + 4 + 0 | 722 | TEM | 1 | MC | 6.258 | 1
6FX80025DN211CF0 | POWER CABLE PREASSEMBLED 4X1,5 + (2X1.5)C C, CONNECTOR SPEED CONNECT SIZE 1.5 FOR SINAMICS S120 MOTOR MODULE MOTION-CONNECT 800PLUS TRAILING TYPE UL/CSA DESINA DMAX= 12 MM, LENGTH (M) = TYPE: 6FX8002-5DN21 LENGTH (M) = + 0 + 20 + 5 + 0 | 738 | TEM | 1 | MC | 6.5 | 1
6FX80025DN211DA0 | POWER CABLE PREASSEMBLED 4X1,5 + (2X1.5)C C, CONNECTOR SPEED CONNECT SIZE 1.5 FOR SINAMICS S120 MOTOR MODULE MOTION-CONNECT 800PLUS TRAILING TYPE UL/CSA DESINA DMAX= 12 MM, LENGTH (M) = TYPE: 6FX8002-5DN21 LENGTH (M) = + 0 + 30 + 0 + 0 | 819 | TEM | 1 | MC | 7.71 | 1
6FX80025DN211DD0 | POWER CABLE PREASSEMBLED 4X1,5 + (2X1.5)C C, CONNECTOR SPEED CONNECT SIZE 1.5 FOR SINAMICS S120 MOTOR MODULE MOTION-CONNECT 800PLUS TRAILING TYPE UL/CSA DESINA DMAX= 12 MM, LENGTH (M) = TYPE: 6FX8002-5DN21 LENGTH (M) = + 0 + 30 + 3 + 0 | 867 | TEM | 1 | MC | 8.436 | 1
6FX80025DN211DF0 | POWER CABLE PREASSEMBLED 4X1,5 + (2X1.5)C C, CONNECTOR SPEED CONNECT SIZE 1.5 FOR SINAMICS S120 MOTOR MODULE MOTION-CONNECT 800PLUS TRAILING TYPE UL/CSA DESINA DMAX= 12 MM, LENGTH (M) = TYPE: 6FX8002-5DN21 LENGTH (M) = + 0 + 30 + 5 + 0 | 900 | TEM | 1 | MC | 8.92 | 1
6FX80025DN301AF0 | POWER CABLE, PREASSEMBLED 4X1.5+(2X1.5)C C, CONNECTOR SPEED CONNECT GR. 0.5 FOR SINAMICS S120 POWER MODULE AND MOTOR MODULE BOOKSIZE COMPACT MOTION-CONNECT 800PLUS TRAILING TYPE UL/CSA DESINA DMAX= 12 MM, LENGTH (M) = TYPE: 6FX8002-5DN30 LENGTH (M) = + 0 + 0 5 + 0 | 244 | TEM | 1 | MC | 1.305 | 1
6FX80025DN301AG0 | POWER CABLE, PREASSEMBLED 4X1.5+(2X1.5)C C, CONNECTOR SPEED CONNECT GR. 0.5 FOR SINAMICS S120 POWER MODULE AND MOTOR MODULE BOOKSIZE COMPACT MOTION-CONNECT 800PLUS TRAILING TYPE UL/CSA DESINA DMAX= 12 MM, LENGTH (M) = TYPE: 6FX8002-5DN30 LENGTH (M) = + 0 + 0 6 + 0 | 260 | TEM | 1 | MC | 1.535 | 1
6FX80025DN301BA0 | POWER CABLE, PREASSEMBLED 4X1.5+(2X1.5)C C, CONNECTOR SPEED CONNECT GR. 0.5 FOR SINAMICS S120 POWER MODULE AND MOTOR MODULE BOOKSIZE COMPACT MOTION-CONNECT 800PLUS TRAILING TYPE UL/CSA DESINA DMAX= 12 MM, LENGTH (M) = TYPE: 6FX8002-5DN30 LENGTH (M) = + 0 10 + 0 + 0 | 325 | TEM | 1 | MC | 2.456 | 1
6FX80025DN301BD5 | POWER CABLE, PREASSEMBLED 4X1.5+(2X1.5)C C, CONNECTOR SPEED CONNECT GR. 0.5 FOR SINAMICS S120 POWER MODULE AND MOTOR MODULE BOOKSIZE COMPACT MOTION-CONNECT 800PLUS TRAILING TYPE UL/CSA DESINA DMAX= 12 MM, LENGTH (M) = TYPE: 6FX8002-5DN30 LENGTH (M) = + 0 10 3 0,5 | 389 | TEM | 1 | MC | 3.26 | 1
6FX80025DN311AD0 | POWER CABLE PREASSEMBLED 4X2.5 + (2X1.5)C C, CONNECTOR SPEED-CONNECT SIZE 1.5 FOR SINAMICS S120 MOTOR MODULE BOOKSIZE MOTION-CONNECT 800PLUS TRAILING TYPE UL/CSA DESINA DMAX=13.8 MM LENGTH (M) = TYPE: 6FX8002-5DN31 LENGTH (M) = + 0 + 0 + 3 + 0 | 394 | TEM | 1 | MC | 1.374 | 1
6FX80025DN311AF0 | POWER CABLE PREASSEMBLED 4X2.5 + (2X1.5)C C, CONNECTOR SPEED-CONNECT SIZE 1.5 FOR SINAMICS S120 MOTOR MODULE BOOKSIZE MOTION-CONNECT 800PLUS TRAILING TYPE UL/CSA DESINA DMAX=13.8 MM LENGTH (M) = TYPE: 6FX8002-5DN31 LENGTH (M) = + 0 + 0 + 5 + 0 | 432 | TEM | 1 | MC | 1.978 | 1
6FX80025DN311AG0 | POWER CABLE PREASSEMBLED 4X2.5 + (2X1.5)C C, CONNECTOR SPEED-CONNECT SIZE 1.5 FOR SINAMICS S120 MOTOR MODULE BOOKSIZE MOTION-CONNECT 800PLUS TRAILING TYPE UL/CSA DESINA DMAX=13.8 MM LENGTH (M) = TYPE: 6FX8002-5DN31 LENGTH (M) = + 0 + 0 + 6 + 0 | 450 | TEM | 1 | MC | 2.28 | 1
6FX80025DN311AH0 | POWER CABLE PREASSEMBLED 4X2.5 + (2X1.5)C C, CONNECTOR SPEED-CONNECT SIZE 1.5 FOR SINAMICS S120 MOTOR MODULE BOOKSIZE MOTION-CONNECT 800PLUS TRAILING TYPE UL/CSA DESINA DMAX=13.8 MM LENGTH (M) = TYPE: 6FX8002-5DN31 LENGTH (M) = + 0 + 0 + 7 + 0 | 469 | TEM | 1 | MC | 2.582 | 1
6FX80025DN311AJ0 | POWER CABLE PREASSEMBLED 4X2.5 + (2X1.5)C C, CONNECTOR SPEED-CONNECT SIZE 1.5 FOR SINAMICS S120 MOTOR MODULE BOOKSIZE MOTION-CONNECT 800PLUS TRAILING TYPE UL/CSA DESINA DMAX=13.8 MM LENGTH (M) = TYPE: 6FX8002-5DN31 LENGTH (M) = + 0 + 0 + 8 + 0 | 488 | TEM | 1 | MC | 2.884 | 1
6FX80025DN311BA0 | POWER CABLE PREASSEMBLED 4X2.5 + (2X1.5)C C, CONNECTOR SPEED-CONNECT SIZE 1.5 FOR SINAMICS S120 MOTOR MODULE BOOKSIZE MOTION-CONNECT 800PLUS TRAILING TYPE UL/CSA DESINA DMAX=13.8 MM LENGTH (M) = TYPE: 6FX8002-5DN31 LENGTH (M) = + 0 + 10 + 0 + 0 | 525 | TEM | 1 | MC | 3.488 | 1
6FX80025DN311BF0 | POWER CABLE PREASSEMBLED 4X2.5 + (2X1.5)C C, CONNECTOR SPEED-CONNECT SIZE 1.5 FOR SINAMICS S120 MOTOR MODULE BOOKSIZE MOTION-CONNECT 800PLUS TRAILING TYPE UL/CSA DESINA DMAX=13.8 MM LENGTH (M) = TYPE: 6FX8002-5DN31 LENGTH (M) = + 0 + 10 + 5 + 0 | 619 | TEM | 1 | MC | 4.998 | 1
6FX80025DN311BG5 | POWER CABLE PREASSEMBLED 4X2.5 + (2X1.5)C C, CONNECTOR SPEED-CONNECT SIZE 1.5 FOR SINAMICS S120 MOTOR MODULE BOOKSIZE MOTION-CONNECT 800PLUS TRAILING TYPE UL/CSA DESINA DMAX=13.8 MM LENGTH (M) = TYPE: 6FX8002-5DN31 LENGTH (M) = + 0 + 10 + 6 + 0,5 | 656 | TEM | 1 | MC | 5.451 | 1
6FX80025DN311BJ0 | POWER CABLE PREASSEMBLED 4X2.5 + (2X1.5)C C, CONNECTOR SPEED-CONNECT SIZE 1.5 FOR SINAMICS S120 MOTOR MODULE BOOKSIZE MOTION-CONNECT 800PLUS TRAILING TYPE UL/CSA DESINA DMAX=13.8 MM LENGTH (M) = TYPE: 6FX8002-5DN31 LENGTH (M) = + 0 + 10 + 8 + 0 | 675 | TEM | 1 | MC | 5.904 | 1
6FX80025DN311BK0 | POWER CABLE PREASSEMBLED 4X2.5 + (2X1.5)C C, CONNECTOR SPEED-CONNECT SIZE 1.5 FOR SINAMICS S120 MOTOR MODULE BOOKSIZE MOTION-CONNECT 800PLUS TRAILING TYPE UL/CSA DESINA DMAX=13.8 MM LENGTH (M) = TYPE: 6FX8002-5DN31 LENGTH (M) = + 0 + 10 + 9 + 0 | 693 | TEM | 1 | MC | 6.206 | 1
6FX80025DN311CA0 | POWER CABLE PREASSEMBLED 4X2.5 + (2X1.5)C C, CONNECTOR SPEED-CONNECT SIZE 1.5 FOR SINAMICS S120 MOTOR MODULE BOOKSIZE MOTION-CONNECT 800PLUS TRAILING TYPE UL/CSA DESINA DMAX=13.8 MM LENGTH (M) = TYPE: 6FX8002-5DN31 LENGTH (M) = + 0 + 20 + 0 + 0 | 712 | TEM | 1 | MC | 6.508 | 1
6FX80025DN311CD0 | POWER CABLE PREASSEMBLED 4X2.5 + (2X1.5)C C, CONNECTOR SPEED-CONNECT SIZE 1.5 FOR SINAMICS S120 MOTOR MODULE BOOKSIZE MOTION-CONNECT 800PLUS TRAILING TYPE UL/CSA DESINA DMAX=13.8 MM LENGTH (M) = TYPE: 6FX8002-5DN31 LENGTH (M) = + 0 + 20 + 3 + 0 | 768 | TEM | 1 | MC | 7.414 | 1
6FX80025DN311CE0 | POWER CABLE PREASSEMBLED 4X2.5 + (2X1.5)C C, CONNECTOR SPEED-CONNECT SIZE 1.5 FOR SINAMICS S120 MOTOR MODULE BOOKSIZE MOTION-CONNECT 800PLUS TRAILING TYPE UL/CSA DESINA DMAX=13.8 MM LENGTH (M) = TYPE: 6FX8002-5DN31 LENGTH (M) = + 0 + 20 + 4 + 0 | 787 | TEM | 1 | MC | 7.716 | 1
6FX80025DN311CF0 | POWER CABLE PREASSEMBLED 4X2.5 + (2X1.5)C C, CONNECTOR SPEED-CONNECT SIZE 1.5 FOR SINAMICS S120 MOTOR MODULE BOOKSIZE MOTION-CONNECT 800PLUS TRAILING TYPE UL/CSA DESINA DMAX=13.8 MM LENGTH (M) = TYPE: 6FX8002-5DN31 LENGTH (M) = + 0 + 20 + 5 + 0 | 806 | TEM | 1 | MC | 8.018 | 1
6FX80025DN311CJ0 | POWER CABLE PREASSEMBLED 4X2.5 + (2X1.5)C C, CONNECTOR SPEED-CONNECT SIZE 1.5 FOR SINAMICS S120 MOTOR MODULE BOOKSIZE MOTION-CONNECT 800PLUS TRAILING TYPE UL/CSA DESINA DMAX=13.8 MM LENGTH (M) = TYPE: 6FX8002-5DN31 LENGTH (M) = + 0 + 20 + 8 + 0 | 862 | TEM | 1 | MC | 8.924 | 1
6FX80025DN311DA0 | POWER CABLE PREASSEMBLED 4X2.5 + (2X1.5)C C, CONNECTOR SPEED-CONNECT SIZE 1.5 FOR SINAMICS S120 MOTOR MODULE BOOKSIZE MOTION-CONNECT 800PLUS TRAILING TYPE UL/CSA DESINA DMAX=13.8 MM LENGTH (M) = TYPE: 6FX8002-5DN31 LENGTH (M) = + 0 + 30 + 0 + 0 | 899 | TEM | 1 | MC | 9.528 | 1
6FX80025DN311DE0 | POWER CABLE PREASSEMBLED 4X2.5 + (2X1.5)C C, CONNECTOR SPEED-CONNECT SIZE 1.5 FOR SINAMICS S120 MOTOR MODULE BOOKSIZE MOTION-CONNECT 800PLUS TRAILING TYPE UL/CSA DESINA DMAX=13.8 MM LENGTH (M) = TYPE: 6FX8002-5DN31 LENGTH (M) = + 0 + 30 + 4 + 0 | 974 | TEM | 1 | MC | 10.736 | 1
6FX80025DN311EA0 | POWER CABLE PREASSEMBLED 4X2.5 + (2X1.5)C C, CONNECTOR SPEED-CONNECT SIZE 1.5 FOR SINAMICS S120 MOTOR MODULE BOOKSIZE MOTION-CONNECT 800PLUS TRAILING TYPE UL/CSA DESINA DMAX=13.8 MM LENGTH (M) = TYPE: 6FX8002-5DN31 LENGTH (M) = + 0 + 40 + 0 + 0 | 1086 | TEM | 1 | MC | 12.548 | 1
6FX80025DN311ED0 | POWER CABLE PREASSEMBLED 4X2.5 + (2X1.5)C C, CONNECTOR SPEED-CONNECT SIZE 1.5 FOR SINAMICS S120 MOTOR MODULE BOOKSIZE MOTION-CONNECT 800PLUS TRAILING TYPE UL/CSA DESINA DMAX=13.8 MM LENGTH (M) = TYPE: 6FX8002-5DN31 LENGTH (M) = + 0 + 40 + 3 + 0 | 1142 | TEM | 1 | MC | 13.454 | 1
6FX80025DN311EJ0 | POWER CABLE PREASSEMBLED 4X2.5 + (2X1.5)C C, CONNECTOR SPEED-CONNECT SIZE 1.5 FOR SINAMICS S120 MOTOR MODULE BOOKSIZE MOTION-CONNECT 800PLUS TRAILING TYPE UL/CSA DESINA DMAX=13.8 MM LENGTH (M) = TYPE: 6FX8002-5DN31 LENGTH (M) = + 0 + 40 + 8 + 0 | 1236 | TEM | 1 | MC | 14.964 | 1
6FX80025DN311FA0 | POWER CABLE PREASSEMBLED 4X2.5 + (2X1.5)C C, CONNECTOR SPEED-CONNECT SIZE 1.5 FOR SINAMICS S120 MOTOR MODULE BOOKSIZE MOTION-CONNECT 800PLUS TRAILING TYPE UL/CSA DESINA DMAX=13.8 MM LENGTH (M) = TYPE: 6FX8002-5DN31 LENGTH (M) = + 0 + 50 + 0 + 0 | 1273 | TEM | 1 | MC | 15.568 | 1
6FX80025DN311HA0 | POWER CABLE PREASSEMBLED 4X2.5 + (2X1.5)C C, CONNECTOR SPEED-CONNECT SIZE 1.5 FOR SINAMICS S120 MOTOR MODULE BOOKSIZE MOTION-CONNECT 800PLUS TRAILING TYPE UL/CSA DESINA DMAX=13.8 MM LENGTH (M) = TYPE: 6FX8002-5DN31 LENGTH (M) = + 0 + 70 + 0 + 0 | 1648 | TEM | 1 | MC | 21.608 | 1
6FX80025DN311JA0 | POWER CABLE PREASSEMBLED 4X2.5 + (2X1.5)C C, CONNECTOR SPEED-CONNECT SIZE 1.5 FOR SINAMICS S120 MOTOR MODULE BOOKSIZE MOTION-CONNECT 800PLUS TRAILING TYPE UL/CSA DESINA DMAX=13.8 MM LENGTH (M) = TYPE: 6FX8002-5DN31 LENGTH (M) = + 0 + 80 + 0 + 0 | 1835 | TEM | 1 | MC | 24.628 | 1
6FX80025DN411AB0 | POWER CABLE PREASSEMBLED 4X4 + (2X1.5)C C, CONNECTOR SPEED-CONNECT SIZE 1.5 FOR SINAMICS S120 MOTOR MODULE MOTION-CONNECT 800PLUS TRAILING TYPE, UL/CSA, DESINA DMAX=15.2 MM LENGTH (M) = TYPE: 6FX8002-5DN41 LENGTH (M) = + 0 + 0 + 1 + 0 | 361 | TEM | 1 | MC | 0.849 | 1
6FX80025DN411AB2 | POWER CABLE PREASSEMBLED 4X4 + (2X1.5)C C, CONNECTOR SPEED-CONNECT SIZE 1.5 FOR SINAMICS S120 MOTOR MODULE MOTION-CONNECT 800PLUS TRAILING TYPE, UL/CSA, DESINA DMAX=15.2 MM LENGTH (M) = TYPE: 6FX8002-5DN41 LENGTH (M) = + 0 + 0 + 1 + 0,2 | 383 | TEM | 1 | MC | 0.928 | 1
6FX80025DN411AC0 | POWER CABLE PREASSEMBLED 4X4 + (2X1.5)C C, CONNECTOR SPEED-CONNECT SIZE 1.5 FOR SINAMICS S120 MOTOR MODULE MOTION-CONNECT 800PLUS TRAILING TYPE, UL/CSA, DESINA DMAX=15.2 MM LENGTH (M) = TYPE: 6FX8002-5DN41 LENGTH (M) = + 0 + 0 + 2 + 0 | 383 | TEM | 1 | MC | 1.246 | 1
6FX80025DN411AC3 | POWER CABLE PREASSEMBLED 4X4 + (2X1.5)C C, CONNECTOR SPEED-CONNECT SIZE 1.5 FOR SINAMICS S120 MOTOR MODULE MOTION-CONNECT 800PLUS TRAILING TYPE, UL/CSA, DESINA DMAX=15.2 MM LENGTH (M) = TYPE: 6FX8002-5DN41 LENGTH (M) = + 0 + 0 + 2 + 0,3 | 406 | TEM | 1 | MC | 1.365 | 1
6FX80025DN411AC4 | POWER CABLE PREASSEMBLED 4X4 + (2X1.5)C C, CONNECTOR SPEED-CONNECT SIZE 1.5 FOR SINAMICS S120 MOTOR MODULE MOTION-CONNECT 800PLUS TRAILING TYPE, UL/CSA, DESINA DMAX=15.2 MM LENGTH (M) = TYPE: 6FX8002-5DN41 LENGTH (M) = + 0 + 0 + 2 + 0,4 | 406 | TEM | 1 | MC | 1.405 | 1
6FX80025DN411AC5 | POWER CABLE PREASSEMBLED 4X4 + (2X1.5)C C, CONNECTOR SPEED-CONNECT SIZE 1.5 FOR SINAMICS S120 MOTOR MODULE MOTION-CONNECT 800PLUS TRAILING TYPE, UL/CSA, DESINA DMAX=15.2 MM LENGTH (M) = TYPE: 6FX8002-5DN41 LENGTH (M) = + 0 + 0 + 2 + 0,5 | 406 | TEM | 1 | MC | 1.444 | 1
6FX80025DN411AH0 | POWER CABLE PREASSEMBLED 4X4 + (2X1.5)C C, CONNECTOR SPEED-CONNECT SIZE 1.5 FOR SINAMICS S120 MOTOR MODULE MOTION-CONNECT 800PLUS TRAILING TYPE, UL/CSA, DESINA DMAX=15.2 MM LENGTH (M) = TYPE: 6FX8002-5DN41 LENGTH (M) = + 0 + 0 + 7 + 0 | 496 | TEM | 1 | MC | 3.231 | 1
6FX80025DN411AJ0 | POWER CABLE PREASSEMBLED 4X4 + (2X1.5)C C, CONNECTOR SPEED-CONNECT SIZE 1.5 FOR SINAMICS S120 MOTOR MODULE MOTION-CONNECT 800PLUS TRAILING TYPE, UL/CSA, DESINA DMAX=15.2 MM LENGTH (M) = TYPE: 6FX8002-5DN41 LENGTH (M) = + 0 + 0 + 8 + 0 | 519 | TEM | 1 | MC | 3.628 | 1
6FX80025DN411AK0 | POWER CABLE PREASSEMBLED 4X4 + (2X1.5)C C, CONNECTOR SPEED-CONNECT SIZE 1.5 FOR SINAMICS S120 MOTOR MODULE MOTION-CONNECT 800PLUS TRAILING TYPE, UL/CSA, DESINA DMAX=15.2 MM LENGTH (M) = TYPE: 6FX8002-5DN41 LENGTH (M) = + 0 + 0 + 9 + 0 | 542 | TEM | 1 | MC | 4.025 | 1
6FX80025DN411BA0 | POWER CABLE PREASSEMBLED 4X4 + (2X1.5)C C, CONNECTOR SPEED-CONNECT SIZE 1.5 FOR SINAMICS S120 MOTOR MODULE MOTION-CONNECT 800PLUS TRAILING TYPE, UL/CSA, DESINA DMAX=15.2 MM LENGTH (M) = TYPE: 6FX8002-5DN41 LENGTH (M) = + 0 + 10 + 0 + 0 | 564 | TEM | 1 | MC | 4.422 | 1
6FX80025DN411BE0 | POWER CABLE PREASSEMBLED 4X4 + (2X1.5)C C, CONNECTOR SPEED-CONNECT SIZE 1.5 FOR SINAMICS S120 MOTOR MODULE MOTION-CONNECT 800PLUS TRAILING TYPE, UL/CSA, DESINA DMAX=15.2 MM LENGTH (M) = TYPE: 6FX8002-5DN41 LENGTH (M) = + 0 + 10 + 4 + 0 | 655 | TEM | 1 | MC | 6.01 | 1
6FX80025DN411BF0 | POWER CABLE PREASSEMBLED 4X4 + (2X1.5)C C, CONNECTOR SPEED-CONNECT SIZE 1.5 FOR SINAMICS S120 MOTOR MODULE MOTION-CONNECT 800PLUS TRAILING TYPE, UL/CSA, DESINA DMAX=15.2 MM LENGTH (M) = TYPE: 6FX8002-5DN41 LENGTH (M) = + 0 + 10 + 5 + 0 | 678 | TEM | 1 | MC | 6.407 | 1
6FX80025DN411BG0 | POWER CABLE PREASSEMBLED 4X4 + (2X1.5)C C, CONNECTOR SPEED-CONNECT SIZE 1.5 FOR SINAMICS S120 MOTOR MODULE MOTION-CONNECT 800PLUS TRAILING TYPE, UL/CSA, DESINA DMAX=15.2 MM LENGTH (M) = TYPE: 6FX8002-5DN41 LENGTH (M) = + 0 + 10 + 6 + 0 | 700 | TEM | 1 | MC | 6.804 | 1
6FX80025DN411BG5 | POWER CABLE PREASSEMBLED 4X4 + (2X1.5)C C, CONNECTOR SPEED-CONNECT SIZE 1.5 FOR SINAMICS S120 MOTOR MODULE MOTION-CONNECT 800PLUS TRAILING TYPE, UL/CSA, DESINA DMAX=15.2 MM LENGTH (M) = TYPE: 6FX8002-5DN41 LENGTH (M) = + 0 + 10 + 6 + 0,5 | 723 | TEM | 1 | MC | 7.002 | 1
6FX80025DN411BJ0 | POWER CABLE PREASSEMBLED 4X4 + (2X1.5)C C, CONNECTOR SPEED-CONNECT SIZE 1.5 FOR SINAMICS S120 MOTOR MODULE MOTION-CONNECT 800PLUS TRAILING TYPE, UL/CSA, DESINA DMAX=15.2 MM LENGTH (M) = TYPE: 6FX8002-5DN41 LENGTH (M) = + 0 + 10 + 8 + 0 | 745 | TEM | 1 | MC | 7.598 | 1
6FX80025DN411CA0 | POWER CABLE PREASSEMBLED 4X4 + (2X1.5)C C, CONNECTOR SPEED-CONNECT SIZE 1.5 FOR SINAMICS S120 MOTOR MODULE MOTION-CONNECT 800PLUS TRAILING TYPE, UL/CSA, DESINA DMAX=15.2 MM LENGTH (M) = TYPE: 6FX8002-5DN41 LENGTH (M) = + 0 + 20 + 0 + 0 | 791 | TEM | 1 | MC | 8.392 | 1
6FX80025DN411CB0 | POWER CABLE PREASSEMBLED 4X4 + (2X1.5)C C, CONNECTOR SPEED-CONNECT SIZE 1.5 FOR SINAMICS S120 MOTOR MODULE MOTION-CONNECT 800PLUS TRAILING TYPE, UL/CSA, DESINA DMAX=15.2 MM LENGTH (M) = TYPE: 6FX8002-5DN41 LENGTH (M) = + 0 + 20 + 1 + 0 | 813 | TEM | 1 | MC | 8.789 | 1
6FX80025DN411CC0 | POWER CABLE PREASSEMBLED 4X4 + (2X1.5)C C, CONNECTOR SPEED-CONNECT SIZE 1.5 FOR SINAMICS S120 MOTOR MODULE MOTION-CONNECT 800PLUS TRAILING TYPE, UL/CSA, DESINA DMAX=15.2 MM LENGTH (M) = TYPE: 6FX8002-5DN41 LENGTH (M) = + 0 + 20 + 2 + 0 | 836 | TEM | 1 | MC | 9.186 | 1
6FX80025DN411CD0 | POWER CABLE PREASSEMBLED 4X4 + (2X1.5)C C, CONNECTOR SPEED-CONNECT SIZE 1.5 FOR SINAMICS S120 MOTOR MODULE MOTION-CONNECT 800PLUS TRAILING TYPE, UL/CSA, DESINA DMAX=15.2 MM LENGTH (M) = TYPE: 6FX8002-5DN41 LENGTH (M) = + 0 + 20 + 3 + 0 | 859 | TEM | 1 | MC | 9.583 | 1
6FX80025DN411CF0 | POWER CABLE PREASSEMBLED 4X4 + (2X1.5)C C, CONNECTOR SPEED-CONNECT SIZE 1.5 FOR SINAMICS S120 MOTOR MODULE MOTION-CONNECT 800PLUS TRAILING TYPE, UL/CSA, DESINA DMAX=15.2 MM LENGTH (M) = TYPE: 6FX8002-5DN41 LENGTH (M) = + 0 + 20 + 5 + 0 | 904 | TEM | 1 | MC | 10.377 | 1
6FX80025DN411DA0 | POWER CABLE PREASSEMBLED 4X4 + (2X1.5)C C, CONNECTOR SPEED-CONNECT SIZE 1.5 FOR SINAMICS S120 MOTOR MODULE MOTION-CONNECT 800PLUS TRAILING TYPE, UL/CSA, DESINA DMAX=15.2 MM LENGTH (M) = TYPE: 6FX8002-5DN41 LENGTH (M) = + 0 + 30 + 0 + 0 | 1017 | TEM | 1 | MC | 12.362 | 1
6FX80025DN411DC0 | POWER CABLE PREASSEMBLED 4X4 + (2X1.5)C C, CONNECTOR SPEED-CONNECT SIZE 1.5 FOR SINAMICS S120 MOTOR MODULE MOTION-CONNECT 800PLUS TRAILING TYPE, UL/CSA, DESINA DMAX=15.2 MM LENGTH (M) = TYPE: 6FX8002-5DN41 LENGTH (M) = + 0 + 30 + 2 + 0 | 1062 | TEM | 1 | MC | 13.156 | 1
6FX80025DN411DF0 | POWER CABLE PREASSEMBLED 4X4 + (2X1.5)C C, CONNECTOR SPEED-CONNECT SIZE 1.5 FOR SINAMICS S120 MOTOR MODULE MOTION-CONNECT 800PLUS TRAILING TYPE, UL/CSA, DESINA DMAX=15.2 MM LENGTH (M) = TYPE: 6FX8002-5DN41 LENGTH (M) = + 0 + 30 + 5 + 0 | 1130 | TEM | 1 | MC | 14.347 | 1
6FX80025DN411EA0 | POWER CABLE PREASSEMBLED 4X4 + (2X1.5)C C, CONNECTOR SPEED-CONNECT SIZE 1.5 FOR SINAMICS S120 MOTOR MODULE MOTION-CONNECT 800PLUS TRAILING TYPE, UL/CSA, DESINA DMAX=15.2 MM LENGTH (M) = TYPE: 6FX8002-5DN41 LENGTH (M) = + 0 + 40 + 0 + 0 | 1244 | TEM | 1 | MC | 16.332 | 1
6FX80025DN411EG0 | POWER CABLE PREASSEMBLED 4X4 + (2X1.5)C C, CONNECTOR SPEED-CONNECT SIZE 1.5 FOR SINAMICS S120 MOTOR MODULE MOTION-CONNECT 800PLUS TRAILING TYPE, UL/CSA, DESINA DMAX=15.2 MM LENGTH (M) = TYPE: 6FX8002-5DN41 LENGTH (M) = + 0 + 40 + 6 + 0 | 1379 | TEM | 1 | MC | 18.714 | 1
6FX80025DN411GF0 | POWER CABLE PREASSEMBLED 4X4 + (2X1.5)C C, CONNECTOR SPEED-CONNECT SIZE 1.5 FOR SINAMICS S120 MOTOR MODULE MOTION-CONNECT 800PLUS TRAILING TYPE, UL/CSA, DESINA DMAX=15.2 MM LENGTH (M) = TYPE: 6FX8002-5DN41 LENGTH (M) = + 0 + 60 + 5 + 0 | 1810 | TEM | 1 | MC | 26.257 | 1
6FX80025DN511AF0 | POWER CABLE PREASSEMBLED 4X6 + (2X1.5)C C CONNECTOR SPEED-CONNECT SIZE 1.5 FOR SINAMICS S120 MOTOR MODULE MOTION-CONNECT 800PLUS TRAILING TYPE UL/CSA DESINA DMAX=17.3 MM LENGTH (M) = TYPE: 6FX8002-5DN51 LENGTH (M) = + 0 + 0 + 5 + 0 | 486 | TEM | 1 | MC | 3.026 | 1
6FX80025DN511AG0 | POWER CABLE PREASSEMBLED 4X6 + (2X1.5)C C CONNECTOR SPEED-CONNECT SIZE 1.5 FOR SINAMICS S120 MOTOR MODULE MOTION-CONNECT 800PLUS TRAILING TYPE UL/CSA DESINA DMAX=17.3 MM LENGTH (M) = TYPE: 6FX8002-5DN51 LENGTH (M) = + 0 + 0 + 6 + 0 | 515 | TEM | 1 | MC | 3.553 | 1
6FX80025DN511AH0 | POWER CABLE PREASSEMBLED 4X6 + (2X1.5)C C CONNECTOR SPEED-CONNECT SIZE 1.5 FOR SINAMICS S120 MOTOR MODULE MOTION-CONNECT 800PLUS TRAILING TYPE UL/CSA DESINA DMAX=17.3 MM LENGTH (M) = TYPE: 6FX8002-5DN51 LENGTH (M) = + 0 + 0 + 7 + 0 | 543 | TEM | 1 | MC | 4.08 | 1
6FX80025DN511BA0 | POWER CABLE PREASSEMBLED 4X6 + (2X1.5)C C CONNECTOR SPEED-CONNECT SIZE 1.5 FOR SINAMICS S120 MOTOR MODULE MOTION-CONNECT 800PLUS TRAILING TYPE UL/CSA DESINA DMAX=17.3 MM LENGTH (M) = TYPE: 6FX8002-5DN51 LENGTH (M) = + 0 + 10 + 0 + 0 | 628 | TEM | 1 | MC | 5.661 | 1
6FX80025DN511BF0 | POWER CABLE PREASSEMBLED 4X6 + (2X1.5)C C CONNECTOR SPEED-CONNECT SIZE 1.5 FOR SINAMICS S120 MOTOR MODULE MOTION-CONNECT 800PLUS TRAILING TYPE UL/CSA DESINA DMAX=17.3 MM LENGTH (M) = TYPE: 6FX8002-5DN51 LENGTH (M) = + 0 + 10 + 5 + 0 | 770 | TEM | 1 | MC | 8.296 | 1
6FX80025DN511CA0 | POWER CABLE PREASSEMBLED 4X6 + (2X1.5)C C CONNECTOR SPEED-CONNECT SIZE 1.5 FOR SINAMICS S120 MOTOR MODULE MOTION-CONNECT 800PLUS TRAILING TYPE UL/CSA DESINA DMAX=17.3 MM LENGTH (M) = TYPE: 6FX8002-5DN51 LENGTH (M) = + 0 + 20 + 0 + 0 | 913 | TEM | 1 | MC | 10.931 | 1
6FX80025DN511CF0 | POWER CABLE PREASSEMBLED 4X6 + (2X1.5)C C CONNECTOR SPEED-CONNECT SIZE 1.5 FOR SINAMICS S120 MOTOR MODULE MOTION-CONNECT 800PLUS TRAILING TYPE UL/CSA DESINA DMAX=17.3 MM LENGTH (M) = TYPE: 6FX8002-5DN51 LENGTH (M) = + 0 + 20 + 5 + 0 | 1054 | TEM | 1 | MC | 13.566 | 1
6FX80025DN511DA0 | POWER CABLE PREASSEMBLED 4X6 + (2X1.5)C C CONNECTOR SPEED-CONNECT SIZE 1.5 FOR SINAMICS S120 MOTOR MODULE MOTION-CONNECT 800PLUS TRAILING TYPE UL/CSA DESINA DMAX=17.3 MM LENGTH (M) = TYPE: 6FX8002-5DN51 LENGTH (M) = + 0 + 30 + 0 + 0 | 1197 | TEM | 1 | MC | 16.201 | 1
6FX80025DN511DD0 | POWER CABLE PREASSEMBLED 4X6 + (2X1.5)C C CONNECTOR SPEED-CONNECT SIZE 1.5 FOR SINAMICS S120 MOTOR MODULE MOTION-CONNECT 800PLUS TRAILING TYPE UL/CSA DESINA DMAX=17.3 MM LENGTH (M) = TYPE: 6FX8002-5DN51 LENGTH (M) = + 0 + 30 + 3 + 0 | 1282 | TEM | 1 | MC | 17.782 | 1
6FX80025DN511EA0 | POWER CABLE PREASSEMBLED 4X6 + (2X1.5)C C CONNECTOR SPEED-CONNECT SIZE 1.5 FOR SINAMICS S120 MOTOR MODULE MOTION-CONNECT 800PLUS TRAILING TYPE UL/CSA DESINA DMAX=17.3 MM LENGTH (M) = TYPE: 6FX8002-5DN51 LENGTH (M) = + 0 + 40 + 0 + 0 | 1481 | TEM | 1 | MC | 21.471 | 1
6FX80025DN511EF0 | POWER CABLE PREASSEMBLED 4X6 + (2X1.5)C C CONNECTOR SPEED-CONNECT SIZE 1.5 FOR SINAMICS S120 MOTOR MODULE MOTION-CONNECT 800PLUS TRAILING TYPE UL/CSA DESINA DMAX=17.3 MM LENGTH (M) = TYPE: 6FX8002-5DN51 LENGTH (M) = + 0 + 40 + 5 + 0 | 1623 | TEM | 1 | MC | 24.106 | 1
6FX80025DN511FA0 | POWER CABLE PREASSEMBLED 4X6 + (2X1.5)C C CONNECTOR SPEED-CONNECT SIZE 1.5 FOR SINAMICS S120 MOTOR MODULE MOTION-CONNECT 800PLUS TRAILING TYPE UL/CSA DESINA DMAX=17.3 MM LENGTH (M) = TYPE: 6FX8002-5DN51 LENGTH (M) = + 0 + 50 + 0 + 0 | 1765 | TEM | 1 | MC | 26.741 | 1
6FX80025DN511GA0 | POWER CABLE PREASSEMBLED 4X6 + (2X1.5)C C CONNECTOR SPEED-CONNECT SIZE 1.5 FOR SINAMICS S120 MOTOR MODULE MOTION-CONNECT 800PLUS TRAILING TYPE UL/CSA DESINA DMAX=17.3 MM LENGTH (M) = TYPE: 6FX8002-5DN51 LENGTH (M) = + 0 + 60 + 0 + 0 | 2049 | TEM | 1 | MC | 32.011 | 1
6FX80025DN511HF0 | POWER CABLE PREASSEMBLED 4X6 + (2X1.5)C C CONNECTOR SPEED-CONNECT SIZE 1.5 FOR SINAMICS S120 MOTOR MODULE MOTION-CONNECT 800PLUS TRAILING TYPE UL/CSA DESINA DMAX=17.3 MM LENGTH (M) = TYPE: 6FX8002-5DN51 LENGTH (M) = + 0 + 70 + 5 + 0 | 2475 | TEM | 1 | MC | 39.916 | 1
6FX80025DN511JB0 | POWER CABLE PREASSEMBLED 4X6 + (2X1.5)C C CONNECTOR SPEED-CONNECT SIZE 1.5 FOR SINAMICS S120 MOTOR MODULE MOTION-CONNECT 800PLUS TRAILING TYPE UL/CSA DESINA DMAX=17.3 MM LENGTH (M) = TYPE: 6FX8002-5DN51 LENGTH (M) = + 0 + 80 + 1 + 0 | 2645 | TEM | 1 | MC | 43.078 | 1
6FX80025DN541AD5 | POWER CABLE PREASSEMBLED 4X6 + (2X1.5)C C CONNECTOR SPEED-CONNECT SIZE 1.5 RING TERMINAL END ON MODULE SID FOR SINAMICS S120 MOTOR MODULE MOTION-CONNECT 800PLUS TRAILING TYPE UL/CSA DESINA DMAX=17.3 MM LENGTH (M) = TYPE: 6FX8002-5DN54 LENGTH (M) = + 0 + 0 + 3 + 0,5 | 338 | TEM | 1 | MC | 2.154 | 1
6FX80025DN541AF5 | POWER CABLE PREASSEMBLED 4X6 + (2X1.5)C C CONNECTOR SPEED-CONNECT SIZE 1.5 RING TERMINAL END ON MODULE SID FOR SINAMICS S120 MOTOR MODULE MOTION-CONNECT 800PLUS TRAILING TYPE UL/CSA DESINA DMAX=17.3 MM LENGTH (M) = TYPE: 6FX8002-5DN54 LENGTH (M) = + 0 + 0 + 5 + 0,5 | 395 | TEM | 1 | MC | 3.208 | 1
6FX80025DN541BA0 | POWER CABLE PREASSEMBLED 4X6 + (2X1.5)C C CONNECTOR SPEED-CONNECT SIZE 1.5 RING TERMINAL END ON MODULE SID FOR SINAMICS S120 MOTOR MODULE MOTION-CONNECT 800PLUS TRAILING TYPE UL/CSA DESINA DMAX=17.3 MM LENGTH (M) = TYPE: 6FX8002-5DN54 LENGTH (M) = + 0 + 10 + 0 + 0 | 509 | TEM | 1 | MC | 5.579 | 1
6FX80025DN541BF0 | POWER CABLE PREASSEMBLED 4X6 + (2X1.5)C C CONNECTOR SPEED-CONNECT SIZE 1.5 RING TERMINAL END ON MODULE SID FOR SINAMICS S120 MOTOR MODULE MOTION-CONNECT 800PLUS TRAILING TYPE UL/CSA DESINA DMAX=17.3 MM LENGTH (M) = TYPE: 6FX8002-5DN54 LENGTH (M) = + 0 + 10 + 5 + 0 | 651 | TEM | 1 | MC | 8.214 | 1
6FX80025DN541BH0 | POWER CABLE PREASSEMBLED 4X6 + (2X1.5)C C CONNECTOR SPEED-CONNECT SIZE 1.5 RING TERMINAL END ON MODULE SID FOR SINAMICS S120 MOTOR MODULE MOTION-CONNECT 800PLUS TRAILING TYPE UL/CSA DESINA DMAX=17.3 MM LENGTH (M) = TYPE: 6FX8002-5DN54 LENGTH (M) = + 0 + 10 + 7 + 0 | 708 | TEM | 1 | MC | 9.268 | 1
6FX80025DN541CB0 | POWER CABLE PREASSEMBLED 4X6 + (2X1.5)C C CONNECTOR SPEED-CONNECT SIZE 1.5 RING TERMINAL END ON MODULE SID FOR SINAMICS S120 MOTOR MODULE MOTION-CONNECT 800PLUS TRAILING TYPE UL/CSA DESINA DMAX=17.3 MM LENGTH (M) = TYPE: 6FX8002-5DN54 LENGTH (M) = + 0 + 20 + 1 + 0 | 821 | TEM | 1 | MC | 11.376 | 1
6FX80025DN541DC0 | POWER CABLE PREASSEMBLED 4X6 + (2X1.5)C C CONNECTOR SPEED-CONNECT SIZE 1.5 RING TERMINAL END ON MODULE SID FOR SINAMICS S120 MOTOR MODULE MOTION-CONNECT 800PLUS TRAILING TYPE UL/CSA DESINA DMAX=17.3 MM LENGTH (M) = TYPE: 6FX8002-5DN54 LENGTH (M) = + 0 + 30 + 2 + 0 | 1134 | TEM | 1 | MC | 17.173 | 1
6FX80025DN541EA0 | POWER CABLE PREASSEMBLED 4X6 + (2X1.5)C C CONNECTOR SPEED-CONNECT SIZE 1.5 RING TERMINAL END ON MODULE SID FOR SINAMICS S120 MOTOR MODULE MOTION-CONNECT 800PLUS TRAILING TYPE UL/CSA DESINA DMAX=17.3 MM LENGTH (M) = TYPE: 6FX8002-5DN54 LENGTH (M) = + 0 + 40 + 0 + 0 | 1361 | TEM | 1 | MC | 21.389 | 1
6FX80025DN541EF0 | POWER CABLE PREASSEMBLED 4X6 + (2X1.5)C C CONNECTOR SPEED-CONNECT SIZE 1.5 RING TERMINAL END ON MODULE SID FOR SINAMICS S120 MOTOR MODULE MOTION-CONNECT 800PLUS TRAILING TYPE UL/CSA DESINA DMAX=17.3 MM LENGTH (M) = TYPE: 6FX8002-5DN54 LENGTH (M) = + 0 + 40 + 5 + 0 | 1503 | TEM | 1 | MC | 24.024 | 1
6FX80025DN541EJ0 | POWER CABLE PREASSEMBLED 4X6 + (2X1.5)C C CONNECTOR SPEED-CONNECT SIZE 1.5 RING TERMINAL END ON MODULE SID FOR SINAMICS S120 MOTOR MODULE MOTION-CONNECT 800PLUS TRAILING TYPE UL/CSA DESINA DMAX=17.3 MM LENGTH (M) = TYPE: 6FX8002-5DN54 LENGTH (M) = + 0 + 40 + 8 + 0 | 1588 | TEM | 1 | MC | 25.605 | 1
6FX80025DN611BA0 | POWER CABLE PREASSEMBLED 4X10+(2X1.5) C C SPEED CONNECT CONNECTOR GR.1.5 FOR SINAMICS S120 MOTOR MODULE BOOKSIZE MOTION-CONNECT 800PLUS, TRAILING TYPE, UL/CSA, DESINA DMAX=20.1 MM LENGTH (M) = TYPE: 6FX8002-5DN61 LENGTH (M) = + 0 + 10 + 0 + 0 | 757 | TEM | 1 | MC | 8.227 | 1
6FX80025DN611CA0 | POWER CABLE PREASSEMBLED 4X10+(2X1.5) C C SPEED CONNECT CONNECTOR GR.1.5 FOR SINAMICS S120 MOTOR MODULE BOOKSIZE MOTION-CONNECT 800PLUS, TRAILING TYPE, UL/CSA, DESINA DMAX=20.1 MM LENGTH (M) = TYPE: 6FX8002-5DN61 LENGTH (M) = + 0 + 20 + 0 + 0 | 1156 | TEM | 1 | MC | 16.027 | 1
6FX80025DN641AF3 | POWER CABLE PREASSEMBLED 4X10 + (2X1.5)C C, CONNECTOR SPEED CONNECT GR. 1.5 FOR SINAMICS S120 MOTOR MODULE BOOKSIZE RING TERMINAL END ON MOD. SIDE MOTION-CONNECT 800PLUS TRAILING TYPE, UL/CSA, DESINA DMAX=20.1 MM LENGTH (M) = TYPE: 6FX8002-5DN64 LENGTH (M) = + 0 + 0 + 5 + 0,3 | 490 | TEM | 1 | MC | 4.448 | 1
6FX80025DN641AG5 | POWER CABLE PREASSEMBLED 4X10 + (2X1.5)C C, CONNECTOR SPEED CONNECT GR. 1.5 FOR SINAMICS S120 MOTOR MODULE BOOKSIZE RING TERMINAL END ON MOD. SIDE MOTION-CONNECT 800PLUS TRAILING TYPE, UL/CSA, DESINA DMAX=20.1 MM LENGTH (M) = TYPE: 6FX8002-5DN64 LENGTH (M) = + 0 + 0 + 6 + 0,5 | 530 | TEM | 1 | MC | 5.384 | 1
6FX80025DN641AH0 | POWER CABLE PREASSEMBLED 4X10 + (2X1.5)C C, CONNECTOR SPEED CONNECT GR. 1.5 FOR SINAMICS S120 MOTOR MODULE BOOKSIZE RING TERMINAL END ON MOD. SIDE MOTION-CONNECT 800PLUS TRAILING TYPE, UL/CSA, DESINA DMAX=20.1 MM LENGTH (M) = TYPE: 6FX8002-5DN64 LENGTH (M) = + 0 + 0 + 7 + 0 | 530 | TEM | 1 | MC | 5.774 | 1
6FX80025DN641BA0 | POWER CABLE PREASSEMBLED 4X10 + (2X1.5)C C, CONNECTOR SPEED CONNECT GR. 1.5 FOR SINAMICS S120 MOTOR MODULE BOOKSIZE RING TERMINAL END ON MOD. SIDE MOTION-CONNECT 800PLUS TRAILING TYPE, UL/CSA, DESINA DMAX=20.1 MM LENGTH (M) = TYPE: 6FX8002-5DN64 LENGTH (M) = + 0 + 10 + 0 + 0 | 650 | TEM | 1 | MC | 8.114 | 1
6FX80025DN641BF0 | POWER CABLE PREASSEMBLED 4X10 + (2X1.5)C C, CONNECTOR SPEED CONNECT GR. 1.5 FOR SINAMICS S120 MOTOR MODULE BOOKSIZE RING TERMINAL END ON MOD. SIDE MOTION-CONNECT 800PLUS TRAILING TYPE, UL/CSA, DESINA DMAX=20.1 MM LENGTH (M) = TYPE: 6FX8002-5DN64 LENGTH (M) = + 0 + 10 + 5 + 0 | 849 | TEM | 1 | MC | 12.014 | 1
6FX80025DN641BG0 | POWER CABLE PREASSEMBLED 4X10 + (2X1.5)C C, CONNECTOR SPEED CONNECT GR. 1.5 FOR SINAMICS S120 MOTOR MODULE BOOKSIZE RING TERMINAL END ON MOD. SIDE MOTION-CONNECT 800PLUS TRAILING TYPE, UL/CSA, DESINA DMAX=20.1 MM LENGTH (M) = TYPE: 6FX8002-5DN64 LENGTH (M) = + 0 + 10 + 6 + 0 | 889 | TEM | 1 | MC | 12.794 | 1
6FX80025DN641CA0 | POWER CABLE PREASSEMBLED 4X10 + (2X1.5)C C, CONNECTOR SPEED CONNECT GR. 1.5 FOR SINAMICS S120 MOTOR MODULE BOOKSIZE RING TERMINAL END ON MOD. SIDE MOTION-CONNECT 800PLUS TRAILING TYPE, UL/CSA, DESINA DMAX=20.1 MM LENGTH (M) = TYPE: 6FX8002-5DN64 LENGTH (M) = + 0 + 20 + 0 + 0 | 1049 | TEM | 1 | MC | 15.914 | 1
6FX80025DN641CE0 | POWER CABLE PREASSEMBLED 4X10 + (2X1.5)C C, CONNECTOR SPEED CONNECT GR. 1.5 FOR SINAMICS S120 MOTOR MODULE BOOKSIZE RING TERMINAL END ON MOD. SIDE MOTION-CONNECT 800PLUS TRAILING TYPE, UL/CSA, DESINA DMAX=20.1 MM LENGTH (M) = TYPE: 6FX8002-5DN64 LENGTH (M) = + 0 + 20 + 4 + 0 | 1209 | TEM | 1 | MC | 19.034 | 1
6FX80025DN641DA0 | POWER CABLE PREASSEMBLED 4X10 + (2X1.5)C C, CONNECTOR SPEED CONNECT GR. 1.5 FOR SINAMICS S120 MOTOR MODULE BOOKSIZE RING TERMINAL END ON MOD. SIDE MOTION-CONNECT 800PLUS TRAILING TYPE, UL/CSA, DESINA DMAX=20.1 MM LENGTH (M) = TYPE: 6FX8002-5DN64 LENGTH (M) = + 0 + 30 + 0 + 0 | 1449 | TEM | 1 | MC | 23.714 | 1
6FX80025DN641FF0 | POWER CABLE PREASSEMBLED 4X10 + (2X1.5)C C, CONNECTOR SPEED CONNECT GR. 1.5 FOR SINAMICS S120 MOTOR MODULE BOOKSIZE RING TERMINAL END ON MOD. SIDE MOTION-CONNECT 800PLUS TRAILING TYPE, UL/CSA, DESINA DMAX=20.1 MM LENGTH (M) = TYPE: 6FX8002-5DN64 LENGTH (M) = + 0 + 50 + 5 + 0 | 2447 | TEM | 1 | MC | 43.214 | 1
6FX80025DN641GC0 | POWER CABLE PREASSEMBLED 4X10 + (2X1.5)C C, CONNECTOR SPEED CONNECT GR. 1.5 FOR SINAMICS S120 MOTOR MODULE BOOKSIZE RING TERMINAL END ON MOD. SIDE MOTION-CONNECT 800PLUS TRAILING TYPE, UL/CSA, DESINA DMAX=20.1 MM LENGTH (M) = TYPE: 6FX8002-5DN64 LENGTH (M) = + 0 + 60 + 2 + 0 | 2727 | TEM | 1 | MC | 48.674 | 1
6FX80025DN641HF0 | POWER CABLE PREASSEMBLED 4X10 + (2X1.5)C C, CONNECTOR SPEED CONNECT GR. 1.5 FOR SINAMICS S120 MOTOR MODULE BOOKSIZE RING TERMINAL END ON MOD. SIDE MOTION-CONNECT 800PLUS TRAILING TYPE, UL/CSA, DESINA DMAX=20.1 MM LENGTH (M) = TYPE: 6FX8002-5DN64 LENGTH (M) = + 0 + 70 + 5 + 0 | 3246 | TEM | 1 | MC | 58.814 | 1
6FX80025DQ151AF0 | POWER CABLE EXTENSION 4X2.5 + (2X1.5)C C CONNECTOR SPEED-CONNECT SIZE 1 MOTION-CONNECT 800PLUS TRAILING TYPE; UL/CSA, DESINA DMAX=13.8 MM LENGTH (M) = TYPE: 6FX8002-5DQ15 LENGTH (M) = 0 + 0 + 5 + 0 | 333 | TEM | 1 | MC | 2.09 | 1
6FX80025DQ151BA0 | POWER CABLE EXTENSION 4X2.5 + (2X1.5)C C CONNECTOR SPEED-CONNECT SIZE 1 MOTION-CONNECT 800PLUS TRAILING TYPE; UL/CSA, DESINA DMAX=13.8 MM LENGTH (M) = TYPE: 6FX8002-5DQ15 LENGTH (M) = 0 + 10 + 0 + 0 | 423 | TEM | 1 | MC | 3.6 | 1
6FX80025DQ151BF0 | POWER CABLE EXTENSION 4X2.5 + (2X1.5)C C CONNECTOR SPEED-CONNECT SIZE 1 MOTION-CONNECT 800PLUS TRAILING TYPE; UL/CSA, DESINA DMAX=13.8 MM LENGTH (M) = TYPE: 6FX8002-5DQ15 LENGTH (M) = 0 + 10 + 5 + 0 | 512 | TEM | 1 | MC | 5.11 | 1
6FX80025DQ151DE0 | POWER CABLE EXTENSION 4X2.5 + (2X1.5)C C CONNECTOR SPEED-CONNECT SIZE 1 MOTION-CONNECT 800PLUS TRAILING TYPE; UL/CSA, DESINA DMAX=13.8 MM LENGTH (M) = TYPE: 6FX8002-5DQ15 LENGTH (M) = 0 + 30 + 4 + 0 | 852 | TEM | 1 | MC | 10.848 | 1
6FX80025DQ151DF0 | POWER CABLE EXTENSION 4X2.5 + (2X1.5)C C CONNECTOR SPEED-CONNECT SIZE 1 MOTION-CONNECT 800PLUS TRAILING TYPE; UL/CSA, DESINA DMAX=13.8 MM LENGTH (M) = TYPE: 6FX8002-5DQ15 LENGTH (M) = 0 + 30 + 5 + 0 | 870 | TEM | 1 | MC | 11.15 | 1
6FX80025DQ151DG0 | POWER CABLE EXTENSION 4X2.5 + (2X1.5)C C CONNECTOR SPEED-CONNECT SIZE 1 MOTION-CONNECT 800PLUS TRAILING TYPE; UL/CSA, DESINA DMAX=13.8 MM LENGTH (M) = TYPE: 6FX8002-5DQ15 LENGTH (M) = 0 + 30 + 6 + 0 | 888 | TEM | 1 | MC | 11.452 | 1
6FX80025DQ281AD0 | POWER CABLE PREASSEMBLED EXT. 4X1,5 + (2X1.5)C C, CONNECTOR SPEED CONNECT GR.1.5 MOTION-CONNECT 800PLUS TRAILING TYPE UL/CSA DESINA DMAX= 12 MM, LENGTH (M) = TYPE: 6FX8002-5DQ28 LENGTH (M) = + 0 + 0 + 3 + 0 | 425 | TEM | 1 | MC | 1.27 | 1
6FX80025DQ281BA0 | POWER CABLE PREASSEMBLED EXT. 4X1,5 + (2X1.5)C C, CONNECTOR SPEED CONNECT GR.1.5 MOTION-CONNECT 800PLUS TRAILING TYPE UL/CSA DESINA DMAX= 12 MM, LENGTH (M) = TYPE: 6FX8002-5DQ28 LENGTH (M) = + 0 + 10 + 0 + 0 | 534 | TEM | 1 | MC | 2.964 | 1
6FX80025DQ281BF0 | POWER CABLE PREASSEMBLED EXT. 4X1,5 + (2X1.5)C C, CONNECTOR SPEED CONNECT GR.1.5 MOTION-CONNECT 800PLUS TRAILING TYPE UL/CSA DESINA DMAX= 12 MM, LENGTH (M) = TYPE: 6FX8002-5DQ28 LENGTH (M) = + 0 + 10 + 5 + 0 | 611 | TEM | 1 | MC | 4.174 | 1
6FX80025DQ381AE0 | POWER CABLE EXTENSION 4X2.5 + (2X1.5)C C, CONNECTOR SPEED-CONNECT SIZE 1.5 MOTION-CONNECT 800PLUS TRAILING TYPE, UL/CSA, DESINA DMAX=13.9 MM LENGTH (M) = TYPE: 6FX8002-5DQ38 LENGTH (M) = + 0 + 0 + 4 + 0 | 454 | TEM | 1 | MC | 1.753 | 1
6FX80025DQ381BA0 | POWER CABLE EXTENSION 4X2.5 + (2X1.5)C C, CONNECTOR SPEED-CONNECT SIZE 1.5 MOTION-CONNECT 800PLUS TRAILING TYPE, UL/CSA, DESINA DMAX=13.9 MM LENGTH (M) = TYPE: 6FX8002-5DQ38 LENGTH (M) = + 0 + 10 + 0 + 0 | 562 | TEM | 1 | MC | 3.565 | 1
6FX80025DQ381CK0 | POWER CABLE EXTENSION 4X2.5 + (2X1.5)C C, CONNECTOR SPEED-CONNECT SIZE 1.5 MOTION-CONNECT 800PLUS TRAILING TYPE, UL/CSA, DESINA DMAX=13.9 MM LENGTH (M) = TYPE: 6FX8002-5DQ38 LENGTH (M) = + 0 + 20 + 9 + 0 | 901 | TEM | 1 | MC | 9.303 | 1
6FX80025DQ481AD0 | POWER CABLE EXTENSION 4X4 + (2X1.5)C C, CONNECTOR SPEED-CONNECT SIZE 1.5 MOTION-CONNECT 800PLUS TRAILING TYPE, UL/CSA, DESINA DMAX=15.2 MM LENGTH (M) = TYPE: 6FX8002-5DQ48 LENGTH (M) = + 0 + 0 + 3 + 0 | 448 | TEM | 1 | MC | 1.732 | 1
6FX80025DQ481AE0 | POWER CABLE EXTENSION 4X4 + (2X1.5)C C, CONNECTOR SPEED-CONNECT SIZE 1.5 MOTION-CONNECT 800PLUS TRAILING TYPE, UL/CSA, DESINA DMAX=15.2 MM LENGTH (M) = TYPE: 6FX8002-5DQ48 LENGTH (M) = + 0 + 0 + 4 + 0 | 469 | TEM | 1 | MC | 2.129 | 1
6FX80025DQ481AF0 | POWER CABLE EXTENSION 4X4 + (2X1.5)C C, CONNECTOR SPEED-CONNECT SIZE 1.5 MOTION-CONNECT 800PLUS TRAILING TYPE, UL/CSA, DESINA DMAX=15.2 MM LENGTH (M) = TYPE: 6FX8002-5DQ48 LENGTH (M) = + 0 + 0 + 5 + 0 | 491 | TEM | 1 | MC | 2.526 | 1
6FX80025DQ481AG0 | POWER CABLE EXTENSION 4X4 + (2X1.5)C C, CONNECTOR SPEED-CONNECT SIZE 1.5 MOTION-CONNECT 800PLUS TRAILING TYPE, UL/CSA, DESINA DMAX=15.2 MM LENGTH (M) = TYPE: 6FX8002-5DQ48 LENGTH (M) = + 0 + 0 + 6 + 0 | 512 | TEM | 1 | MC | 2.923 | 1
6FX80025DQ481BA0 | POWER CABLE EXTENSION 4X4 + (2X1.5)C C, CONNECTOR SPEED-CONNECT SIZE 1.5 MOTION-CONNECT 800PLUS TRAILING TYPE, UL/CSA, DESINA DMAX=15.2 MM LENGTH (M) = TYPE: 6FX8002-5DQ48 LENGTH (M) = + 0 + 10 + 0 + 0 | 599 | TEM | 1 | MC | 4.511 | 1
6FX80025DQ481BB0 | POWER CABLE EXTENSION 4X4 + (2X1.5)C C, CONNECTOR SPEED-CONNECT SIZE 1.5 MOTION-CONNECT 800PLUS TRAILING TYPE, UL/CSA, DESINA DMAX=15.2 MM LENGTH (M) = TYPE: 6FX8002-5DQ48 LENGTH (M) = + 0 + 10 + 1 + 0 | 620 | TEM | 1 | MC | 4.908 | 1
6FX80025DQ481BC0 | POWER CABLE EXTENSION 4X4 + (2X1.5)C C, CONNECTOR SPEED-CONNECT SIZE 1.5 MOTION-CONNECT 800PLUS TRAILING TYPE, UL/CSA, DESINA DMAX=15.2 MM LENGTH (M) = TYPE: 6FX8002-5DQ48 LENGTH (M) = + 0 + 10 + 2 + 0 | 642 | TEM | 1 | MC | 5.305 | 1
6FX80025DQ481BE0 | POWER CABLE EXTENSION 4X4 + (2X1.5)C C, CONNECTOR SPEED-CONNECT SIZE 1.5 MOTION-CONNECT 800PLUS TRAILING TYPE, UL/CSA, DESINA DMAX=15.2 MM LENGTH (M) = TYPE: 6FX8002-5DQ48 LENGTH (M) = + 0 + 10 + 4 + 0 | 685 | TEM | 1 | MC | 6.099 | 1
6FX80025DQ481BE5 | POWER CABLE EXTENSION 4X4 + (2X1.5)C C, CONNECTOR SPEED-CONNECT SIZE 1.5 MOTION-CONNECT 800PLUS TRAILING TYPE, UL/CSA, DESINA DMAX=15.2 MM LENGTH (M) = TYPE: 6FX8002-5DQ48 LENGTH (M) = + 0 + 10 + 4 + 0,5 | 706 | TEM | 1 | MC | 6.297 | 1
6FX80025DQ481BG0 | POWER CABLE EXTENSION 4X4 + (2X1.5)C C, CONNECTOR SPEED-CONNECT SIZE 1.5 MOTION-CONNECT 800PLUS TRAILING TYPE, UL/CSA, DESINA DMAX=15.2 MM LENGTH (M) = TYPE: 6FX8002-5DQ48 LENGTH (M) = + 0 + 10 + 6 + 0 | 728 | TEM | 1 | MC | 6.893 | 1
6FX80025DQ481BJ0 | POWER CABLE EXTENSION 4X4 + (2X1.5)C C, CONNECTOR SPEED-CONNECT SIZE 1.5 MOTION-CONNECT 800PLUS TRAILING TYPE, UL/CSA, DESINA DMAX=15.2 MM LENGTH (M) = TYPE: 6FX8002-5DQ48 LENGTH (M) = + 0 + 10 + 8 + 0 | 771 | TEM | 1 | MC | 7.687 | 1
6FX80025DQ481BK0 | POWER CABLE EXTENSION 4X4 + (2X1.5)C C, CONNECTOR SPEED-CONNECT SIZE 1.5 MOTION-CONNECT 800PLUS TRAILING TYPE, UL/CSA, DESINA DMAX=15.2 MM LENGTH (M) = TYPE: 6FX8002-5DQ48 LENGTH (M) = + 0 + 10 + 9 + 0 | 793 | TEM | 1 | MC | 8.084 | 1
6FX80025DQ481CA0 | POWER CABLE EXTENSION 4X4 + (2X1.5)C C, CONNECTOR SPEED-CONNECT SIZE 1.5 MOTION-CONNECT 800PLUS TRAILING TYPE, UL/CSA, DESINA DMAX=15.2 MM LENGTH (M) = TYPE: 6FX8002-5DQ48 LENGTH (M) = + 0 + 20 + 0 + 0 | 814 | TEM | 1 | MC | 8.481 | 1
6FX80025DQ481CB0 | POWER CABLE EXTENSION 4X4 + (2X1.5)C C, CONNECTOR SPEED-CONNECT SIZE 1.5 MOTION-CONNECT 800PLUS TRAILING TYPE, UL/CSA, DESINA DMAX=15.2 MM LENGTH (M) = TYPE: 6FX8002-5DQ48 LENGTH (M) = + 0 + 20 + 1 + 0 | 836 | TEM | 1 | MC | 8.878 | 1
6FX80025DQ481CK0 | POWER CABLE EXTENSION 4X4 + (2X1.5)C C, CONNECTOR SPEED-CONNECT SIZE 1.5 MOTION-CONNECT 800PLUS TRAILING TYPE, UL/CSA, DESINA DMAX=15.2 MM LENGTH (M) = TYPE: 6FX8002-5DQ48 LENGTH (M) = + 0 + 20 + 9 + 0 | 1008 | TEM | 1 | MC | 12.054 | 1
6FX80025DQ581AE0 | POWER CABLE EXTENSION 4X6 + (2X1.5)C C CONNECTOR SPEED-CONNECT SIZE 1.5 MOTION-CONNECT 800PLUS TRAILING TYPE, UL/CSA, DESINA DMAX=17.3 MM LENGTH (M) = TYPE: 6FX8002-5DQ58 LENGTH (M) = + 0 + 0 + 4 + 0 | 511 | TEM | 1 | MC | 2.633 | 1
6FX80025DQ581AF0 | POWER CABLE EXTENSION 4X6 + (2X1.5)C C CONNECTOR SPEED-CONNECT SIZE 1.5 MOTION-CONNECT 800PLUS TRAILING TYPE, UL/CSA, DESINA DMAX=17.3 MM LENGTH (M) = TYPE: 6FX8002-5DQ58 LENGTH (M) = + 0 + 0 + 5 + 0 | 538 | TEM | 1 | MC | 3.16 | 1
6FX80025DQ581AG0 | POWER CABLE EXTENSION 4X6 + (2X1.5)C C CONNECTOR SPEED-CONNECT SIZE 1.5 MOTION-CONNECT 800PLUS TRAILING TYPE, UL/CSA, DESINA DMAX=17.3 MM LENGTH (M) = TYPE: 6FX8002-5DQ58 LENGTH (M) = + 0 + 0 + 6 + 0 | 565 | TEM | 1 | MC | 3.687 | 1
6FX80025DQ581BA0 | POWER CABLE EXTENSION 4X6 + (2X1.5)C C CONNECTOR SPEED-CONNECT SIZE 1.5 MOTION-CONNECT 800PLUS TRAILING TYPE, UL/CSA, DESINA DMAX=17.3 MM LENGTH (M) = TYPE: 6FX8002-5DQ58 LENGTH (M) = + 0 + 10 + 0 + 0 | 673 | TEM | 1 | MC | 5.795 | 1
6FX80025DQ581BB0 | POWER CABLE EXTENSION 4X6 + (2X1.5)C C CONNECTOR SPEED-CONNECT SIZE 1.5 MOTION-CONNECT 800PLUS TRAILING TYPE, UL/CSA, DESINA DMAX=17.3 MM LENGTH (M) = TYPE: 6FX8002-5DQ58 LENGTH (M) = + 0 + 10 + 1 + 0 | 700 | TEM | 1 | MC | 6.322 | 1
6FX80025DQ581CA0 | POWER CABLE EXTENSION 4X6 + (2X1.5)C C CONNECTOR SPEED-CONNECT SIZE 1.5 MOTION-CONNECT 800PLUS TRAILING TYPE, UL/CSA, DESINA DMAX=17.3 MM LENGTH (M) = TYPE: 6FX8002-5DQ58 LENGTH (M) = + 0 + 20 + 0 + 0 | 945 | TEM | 1 | MC | 11.065 | 1
6FX80025DQ581DA5 | POWER CABLE EXTENSION 4X6 + (2X1.5)C C CONNECTOR SPEED-CONNECT SIZE 1.5 MOTION-CONNECT 800PLUS TRAILING TYPE, UL/CSA, DESINA DMAX=17.3 MM LENGTH (M) = TYPE: 6FX8002-5DQ58 LENGTH (M) = + 0 + 30 + 0 + 0,5 | 1243 | TEM | 1 | MC | 16.599 | 1
6FX80025DQ681BA0 | POWER CABLE EXTENSION 4X10 + (2X1.5)C C CONNECTOR SPEED CONNECT GR. 1.5 MOTION-CONNECT 800PLUS TRAILING TYPE, UL/CSA, DESINA DMAX=20.1 MM LENGTH (M) = TYPE: 6FX8002-5DQ68 LENGTH (M) = + 0 + 10 + 0 + 0 | 804 | TEM | 1 | MC | 8.253 | 1
6FX80025DQ681BK0 | POWER CABLE EXTENSION 4X10 + (2X1.5)C C CONNECTOR SPEED CONNECT GR. 1.5 MOTION-CONNECT 800PLUS TRAILING TYPE, UL/CSA, DESINA DMAX=20.1 MM LENGTH (M) = TYPE: 6FX8002-5DQ68 LENGTH (M) = + 0 + 10 + 9 + 0 | 1146 | TEM | 1 | MC | 15.273 | 1
6FX80025DQ681CK0 | POWER CABLE EXTENSION 4X10 + (2X1.5)C C CONNECTOR SPEED CONNECT GR. 1.5 MOTION-CONNECT 800PLUS TRAILING TYPE, UL/CSA, DESINA DMAX=20.1 MM LENGTH (M) = TYPE: 6FX8002-5DQ68 LENGTH (M) = + 0 + 20 + 9 + 0 | 1526 | TEM | 1 | MC | 23.073 | 1
6FX80025DS011AA0 | POWER CABLE, PREASSEMBLED TYPE: 6FX8002-5DS01 4X1,5 + (2X1.5)C C, CONNECTOR FULL THREAD SIZE 1 FOR SINAMICS S120 MOTOR MODULE MOTION-CONNECT 800PLUS TRAILING TYPE UL/CSA DESINA DMAX= 12 MM, LENGTH (M) = 0 + 0 + 0 + 0 | 265 | TEM | 1 | MC | 0.258 | 1
6FX80025DS011AB0 | POWER CABLE, PREASSEMBLED TYPE: 6FX8002-5DS01 4X1,5 + (2X1.5)C C, CONNECTOR FULL THREAD SIZE 1 FOR SINAMICS S120 MOTOR MODULE MOTION-CONNECT 800PLUS TRAILING TYPE UL/CSA DESINA DMAX= 12 MM, LENGTH (M) = 0 + 0 + 1 + 0 | 282 | TEM | 1 | MC | 0.5 | 1
6FX80025DS011AB5 | POWER CABLE, PREASSEMBLED TYPE: 6FX8002-5DS01 4X1,5 + (2X1.5)C C, CONNECTOR FULL THREAD SIZE 1 FOR SINAMICS S120 MOTOR MODULE MOTION-CONNECT 800PLUS TRAILING TYPE UL/CSA DESINA DMAX= 12 MM, LENGTH (M) = 0 + 0 + 1 + 0,5 | 298 | TEM | 1 | MC | 0.621 | 1
6FX80025DS011AC0 | POWER CABLE, PREASSEMBLED TYPE: 6FX8002-5DS01 4X1,5 + (2X1.5)C C, CONNECTOR FULL THREAD SIZE 1 FOR SINAMICS S120 MOTOR MODULE MOTION-CONNECT 800PLUS TRAILING TYPE UL/CSA DESINA DMAX= 12 MM, LENGTH (M) = 0 + 0 + 2 + 0 | 298 | TEM | 1 | MC | 0.742 | 1
6FX80025DS011AC4 | POWER CABLE, PREASSEMBLED TYPE: 6FX8002-5DS01 4X1,5 + (2X1.5)C C, CONNECTOR FULL THREAD SIZE 1 FOR SINAMICS S120 MOTOR MODULE MOTION-CONNECT 800PLUS TRAILING TYPE UL/CSA DESINA DMAX= 12 MM, LENGTH (M) = 0 + 0 + 2 + 0,4 | 314 | TEM | 1 | MC | 0.839 | 1
6FX80025DS011AC5 | POWER CABLE, PREASSEMBLED TYPE: 6FX8002-5DS01 4X1,5 + (2X1.5)C C, CONNECTOR FULL THREAD SIZE 1 FOR SINAMICS S120 MOTOR MODULE MOTION-CONNECT 800PLUS TRAILING TYPE UL/CSA DESINA DMAX= 12 MM, LENGTH (M) = 0 + 0 + 2 + 0,5 | 314 | TEM | 1 | MC | 0.863 | 1
6FX80025DS011AC7 | POWER CABLE, PREASSEMBLED TYPE: 6FX8002-5DS01 4X1,5 + (2X1.5)C C, CONNECTOR FULL THREAD SIZE 1 FOR SINAMICS S120 MOTOR MODULE MOTION-CONNECT 800PLUS TRAILING TYPE UL/CSA DESINA DMAX= 12 MM, LENGTH (M) = 0 + 0 + 2 + 0,7 | 314 | TEM | 1 | MC | 0.911 | 1
6FX80025DS011AD0 | POWER CABLE, PREASSEMBLED TYPE: 6FX8002-5DS01 4X1,5 + (2X1.5)C C, CONNECTOR FULL THREAD SIZE 1 FOR SINAMICS S120 MOTOR MODULE MOTION-CONNECT 800PLUS TRAILING TYPE UL/CSA DESINA DMAX= 12 MM, LENGTH (M) = 0 + 0 + 3 + 0 | 314 | TEM | 1 | MC | 0.984 | 1
6FX80025DS011AD5 | POWER CABLE, PREASSEMBLED TYPE: 6FX8002-5DS01 4X1,5 + (2X1.5)C C, CONNECTOR FULL THREAD SIZE 1 FOR SINAMICS S120 MOTOR MODULE MOTION-CONNECT 800PLUS TRAILING TYPE UL/CSA DESINA DMAX= 12 MM, LENGTH (M) = 0 + 0 + 3 + 0,5 | 330 | TEM | 1 | MC | 1.105 | 1
6FX80025DS011AE0 | POWER CABLE, PREASSEMBLED TYPE: 6FX8002-5DS01 4X1,5 + (2X1.5)C C, CONNECTOR FULL THREAD SIZE 1 FOR SINAMICS S120 MOTOR MODULE MOTION-CONNECT 800PLUS TRAILING TYPE UL/CSA DESINA DMAX= 12 MM, LENGTH (M) = 0 + 0 + 4 + 0 | 330 | TEM | 1 | MC | 1.226 | 1
6FX80025DS011AE1 | POWER CABLE, PREASSEMBLED TYPE: 6FX8002-5DS01 4X1,5 + (2X1.5)C C, CONNECTOR FULL THREAD SIZE 1 FOR SINAMICS S120 MOTOR MODULE MOTION-CONNECT 800PLUS TRAILING TYPE UL/CSA DESINA DMAX= 12 MM, LENGTH (M) = 0 + 0 + 4 + 0,1 | 346 | TEM | 1 | MC | 1.25 | 1
6FX80025DS011AF0 | POWER CABLE, PREASSEMBLED TYPE: 6FX8002-5DS01 4X1,5 + (2X1.5)C C, CONNECTOR FULL THREAD SIZE 1 FOR SINAMICS S120 MOTOR MODULE MOTION-CONNECT 800PLUS TRAILING TYPE UL/CSA DESINA DMAX= 12 MM, LENGTH (M) = 0 + 0 + 5 + 0 | 346 | TEM | 1 | MC | 1.468 | 1
6FX80025DS011AF6 | POWER CABLE, PREASSEMBLED TYPE: 6FX8002-5DS01 4X1,5 + (2X1.5)C C, CONNECTOR FULL THREAD SIZE 1 FOR SINAMICS S120 MOTOR MODULE MOTION-CONNECT 800PLUS TRAILING TYPE UL/CSA DESINA DMAX= 12 MM, LENGTH (M) = 0 + 0 + 5 + 0,6 | 362 | TEM | 1 | MC | 1.613 | 1
6FX80025DS011AG0 | POWER CABLE, PREASSEMBLED TYPE: 6FX8002-5DS01 4X1,5 + (2X1.5)C C, CONNECTOR FULL THREAD SIZE 1 FOR SINAMICS S120 MOTOR MODULE MOTION-CONNECT 800PLUS TRAILING TYPE UL/CSA DESINA DMAX= 12 MM, LENGTH (M) = 0 + 0 + 6 + 0 | 362 | TEM | 1 | MC | 1.71 | 1
6FX80025DS011AG5 | POWER CABLE, PREASSEMBLED TYPE: 6FX8002-5DS01 4X1,5 + (2X1.5)C C, CONNECTOR FULL THREAD SIZE 1 FOR SINAMICS S120 MOTOR MODULE MOTION-CONNECT 800PLUS TRAILING TYPE UL/CSA DESINA DMAX= 12 MM, LENGTH (M) = 0 + 0 + 6 + 0,5 | 378 | TEM | 1 | MC | 1.831 | 1
6FX80025DS011AH0 | POWER CABLE, PREASSEMBLED TYPE: 6FX8002-5DS01 4X1,5 + (2X1.5)C C, CONNECTOR FULL THREAD SIZE 1 FOR SINAMICS S120 MOTOR MODULE MOTION-CONNECT 800PLUS TRAILING TYPE UL/CSA DESINA DMAX= 12 MM, LENGTH (M) = 0 + 0 + 7 + 0 | 379 | TEM | 1 | MC | 1.952 | 1
6FX80025DS011AH5 | POWER CABLE, PREASSEMBLED TYPE: 6FX8002-5DS01 4X1,5 + (2X1.5)C C, CONNECTOR FULL THREAD SIZE 1 FOR SINAMICS S120 MOTOR MODULE MOTION-CONNECT 800PLUS TRAILING TYPE UL/CSA DESINA DMAX= 12 MM, LENGTH (M) = 0 + 0 + 7 + 0,5 | 395 | TEM | 1 | MC | 2.073 | 1
6FX80025DS011AJ0 | POWER CABLE, PREASSEMBLED TYPE: 6FX8002-5DS01 4X1,5 + (2X1.5)C C, CONNECTOR FULL THREAD SIZE 1 FOR SINAMICS S120 MOTOR MODULE MOTION-CONNECT 800PLUS TRAILING TYPE UL/CSA DESINA DMAX= 12 MM, LENGTH (M) = 0 + 0 + 8 + 0 | 395 | TEM | 1 | MC | 2.194 | 1
6FX80025DS011AJ5 | POWER CABLE, PREASSEMBLED TYPE: 6FX8002-5DS01 4X1,5 + (2X1.5)C C, CONNECTOR FULL THREAD SIZE 1 FOR SINAMICS S120 MOTOR MODULE MOTION-CONNECT 800PLUS TRAILING TYPE UL/CSA DESINA DMAX= 12 MM, LENGTH (M) = 0 + 0 + 8 + 0,5 | 411 | TEM | 1 | MC | 2.315 | 1
6FX80025DS011AJ7 | POWER CABLE, PREASSEMBLED TYPE: 6FX8002-5DS01 4X1,5 + (2X1.5)C C, CONNECTOR FULL THREAD SIZE 1 FOR SINAMICS S120 MOTOR MODULE MOTION-CONNECT 800PLUS TRAILING TYPE UL/CSA DESINA DMAX= 12 MM, LENGTH (M) = 0 + 0 + 8 + 0,7 | 411 | TEM | 1 | MC | 2.363 | 1
6FX80025DS011AJ8 | POWER CABLE, PREASSEMBLED TYPE: 6FX8002-5DS01 4X1,5 + (2X1.5)C C, CONNECTOR FULL THREAD SIZE 1 FOR SINAMICS S120 MOTOR MODULE MOTION-CONNECT 800PLUS TRAILING TYPE UL/CSA DESINA DMAX= 12 MM, LENGTH (M) = 0 + 0 + 8 + 0,8 | 411 | TEM | 1 | MC | 2.388 | 1
6FX80025DS011AK0 | POWER CABLE, PREASSEMBLED TYPE: 6FX8002-5DS01 4X1,5 + (2X1.5)C C, CONNECTOR FULL THREAD SIZE 1 FOR SINAMICS S120 MOTOR MODULE MOTION-CONNECT 800PLUS TRAILING TYPE UL/CSA DESINA DMAX= 12 MM, LENGTH (M) = 0 + 0 + 9 + 0 | 411 | TEM | 1 | MC | 2.436 | 1
6FX80025DS011AK4 | POWER CABLE, PREASSEMBLED TYPE: 6FX8002-5DS01 4X1,5 + (2X1.5)C C, CONNECTOR FULL THREAD SIZE 1 FOR SINAMICS S120 MOTOR MODULE MOTION-CONNECT 800PLUS TRAILING TYPE UL/CSA DESINA DMAX= 12 MM, LENGTH (M) = 0 + 0 + 9 + 0,4 | 427 | TEM | 1 | MC | 2.533 | 1
6FX80025DS011AK5 | POWER CABLE, PREASSEMBLED TYPE: 6FX8002-5DS01 4X1,5 + (2X1.5)C C, CONNECTOR FULL THREAD SIZE 1 FOR SINAMICS S120 MOTOR MODULE MOTION-CONNECT 800PLUS TRAILING TYPE UL/CSA DESINA DMAX= 12 MM, LENGTH (M) = 0 + 0 + 9 + 0,5 | 427 | TEM | 1 | MC | 2.557 | 1
6FX80025DS011BA0 | POWER CABLE, PREASSEMBLED TYPE: 6FX8002-5DS01 4X1,5 + (2X1.5)C C, CONNECTOR FULL THREAD SIZE 1 FOR SINAMICS S120 MOTOR MODULE MOTION-CONNECT 800PLUS TRAILING TYPE UL/CSA DESINA DMAX= 12 MM, LENGTH (M) = 0 + 10 + 0 + 0 | 427 | TEM | 1 | MC | 2.678 | 1
6FX80025DS011BA4 | POWER CABLE, PREASSEMBLED TYPE: 6FX8002-5DS01 4X1,5 + (2X1.5)C C, CONNECTOR FULL THREAD SIZE 1 FOR SINAMICS S120 MOTOR MODULE MOTION-CONNECT 800PLUS TRAILING TYPE UL/CSA DESINA DMAX= 12 MM, LENGTH (M) = 0 + 10 + 0 + 0,4 | 443 | TEM | 1 | MC | 2.775 | 1
6FX80025DS011BA5 | POWER CABLE, PREASSEMBLED TYPE: 6FX8002-5DS01 4X1,5 + (2X1.5)C C, CONNECTOR FULL THREAD SIZE 1 FOR SINAMICS S120 MOTOR MODULE MOTION-CONNECT 800PLUS TRAILING TYPE UL/CSA DESINA DMAX= 12 MM, LENGTH (M) = 0 + 10 + 0 + 0,5 | 443 | TEM | 1 | MC | 2.799 | 1
6FX80025DS011BB0 | POWER CABLE, PREASSEMBLED TYPE: 6FX8002-5DS01 4X1,5 + (2X1.5)C C, CONNECTOR FULL THREAD SIZE 1 FOR SINAMICS S120 MOTOR MODULE MOTION-CONNECT 800PLUS TRAILING TYPE UL/CSA DESINA DMAX= 12 MM, LENGTH (M) = 0 + 10 + 1 + 0 | 443 | TEM | 1 | MC | 2.92 | 1
6FX80025DS011BB5 | POWER CABLE, PREASSEMBLED TYPE: 6FX8002-5DS01 4X1,5 + (2X1.5)C C, CONNECTOR FULL THREAD SIZE 1 FOR SINAMICS S120 MOTOR MODULE MOTION-CONNECT 800PLUS TRAILING TYPE UL/CSA DESINA DMAX= 12 MM, LENGTH (M) = 0 + 10 + 1 + 0,5 | 459 | TEM | 1 | MC | 3.041 | 1
6FX80025DS011BB8 | POWER CABLE, PREASSEMBLED TYPE: 6FX8002-5DS01 4X1,5 + (2X1.5)C C, CONNECTOR FULL THREAD SIZE 1 FOR SINAMICS S120 MOTOR MODULE MOTION-CONNECT 800PLUS TRAILING TYPE UL/CSA DESINA DMAX= 12 MM, LENGTH (M) = 0 + 10 + 1 + 0,8 | 459 | TEM | 1 | MC | 3.114 | 1
6FX80025DS011BC0 | POWER CABLE, PREASSEMBLED TYPE: 6FX8002-5DS01 4X1,5 + (2X1.5)C C, CONNECTOR FULL THREAD SIZE 1 FOR SINAMICS S120 MOTOR MODULE MOTION-CONNECT 800PLUS TRAILING TYPE UL/CSA DESINA DMAX= 12 MM, LENGTH (M) = 0 + 10 + 2 + 0 | 459 | TEM | 1 | MC | 3.162 | 1
6FX80025DS011BC5 | POWER CABLE, PREASSEMBLED TYPE: 6FX8002-5DS01 4X1,5 + (2X1.5)C C, CONNECTOR FULL THREAD SIZE 1 FOR SINAMICS S120 MOTOR MODULE MOTION-CONNECT 800PLUS TRAILING TYPE UL/CSA DESINA DMAX= 12 MM, LENGTH (M) = 0 + 10 + 2 + 0,5 | 475 | TEM | 1 | MC | 3.283 | 1
6FX80025DS011BD0 | POWER CABLE, PREASSEMBLED TYPE: 6FX8002-5DS01 4X1,5 + (2X1.5)C C, CONNECTOR FULL THREAD SIZE 1 FOR SINAMICS S120 MOTOR MODULE MOTION-CONNECT 800PLUS TRAILING TYPE UL/CSA DESINA DMAX= 12 MM, LENGTH (M) = 0 + 10 + 3 + 0 | 476 | TEM | 1 | MC | 3.404 | 1
6FX80025DS011BD3 | POWER CABLE, PREASSEMBLED TYPE: 6FX8002-5DS01 4X1,5 + (2X1.5)C C, CONNECTOR FULL THREAD SIZE 1 FOR SINAMICS S120 MOTOR MODULE MOTION-CONNECT 800PLUS TRAILING TYPE UL/CSA DESINA DMAX= 12 MM, LENGTH (M) = 0 + 10 + 3 + 0,3 | 492 | TEM | 1 | MC | 3.477 | 1
6FX80025DS011BE0 | POWER CABLE, PREASSEMBLED TYPE: 6FX8002-5DS01 4X1,5 + (2X1.5)C C, CONNECTOR FULL THREAD SIZE 1 FOR SINAMICS S120 MOTOR MODULE MOTION-CONNECT 800PLUS TRAILING TYPE UL/CSA DESINA DMAX= 12 MM, LENGTH (M) = 0 + 10 + 4 + 0 | 492 | TEM | 1 | MC | 3.646 | 1
6FX80025DS011BF0 | POWER CABLE, PREASSEMBLED TYPE: 6FX8002-5DS01 4X1,5 + (2X1.5)C C, CONNECTOR FULL THREAD SIZE 1 FOR SINAMICS S120 MOTOR MODULE MOTION-CONNECT 800PLUS TRAILING TYPE UL/CSA DESINA DMAX= 12 MM, LENGTH (M) = 0 + 10 + 5 + 0 | 508 | TEM | 1 | MC | 3.888 | 1
6FX80025DS011BG0 | POWER CABLE, PREASSEMBLED TYPE: 6FX8002-5DS01 4X1,5 + (2X1.5)C C, CONNECTOR FULL THREAD SIZE 1 FOR SINAMICS S120 MOTOR MODULE MOTION-CONNECT 800PLUS TRAILING TYPE UL/CSA DESINA DMAX= 12 MM, LENGTH (M) = 0 + 10 + 6 + 0 | 524 | TEM | 1 | MC | 4.13 | 1
6FX80025DS011BG3 | POWER CABLE, PREASSEMBLED TYPE: 6FX8002-5DS01 4X1,5 + (2X1.5)C C, CONNECTOR FULL THREAD SIZE 1 FOR SINAMICS S120 MOTOR MODULE MOTION-CONNECT 800PLUS TRAILING TYPE UL/CSA DESINA DMAX= 12 MM, LENGTH (M) = 0 + 10 + 6 + 0,3 | 540 | TEM | 1 | MC | 4.203 | 1
6FX80025DS011BG5 | POWER CABLE, PREASSEMBLED TYPE: 6FX8002-5DS01 4X1,5 + (2X1.5)C C, CONNECTOR FULL THREAD SIZE 1 FOR SINAMICS S120 MOTOR MODULE MOTION-CONNECT 800PLUS TRAILING TYPE UL/CSA DESINA DMAX= 12 MM, LENGTH (M) = 0 + 10 + 6 + 0,5 | 540 | TEM | 1 | MC | 4.251 | 1
6FX80025DS011BH0 | POWER CABLE, PREASSEMBLED TYPE: 6FX8002-5DS01 4X1,5 + (2X1.5)C C, CONNECTOR FULL THREAD SIZE 1 FOR SINAMICS S120 MOTOR MODULE MOTION-CONNECT 800PLUS TRAILING TYPE UL/CSA DESINA DMAX= 12 MM, LENGTH (M) = 0 + 10 + 7 + 0 | 540 | TEM | 1 | MC | 4.372 | 1
6FX80025DS011BJ0 | POWER CABLE, PREASSEMBLED TYPE: 6FX8002-5DS01 4X1,5 + (2X1.5)C C, CONNECTOR FULL THREAD SIZE 1 FOR SINAMICS S120 MOTOR MODULE MOTION-CONNECT 800PLUS TRAILING TYPE UL/CSA DESINA DMAX= 12 MM, LENGTH (M) = 0 + 10 + 8 + 0 | 556 | TEM | 1 | MC | 4.614 | 1
6FX80025DS011BK0 | POWER CABLE, PREASSEMBLED TYPE: 6FX8002-5DS01 4X1,5 + (2X1.5)C C, CONNECTOR FULL THREAD SIZE 1 FOR SINAMICS S120 MOTOR MODULE MOTION-CONNECT 800PLUS TRAILING TYPE UL/CSA DESINA DMAX= 12 MM, LENGTH (M) = 0 + 10 + 9 + 0 | 572 | TEM | 1 | MC | 4.856 | 1
6FX80025DS011BK3 | POWER CABLE, PREASSEMBLED TYPE: 6FX8002-5DS01 4X1,5 + (2X1.5)C C, CONNECTOR FULL THREAD SIZE 1 FOR SINAMICS S120 MOTOR MODULE MOTION-CONNECT 800PLUS TRAILING TYPE UL/CSA DESINA DMAX= 12 MM, LENGTH (M) = 0 + 10 + 9 + 0,3 | 589 | TEM | 1 | MC | 4.929 | 1
6FX80025DS011CA0 | POWER CABLE, PREASSEMBLED TYPE: 6FX8002-5DS01 4X1,5 + (2X1.5)C C, CONNECTOR FULL THREAD SIZE 1 FOR SINAMICS S120 MOTOR MODULE MOTION-CONNECT 800PLUS TRAILING TYPE UL/CSA DESINA DMAX= 12 MM, LENGTH (M) = 0 + 20 + 0 + 0 | 588 | TEM | 1 | MC | 5.098 | 1
6FX80025DS011CB0 | POWER CABLE, PREASSEMBLED TYPE: 6FX8002-5DS01 4X1,5 + (2X1.5)C C, CONNECTOR FULL THREAD SIZE 1 FOR SINAMICS S120 MOTOR MODULE MOTION-CONNECT 800PLUS TRAILING TYPE UL/CSA DESINA DMAX= 12 MM, LENGTH (M) = 0 + 20 + 1 + 0 | 604 | TEM | 1 | MC | 5.34 | 1
6FX80025DS011CC0 | POWER CABLE, PREASSEMBLED TYPE: 6FX8002-5DS01 4X1,5 + (2X1.5)C C, CONNECTOR FULL THREAD SIZE 1 FOR SINAMICS S120 MOTOR MODULE MOTION-CONNECT 800PLUS TRAILING TYPE UL/CSA DESINA DMAX= 12 MM, LENGTH (M) = 0 + 20 + 2 + 0 | 620 | TEM | 1 | MC | 5.582 | 1
6FX80025DS011CC3 | POWER CABLE, PREASSEMBLED TYPE: 6FX8002-5DS01 4X1,5 + (2X1.5)C C, CONNECTOR FULL THREAD SIZE 1 FOR SINAMICS S120 MOTOR MODULE MOTION-CONNECT 800PLUS TRAILING TYPE UL/CSA DESINA DMAX= 12 MM, LENGTH (M) = 0 + 20 + 2 + 0,3 | 636 | TEM | 1 | MC | 5.655 | 1
6FX80025DS011CC5 | POWER CABLE, PREASSEMBLED TYPE: 6FX8002-5DS01 4X1,5 + (2X1.5)C C, CONNECTOR FULL THREAD SIZE 1 FOR SINAMICS S120 MOTOR MODULE MOTION-CONNECT 800PLUS TRAILING TYPE UL/CSA DESINA DMAX= 12 MM, LENGTH (M) = 0 + 20 + 2 + 0,5 | 636 | TEM | 1 | MC | 5.703 | 1
6FX80025DS011CD0 | POWER CABLE, PREASSEMBLED TYPE: 6FX8002-5DS01 4X1,5 + (2X1.5)C C, CONNECTOR FULL THREAD SIZE 1 FOR SINAMICS S120 MOTOR MODULE MOTION-CONNECT 800PLUS TRAILING TYPE UL/CSA DESINA DMAX= 12 MM, LENGTH (M) = 0 + 20 + 3 + 0 | 636 | TEM | 1 | MC | 5.824 | 1
6FX80025DS011CE0 | POWER CABLE, PREASSEMBLED TYPE: 6FX8002-5DS01 4X1,5 + (2X1.5)C C, CONNECTOR FULL THREAD SIZE 1 FOR SINAMICS S120 MOTOR MODULE MOTION-CONNECT 800PLUS TRAILING TYPE UL/CSA DESINA DMAX= 12 MM, LENGTH (M) = 0 + 20 + 4 + 0 | 653 | TEM | 1 | MC | 6.066 | 1
6FX80025DS011CE5 | POWER CABLE, PREASSEMBLED TYPE: 6FX8002-5DS01 4X1,5 + (2X1.5)C C, CONNECTOR FULL THREAD SIZE 1 FOR SINAMICS S120 MOTOR MODULE MOTION-CONNECT 800PLUS TRAILING TYPE UL/CSA DESINA DMAX= 12 MM, LENGTH (M) = 0 + 20 + 4 + 0,5 | 669 | TEM | 1 | MC | 6.187 | 1
6FX80025DS011CF0 | POWER CABLE, PREASSEMBLED TYPE: 6FX8002-5DS01 4X1,5 + (2X1.5)C C, CONNECTOR FULL THREAD SIZE 1 FOR SINAMICS S120 MOTOR MODULE MOTION-CONNECT 800PLUS TRAILING TYPE UL/CSA DESINA DMAX= 12 MM, LENGTH (M) = 0 + 20 + 5 + 0 | 669 | TEM | 1 | MC | 6.308 | 1
6FX80025DS011CG0 | POWER CABLE, PREASSEMBLED TYPE: 6FX8002-5DS01 4X1,5 + (2X1.5)C C, CONNECTOR FULL THREAD SIZE 1 FOR SINAMICS S120 MOTOR MODULE MOTION-CONNECT 800PLUS TRAILING TYPE UL/CSA DESINA DMAX= 12 MM, LENGTH (M) = 0 + 20 + 6 + 0 | 685 | TEM | 1 | MC | 6.55 | 1
6FX80025DS011CH0 | POWER CABLE, PREASSEMBLED TYPE: 6FX8002-5DS01 4X1,5 + (2X1.5)C C, CONNECTOR FULL THREAD SIZE 1 FOR SINAMICS S120 MOTOR MODULE MOTION-CONNECT 800PLUS TRAILING TYPE UL/CSA DESINA DMAX= 12 MM, LENGTH (M) = 0 + 20 + 7 + 0 | 701 | TEM | 1 | MC | 6.792 | 1
6FX80025DS011CJ0 | POWER CABLE, PREASSEMBLED TYPE: 6FX8002-5DS01 4X1,5 + (2X1.5)C C, CONNECTOR FULL THREAD SIZE 1 FOR SINAMICS S120 MOTOR MODULE MOTION-CONNECT 800PLUS TRAILING TYPE UL/CSA DESINA DMAX= 12 MM, LENGTH (M) = 0 + 20 + 8 + 0 | 717 | TEM | 1 | MC | 7.034 | 1
6FX80025DS011CK0 | POWER CABLE, PREASSEMBLED TYPE: 6FX8002-5DS01 4X1,5 + (2X1.5)C C, CONNECTOR FULL THREAD SIZE 1 FOR SINAMICS S120 MOTOR MODULE MOTION-CONNECT 800PLUS TRAILING TYPE UL/CSA DESINA DMAX= 12 MM, LENGTH (M) = 0 + 20 + 9 + 0 | 733 | TEM | 1 | MC | 7.276 | 1
6FX80025DS011DA0 | POWER CABLE, PREASSEMBLED TYPE: 6FX8002-5DS01 4X1,5 + (2X1.5)C C, CONNECTOR FULL THREAD SIZE 1 FOR SINAMICS S120 MOTOR MODULE MOTION-CONNECT 800PLUS TRAILING TYPE UL/CSA DESINA DMAX= 12 MM, LENGTH (M) = 0 + 30 + 0 + 0 | 750 | TEM | 1 | MC | 7.518 | 1
6FX80025DS011DB0 | POWER CABLE, PREASSEMBLED TYPE: 6FX8002-5DS01 4X1,5 + (2X1.5)C C, CONNECTOR FULL THREAD SIZE 1 FOR SINAMICS S120 MOTOR MODULE MOTION-CONNECT 800PLUS TRAILING TYPE UL/CSA DESINA DMAX= 12 MM, LENGTH (M) = 0 + 30 + 1 + 0 | 766 | TEM | 1 | MC | 7.76 | 1
6FX80025DS011DC0 | POWER CABLE, PREASSEMBLED TYPE: 6FX8002-5DS01 4X1,5 + (2X1.5)C C, CONNECTOR FULL THREAD SIZE 1 FOR SINAMICS S120 MOTOR MODULE MOTION-CONNECT 800PLUS TRAILING TYPE UL/CSA DESINA DMAX= 12 MM, LENGTH (M) = 0 + 30 + 2 + 0 | 782 | TEM | 1 | MC | 8.002 | 1
6FX80025DS011DD0 | POWER CABLE, PREASSEMBLED TYPE: 6FX8002-5DS01 4X1,5 + (2X1.5)C C, CONNECTOR FULL THREAD SIZE 1 FOR SINAMICS S120 MOTOR MODULE MOTION-CONNECT 800PLUS TRAILING TYPE UL/CSA DESINA DMAX= 12 MM, LENGTH (M) = 0 + 30 + 3 + 0 | 799 | TEM | 1 | MC | 8.244 | 1
6FX80025DS011DE0 | POWER CABLE, PREASSEMBLED TYPE: 6FX8002-5DS01 4X1,5 + (2X1.5)C C, CONNECTOR FULL THREAD SIZE 1 FOR SINAMICS S120 MOTOR MODULE MOTION-CONNECT 800PLUS TRAILING TYPE UL/CSA DESINA DMAX= 12 MM, LENGTH (M) = 0 + 30 + 4 + 0 | 815 | TEM | 1 | MC | 8.486 | 1
6FX80025DS011DF0 | POWER CABLE, PREASSEMBLED TYPE: 6FX8002-5DS01 4X1,5 + (2X1.5)C C, CONNECTOR FULL THREAD SIZE 1 FOR SINAMICS S120 MOTOR MODULE MOTION-CONNECT 800PLUS TRAILING TYPE UL/CSA DESINA DMAX= 12 MM, LENGTH (M) = 0 + 30 + 5 + 0 | 831 | TEM | 1 | MC | 8.728 | 1
6FX80025DS011DG0 | POWER CABLE, PREASSEMBLED TYPE: 6FX8002-5DS01 4X1,5 + (2X1.5)C C, CONNECTOR FULL THREAD SIZE 1 FOR SINAMICS S120 MOTOR MODULE MOTION-CONNECT 800PLUS TRAILING TYPE UL/CSA DESINA DMAX= 12 MM, LENGTH (M) = 0 + 30 + 6 + 0 | 847 | TEM | 1 | MC | 8.97 | 1
6FX80025DS011DH0 | POWER CABLE, PREASSEMBLED TYPE: 6FX8002-5DS01 4X1,5 + (2X1.5)C C, CONNECTOR FULL THREAD SIZE 1 FOR SINAMICS S120 MOTOR MODULE MOTION-CONNECT 800PLUS TRAILING TYPE UL/CSA DESINA DMAX= 12 MM, LENGTH (M) = 0 + 30 + 7 + 0 | 863 | TEM | 1 | MC | 9.212 | 1
6FX80025DS011DJ0 | POWER CABLE, PREASSEMBLED TYPE: 6FX8002-5DS01 4X1,5 + (2X1.5)C C, CONNECTOR FULL THREAD SIZE 1 FOR SINAMICS S120 MOTOR MODULE MOTION-CONNECT 800PLUS TRAILING TYPE UL/CSA DESINA DMAX= 12 MM, LENGTH (M) = 0 + 30 + 8 + 0 | 880 | TEM | 1 | MC | 9.454 | 1
6FX80025DS011EA0 | POWER CABLE, PREASSEMBLED TYPE: 6FX8002-5DS01 4X1,5 + (2X1.5)C C, CONNECTOR FULL THREAD SIZE 1 FOR SINAMICS S120 MOTOR MODULE MOTION-CONNECT 800PLUS TRAILING TYPE UL/CSA DESINA DMAX= 12 MM, LENGTH (M) = 0 + 40 + 0 + 0 | 913 | TEM | 1 | MC | 9.938 | 1
6FX80025DS011EC0 | POWER CABLE, PREASSEMBLED TYPE: 6FX8002-5DS01 4X1,5 + (2X1.5)C C, CONNECTOR FULL THREAD SIZE 1 FOR SINAMICS S120 MOTOR MODULE MOTION-CONNECT 800PLUS TRAILING TYPE UL/CSA DESINA DMAX= 12 MM, LENGTH (M) = 0 + 40 + 2 + 0 | 945 | TEM | 1 | MC | 10.422 | 1
6FX80025DS011ED0 | POWER CABLE, PREASSEMBLED TYPE: 6FX8002-5DS01 4X1,5 + (2X1.5)C C, CONNECTOR FULL THREAD SIZE 1 FOR SINAMICS S120 MOTOR MODULE MOTION-CONNECT 800PLUS TRAILING TYPE UL/CSA DESINA DMAX= 12 MM, LENGTH (M) = 0 + 40 + 3 + 0 | 961 | TEM | 1 | MC | 10.664 | 1
6FX80025DS011EF0 | POWER CABLE, PREASSEMBLED TYPE: 6FX8002-5DS01 4X1,5 + (2X1.5)C C, CONNECTOR FULL THREAD SIZE 1 FOR SINAMICS S120 MOTOR MODULE MOTION-CONNECT 800PLUS TRAILING TYPE UL/CSA DESINA DMAX= 12 MM, LENGTH (M) = 0 + 40 + 5 + 0 | 993 | TEM | 1 | MC | 11.148 | 1
6FX80025DS011EG0 | POWER CABLE, PREASSEMBLED TYPE: 6FX8002-5DS01 4X1,5 + (2X1.5)C C, CONNECTOR FULL THREAD SIZE 1 FOR SINAMICS S120 MOTOR MODULE MOTION-CONNECT 800PLUS TRAILING TYPE UL/CSA DESINA DMAX= 12 MM, LENGTH (M) = 0 + 40 + 6 + 0 | 1010 | TEM | 1 | MC | 11.39 | 1
6FX80025DS011EJ0 | POWER CABLE, PREASSEMBLED TYPE: 6FX8002-5DS01 4X1,5 + (2X1.5)C C, CONNECTOR FULL THREAD SIZE 1 FOR SINAMICS S120 MOTOR MODULE MOTION-CONNECT 800PLUS TRAILING TYPE UL/CSA DESINA DMAX= 12 MM, LENGTH (M) = 0 + 40 + 8 + 0 | 1042 | TEM | 1 | MC | 11.874 | 1
6FX80025DS011FA0 | POWER CABLE, PREASSEMBLED TYPE: 6FX8002-5DS01 4X1,5 + (2X1.5)C C, CONNECTOR FULL THREAD SIZE 1 FOR SINAMICS S120 MOTOR MODULE MOTION-CONNECT 800PLUS TRAILING TYPE UL/CSA DESINA DMAX= 12 MM, LENGTH (M) = 0 + 50 + 0 + 0 | 1075 | TEM | 1 | MC | 12.358 | 1
6FX80025DS011FF0 | POWER CABLE, PREASSEMBLED TYPE: 6FX8002-5DS01 4X1,5 + (2X1.5)C C, CONNECTOR FULL THREAD SIZE 1 FOR SINAMICS S120 MOTOR MODULE MOTION-CONNECT 800PLUS TRAILING TYPE UL/CSA DESINA DMAX= 12 MM, LENGTH (M) = 0 + 50 + 5 + 0 | 1156 | TEM | 1 | MC | 13.568 | 1
6FX80025DS011GA0 | POWER CABLE, PREASSEMBLED TYPE: 6FX8002-5DS01 4X1,5 + (2X1.5)C C, CONNECTOR FULL THREAD SIZE 1 FOR SINAMICS S120 MOTOR MODULE MOTION-CONNECT 800PLUS TRAILING TYPE UL/CSA DESINA DMAX= 12 MM, LENGTH (M) = 0 + 60 + 0 + 0 | 1235 | TEM | 1 | MC | 14.778 | 1
6FX80025DS011GF0 | POWER CABLE, PREASSEMBLED TYPE: 6FX8002-5DS01 4X1,5 + (2X1.5)C C, CONNECTOR FULL THREAD SIZE 1 FOR SINAMICS S120 MOTOR MODULE MOTION-CONNECT 800PLUS TRAILING TYPE UL/CSA DESINA DMAX= 12 MM, LENGTH (M) = 0 + 60 + 5 + 0 | 1316 | TEM | 1 | MC | 15.988 | 1
6FX80025DS011HA0 | POWER CABLE, PREASSEMBLED TYPE: 6FX8002-5DS01 4X1,5 + (2X1.5)C C, CONNECTOR FULL THREAD SIZE 1 FOR SINAMICS S120 MOTOR MODULE MOTION-CONNECT 800PLUS TRAILING TYPE UL/CSA DESINA DMAX= 12 MM, LENGTH (M) = 0 + 70 + 0 + 0 | 1397 | TEM | 1 | MC | 17.198 | 1
6FX80025DS011HF0 | POWER CABLE, PREASSEMBLED TYPE: 6FX8002-5DS01 4X1,5 + (2X1.5)C C, CONNECTOR FULL THREAD SIZE 1 FOR SINAMICS S120 MOTOR MODULE MOTION-CONNECT 800PLUS TRAILING TYPE UL/CSA DESINA DMAX= 12 MM, LENGTH (M) = 0 + 70 + 5 + 0 | 1478 | TEM | 1 | MC | 18.408 | 1
6FX80025DS011JA0 | POWER CABLE, PREASSEMBLED TYPE: 6FX8002-5DS01 4X1,5 + (2X1.5)C C, CONNECTOR FULL THREAD SIZE 1 FOR SINAMICS S120 MOTOR MODULE MOTION-CONNECT 800PLUS TRAILING TYPE UL/CSA DESINA DMAX= 12 MM, LENGTH (M) = 0 + 80 + 0 + 0 | 1560 | TEM | 1 | MC | 19.618 | 1
6FX80025DS011JF0 | POWER CABLE, PREASSEMBLED TYPE: 6FX8002-5DS01 4X1,5 + (2X1.5)C C, CONNECTOR FULL THREAD SIZE 1 FOR SINAMICS S120 MOTOR MODULE MOTION-CONNECT 800PLUS TRAILING TYPE UL/CSA DESINA DMAX= 12 MM, LENGTH (M) = 0 + 80 + 5 + 0 | 1641 | TEM | 1 | MC | 20.828 | 1
6FX80025DS011KA0 | POWER CABLE, PREASSEMBLED TYPE: 6FX8002-5DS01 4X1,5 + (2X1.5)C C, CONNECTOR FULL THREAD SIZE 1 FOR SINAMICS S120 MOTOR MODULE MOTION-CONNECT 800PLUS TRAILING TYPE UL/CSA DESINA DMAX= 12 MM, LENGTH (M) = 0 + 90 + 0 + 0 | 1720 | TEM | 1 | MC | 22.038 | 1
6FX80025DS011KF0 | POWER CABLE, PREASSEMBLED TYPE: 6FX8002-5DS01 4X1,5 + (2X1.5)C C, CONNECTOR FULL THREAD SIZE 1 FOR SINAMICS S120 MOTOR MODULE MOTION-CONNECT 800PLUS TRAILING TYPE UL/CSA DESINA DMAX= 12 MM, LENGTH (M) = 0 + 90 + 5 + 0 | 1801 | TEM | 1 | MC | 23.248 | 1
6FX80025DS012AA0 | POWER CABLE, PREASSEMBLED TYPE: 6FX8002-5DS01 4X1,5 + (2X1.5)C C, CONNECTOR FULL THREAD SIZE 1 FOR SINAMICS S120 MOTOR MODULE MOTION-CONNECT 800PLUS TRAILING TYPE UL/CSA DESINA DMAX= 12 MM, LENGTH (M) = 100 + 0 + 0 + 0 | 1882 | TEM | 1 | MC | 24.458 | 1
6FX80025DS111AE0 | POWER CABLE, PREASSEMBLED TYPE: 6FX8002-5DS11 4X2.5 + (2X1.5)C C CONNECTOR FULL THREAD SIZE 1 FOR SINAMICS S120 MOTOR MODULE BOOKSIZE MOTION-CONNECT 800PLUS TRAILING TYPE UL/CSA DESINA DMAX=13.9 MM LENGTH (M) = 0 + 0 + 4 + 0 | 342 | TEM | 1 | MC | 1.482 | 1
6FX80025DS111AF0 | POWER CABLE, PREASSEMBLED TYPE: 6FX8002-5DS11 4X2.5 + (2X1.5)C C CONNECTOR FULL THREAD SIZE 1 FOR SINAMICS S120 MOTOR MODULE BOOKSIZE MOTION-CONNECT 800PLUS TRAILING TYPE UL/CSA DESINA DMAX=13.9 MM LENGTH (M) = 0 + 0 + 5 + 0 | 361 | TEM | 1 | MC | 1.784 | 1
6FX80025DS111AG0 | POWER CABLE, PREASSEMBLED TYPE: 6FX8002-5DS11 4X2.5 + (2X1.5)C C CONNECTOR FULL THREAD SIZE 1 FOR SINAMICS S120 MOTOR MODULE BOOKSIZE MOTION-CONNECT 800PLUS TRAILING TYPE UL/CSA DESINA DMAX=13.9 MM LENGTH (M) = 0 + 0 + 6 + 0 | 380 | TEM | 1 | MC | 2.086 | 1
6FX80025DS111AG5 | POWER CABLE, PREASSEMBLED TYPE: 6FX8002-5DS11 4X2.5 + (2X1.5)C C CONNECTOR FULL THREAD SIZE 1 FOR SINAMICS S120 MOTOR MODULE BOOKSIZE MOTION-CONNECT 800PLUS TRAILING TYPE UL/CSA DESINA DMAX=13.9 MM LENGTH (M) = 0 + 0 + 6 + 0,5 | 398 | TEM | 1 | MC | 2.237 | 1
6FX80025DS111AH0 | POWER CABLE, PREASSEMBLED TYPE: 6FX8002-5DS11 4X2.5 + (2X1.5)C C CONNECTOR FULL THREAD SIZE 1 FOR SINAMICS S120 MOTOR MODULE BOOKSIZE MOTION-CONNECT 800PLUS TRAILING TYPE UL/CSA DESINA DMAX=13.9 MM LENGTH (M) = 0 + 0 + 7 + 0 | 398 | TEM | 1 | MC | 2.388 | 1
6FX80025DS111AH5 | POWER CABLE, PREASSEMBLED TYPE: 6FX8002-5DS11 4X2.5 + (2X1.5)C C CONNECTOR FULL THREAD SIZE 1 FOR SINAMICS S120 MOTOR MODULE BOOKSIZE MOTION-CONNECT 800PLUS TRAILING TYPE UL/CSA DESINA DMAX=13.9 MM LENGTH (M) = 0 + 0 + 7 + 0,5 | 417 | TEM | 1 | MC | 2.539 | 1
6FX80025DS111AJ0 | POWER CABLE, PREASSEMBLED TYPE: 6FX8002-5DS11 4X2.5 + (2X1.5)C C CONNECTOR FULL THREAD SIZE 1 FOR SINAMICS S120 MOTOR MODULE BOOKSIZE MOTION-CONNECT 800PLUS TRAILING TYPE UL/CSA DESINA DMAX=13.9 MM LENGTH (M) = 0 + 0 + 8 + 0 | 417 | TEM | 1 | MC | 2.69 | 1
6FX80025DS111AK0 | POWER CABLE, PREASSEMBLED TYPE: 6FX8002-5DS11 4X2.5 + (2X1.5)C C CONNECTOR FULL THREAD SIZE 1 FOR SINAMICS S120 MOTOR MODULE BOOKSIZE MOTION-CONNECT 800PLUS TRAILING TYPE UL/CSA DESINA DMAX=13.9 MM LENGTH (M) = 0 + 0 + 9 + 0 | 436 | TEM | 1 | MC | 2.992 | 1
6FX80025DS111AK5 | POWER CABLE, PREASSEMBLED TYPE: 6FX8002-5DS11 4X2.5 + (2X1.5)C C CONNECTOR FULL THREAD SIZE 1 FOR SINAMICS S120 MOTOR MODULE BOOKSIZE MOTION-CONNECT 800PLUS TRAILING TYPE UL/CSA DESINA DMAX=13.9 MM LENGTH (M) = 0 + 0 + 9 + 0,5 | 454 | TEM | 1 | MC | 3.143 | 1
6FX80025DS111BA0 | POWER CABLE, PREASSEMBLED TYPE: 6FX8002-5DS11 4X2.5 + (2X1.5)C C CONNECTOR FULL THREAD SIZE 1 FOR SINAMICS S120 MOTOR MODULE BOOKSIZE MOTION-CONNECT 800PLUS TRAILING TYPE UL/CSA DESINA DMAX=13.9 MM LENGTH (M) = 0 + 10 + 0 + 0 | 454 | TEM | 1 | MC | 3.294 | 1
6FX80025DS111BA5 | POWER CABLE, PREASSEMBLED TYPE: 6FX8002-5DS11 4X2.5 + (2X1.5)C C CONNECTOR FULL THREAD SIZE 1 FOR SINAMICS S120 MOTOR MODULE BOOKSIZE MOTION-CONNECT 800PLUS TRAILING TYPE UL/CSA DESINA DMAX=13.9 MM LENGTH (M) = 0 + 10 + 0 + 0,5 | 473 | TEM | 1 | MC | 3.445 | 1
6FX80025DS111BB0 | POWER CABLE, PREASSEMBLED TYPE: 6FX8002-5DS11 4X2.5 + (2X1.5)C C CONNECTOR FULL THREAD SIZE 1 FOR SINAMICS S120 MOTOR MODULE BOOKSIZE MOTION-CONNECT 800PLUS TRAILING TYPE UL/CSA DESINA DMAX=13.9 MM LENGTH (M) = 0 + 10 + 1 + 0 | 473 | TEM | 1 | MC | 3.596 | 1
6FX80025DS111BC0 | POWER CABLE, PREASSEMBLED TYPE: 6FX8002-5DS11 4X2.5 + (2X1.5)C C CONNECTOR FULL THREAD SIZE 1 FOR SINAMICS S120 MOTOR MODULE BOOKSIZE MOTION-CONNECT 800PLUS TRAILING TYPE UL/CSA DESINA DMAX=13.9 MM LENGTH (M) = 0 + 10 + 2 + 0 | 492 | TEM | 1 | MC | 3.898 | 1
6FX80025DS111BD0 | POWER CABLE, PREASSEMBLED TYPE: 6FX8002-5DS11 4X2.5 + (2X1.5)C C CONNECTOR FULL THREAD SIZE 1 FOR SINAMICS S120 MOTOR MODULE BOOKSIZE MOTION-CONNECT 800PLUS TRAILING TYPE UL/CSA DESINA DMAX=13.9 MM LENGTH (M) = 0 + 10 + 3 + 0 | 511 | TEM | 1 | MC | 4.2 | 1
6FX80025DS111BD5 | POWER CABLE, PREASSEMBLED TYPE: 6FX8002-5DS11 4X2.5 + (2X1.5)C C CONNECTOR FULL THREAD SIZE 1 FOR SINAMICS S120 MOTOR MODULE BOOKSIZE MOTION-CONNECT 800PLUS TRAILING TYPE UL/CSA DESINA DMAX=13.9 MM LENGTH (M) = 0 + 10 + 3 + 0,5 | 529 | TEM | 1 | MC | 4.351 | 1
6FX80025DS111BE0 | POWER CABLE, PREASSEMBLED TYPE: 6FX8002-5DS11 4X2.5 + (2X1.5)C C CONNECTOR FULL THREAD SIZE 1 FOR SINAMICS S120 MOTOR MODULE BOOKSIZE MOTION-CONNECT 800PLUS TRAILING TYPE UL/CSA DESINA DMAX=13.9 MM LENGTH (M) = 0 + 10 + 4 + 0 | 529 | TEM | 1 | MC | 4.502 | 1
6FX80025DS111BE5 | POWER CABLE, PREASSEMBLED TYPE: 6FX8002-5DS11 4X2.5 + (2X1.5)C C CONNECTOR FULL THREAD SIZE 1 FOR SINAMICS S120 MOTOR MODULE BOOKSIZE MOTION-CONNECT 800PLUS TRAILING TYPE UL/CSA DESINA DMAX=13.9 MM LENGTH (M) = 0 + 10 + 4 + 0,5 | 548 | TEM | 1 | MC | 4.653 | 1
6FX80025DS111BF0 | POWER CABLE, PREASSEMBLED TYPE: 6FX8002-5DS11 4X2.5 + (2X1.5)C C CONNECTOR FULL THREAD SIZE 1 FOR SINAMICS S120 MOTOR MODULE BOOKSIZE MOTION-CONNECT 800PLUS TRAILING TYPE UL/CSA DESINA DMAX=13.9 MM LENGTH (M) = 0 + 10 + 5 + 0 | 548 | TEM | 1 | MC | 4.804 | 1
6FX80025DS111BG0 | POWER CABLE, PREASSEMBLED TYPE: 6FX8002-5DS11 4X2.5 + (2X1.5)C C CONNECTOR FULL THREAD SIZE 1 FOR SINAMICS S120 MOTOR MODULE BOOKSIZE MOTION-CONNECT 800PLUS TRAILING TYPE UL/CSA DESINA DMAX=13.9 MM LENGTH (M) = 0 + 10 + 6 + 0 | 566 | TEM | 1 | MC | 5.106 | 1
6FX80025DS111BG5 | POWER CABLE, PREASSEMBLED TYPE: 6FX8002-5DS11 4X2.5 + (2X1.5)C C CONNECTOR FULL THREAD SIZE 1 FOR SINAMICS S120 MOTOR MODULE BOOKSIZE MOTION-CONNECT 800PLUS TRAILING TYPE UL/CSA DESINA DMAX=13.9 MM LENGTH (M) = 0 + 10 + 6 + 0,5 | 585 | TEM | 1 | MC | 5.257 | 1
6FX80025DS111BH0 | POWER CABLE, PREASSEMBLED TYPE: 6FX8002-5DS11 4X2.5 + (2X1.5)C C CONNECTOR FULL THREAD SIZE 1 FOR SINAMICS S120 MOTOR MODULE BOOKSIZE MOTION-CONNECT 800PLUS TRAILING TYPE UL/CSA DESINA DMAX=13.9 MM LENGTH (M) = 0 + 10 + 7 + 0 | 585 | TEM | 1 | MC | 5.408 | 1
6FX80025DS111BH5 | POWER CABLE, PREASSEMBLED TYPE: 6FX8002-5DS11 4X2.5 + (2X1.5)C C CONNECTOR FULL THREAD SIZE 1 FOR SINAMICS S120 MOTOR MODULE BOOKSIZE MOTION-CONNECT 800PLUS TRAILING TYPE UL/CSA DESINA DMAX=13.9 MM LENGTH (M) = 0 + 10 + 7 + 0,5 | 604 | TEM | 1 | MC | 5.559 | 1
6FX80025DS111BJ0 | POWER CABLE, PREASSEMBLED TYPE: 6FX8002-5DS11 4X2.5 + (2X1.5)C C CONNECTOR FULL THREAD SIZE 1 FOR SINAMICS S120 MOTOR MODULE BOOKSIZE MOTION-CONNECT 800PLUS TRAILING TYPE UL/CSA DESINA DMAX=13.9 MM LENGTH (M) = 0 + 10 + 8 + 0 | 604 | TEM | 1 | MC | 5.71 | 1
6FX80025DS111BJ5 | POWER CABLE, PREASSEMBLED TYPE: 6FX8002-5DS11 4X2.5 + (2X1.5)C C CONNECTOR FULL THREAD SIZE 1 FOR SINAMICS S120 MOTOR MODULE BOOKSIZE MOTION-CONNECT 800PLUS TRAILING TYPE UL/CSA DESINA DMAX=13.9 MM LENGTH (M) = 0 + 10 + 8 + 0,5 | 623 | TEM | 1 | MC | 5.861 | 1
6FX80025DS111BK0 | POWER CABLE, PREASSEMBLED TYPE: 6FX8002-5DS11 4X2.5 + (2X1.5)C C CONNECTOR FULL THREAD SIZE 1 FOR SINAMICS S120 MOTOR MODULE BOOKSIZE MOTION-CONNECT 800PLUS TRAILING TYPE UL/CSA DESINA DMAX=13.9 MM LENGTH (M) = 0 + 10 + 9 + 0 | 623 | TEM | 1 | MC | 6.012 | 1
6FX80025DS111CA0 | POWER CABLE, PREASSEMBLED TYPE: 6FX8002-5DS11 4X2.5 + (2X1.5)C C CONNECTOR FULL THREAD SIZE 1 FOR SINAMICS S120 MOTOR MODULE BOOKSIZE MOTION-CONNECT 800PLUS TRAILING TYPE UL/CSA DESINA DMAX=13.9 MM LENGTH (M) = 0 + 20 + 0 + 0 | 641 | TEM | 1 | MC | 6.314 | 1
6FX80025DS111CB0 | POWER CABLE, PREASSEMBLED TYPE: 6FX8002-5DS11 4X2.5 + (2X1.5)C C CONNECTOR FULL THREAD SIZE 1 FOR SINAMICS S120 MOTOR MODULE BOOKSIZE MOTION-CONNECT 800PLUS TRAILING TYPE UL/CSA DESINA DMAX=13.9 MM LENGTH (M) = 0 + 20 + 1 + 0 | 660 | TEM | 1 | MC | 6.616 | 1
6FX80025DS111CB5 | POWER CABLE, PREASSEMBLED TYPE: 6FX8002-5DS11 4X2.5 + (2X1.5)C C CONNECTOR FULL THREAD SIZE 1 FOR SINAMICS S120 MOTOR MODULE BOOKSIZE MOTION-CONNECT 800PLUS TRAILING TYPE UL/CSA DESINA DMAX=13.9 MM LENGTH (M) = 0 + 20 + 1 + 0,5 | 679 | TEM | 1 | MC | 6.767 | 1
6FX80025DS111CC0 | POWER CABLE, PREASSEMBLED TYPE: 6FX8002-5DS11 4X2.5 + (2X1.5)C C CONNECTOR FULL THREAD SIZE 1 FOR SINAMICS S120 MOTOR MODULE BOOKSIZE MOTION-CONNECT 800PLUS TRAILING TYPE UL/CSA DESINA DMAX=13.9 MM LENGTH (M) = 0 + 20 + 2 + 0 | 679 | TEM | 1 | MC | 6.918 | 1
6FX80025DS111CD0 | POWER CABLE, PREASSEMBLED TYPE: 6FX8002-5DS11 4X2.5 + (2X1.5)C C CONNECTOR FULL THREAD SIZE 1 FOR SINAMICS S120 MOTOR MODULE BOOKSIZE MOTION-CONNECT 800PLUS TRAILING TYPE UL/CSA DESINA DMAX=13.9 MM LENGTH (M) = 0 + 20 + 3 + 0 | 697 | TEM | 1 | MC | 7.22 | 1
6FX80025DS111CF0 | POWER CABLE, PREASSEMBLED TYPE: 6FX8002-5DS11 4X2.5 + (2X1.5)C C CONNECTOR FULL THREAD SIZE 1 FOR SINAMICS S120 MOTOR MODULE BOOKSIZE MOTION-CONNECT 800PLUS TRAILING TYPE UL/CSA DESINA DMAX=13.9 MM LENGTH (M) = 0 + 20 + 5 + 0 | 735 | TEM | 1 | MC | 7.824 | 1
6FX80025DS111CG0 | POWER CABLE, PREASSEMBLED TYPE: 6FX8002-5DS11 4X2.5 + (2X1.5)C C CONNECTOR FULL THREAD SIZE 1 FOR SINAMICS S120 MOTOR MODULE BOOKSIZE MOTION-CONNECT 800PLUS TRAILING TYPE UL/CSA DESINA DMAX=13.9 MM LENGTH (M) = 0 + 20 + 6 + 0 | 753 | TEM | 1 | MC | 8.126 | 1
6FX80025DS111CJ0 | POWER CABLE, PREASSEMBLED TYPE: 6FX8002-5DS11 4X2.5 + (2X1.5)C C CONNECTOR FULL THREAD SIZE 1 FOR SINAMICS S120 MOTOR MODULE BOOKSIZE MOTION-CONNECT 800PLUS TRAILING TYPE UL/CSA DESINA DMAX=13.9 MM LENGTH (M) = 0 + 20 + 8 + 0 | 791 | TEM | 1 | MC | 8.73 | 1
6FX80025DS111CK0 | POWER CABLE, PREASSEMBLED TYPE: 6FX8002-5DS11 4X2.5 + (2X1.5)C C CONNECTOR FULL THREAD SIZE 1 FOR SINAMICS S120 MOTOR MODULE BOOKSIZE MOTION-CONNECT 800PLUS TRAILING TYPE UL/CSA DESINA DMAX=13.9 MM LENGTH (M) = 0 + 20 + 9 + 0 | 810 | TEM | 1 | MC | 9.032 | 1
6FX80025DS111DA0 | POWER CABLE, PREASSEMBLED TYPE: 6FX8002-5DS11 4X2.5 + (2X1.5)C C CONNECTOR FULL THREAD SIZE 1 FOR SINAMICS S120 MOTOR MODULE BOOKSIZE MOTION-CONNECT 800PLUS TRAILING TYPE UL/CSA DESINA DMAX=13.9 MM LENGTH (M) = 0 + 30 + 0 + 0 | 829 | TEM | 1 | MC | 9.334 | 1
6FX80025DS111DC0 | POWER CABLE, PREASSEMBLED TYPE: 6FX8002-5DS11 4X2.5 + (2X1.5)C C CONNECTOR FULL THREAD SIZE 1 FOR SINAMICS S120 MOTOR MODULE BOOKSIZE MOTION-CONNECT 800PLUS TRAILING TYPE UL/CSA DESINA DMAX=13.9 MM LENGTH (M) = 0 + 30 + 2 + 0 | 867 | TEM | 1 | MC | 9.938 | 1
6FX80025DS111DD0 | POWER CABLE, PREASSEMBLED TYPE: 6FX8002-5DS11 4X2.5 + (2X1.5)C C CONNECTOR FULL THREAD SIZE 1 FOR SINAMICS S120 MOTOR MODULE BOOKSIZE MOTION-CONNECT 800PLUS TRAILING TYPE UL/CSA DESINA DMAX=13.9 MM LENGTH (M) = 0 + 30 + 3 + 0 | 885 | TEM | 1 | MC | 10.24 | 1
6FX80025DS111DF0 | POWER CABLE, PREASSEMBLED TYPE: 6FX8002-5DS11 4X2.5 + (2X1.5)C C CONNECTOR FULL THREAD SIZE 1 FOR SINAMICS S120 MOTOR MODULE BOOKSIZE MOTION-CONNECT 800PLUS TRAILING TYPE UL/CSA DESINA DMAX=13.9 MM LENGTH (M) = 0 + 30 + 5 + 0 | 923 | TEM | 1 | MC | 10.844 | 1
6FX80025DS111DG0 | POWER CABLE, PREASSEMBLED TYPE: 6FX8002-5DS11 4X2.5 + (2X1.5)C C CONNECTOR FULL THREAD SIZE 1 FOR SINAMICS S120 MOTOR MODULE BOOKSIZE MOTION-CONNECT 800PLUS TRAILING TYPE UL/CSA DESINA DMAX=13.9 MM LENGTH (M) = 0 + 30 + 6 + 0 | 941 | TEM | 1 | MC | 11.146 | 1
6FX80025DS111EA0 | POWER CABLE, PREASSEMBLED TYPE: 6FX8002-5DS11 4X2.5 + (2X1.5)C C CONNECTOR FULL THREAD SIZE 1 FOR SINAMICS S120 MOTOR MODULE BOOKSIZE MOTION-CONNECT 800PLUS TRAILING TYPE UL/CSA DESINA DMAX=13.9 MM LENGTH (M) = 0 + 40 + 0 + 0 | 1015 | TEM | 1 | MC | 12.354 | 1
6FX80025DS111EF0 | POWER CABLE, PREASSEMBLED TYPE: 6FX8002-5DS11 4X2.5 + (2X1.5)C C CONNECTOR FULL THREAD SIZE 1 FOR SINAMICS S120 MOTOR MODULE BOOKSIZE MOTION-CONNECT 800PLUS TRAILING TYPE UL/CSA DESINA DMAX=13.9 MM LENGTH (M) = 0 + 40 + 5 + 0 | 1109 | TEM | 1 | MC | 13.864 | 1
6FX80025DS111FA0 | POWER CABLE, PREASSEMBLED TYPE: 6FX8002-5DS11 4X2.5 + (2X1.5)C C CONNECTOR FULL THREAD SIZE 1 FOR SINAMICS S120 MOTOR MODULE BOOKSIZE MOTION-CONNECT 800PLUS TRAILING TYPE UL/CSA DESINA DMAX=13.9 MM LENGTH (M) = 0 + 50 + 0 + 0 | 1203 | TEM | 1 | MC | 15.374 | 1
6FX80025DS111FC0 | POWER CABLE, PREASSEMBLED TYPE: 6FX8002-5DS11 4X2.5 + (2X1.5)C C CONNECTOR FULL THREAD SIZE 1 FOR SINAMICS S120 MOTOR MODULE BOOKSIZE MOTION-CONNECT 800PLUS TRAILING TYPE UL/CSA DESINA DMAX=13.9 MM LENGTH (M) = 0 + 50 + 2 + 0 | 1240 | TEM | 1 | MC | 15.978 | 1
6FX80025DS111GF0 | POWER CABLE, PREASSEMBLED TYPE: 6FX8002-5DS11 4X2.5 + (2X1.5)C C CONNECTOR FULL THREAD SIZE 1 FOR SINAMICS S120 MOTOR MODULE BOOKSIZE MOTION-CONNECT 800PLUS TRAILING TYPE UL/CSA DESINA DMAX=13.9 MM LENGTH (M) = 0 + 60 + 5 + 0 | 1482 | TEM | 1 | MC | 19.904 | 1
6FX80025DS111HA0 | POWER CABLE, PREASSEMBLED TYPE: 6FX8002-5DS11 4X2.5 + (2X1.5)C C CONNECTOR FULL THREAD SIZE 1 FOR SINAMICS S120 MOTOR MODULE BOOKSIZE MOTION-CONNECT 800PLUS TRAILING TYPE UL/CSA DESINA DMAX=13.9 MM LENGTH (M) = 0 + 70 + 0 + 0 | 1577 | TEM | 1 | MC | 21.414 | 1
6FX80025DS131BA0 | POWER CABLE, PREASSEMBLED TYPE: 6FX8002-5DS13 4X10 + (2X1.5)C C CONNECTOR FULL THREAD SIZE 3 FOR SINAMICS S120 MOTOR MODULE BOOKSIZE MOTION-CONNECT 800PLUS TRAILING TYPE, UL/CSA DESINA DMAX=20.1 MM LENGTH (M)= 0 + 10 + 0 + 0 | 1244 | TEM | 1 | MC | 8.897 | 1
6FX80025DS131BG0 | POWER CABLE, PREASSEMBLED TYPE: 6FX8002-5DS13 4X10 + (2X1.5)C C CONNECTOR FULL THREAD SIZE 3 FOR SINAMICS S120 MOTOR MODULE BOOKSIZE MOTION-CONNECT 800PLUS TRAILING TYPE, UL/CSA DESINA DMAX=20.1 MM LENGTH (M)= 0 + 10 + 6 + 0 | 1483 | TEM | 1 | MC | 13.577 | 1
6FX80025DS131CA0 | POWER CABLE, PREASSEMBLED TYPE: 6FX8002-5DS13 4X10 + (2X1.5)C C CONNECTOR FULL THREAD SIZE 3 FOR SINAMICS S120 MOTOR MODULE BOOKSIZE MOTION-CONNECT 800PLUS TRAILING TYPE, UL/CSA DESINA DMAX=20.1 MM LENGTH (M)= 0 + 20 + 0 + 0 | 1643 | TEM | 1 | MC | 16.697 | 1
6FX80025DS131CF0 | POWER CABLE, PREASSEMBLED TYPE: 6FX8002-5DS13 4X10 + (2X1.5)C C CONNECTOR FULL THREAD SIZE 3 FOR SINAMICS S120 MOTOR MODULE BOOKSIZE MOTION-CONNECT 800PLUS TRAILING TYPE, UL/CSA DESINA DMAX=20.1 MM LENGTH (M)= 0 + 20 + 5 + 0 | 1843 | TEM | 1 | MC | 20.597 | 1
6FX80025DS131DA0 | POWER CABLE, PREASSEMBLED TYPE: 6FX8002-5DS13 4X10 + (2X1.5)C C CONNECTOR FULL THREAD SIZE 3 FOR SINAMICS S120 MOTOR MODULE BOOKSIZE MOTION-CONNECT 800PLUS TRAILING TYPE, UL/CSA DESINA DMAX=20.1 MM LENGTH (M)= 0 + 30 + 0 + 0 | 2042 | TEM | 1 | MC | 24.497 | 1
6FX80025DS131FA0 | POWER CABLE, PREASSEMBLED TYPE: 6FX8002-5DS13 4X10 + (2X1.5)C C CONNECTOR FULL THREAD SIZE 3 FOR SINAMICS S120 MOTOR MODULE BOOKSIZE MOTION-CONNECT 800PLUS TRAILING TYPE, UL/CSA DESINA DMAX=20.1 MM LENGTH (M)= 0 + 50 + 0 + 0 | 2841 | TEM | 1 | MC | 40.097 | 1
6FX80025DS141AC0 | POWER CABLE, PREASSEMBLED TYPE: 6FX8002-5DS14 4X10 + (2X1.5)C C CONNECTOR FULL THREAD SIZE 3 FOR SINAMICS S120 MOTOR MODULE BOOKSIZE MOTION-CONNECT 800PLUS TRAILING TYPE, UL/CSA DESINA DMAX=20.1 MM LENGTH (M)= 0 + 0 + 2 + 0 | 602 | TEM | 1 | MC | 2.69 | 1
6FX80025DS141AE0 | POWER CABLE, PREASSEMBLED TYPE: 6FX8002-5DS14 4X10 + (2X1.5)C C CONNECTOR FULL THREAD SIZE 3 FOR SINAMICS S120 MOTOR MODULE BOOKSIZE MOTION-CONNECT 800PLUS TRAILING TYPE, UL/CSA DESINA DMAX=20.1 MM LENGTH (M)= 0 + 0 + 4 + 0 | 667 | TEM | 1 | MC | 4.18 | 1
6FX80025DS141AE5 | POWER CABLE, PREASSEMBLED TYPE: 6FX8002-5DS14 4X10 + (2X1.5)C C CONNECTOR FULL THREAD SIZE 3 FOR SINAMICS S120 MOTOR MODULE BOOKSIZE MOTION-CONNECT 800PLUS TRAILING TYPE, UL/CSA DESINA DMAX=20.1 MM LENGTH (M)= 0 + 0 + 4 + 0,5 | 700 | TEM | 1 | MC | 4.552 | 1
6FX80025DS141AF0 | POWER CABLE, PREASSEMBLED TYPE: 6FX8002-5DS14 4X10 + (2X1.5)C C CONNECTOR FULL THREAD SIZE 3 FOR SINAMICS S120 MOTOR MODULE BOOKSIZE MOTION-CONNECT 800PLUS TRAILING TYPE, UL/CSA DESINA DMAX=20.1 MM LENGTH (M)= 0 + 0 + 5 + 0 | 700 | TEM | 1 | MC | 4.925 | 1
6FX80025DS141AF5 | POWER CABLE, PREASSEMBLED TYPE: 6FX8002-5DS14 4X10 + (2X1.5)C C CONNECTOR FULL THREAD SIZE 3 FOR SINAMICS S120 MOTOR MODULE BOOKSIZE MOTION-CONNECT 800PLUS TRAILING TYPE, UL/CSA DESINA DMAX=20.1 MM LENGTH (M)= 0 + 0 + 5 + 0,5 | 733 | TEM | 1 | MC | 5.297 | 1
6FX80025DS141AG0 | POWER CABLE, PREASSEMBLED TYPE: 6FX8002-5DS14 4X10 + (2X1.5)C C CONNECTOR FULL THREAD SIZE 3 FOR SINAMICS S120 MOTOR MODULE BOOKSIZE MOTION-CONNECT 800PLUS TRAILING TYPE, UL/CSA DESINA DMAX=20.1 MM LENGTH (M)= 0 + 0 + 6 + 0 | 733 | TEM | 1 | MC | 5.67 | 1
6FX80025DS141AG5 | POWER CABLE, PREASSEMBLED TYPE: 6FX8002-5DS14 4X10 + (2X1.5)C C CONNECTOR FULL THREAD SIZE 3 FOR SINAMICS S120 MOTOR MODULE BOOKSIZE MOTION-CONNECT 800PLUS TRAILING TYPE, UL/CSA DESINA DMAX=20.1 MM LENGTH (M)= 0 + 0 + 6 + 0,5 | 766 | TEM | 1 | MC | 6.042 | 1
6FX80025DS141AH0 | POWER CABLE, PREASSEMBLED TYPE: 6FX8002-5DS14 4X10 + (2X1.5)C C CONNECTOR FULL THREAD SIZE 3 FOR SINAMICS S120 MOTOR MODULE BOOKSIZE MOTION-CONNECT 800PLUS TRAILING TYPE, UL/CSA DESINA DMAX=20.1 MM LENGTH (M)= 0 + 0 + 7 + 0 | 766 | TEM | 1 | MC | 6.415 | 1
6FX80025DS141AH5 | POWER CABLE, PREASSEMBLED TYPE: 6FX8002-5DS14 4X10 + (2X1.5)C C CONNECTOR FULL THREAD SIZE 3 FOR SINAMICS S120 MOTOR MODULE BOOKSIZE MOTION-CONNECT 800PLUS TRAILING TYPE, UL/CSA DESINA DMAX=20.1 MM LENGTH (M)= 0 + 0 + 7 + 0,5 | 799 | TEM | 1 | MC | 6.787 | 1
6FX80025DS141AJ0 | POWER CABLE, PREASSEMBLED TYPE: 6FX8002-5DS14 4X10 + (2X1.5)C C CONNECTOR FULL THREAD SIZE 3 FOR SINAMICS S120 MOTOR MODULE BOOKSIZE MOTION-CONNECT 800PLUS TRAILING TYPE, UL/CSA DESINA DMAX=20.1 MM LENGTH (M)= 0 + 0 + 8 + 0 | 799 | TEM | 1 | MC | 7.16 | 1
6FX80025DS141BA0 | POWER CABLE, PREASSEMBLED TYPE: 6FX8002-5DS14 4X10 + (2X1.5)C C CONNECTOR FULL THREAD SIZE 3 FOR SINAMICS S120 MOTOR MODULE BOOKSIZE MOTION-CONNECT 800PLUS TRAILING TYPE, UL/CSA DESINA DMAX=20.1 MM LENGTH (M)= 0 + 10 + 0 + 0 | 865 | TEM | 1 | MC | 8.65 | 1
6FX80025DS141BF0 | POWER CABLE, PREASSEMBLED TYPE: 6FX8002-5DS14 4X10 + (2X1.5)C C CONNECTOR FULL THREAD SIZE 3 FOR SINAMICS S120 MOTOR MODULE BOOKSIZE MOTION-CONNECT 800PLUS TRAILING TYPE, UL/CSA DESINA DMAX=20.1 MM LENGTH (M)= 0 + 10 + 5 + 0 | 1029 | TEM | 1 | MC | 12.375 | 1
6FX80025DS141CA0 | POWER CABLE, PREASSEMBLED TYPE: 6FX8002-5DS14 4X10 + (2X1.5)C C CONNECTOR FULL THREAD SIZE 3 FOR SINAMICS S120 MOTOR MODULE BOOKSIZE MOTION-CONNECT 800PLUS TRAILING TYPE, UL/CSA DESINA DMAX=20.1 MM LENGTH (M)= 0 + 20 + 0 + 0 | 1194 | TEM | 1 | MC | 16.1 | 1
6FX80025DS141CF0 | POWER CABLE, PREASSEMBLED TYPE: 6FX8002-5DS14 4X10 + (2X1.5)C C CONNECTOR FULL THREAD SIZE 3 FOR SINAMICS S120 MOTOR MODULE BOOKSIZE MOTION-CONNECT 800PLUS TRAILING TYPE, UL/CSA DESINA DMAX=20.1 MM LENGTH (M)= 0 + 20 + 5 + 0 | 1358 | TEM | 1 | MC | 19.825 | 1
6FX80025DS141CK0 | POWER CABLE, PREASSEMBLED TYPE: 6FX8002-5DS14 4X10 + (2X1.5)C C CONNECTOR FULL THREAD SIZE 3 FOR SINAMICS S120 MOTOR MODULE BOOKSIZE MOTION-CONNECT 800PLUS TRAILING TYPE, UL/CSA DESINA DMAX=20.1 MM LENGTH (M)= 0 + 20 + 9 + 0 | 1490 | TEM | 1 | MC | 22.805 | 1
6FX80025DS141DD0 | POWER CABLE, PREASSEMBLED TYPE: 6FX8002-5DS14 4X10 + (2X1.5)C C CONNECTOR FULL THREAD SIZE 3 FOR SINAMICS S120 MOTOR MODULE BOOKSIZE MOTION-CONNECT 800PLUS TRAILING TYPE, UL/CSA DESINA DMAX=20.1 MM LENGTH (M)= 0 + 30 + 3 + 0 | 1621 | TEM | 1 | MC | 25.785 | 1
6FX80025DS141DF0 | POWER CABLE, PREASSEMBLED TYPE: 6FX8002-5DS14 4X10 + (2X1.5)C C CONNECTOR FULL THREAD SIZE 3 FOR SINAMICS S120 MOTOR MODULE BOOKSIZE MOTION-CONNECT 800PLUS TRAILING TYPE, UL/CSA DESINA DMAX=20.1 MM LENGTH (M)= 0 + 30 + 5 + 0 | 1687 | TEM | 1 | MC | 27.275 | 1
6FX80025DS141EA0 | POWER CABLE, PREASSEMBLED TYPE: 6FX8002-5DS14 4X10 + (2X1.5)C C CONNECTOR FULL THREAD SIZE 3 FOR SINAMICS S120 MOTOR MODULE BOOKSIZE MOTION-CONNECT 800PLUS TRAILING TYPE, UL/CSA DESINA DMAX=20.1 MM LENGTH (M)= 0 + 40 + 0 + 0 | 1852 | TEM | 1 | MC | 31 | 1
6FX80025DS211AA8 | POWER CABLE, PREASSEMBLED TYPE: 6FX8002-5DS21 4X1,5 + (2X1.5)C C, CONNECTOR FULL THREAD SIZE 1,5 MOTION-CONNECT 800PLUS TRAILING TYPE UL/CSA DESINA DMAX= 12 MM, LENGTH (M) = 0 + 0 + 0 + 0,8 | 350 | TEM | 1 | MC | 0.644 | 1
6FX80025DS211AB5 | POWER CABLE, PREASSEMBLED TYPE: 6FX8002-5DS21 4X1,5 + (2X1.5)C C, CONNECTOR FULL THREAD SIZE 1,5 MOTION-CONNECT 800PLUS TRAILING TYPE UL/CSA DESINA DMAX= 12 MM, LENGTH (M) = 0 + 0 + 1 + 0,5 | 366 | TEM | 1 | MC | 0.813 | 1
6FX80025DS211AC0 | POWER CABLE, PREASSEMBLED TYPE: 6FX8002-5DS21 4X1,5 + (2X1.5)C C, CONNECTOR FULL THREAD SIZE 1,5 MOTION-CONNECT 800PLUS TRAILING TYPE UL/CSA DESINA DMAX= 12 MM, LENGTH (M) = 0 + 0 + 2 + 0 | 366 | TEM | 1 | MC | 0.934 | 1
6FX80025DS211AD0 | POWER CABLE, PREASSEMBLED TYPE: 6FX8002-5DS21 4X1,5 + (2X1.5)C C, CONNECTOR FULL THREAD SIZE 1,5 MOTION-CONNECT 800PLUS TRAILING TYPE UL/CSA DESINA DMAX= 12 MM, LENGTH (M) = 0 + 0 + 3 + 0 | 382 | TEM | 1 | MC | 1.176 | 1
6FX80025DS211AE5 | POWER CABLE, PREASSEMBLED TYPE: 6FX8002-5DS21 4X1,5 + (2X1.5)C C, CONNECTOR FULL THREAD SIZE 1,5 MOTION-CONNECT 800PLUS TRAILING TYPE UL/CSA DESINA DMAX= 12 MM, LENGTH (M) = 0 + 0 + 4 + 0,5 | 415 | TEM | 1 | MC | 1.539 | 1
6FX80025DS211AF0 | POWER CABLE, PREASSEMBLED TYPE: 6FX8002-5DS21 4X1,5 + (2X1.5)C C, CONNECTOR FULL THREAD SIZE 1,5 MOTION-CONNECT 800PLUS TRAILING TYPE UL/CSA DESINA DMAX= 12 MM, LENGTH (M) = 0 + 0 + 5 + 0 | 415 | TEM | 1 | MC | 1.66 | 1
6FX80025DS211AH0 | POWER CABLE, PREASSEMBLED TYPE: 6FX8002-5DS21 4X1,5 + (2X1.5)C C, CONNECTOR FULL THREAD SIZE 1,5 MOTION-CONNECT 800PLUS TRAILING TYPE UL/CSA DESINA DMAX= 12 MM, LENGTH (M) = 0 + 0 + 7 + 0 | 447 | TEM | 1 | MC | 2.144 | 1
6FX80025DS211AJ0 | POWER CABLE, PREASSEMBLED TYPE: 6FX8002-5DS21 4X1,5 + (2X1.5)C C, CONNECTOR FULL THREAD SIZE 1,5 MOTION-CONNECT 800PLUS TRAILING TYPE UL/CSA DESINA DMAX= 12 MM, LENGTH (M) = 0 + 0 + 8 + 0 | 463 | TEM | 1 | MC | 2.386 | 1
6FX80025DS211AK0 | POWER CABLE, PREASSEMBLED TYPE: 6FX8002-5DS21 4X1,5 + (2X1.5)C C, CONNECTOR FULL THREAD SIZE 1,5 MOTION-CONNECT 800PLUS TRAILING TYPE UL/CSA DESINA DMAX= 12 MM, LENGTH (M) = 0 + 0 + 9 + 0 | 479 | TEM | 1 | MC | 2.628 | 1
6FX80025DS211BA0 | POWER CABLE, PREASSEMBLED TYPE: 6FX8002-5DS21 4X1,5 + (2X1.5)C C, CONNECTOR FULL THREAD SIZE 1,5 MOTION-CONNECT 800PLUS TRAILING TYPE UL/CSA DESINA DMAX= 12 MM, LENGTH (M) = 0 + 10 + 0 + 0 | 495 | TEM | 1 | MC | 2.87 | 1
6FX80025DS211BB0 | POWER CABLE, PREASSEMBLED TYPE: 6FX8002-5DS21 4X1,5 + (2X1.5)C C, CONNECTOR FULL THREAD SIZE 1,5 MOTION-CONNECT 800PLUS TRAILING TYPE UL/CSA DESINA DMAX= 12 MM, LENGTH (M) = 0 + 10 + 1 + 0 | 512 | TEM | 1 | MC | 3.112 | 1
6FX80025DS211BC0 | POWER CABLE, PREASSEMBLED TYPE: 6FX8002-5DS21 4X1,5 + (2X1.5)C C, CONNECTOR FULL THREAD SIZE 1,5 MOTION-CONNECT 800PLUS TRAILING TYPE UL/CSA DESINA DMAX= 12 MM, LENGTH (M) = 0 + 10 + 2 + 0 | 528 | TEM | 1 | MC | 3.354 | 1
6FX80025DS211BD8 | POWER CABLE, PREASSEMBLED TYPE: 6FX8002-5DS21 4X1,5 + (2X1.5)C C, CONNECTOR FULL THREAD SIZE 1,5 MOTION-CONNECT 800PLUS TRAILING TYPE UL/CSA DESINA DMAX= 12 MM, LENGTH (M) = 0 + 10 + 3 + 0,8 | 560 | TEM | 1 | MC | 3.79 | 1
6FX80025DS211BE5 | POWER CABLE, PREASSEMBLED TYPE: 6FX8002-5DS21 4X1,5 + (2X1.5)C C, CONNECTOR FULL THREAD SIZE 1,5 MOTION-CONNECT 800PLUS TRAILING TYPE UL/CSA DESINA DMAX= 12 MM, LENGTH (M) = 0 + 10 + 4 + 0,5 | 576 | TEM | 1 | MC | 3.959 | 1
6FX80025DS211BF0 | POWER CABLE, PREASSEMBLED TYPE: 6FX8002-5DS21 4X1,5 + (2X1.5)C C, CONNECTOR FULL THREAD SIZE 1,5 MOTION-CONNECT 800PLUS TRAILING TYPE UL/CSA DESINA DMAX= 12 MM, LENGTH (M) = 0 + 10 + 5 + 0 | 576 | TEM | 1 | MC | 4.08 | 1
6FX80025DS211BF5 | POWER CABLE, PREASSEMBLED TYPE: 6FX8002-5DS21 4X1,5 + (2X1.5)C C, CONNECTOR FULL THREAD SIZE 1,5 MOTION-CONNECT 800PLUS TRAILING TYPE UL/CSA DESINA DMAX= 12 MM, LENGTH (M) = 0 + 10 + 5 + 0,5 | 593 | TEM | 1 | MC | 4.201 | 1
6FX80025DS211BG0 | POWER CABLE, PREASSEMBLED TYPE: 6FX8002-5DS21 4X1,5 + (2X1.5)C C, CONNECTOR FULL THREAD SIZE 1,5 MOTION-CONNECT 800PLUS TRAILING TYPE UL/CSA DESINA DMAX= 12 MM, LENGTH (M) = 0 + 10 + 6 + 0 | 592 | TEM | 1 | MC | 4.322 | 1
6FX80025DS211BH0 | POWER CABLE, PREASSEMBLED TYPE: 6FX8002-5DS21 4X1,5 + (2X1.5)C C, CONNECTOR FULL THREAD SIZE 1,5 MOTION-CONNECT 800PLUS TRAILING TYPE UL/CSA DESINA DMAX= 12 MM, LENGTH (M) = 0 + 10 + 7 + 0 | 609 | TEM | 1 | MC | 4.564 | 1
6FX80025DS211BJ0 | POWER CABLE, PREASSEMBLED TYPE: 6FX8002-5DS21 4X1,5 + (2X1.5)C C, CONNECTOR FULL THREAD SIZE 1,5 MOTION-CONNECT 800PLUS TRAILING TYPE UL/CSA DESINA DMAX= 12 MM, LENGTH (M) = 0 + 10 + 8 + 0 | 625 | TEM | 1 | MC | 4.806 | 1
6FX80025DS211BK0 | POWER CABLE, PREASSEMBLED TYPE: 6FX8002-5DS21 4X1,5 + (2X1.5)C C, CONNECTOR FULL THREAD SIZE 1,5 MOTION-CONNECT 800PLUS TRAILING TYPE UL/CSA DESINA DMAX= 12 MM, LENGTH (M) = 0 + 10 + 9 + 0 | 641 | TEM | 1 | MC | 5.048 | 1
6FX80025DS211BK5 | POWER CABLE, PREASSEMBLED TYPE: 6FX8002-5DS21 4X1,5 + (2X1.5)C C, CONNECTOR FULL THREAD SIZE 1,5 MOTION-CONNECT 800PLUS TRAILING TYPE UL/CSA DESINA DMAX= 12 MM, LENGTH (M) = 0 + 10 + 9 + 0,5 | 657 | TEM | 1 | MC | 5.169 | 1
6FX80025DS211CA0 | POWER CABLE, PREASSEMBLED TYPE: 6FX8002-5DS21 4X1,5 + (2X1.5)C C, CONNECTOR FULL THREAD SIZE 1,5 MOTION-CONNECT 800PLUS TRAILING TYPE UL/CSA DESINA DMAX= 12 MM, LENGTH (M) = 0 + 20 + 0 + 0 | 656 | TEM | 1 | MC | 5.29 | 1
6FX80025DS211CB0 | POWER CABLE, PREASSEMBLED TYPE: 6FX8002-5DS21 4X1,5 + (2X1.5)C C, CONNECTOR FULL THREAD SIZE 1,5 MOTION-CONNECT 800PLUS TRAILING TYPE UL/CSA DESINA DMAX= 12 MM, LENGTH (M) = 0 + 20 + 1 + 0 | 672 | TEM | 1 | MC | 5.532 | 1
6FX80025DS211CC0 | POWER CABLE, PREASSEMBLED TYPE: 6FX8002-5DS21 4X1,5 + (2X1.5)C C, CONNECTOR FULL THREAD SIZE 1,5 MOTION-CONNECT 800PLUS TRAILING TYPE UL/CSA DESINA DMAX= 12 MM, LENGTH (M) = 0 + 20 + 2 + 0 | 688 | TEM | 1 | MC | 5.774 | 1
6FX80025DS211CD0 | POWER CABLE, PREASSEMBLED TYPE: 6FX8002-5DS21 4X1,5 + (2X1.5)C C, CONNECTOR FULL THREAD SIZE 1,5 MOTION-CONNECT 800PLUS TRAILING TYPE UL/CSA DESINA DMAX= 12 MM, LENGTH (M) = 0 + 20 + 3 + 0 | 705 | TEM | 1 | MC | 6.016 | 1
6FX80025DS211CE0 | POWER CABLE, PREASSEMBLED TYPE: 6FX8002-5DS21 4X1,5 + (2X1.5)C C, CONNECTOR FULL THREAD SIZE 1,5 MOTION-CONNECT 800PLUS TRAILING TYPE UL/CSA DESINA DMAX= 12 MM, LENGTH (M) = 0 + 20 + 4 + 0 | 721 | TEM | 1 | MC | 6.258 | 1
6FX80025DS211CF0 | POWER CABLE, PREASSEMBLED TYPE: 6FX8002-5DS21 4X1,5 + (2X1.5)C C, CONNECTOR FULL THREAD SIZE 1,5 MOTION-CONNECT 800PLUS TRAILING TYPE UL/CSA DESINA DMAX= 12 MM, LENGTH (M) = 0 + 20 + 5 + 0 | 737 | TEM | 1 | MC | 6.5 | 1
6FX80025DS211CG0 | POWER CABLE, PREASSEMBLED TYPE: 6FX8002-5DS21 4X1,5 + (2X1.5)C C, CONNECTOR FULL THREAD SIZE 1,5 MOTION-CONNECT 800PLUS TRAILING TYPE UL/CSA DESINA DMAX= 12 MM, LENGTH (M) = 0 + 20 + 6 + 0 | 753 | TEM | 1 | MC | 6.742 | 1
6FX80025DS211DA0 | POWER CABLE, PREASSEMBLED TYPE: 6FX8002-5DS21 4X1,5 + (2X1.5)C C, CONNECTOR FULL THREAD SIZE 1,5 MOTION-CONNECT 800PLUS TRAILING TYPE UL/CSA DESINA DMAX= 12 MM, LENGTH (M) = 0 + 30 + 0 + 0 | 819 | TEM | 1 | MC | 7.71 | 1
6FX80025DS211DC0 | POWER CABLE, PREASSEMBLED TYPE: 6FX8002-5DS21 4X1,5 + (2X1.5)C C, CONNECTOR FULL THREAD SIZE 1,5 MOTION-CONNECT 800PLUS TRAILING TYPE UL/CSA DESINA DMAX= 12 MM, LENGTH (M) = 0 + 30 + 2 + 0 | 851 | TEM | 1 | MC | 8.194 | 1
6FX80025DS211DE0 | POWER CABLE, PREASSEMBLED TYPE: 6FX8002-5DS21 4X1,5 + (2X1.5)C C, CONNECTOR FULL THREAD SIZE 1,5 MOTION-CONNECT 800PLUS TRAILING TYPE UL/CSA DESINA DMAX= 12 MM, LENGTH (M) = 0 + 30 + 4 + 0 | 883 | TEM | 1 | MC | 8.678 | 1
6FX80025DS211DF0 | POWER CABLE, PREASSEMBLED TYPE: 6FX8002-5DS21 4X1,5 + (2X1.5)C C, CONNECTOR FULL THREAD SIZE 1,5 MOTION-CONNECT 800PLUS TRAILING TYPE UL/CSA DESINA DMAX= 12 MM, LENGTH (M) = 0 + 30 + 5 + 0 | 899 | TEM | 1 | MC | 8.92 | 1
6FX80025DS211EA0 | POWER CABLE, PREASSEMBLED TYPE: 6FX8002-5DS21 4X1,5 + (2X1.5)C C, CONNECTOR FULL THREAD SIZE 1,5 MOTION-CONNECT 800PLUS TRAILING TYPE UL/CSA DESINA DMAX= 12 MM, LENGTH (M) = 0 + 40 + 0 + 0 | 981 | TEM | 1 | MC | 10.13 | 1
6FX80025DS211EF0 | POWER CABLE, PREASSEMBLED TYPE: 6FX8002-5DS21 4X1,5 + (2X1.5)C C, CONNECTOR FULL THREAD SIZE 1,5 MOTION-CONNECT 800PLUS TRAILING TYPE UL/CSA DESINA DMAX= 12 MM, LENGTH (M) = 0 + 40 + 5 + 0 | 1062 | TEM | 1 | MC | 11.34 | 1
6FX80025DS211FA0 | POWER CABLE, PREASSEMBLED TYPE: 6FX8002-5DS21 4X1,5 + (2X1.5)C C, CONNECTOR FULL THREAD SIZE 1,5 MOTION-CONNECT 800PLUS TRAILING TYPE UL/CSA DESINA DMAX= 12 MM, LENGTH (M) = 0 + 50 + 0 + 0 | 1143 | TEM | 1 | MC | 12.55 | 1
6FX80025DS211JB0 | POWER CABLE, PREASSEMBLED TYPE: 6FX8002-5DS21 4X1,5 + (2X1.5)C C, CONNECTOR FULL THREAD SIZE 1,5 MOTION-CONNECT 800PLUS TRAILING TYPE UL/CSA DESINA DMAX= 12 MM, LENGTH (M) = 0 + 80 + 1 + 0 | 1644 | TEM | 1 | MC | 20.052 | 1
6FX80025DS231AF0 | POWER CABLE PREASSEMBLED TYPE: 6FX8002-5DS23 4X16 + (2X1.5)C C CONNECTOR FULL THREAD SIZE 3 RING TERMINAL END ON MOD. SIDE FOR SINAMICS S120 MOTOR MODULE MOTION-CONNECT 800PLUS TRAILING TYPE UL/CSA DESINA DMAX=23.8 MM LENGTH (M) = 0 + 0 + 5 + 0 | 903 | TEM | 1 | MC | 6.692 | 1
6FX80025DS231AG0 | POWER CABLE PREASSEMBLED TYPE: 6FX8002-5DS23 4X16 + (2X1.5)C C CONNECTOR FULL THREAD SIZE 3 RING TERMINAL END ON MOD. SIDE FOR SINAMICS S120 MOTOR MODULE MOTION-CONNECT 800PLUS TRAILING TYPE UL/CSA DESINA DMAX=23.8 MM LENGTH (M) = 0 + 0 + 6 + 0 | 959 | TEM | 1 | MC | 7.739 | 1
6FX80025DS231AJ0 | POWER CABLE PREASSEMBLED TYPE: 6FX8002-5DS23 4X16 + (2X1.5)C C CONNECTOR FULL THREAD SIZE 3 RING TERMINAL END ON MOD. SIDE FOR SINAMICS S120 MOTOR MODULE MOTION-CONNECT 800PLUS TRAILING TYPE UL/CSA DESINA DMAX=23.8 MM LENGTH (M) = 0 + 0 + 8 + 0 | 1072 | TEM | 1 | MC | 9.833 | 1
6FX80025DS231BA0 | POWER CABLE PREASSEMBLED TYPE: 6FX8002-5DS23 4X16 + (2X1.5)C C CONNECTOR FULL THREAD SIZE 3 RING TERMINAL END ON MOD. SIDE FOR SINAMICS S120 MOTOR MODULE MOTION-CONNECT 800PLUS TRAILING TYPE UL/CSA DESINA DMAX=23.8 MM LENGTH (M) = 0 + 10 + 0 + 0 | 1185 | TEM | 1 | MC | 11.927 | 1
6FX80025DS231BB0 | POWER CABLE PREASSEMBLED TYPE: 6FX8002-5DS23 4X16 + (2X1.5)C C CONNECTOR FULL THREAD SIZE 3 RING TERMINAL END ON MOD. SIDE FOR SINAMICS S120 MOTOR MODULE MOTION-CONNECT 800PLUS TRAILING TYPE UL/CSA DESINA DMAX=23.8 MM LENGTH (M) = 0 + 10 + 1 + 0 | 1241 | TEM | 1 | MC | 12.974 | 1
6FX80025DS231BC0 | POWER CABLE PREASSEMBLED TYPE: 6FX8002-5DS23 4X16 + (2X1.5)C C CONNECTOR FULL THREAD SIZE 3 RING TERMINAL END ON MOD. SIDE FOR SINAMICS S120 MOTOR MODULE MOTION-CONNECT 800PLUS TRAILING TYPE UL/CSA DESINA DMAX=23.8 MM LENGTH (M) = 0 + 10 + 2 + 0 | 1298 | TEM | 1 | MC | 14.021 | 1
6FX80025DS231BD0 | POWER CABLE PREASSEMBLED TYPE: 6FX8002-5DS23 4X16 + (2X1.5)C C CONNECTOR FULL THREAD SIZE 3 RING TERMINAL END ON MOD. SIDE FOR SINAMICS S120 MOTOR MODULE MOTION-CONNECT 800PLUS TRAILING TYPE UL/CSA DESINA DMAX=23.8 MM LENGTH (M) = 0 + 10 + 3 + 0 | 1354 | TEM | 1 | MC | 15.068 | 1
6FX80025DS231BE0 | POWER CABLE PREASSEMBLED TYPE: 6FX8002-5DS23 4X16 + (2X1.5)C C CONNECTOR FULL THREAD SIZE 3 RING TERMINAL END ON MOD. SIDE FOR SINAMICS S120 MOTOR MODULE MOTION-CONNECT 800PLUS TRAILING TYPE UL/CSA DESINA DMAX=23.8 MM LENGTH (M) = 0 + 10 + 4 + 0 | 1411 | TEM | 1 | MC | 16.115 | 1
6FX80025DS231CA0 | POWER CABLE PREASSEMBLED TYPE: 6FX8002-5DS23 4X16 + (2X1.5)C C CONNECTOR FULL THREAD SIZE 3 RING TERMINAL END ON MOD. SIDE FOR SINAMICS S120 MOTOR MODULE MOTION-CONNECT 800PLUS TRAILING TYPE UL/CSA DESINA DMAX=23.8 MM LENGTH (M) = 0 + 20 + 0 + 0 | 1749 | TEM | 1 | MC | 22.397 | 1
6FX80025DS231CC0 | POWER CABLE PREASSEMBLED TYPE: 6FX8002-5DS23 4X16 + (2X1.5)C C CONNECTOR FULL THREAD SIZE 3 RING TERMINAL END ON MOD. SIDE FOR SINAMICS S120 MOTOR MODULE MOTION-CONNECT 800PLUS TRAILING TYPE UL/CSA DESINA DMAX=23.8 MM LENGTH (M) = 0 + 20 + 2 + 0 | 1862 | TEM | 1 | MC | 24.491 | 1
6FX80025DS231CF0 | POWER CABLE PREASSEMBLED TYPE: 6FX8002-5DS23 4X16 + (2X1.5)C C CONNECTOR FULL THREAD SIZE 3 RING TERMINAL END ON MOD. SIDE FOR SINAMICS S120 MOTOR MODULE MOTION-CONNECT 800PLUS TRAILING TYPE UL/CSA DESINA DMAX=23.8 MM LENGTH (M) = 0 + 20 + 5 + 0 | 2032 | TEM | 1 | MC | 27.632 | 1
6FX80025DS231DA0 | POWER CABLE PREASSEMBLED TYPE: 6FX8002-5DS23 4X16 + (2X1.5)C C CONNECTOR FULL THREAD SIZE 3 RING TERMINAL END ON MOD. SIDE FOR SINAMICS S120 MOTOR MODULE MOTION-CONNECT 800PLUS TRAILING TYPE UL/CSA DESINA DMAX=23.8 MM LENGTH (M) = 0 + 30 + 0 + 0 | 2314 | TEM | 1 | MC | 32.867 | 1
6FX80025DS231DF0 | POWER CABLE PREASSEMBLED TYPE: 6FX8002-5DS23 4X16 + (2X1.5)C C CONNECTOR FULL THREAD SIZE 3 RING TERMINAL END ON MOD. SIDE FOR SINAMICS S120 MOTOR MODULE MOTION-CONNECT 800PLUS TRAILING TYPE UL/CSA DESINA DMAX=23.8 MM LENGTH (M) = 0 + 30 + 5 + 0 | 2596 | TEM | 1 | MC | 38.102 | 1
6FX80025DS231DJ0 | POWER CABLE PREASSEMBLED TYPE: 6FX8002-5DS23 4X16 + (2X1.5)C C CONNECTOR FULL THREAD SIZE 3 RING TERMINAL END ON MOD. SIDE FOR SINAMICS S120 MOTOR MODULE MOTION-CONNECT 800PLUS TRAILING TYPE UL/CSA DESINA DMAX=23.8 MM LENGTH (M) = 0 + 30 + 8 + 0 | 2766 | TEM | 1 | MC | 41.243 | 1
6FX80025DS231EE0 | POWER CABLE PREASSEMBLED TYPE: 6FX8002-5DS23 4X16 + (2X1.5)C C CONNECTOR FULL THREAD SIZE 3 RING TERMINAL END ON MOD. SIDE FOR SINAMICS S120 MOTOR MODULE MOTION-CONNECT 800PLUS TRAILING TYPE UL/CSA DESINA DMAX=23.8 MM LENGTH (M) = 0 + 40 + 4 + 0 | 3104 | TEM | 1 | MC | 47.525 | 1
6FX80025DS231FA0 | POWER CABLE PREASSEMBLED TYPE: 6FX8002-5DS23 4X16 + (2X1.5)C C CONNECTOR FULL THREAD SIZE 3 RING TERMINAL END ON MOD. SIDE FOR SINAMICS S120 MOTOR MODULE MOTION-CONNECT 800PLUS TRAILING TYPE UL/CSA DESINA DMAX=23.8 MM LENGTH (M) = 0 + 50 + 0 + 0 | 3443 | TEM | 1 | MC | 53.807 | 1
6FX80025DS231JD0 | POWER CABLE PREASSEMBLED TYPE: 6FX8002-5DS23 4X16 + (2X1.5)C C CONNECTOR FULL THREAD SIZE 3 RING TERMINAL END ON MOD. SIDE FOR SINAMICS S120 MOTOR MODULE MOTION-CONNECT 800PLUS TRAILING TYPE UL/CSA DESINA DMAX=23.8 MM LENGTH (M) = 0 + 80 + 3 + 0 | 5306 | TEM | 1 | MC | 88.358 | 1
6FX80025DS311AA0 | POWER CABLE, PREASSEMBLED TYPE: 6FX8002-5DS31 4X2.5 + (2X1.5)C C, FULL THREAD CONNECTOR SIZE 1.5 FOR SINAMICS S120 MOTOR MODULE BOOKSIZE MOTION-CONNECT 800PLUS TRAILING TYPE UL/CSA DESINA DMAX=13.9 MM LENGTH (M) = 0 + 0 + 0 + 0 | 338 | TEM | 1 | MC | 0.468 | 1
6FX80025DS311AC0 | POWER CABLE, PREASSEMBLED TYPE: 6FX8002-5DS31 4X2.5 + (2X1.5)C C, FULL THREAD CONNECTOR SIZE 1.5 FOR SINAMICS S120 MOTOR MODULE BOOKSIZE MOTION-CONNECT 800PLUS TRAILING TYPE UL/CSA DESINA DMAX=13.9 MM LENGTH (M) = 0 + 0 + 2 + 0 | 375 | TEM | 1 | MC | 1.072 | 1
6FX80025DS311AD0 | POWER CABLE, PREASSEMBLED TYPE: 6FX8002-5DS31 4X2.5 + (2X1.5)C C, FULL THREAD CONNECTOR SIZE 1.5 FOR SINAMICS S120 MOTOR MODULE BOOKSIZE MOTION-CONNECT 800PLUS TRAILING TYPE UL/CSA DESINA DMAX=13.9 MM LENGTH (M) = 0 + 0 + 3 + 0 | 394 | TEM | 1 | MC | 1.374 | 1
6FX80025DS311AE0 | POWER CABLE, PREASSEMBLED TYPE: 6FX8002-5DS31 4X2.5 + (2X1.5)C C, FULL THREAD CONNECTOR SIZE 1.5 FOR SINAMICS S120 MOTOR MODULE BOOKSIZE MOTION-CONNECT 800PLUS TRAILING TYPE UL/CSA DESINA DMAX=13.9 MM LENGTH (M) = 0 + 0 + 4 + 0 | 413 | TEM | 1 | MC | 1.676 | 1
6FX80025DS311AE5 | POWER CABLE, PREASSEMBLED TYPE: 6FX8002-5DS31 4X2.5 + (2X1.5)C C, FULL THREAD CONNECTOR SIZE 1.5 FOR SINAMICS S120 MOTOR MODULE BOOKSIZE MOTION-CONNECT 800PLUS TRAILING TYPE UL/CSA DESINA DMAX=13.9 MM LENGTH (M) = 0 + 0 + 4 + 0,5 | 431 | TEM | 1 | MC | 1.827 | 1
6FX80025DS311AF0 | POWER CABLE, PREASSEMBLED TYPE: 6FX8002-5DS31 4X2.5 + (2X1.5)C C, FULL THREAD CONNECTOR SIZE 1.5 FOR SINAMICS S120 MOTOR MODULE BOOKSIZE MOTION-CONNECT 800PLUS TRAILING TYPE UL/CSA DESINA DMAX=13.9 MM LENGTH (M) = 0 + 0 + 5 + 0 | 432 | TEM | 1 | MC | 1.978 | 1
6FX80025DS311AG0 | POWER CABLE, PREASSEMBLED TYPE: 6FX8002-5DS31 4X2.5 + (2X1.5)C C, FULL THREAD CONNECTOR SIZE 1.5 FOR SINAMICS S120 MOTOR MODULE BOOKSIZE MOTION-CONNECT 800PLUS TRAILING TYPE UL/CSA DESINA DMAX=13.9 MM LENGTH (M) = 0 + 0 + 6 + 0 | 450 | TEM | 1 | MC | 2.28 | 1
6FX80025DS311AH0 | POWER CABLE, PREASSEMBLED TYPE: 6FX8002-5DS31 4X2.5 + (2X1.5)C C, FULL THREAD CONNECTOR SIZE 1.5 FOR SINAMICS S120 MOTOR MODULE BOOKSIZE MOTION-CONNECT 800PLUS TRAILING TYPE UL/CSA DESINA DMAX=13.9 MM LENGTH (M) = 0 + 0 + 7 + 0 | 469 | TEM | 1 | MC | 2.582 | 1
6FX80025DS311AJ0 | POWER CABLE, PREASSEMBLED TYPE: 6FX8002-5DS31 4X2.5 + (2X1.5)C C, FULL THREAD CONNECTOR SIZE 1.5 FOR SINAMICS S120 MOTOR MODULE BOOKSIZE MOTION-CONNECT 800PLUS TRAILING TYPE UL/CSA DESINA DMAX=13.9 MM LENGTH (M) = 0 + 0 + 8 + 0 | 487 | TEM | 1 | MC | 2.884 | 1
6FX80025DS311AJ5 | POWER CABLE, PREASSEMBLED TYPE: 6FX8002-5DS31 4X2.5 + (2X1.5)C C, FULL THREAD CONNECTOR SIZE 1.5 FOR SINAMICS S120 MOTOR MODULE BOOKSIZE MOTION-CONNECT 800PLUS TRAILING TYPE UL/CSA DESINA DMAX=13.9 MM LENGTH (M) = 0 + 0 + 8 + 0,5 | 506 | TEM | 1 | MC | 3.035 | 1
6FX80025DS311AK0 | POWER CABLE, PREASSEMBLED TYPE: 6FX8002-5DS31 4X2.5 + (2X1.5)C C, FULL THREAD CONNECTOR SIZE 1.5 FOR SINAMICS S120 MOTOR MODULE BOOKSIZE MOTION-CONNECT 800PLUS TRAILING TYPE UL/CSA DESINA DMAX=13.9 MM LENGTH (M) = 0 + 0 + 9 + 0 | 506 | TEM | 1 | MC | 3.186 | 1
6FX80025DS311AK5 | POWER CABLE, PREASSEMBLED TYPE: 6FX8002-5DS31 4X2.5 + (2X1.5)C C, FULL THREAD CONNECTOR SIZE 1.5 FOR SINAMICS S120 MOTOR MODULE BOOKSIZE MOTION-CONNECT 800PLUS TRAILING TYPE UL/CSA DESINA DMAX=13.9 MM LENGTH (M) = 0 + 0 + 9 + 0,5 | 525 | TEM | 1 | MC | 3.337 | 1
6FX80025DS311BA0 | POWER CABLE, PREASSEMBLED TYPE: 6FX8002-5DS31 4X2.5 + (2X1.5)C C, FULL THREAD CONNECTOR SIZE 1.5 FOR SINAMICS S120 MOTOR MODULE BOOKSIZE MOTION-CONNECT 800PLUS TRAILING TYPE UL/CSA DESINA DMAX=13.9 MM LENGTH (M) = 0 + 10 + 0 + 0 | 525 | TEM | 1 | MC | 3.488 | 1
6FX80025DS311BB0 | POWER CABLE, PREASSEMBLED TYPE: 6FX8002-5DS31 4X2.5 + (2X1.5)C C, FULL THREAD CONNECTOR SIZE 1.5 FOR SINAMICS S120 MOTOR MODULE BOOKSIZE MOTION-CONNECT 800PLUS TRAILING TYPE UL/CSA DESINA DMAX=13.9 MM LENGTH (M) = 0 + 10 + 1 + 0 | 544 | TEM | 1 | MC | 3.79 | 1
6FX80025DS311BC0 | POWER CABLE, PREASSEMBLED TYPE: 6FX8002-5DS31 4X2.5 + (2X1.5)C C, FULL THREAD CONNECTOR SIZE 1.5 FOR SINAMICS S120 MOTOR MODULE BOOKSIZE MOTION-CONNECT 800PLUS TRAILING TYPE UL/CSA DESINA DMAX=13.9 MM LENGTH (M) = 0 + 10 + 2 + 0 | 562 | TEM | 1 | MC | 4.092 | 1
6FX80025DS311BD0 | POWER CABLE, PREASSEMBLED TYPE: 6FX8002-5DS31 4X2.5 + (2X1.5)C C, FULL THREAD CONNECTOR SIZE 1.5 FOR SINAMICS S120 MOTOR MODULE BOOKSIZE MOTION-CONNECT 800PLUS TRAILING TYPE UL/CSA DESINA DMAX=13.9 MM LENGTH (M) = 0 + 10 + 3 + 0 | 581 | TEM | 1 | MC | 4.394 | 1
6FX80025DS311BE0 | POWER CABLE, PREASSEMBLED TYPE: 6FX8002-5DS31 4X2.5 + (2X1.5)C C, FULL THREAD CONNECTOR SIZE 1.5 FOR SINAMICS S120 MOTOR MODULE BOOKSIZE MOTION-CONNECT 800PLUS TRAILING TYPE UL/CSA DESINA DMAX=13.9 MM LENGTH (M) = 0 + 10 + 4 + 0 | 600 | TEM | 1 | MC | 4.696 | 1
6FX80025DS311BF0 | POWER CABLE, PREASSEMBLED TYPE: 6FX8002-5DS31 4X2.5 + (2X1.5)C C, FULL THREAD CONNECTOR SIZE 1.5 FOR SINAMICS S120 MOTOR MODULE BOOKSIZE MOTION-CONNECT 800PLUS TRAILING TYPE UL/CSA DESINA DMAX=13.9 MM LENGTH (M) = 0 + 10 + 5 + 0 | 618 | TEM | 1 | MC | 4.998 | 1
6FX80025DS311BF5 | POWER CABLE, PREASSEMBLED TYPE: 6FX8002-5DS31 4X2.5 + (2X1.5)C C, FULL THREAD CONNECTOR SIZE 1.5 FOR SINAMICS S120 MOTOR MODULE BOOKSIZE MOTION-CONNECT 800PLUS TRAILING TYPE UL/CSA DESINA DMAX=13.9 MM LENGTH (M) = 0 + 10 + 5 + 0,5 | 637 | TEM | 1 | MC | 5.149 | 1
6FX80025DS311BG0 | POWER CABLE, PREASSEMBLED TYPE: 6FX8002-5DS31 4X2.5 + (2X1.5)C C, FULL THREAD CONNECTOR SIZE 1.5 FOR SINAMICS S120 MOTOR MODULE BOOKSIZE MOTION-CONNECT 800PLUS TRAILING TYPE UL/CSA DESINA DMAX=13.9 MM LENGTH (M) = 0 + 10 + 6 + 0 | 637 | TEM | 1 | MC | 5.3 | 1
6FX80025DS311BH0 | POWER CABLE, PREASSEMBLED TYPE: 6FX8002-5DS31 4X2.5 + (2X1.5)C C, FULL THREAD CONNECTOR SIZE 1.5 FOR SINAMICS S120 MOTOR MODULE BOOKSIZE MOTION-CONNECT 800PLUS TRAILING TYPE UL/CSA DESINA DMAX=13.9 MM LENGTH (M) = 0 + 10 + 7 + 0 | 656 | TEM | 1 | MC | 5.602 | 1
6FX80025DS311BJ0 | POWER CABLE, PREASSEMBLED TYPE: 6FX8002-5DS31 4X2.5 + (2X1.5)C C, FULL THREAD CONNECTOR SIZE 1.5 FOR SINAMICS S120 MOTOR MODULE BOOKSIZE MOTION-CONNECT 800PLUS TRAILING TYPE UL/CSA DESINA DMAX=13.9 MM LENGTH (M) = 0 + 10 + 8 + 0 | 674 | TEM | 1 | MC | 5.904 | 1
6FX80025DS311BK0 | POWER CABLE, PREASSEMBLED TYPE: 6FX8002-5DS31 4X2.5 + (2X1.5)C C, FULL THREAD CONNECTOR SIZE 1.5 FOR SINAMICS S120 MOTOR MODULE BOOKSIZE MOTION-CONNECT 800PLUS TRAILING TYPE UL/CSA DESINA DMAX=13.9 MM LENGTH (M) = 0 + 10 + 9 + 0 | 693 | TEM | 1 | MC | 6.206 | 1
6FX80025DS311CA0 | POWER CABLE, PREASSEMBLED TYPE: 6FX8002-5DS31 4X2.5 + (2X1.5)C C, FULL THREAD CONNECTOR SIZE 1.5 FOR SINAMICS S120 MOTOR MODULE BOOKSIZE MOTION-CONNECT 800PLUS TRAILING TYPE UL/CSA DESINA DMAX=13.9 MM LENGTH (M) = 0 + 20 + 0 + 0 | 712 | TEM | 1 | MC | 6.508 | 1
6FX80025DS311CB0 | POWER CABLE, PREASSEMBLED TYPE: 6FX8002-5DS31 4X2.5 + (2X1.5)C C, FULL THREAD CONNECTOR SIZE 1.5 FOR SINAMICS S120 MOTOR MODULE BOOKSIZE MOTION-CONNECT 800PLUS TRAILING TYPE UL/CSA DESINA DMAX=13.9 MM LENGTH (M) = 0 + 20 + 1 + 0 | 730 | TEM | 1 | MC | 6.81 | 1
6FX80025DS311CC0 | POWER CABLE, PREASSEMBLED TYPE: 6FX8002-5DS31 4X2.5 + (2X1.5)C C, FULL THREAD CONNECTOR SIZE 1.5 FOR SINAMICS S120 MOTOR MODULE BOOKSIZE MOTION-CONNECT 800PLUS TRAILING TYPE UL/CSA DESINA DMAX=13.9 MM LENGTH (M) = 0 + 20 + 2 + 0 | 749 | TEM | 1 | MC | 7.112 | 1
6FX80025DS311CD0 | POWER CABLE, PREASSEMBLED TYPE: 6FX8002-5DS31 4X2.5 + (2X1.5)C C, FULL THREAD CONNECTOR SIZE 1.5 FOR SINAMICS S120 MOTOR MODULE BOOKSIZE MOTION-CONNECT 800PLUS TRAILING TYPE UL/CSA DESINA DMAX=13.9 MM LENGTH (M) = 0 + 20 + 3 + 0 | 768 | TEM | 1 | MC | 7.414 | 1
6FX80025DS311CE0 | POWER CABLE, PREASSEMBLED TYPE: 6FX8002-5DS31 4X2.5 + (2X1.5)C C, FULL THREAD CONNECTOR SIZE 1.5 FOR SINAMICS S120 MOTOR MODULE BOOKSIZE MOTION-CONNECT 800PLUS TRAILING TYPE UL/CSA DESINA DMAX=13.9 MM LENGTH (M) = 0 + 20 + 4 + 0 | 786 | TEM | 1 | MC | 7.716 | 1
6FX80025DS311CF0 | POWER CABLE, PREASSEMBLED TYPE: 6FX8002-5DS31 4X2.5 + (2X1.5)C C, FULL THREAD CONNECTOR SIZE 1.5 FOR SINAMICS S120 MOTOR MODULE BOOKSIZE MOTION-CONNECT 800PLUS TRAILING TYPE UL/CSA DESINA DMAX=13.9 MM LENGTH (M) = 0 + 20 + 5 + 0 | 805 | TEM | 1 | MC | 8.018 | 1
6FX80025DS311CG0 | POWER CABLE, PREASSEMBLED TYPE: 6FX8002-5DS31 4X2.5 + (2X1.5)C C, FULL THREAD CONNECTOR SIZE 1.5 FOR SINAMICS S120 MOTOR MODULE BOOKSIZE MOTION-CONNECT 800PLUS TRAILING TYPE UL/CSA DESINA DMAX=13.9 MM LENGTH (M) = 0 + 20 + 6 + 0 | 824 | TEM | 1 | MC | 8.32 | 1
6FX80025DS311CJ0 | POWER CABLE, PREASSEMBLED TYPE: 6FX8002-5DS31 4X2.5 + (2X1.5)C C, FULL THREAD CONNECTOR SIZE 1.5 FOR SINAMICS S120 MOTOR MODULE BOOKSIZE MOTION-CONNECT 800PLUS TRAILING TYPE UL/CSA DESINA DMAX=13.9 MM LENGTH (M) = 0 + 20 + 8 + 0 | 861 | TEM | 1 | MC | 8.924 | 1
6FX80025DS311CK0 | POWER CABLE, PREASSEMBLED TYPE: 6FX8002-5DS31 4X2.5 + (2X1.5)C C, FULL THREAD CONNECTOR SIZE 1.5 FOR SINAMICS S120 MOTOR MODULE BOOKSIZE MOTION-CONNECT 800PLUS TRAILING TYPE UL/CSA DESINA DMAX=13.9 MM LENGTH (M) = 0 + 20 + 9 + 0 | 880 | TEM | 1 | MC | 9.226 | 1
6FX80025DS311DA0 | POWER CABLE, PREASSEMBLED TYPE: 6FX8002-5DS31 4X2.5 + (2X1.5)C C, FULL THREAD CONNECTOR SIZE 1.5 FOR SINAMICS S120 MOTOR MODULE BOOKSIZE MOTION-CONNECT 800PLUS TRAILING TYPE UL/CSA DESINA DMAX=13.9 MM LENGTH (M) = 0 + 30 + 0 + 0 | 900 | TEM | 1 | MC | 9.528 | 1
6FX80025DS311DC0 | POWER CABLE, PREASSEMBLED TYPE: 6FX8002-5DS31 4X2.5 + (2X1.5)C C, FULL THREAD CONNECTOR SIZE 1.5 FOR SINAMICS S120 MOTOR MODULE BOOKSIZE MOTION-CONNECT 800PLUS TRAILING TYPE UL/CSA DESINA DMAX=13.9 MM LENGTH (M) = 0 + 30 + 2 + 0 | 937 | TEM | 1 | MC | 10.132 | 1
6FX80025DS311DF0 | POWER CABLE, PREASSEMBLED TYPE: 6FX8002-5DS31 4X2.5 + (2X1.5)C C, FULL THREAD CONNECTOR SIZE 1.5 FOR SINAMICS S120 MOTOR MODULE BOOKSIZE MOTION-CONNECT 800PLUS TRAILING TYPE UL/CSA DESINA DMAX=13.9 MM LENGTH (M) = 0 + 30 + 5 + 0 | 993 | TEM | 1 | MC | 11.038 | 1
6FX80025DS311DJ0 | POWER CABLE, PREASSEMBLED TYPE: 6FX8002-5DS31 4X2.5 + (2X1.5)C C, FULL THREAD CONNECTOR SIZE 1.5 FOR SINAMICS S120 MOTOR MODULE BOOKSIZE MOTION-CONNECT 800PLUS TRAILING TYPE UL/CSA DESINA DMAX=13.9 MM LENGTH (M) = 0 + 30 + 8 + 0 | 1049 | TEM | 1 | MC | 11.944 | 1
6FX80025DS311EA0 | POWER CABLE, PREASSEMBLED TYPE: 6FX8002-5DS31 4X2.5 + (2X1.5)C C, FULL THREAD CONNECTOR SIZE 1.5 FOR SINAMICS S120 MOTOR MODULE BOOKSIZE MOTION-CONNECT 800PLUS TRAILING TYPE UL/CSA DESINA DMAX=13.9 MM LENGTH (M) = 0 + 40 + 0 + 0 | 1086 | TEM | 1 | MC | 12.548 | 1
6FX80025DS311EC0 | POWER CABLE, PREASSEMBLED TYPE: 6FX8002-5DS31 4X2.5 + (2X1.5)C C, FULL THREAD CONNECTOR SIZE 1.5 FOR SINAMICS S120 MOTOR MODULE BOOKSIZE MOTION-CONNECT 800PLUS TRAILING TYPE UL/CSA DESINA DMAX=13.9 MM LENGTH (M) = 0 + 40 + 2 + 0 | 1123 | TEM | 1 | MC | 13.152 | 1
6FX80025DS311EF0 | POWER CABLE, PREASSEMBLED TYPE: 6FX8002-5DS31 4X2.5 + (2X1.5)C C, FULL THREAD CONNECTOR SIZE 1.5 FOR SINAMICS S120 MOTOR MODULE BOOKSIZE MOTION-CONNECT 800PLUS TRAILING TYPE UL/CSA DESINA DMAX=13.9 MM LENGTH (M) = 0 + 40 + 5 + 0 | 1179 | TEM | 1 | MC | 14.058 | 1
6FX80025DS311FA0 | POWER CABLE, PREASSEMBLED TYPE: 6FX8002-5DS31 4X2.5 + (2X1.5)C C, FULL THREAD CONNECTOR SIZE 1.5 FOR SINAMICS S120 MOTOR MODULE BOOKSIZE MOTION-CONNECT 800PLUS TRAILING TYPE UL/CSA DESINA DMAX=13.9 MM LENGTH (M) = 0 + 50 + 0 + 0 | 1273 | TEM | 1 | MC | 15.568 | 1
6FX80025DS311FF0 | POWER CABLE, PREASSEMBLED TYPE: 6FX8002-5DS31 4X2.5 + (2X1.5)C C, FULL THREAD CONNECTOR SIZE 1.5 FOR SINAMICS S120 MOTOR MODULE BOOKSIZE MOTION-CONNECT 800PLUS TRAILING TYPE UL/CSA DESINA DMAX=13.9 MM LENGTH (M) = 0 + 50 + 5 + 0 | 1367 | TEM | 1 | MC | 17.078 | 1
6FX80025DS311GA0 | POWER CABLE, PREASSEMBLED TYPE: 6FX8002-5DS31 4X2.5 + (2X1.5)C C, FULL THREAD CONNECTOR SIZE 1.5 FOR SINAMICS S120 MOTOR MODULE BOOKSIZE MOTION-CONNECT 800PLUS TRAILING TYPE UL/CSA DESINA DMAX=13.9 MM LENGTH (M) = 0 + 60 + 0 + 0 | 1459 | TEM | 1 | MC | 18.588 | 1
6FX80025DS311GF0 | POWER CABLE, PREASSEMBLED TYPE: 6FX8002-5DS31 4X2.5 + (2X1.5)C C, FULL THREAD CONNECTOR SIZE 1.5 FOR SINAMICS S120 MOTOR MODULE BOOKSIZE MOTION-CONNECT 800PLUS TRAILING TYPE UL/CSA DESINA DMAX=13.9 MM LENGTH (M) = 0 + 60 + 5 + 0 | 1553 | TEM | 1 | MC | 20.098 | 1
6FX80025DS311GG0 | POWER CABLE, PREASSEMBLED TYPE: 6FX8002-5DS31 4X2.5 + (2X1.5)C C, FULL THREAD CONNECTOR SIZE 1.5 FOR SINAMICS S120 MOTOR MODULE BOOKSIZE MOTION-CONNECT 800PLUS TRAILING TYPE UL/CSA DESINA DMAX=13.9 MM LENGTH (M) = 0 + 60 + 6 + 0 | 1571 | TEM | 1 | MC | 20.4 | 1
6FX80025DS311HA0 | POWER CABLE, PREASSEMBLED TYPE: 6FX8002-5DS31 4X2.5 + (2X1.5)C C, FULL THREAD CONNECTOR SIZE 1.5 FOR SINAMICS S120 MOTOR MODULE BOOKSIZE MOTION-CONNECT 800PLUS TRAILING TYPE UL/CSA DESINA DMAX=13.9 MM LENGTH (M) = 0 + 70 + 0 + 0 | 1647 | TEM | 1 | MC | 21.608 | 1
6FX80025DS311HF0 | POWER CABLE, PREASSEMBLED TYPE: 6FX8002-5DS31 4X2.5 + (2X1.5)C C, FULL THREAD CONNECTOR SIZE 1.5 FOR SINAMICS S120 MOTOR MODULE BOOKSIZE MOTION-CONNECT 800PLUS TRAILING TYPE UL/CSA DESINA DMAX=13.9 MM LENGTH (M) = 0 + 70 + 5 + 0 | 1741 | TEM | 1 | MC | 23.118 | 1
6FX80025DS311JA0 | POWER CABLE, PREASSEMBLED TYPE: 6FX8002-5DS31 4X2.5 + (2X1.5)C C, FULL THREAD CONNECTOR SIZE 1.5 FOR SINAMICS S120 MOTOR MODULE BOOKSIZE MOTION-CONNECT 800PLUS TRAILING TYPE UL/CSA DESINA DMAX=13.9 MM LENGTH (M) = 0 + 80 + 0 + 0 | 1833 | TEM | 1 | MC | 24.628 | 1
6FX80025DS311JF0 | POWER CABLE, PREASSEMBLED TYPE: 6FX8002-5DS31 4X2.5 + (2X1.5)C C, FULL THREAD CONNECTOR SIZE 1.5 FOR SINAMICS S120 MOTOR MODULE BOOKSIZE MOTION-CONNECT 800PLUS TRAILING TYPE UL/CSA DESINA DMAX=13.9 MM LENGTH (M) = 0 + 80 + 5 + 0 | 1927 | TEM | 1 | MC | 26.138 | 1
6FX80025DS311KA0 | POWER CABLE, PREASSEMBLED TYPE: 6FX8002-5DS31 4X2.5 + (2X1.5)C C, FULL THREAD CONNECTOR SIZE 1.5 FOR SINAMICS S120 MOTOR MODULE BOOKSIZE MOTION-CONNECT 800PLUS TRAILING TYPE UL/CSA DESINA DMAX=13.9 MM LENGTH (M) = 0 + 90 + 0 + 0 | 2021 | TEM | 1 | MC | 27.648 | 1
6FX80025DS311KF0 | POWER CABLE, PREASSEMBLED TYPE: 6FX8002-5DS31 4X2.5 + (2X1.5)C C, FULL THREAD CONNECTOR SIZE 1.5 FOR SINAMICS S120 MOTOR MODULE BOOKSIZE MOTION-CONNECT 800PLUS TRAILING TYPE UL/CSA DESINA DMAX=13.9 MM LENGTH (M) = 0 + 90 + 5 + 0 | 2115 | TEM | 1 | MC | 29.158 | 1
6FX80025DS411AA0 | POWER CABLE, PREASSEMBLED TYPE: 6FX8002-5DS41 4X4 + (2X1.5)C C CONNECTOR FULL THREAD SIZE 1.5 FOR SINAMICS S120 MOTOR MODULE MOTION-CONNECT 800PLUS TRAILING TYPE UL/CSA DESINA DMAX=15.2 MM LENGTH (M) = 0 + 0 + 0 + 0 | 338 | TEM | 1 | MC | 0.452 | 1
6FX80025DS411AB2 | POWER CABLE, PREASSEMBLED TYPE: 6FX8002-5DS41 4X4 + (2X1.5)C C CONNECTOR FULL THREAD SIZE 1.5 FOR SINAMICS S120 MOTOR MODULE MOTION-CONNECT 800PLUS TRAILING TYPE UL/CSA DESINA DMAX=15.2 MM LENGTH (M) = 0 + 0 + 1 + 0,2 | 383 | TEM | 1 | MC | 0.928 | 1
6FX80025DS411AC0 | POWER CABLE, PREASSEMBLED TYPE: 6FX8002-5DS41 4X4 + (2X1.5)C C CONNECTOR FULL THREAD SIZE 1.5 FOR SINAMICS S120 MOTOR MODULE MOTION-CONNECT 800PLUS TRAILING TYPE UL/CSA DESINA DMAX=15.2 MM LENGTH (M) = 0 + 0 + 2 + 0 | 383 | TEM | 1 | MC | 1.246 | 1
6FX80025DS411AC3 | POWER CABLE, PREASSEMBLED TYPE: 6FX8002-5DS41 4X4 + (2X1.5)C C CONNECTOR FULL THREAD SIZE 1.5 FOR SINAMICS S120 MOTOR MODULE MOTION-CONNECT 800PLUS TRAILING TYPE UL/CSA DESINA DMAX=15.2 MM LENGTH (M) = 0 + 0 + 2 + 0,3 | 406 | TEM | 1 | MC | 1.365 | 1
6FX80025DS411AC4 | POWER CABLE, PREASSEMBLED TYPE: 6FX8002-5DS41 4X4 + (2X1.5)C C CONNECTOR FULL THREAD SIZE 1.5 FOR SINAMICS S120 MOTOR MODULE MOTION-CONNECT 800PLUS TRAILING TYPE UL/CSA DESINA DMAX=15.2 MM LENGTH (M) = 0 + 0 + 2 + 0,4 | 406 | TEM | 1 | MC | 1.405 | 1
6FX80025DS411AC5 | POWER CABLE, PREASSEMBLED TYPE: 6FX8002-5DS41 4X4 + (2X1.5)C C CONNECTOR FULL THREAD SIZE 1.5 FOR SINAMICS S120 MOTOR MODULE MOTION-CONNECT 800PLUS TRAILING TYPE UL/CSA DESINA DMAX=15.2 MM LENGTH (M) = 0 + 0 + 2 + 0,5 | 406 | TEM | 1 | MC | 1.445 | 1
6FX80025DS411AC8 | POWER CABLE, PREASSEMBLED TYPE: 6FX8002-5DS41 4X4 + (2X1.5)C C CONNECTOR FULL THREAD SIZE 1.5 FOR SINAMICS S120 MOTOR MODULE MOTION-CONNECT 800PLUS TRAILING TYPE UL/CSA DESINA DMAX=15.2 MM LENGTH (M) = 0 + 0 + 2 + 0,8 | 406 | TEM | 1 | MC | 1.564 | 1
6FX80025DS411AD0 | POWER CABLE, PREASSEMBLED TYPE: 6FX8002-5DS41 4X4 + (2X1.5)C C CONNECTOR FULL THREAD SIZE 1.5 FOR SINAMICS S120 MOTOR MODULE MOTION-CONNECT 800PLUS TRAILING TYPE UL/CSA DESINA DMAX=15.2 MM LENGTH (M) = 0 + 0 + 3 + 0 | 406 | TEM | 1 | MC | 1.643 | 1
6FX80025DS411AD5 | POWER CABLE, PREASSEMBLED TYPE: 6FX8002-5DS41 4X4 + (2X1.5)C C CONNECTOR FULL THREAD SIZE 1.5 FOR SINAMICS S120 MOTOR MODULE MOTION-CONNECT 800PLUS TRAILING TYPE UL/CSA DESINA DMAX=15.2 MM LENGTH (M) = 0 + 0 + 3 + 0,5 | 429 | TEM | 1 | MC | 1.842 | 1
6FX80025DS411AD8 | POWER CABLE, PREASSEMBLED TYPE: 6FX8002-5DS41 4X4 + (2X1.5)C C CONNECTOR FULL THREAD SIZE 1.5 FOR SINAMICS S120 MOTOR MODULE MOTION-CONNECT 800PLUS TRAILING TYPE UL/CSA DESINA DMAX=15.2 MM LENGTH (M) = 0 + 0 + 3 + 0,8 | 429 | TEM | 1 | MC | 1.961 | 1
6FX80025DS411AE0 | POWER CABLE, PREASSEMBLED TYPE: 6FX8002-5DS41 4X4 + (2X1.5)C C CONNECTOR FULL THREAD SIZE 1.5 FOR SINAMICS S120 MOTOR MODULE MOTION-CONNECT 800PLUS TRAILING TYPE UL/CSA DESINA DMAX=15.2 MM LENGTH (M) = 0 + 0 + 4 + 0 | 429 | TEM | 1 | MC | 2.04 | 1
6FX80025DS411AF0 | POWER CABLE, PREASSEMBLED TYPE: 6FX8002-5DS41 4X4 + (2X1.5)C C CONNECTOR FULL THREAD SIZE 1.5 FOR SINAMICS S120 MOTOR MODULE MOTION-CONNECT 800PLUS TRAILING TYPE UL/CSA DESINA DMAX=15.2 MM LENGTH (M) = 0 + 0 + 5 + 0 | 451 | TEM | 1 | MC | 2.437 | 1
6FX80025DS411AG5 | POWER CABLE, PREASSEMBLED TYPE: 6FX8002-5DS41 4X4 + (2X1.5)C C CONNECTOR FULL THREAD SIZE 1.5 FOR SINAMICS S120 MOTOR MODULE MOTION-CONNECT 800PLUS TRAILING TYPE UL/CSA DESINA DMAX=15.2 MM LENGTH (M) = 0 + 0 + 6 + 0,5 | 497 | TEM | 1 | MC | 3.033 | 1
6FX80025DS411AH0 | POWER CABLE, PREASSEMBLED TYPE: 6FX8002-5DS41 4X4 + (2X1.5)C C CONNECTOR FULL THREAD SIZE 1.5 FOR SINAMICS S120 MOTOR MODULE MOTION-CONNECT 800PLUS TRAILING TYPE UL/CSA DESINA DMAX=15.2 MM LENGTH (M) = 0 + 0 + 7 + 0 | 497 | TEM | 1 | MC | 3.231 | 1
6FX80025DS411AJ0 | POWER CABLE, PREASSEMBLED TYPE: 6FX8002-5DS41 4X4 + (2X1.5)C C CONNECTOR FULL THREAD SIZE 1.5 FOR SINAMICS S120 MOTOR MODULE MOTION-CONNECT 800PLUS TRAILING TYPE UL/CSA DESINA DMAX=15.2 MM LENGTH (M) = 0 + 0 + 8 + 0 | 520 | TEM | 1 | MC | 3.628 | 1
6FX80025DS411AJ5 | POWER CABLE, PREASSEMBLED TYPE: 6FX8002-5DS41 4X4 + (2X1.5)C C CONNECTOR FULL THREAD SIZE 1.5 FOR SINAMICS S120 MOTOR MODULE MOTION-CONNECT 800PLUS TRAILING TYPE UL/CSA DESINA DMAX=15.2 MM LENGTH (M) = 0 + 0 + 8 + 0,5 | 542 | TEM | 1 | MC | 3.827 | 1
6FX80025DS411AK0 | POWER CABLE, PREASSEMBLED TYPE: 6FX8002-5DS41 4X4 + (2X1.5)C C CONNECTOR FULL THREAD SIZE 1.5 FOR SINAMICS S120 MOTOR MODULE MOTION-CONNECT 800PLUS TRAILING TYPE UL/CSA DESINA DMAX=15.2 MM LENGTH (M) = 0 + 0 + 9 + 0 | 542 | TEM | 1 | MC | 4.025 | 1
6FX80025DS411AK2 | POWER CABLE, PREASSEMBLED TYPE: 6FX8002-5DS41 4X4 + (2X1.5)C C CONNECTOR FULL THREAD SIZE 1.5 FOR SINAMICS S120 MOTOR MODULE MOTION-CONNECT 800PLUS TRAILING TYPE UL/CSA DESINA DMAX=15.2 MM LENGTH (M) = 0 + 0 + 9 + 0,2 | 565 | TEM | 1 | MC | 4.104 | 1
6FX80025DS411BA0 | POWER CABLE, PREASSEMBLED TYPE: 6FX8002-5DS41 4X4 + (2X1.5)C C CONNECTOR FULL THREAD SIZE 1.5 FOR SINAMICS S120 MOTOR MODULE MOTION-CONNECT 800PLUS TRAILING TYPE UL/CSA DESINA DMAX=15.2 MM LENGTH (M) = 0 + 10 + 0 + 0 | 564 | TEM | 1 | MC | 4.422 | 1
6FX80025DS411BB0 | POWER CABLE, PREASSEMBLED TYPE: 6FX8002-5DS41 4X4 + (2X1.5)C C CONNECTOR FULL THREAD SIZE 1.5 FOR SINAMICS S120 MOTOR MODULE MOTION-CONNECT 800PLUS TRAILING TYPE UL/CSA DESINA DMAX=15.2 MM LENGTH (M) = 0 + 10 + 1 + 0 | 587 | TEM | 1 | MC | 4.819 | 1
6FX80025DS411BC0 | POWER CABLE, PREASSEMBLED TYPE: 6FX8002-5DS41 4X4 + (2X1.5)C C CONNECTOR FULL THREAD SIZE 1.5 FOR SINAMICS S120 MOTOR MODULE MOTION-CONNECT 800PLUS TRAILING TYPE UL/CSA DESINA DMAX=15.2 MM LENGTH (M) = 0 + 10 + 2 + 0 | 610 | TEM | 1 | MC | 5.216 | 1
6FX80025DS411BC5 | POWER CABLE, PREASSEMBLED TYPE: 6FX8002-5DS41 4X4 + (2X1.5)C C CONNECTOR FULL THREAD SIZE 1.5 FOR SINAMICS S120 MOTOR MODULE MOTION-CONNECT 800PLUS TRAILING TYPE UL/CSA DESINA DMAX=15.2 MM LENGTH (M) = 0 + 10 + 2 + 0,5 | 632 | TEM | 1 | MC | 5.415 | 1
6FX80025DS411BD0 | POWER CABLE, PREASSEMBLED TYPE: 6FX8002-5DS41 4X4 + (2X1.5)C C CONNECTOR FULL THREAD SIZE 1.5 FOR SINAMICS S120 MOTOR MODULE MOTION-CONNECT 800PLUS TRAILING TYPE UL/CSA DESINA DMAX=15.2 MM LENGTH (M) = 0 + 10 + 3 + 0 | 632 | TEM | 1 | MC | 5.613 | 1
6FX80025DS411BE0 | POWER CABLE, PREASSEMBLED TYPE: 6FX8002-5DS41 4X4 + (2X1.5)C C CONNECTOR FULL THREAD SIZE 1.5 FOR SINAMICS S120 MOTOR MODULE MOTION-CONNECT 800PLUS TRAILING TYPE UL/CSA DESINA DMAX=15.2 MM LENGTH (M) = 0 + 10 + 4 + 0 | 655 | TEM | 1 | MC | 6.01 | 1
6FX80025DS411BF0 | POWER CABLE, PREASSEMBLED TYPE: 6FX8002-5DS41 4X4 + (2X1.5)C C CONNECTOR FULL THREAD SIZE 1.5 FOR SINAMICS S120 MOTOR MODULE MOTION-CONNECT 800PLUS TRAILING TYPE UL/CSA DESINA DMAX=15.2 MM LENGTH (M) = 0 + 10 + 5 + 0 | 678 | TEM | 1 | MC | 6.407 | 1
6FX80025DS411BH0 | POWER CABLE, PREASSEMBLED TYPE: 6FX8002-5DS41 4X4 + (2X1.5)C C CONNECTOR FULL THREAD SIZE 1.5 FOR SINAMICS S120 MOTOR MODULE MOTION-CONNECT 800PLUS TRAILING TYPE UL/CSA DESINA DMAX=15.2 MM LENGTH (M) = 0 + 10 + 7 + 0 | 723 | TEM | 1 | MC | 7.201 | 1
6FX80025DS411BK0 | POWER CABLE, PREASSEMBLED TYPE: 6FX8002-5DS41 4X4 + (2X1.5)C C CONNECTOR FULL THREAD SIZE 1.5 FOR SINAMICS S120 MOTOR MODULE MOTION-CONNECT 800PLUS TRAILING TYPE UL/CSA DESINA DMAX=15.2 MM LENGTH (M) = 0 + 10 + 9 + 0 | 769 | TEM | 1 | MC | 7.995 | 1
6FX80025DS411CA0 | POWER CABLE, PREASSEMBLED TYPE: 6FX8002-5DS41 4X4 + (2X1.5)C C CONNECTOR FULL THREAD SIZE 1.5 FOR SINAMICS S120 MOTOR MODULE MOTION-CONNECT 800PLUS TRAILING TYPE UL/CSA DESINA DMAX=15.2 MM LENGTH (M) = 0 + 20 + 0 + 0 | 793 | TEM | 1 | MC | 8.392 | 1
6FX80025DS411CB0 | POWER CABLE, PREASSEMBLED TYPE: 6FX8002-5DS41 4X4 + (2X1.5)C C CONNECTOR FULL THREAD SIZE 1.5 FOR SINAMICS S120 MOTOR MODULE MOTION-CONNECT 800PLUS TRAILING TYPE UL/CSA DESINA DMAX=15.2 MM LENGTH (M) = 0 + 20 + 1 + 0 | 816 | TEM | 1 | MC | 8.789 | 1
6FX80025DS411CD0 | POWER CABLE, PREASSEMBLED TYPE: 6FX8002-5DS41 4X4 + (2X1.5)C C CONNECTOR FULL THREAD SIZE 1.5 FOR SINAMICS S120 MOTOR MODULE MOTION-CONNECT 800PLUS TRAILING TYPE UL/CSA DESINA DMAX=15.2 MM LENGTH (M) = 0 + 20 + 3 + 0 | 861 | TEM | 1 | MC | 9.583 | 1
6FX80025DS411CE0 | POWER CABLE, PREASSEMBLED TYPE: 6FX8002-5DS41 4X4 + (2X1.5)C C CONNECTOR FULL THREAD SIZE 1.5 FOR SINAMICS S120 MOTOR MODULE MOTION-CONNECT 800PLUS TRAILING TYPE UL/CSA DESINA DMAX=15.2 MM LENGTH (M) = 0 + 20 + 4 + 0 | 884 | TEM | 1 | MC | 9.98 | 1
6FX80025DS411CF0 | POWER CABLE, PREASSEMBLED TYPE: 6FX8002-5DS41 4X4 + (2X1.5)C C CONNECTOR FULL THREAD SIZE 1.5 FOR SINAMICS S120 MOTOR MODULE MOTION-CONNECT 800PLUS TRAILING TYPE UL/CSA DESINA DMAX=15.2 MM LENGTH (M) = 0 + 20 + 5 + 0 | 906 | TEM | 1 | MC | 10.377 | 1
6FX80025DS411CG0 | POWER CABLE, PREASSEMBLED TYPE: 6FX8002-5DS41 4X4 + (2X1.5)C C CONNECTOR FULL THREAD SIZE 1.5 FOR SINAMICS S120 MOTOR MODULE MOTION-CONNECT 800PLUS TRAILING TYPE UL/CSA DESINA DMAX=15.2 MM LENGTH (M) = 0 + 20 + 6 + 0 | 929 | TEM | 1 | MC | 10.774 | 1
6FX80025DS411CJ0 | POWER CABLE, PREASSEMBLED TYPE: 6FX8002-5DS41 4X4 + (2X1.5)C C CONNECTOR FULL THREAD SIZE 1.5 FOR SINAMICS S120 MOTOR MODULE MOTION-CONNECT 800PLUS TRAILING TYPE UL/CSA DESINA DMAX=15.2 MM LENGTH (M) = 0 + 20 + 8 + 0 | 974 | TEM | 1 | MC | 11.568 | 1
6FX80025DS411DA0 | POWER CABLE, PREASSEMBLED TYPE: 6FX8002-5DS41 4X4 + (2X1.5)C C CONNECTOR FULL THREAD SIZE 1.5 FOR SINAMICS S120 MOTOR MODULE MOTION-CONNECT 800PLUS TRAILING TYPE UL/CSA DESINA DMAX=15.2 MM LENGTH (M) = 0 + 30 + 0 + 0 | 1019 | TEM | 1 | MC | 12.362 | 1
6FX80025DS411DD0 | POWER CABLE, PREASSEMBLED TYPE: 6FX8002-5DS41 4X4 + (2X1.5)C C CONNECTOR FULL THREAD SIZE 1.5 FOR SINAMICS S120 MOTOR MODULE MOTION-CONNECT 800PLUS TRAILING TYPE UL/CSA DESINA DMAX=15.2 MM LENGTH (M) = 0 + 30 + 3 + 0 | 1087 | TEM | 1 | MC | 13.553 | 1
6FX80025DS411DF0 | POWER CABLE, PREASSEMBLED TYPE: 6FX8002-5DS41 4X4 + (2X1.5)C C CONNECTOR FULL THREAD SIZE 1.5 FOR SINAMICS S120 MOTOR MODULE MOTION-CONNECT 800PLUS TRAILING TYPE UL/CSA DESINA DMAX=15.2 MM LENGTH (M) = 0 + 30 + 5 + 0 | 1133 | TEM | 1 | MC | 14.347 | 1
6FX80025DS411DG0 | POWER CABLE, PREASSEMBLED TYPE: 6FX8002-5DS41 4X4 + (2X1.5)C C CONNECTOR FULL THREAD SIZE 1.5 FOR SINAMICS S120 MOTOR MODULE MOTION-CONNECT 800PLUS TRAILING TYPE UL/CSA DESINA DMAX=15.2 MM LENGTH (M) = 0 + 30 + 6 + 0 | 1156 | TEM | 1 | MC | 14.744 | 1
6FX80025DS411DH0 | POWER CABLE, PREASSEMBLED TYPE: 6FX8002-5DS41 4X4 + (2X1.5)C C CONNECTOR FULL THREAD SIZE 1.5 FOR SINAMICS S120 MOTOR MODULE MOTION-CONNECT 800PLUS TRAILING TYPE UL/CSA DESINA DMAX=15.2 MM LENGTH (M) = 0 + 30 + 7 + 0 | 1178 | TEM | 1 | MC | 15.141 | 1
6FX80025DS411DJ0 | POWER CABLE, PREASSEMBLED TYPE: 6FX8002-5DS41 4X4 + (2X1.5)C C CONNECTOR FULL THREAD SIZE 1.5 FOR SINAMICS S120 MOTOR MODULE MOTION-CONNECT 800PLUS TRAILING TYPE UL/CSA DESINA DMAX=15.2 MM LENGTH (M) = 0 + 30 + 8 + 0 | 1201 | TEM | 1 | MC | 15.538 | 1
6FX80025DS411EA0 | POWER CABLE, PREASSEMBLED TYPE: 6FX8002-5DS41 4X4 + (2X1.5)C C CONNECTOR FULL THREAD SIZE 1.5 FOR SINAMICS S120 MOTOR MODULE MOTION-CONNECT 800PLUS TRAILING TYPE UL/CSA DESINA DMAX=15.2 MM LENGTH (M) = 0 + 40 + 0 + 0 | 1246 | TEM | 1 | MC | 16.332 | 1
6FX80025DS411EF0 | POWER CABLE, PREASSEMBLED TYPE: 6FX8002-5DS41 4X4 + (2X1.5)C C CONNECTOR FULL THREAD SIZE 1.5 FOR SINAMICS S120 MOTOR MODULE MOTION-CONNECT 800PLUS TRAILING TYPE UL/CSA DESINA DMAX=15.2 MM LENGTH (M) = 0 + 40 + 5 + 0 | 1359 | TEM | 1 | MC | 18.317 | 1
6FX80025DS411FA0 | POWER CABLE, PREASSEMBLED TYPE: 6FX8002-5DS41 4X4 + (2X1.5)C C CONNECTOR FULL THREAD SIZE 1.5 FOR SINAMICS S120 MOTOR MODULE MOTION-CONNECT 800PLUS TRAILING TYPE UL/CSA DESINA DMAX=15.2 MM LENGTH (M) = 0 + 50 + 0 + 0 | 1472 | TEM | 1 | MC | 20.302 | 1
6FX80025DS411FF0 | POWER CABLE, PREASSEMBLED TYPE: 6FX8002-5DS41 4X4 + (2X1.5)C C CONNECTOR FULL THREAD SIZE 1.5 FOR SINAMICS S120 MOTOR MODULE MOTION-CONNECT 800PLUS TRAILING TYPE UL/CSA DESINA DMAX=15.2 MM LENGTH (M) = 0 + 50 + 5 + 0 | 1586 | TEM | 1 | MC | 22.287 | 1
6FX80025DS411GA0 | POWER CABLE, PREASSEMBLED TYPE: 6FX8002-5DS41 4X4 + (2X1.5)C C CONNECTOR FULL THREAD SIZE 1.5 FOR SINAMICS S120 MOTOR MODULE MOTION-CONNECT 800PLUS TRAILING TYPE UL/CSA DESINA DMAX=15.2 MM LENGTH (M) = 0 + 60 + 0 + 0 | 1701 | TEM | 1 | MC | 24.272 | 1
6FX80025DS411GF0 | POWER CABLE, PREASSEMBLED TYPE: 6FX8002-5DS41 4X4 + (2X1.5)C C CONNECTOR FULL THREAD SIZE 1.5 FOR SINAMICS S120 MOTOR MODULE MOTION-CONNECT 800PLUS TRAILING TYPE UL/CSA DESINA DMAX=15.2 MM LENGTH (M) = 0 + 60 + 5 + 0 | 1814 | TEM | 1 | MC | 26.257 | 1
6FX80025DS411HA0 | POWER CABLE, PREASSEMBLED TYPE: 6FX8002-5DS41 4X4 + (2X1.5)C C CONNECTOR FULL THREAD SIZE 1.5 FOR SINAMICS S120 MOTOR MODULE MOTION-CONNECT 800PLUS TRAILING TYPE UL/CSA DESINA DMAX=15.2 MM LENGTH (M) = 0 + 70 + 0 + 0 | 1927 | TEM | 1 | MC | 28.242 | 1
6FX80025DS411HF0 | POWER CABLE, PREASSEMBLED TYPE: 6FX8002-5DS41 4X4 + (2X1.5)C C CONNECTOR FULL THREAD SIZE 1.5 FOR SINAMICS S120 MOTOR MODULE MOTION-CONNECT 800PLUS TRAILING TYPE UL/CSA DESINA DMAX=15.2 MM LENGTH (M) = 0 + 70 + 5 + 0 | 2040 | TEM | 1 | MC | 30.227 | 1
6FX80025DS411JA0 | POWER CABLE, PREASSEMBLED TYPE: 6FX8002-5DS41 4X4 + (2X1.5)C C CONNECTOR FULL THREAD SIZE 1.5 FOR SINAMICS S120 MOTOR MODULE MOTION-CONNECT 800PLUS TRAILING TYPE UL/CSA DESINA DMAX=15.2 MM LENGTH (M) = 0 + 80 + 0 + 0 | 2153 | TEM | 1 | MC | 32.212 | 1
6FX80025DS411JF0 | POWER CABLE, PREASSEMBLED TYPE: 6FX8002-5DS41 4X4 + (2X1.5)C C CONNECTOR FULL THREAD SIZE 1.5 FOR SINAMICS S120 MOTOR MODULE MOTION-CONNECT 800PLUS TRAILING TYPE UL/CSA DESINA DMAX=15.2 MM LENGTH (M) = 0 + 80 + 5 + 0 | 2267 | TEM | 1 | MC | 34.197 | 1
6FX80025DS411KA0 | POWER CABLE, PREASSEMBLED TYPE: 6FX8002-5DS41 4X4 + (2X1.5)C C CONNECTOR FULL THREAD SIZE 1.5 FOR SINAMICS S120 MOTOR MODULE MOTION-CONNECT 800PLUS TRAILING TYPE UL/CSA DESINA DMAX=15.2 MM LENGTH (M) = 0 + 90 + 0 + 0 | 2380 | TEM | 1 | MC | 36.182 | 1
6FX80025DS411KF0 | POWER CABLE, PREASSEMBLED TYPE: 6FX8002-5DS41 4X4 + (2X1.5)C C CONNECTOR FULL THREAD SIZE 1.5 FOR SINAMICS S120 MOTOR MODULE MOTION-CONNECT 800PLUS TRAILING TYPE UL/CSA DESINA DMAX=15.2 MM LENGTH (M) = 0 + 90 + 5 + 0 | 2493 | TEM | 1 | MC | 38.167 | 1
6FX80025DS412AA0 | POWER CABLE, PREASSEMBLED TYPE: 6FX8002-5DS41 4X4 + (2X1.5)C C CONNECTOR FULL THREAD SIZE 1.5 FOR SINAMICS S120 MOTOR MODULE MOTION-CONNECT 800PLUS TRAILING TYPE UL/CSA DESINA DMAX=15.2 MM LENGTH (M) = 100 + 0 + 0 + 0 | 2602 | TEM | 1 | MC | 40.152 | 1
6FX80025DS511AD0 | POWER CABLE, PREASSEMBLED TYPE: 6FX8002-5DS51 4X6 + (2X1.5)C C CONNECTOR FULL THREAD SIZE 1.5 FOR SINAMICS S120 MOTOR MODULE MOTION-CONNECT 800PLUS TRAILING TYPE UL/CSA DESINA DMAX=17.3 MM LENGTH (M) = 0 + 0 + 3 + 0 | 430 | TEM | 1 | MC | 1.972 | 1
6FX80025DS511AE0 | POWER CABLE, PREASSEMBLED TYPE: 6FX8002-5DS51 4X6 + (2X1.5)C C CONNECTOR FULL THREAD SIZE 1.5 FOR SINAMICS S120 MOTOR MODULE MOTION-CONNECT 800PLUS TRAILING TYPE UL/CSA DESINA DMAX=17.3 MM LENGTH (M) = 0 + 0 + 4 + 0 | 458 | TEM | 1 | MC | 2.499 | 1
6FX80025DS511AF0 | POWER CABLE, PREASSEMBLED TYPE: 6FX8002-5DS51 4X6 + (2X1.5)C C CONNECTOR FULL THREAD SIZE 1.5 FOR SINAMICS S120 MOTOR MODULE MOTION-CONNECT 800PLUS TRAILING TYPE UL/CSA DESINA DMAX=17.3 MM LENGTH (M) = 0 + 0 + 5 + 0 | 486 | TEM | 1 | MC | 3.026 | 1
6FX80025DS511AH0 | POWER CABLE, PREASSEMBLED TYPE: 6FX8002-5DS51 4X6 + (2X1.5)C C CONNECTOR FULL THREAD SIZE 1.5 FOR SINAMICS S120 MOTOR MODULE MOTION-CONNECT 800PLUS TRAILING TYPE UL/CSA DESINA DMAX=17.3 MM LENGTH (M) = 0 + 0 + 7 + 0 | 543 | TEM | 1 | MC | 4.08 | 1
6FX80025DS511AH5 | POWER CABLE, PREASSEMBLED TYPE: 6FX8002-5DS51 4X6 + (2X1.5)C C CONNECTOR FULL THREAD SIZE 1.5 FOR SINAMICS S120 MOTOR MODULE MOTION-CONNECT 800PLUS TRAILING TYPE UL/CSA DESINA DMAX=17.3 MM LENGTH (M) = 0 + 0 + 7 + 0,5 | 572 | TEM | 1 | MC | 4.344 | 1
6FX80025DS511AJ0 | POWER CABLE, PREASSEMBLED TYPE: 6FX8002-5DS51 4X6 + (2X1.5)C C CONNECTOR FULL THREAD SIZE 1.5 FOR SINAMICS S120 MOTOR MODULE MOTION-CONNECT 800PLUS TRAILING TYPE UL/CSA DESINA DMAX=17.3 MM LENGTH (M) = 0 + 0 + 8 + 0 | 571 | TEM | 1 | MC | 4.607 | 1
6FX80025DS511BA0 | POWER CABLE, PREASSEMBLED TYPE: 6FX8002-5DS51 4X6 + (2X1.5)C C CONNECTOR FULL THREAD SIZE 1.5 FOR SINAMICS S120 MOTOR MODULE MOTION-CONNECT 800PLUS TRAILING TYPE UL/CSA DESINA DMAX=17.3 MM LENGTH (M) = 0 + 10 + 0 + 0 | 628 | TEM | 1 | MC | 5.661 | 1
6FX80025DS511BB0 | POWER CABLE, PREASSEMBLED TYPE: 6FX8002-5DS51 4X6 + (2X1.5)C C CONNECTOR FULL THREAD SIZE 1.5 FOR SINAMICS S120 MOTOR MODULE MOTION-CONNECT 800PLUS TRAILING TYPE UL/CSA DESINA DMAX=17.3 MM LENGTH (M) = 0 + 10 + 1 + 0 | 657 | TEM | 1 | MC | 6.188 | 1
6FX80025DS511BC0 | POWER CABLE, PREASSEMBLED TYPE: 6FX8002-5DS51 4X6 + (2X1.5)C C CONNECTOR FULL THREAD SIZE 1.5 FOR SINAMICS S120 MOTOR MODULE MOTION-CONNECT 800PLUS TRAILING TYPE UL/CSA DESINA DMAX=17.3 MM LENGTH (M) = 0 + 10 + 2 + 0 | 685 | TEM | 1 | MC | 6.715 | 1
6FX80025DS511BD0 | POWER CABLE, PREASSEMBLED TYPE: 6FX8002-5DS51 4X6 + (2X1.5)C C CONNECTOR FULL THREAD SIZE 1.5 FOR SINAMICS S120 MOTOR MODULE MOTION-CONNECT 800PLUS TRAILING TYPE UL/CSA DESINA DMAX=17.3 MM LENGTH (M) = 0 + 10 + 3 + 0 | 714 | TEM | 1 | MC | 7.242 | 1
6FX80025DS511BE0 | POWER CABLE, PREASSEMBLED TYPE: 6FX8002-5DS51 4X6 + (2X1.5)C C CONNECTOR FULL THREAD SIZE 1.5 FOR SINAMICS S120 MOTOR MODULE MOTION-CONNECT 800PLUS TRAILING TYPE UL/CSA DESINA DMAX=17.3 MM LENGTH (M) = 0 + 10 + 4 + 0 | 742 | TEM | 1 | MC | 7.769 | 1
6FX80025DS511BF0 | POWER CABLE, PREASSEMBLED TYPE: 6FX8002-5DS51 4X6 + (2X1.5)C C CONNECTOR FULL THREAD SIZE 1.5 FOR SINAMICS S120 MOTOR MODULE MOTION-CONNECT 800PLUS TRAILING TYPE UL/CSA DESINA DMAX=17.3 MM LENGTH (M) = 0 + 10 + 5 + 0 | 770 | TEM | 1 | MC | 8.296 | 1
6FX80025DS511BH0 | POWER CABLE, PREASSEMBLED TYPE: 6FX8002-5DS51 4X6 + (2X1.5)C C CONNECTOR FULL THREAD SIZE 1.5 FOR SINAMICS S120 MOTOR MODULE MOTION-CONNECT 800PLUS TRAILING TYPE UL/CSA DESINA DMAX=17.3 MM LENGTH (M) = 0 + 10 + 7 + 0 | 827 | TEM | 1 | MC | 9.35 | 1
6FX80025DS511BJ0 | POWER CABLE, PREASSEMBLED TYPE: 6FX8002-5DS51 4X6 + (2X1.5)C C CONNECTOR FULL THREAD SIZE 1.5 FOR SINAMICS S120 MOTOR MODULE MOTION-CONNECT 800PLUS TRAILING TYPE UL/CSA DESINA DMAX=17.3 MM LENGTH (M) = 0 + 10 + 8 + 0 | 855 | TEM | 1 | MC | 9.877 | 1
6FX80025DS511BK0 | POWER CABLE, PREASSEMBLED TYPE: 6FX8002-5DS51 4X6 + (2X1.5)C C CONNECTOR FULL THREAD SIZE 1.5 FOR SINAMICS S120 MOTOR MODULE MOTION-CONNECT 800PLUS TRAILING TYPE UL/CSA DESINA DMAX=17.3 MM LENGTH (M) = 0 + 10 + 9 + 0 | 885 | TEM | 1 | MC | 10.404 | 1
6FX80025DS511CA0 | POWER CABLE, PREASSEMBLED TYPE: 6FX8002-5DS51 4X6 + (2X1.5)C C CONNECTOR FULL THREAD SIZE 1.5 FOR SINAMICS S120 MOTOR MODULE MOTION-CONNECT 800PLUS TRAILING TYPE UL/CSA DESINA DMAX=17.3 MM LENGTH (M) = 0 + 20 + 0 + 0 | 913 | TEM | 1 | MC | 10.931 | 1
6FX80025DS511CC0 | POWER CABLE, PREASSEMBLED TYPE: 6FX8002-5DS51 4X6 + (2X1.5)C C CONNECTOR FULL THREAD SIZE 1.5 FOR SINAMICS S120 MOTOR MODULE MOTION-CONNECT 800PLUS TRAILING TYPE UL/CSA DESINA DMAX=17.3 MM LENGTH (M) = 0 + 20 + 2 + 0 | 969 | TEM | 1 | MC | 11.985 | 1
6FX80025DS511CD0 | POWER CABLE, PREASSEMBLED TYPE: 6FX8002-5DS51 4X6 + (2X1.5)C C CONNECTOR FULL THREAD SIZE 1.5 FOR SINAMICS S120 MOTOR MODULE MOTION-CONNECT 800PLUS TRAILING TYPE UL/CSA DESINA DMAX=17.3 MM LENGTH (M) = 0 + 20 + 3 + 0 | 998 | TEM | 1 | MC | 12.512 | 1
6FX80025DS511CF0 | POWER CABLE, PREASSEMBLED TYPE: 6FX8002-5DS51 4X6 + (2X1.5)C C CONNECTOR FULL THREAD SIZE 1.5 FOR SINAMICS S120 MOTOR MODULE MOTION-CONNECT 800PLUS TRAILING TYPE UL/CSA DESINA DMAX=17.3 MM LENGTH (M) = 0 + 20 + 5 + 0 | 1054 | TEM | 1 | MC | 13.566 | 1
6FX80025DS511CH0 | POWER CABLE, PREASSEMBLED TYPE: 6FX8002-5DS51 4X6 + (2X1.5)C C CONNECTOR FULL THREAD SIZE 1.5 FOR SINAMICS S120 MOTOR MODULE MOTION-CONNECT 800PLUS TRAILING TYPE UL/CSA DESINA DMAX=17.3 MM LENGTH (M) = 0 + 20 + 7 + 0 | 1111 | TEM | 1 | MC | 14.62 | 1
6FX80025DS511CJ0 | POWER CABLE, PREASSEMBLED TYPE: 6FX8002-5DS51 4X6 + (2X1.5)C C CONNECTOR FULL THREAD SIZE 1.5 FOR SINAMICS S120 MOTOR MODULE MOTION-CONNECT 800PLUS TRAILING TYPE UL/CSA DESINA DMAX=17.3 MM LENGTH (M) = 0 + 20 + 8 + 0 | 1139 | TEM | 1 | MC | 15.147 | 1
6FX80025DS511CK0 | POWER CABLE, PREASSEMBLED TYPE: 6FX8002-5DS51 4X6 + (2X1.5)C C CONNECTOR FULL THREAD SIZE 1.5 FOR SINAMICS S120 MOTOR MODULE MOTION-CONNECT 800PLUS TRAILING TYPE UL/CSA DESINA DMAX=17.3 MM LENGTH (M) = 0 + 20 + 9 + 0 | 1169 | TEM | 1 | MC | 15.674 | 1
6FX80025DS511DA0 | POWER CABLE, PREASSEMBLED TYPE: 6FX8002-5DS51 4X6 + (2X1.5)C C CONNECTOR FULL THREAD SIZE 1.5 FOR SINAMICS S120 MOTOR MODULE MOTION-CONNECT 800PLUS TRAILING TYPE UL/CSA DESINA DMAX=17.3 MM LENGTH (M) = 0 + 30 + 0 + 0 | 1197 | TEM | 1 | MC | 16.201 | 1
6FX80025DS511DC0 | POWER CABLE, PREASSEMBLED TYPE: 6FX8002-5DS51 4X6 + (2X1.5)C C CONNECTOR FULL THREAD SIZE 1.5 FOR SINAMICS S120 MOTOR MODULE MOTION-CONNECT 800PLUS TRAILING TYPE UL/CSA DESINA DMAX=17.3 MM LENGTH (M) = 0 + 30 + 2 + 0 | 1253 | TEM | 1 | MC | 17.255 | 1
6FX80025DS511DE0 | POWER CABLE, PREASSEMBLED TYPE: 6FX8002-5DS51 4X6 + (2X1.5)C C CONNECTOR FULL THREAD SIZE 1.5 FOR SINAMICS S120 MOTOR MODULE MOTION-CONNECT 800PLUS TRAILING TYPE UL/CSA DESINA DMAX=17.3 MM LENGTH (M) = 0 + 30 + 4 + 0 | 1310 | TEM | 1 | MC | 18.309 | 1
6FX80025DS511DF0 | POWER CABLE, PREASSEMBLED TYPE: 6FX8002-5DS51 4X6 + (2X1.5)C C CONNECTOR FULL THREAD SIZE 1.5 FOR SINAMICS S120 MOTOR MODULE MOTION-CONNECT 800PLUS TRAILING TYPE UL/CSA DESINA DMAX=17.3 MM LENGTH (M) = 0 + 30 + 5 + 0 | 1339 | TEM | 1 | MC | 18.836 | 1
6FX80025DS511DG0 | POWER CABLE, PREASSEMBLED TYPE: 6FX8002-5DS51 4X6 + (2X1.5)C C CONNECTOR FULL THREAD SIZE 1.5 FOR SINAMICS S120 MOTOR MODULE MOTION-CONNECT 800PLUS TRAILING TYPE UL/CSA DESINA DMAX=17.3 MM LENGTH (M) = 0 + 30 + 6 + 0 | 1367 | TEM | 1 | MC | 19.363 | 1
6FX80025DS511DJ0 | POWER CABLE, PREASSEMBLED TYPE: 6FX8002-5DS51 4X6 + (2X1.5)C C CONNECTOR FULL THREAD SIZE 1.5 FOR SINAMICS S120 MOTOR MODULE MOTION-CONNECT 800PLUS TRAILING TYPE UL/CSA DESINA DMAX=17.3 MM LENGTH (M) = 0 + 30 + 8 + 0 | 1423 | TEM | 1 | MC | 20.417 | 1
6FX80025DS511EA0 | POWER CABLE, PREASSEMBLED TYPE: 6FX8002-5DS51 4X6 + (2X1.5)C C CONNECTOR FULL THREAD SIZE 1.5 FOR SINAMICS S120 MOTOR MODULE MOTION-CONNECT 800PLUS TRAILING TYPE UL/CSA DESINA DMAX=17.3 MM LENGTH (M) = 0 + 40 + 0 + 0 | 1481 | TEM | 1 | MC | 21.471 | 1
6FX80025DS511EC0 | POWER CABLE, PREASSEMBLED TYPE: 6FX8002-5DS51 4X6 + (2X1.5)C C CONNECTOR FULL THREAD SIZE 1.5 FOR SINAMICS S120 MOTOR MODULE MOTION-CONNECT 800PLUS TRAILING TYPE UL/CSA DESINA DMAX=17.3 MM LENGTH (M) = 0 + 40 + 2 + 0 | 1537 | TEM | 1 | MC | 22.525 | 1
6FX80025DS511ED0 | POWER CABLE, PREASSEMBLED TYPE: 6FX8002-5DS51 4X6 + (2X1.5)C C CONNECTOR FULL THREAD SIZE 1.5 FOR SINAMICS S120 MOTOR MODULE MOTION-CONNECT 800PLUS TRAILING TYPE UL/CSA DESINA DMAX=17.3 MM LENGTH (M) = 0 + 40 + 3 + 0 | 1566 | TEM | 1 | MC | 23.052 | 1
6FX80025DS511EF0 | POWER CABLE, PREASSEMBLED TYPE: 6FX8002-5DS51 4X6 + (2X1.5)C C CONNECTOR FULL THREAD SIZE 1.5 FOR SINAMICS S120 MOTOR MODULE MOTION-CONNECT 800PLUS TRAILING TYPE UL/CSA DESINA DMAX=17.3 MM LENGTH (M) = 0 + 40 + 5 + 0 | 1623 | TEM | 1 | MC | 24.106 | 1
6FX80025DS511FA0 | POWER CABLE, PREASSEMBLED TYPE: 6FX8002-5DS51 4X6 + (2X1.5)C C CONNECTOR FULL THREAD SIZE 1.5 FOR SINAMICS S120 MOTOR MODULE MOTION-CONNECT 800PLUS TRAILING TYPE UL/CSA DESINA DMAX=17.3 MM LENGTH (M) = 0 + 50 + 0 + 0 | 1765 | TEM | 1 | MC | 26.741 | 1
6FX80025DS511FH0 | POWER CABLE, PREASSEMBLED TYPE: 6FX8002-5DS51 4X6 + (2X1.5)C C CONNECTOR FULL THREAD SIZE 1.5 FOR SINAMICS S120 MOTOR MODULE MOTION-CONNECT 800PLUS TRAILING TYPE UL/CSA DESINA DMAX=17.3 MM LENGTH (M) = 0 + 50 + 7 + 0 | 1964 | TEM | 1 | MC | 30.43 | 1
6FX80025DS511GA0 | POWER CABLE, PREASSEMBLED TYPE: 6FX8002-5DS51 4X6 + (2X1.5)C C CONNECTOR FULL THREAD SIZE 1.5 FOR SINAMICS S120 MOTOR MODULE MOTION-CONNECT 800PLUS TRAILING TYPE UL/CSA DESINA DMAX=17.3 MM LENGTH (M) = 0 + 60 + 0 + 0 | 2049 | TEM | 1 | MC | 32.011 | 1
6FX80025DS511JB0 | POWER CABLE, PREASSEMBLED TYPE: 6FX8002-5DS51 4X6 + (2X1.5)C C CONNECTOR FULL THREAD SIZE 1.5 FOR SINAMICS S120 MOTOR MODULE MOTION-CONNECT 800PLUS TRAILING TYPE UL/CSA DESINA DMAX=17.3 MM LENGTH (M) = 0 + 80 + 1 + 0 | 2637 | TEM | 1 | MC | 43.078 | 1
6FX80025DS541BA0 | POWER CABLE, PREASSEMBLED TYPE: 6FX8002-5DS54 4X6 + (2X1.5)C C CONNECTOR FULL THREAD SIZE 1.5 RING TERMINAL END ON MODULE SID FOR SINAMICS S120 MOTOR MODULE MOTION-CONNECT 800PLUS TRAILING TYPE UL/CSA DESINA DMAX=17.3 MM LENGTH (M) = 0 + 10 + 0 + 0 | 509 | TEM | 1 | MC | 5.579 | 1
6FX80025DS541BE0 | POWER CABLE, PREASSEMBLED TYPE: 6FX8002-5DS54 4X6 + (2X1.5)C C CONNECTOR FULL THREAD SIZE 1.5 RING TERMINAL END ON MODULE SID FOR SINAMICS S120 MOTOR MODULE MOTION-CONNECT 800PLUS TRAILING TYPE UL/CSA DESINA DMAX=17.3 MM LENGTH (M) = 0 + 10 + 4 + 0 | 622 | TEM | 1 | MC | 7.687 | 1
6FX80025DS541BF0 | POWER CABLE, PREASSEMBLED TYPE: 6FX8002-5DS54 4X6 + (2X1.5)C C CONNECTOR FULL THREAD SIZE 1.5 RING TERMINAL END ON MODULE SID FOR SINAMICS S120 MOTOR MODULE MOTION-CONNECT 800PLUS TRAILING TYPE UL/CSA DESINA DMAX=17.3 MM LENGTH (M) = 0 + 10 + 5 + 0 | 651 | TEM | 1 | MC | 8.214 | 1
6FX80025DS541CA0 | POWER CABLE, PREASSEMBLED TYPE: 6FX8002-5DS54 4X6 + (2X1.5)C C CONNECTOR FULL THREAD SIZE 1.5 RING TERMINAL END ON MODULE SID FOR SINAMICS S120 MOTOR MODULE MOTION-CONNECT 800PLUS TRAILING TYPE UL/CSA DESINA DMAX=17.3 MM LENGTH (M) = 0 + 20 + 0 + 0 | 793 | TEM | 1 | MC | 10.849 | 1
6FX80025DS541CC0 | POWER CABLE, PREASSEMBLED TYPE: 6FX8002-5DS54 4X6 + (2X1.5)C C CONNECTOR FULL THREAD SIZE 1.5 RING TERMINAL END ON MODULE SID FOR SINAMICS S120 MOTOR MODULE MOTION-CONNECT 800PLUS TRAILING TYPE UL/CSA DESINA DMAX=17.3 MM LENGTH (M) = 0 + 20 + 2 + 0 | 850 | TEM | 1 | MC | 11.903 | 1
6FX80025DS541CD0 | POWER CABLE, PREASSEMBLED TYPE: 6FX8002-5DS54 4X6 + (2X1.5)C C CONNECTOR FULL THREAD SIZE 1.5 RING TERMINAL END ON MODULE SID FOR SINAMICS S120 MOTOR MODULE MOTION-CONNECT 800PLUS TRAILING TYPE UL/CSA DESINA DMAX=17.3 MM LENGTH (M) = 0 + 20 + 3 + 0 | 878 | TEM | 1 | MC | 12.43 | 1
6FX80025DS541CE0 | POWER CABLE, PREASSEMBLED TYPE: 6FX8002-5DS54 4X6 + (2X1.5)C C CONNECTOR FULL THREAD SIZE 1.5 RING TERMINAL END ON MODULE SID FOR SINAMICS S120 MOTOR MODULE MOTION-CONNECT 800PLUS TRAILING TYPE UL/CSA DESINA DMAX=17.3 MM LENGTH (M) = 0 + 20 + 4 + 0 | 907 | TEM | 1 | MC | 12.957 | 1
6FX80025DS541DA0 | POWER CABLE, PREASSEMBLED TYPE: 6FX8002-5DS54 4X6 + (2X1.5)C C CONNECTOR FULL THREAD SIZE 1.5 RING TERMINAL END ON MODULE SID FOR SINAMICS S120 MOTOR MODULE MOTION-CONNECT 800PLUS TRAILING TYPE UL/CSA DESINA DMAX=17.3 MM LENGTH (M) = 0 + 30 + 0 + 0 | 1077 | TEM | 1 | MC | 16.119 | 1
6FX80025DS541DF0 | POWER CABLE, PREASSEMBLED TYPE: 6FX8002-5DS54 4X6 + (2X1.5)C C CONNECTOR FULL THREAD SIZE 1.5 RING TERMINAL END ON MODULE SID FOR SINAMICS S120 MOTOR MODULE MOTION-CONNECT 800PLUS TRAILING TYPE UL/CSA DESINA DMAX=17.3 MM LENGTH (M) = 0 + 30 + 5 + 0 | 1219 | TEM | 1 | MC | 18.754 | 1
6FX80025DS541DJ0 | POWER CABLE, PREASSEMBLED TYPE: 6FX8002-5DS54 4X6 + (2X1.5)C C CONNECTOR FULL THREAD SIZE 1.5 RING TERMINAL END ON MODULE SID FOR SINAMICS S120 MOTOR MODULE MOTION-CONNECT 800PLUS TRAILING TYPE UL/CSA DESINA DMAX=17.3 MM LENGTH (M) = 0 + 30 + 8 + 0 | 1303 | TEM | 1 | MC | 20.335 | 1
6FX80025DS541EA0 | POWER CABLE, PREASSEMBLED TYPE: 6FX8002-5DS54 4X6 + (2X1.5)C C CONNECTOR FULL THREAD SIZE 1.5 RING TERMINAL END ON MODULE SID FOR SINAMICS S120 MOTOR MODULE MOTION-CONNECT 800PLUS TRAILING TYPE UL/CSA DESINA DMAX=17.3 MM LENGTH (M) = 0 + 40 + 0 + 0 | 1361 | TEM | 1 | MC | 21.389 | 1
6FX80025DS541FA0 | POWER CABLE, PREASSEMBLED TYPE: 6FX8002-5DS54 4X6 + (2X1.5)C C CONNECTOR FULL THREAD SIZE 1.5 RING TERMINAL END ON MODULE SID FOR SINAMICS S120 MOTOR MODULE MOTION-CONNECT 800PLUS TRAILING TYPE UL/CSA DESINA DMAX=17.3 MM LENGTH (M) = 0 + 50 + 0 + 0 | 1645 | TEM | 1 | MC | 26.659 | 1
6FX80025DS611AA0 | POWER CABLE, PREASSEMBLED TYPE: 6FX8002-5DS61 4X10 + (2X1.5)C C CONNECTOR FULL THREAD SIZE 1.5 FOR SINAMICS S120 MOTOR MODULE BOOKSIZE MOTION-CONNECT 800PLUS TRAILING TYPE, UL/CSA DESINA DMAX=20.1 MM LENGTH (M)= 0 + 0 + 0 + 0 | 357 | TEM | 1 | MC | 0.427 | 1
6FX80025DS611AF0 | POWER CABLE, PREASSEMBLED TYPE: 6FX8002-5DS61 4X10 + (2X1.5)C C CONNECTOR FULL THREAD SIZE 1.5 FOR SINAMICS S120 MOTOR MODULE BOOKSIZE MOTION-CONNECT 800PLUS TRAILING TYPE, UL/CSA DESINA DMAX=20.1 MM LENGTH (M)= 0 + 0 + 5 + 0 | 557 | TEM | 1 | MC | 4.327 | 1
6FX80025DS611BA0 | POWER CABLE, PREASSEMBLED TYPE: 6FX8002-5DS61 4X10 + (2X1.5)C C CONNECTOR FULL THREAD SIZE 1.5 FOR SINAMICS S120 MOTOR MODULE BOOKSIZE MOTION-CONNECT 800PLUS TRAILING TYPE, UL/CSA DESINA DMAX=20.1 MM LENGTH (M)= 0 + 10 + 0 + 0 | 757 | TEM | 1 | MC | 8.227 | 1
6FX80025DS611BB0 | POWER CABLE, PREASSEMBLED TYPE: 6FX8002-5DS61 4X10 + (2X1.5)C C CONNECTOR FULL THREAD SIZE 1.5 FOR SINAMICS S120 MOTOR MODULE BOOKSIZE MOTION-CONNECT 800PLUS TRAILING TYPE, UL/CSA DESINA DMAX=20.1 MM LENGTH (M)= 0 + 10 + 1 + 0 | 797 | TEM | 1 | MC | 9.007 | 1
6FX80025DS611BC0 | POWER CABLE, PREASSEMBLED TYPE: 6FX8002-5DS61 4X10 + (2X1.5)C C CONNECTOR FULL THREAD SIZE 1.5 FOR SINAMICS S120 MOTOR MODULE BOOKSIZE MOTION-CONNECT 800PLUS TRAILING TYPE, UL/CSA DESINA DMAX=20.1 MM LENGTH (M)= 0 + 10 + 2 + 0 | 836 | TEM | 1 | MC | 9.787 | 1
6FX80025DS611BF0 | POWER CABLE, PREASSEMBLED TYPE: 6FX8002-5DS61 4X10 + (2X1.5)C C CONNECTOR FULL THREAD SIZE 1.5 FOR SINAMICS S120 MOTOR MODULE BOOKSIZE MOTION-CONNECT 800PLUS TRAILING TYPE, UL/CSA DESINA DMAX=20.1 MM LENGTH (M)= 0 + 10 + 5 + 0 | 956 | TEM | 1 | MC | 12.127 | 1
6FX80025DS611BG0 | POWER CABLE, PREASSEMBLED TYPE: 6FX8002-5DS61 4X10 + (2X1.5)C C CONNECTOR FULL THREAD SIZE 1.5 FOR SINAMICS S120 MOTOR MODULE BOOKSIZE MOTION-CONNECT 800PLUS TRAILING TYPE, UL/CSA DESINA DMAX=20.1 MM LENGTH (M)= 0 + 10 + 6 + 0 | 996 | TEM | 1 | MC | 12.907 | 1
6FX80025DS611BJ0 | POWER CABLE, PREASSEMBLED TYPE: 6FX8002-5DS61 4X10 + (2X1.5)C C CONNECTOR FULL THREAD SIZE 1.5 FOR SINAMICS S120 MOTOR MODULE BOOKSIZE MOTION-CONNECT 800PLUS TRAILING TYPE, UL/CSA DESINA DMAX=20.1 MM LENGTH (M)= 0 + 10 + 8 + 0 | 1077 | TEM | 1 | MC | 14.467 | 1
6FX80025DS611CA0 | POWER CABLE, PREASSEMBLED TYPE: 6FX8002-5DS61 4X10 + (2X1.5)C C CONNECTOR FULL THREAD SIZE 1.5 FOR SINAMICS S120 MOTOR MODULE BOOKSIZE MOTION-CONNECT 800PLUS TRAILING TYPE, UL/CSA DESINA DMAX=20.1 MM LENGTH (M)= 0 + 20 + 0 + 0 | 1156 | TEM | 1 | MC | 16.027 | 1
6FX80025DS611CC0 | POWER CABLE, PREASSEMBLED TYPE: 6FX8002-5DS61 4X10 + (2X1.5)C C CONNECTOR FULL THREAD SIZE 1.5 FOR SINAMICS S120 MOTOR MODULE BOOKSIZE MOTION-CONNECT 800PLUS TRAILING TYPE, UL/CSA DESINA DMAX=20.1 MM LENGTH (M)= 0 + 20 + 2 + 0 | 1236 | TEM | 1 | MC | 17.587 | 1
6FX80025DS611CE0 | POWER CABLE, PREASSEMBLED TYPE: 6FX8002-5DS61 4X10 + (2X1.5)C C CONNECTOR FULL THREAD SIZE 1.5 FOR SINAMICS S120 MOTOR MODULE BOOKSIZE MOTION-CONNECT 800PLUS TRAILING TYPE, UL/CSA DESINA DMAX=20.1 MM LENGTH (M)= 0 + 20 + 4 + 0 | 1316 | TEM | 1 | MC | 19.147 | 1
6FX80025DS611CF0 | POWER CABLE, PREASSEMBLED TYPE: 6FX8002-5DS61 4X10 + (2X1.5)C C CONNECTOR FULL THREAD SIZE 1.5 FOR SINAMICS S120 MOTOR MODULE BOOKSIZE MOTION-CONNECT 800PLUS TRAILING TYPE, UL/CSA DESINA DMAX=20.1 MM LENGTH (M)= 0 + 20 + 5 + 0 | 1356 | TEM | 1 | MC | 19.927 | 1
6FX80025DS611DA0 | POWER CABLE, PREASSEMBLED TYPE: 6FX8002-5DS61 4X10 + (2X1.5)C C CONNECTOR FULL THREAD SIZE 1.5 FOR SINAMICS S120 MOTOR MODULE BOOKSIZE MOTION-CONNECT 800PLUS TRAILING TYPE, UL/CSA DESINA DMAX=20.1 MM LENGTH (M)= 0 + 30 + 0 + 0 | 1555 | TEM | 1 | MC | 23.827 | 1
6FX80025DS611DF0 | POWER CABLE, PREASSEMBLED TYPE: 6FX8002-5DS61 4X10 + (2X1.5)C C CONNECTOR FULL THREAD SIZE 1.5 FOR SINAMICS S120 MOTOR MODULE BOOKSIZE MOTION-CONNECT 800PLUS TRAILING TYPE, UL/CSA DESINA DMAX=20.1 MM LENGTH (M)= 0 + 30 + 5 + 0 | 1755 | TEM | 1 | MC | 27.727 | 1
6FX80025DS611EA0 | POWER CABLE, PREASSEMBLED TYPE: 6FX8002-5DS61 4X10 + (2X1.5)C C CONNECTOR FULL THREAD SIZE 1.5 FOR SINAMICS S120 MOTOR MODULE BOOKSIZE MOTION-CONNECT 800PLUS TRAILING TYPE, UL/CSA DESINA DMAX=20.1 MM LENGTH (M)= 0 + 40 + 0 + 0 | 1955 | TEM | 1 | MC | 31.627 | 1
6FX80025DS611EF0 | POWER CABLE, PREASSEMBLED TYPE: 6FX8002-5DS61 4X10 + (2X1.5)C C CONNECTOR FULL THREAD SIZE 1.5 FOR SINAMICS S120 MOTOR MODULE BOOKSIZE MOTION-CONNECT 800PLUS TRAILING TYPE, UL/CSA DESINA DMAX=20.1 MM LENGTH (M)= 0 + 40 + 5 + 0 | 2155 | TEM | 1 | MC | 35.527 | 1
6FX80025DS611FA0 | POWER CABLE, PREASSEMBLED TYPE: 6FX8002-5DS61 4X10 + (2X1.5)C C CONNECTOR FULL THREAD SIZE 1.5 FOR SINAMICS S120 MOTOR MODULE BOOKSIZE MOTION-CONNECT 800PLUS TRAILING TYPE, UL/CSA DESINA DMAX=20.1 MM LENGTH (M)= 0 + 50 + 0 + 0 | 2354 | TEM | 1 | MC | 39.427 | 1
6FX80025DS611FF0 | POWER CABLE, PREASSEMBLED TYPE: 6FX8002-5DS61 4X10 + (2X1.5)C C CONNECTOR FULL THREAD SIZE 1.5 FOR SINAMICS S120 MOTOR MODULE BOOKSIZE MOTION-CONNECT 800PLUS TRAILING TYPE, UL/CSA DESINA DMAX=20.1 MM LENGTH (M)= 0 + 50 + 5 + 0 | 2554 | TEM | 1 | MC | 43.327 | 1
6FX80025DS611GA0 | POWER CABLE, PREASSEMBLED TYPE: 6FX8002-5DS61 4X10 + (2X1.5)C C CONNECTOR FULL THREAD SIZE 1.5 FOR SINAMICS S120 MOTOR MODULE BOOKSIZE MOTION-CONNECT 800PLUS TRAILING TYPE, UL/CSA DESINA DMAX=20.1 MM LENGTH (M)= 0 + 60 + 0 + 0 | 2749 | TEM | 1 | MC | 47.227 | 1
6FX80025DS611GF0 | POWER CABLE, PREASSEMBLED TYPE: 6FX8002-5DS61 4X10 + (2X1.5)C C CONNECTOR FULL THREAD SIZE 1.5 FOR SINAMICS S120 MOTOR MODULE BOOKSIZE MOTION-CONNECT 800PLUS TRAILING TYPE, UL/CSA DESINA DMAX=20.1 MM LENGTH (M)= 0 + 60 + 5 + 0 | 2949 | TEM | 1 | MC | 51.127 | 1
6FX80025DS611HA0 | POWER CABLE, PREASSEMBLED TYPE: 6FX8002-5DS61 4X10 + (2X1.5)C C CONNECTOR FULL THREAD SIZE 1.5 FOR SINAMICS S120 MOTOR MODULE BOOKSIZE MOTION-CONNECT 800PLUS TRAILING TYPE, UL/CSA DESINA DMAX=20.1 MM LENGTH (M)= 0 + 70 + 0 + 0 | 3155 | TEM | 1 | MC | 55.027 | 1
6FX80025DS611HF0 | POWER CABLE, PREASSEMBLED TYPE: 6FX8002-5DS61 4X10 + (2X1.5)C C CONNECTOR FULL THREAD SIZE 1.5 FOR SINAMICS S120 MOTOR MODULE BOOKSIZE MOTION-CONNECT 800PLUS TRAILING TYPE, UL/CSA DESINA DMAX=20.1 MM LENGTH (M)= 0 + 70 + 5 + 0 | 3355 | TEM | 1 | MC | 58.927 | 1
6FX80025DS611JA0 | POWER CABLE, PREASSEMBLED TYPE: 6FX8002-5DS61 4X10 + (2X1.5)C C CONNECTOR FULL THREAD SIZE 1.5 FOR SINAMICS S120 MOTOR MODULE BOOKSIZE MOTION-CONNECT 800PLUS TRAILING TYPE, UL/CSA DESINA DMAX=20.1 MM LENGTH (M)= 0 + 80 + 0 + 0 | 3561 | TEM | 1 | MC | 62.827 | 1
6FX80025DS611JF0 | POWER CABLE, PREASSEMBLED TYPE: 6FX8002-5DS61 4X10 + (2X1.5)C C CONNECTOR FULL THREAD SIZE 1.5 FOR SINAMICS S120 MOTOR MODULE BOOKSIZE MOTION-CONNECT 800PLUS TRAILING TYPE, UL/CSA DESINA DMAX=20.1 MM LENGTH (M)= 0 + 80 + 5 + 0 | 3761 | TEM | 1 | MC | 66.727 | 1
6FX80025DS611KA0 | POWER CABLE, PREASSEMBLED TYPE: 6FX8002-5DS61 4X10 + (2X1.5)C C CONNECTOR FULL THREAD SIZE 1.5 FOR SINAMICS S120 MOTOR MODULE BOOKSIZE MOTION-CONNECT 800PLUS TRAILING TYPE, UL/CSA DESINA DMAX=20.1 MM LENGTH (M)= 0 + 90 + 0 + 0 | 3945 | TEM | 1 | MC | 70.627 | 1
6FX80025DS611KF0 | POWER CABLE, PREASSEMBLED TYPE: 6FX8002-5DS61 4X10 + (2X1.5)C C CONNECTOR FULL THREAD SIZE 1.5 FOR SINAMICS S120 MOTOR MODULE BOOKSIZE MOTION-CONNECT 800PLUS TRAILING TYPE, UL/CSA DESINA DMAX=20.1 MM LENGTH (M)= 0 + 90 + 5 + 0 | 4145 | TEM | 1 | MC | 74.527 | 1
6FX80025DS641BA0 | POWER CABLE, PREASSEMBLED TYPE: 6FX8002-5DS64 4X10 + (2X1.5)C C CONNECTOR FULL THREAD SIZE 1.5 FOR SINAMICS S120 MOTOR MODULE BOOKSIZE RING TERMINAL END ON MOD. SIDE MOTION-CONNECT 800PLUS TRAIL. TYPE, UL/CSA DESINA, DMAX=20.1 MM LENGTH (M) = 0 + 10 + 0 + 0 | 650 | TEM | 1 | MC | 8.114 | 1
6FX80025DS641BE0 | POWER CABLE, PREASSEMBLED TYPE: 6FX8002-5DS64 4X10 + (2X1.5)C C CONNECTOR FULL THREAD SIZE 1.5 FOR SINAMICS S120 MOTOR MODULE BOOKSIZE RING TERMINAL END ON MOD. SIDE MOTION-CONNECT 800PLUS TRAIL. TYPE, UL/CSA DESINA, DMAX=20.1 MM LENGTH (M) = 0 + 10 + 4 + 0 | 810 | TEM | 1 | MC | 11.234 | 1
6FX80025DS641BF0 | POWER CABLE, PREASSEMBLED TYPE: 6FX8002-5DS64 4X10 + (2X1.5)C C CONNECTOR FULL THREAD SIZE 1.5 FOR SINAMICS S120 MOTOR MODULE BOOKSIZE RING TERMINAL END ON MOD. SIDE MOTION-CONNECT 800PLUS TRAIL. TYPE, UL/CSA DESINA, DMAX=20.1 MM LENGTH (M) = 0 + 10 + 5 + 0 | 849 | TEM | 1 | MC | 12.014 | 1
6FX80025DS641BH0 | POWER CABLE, PREASSEMBLED TYPE: 6FX8002-5DS64 4X10 + (2X1.5)C C CONNECTOR FULL THREAD SIZE 1.5 FOR SINAMICS S120 MOTOR MODULE BOOKSIZE RING TERMINAL END ON MOD. SIDE MOTION-CONNECT 800PLUS TRAIL. TYPE, UL/CSA DESINA, DMAX=20.1 MM LENGTH (M) = 0 + 10 + 7 + 0 | 930 | TEM | 1 | MC | 13.574 | 1
6FX80025DS641BJ0 | POWER CABLE, PREASSEMBLED TYPE: 6FX8002-5DS64 4X10 + (2X1.5)C C CONNECTOR FULL THREAD SIZE 1.5 FOR SINAMICS S120 MOTOR MODULE BOOKSIZE RING TERMINAL END ON MOD. SIDE MOTION-CONNECT 800PLUS TRAIL. TYPE, UL/CSA DESINA, DMAX=20.1 MM LENGTH (M) = 0 + 10 + 8 + 0 | 970 | TEM | 1 | MC | 14.354 | 1
6FX80025DS641BK0 | POWER CABLE, PREASSEMBLED TYPE: 6FX8002-5DS64 4X10 + (2X1.5)C C CONNECTOR FULL THREAD SIZE 1.5 FOR SINAMICS S120 MOTOR MODULE BOOKSIZE RING TERMINAL END ON MOD. SIDE MOTION-CONNECT 800PLUS TRAIL. TYPE, UL/CSA DESINA, DMAX=20.1 MM LENGTH (M) = 0 + 10 + 9 + 0 | 1009 | TEM | 1 | MC | 15.134 | 1
6FX80025DS641CA0 | POWER CABLE, PREASSEMBLED TYPE: 6FX8002-5DS64 4X10 + (2X1.5)C C CONNECTOR FULL THREAD SIZE 1.5 FOR SINAMICS S120 MOTOR MODULE BOOKSIZE RING TERMINAL END ON MOD. SIDE MOTION-CONNECT 800PLUS TRAIL. TYPE, UL/CSA DESINA, DMAX=20.1 MM LENGTH (M) = 0 + 20 + 0 + 0 | 1049 | TEM | 1 | MC | 15.914 | 1
6FX80025DS641CC0 | POWER CABLE, PREASSEMBLED TYPE: 6FX8002-5DS64 4X10 + (2X1.5)C C CONNECTOR FULL THREAD SIZE 1.5 FOR SINAMICS S120 MOTOR MODULE BOOKSIZE RING TERMINAL END ON MOD. SIDE MOTION-CONNECT 800PLUS TRAIL. TYPE, UL/CSA DESINA, DMAX=20.1 MM LENGTH (M) = 0 + 20 + 2 + 0 | 1129 | TEM | 1 | MC | 17.474 | 1
6FX80025DS641CD0 | POWER CABLE, PREASSEMBLED TYPE: 6FX8002-5DS64 4X10 + (2X1.5)C C CONNECTOR FULL THREAD SIZE 1.5 FOR SINAMICS S120 MOTOR MODULE BOOKSIZE RING TERMINAL END ON MOD. SIDE MOTION-CONNECT 800PLUS TRAIL. TYPE, UL/CSA DESINA, DMAX=20.1 MM LENGTH (M) = 0 + 20 + 3 + 0 | 1169 | TEM | 1 | MC | 18.254 | 1
6FX80025DS641CF0 | POWER CABLE, PREASSEMBLED TYPE: 6FX8002-5DS64 4X10 + (2X1.5)C C CONNECTOR FULL THREAD SIZE 1.5 FOR SINAMICS S120 MOTOR MODULE BOOKSIZE RING TERMINAL END ON MOD. SIDE MOTION-CONNECT 800PLUS TRAIL. TYPE, UL/CSA DESINA, DMAX=20.1 MM LENGTH (M) = 0 + 20 + 5 + 0 | 1249 | TEM | 1 | MC | 19.814 | 1
6FX80025DS641CG0 | POWER CABLE, PREASSEMBLED TYPE: 6FX8002-5DS64 4X10 + (2X1.5)C C CONNECTOR FULL THREAD SIZE 1.5 FOR SINAMICS S120 MOTOR MODULE BOOKSIZE RING TERMINAL END ON MOD. SIDE MOTION-CONNECT 800PLUS TRAIL. TYPE, UL/CSA DESINA, DMAX=20.1 MM LENGTH (M) = 0 + 20 + 6 + 0 | 1288 | TEM | 1 | MC | 20.594 | 1
6FX80025DS641CJ0 | POWER CABLE, PREASSEMBLED TYPE: 6FX8002-5DS64 4X10 + (2X1.5)C C CONNECTOR FULL THREAD SIZE 1.5 FOR SINAMICS S120 MOTOR MODULE BOOKSIZE RING TERMINAL END ON MOD. SIDE MOTION-CONNECT 800PLUS TRAIL. TYPE, UL/CSA DESINA, DMAX=20.1 MM LENGTH (M) = 0 + 20 + 8 + 0 | 1370 | TEM | 1 | MC | 22.154 | 1
6FX80025DS641CK0 | POWER CABLE, PREASSEMBLED TYPE: 6FX8002-5DS64 4X10 + (2X1.5)C C CONNECTOR FULL THREAD SIZE 1.5 FOR SINAMICS S120 MOTOR MODULE BOOKSIZE RING TERMINAL END ON MOD. SIDE MOTION-CONNECT 800PLUS TRAIL. TYPE, UL/CSA DESINA, DMAX=20.1 MM LENGTH (M) = 0 + 20 + 9 + 0 | 1408 | TEM | 1 | MC | 22.934 | 1
6FX80025DS641DA0 | POWER CABLE, PREASSEMBLED TYPE: 6FX8002-5DS64 4X10 + (2X1.5)C C CONNECTOR FULL THREAD SIZE 1.5 FOR SINAMICS S120 MOTOR MODULE BOOKSIZE RING TERMINAL END ON MOD. SIDE MOTION-CONNECT 800PLUS TRAIL. TYPE, UL/CSA DESINA, DMAX=20.1 MM LENGTH (M) = 0 + 30 + 0 + 0 | 1449 | TEM | 1 | MC | 23.714 | 1
6FX80025DS641DF0 | POWER CABLE, PREASSEMBLED TYPE: 6FX8002-5DS64 4X10 + (2X1.5)C C CONNECTOR FULL THREAD SIZE 1.5 FOR SINAMICS S120 MOTOR MODULE BOOKSIZE RING TERMINAL END ON MOD. SIDE MOTION-CONNECT 800PLUS TRAIL. TYPE, UL/CSA DESINA, DMAX=20.1 MM LENGTH (M) = 0 + 30 + 5 + 0 | 1648 | TEM | 1 | MC | 27.614 | 1
6FX80025DS641EA0 | POWER CABLE, PREASSEMBLED TYPE: 6FX8002-5DS64 4X10 + (2X1.5)C C CONNECTOR FULL THREAD SIZE 1.5 FOR SINAMICS S120 MOTOR MODULE BOOKSIZE RING TERMINAL END ON MOD. SIDE MOTION-CONNECT 800PLUS TRAIL. TYPE, UL/CSA DESINA, DMAX=20.1 MM LENGTH (M) = 0 + 40 + 0 + 0 | 1848 | TEM | 1 | MC | 31.514 | 1
6FX80025DX181AC0 | POWER CABLE EXTENSION 4X10 + (2X1.5)C C, CONNECTOR FULL THREAD SIZE 3 MOTION-CONNECT 800PLUS TRAILING TYPE UL/CSA DESINA DMAX=20.1 MM LENGTH (M) = TYPE: 6FX8002-5DX18 LENGTH (M) = 0 + 0 + 2 + 0 | 1639 | TEM | 1 | MC | 2.48 | 1
6FX80025DX181AD0 | POWER CABLE EXTENSION 4X10 + (2X1.5)C C, CONNECTOR FULL THREAD SIZE 3 MOTION-CONNECT 800PLUS TRAILING TYPE UL/CSA DESINA DMAX=20.1 MM LENGTH (M) = TYPE: 6FX8002-5DX18 LENGTH (M) = 0 + 0 + 3 + 0 | 1681 | TEM | 1 | MC | 3.26 | 1
6FX80025DX181AF0 | POWER CABLE EXTENSION 4X10 + (2X1.5)C C, CONNECTOR FULL THREAD SIZE 3 MOTION-CONNECT 800PLUS TRAILING TYPE UL/CSA DESINA DMAX=20.1 MM LENGTH (M) = TYPE: 6FX8002-5DX18 LENGTH (M) = 0 + 0 + 5 + 0 | 1765 | TEM | 1 | MC | 4.82 | 1
6FX80025DX181AG0 | POWER CABLE EXTENSION 4X10 + (2X1.5)C C, CONNECTOR FULL THREAD SIZE 3 MOTION-CONNECT 800PLUS TRAILING TYPE UL/CSA DESINA DMAX=20.1 MM LENGTH (M) = TYPE: 6FX8002-5DX18 LENGTH (M) = 0 + 0 + 6 + 0 | 1805 | TEM | 1 | MC | 5.6 | 1
6FX80025DX181AH0 | POWER CABLE EXTENSION 4X10 + (2X1.5)C C, CONNECTOR FULL THREAD SIZE 3 MOTION-CONNECT 800PLUS TRAILING TYPE UL/CSA DESINA DMAX=20.1 MM LENGTH (M) = TYPE: 6FX8002-5DX18 LENGTH (M) = 0 + 0 + 7 + 0 | 1848 | TEM | 1 | MC | 6.38 | 1
6FX80025DX181AJ0 | POWER CABLE EXTENSION 4X10 + (2X1.5)C C, CONNECTOR FULL THREAD SIZE 3 MOTION-CONNECT 800PLUS TRAILING TYPE UL/CSA DESINA DMAX=20.1 MM LENGTH (M) = TYPE: 6FX8002-5DX18 LENGTH (M) = 0 + 0 + 8 + 0 | 1891 | TEM | 1 | MC | 7.16 | 1
6FX80025DX181AK0 | POWER CABLE EXTENSION 4X10 + (2X1.5)C C, CONNECTOR FULL THREAD SIZE 3 MOTION-CONNECT 800PLUS TRAILING TYPE UL/CSA DESINA DMAX=20.1 MM LENGTH (M) = TYPE: 6FX8002-5DX18 LENGTH (M) = 0 + 0 + 9 + 0 | 1933 | TEM | 1 | MC | 7.94 | 1
6FX80025DX181BA0 | POWER CABLE EXTENSION 4X10 + (2X1.5)C C, CONNECTOR FULL THREAD SIZE 3 MOTION-CONNECT 800PLUS TRAILING TYPE UL/CSA DESINA DMAX=20.1 MM LENGTH (M) = TYPE: 6FX8002-5DX18 LENGTH (M) = 0 + 10 + 0 + 0 | 1976 | TEM | 1 | MC | 8.72 | 1
6FX80025DX181BF0 | POWER CABLE EXTENSION 4X10 + (2X1.5)C C, CONNECTOR FULL THREAD SIZE 3 MOTION-CONNECT 800PLUS TRAILING TYPE UL/CSA DESINA DMAX=20.1 MM LENGTH (M) = TYPE: 6FX8002-5DX18 LENGTH (M) = 0 + 10 + 5 + 0 | 2186 | TEM | 1 | MC | 12.62 | 1
6FX80025DX181CF0 | POWER CABLE EXTENSION 4X10 + (2X1.5)C C, CONNECTOR FULL THREAD SIZE 3 MOTION-CONNECT 800PLUS TRAILING TYPE UL/CSA DESINA DMAX=20.1 MM LENGTH (M) = TYPE: 6FX8002-5DX18 LENGTH (M) = 0 + 20 + 5 + 0 | 2602 | TEM | 1 | MC | 20.42 | 1
6FX80025DX281AC0 | POWER CABLE EXTENSION 4X16 + (2X1.5)C C CONNECTOR FULL THREAD SIZE 3 MOTION-CONNECT 800PLUS TRAILING TYPE UL/CSA DESINA DMAX=23.8 MM LENGTH (M) = TYPE: 6FX8002-5DX28 LENGTH (M) = 0 + 0 + 2 + 0 | 1737 | TEM | 1 | MC | 4.068 | 1
6FX80025DX281AD0 | POWER CABLE EXTENSION 4X16 + (2X1.5)C C CONNECTOR FULL THREAD SIZE 3 MOTION-CONNECT 800PLUS TRAILING TYPE UL/CSA DESINA DMAX=23.8 MM LENGTH (M) = TYPE: 6FX8002-5DX28 LENGTH (M) = 0 + 0 + 3 + 0 | 1790 | TEM | 1 | MC | 5.115 | 1
6FX80025DX281AE0 | POWER CABLE EXTENSION 4X16 + (2X1.5)C C CONNECTOR FULL THREAD SIZE 3 MOTION-CONNECT 800PLUS TRAILING TYPE UL/CSA DESINA DMAX=23.8 MM LENGTH (M) = TYPE: 6FX8002-5DX28 LENGTH (M) = 0 + 0 + 4 + 0 | 1844 | TEM | 1 | MC | 6.162 | 1
6FX80025DX281AF0 | POWER CABLE EXTENSION 4X16 + (2X1.5)C C CONNECTOR FULL THREAD SIZE 3 MOTION-CONNECT 800PLUS TRAILING TYPE UL/CSA DESINA DMAX=23.8 MM LENGTH (M) = TYPE: 6FX8002-5DX28 LENGTH (M) = 0 + 0 + 5 + 0 | 1897 | TEM | 1 | MC | 7.209 | 1
6FX80025DX281AG0 | POWER CABLE EXTENSION 4X16 + (2X1.5)C C CONNECTOR FULL THREAD SIZE 3 MOTION-CONNECT 800PLUS TRAILING TYPE UL/CSA DESINA DMAX=23.8 MM LENGTH (M) = TYPE: 6FX8002-5DX28 LENGTH (M) = 0 + 0 + 6 + 0 | 1951 | TEM | 1 | MC | 8.256 | 1
6FX80025DX281AH0 | POWER CABLE EXTENSION 4X16 + (2X1.5)C C CONNECTOR FULL THREAD SIZE 3 MOTION-CONNECT 800PLUS TRAILING TYPE UL/CSA DESINA DMAX=23.8 MM LENGTH (M) = TYPE: 6FX8002-5DX28 LENGTH (M) = 0 + 0 + 7 + 0 | 2004 | TEM | 1 | MC | 9.303 | 1
6FX80025DX281AJ0 | POWER CABLE EXTENSION 4X16 + (2X1.5)C C CONNECTOR FULL THREAD SIZE 3 MOTION-CONNECT 800PLUS TRAILING TYPE UL/CSA DESINA DMAX=23.8 MM LENGTH (M) = TYPE: 6FX8002-5DX28 LENGTH (M) = 0 + 0 + 8 + 0 | 2057 | TEM | 1 | MC | 10.35 | 1
6FX80025DX281AK0 | POWER CABLE EXTENSION 4X16 + (2X1.5)C C CONNECTOR FULL THREAD SIZE 3 MOTION-CONNECT 800PLUS TRAILING TYPE UL/CSA DESINA DMAX=23.8 MM LENGTH (M) = TYPE: 6FX8002-5DX28 LENGTH (M) = 0 + 0 + 9 + 0 | 2111 | TEM | 1 | MC | 11.397 | 1
6FX80025DX281BA0 | POWER CABLE EXTENSION 4X16 + (2X1.5)C C CONNECTOR FULL THREAD SIZE 3 MOTION-CONNECT 800PLUS TRAILING TYPE UL/CSA DESINA DMAX=23.8 MM LENGTH (M) = TYPE: 6FX8002-5DX28 LENGTH (M) = 0 + 10 + 0 + 0 | 2164 | TEM | 1 | MC | 12.444 | 1
6FX80025DX281BB0 | POWER CABLE EXTENSION 4X16 + (2X1.5)C C CONNECTOR FULL THREAD SIZE 3 MOTION-CONNECT 800PLUS TRAILING TYPE UL/CSA DESINA DMAX=23.8 MM LENGTH (M) = TYPE: 6FX8002-5DX28 LENGTH (M) = 0 + 10 + 1 + 0 | 2217 | TEM | 1 | MC | 13.491 | 1
6FX80025DX281BC0 | POWER CABLE EXTENSION 4X16 + (2X1.5)C C CONNECTOR FULL THREAD SIZE 3 MOTION-CONNECT 800PLUS TRAILING TYPE UL/CSA DESINA DMAX=23.8 MM LENGTH (M) = TYPE: 6FX8002-5DX28 LENGTH (M) = 0 + 10 + 2 + 0 | 2271 | TEM | 1 | MC | 14.538 | 1
6FX80025DX281BD0 | POWER CABLE EXTENSION 4X16 + (2X1.5)C C CONNECTOR FULL THREAD SIZE 3 MOTION-CONNECT 800PLUS TRAILING TYPE UL/CSA DESINA DMAX=23.8 MM LENGTH (M) = TYPE: 6FX8002-5DX28 LENGTH (M) = 0 + 10 + 3 + 0 | 2324 | TEM | 1 | MC | 15.585 | 1
6FX80025DX281BE0 | POWER CABLE EXTENSION 4X16 + (2X1.5)C C CONNECTOR FULL THREAD SIZE 3 MOTION-CONNECT 800PLUS TRAILING TYPE UL/CSA DESINA DMAX=23.8 MM LENGTH (M) = TYPE: 6FX8002-5DX28 LENGTH (M) = 0 + 10 + 4 + 0 | 2378 | TEM | 1 | MC | 16.632 | 1
6FX80025DX281BF0 | POWER CABLE EXTENSION 4X16 + (2X1.5)C C CONNECTOR FULL THREAD SIZE 3 MOTION-CONNECT 800PLUS TRAILING TYPE UL/CSA DESINA DMAX=23.8 MM LENGTH (M) = TYPE: 6FX8002-5DX28 LENGTH (M) = 0 + 10 + 5 + 0 | 2431 | TEM | 1 | MC | 17.679 | 1
6FX80025DX281BG0 | POWER CABLE EXTENSION 4X16 + (2X1.5)C C CONNECTOR FULL THREAD SIZE 3 MOTION-CONNECT 800PLUS TRAILING TYPE UL/CSA DESINA DMAX=23.8 MM LENGTH (M) = TYPE: 6FX8002-5DX28 LENGTH (M) = 0 + 10 + 6 + 0 | 2484 | TEM | 1 | MC | 18.726 | 1
6FX80025DX281CA0 | POWER CABLE EXTENSION 4X16 + (2X1.5)C C CONNECTOR FULL THREAD SIZE 3 MOTION-CONNECT 800PLUS TRAILING TYPE UL/CSA DESINA DMAX=23.8 MM LENGTH (M) = TYPE: 6FX8002-5DX28 LENGTH (M) = 0 + 20 + 0 + 0 | 2698 | TEM | 1 | MC | 22.914 | 1
6FX80025DX281CF0 | POWER CABLE EXTENSION 4X16 + (2X1.5)C C CONNECTOR FULL THREAD SIZE 3 MOTION-CONNECT 800PLUS TRAILING TYPE UL/CSA DESINA DMAX=23.8 MM LENGTH (M) = TYPE: 6FX8002-5DX28 LENGTH (M) = 0 + 20 + 5 + 0 | 2965 | TEM | 1 | MC | 28.149 | 1
6FX80025DX281CK0 | POWER CABLE EXTENSION 4X16 + (2X1.5)C C CONNECTOR FULL THREAD SIZE 3 MOTION-CONNECT 800PLUS TRAILING TYPE UL/CSA DESINA DMAX=23.8 MM LENGTH (M) = TYPE: 6FX8002-5DX28 LENGTH (M) = 0 + 20 + 9 + 0 | 3179 | TEM | 1 | MC | 32.337 | 1
6FX80025DX281DA0 | POWER CABLE EXTENSION 4X16 + (2X1.5)C C CONNECTOR FULL THREAD SIZE 3 MOTION-CONNECT 800PLUS TRAILING TYPE UL/CSA DESINA DMAX=23.8 MM LENGTH (M) = TYPE: 6FX8002-5DX28 LENGTH (M) = 0 + 30 + 0 + 0 | 3232 | TEM | 1 | MC | 33.384 | 1
6FX80025DX381AC5 | POWER CABLE EXTENSION 4X25 + (2X1.5)C C CONNECTOR FULL THREAD SIZE 3 MOTION-CONNECT 800PLUS TRAILING TYPE UL/CSA DESINA DMAX=27,6 MM LENGTH (M) = TYPE: 6FX8002-5DX38 LENGTH (M) = 0 + 0 + 2 + 0,5 | 2261 | TEM | 1 | MC | 5.749 | 1
6FX80025DX381AE0 | POWER CABLE EXTENSION 4X25 + (2X1.5)C C CONNECTOR FULL THREAD SIZE 3 MOTION-CONNECT 800PLUS TRAILING TYPE UL/CSA DESINA DMAX=27,6 MM LENGTH (M) = TYPE: 6FX8002-5DX38 LENGTH (M) = 0 + 0 + 4 + 0 | 2352 | TEM | 1 | MC | 8.014 | 1
6FX80025DX381AF0 | POWER CABLE EXTENSION 4X25 + (2X1.5)C C CONNECTOR FULL THREAD SIZE 3 MOTION-CONNECT 800PLUS TRAILING TYPE UL/CSA DESINA DMAX=27,6 MM LENGTH (M) = TYPE: 6FX8002-5DX38 LENGTH (M) = 0 + 0 + 5 + 0 | 2444 | TEM | 1 | MC | 9.524 | 1
6FX80025DX381AF5 | POWER CABLE EXTENSION 4X25 + (2X1.5)C C CONNECTOR FULL THREAD SIZE 3 MOTION-CONNECT 800PLUS TRAILING TYPE UL/CSA DESINA DMAX=27,6 MM LENGTH (M) = TYPE: 6FX8002-5DX38 LENGTH (M) = 0 + 0 + 5 + 0,5 | 2535 | TEM | 1 | MC | 10.279 | 1
6FX80025DX381AG0 | POWER CABLE EXTENSION 4X25 + (2X1.5)C C CONNECTOR FULL THREAD SIZE 3 MOTION-CONNECT 800PLUS TRAILING TYPE UL/CSA DESINA DMAX=27,6 MM LENGTH (M) = TYPE: 6FX8002-5DX38 LENGTH (M) = 0 + 0 + 6 + 0 | 2534 | TEM | 1 | MC | 11.034 | 1
6FX80025DX381AH0 | POWER CABLE EXTENSION 4X25 + (2X1.5)C C CONNECTOR FULL THREAD SIZE 3 MOTION-CONNECT 800PLUS TRAILING TYPE UL/CSA DESINA DMAX=27,6 MM LENGTH (M) = TYPE: 6FX8002-5DX38 LENGTH (M) = 0 + 0 + 7 + 0 | 2628 | TEM | 1 | MC | 12.544 | 1
6FX80025DX381AH5 | POWER CABLE EXTENSION 4X25 + (2X1.5)C C CONNECTOR FULL THREAD SIZE 3 MOTION-CONNECT 800PLUS TRAILING TYPE UL/CSA DESINA DMAX=27,6 MM LENGTH (M) = TYPE: 6FX8002-5DX38 LENGTH (M) = 0 + 0 + 7 + 0,5 | 2719 | TEM | 1 | MC | 13.299 | 1
6FX80025DX381AJ0 | POWER CABLE EXTENSION 4X25 + (2X1.5)C C CONNECTOR FULL THREAD SIZE 3 MOTION-CONNECT 800PLUS TRAILING TYPE UL/CSA DESINA DMAX=27,6 MM LENGTH (M) = TYPE: 6FX8002-5DX38 LENGTH (M) = 0 + 0 + 8 + 0 | 2717 | TEM | 1 | MC | 14.054 | 1
6FX80025DX381AK0 | POWER CABLE EXTENSION 4X25 + (2X1.5)C C CONNECTOR FULL THREAD SIZE 3 MOTION-CONNECT 800PLUS TRAILING TYPE UL/CSA DESINA DMAX=27,6 MM LENGTH (M) = TYPE: 6FX8002-5DX38 LENGTH (M) = 0 + 0 + 9 + 0 | 2809 | TEM | 1 | MC | 15.564 | 1
6FX80025DX381BA0 | POWER CABLE EXTENSION 4X25 + (2X1.5)C C CONNECTOR FULL THREAD SIZE 3 MOTION-CONNECT 800PLUS TRAILING TYPE UL/CSA DESINA DMAX=27,6 MM LENGTH (M) = TYPE: 6FX8002-5DX38 LENGTH (M) = 0 + 10 + 0 + 0 | 2901 | TEM | 1 | MC | 17.074 | 1
6FX80025DX381BA5 | POWER CABLE EXTENSION 4X25 + (2X1.5)C C CONNECTOR FULL THREAD SIZE 3 MOTION-CONNECT 800PLUS TRAILING TYPE UL/CSA DESINA DMAX=27,6 MM LENGTH (M) = TYPE: 6FX8002-5DX38 LENGTH (M) = 0 + 10 + 0 + 0,5 | 2992 | TEM | 1 | MC | 17.829 | 1
6FX80025DX381BB0 | POWER CABLE EXTENSION 4X25 + (2X1.5)C C CONNECTOR FULL THREAD SIZE 3 MOTION-CONNECT 800PLUS TRAILING TYPE UL/CSA DESINA DMAX=27,6 MM LENGTH (M) = TYPE: 6FX8002-5DX38 LENGTH (M) = 0 + 10 + 1 + 0 | 2992 | TEM | 1 | MC | 18.584 | 1
6FX80025DX381BB5 | POWER CABLE EXTENSION 4X25 + (2X1.5)C C CONNECTOR FULL THREAD SIZE 3 MOTION-CONNECT 800PLUS TRAILING TYPE UL/CSA DESINA DMAX=27,6 MM LENGTH (M) = TYPE: 6FX8002-5DX38 LENGTH (M) = 0 + 10 + 1 + 0,5 | 3084 | TEM | 1 | MC | 19.339 | 1
6FX80025DX381BC0 | POWER CABLE EXTENSION 4X25 + (2X1.5)C C CONNECTOR FULL THREAD SIZE 3 MOTION-CONNECT 800PLUS TRAILING TYPE UL/CSA DESINA DMAX=27,6 MM LENGTH (M) = TYPE: 6FX8002-5DX38 LENGTH (M) = 0 + 10 + 2 + 0 | 3084 | TEM | 1 | MC | 20.094 | 1
6FX80025DX381BD0 | POWER CABLE EXTENSION 4X25 + (2X1.5)C C CONNECTOR FULL THREAD SIZE 3 MOTION-CONNECT 800PLUS TRAILING TYPE UL/CSA DESINA DMAX=27,6 MM LENGTH (M) = TYPE: 6FX8002-5DX38 LENGTH (M) = 0 + 10 + 3 + 0 | 3176 | TEM | 1 | MC | 21.604 | 1
6FX80025DX381BE0 | POWER CABLE EXTENSION 4X25 + (2X1.5)C C CONNECTOR FULL THREAD SIZE 3 MOTION-CONNECT 800PLUS TRAILING TYPE UL/CSA DESINA DMAX=27,6 MM LENGTH (M) = TYPE: 6FX8002-5DX38 LENGTH (M) = 0 + 10 + 4 + 0 | 3266 | TEM | 1 | MC | 23.114 | 1
6FX80025DX381BF0 | POWER CABLE EXTENSION 4X25 + (2X1.5)C C CONNECTOR FULL THREAD SIZE 3 MOTION-CONNECT 800PLUS TRAILING TYPE UL/CSA DESINA DMAX=27,6 MM LENGTH (M) = TYPE: 6FX8002-5DX38 LENGTH (M) = 0 + 10 + 5 + 0 | 3358 | TEM | 1 | MC | 24.624 | 1
6FX80025DX381BG0 | POWER CABLE EXTENSION 4X25 + (2X1.5)C C CONNECTOR FULL THREAD SIZE 3 MOTION-CONNECT 800PLUS TRAILING TYPE UL/CSA DESINA DMAX=27,6 MM LENGTH (M) = TYPE: 6FX8002-5DX38 LENGTH (M) = 0 + 10 + 6 + 0 | 3448 | TEM | 1 | MC | 26.134 | 1
6FX80025DX381BH0 | POWER CABLE EXTENSION 4X25 + (2X1.5)C C CONNECTOR FULL THREAD SIZE 3 MOTION-CONNECT 800PLUS TRAILING TYPE UL/CSA DESINA DMAX=27,6 MM LENGTH (M) = TYPE: 6FX8002-5DX38 LENGTH (M) = 0 + 10 + 7 + 0 | 3542 | TEM | 1 | MC | 27.644 | 1
6FX80025DX381BJ0 | POWER CABLE EXTENSION 4X25 + (2X1.5)C C CONNECTOR FULL THREAD SIZE 3 MOTION-CONNECT 800PLUS TRAILING TYPE UL/CSA DESINA DMAX=27,6 MM LENGTH (M) = TYPE: 6FX8002-5DX38 LENGTH (M) = 0 + 10 + 8 + 0 | 3631 | TEM | 1 | MC | 29.154 | 1
6FX80025DX381BK0 | POWER CABLE EXTENSION 4X25 + (2X1.5)C C CONNECTOR FULL THREAD SIZE 3 MOTION-CONNECT 800PLUS TRAILING TYPE UL/CSA DESINA DMAX=27,6 MM LENGTH (M) = TYPE: 6FX8002-5DX38 LENGTH (M) = 0 + 10 + 9 + 0 | 3723 | TEM | 1 | MC | 30.664 | 1
6FX80025DX381CA0 | POWER CABLE EXTENSION 4X25 + (2X1.5)C C CONNECTOR FULL THREAD SIZE 3 MOTION-CONNECT 800PLUS TRAILING TYPE UL/CSA DESINA DMAX=27,6 MM LENGTH (M) = TYPE: 6FX8002-5DX38 LENGTH (M) = 0 + 20 + 0 + 0 | 3815 | TEM | 1 | MC | 32.174 | 1
6FX80025DX381CC0 | POWER CABLE EXTENSION 4X25 + (2X1.5)C C CONNECTOR FULL THREAD SIZE 3 MOTION-CONNECT 800PLUS TRAILING TYPE UL/CSA DESINA DMAX=27,6 MM LENGTH (M) = TYPE: 6FX8002-5DX38 LENGTH (M) = 0 + 20 + 2 + 0 | 3998 | TEM | 1 | MC | 35.194 | 1
6FX80025DX381CF0 | POWER CABLE EXTENSION 4X25 + (2X1.5)C C CONNECTOR FULL THREAD SIZE 3 MOTION-CONNECT 800PLUS TRAILING TYPE UL/CSA DESINA DMAX=27,6 MM LENGTH (M) = TYPE: 6FX8002-5DX38 LENGTH (M) = 0 + 20 + 5 + 0 | 4272 | TEM | 1 | MC | 39.724 | 1
6FX80025DX381CG0 | POWER CABLE EXTENSION 4X25 + (2X1.5)C C CONNECTOR FULL THREAD SIZE 3 MOTION-CONNECT 800PLUS TRAILING TYPE UL/CSA DESINA DMAX=27,6 MM LENGTH (M) = TYPE: 6FX8002-5DX38 LENGTH (M) = 0 + 20 + 6 + 0 | 4362 | TEM | 1 | MC | 41.234 | 1
6FX80025DX481AC0 | POWER CABLE, PREASSEMBLED EXT. 4X35+(2X1.5) C, CONN. SIZE 3 (1FT/1FK TO 611/810D/SIMOVERT) TRAILING TYPE UL/CSA DESINA MOTION CONNECT 800 DMAX=32.0 MM, TYPE: 6FX8002-5DX48 LENGTH (M) = 0 + 0 + 2 + 0 | 2275 | TEM | 1 | MC | 5.974 | 1
6FX80025DX481AD0 | POWER CABLE, PREASSEMBLED EXT. 4X35+(2X1.5) C, CONN. SIZE 3 (1FT/1FK TO 611/810D/SIMOVERT) TRAILING TYPE UL/CSA DESINA MOTION CONNECT 800 DMAX=32.0 MM, TYPE: 6FX8002-5DX48 LENGTH (M) = 0 + 0 + 3 + 0 | 2393 | TEM | 1 | MC | 7.974 | 1
6FX80025DX481AE0 | POWER CABLE, PREASSEMBLED EXT. 4X35+(2X1.5) C, CONN. SIZE 3 (1FT/1FK TO 611/810D/SIMOVERT) TRAILING TYPE UL/CSA DESINA MOTION CONNECT 800 DMAX=32.0 MM, TYPE: 6FX8002-5DX48 LENGTH (M) = 0 + 0 + 4 + 0 | 2508 | TEM | 1 | MC | 9.974 | 1
6FX80025DX481AF0 | POWER CABLE, PREASSEMBLED EXT. 4X35+(2X1.5) C, CONN. SIZE 3 (1FT/1FK TO 611/810D/SIMOVERT) TRAILING TYPE UL/CSA DESINA MOTION CONNECT 800 DMAX=32.0 MM, TYPE: 6FX8002-5DX48 LENGTH (M) = 0 + 0 + 5 + 0 | 2623 | TEM | 1 | MC | 11.974 | 1
6FX80025DX481AG0 | POWER CABLE, PREASSEMBLED EXT. 4X35+(2X1.5) C, CONN. SIZE 3 (1FT/1FK TO 611/810D/SIMOVERT) TRAILING TYPE UL/CSA DESINA MOTION CONNECT 800 DMAX=32.0 MM, TYPE: 6FX8002-5DX48 LENGTH (M) = 0 + 0 + 6 + 0 | 2739 | TEM | 1 | MC | 13.974 | 1
6FX80025DX481AH0 | POWER CABLE, PREASSEMBLED EXT. 4X35+(2X1.5) C, CONN. SIZE 3 (1FT/1FK TO 611/810D/SIMOVERT) TRAILING TYPE UL/CSA DESINA MOTION CONNECT 800 DMAX=32.0 MM, TYPE: 6FX8002-5DX48 LENGTH (M) = 0 + 0 + 7 + 0 | 2856 | TEM | 1 | MC | 15.974 | 1
6FX80025DX481AJ0 | POWER CABLE, PREASSEMBLED EXT. 4X35+(2X1.5) C, CONN. SIZE 3 (1FT/1FK TO 611/810D/SIMOVERT) TRAILING TYPE UL/CSA DESINA MOTION CONNECT 800 DMAX=32.0 MM, TYPE: 6FX8002-5DX48 LENGTH (M) = 0 + 0 + 8 + 0 | 2971 | TEM | 1 | MC | 17.974 | 1
6FX80025DX481AK0 | POWER CABLE, PREASSEMBLED EXT. 4X35+(2X1.5) C, CONN. SIZE 3 (1FT/1FK TO 611/810D/SIMOVERT) TRAILING TYPE UL/CSA DESINA MOTION CONNECT 800 DMAX=32.0 MM, TYPE: 6FX8002-5DX48 LENGTH (M) = 0 + 0 + 9 + 0 | 3087 | TEM | 1 | MC | 19.974 | 1
6FX80025DX481BA0 | POWER CABLE, PREASSEMBLED EXT. 4X35+(2X1.5) C, CONN. SIZE 3 (1FT/1FK TO 611/810D/SIMOVERT) TRAILING TYPE UL/CSA DESINA MOTION CONNECT 800 DMAX=32.0 MM, TYPE: 6FX8002-5DX48 LENGTH (M) = 0 + 10 + 0 + 0 | 3204 | TEM | 1 | MC | 21.974 | 1
6FX80025DX481BB0 | POWER CABLE, PREASSEMBLED EXT. 4X35+(2X1.5) C, CONN. SIZE 3 (1FT/1FK TO 611/810D/SIMOVERT) TRAILING TYPE UL/CSA DESINA MOTION CONNECT 800 DMAX=32.0 MM, TYPE: 6FX8002-5DX48 LENGTH (M) = 0 + 10 + 1 + 0 | 3320 | TEM | 1 | MC | 23.974 | 1
6FX80025DX481BC0 | POWER CABLE, PREASSEMBLED EXT. 4X35+(2X1.5) C, CONN. SIZE 3 (1FT/1FK TO 611/810D/SIMOVERT) TRAILING TYPE UL/CSA DESINA MOTION CONNECT 800 DMAX=32.0 MM, TYPE: 6FX8002-5DX48 LENGTH (M) = 0 + 10 + 2 + 0 | 3435 | TEM | 1 | MC | 25.974 | 1
6FX80025DX481BD0 | POWER CABLE, PREASSEMBLED EXT. 4X35+(2X1.5) C, CONN. SIZE 3 (1FT/1FK TO 611/810D/SIMOVERT) TRAILING TYPE UL/CSA DESINA MOTION CONNECT 800 DMAX=32.0 MM, TYPE: 6FX8002-5DX48 LENGTH (M) = 0 + 10 + 3 + 0 | 3552 | TEM | 1 | MC | 27.974 | 1
6FX80025DX481BE0 | POWER CABLE, PREASSEMBLED EXT. 4X35+(2X1.5) C, CONN. SIZE 3 (1FT/1FK TO 611/810D/SIMOVERT) TRAILING TYPE UL/CSA DESINA MOTION CONNECT 800 DMAX=32.0 MM, TYPE: 6FX8002-5DX48 LENGTH (M) = 0 + 10 + 4 + 0 | 3668 | TEM | 1 | MC | 29.974 | 1
6FX80025DX481BF0 | POWER CABLE, PREASSEMBLED EXT. 4X35+(2X1.5) C, CONN. SIZE 3 (1FT/1FK TO 611/810D/SIMOVERT) TRAILING TYPE UL/CSA DESINA MOTION CONNECT 800 DMAX=32.0 MM, TYPE: 6FX8002-5DX48 LENGTH (M) = 0 + 10 + 5 + 0 | 3783 | TEM | 1 | MC | 31.974 | 1
6FX80025DX481BG0 | POWER CABLE, PREASSEMBLED EXT. 4X35+(2X1.5) C, CONN. SIZE 3 (1FT/1FK TO 611/810D/SIMOVERT) TRAILING TYPE UL/CSA DESINA MOTION CONNECT 800 DMAX=32.0 MM, TYPE: 6FX8002-5DX48 LENGTH (M) = 0 + 10 + 6 + 0 | 3898 | TEM | 1 | MC | 33.974 | 1
6FX80025DX481BJ0 | POWER CABLE, PREASSEMBLED EXT. 4X35+(2X1.5) C, CONN. SIZE 3 (1FT/1FK TO 611/810D/SIMOVERT) TRAILING TYPE UL/CSA DESINA MOTION CONNECT 800 DMAX=32.0 MM, TYPE: 6FX8002-5DX48 LENGTH (M) = 0 + 10 + 8 + 0 | 4131 | TEM | 1 | MC | 37.974 | 1
6FX80025DX481BK0 | POWER CABLE, PREASSEMBLED EXT. 4X35+(2X1.5) C, CONN. SIZE 3 (1FT/1FK TO 611/810D/SIMOVERT) TRAILING TYPE UL/CSA DESINA MOTION CONNECT 800 DMAX=32.0 MM, TYPE: 6FX8002-5DX48 LENGTH (M) = 0 + 10 + 9 + 0 | 4247 | TEM | 1 | MC | 39.974 | 1
6FX80025DX481CA0 | POWER CABLE, PREASSEMBLED EXT. 4X35+(2X1.5) C, CONN. SIZE 3 (1FT/1FK TO 611/810D/SIMOVERT) TRAILING TYPE UL/CSA DESINA MOTION CONNECT 800 DMAX=32.0 MM, TYPE: 6FX8002-5DX48 LENGTH (M) = 0 + 20 + 0 + 0 | 4351 | TEM | 1 | MC | 41.974 | 1
6FX80025DX481CB0 | POWER CABLE, PREASSEMBLED EXT. 4X35+(2X1.5) C, CONN. SIZE 3 (1FT/1FK TO 611/810D/SIMOVERT) TRAILING TYPE UL/CSA DESINA MOTION CONNECT 800 DMAX=32.0 MM, TYPE: 6FX8002-5DX48 LENGTH (M) = 0 + 20 + 1 + 0 | 4467 | TEM | 1 | MC | 43.974 | 1
6FX80025DX481CC0 | POWER CABLE, PREASSEMBLED EXT. 4X35+(2X1.5) C, CONN. SIZE 3 (1FT/1FK TO 611/810D/SIMOVERT) TRAILING TYPE UL/CSA DESINA MOTION CONNECT 800 DMAX=32.0 MM, TYPE: 6FX8002-5DX48 LENGTH (M) = 0 + 20 + 2 + 0 | 4582 | TEM | 1 | MC | 45.974 | 1
6FX80025DX481CD0 | POWER CABLE, PREASSEMBLED EXT. 4X35+(2X1.5) C, CONN. SIZE 3 (1FT/1FK TO 611/810D/SIMOVERT) TRAILING TYPE UL/CSA DESINA MOTION CONNECT 800 DMAX=32.0 MM, TYPE: 6FX8002-5DX48 LENGTH (M) = 0 + 20 + 3 + 0 | 4699 | TEM | 1 | MC | 47.974 | 1
6FX80025DX481CF0 | POWER CABLE, PREASSEMBLED EXT. 4X35+(2X1.5) C, CONN. SIZE 3 (1FT/1FK TO 611/810D/SIMOVERT) TRAILING TYPE UL/CSA DESINA MOTION CONNECT 800 DMAX=32.0 MM, TYPE: 6FX8002-5DX48 LENGTH (M) = 0 + 20 + 5 + 0 | 4930 | TEM | 1 | MC | 51.974 | 1
6FX80025DX481CG0 | POWER CABLE, PREASSEMBLED EXT. 4X35+(2X1.5) C, CONN. SIZE 3 (1FT/1FK TO 611/810D/SIMOVERT) TRAILING TYPE UL/CSA DESINA MOTION CONNECT 800 DMAX=32.0 MM, TYPE: 6FX8002-5DX48 LENGTH (M) = 0 + 20 + 6 + 0 | 5045 | TEM | 1 | MC | 53.974 | 1
6FX80025DX481CH0 | POWER CABLE, PREASSEMBLED EXT. 4X35+(2X1.5) C, CONN. SIZE 3 (1FT/1FK TO 611/810D/SIMOVERT) TRAILING TYPE UL/CSA DESINA MOTION CONNECT 800 DMAX=32.0 MM, TYPE: 6FX8002-5DX48 LENGTH (M) = 0 + 20 + 7 + 0 | 5163 | TEM | 1 | MC | 55.974 | 1
6FX80025DX481CJ0 | POWER CABLE, PREASSEMBLED EXT. 4X35+(2X1.5) C, CONN. SIZE 3 (1FT/1FK TO 611/810D/SIMOVERT) TRAILING TYPE UL/CSA DESINA MOTION CONNECT 800 DMAX=32.0 MM, TYPE: 6FX8002-5DX48 LENGTH (M) = 0 + 20 + 8 + 0 | 5278 | TEM | 1 | MC | 57.974 | 1
6FX80025DX481CK0 | POWER CABLE, PREASSEMBLED EXT. 4X35+(2X1.5) C, CONN. SIZE 3 (1FT/1FK TO 611/810D/SIMOVERT) TRAILING TYPE UL/CSA DESINA MOTION CONNECT 800 DMAX=32.0 MM, TYPE: 6FX8002-5DX48 LENGTH (M) = 0 + 20 + 9 + 0 | 5394 | TEM | 1 | MC | 59.974 | 1
6FX80025DX481DA0 | POWER CABLE, PREASSEMBLED EXT. 4X35+(2X1.5) C, CONN. SIZE 3 (1FT/1FK TO 611/810D/SIMOVERT) TRAILING TYPE UL/CSA DESINA MOTION CONNECT 800 DMAX=32.0 MM, TYPE: 6FX8002-5DX48 LENGTH (M) = 0 + 30 + 0 + 0 | 5526 | TEM | 1 | MC | 61.974 | 1
6FX80025DX581AD0 | POWER CABLE EXTENSION 4X50 + (2X1.5)C C, CONNECTOR FULL THREAD SIZE 3 MOTION-CONNECT 800PLUS TRAILING TYPE UL/CSA DESINA DMAX=35 MM LENGTH (M) = TYPE: 6FX8002-5DX58 LENGTH (M) = 0 + 0 + 3 + 0 | 2621 | TEM | 1 | MC | 9.954 | 1
6FX80025DX581AF0 | POWER CABLE EXTENSION 4X50 + (2X1.5)C C, CONNECTOR FULL THREAD SIZE 3 MOTION-CONNECT 800PLUS TRAILING TYPE UL/CSA DESINA DMAX=35 MM LENGTH (M) = TYPE: 6FX8002-5DX58 LENGTH (M) = 0 + 0 + 5 + 0 | 2980 | TEM | 1 | MC | 15.274 | 1
6FX80025DX581AG0 | POWER CABLE EXTENSION 4X50 + (2X1.5)C C, CONNECTOR FULL THREAD SIZE 3 MOTION-CONNECT 800PLUS TRAILING TYPE UL/CSA DESINA DMAX=35 MM LENGTH (M) = TYPE: 6FX8002-5DX58 LENGTH (M) = 0 + 0 + 6 + 0 | 3162 | TEM | 1 | MC | 17.934 | 1
6FX80025DX581AH0 | POWER CABLE EXTENSION 4X50 + (2X1.5)C C, CONNECTOR FULL THREAD SIZE 3 MOTION-CONNECT 800PLUS TRAILING TYPE UL/CSA DESINA DMAX=35 MM LENGTH (M) = TYPE: 6FX8002-5DX58 LENGTH (M) = 0 + 0 + 7 + 0 | 3339 | TEM | 1 | MC | 20.594 | 1
6FX80025DX581AJ0 | POWER CABLE EXTENSION 4X50 + (2X1.5)C C, CONNECTOR FULL THREAD SIZE 3 MOTION-CONNECT 800PLUS TRAILING TYPE UL/CSA DESINA DMAX=35 MM LENGTH (M) = TYPE: 6FX8002-5DX58 LENGTH (M) = 0 + 0 + 8 + 0 | 3520 | TEM | 1 | MC | 23.254 | 1
6FX80025DX581AK0 | POWER CABLE EXTENSION 4X50 + (2X1.5)C C, CONNECTOR FULL THREAD SIZE 3 MOTION-CONNECT 800PLUS TRAILING TYPE UL/CSA DESINA DMAX=35 MM LENGTH (M) = TYPE: 6FX8002-5DX58 LENGTH (M) = 0 + 0 + 9 + 0 | 3698 | TEM | 1 | MC | 25.914 | 1
6FX80025DX581BA0 | POWER CABLE EXTENSION 4X50 + (2X1.5)C C, CONNECTOR FULL THREAD SIZE 3 MOTION-CONNECT 800PLUS TRAILING TYPE UL/CSA DESINA DMAX=35 MM LENGTH (M) = TYPE: 6FX8002-5DX58 LENGTH (M) = 0 + 10 + 0 + 0 | 3877 | TEM | 1 | MC | 28.574 | 1
6FX80025DX581BB0 | POWER CABLE EXTENSION 4X50 + (2X1.5)C C, CONNECTOR FULL THREAD SIZE 3 MOTION-CONNECT 800PLUS TRAILING TYPE UL/CSA DESINA DMAX=35 MM LENGTH (M) = TYPE: 6FX8002-5DX58 LENGTH (M) = 0 + 10 + 1 + 0 | 4056 | TEM | 1 | MC | 31.234 | 1
6FX80025DX581BC0 | POWER CABLE EXTENSION 4X50 + (2X1.5)C C, CONNECTOR FULL THREAD SIZE 3 MOTION-CONNECT 800PLUS TRAILING TYPE UL/CSA DESINA DMAX=35 MM LENGTH (M) = TYPE: 6FX8002-5DX58 LENGTH (M) = 0 + 10 + 2 + 0 | 4236 | TEM | 1 | MC | 33.894 | 1
6FX80025DX581BD0 | POWER CABLE EXTENSION 4X50 + (2X1.5)C C, CONNECTOR FULL THREAD SIZE 3 MOTION-CONNECT 800PLUS TRAILING TYPE UL/CSA DESINA DMAX=35 MM LENGTH (M) = TYPE: 6FX8002-5DX58 LENGTH (M) = 0 + 10 + 3 + 0 | 4415 | TEM | 1 | MC | 36.554 | 1
6FX80025DX581BE0 | POWER CABLE EXTENSION 4X50 + (2X1.5)C C, CONNECTOR FULL THREAD SIZE 3 MOTION-CONNECT 800PLUS TRAILING TYPE UL/CSA DESINA DMAX=35 MM LENGTH (M) = TYPE: 6FX8002-5DX58 LENGTH (M) = 0 + 10 + 4 + 0 | 4595 | TEM | 1 | MC | 39.214 | 1
6FX80025DX581BF0 | POWER CABLE EXTENSION 4X50 + (2X1.5)C C, CONNECTOR FULL THREAD SIZE 3 MOTION-CONNECT 800PLUS TRAILING TYPE UL/CSA DESINA DMAX=35 MM LENGTH (M) = TYPE: 6FX8002-5DX58 LENGTH (M) = 0 + 10 + 5 + 0 | 4774 | TEM | 1 | MC | 41.874 | 1
6FX80025DX581BG0 | POWER CABLE EXTENSION 4X50 + (2X1.5)C C, CONNECTOR FULL THREAD SIZE 3 MOTION-CONNECT 800PLUS TRAILING TYPE UL/CSA DESINA DMAX=35 MM LENGTH (M) = TYPE: 6FX8002-5DX58 LENGTH (M) = 0 + 10 + 6 + 0 | 4956 | TEM | 1 | MC | 44.534 | 1
6FX80025DX581BJ0 | POWER CABLE EXTENSION 4X50 + (2X1.5)C C, CONNECTOR FULL THREAD SIZE 3 MOTION-CONNECT 800PLUS TRAILING TYPE UL/CSA DESINA DMAX=35 MM LENGTH (M) = TYPE: 6FX8002-5DX58 LENGTH (M) = 0 + 10 + 8 + 0 | 5315 | TEM | 1 | MC | 49.854 | 1
6FX80025DX581CA0 | POWER CABLE EXTENSION 4X50 + (2X1.5)C C, CONNECTOR FULL THREAD SIZE 3 MOTION-CONNECT 800PLUS TRAILING TYPE UL/CSA DESINA DMAX=35 MM LENGTH (M) = TYPE: 6FX8002-5DX58 LENGTH (M) = 0 + 20 + 0 + 0 | 5671 | TEM | 1 | MC | 55.174 | 1
6FX80025DX581CF0 | POWER CABLE EXTENSION 4X50 + (2X1.5)C C, CONNECTOR FULL THREAD SIZE 3 MOTION-CONNECT 800PLUS TRAILING TYPE UL/CSA DESINA DMAX=35 MM LENGTH (M) = TYPE: 6FX8002-5DX58 LENGTH (M) = 0 + 20 + 5 + 0 | 6568 | TEM | 1 | MC | 68.474 | 1
6FX80025DX581CK0 | POWER CABLE EXTENSION 4X50 + (2X1.5)C C, CONNECTOR FULL THREAD SIZE 3 MOTION-CONNECT 800PLUS TRAILING TYPE UL/CSA DESINA DMAX=35 MM LENGTH (M) = TYPE: 6FX8002-5DX58 LENGTH (M) = 0 + 20 + 9 + 0 | 7286 | TEM | 1 | MC | 79.114 | 1
6FX80025EX111AJ0 | POWER CABLE, PREASSEMBLED TYPE: 6FX8002-5EX11 CUSTOM MADE LENGTH (M) = 0 + 0 + 8 + 0 | 1376 | TEM | 1 | MC | 13.64 | 1
6FX80025EX111BA0 | POWER CABLE, PREASSEMBLED TYPE: 6FX8002-5EX11 CUSTOM MADE LENGTH (M) = 0 + 10 + 0 + 0 | 1550 | TEM | 1 | MC | 16.66 | 1
6FX80025EX141AH5 | POWER CABLE, ASSEMBLY TYPE: 6FX8002-5EX14 CUSTOMER SPECIFIC 4X35+(2X1.5) C, CONNECTOR SIZE 3 / CUTTED WIRE END; LENGTH 300 MM, UL/CSA DESINA MOTION-CONNECT 800 DMAX=32.0 MM, LENGTH (M) = 7,5 CABLE LUGS M8, SPRING CLAMP | 1972 | TEM | 1 | MC | 16.146 | 1
6FX80025EX141AJ0 | POWER CABLE, PREASSEMBLED TYPE: 6FX8002-5EX14 CUSTOMER SPECIFIC 4X35+(2X1.5) C, CONNECTOR SIZE 3 / CUTTED WIRE END; LENGTH 300 MM, UL/CSA DESINA MOTION-CONNECT 800 DMAX=32.0 MM, LENGTH (M) = 8 CABLE LUGS M8, SPRING CLAMP | 1972 | TEM | 1 | MC | 1.145 | 1
6FX80025ME051AD0 | POWER CABLE EXTENSION 4X1.5 + (2X1.5)C C, CONNECTOR FULL THREAD SIZE 0.5 MOTION-CONNECT 800PLUS TRAILING TYPE UL/CSA DESINA DMAX= 12 MM, LENGTH (M) = TYPE: 6FX8002-5ME05 LENGTH (M) = + 0 + 0 3 + 0 | 269 | TEM | 1 | MC | 0.845 | 1
6FX80025ME051BA0 | POWER CABLE EXTENSION 4X1.5 + (2X1.5)C C, CONNECTOR FULL THREAD SIZE 0.5 MOTION-CONNECT 800PLUS TRAILING TYPE UL/CSA DESINA DMAX= 12 MM, LENGTH (M) = TYPE: 6FX8002-5ME05 LENGTH (M) = + 0 10 + 0 + 0 | 382 | TEM | 1 | MC | 2.456 | 1
6FX80025ME051BG0 | POWER CABLE EXTENSION 4X1.5 + (2X1.5)C C, CONNECTOR FULL THREAD SIZE 0.5 MOTION-CONNECT 800PLUS TRAILING TYPE UL/CSA DESINA DMAX= 12 MM, LENGTH (M) = TYPE: 6FX8002-5ME05 LENGTH (M) = + 0 10 6 + 0 | 479 | TEM | 1 | MC | 3.835 | 1
6FX80025ME051BJ5 | POWER CABLE EXTENSION 4X1.5 + (2X1.5)C C, CONNECTOR FULL THREAD SIZE 0.5 MOTION-CONNECT 800PLUS TRAILING TYPE UL/CSA DESINA DMAX= 12 MM, LENGTH (M) = TYPE: 6FX8002-5ME05 LENGTH (M) = + 0 10 8 0,5 | 528 | TEM | 1 | MC | 4.41 | 1
6FX80025MN051AC0 | POWER CABLE EXTENSION 4X1.5 + (2X1.5)C C CONNECTOR SPEED-CONNECT SIZE 0.5 MOTION-CONNECT 800PLUS TRAILING TYPE UL/CSA DESINA DMAX= 12 MM, LENGTH (M) = TYPE: 6FX8002-5MN05 LENGTH (M) = + 0 + 0 2 + 0 | 253 | TEM | 1 | MC | 0.615 | 1
6FX80025MN051AF0 | POWER CABLE EXTENSION 4X1.5 + (2X1.5)C C CONNECTOR SPEED-CONNECT SIZE 0.5 MOTION-CONNECT 800PLUS TRAILING TYPE UL/CSA DESINA DMAX= 12 MM, LENGTH (M) = TYPE: 6FX8002-5MN05 LENGTH (M) = + 0 + 0 5 + 0 | 301 | TEM | 1 | MC | 1.305 | 1
6FX80025MN051BA0 | POWER CABLE EXTENSION 4X1.5 + (2X1.5)C C CONNECTOR SPEED-CONNECT SIZE 0.5 MOTION-CONNECT 800PLUS TRAILING TYPE UL/CSA DESINA DMAX= 12 MM, LENGTH (M) = TYPE: 6FX8002-5MN05 LENGTH (M) = + 0 10 + 0 + 0 | 382 | TEM | 1 | MC | 2.456 | 1
6FX80025SL501AA5 | POWER CABLE, PREASSEMBLED TYPE: 6FX8002-5SL50 CUSTOM MADE LENGTH (M) = 0 + 0 + 0 + 0,5 | 123 | TEM | 1 | MC | 0.263 | 1
6FX80025YG031AB0 | POWER CABLE EXTENSION TYPE: 6FX8002-5YG03 M. 001 | 327 | TEM | 1 | MC | 0.5 | 1
6FX80025YP021AB0 | POWER CABLE, PREASSEMBLED TYPE: 6FX8002-5YP02 CUSTOM MADE LENGTH (M) = 0 + 0 + 1 + 0 | 264 | TEM | 1 | MC | 1.306 | 1
6FX80025YP021AC0 | POWER CABLE, PREASSEMBLED TYPE: 6FX8002-5YP02 CUSTOM MADE LENGTH (M) = 0 + 0 + 2 + 0 | 305 | TEM | 1 | MC | 2.246 | 1
6FX80025YP061BD0 | POWER CABLE, PREASSEMBLED TYPE: 6FX8002-5YP06 CUSTOM MADE LENGTH (M) = 13 | 723 | TEM | 1 | MC | 12.35 | 1
6FX80025YP061BF0 | POWER CABLE, PREASSEMBLED TYPE: 6FX8002-5YP06 CUSTOM MADE LENGTH (M) = 15 | 765 | TEM | 1 | MC | 14.2 | 1
6FX80025YP061BJ0 | POWER CABLE, PREASSEMBLED TYPE: 6FX8002-5YP06 CUSTOM MADE LENGTH (M) = 18 | 952 | TEM | 1 | MC | 17.1 | 1
6FX80025YP061CA0 | POWER CABLE PREASSEMBLED TYPE: 6FX8002-5YP06 CUSTOM MADE LENGTH (M) = 20 METER | 981 | TEM | 1 | MC | 18.9 | 1
6FX80025YP061CE0 | POWER CABLE, PREASSEMBLED TYPE: 6FX8002-5YP06 CUSTOM MADE LENGTH (M) = 24 | 1161 | TEM | 1 | MC | 17.5 | 1
6FX80025YT021BA5 | POWER CABLE, PREASSEMBLED TYPE: 6FX8002-5YT02 CUSTOM MADE LENGTH (M) = 0 + 10 + 0 + 0,5 | 410 | TEM | 1 | MC | 2.8 | 1
6FX80025YT021BB0 | POWER CABLE, PREASSEMBLED TYPE: 6FX8002-5YT02 CUSTOM MADE LENGTH (M) = 0 + 10 + 1 + 0 | 410 | TEM | 1 | MC | 2.8 | 1
6FX80025YT021BD0 | POWER CABLE, PREASSEMBLED TYPE: 6FX8002-5YT02 CUSTOM MADE LENGTH (M) = 0 + 10 + 3 + 0 | 448 | TEM | 1 | MC | 3.27 | 1
6FX80025YT021BG0 | POWER CABLE, PREASSEMBLED TYPE: 6FX8002-5YT02 CUSTOM MADE LENGTH (M) = 0 + 10 + 6 + 0 | 505 | TEM | 1 | MC | 3.98 | 1
6FX80025YT021BK0 | POWER CABLE, PREASSEMBLED TYPE: 6FX8002-5YT02 CUSTOM MADE LENGTH (M) = 0 + 10 + 9 + 0 | 561 | TEM | 1 | MC | 4.68 | 1
6FX80025YT051AH5 | POWER CABLE, PREASSEMBLED TYPE: 6FX8002-5YT05 CUSTOM MADE LENGTH (M) = 0 + 0 + 7 + 0,5 | 604 | TEM | 1 | MC | 3.75 | 1
6FX80025YT051AK0 | POWER CABLE, PREASSEMBLED TYPE: 6FX8002-5YT05 CUSTOM MADE LENGTH (M) = 0 + 0 + 9 + 0 | 638 | TEM | 1 | MC | 4.42 | 1
6FX80025YT051BE0 | POWER CABLE, PREASSEMBLED TYPE: 6FX8002-5YT05 CUSTOM MADE LENGTH (M) = 0 + 10 + 4 + 0 | 804 | TEM | 1 | MC | 6.66 | 1
6FX80025YT051BF0 | POWER CABLE, PREASSEMBLED TYPE: 6FX8002-5YT05 CUSTOM MADE LENGTH (M) = 15 | 827 | TEM | 1 | MC | 7.1 | 1
6FX80025YT051BG0 | POWER CABLE, PREASSEMBLED TYPE: 6FX8002-5YT05 CUSTOM MADE LENGTH (M) = 0 + 10 + 6 + 0 | 871 | TEM | 1 | MC | 7.55 | 1
6FX80025YW101AF0 | POWER CABLE, PREASSEMBLED TYPE: 6FX8002-5YW10 CUSTOM MADE LENGTH (M) = | 300 | TEM | 1 | MC | 0.8 | 1
6FX80025YW101DE5 | POWER CABLE, PREASSEMBLED TYPE: 6FX8002-5YW10 CUSTOM MADE LENGTH (M) = | 785 | TEM | 1 | MC | 4.306 | 1
6FX80025YW161AF0 | POWER CABLE, PREASSEMBLED TYPE: 6FX8002-5YW16 CUSTOM MADE LENGTH (M) = 5 | 401 | TEM | 1 | MC | 0.9 | 1
6FX80025YW161CF0 | POWER CABLE, PREASSEMBLED TYPE: 6FX8002-5YW16 CUSTOM MADE LENGTH (M) = 25 | 871 | TEM | 1 | MC | 6.175 | 1
6FX80025YW211AK1 | POWER CABLE, PREASSEMBLED TYPE: 6FX8002-5YW21 CUSTOM MADE | 412 | TEM | 1 | MC | 1.8 | 1
6FX80025YW211AK5 | POWER CABLE, PREASSEMBLED TYPE: 6FX8002-5YW21 CUSTOM MADE | 412 | TEM | 1 | MC | 1.91 | 1
6FX80025YW211BA0 | POWER CABLE, PREASSEMBLED TYPE: 6FX8002-5YW21 CUSTOM MADE LENGTH (M) = 10 | 428 | TEM | 1 | MC | 1.66 | 1
6FX80027HY001AA3 | HYBRID CABLE, PREASSEMBLED TYPE: 6FX8002-7HY00 POWER AND DRIVE-CLIQ OUTLET DIRECTION NDE/NDE FOR SINAMICS S120 M MOTION-CONNECT 800PLUS TRAILING TYPE, UL/CSA DESINA DMAX = 15 MM, LENGTH (M) = 0 + 0 + 0 + 0,3 | 382 | TEM | 1 | MC | 0.166 | 1
6FX80027HY001AA5 | HYBRID CABLE, PREASSEMBLED TYPE: 6FX8002-7HY00 POWER AND DRIVE-CLIQ OUTLET DIRECTION NDE/NDE FOR SINAMICS S120 M MOTION-CONNECT 800PLUS TRAILING TYPE, UL/CSA DESINA DMAX = 15 MM, LENGTH (M) = 0 + 0 + 0 + 0,5 | 382 | TEM | 1 | MC | 0.236 | 1
6FX80027HY001AB0 | HYBRID CABLE, PREASSEMBLED TYPE: 6FX8002-7HY00 POWER AND DRIVE-CLIQ OUTLET DIRECTION NDE/NDE FOR SINAMICS S120 M MOTION-CONNECT 800PLUS TRAILING TYPE, UL/CSA DESINA DMAX = 15 MM, LENGTH (M) = 0 + 0 + 1 + 0 | 382 | TEM | 1 | MC | 0.411 | 1
6FX80027HY001AB5 | HYBRID CABLE, PREASSEMBLED TYPE: 6FX8002-7HY00 POWER AND DRIVE-CLIQ OUTLET DIRECTION NDE/NDE FOR SINAMICS S120 M MOTION-CONNECT 800PLUS TRAILING TYPE, UL/CSA DESINA DMAX = 15 MM, LENGTH (M) = 0 + 0 + 1 + 0,5 | 405 | TEM | 1 | MC | 0.586 | 1
6FX80027HY001AC0 | HYBRID CABLE, PREASSEMBLED TYPE: 6FX8002-7HY00 POWER AND DRIVE-CLIQ OUTLET DIRECTION NDE/NDE FOR SINAMICS S120 M MOTION-CONNECT 800PLUS TRAILING TYPE, UL/CSA DESINA DMAX = 15 MM, LENGTH (M) = 0 + 0 + 2 + 0 | 405 | TEM | 1 | MC | 0.761 | 1
6FX80027HY001AF0 | HYBRID CABLE, PREASSEMBLED TYPE: 6FX8002-7HY00 POWER AND DRIVE-CLIQ OUTLET DIRECTION NDE/NDE FOR SINAMICS S120 M MOTION-CONNECT 800PLUS TRAILING TYPE, UL/CSA DESINA DMAX = 15 MM, LENGTH (M) = 0 + 0 + 5 + 0 | 472 | TEM | 1 | MC | 1.811 | 1
6FX80027HY001BA0 | HYBRID CABLE, PREASSEMBLED TYPE: 6FX8002-7HY00 POWER AND DRIVE-CLIQ OUTLET DIRECTION NDE/NDE FOR SINAMICS S120 M MOTION-CONNECT 800PLUS TRAILING TYPE, UL/CSA DESINA DMAX = 15 MM, LENGTH (M) = 0 + 10 + 0 + 0 | 583 | TEM | 1 | MC | 3.561 | 1
6FX80027HY001CA0 | HYBRID CABLE, PREASSEMBLED TYPE: 6FX8002-7HY00 POWER AND DRIVE-CLIQ OUTLET DIRECTION NDE/NDE FOR SINAMICS S120 M MOTION-CONNECT 800PLUS TRAILING TYPE, UL/CSA DESINA DMAX = 15 MM, LENGTH (M) = 0 + 20 + 0 + 0 | 807 | TEM | 1 | MC | 7.061 | 1
6FX80027HY111AB0 | HYBRID CABLE, PREASSEMBLED TYPE: 6FX8002-7HY11 POWER AND DRIVE-CLIQ OUTLET DIRECTION NDE/DE FOR SINAMICS S120 M MOTION-CONNECT 800PLUS TRAILING TYPE, UL/CSA DESINA DMAX = 15 MM, LENGTH (M) = 0 + 0 + 1 + 0 | 382 | TEM | 1 | MC | 0.409 | 1
6FX80027HY111AC5 | HYBRID CABLE, PREASSEMBLED TYPE: 6FX8002-7HY11 POWER AND DRIVE-CLIQ OUTLET DIRECTION NDE/DE FOR SINAMICS S120 M MOTION-CONNECT 800PLUS TRAILING TYPE, UL/CSA DESINA DMAX = 15 MM, LENGTH (M) = 0 + 0 + 2 + 0,5 | 427 | TEM | 1 | MC | 0.934 | 1
6FX80027HY111AD0 | HYBRID CABLE, PREASSEMBLED TYPE: 6FX8002-7HY11 POWER AND DRIVE-CLIQ OUTLET DIRECTION NDE/DE FOR SINAMICS S120 M MOTION-CONNECT 800PLUS TRAILING TYPE, UL/CSA DESINA DMAX = 15 MM, LENGTH (M) = 0 + 0 + 3 + 0 | 427 | TEM | 1 | MC | 1.109 | 1
6FX80027HY111AF0 | HYBRID CABLE, PREASSEMBLED TYPE: 6FX8002-7HY11 POWER AND DRIVE-CLIQ OUTLET DIRECTION NDE/DE FOR SINAMICS S120 M MOTION-CONNECT 800PLUS TRAILING TYPE, UL/CSA DESINA DMAX = 15 MM, LENGTH (M) = 0 + 0 + 5 + 0 | 472 | TEM | 1 | MC | 1.809 | 1
6FX80027HY221AB0 | HYBRID CABLE, PREASSEMBLED TYPE: 6FX8002-7HY22 POWER AND DRIVE-CLIQ OUTLET DIRECTION DE/DE FOR SINAMICS S120 M MOTION-CONNECT 800PLUS TRAILING TYPE, UL/CSA DESINA DMAX = 15 MM, LENGTH (M) = 0 + 0 + 1 + 0 | 382 | TEM | 1 | MC | 0.408 | 1
6FX80027HY221AC0 | HYBRID CABLE, PREASSEMBLED TYPE: 6FX8002-7HY22 POWER AND DRIVE-CLIQ OUTLET DIRECTION DE/DE FOR SINAMICS S120 M MOTION-CONNECT 800PLUS TRAILING TYPE, UL/CSA DESINA DMAX = 15 MM, LENGTH (M) = 0 + 0 + 2 + 0 | 405 | TEM | 1 | MC | 0.758 | 1
6FX80050BY000SM0 | CABLE CARRIER SET BYJET SMART A 6FX8005-0BY00 FIRM BYSTRONIC PARTS LIST NUMBER: 10043263 CONSISTING OF: 6FX8012-5CS01-1AK0 -10043261 6FX8002-2DC10-1AH0 -10043207 | 686 | TEM | 1 | MC | 2.157 | 0
6FX80050BY010SM1 | CABLE INLET SET BYJET SMART Z 6FX8005-0BY01 BYSTRONIC PARTS LIST NUMBER 10043341 CONSISTING OF: 6FX8012-5CS01-1BB5 -10043329 6FX8002-2DC10-1AK0 -10018404 6FX7002-2SL10-1AE6 -10043323 6FX8012-5DS01-1BC2 -10043321 6FX8002-2DC10-1BB2 -10043309 | 1837 | TEM | 1 | MC | 7.58 | 0
6FX80050BY020PK1 | CABLE INLET SET PRO K1 SIEMENS 6FX8005-0BY02 BYSTRONIC PARTS LIST NUMBER 10044315 CONSISTING OF: 6FX8002-5CS01-1BF0 -10018130 6FX8002-2DC10-1BF0 -10018403 6FX8002-5DS01-1BF0 -10018401 6FX8002-2DC10-1BF0 -10018403 | 1676 | TEM | 1 | MC | 8.568 | 0
6FX80050BY030PK2 | CABLE INLET SET PRO K2 SIEMENS 6FX8005-0BY03 BYSTRONIC PARTS LIST NUMBER 10044318 CONSISTING OF: 6FX8002-5CS01-1BF0 -10018130 6FX8002-2DC10-1BF0 -10018403 6FX8002-5DS01-1BF0 -10018401 6FX8002-2DC10-1BF0 -10018403 | 1676 | TEM | 1 | MC | 8.568 | 0
6FX80050BY040PK3 | CABLE INLET SET PRO K34 6FX8005-0BY04 SIEMENS BYSTRONIC PARTS LIST NUMBER 10044319 CONSISTING OF: 6FX8002-5CS01-1BF0 -10018130 6FX8002-2DC10-1BF0 -10018403 6FX8002-5CS01-1BF0 -10018130 6FX8002-2DC10-1BF0 -10018403 6FX8002-5DS01-1BF0 -10018401 6FX8002-2DC10-1BF0 -10018403 6FX8002-5DS01-1BF0 -10018401 6FX8002-2DC10-1BF0 -10018403 | 3352 | TEM | 1 | MC | 17.136 | 0
6FX80050BY050SP0 | CABLE CUTTING BEAM SET SB PRO 6FX8005-0BY05 BYSTRONIC PARTS LIST NUMBER 10044312 CONSISTING OF: 6FX8002-5CS01-1AK0 -10018400 6FX8002-2DC10-1AK0 -10018404 6FX8002-5CS01-1BD0 -10018249 6FX8002-2DC10-1BD0 -10018402 | 1413 | TEM | 1 | MC | 5.478 | 0
6FX80050BY060PK3 | CABLE INLET SET 60/80 PRO K3/4 6FX8005-0BY06 FIRM BYSTRONIC PARTS LIST NUMBER: 10044323 CONSISTING OF: 6FX8002-5CS01-1CE0 - 10030119 6FX8002-2DC10-1CE0 - 10030133 6FX8002-5CS01-1CE0 - 10030119 6FX8002-2DC10-1CE0 - 10030133 6FX8002-5DS01-1CE0 - 10030137 6FX8002-2DC10-1CE0 - 10030133 6FX8002-5DS01-1CE0 - 10030137 6FX8002-2DC10-1CE0 - 10030133 | 4238 | TEM | 1 | MC | 26.73 | 0
6FX80050BY070PK2 | CABLE SET ZUFUHR 60/80 PRO K2 S 6FX8005-0BY07 FIRM BYSTRONIC PARTS LIST NUMBER: 10044322 CONSISTING OF: 6FX8002-5CS01-1CE0 -10030119 6FX8002-2DC10-1CE0 -10030133 6FX8002-5DS01-1CE0 -10030137 6FX8002-2DC10-1CE0 -10030133 | 2119 | TEM | 1 | MC | 13.365 | 0
6FX80050BY080PK1 | CABLE INLET SET 60/80 PRO K1 6FX8005-0BY08 FIRM BYSTRONIC PARTS LIST NUMBER: 10044321 CONSISTING OF: 6FX8002-5CS01-1CE0 - 10030119 6FX8002-2DC10-1CE0 - 10030133 6FX8002-5DS01-1CE0 - 10030137 6FX8002-2DC10-1CE0 - 10030133 | 2119 | TEM | 1 | MC | 13.365 | 0
6FX80050BY100PK3 | CABLE INLET SET 20/40 PRO K3+4 6FX8005-0BY10 FIRM BYSTRONIC PARTS LIST NUMBER: 10044320 CONSISTING OF: 6FX8002-5CS01-1CC0 - 10030117 6FX8002-2DC10-1CC0 - 10030132 6FX8002-5CS01-1CC0 - 10030117 6FX8002-2DC10-1CC0 - 10030132 6FX8002-5DS01-1CC0 - 10030136 6FX8002-2DC10-1CC0 - 10030132 6FX8002-5DS01-1CC0 - 10030136 6FX8002-2DC10-1CC0 - 10030132 | 4040 | TEM | 1 | MC | 24.598 | 0
6FX80050BY110PK2 | CABLE INLET SET 20/40 PRO K2 6FX8005-0BY11 FIRM BYSTRONIC PARTS LIST NUMBER: 10044317 CONSISTING OF: 6FX8002-5CS01-1CC0 - 10030117 6FX8002-2DC10-1CC0 - 10030132 6FX8002-5DS01-1CC0 - 10030136 6FX8002-2DC10-1CC0 - 10030132 | 2020 | TEM | 1 | MC | 12.299 | 0
6FX80050BY120PK1 | CABLE INLET SET 20/40 PRO K1 6FX8005-0BY12 FIRM BYSTRONIC PARTS LIST NUMBER: 10044316 CONSISTING OF: 6FX8002-5CS01-1CC0 - 10030117 6FX8002-2DC10-1CC0 - 10030132 6FX8002-5DS01-1CC0 - 10030136 6FX8002-2DC10-1CC0 - 10030132 | 2020 | TEM | 1 | MC | 12.299 | 0
6FX80050BY130SM1 | CABLE INLET SET SMART 3015 6FX8005-0BY13 KOPF2 P1 FIRM BYSTRONIC PARTS LIST NUMBER: 10043520 CONSISTING OF: 6FX8012-5CS01-1BC2 - 10043443 6FX8002-2DC10-1AK0 - 10018404 6FX7002-2SL10-1AF3 - 10043448 6FX8012-5DS01-1BC8 - 10043444 6FX8002-2DC10-1BB8 - 10043445 | 1863 | TEM | 1 | MC | 7.984 | 0
6FX80050BY140SB0 | CABLE CUTTING BEAM SET 20/40 6FX8005-0BY14 FIRM BYSTRONIC PARTS LIST NUMBER: 10044325 CONSISTING OF: 6FX8002-5CS01-1AK0 - 10030079 6FX8002-2DC10-1BD0 - 10030115 6FX8002-5CS01-1BD0 - 10030099 6FX8002-2DC10-1BD0 - 10030113 | 1448 | TEM | 1 | MC | 5.75 | 0
6FX80050BY150SB0 | CABLE CUTTING BEAM SET 60/80 6FX8005-0BY15 FIRM BYSTRONIC PARTS LIST NUMBER: 10044330 CONSISTING OF: 6FX8002-5CS01-1CC0 - 10030117 6FX8002-2DC10-1CC0 - 10030132 6FX8002-5CS01-1BD0 - 10030110 6FX8002-2DC10-1BD0 - 10030114 | 1706 | TEM | 1 | MC | 9.492 | 0
6FX80050SW000AA7 | CABLE SET BA322 6FX8005-0SW00 CO. SCHWAEB. WERKZEUGMASCHINEN | 5936 | TEM | 1 | MC | 22.201 | 0
6FX80081BA111FA0 | POWER CABLE,SOLD BY THE METER, TYPE: 6FX8008-1BA11 4X1.5 + (2X1.5)C C MOTION CONNECT 800PLUS TRAILING TYPE, UL/CSA DESINA DMAX=12 MM, DELIVERY FORM: COIL LENGTH (M) = 50 | 876 | TEM | 1 | MC | 12.1 | 1
6FX80081BA112AA0 | POWER CABLE,SOLD BY THE METER, TYPE: 6FX8008-1BA11 4X1.5 + (2X1.5)C C MOTION CONNECT 800PLUS TRAILING TYPE, UL/CSA DESINA DMAX=12 MM, DELIVERY FORM: ON DISPOS. DRUM LENGTH (M) = 100 | 1711 | TEM | 1 | MC | 24.2 | 1
6FX80081BA113AA0 | POWER CABLE,SOLD BY THE METER, TYPE: 6FX8008-1BA11 4X1.5 + (2X1.5)C C MOTION CONNECT 800PLUS TRAILING TYPE, UL/CSA DESINA DMAX=12 MM, LENGTH (M) = 200 | 3375 | TEM | 1 | MC | 63.4 | 1
6FX80081BA116AA0 | POWER CABLE,SOLD BY THE METER, TYPE: 6FX8008-1BA11 4X1.5 + (2X1.5)C C MOTION CONNECT 800PLUS TRAILING TYPE, UL/CSA DESINA DMAX=12 MM, LENGTH (M) = 500 | 8394 | TEM | 1 | MC | 100 | 1
6FX80081BA211FA0 | POWER CABLE,SOLD BY THE METER, TYPE: 6FX8008-1BA21 4X2.5 + (2X1.5)C C MOTION-CONNECT 800PLUS, TRAILING CABLE, UL/CSA DESINA DMAX=13.8MM DELIVERED IN COILS | 1007 | TEM | 1 | MC | 12 | 1
6FX80081BA212AA0 | POWER CABLE,SOLD BY THE METER, TYPE: 6FX8008-1BA21 4X2.5 + (2X1.5)C C TRAILING CABLE, UL/CSA DESINA MOTION-CONNECT 800PLUS, DELIVERED IN COILS DMAX=13.8MM LENGTH (M)=100 | 1972 | TEM | 1 | MC | 24.5 | 1
6FX80081BA213AA0 | POWER CABLE,SOLD BY THE METER, TYPE: 6FX8008-1BA21 4X2.5 + (2X1.5)C C TRAILING CABLE, UL/CSA DESINA MOTION-CONNECT 800PLUS, DELIVERED ON DISPOSABLE DRUM DMAX=13.8MM LENGTH (M)=200 | 3909 | TEM | 1 | MC | 49 | 1
6FX80081BA216AA0 | POWER CABLE,SOLD BY THE METER, TYPE: 6FX8008-1BA21 4X2.5 + (2X1.5)C C TRAILING CABLE, UL/CSA DESINA MOTION-CONNECT 800PLUS DELIVERED ON DISPOSABLE DRUM DMAX=13,8MM, DELIVERY FORM: ON DISPOS. DRUM LENGTH (m) = 500 | 9697 | TEM | 1 | MC | 131 | 1
6FX80081BA251AJ0 | POWER CABLE, SOLD BY THE METER, TYPE: 6FX8008-1BA25 4X25 + (2X1.5)C C MOTION-CONNECT 800PLUS TRAILING TYPE UL/CSA DESINA DMAX = 27.6 MM DELIVERY FORM:TIL 19 M IN COILS FROM 20 M DRUMS LENGTH (M) = 0 + 0 + 8 + 0 | 812 | TEM | 1 | MC | 12.383 | 1
6FX80081BA251BA0 | POWER CABLE, SOLD BY THE METER, TYPE: 6FX8008-1BA25 4X25 + (2X1.5)C C MOTION-CONNECT 800PLUS TRAILING TYPE UL/CSA DESINA DMAX = 27.6 MM DELIVERY FORM:TIL 19 M IN COILS FROM 20 M DRUMS LENGTH (M) = 0 + 10 + 0 + 0 | 1011 | TEM | 1 | MC | 15.403 | 1
6FX80081BA251BB0 | POWER CABLE, SOLD BY THE METER, TYPE: 6FX8008-1BA25 4X25 + (2X1.5)C C MOTION-CONNECT 800PLUS TRAILING TYPE UL/CSA DESINA DMAX = 27.6 MM DELIVERY FORM:TIL 19 M IN COILS FROM 20 M DRUMS LENGTH (M) = 0 + 10 + 1 + 0 | 1110 | TEM | 1 | MC | 16.912 | 1
6FX80081BA251BC0 | POWER CABLE, SOLD BY THE METER, TYPE: 6FX8008-1BA25 4X25 + (2X1.5)C C MOTION-CONNECT 800PLUS TRAILING TYPE UL/CSA DESINA DMAX = 27.6 MM DELIVERY FORM:TIL 19 M IN COILS FROM 20 M DRUMS LENGTH (M) = 0 + 10 + 2 + 0 | 1209 | TEM | 1 | MC | 18.422 | 1
6FX80081BA251BD0 | POWER CABLE, SOLD BY THE METER, TYPE: 6FX8008-1BA25 4X25 + (2X1.5)C C MOTION-CONNECT 800PLUS TRAILING TYPE UL/CSA DESINA DMAX = 27.6 MM DELIVERY FORM:TIL 19 M IN COILS FROM 20 M DRUMS LENGTH (M) = 0 + 10 + 3 + 0 | 1308 | TEM | 1 | MC | 19.932 | 1
6FX80081BA251BF0 | POWER CABLE, SOLD BY THE METER, TYPE: 6FX8008-1BA25 4X25 + (2X1.5)C C MOTION-CONNECT 800PLUS TRAILING TYPE UL/CSA DESINA DMAX = 27.6 MM DELIVERY FORM:TIL 19 M IN COILS FROM 20 M DRUMS LENGTH (M) = 0 + 10 + 5 + 0 | 1507 | TEM | 1 | MC | 22.952 | 1
6FX80081BA251BG0 | POWER CABLE, SOLD BY THE METER, TYPE: 6FX8008-1BA25 4X25 + (2X1.5)C C MOTION-CONNECT 800PLUS TRAILING TYPE UL/CSA DESINA DMAX = 27.6 MM DELIVERY FORM:TIL 19 M IN COILS FROM 20 M DRUMS LENGTH (M) = 0 + 10 + 6 + 0 | 1605 | TEM | 1 | MC | 24.462 | 1
6FX80081BA251BH0 | POWER CABLE, SOLD BY THE METER, TYPE: 6FX8008-1BA25 4X25 + (2X1.5)C C MOTION-CONNECT 800PLUS TRAILING TYPE UL/CSA DESINA DMAX = 27.6 MM DELIVERY FORM:TIL 19 M IN COILS FROM 20 M DRUMS LENGTH (M) = 0 + 10 + 7 + 0 | 1705 | TEM | 1 | MC | 25.972 | 1
6FX80081BA251CA0 | POWER CABLE, SOLD BY THE METER, TYPE: 6FX8008-1BA25 4X25 + (2X1.5)C C MOTION-CONNECT 800PLUS TRAILING TYPE UL/CSA DESINA DMAX = 27.6 MM DELIVERY FORM:TIL 19 M IN COILS FROM 20 M DRUMS LENGTH (M) = 0 + 20 + 0 + 0 | 2000 | TEM | 1 | MC | 30.503 | 1
6FX80081BA251CB0 | POWER CABLE, SOLD BY THE METER, TYPE: 6FX8008-1BA25 4X25 + (2X1.5)C C MOTION-CONNECT 800PLUS TRAILING TYPE UL/CSA DESINA DMAX = 27.6 MM DELIVERY FORM:TIL 19 M IN COILS FROM 20 M DRUMS LENGTH (M) = 0 + 20 + 1 + 0 | 2099 | TEM | 1 | MC | 32.012 | 1
6FX80081BA251CC0 | POWER CABLE, SOLD BY THE METER, TYPE: 6FX8008-1BA25 4X25 + (2X1.5)C C MOTION-CONNECT 800PLUS TRAILING TYPE UL/CSA DESINA DMAX = 27.6 MM DELIVERY FORM:TIL 19 M IN COILS FROM 20 M DRUMS LENGTH (M) = 0 + 20 + 2 + 0 | 2198 | TEM | 1 | MC | 33.522 | 1
6FX80081BA251CD0 | POWER CABLE, SOLD BY THE METER, TYPE: 6FX8008-1BA25 4X25 + (2X1.5)C C MOTION-CONNECT 800PLUS TRAILING TYPE UL/CSA DESINA DMAX = 27.6 MM DELIVERY FORM:TIL 19 M IN COILS FROM 20 M DRUMS LENGTH (M) = 0 + 20 + 3 + 0 | 2297 | TEM | 1 | MC | 35.032 | 1
6FX80081BA251CF0 | POWER CABLE, SOLD BY THE METER, TYPE: 6FX8008-1BA25 4X25 + (2X1.5)C C MOTION-CONNECT 800PLUS TRAILING TYPE UL/CSA DESINA DMAX = 27.6 MM DELIVERY FORM:TIL 19 M IN COILS FROM 20 M DRUMS LENGTH (M) = 0 + 20 + 5 + 0 | 2496 | TEM | 1 | MC | 38.052 | 1
6FX80081BA251DA0 | POWER CABLE, SOLD BY THE METER, TYPE: 6FX8008-1BA25 4X25 + (2X1.5)C C MOTION-CONNECT 800PLUS TRAILING TYPE UL/CSA DESINA DMAX = 27.6 MM DELIVERY FORM:TIL 19 M IN COILS FROM 20 M DRUMS LENGTH (M) = 0 + 30 + 0 + 0 | 2989 | TEM | 1 | MC | 45.603 | 1
6FX80081BA251DF0 | POWER CABLE, SOLD BY THE METER, TYPE: 6FX8008-1BA25 4X25 + (2X1.5)C C MOTION-CONNECT 800PLUS TRAILING TYPE UL/CSA DESINA DMAX = 27.6 MM DELIVERY FORM:TIL 19 M IN COILS FROM 20 M DRUMS LENGTH (M) = 0 + 30 + 5 + 0 | 3484 | TEM | 1 | MC | 53.152 | 1
6FX80081BA251FA0 | POWER CABLE, SOLD BY THE METER, TYPE: 6FX8008-1BA25 4X25 + (2X1.5)C C MOTION-CONNECT 800PLUS TRAILING TYPE UL/CSA DESINA DMAX = 27.6 MM DELIVERY FORM:TIL 19 M IN COILS FROM 20 M DRUMS LENGTH (M) = 0 + 50 + 0 + 0 | 4975 | TEM | 1 | MC | 75.803 | 1
6FX80081BA251GA0 | POWER CABLE, SOLD BY THE METER, TYPE: 6FX8008-1BA25 4X25 + (2X1.5)C C MOTION-CONNECT 800PLUS TRAILING TYPE UL/CSA DESINA DMAX = 27.6 MM DELIVERY FORM:TIL 19 M IN COILS FROM 20 M DRUMS LENGTH (M) = 0 + 60 + 0 + 0 | 5958 | TEM | 1 | MC | 90.903 | 1
6FX80081BA252AA0 | POWER CABLE, SOLD BY THE METER, TYPE: 6FX8008-1BA25 4X25 + (2X1.5)C C MOTION-CONNECT 800PLUS TRAILING TYPE UL/CSA DESINA DMAX = 27.6 MM DELIVERY FORM:TIL 19 M IN COILS FROM 20 M DRUMS LENGTH (M) = 100 + 0 + 0 + 0 | 9930 | TEM | 1 | MC | 157.4 | 1
6FX80081BA311AJ0 | POWER CABLE,SOLD BY THE METER, TYPE: 6FX8008-1BA31 4X4 + (2X1.5)C C MOTION-CONNECT 800PLUS TRAILING TYPE UL/CSA DESINA DMAX = 15.2 MM DELIVERY FORM:TIL 79 M IN COILS FROM 80 M DRUM LENGTH (M) = 0 + 0 + 8 + 0 | 202 | TEM | 1 | MC | 3.201 | 1
6FX80081BA311AK0 | POWER CABLE,SOLD BY THE METER, TYPE: 6FX8008-1BA31 4X4 + (2X1.5)C C MOTION-CONNECT 800PLUS TRAILING TYPE UL/CSA DESINA DMAX = 15.2 MM DELIVERY FORM:TIL 79 M IN COILS FROM 80 M DRUM LENGTH (M) = 0 + 0 + 9 + 0 | 226 | TEM | 1 | MC | 3.601 | 1
6FX80081BA311BA0 | POWER CABLE,SOLD BY THE METER, TYPE: 6FX8008-1BA31 4X4 + (2X1.5)C C MOTION-CONNECT 800PLUS TRAILING TYPE UL/CSA DESINA DMAX = 15.2 MM DELIVERY FORM:TIL 79 M IN COILS FROM 80 M DRUM LENGTH (M) = 0 + 10 + 0 + 0 | 250 | TEM | 1 | MC | 4.001 | 1
6FX80081BA311BD0 | POWER CABLE,SOLD BY THE METER, TYPE: 6FX8008-1BA31 4X4 + (2X1.5)C C MOTION-CONNECT 800PLUS TRAILING TYPE UL/CSA DESINA DMAX = 15.2 MM DELIVERY FORM:TIL 79 M IN COILS FROM 80 M DRUM LENGTH (M) = 0 + 10 + 3 + 0 | 321 | TEM | 1 | MC | 5.201 | 1
6FX80081BA311BF0 | POWER CABLE,SOLD BY THE METER, TYPE: 6FX8008-1BA31 4X4 + (2X1.5)C C MOTION-CONNECT 800PLUS TRAILING TYPE UL/CSA DESINA DMAX = 15.2 MM DELIVERY FORM:TIL 79 M IN COILS FROM 80 M DRUM LENGTH (M) = 0 + 10 + 5 + 0 | 368 | TEM | 1 | MC | 6.001 | 1
6FX80081BA311BH0 | POWER CABLE,SOLD BY THE METER, TYPE: 6FX8008-1BA31 4X4 + (2X1.5)C C MOTION-CONNECT 800PLUS TRAILING TYPE UL/CSA DESINA DMAX = 15.2 MM DELIVERY FORM:TIL 79 M IN COILS FROM 80 M DRUM LENGTH (M) = 0 + 10 + 7 + 0 | 416 | TEM | 1 | MC | 6.801 | 1
6FX80081BA311CA0 | POWER CABLE,SOLD BY THE METER, TYPE: 6FX8008-1BA31 4X4 + (2X1.5)C C MOTION-CONNECT 800PLUS TRAILING TYPE UL/CSA DESINA DMAX = 15.2 MM DELIVERY FORM:TIL 79 M IN COILS FROM 80 M DRUM LENGTH (M) = 0 + 20 + 0 + 0 | 487 | TEM | 1 | MC | 8.001 | 1
6FX80081BA311CF0 | POWER CABLE,SOLD BY THE METER, TYPE: 6FX8008-1BA31 4X4 + (2X1.5)C C MOTION-CONNECT 800PLUS TRAILING TYPE UL/CSA DESINA DMAX = 15.2 MM DELIVERY FORM:TIL 79 M IN COILS FROM 80 M DRUM LENGTH (M) = 0 + 20 + 5 + 0 | 605 | TEM | 1 | MC | 10.001 | 1
6FX80081BA311FA0 | POWER CABLE,SOLD BY THE METER, TYPE: 6FX8008-1BA31 4X4 + (2X1.5)C C MOTION-CONNECT 800PLUS TRAILING TYPE UL/CSA DESINA DMAX = 15.2 MM DELIVERY FORM:TIL 79 M IN COILS FROM 80 M DRUM LENGTH (M) = 0 + 50 + 0 + 0 | 1198 | TEM | 1 | MC | 20.001 | 1
6FX80081BA311JA0 | POWER CABLE,SOLD BY THE METER, TYPE: 6FX8008-1BA31 4X4 + (2X1.5)C C MOTION-CONNECT 800PLUS TRAILING TYPE UL/CSA DESINA DMAX = 15.2 MM DELIVERY FORM:TIL 79 M IN COILS FROM 80 M DRUM LENGTH (M) = 0 + 80 + 0 + 0 | 1907 | TEM | 1 | MC | 32.001 | 1
6FX80081BA312AA0 | POWER CABLE,SOLD BY THE METER, TYPE: 6FX8008-1BA31 4X4 + (2X1.5)C C MOTION-CONNECT 800PLUS TRAILING TYPE UL/CSA DESINA DMAX = 15.2 MM DELIVERY FORM:TIL 79 M IN COILS FROM 80 M DRUM LENGTH (M) = 100 + 0 + 0 + 0 | 2384 | TEM | 1 | MC | 33 | 1
6FX80081BA312FA0 | POWER CABLE,SOLD BY THE METER, TYPE: 6FX8008-1BA31 4X4 + (2X1.5)C C MOTION-CONNECT 800PLUS TRAILING TYPE UL/CSA DESINA DMAX = 15.2 MM DELIVERY FORM:TIL 79 M IN COILS FROM 80 M DRUM LENGTH (M) = 100 + 50 + 0 + 0 | 3569 | TEM | 1 | MC | 60.001 | 1
6FX80081BA313AA0 | POWER CABLE,SOLD BY THE METER, TYPE: 6FX8008-1BA31 4X4 + (2X1.5)C C MOTION-CONNECT 800PLUS TRAILING TYPE UL/CSA DESINA DMAX = 15.2 MM DELIVERY FORM:TIL 79 M IN COILS FROM 80 M DRUM LENGTH (M) = 200 + 0 + 0 + 0 | 4754 | TEM | 1 | MC | 64 | 1
6FX80081BA316AA0 | POWER CABLE,SOLD BY THE METER, TYPE: 6FX8008-1BA31 4 X 4.0 + 2 X 1.5 C TRAILING CABLE, UL/CSA DESINA MOTION CONNECT 800, DELIVERED ON DISPOSABLE DRUM DMAX=15.3 MM, LENGTH (M)=500 | 11296 | TEM | 1 | MC | 177 | 1
6FX80081BA351AF0 | POWER CABLE, SOLD BY THE METER, TYPE: 6FX8008-1BA35 4X35 + (2X1.5)C C TRAILING CABLE, UL/CSA DESINA MOTION-CONNECT 800PLUS, DELIV. FORM:UP TO 14 M IN COILS FROM 15 M IN DRUMS DMAX=31.9MM LENGTH (M)= 0 + 0 + 5 + 0 | 651 | TEM | 1 | MC | 10.303 | 1
6FX80081BA351AH0 | POWER CABLE, SOLD BY THE METER, TYPE: 6FX8008-1BA35 4X35 + (2X1.5)C C TRAILING CABLE, UL/CSA DESINA MOTION-CONNECT 800PLUS, DELIV. FORM:UP TO 14 M IN COILS FROM 15 M IN DRUMS DMAX=31.9MM LENGTH (M)= 0 + 0 + 7 + 0 | 901 | TEM | 1 | MC | 14.303 | 1
6FX80081BA351BA0 | POWER CABLE, SOLD BY THE METER, TYPE: 6FX8008-1BA35 4X35 + (2X1.5)C C TRAILING CABLE, UL/CSA DESINA MOTION-CONNECT 800PLUS, DELIV. FORM:UP TO 14 M IN COILS FROM 15 M IN DRUMS DMAX=31.9MM LENGTH (M)= 0 + 10 + 0 + 0 | 1277 | TEM | 1 | MC | 20.303 | 1
6FX80081BA351BC0 | POWER CABLE, SOLD BY THE METER, TYPE: 6FX8008-1BA35 4X35 + (2X1.5)C C TRAILING CABLE, UL/CSA DESINA MOTION-CONNECT 800PLUS, DELIV. FORM:UP TO 14 M IN COILS FROM 15 M IN DRUMS DMAX=31.9MM LENGTH (M)= 0 + 10 + 2 + 0 | 1527 | TEM | 1 | MC | 24.302 | 1
6FX80081BA351BD0 | POWER CABLE, SOLD BY THE METER, TYPE: 6FX8008-1BA35 4X35 + (2X1.5)C C TRAILING CABLE, UL/CSA DESINA MOTION-CONNECT 800PLUS, DELIV. FORM:UP TO 14 M IN COILS FROM 15 M IN DRUMS DMAX=31.9MM LENGTH (M)= 0 + 10 + 3 + 0 | 1653 | TEM | 1 | MC | 26.302 | 1
6FX80081BA351BF0 | POWER CABLE, SOLD BY THE METER, TYPE: 6FX8008-1BA35 4X35 + (2X1.5)C C TRAILING CABLE, UL/CSA DESINA MOTION-CONNECT 800PLUS, DELIV. FORM:UP TO 14 M IN COILS FROM 15 M IN DRUMS DMAX=31.9MM LENGTH (M)= 0 + 10 + 5 + 0 | 1905 | TEM | 1 | MC | 30.302 | 1
6FX80081BA351BG0 | POWER CABLE, SOLD BY THE METER, TYPE: 6FX8008-1BA35 4X35 + (2X1.5)C C TRAILING CABLE, UL/CSA DESINA MOTION-CONNECT 800PLUS, DELIV. FORM:UP TO 14 M IN COILS FROM 15 M IN DRUMS DMAX=31.9MM LENGTH (M)= 0 + 10 + 6 + 0 | 2029 | TEM | 1 | MC | 32.302 | 1
6FX80081BA351BH0 | POWER CABLE, SOLD BY THE METER, TYPE: 6FX8008-1BA35 4X35 + (2X1.5)C C TRAILING CABLE, UL/CSA DESINA MOTION-CONNECT 800PLUS, DELIV. FORM:UP TO 14 M IN COILS FROM 15 M IN DRUMS DMAX=31.9MM LENGTH (M)= 0 + 10 + 7 + 0 | 2155 | TEM | 1 | MC | 34.302 | 1
6FX80081BA351BJ0 | POWER CABLE, SOLD BY THE METER, TYPE: 6FX8008-1BA35 4X35 + (2X1.5)C C TRAILING CABLE, UL/CSA DESINA MOTION-CONNECT 800PLUS, DELIV. FORM:UP TO 14 M IN COILS FROM 15 M IN DRUMS DMAX=31.9MM LENGTH (M)= 0 + 10 + 8 + 0 | 2281 | TEM | 1 | MC | 36.302 | 1
6FX80081BA351BK0 | POWER CABLE, SOLD BY THE METER, TYPE: 6FX8008-1BA35 4X35 + (2X1.5)C C TRAILING CABLE, UL/CSA DESINA MOTION-CONNECT 800PLUS, DELIV. FORM:UP TO 14 M IN COILS FROM 15 M IN DRUMS DMAX=31.9MM LENGTH (M)= 0 + 10 + 9 + 0 | 2404 | TEM | 1 | MC | 38.302 | 1
6FX80081BA351CA0 | POWER CABLE, SOLD BY THE METER, TYPE: 6FX8008-1BA35 4X35 + (2X1.5)C C TRAILING CABLE, UL/CSA DESINA MOTION-CONNECT 800PLUS, DELIV. FORM:UP TO 14 M IN COILS FROM 15 M IN DRUMS DMAX=31.9MM LENGTH (M)= 0 + 20 + 0 + 0 | 2522 | TEM | 1 | MC | 40.303 | 1
6FX80081BA351CC0 | POWER CABLE, SOLD BY THE METER, TYPE: 6FX8008-1BA35 4X35 + (2X1.5)C C TRAILING CABLE, UL/CSA DESINA MOTION-CONNECT 800PLUS, DELIV. FORM:UP TO 14 M IN COILS FROM 15 M IN DRUMS DMAX=31.9MM LENGTH (M)= 0 + 20 + 2 + 0 | 2772 | TEM | 1 | MC | 44.302 | 1
6FX80081BA351CF0 | POWER CABLE, SOLD BY THE METER, TYPE: 6FX8008-1BA35 4X35 + (2X1.5)C C TRAILING CABLE, UL/CSA DESINA MOTION-CONNECT 800PLUS, DELIV. FORM:UP TO 14 M IN COILS FROM 15 M IN DRUMS DMAX=31.9MM LENGTH (M)= 0 + 20 + 5 + 0 | 3150 | TEM | 1 | MC | 50.302 | 1
6FX80081BA351DA0 | POWER CABLE, SOLD BY THE METER, TYPE: 6FX8008-1BA35 4X35 + (2X1.5)C C TRAILING CABLE, UL/CSA DESINA MOTION-CONNECT 800PLUS, DELIV. FORM:UP TO 14 M IN COILS FROM 15 M IN DRUMS DMAX=31.9MM LENGTH (M)= 0 + 30 + 0 + 0 | 3782 | TEM | 1 | MC | 60.303 | 1
6FX80081BA351DF0 | POWER CABLE, SOLD BY THE METER, TYPE: 6FX8008-1BA35 4X35 + (2X1.5)C C TRAILING CABLE, UL/CSA DESINA MOTION-CONNECT 800PLUS, DELIV. FORM:UP TO 14 M IN COILS FROM 15 M IN DRUMS DMAX=31.9MM LENGTH (M)= 0 + 30 + 5 + 0 | 4410 | TEM | 1 | MC | 70.302 | 1
6FX80081BA351EA0 | POWER CABLE, SOLD BY THE METER, TYPE: 6FX8008-1BA35 4X35 + (2X1.5)C C TRAILING CABLE, UL/CSA DESINA MOTION-CONNECT 800PLUS, DELIV. FORM:UP TO 14 M IN COILS FROM 15 M IN DRUMS DMAX=31.9MM LENGTH (M)= 0 + 40 + 0 + 0 | 5042 | TEM | 1 | MC | 80.303 | 1
6FX80081BA351EE0 | POWER CABLE, SOLD BY THE METER, TYPE: 6FX8008-1BA35 4X35 + (2X1.5)C C TRAILING CABLE, UL/CSA DESINA MOTION-CONNECT 800PLUS, DELIV. FORM:UP TO 14 M IN COILS FROM 15 M IN DRUMS DMAX=31.9MM LENGTH (M)= 0 + 40 + 4 + 0 | 5544 | TEM | 1 | MC | 88.302 | 1
6FX80081BA351EK0 | POWER CABLE, SOLD BY THE METER, TYPE: 6FX8008-1BA35 4X35 + (2X1.5)C C TRAILING CABLE, UL/CSA DESINA MOTION-CONNECT 800PLUS, DELIV. FORM:UP TO 14 M IN COILS FROM 15 M IN DRUMS DMAX=31.9MM LENGTH (M)= 0 + 40 + 9 + 0 | 6170 | TEM | 1 | MC | 98.302 | 1
6FX80081BA351FA0 | POWER CABLE, SOLD BY THE METER, TYPE: 6FX8008-1BA35 4X35 + (2X1.5)C C TRAILING CABLE, UL/CSA DESINA MOTION-CONNECT 800PLUS, DELIV. FORM:UP TO 14 M IN COILS FROM 15 M IN DRUMS DMAX=31.9MM LENGTH (M)= 0 + 50 + 0 + 0 | 6302 | TEM | 1 | MC | 100.303 | 1
6FX80081BA351FB0 | POWER CABLE, SOLD BY THE METER, TYPE: 6FX8008-1BA35 4X35 + (2X1.5)C C TRAILING CABLE, UL/CSA DESINA MOTION-CONNECT 800PLUS, DELIV. FORM:UP TO 14 M IN COILS FROM 15 M IN DRUMS DMAX=31.9MM LENGTH (M)= 0 + 50 + 1 + 0 | 6428 | TEM | 1 | MC | 102.302 | 1
6FX80081BA351FC0 | POWER CABLE, SOLD BY THE METER, TYPE: 6FX8008-1BA35 4X35 + (2X1.5)C C TRAILING CABLE, UL/CSA DESINA MOTION-CONNECT 800PLUS, DELIV. FORM:UP TO 14 M IN COILS FROM 15 M IN DRUMS DMAX=31.9MM LENGTH (M)= 0 + 50 + 2 + 0 | 6552 | TEM | 1 | MC | 104.302 | 1
6FX80081BA351FD0 | POWER CABLE, SOLD BY THE METER, TYPE: 6FX8008-1BA35 4X35 + (2X1.5)C C TRAILING CABLE, UL/CSA DESINA MOTION-CONNECT 800PLUS, DELIV. FORM:UP TO 14 M IN COILS FROM 15 M IN DRUMS DMAX=31.9MM LENGTH (M)= 0 + 50 + 3 + 0 | 6678 | TEM | 1 | MC | 106.302 | 1
6FX80081BA351FE0 | POWER CABLE, SOLD BY THE METER, TYPE: 6FX8008-1BA35 4X35 + (2X1.5)C C TRAILING CABLE, UL/CSA DESINA MOTION-CONNECT 800PLUS, DELIV. FORM:UP TO 14 M IN COILS FROM 15 M IN DRUMS DMAX=31.9MM LENGTH (M)= 0 + 50 + 4 + 0 | 6804 | TEM | 1 | MC | 108.302 | 1
6FX80081BA351FG0 | POWER CABLE, SOLD BY THE METER, TYPE: 6FX8008-1BA35 4X35 + (2X1.5)C C TRAILING CABLE, UL/CSA DESINA MOTION-CONNECT 800PLUS, DELIV. FORM:UP TO 14 M IN COILS FROM 15 M IN DRUMS DMAX=31.9MM LENGTH (M)= 0 + 50 + 6 + 0 | 7054 | TEM | 1 | MC | 112.302 | 1
6FX80081BA351FH0 | POWER CABLE, SOLD BY THE METER, TYPE: 6FX8008-1BA35 4X35 + (2X1.5)C C TRAILING CABLE, UL/CSA DESINA MOTION-CONNECT 800PLUS, DELIV. FORM:UP TO 14 M IN COILS FROM 15 M IN DRUMS DMAX=31.9MM LENGTH (M)= 0 + 50 + 7 + 0 | 7180 | TEM | 1 | MC | 114.302 | 1
6FX80081BA351FJ0 | POWER CABLE, SOLD BY THE METER, TYPE: 6FX8008-1BA35 4X35 + (2X1.5)C C TRAILING CABLE, UL/CSA DESINA MOTION-CONNECT 800PLUS, DELIV. FORM:UP TO 14 M IN COILS FROM 15 M IN DRUMS DMAX=31.9MM LENGTH (M)= 0 + 50 + 8 + 0 | 7306 | TEM | 1 | MC | 116.302 | 1
6FX80081BA351FK0 | POWER CABLE, SOLD BY THE METER, TYPE: 6FX8008-1BA35 4X35 + (2X1.5)C C TRAILING CABLE, UL/CSA DESINA MOTION-CONNECT 800PLUS, DELIV. FORM:UP TO 14 M IN COILS FROM 15 M IN DRUMS DMAX=31.9MM LENGTH (M)= 0 + 50 + 9 + 0 | 7430 | TEM | 1 | MC | 118.302 | 1
6FX80081BA351GC0 | POWER CABLE, SOLD BY THE METER, TYPE: 6FX8008-1BA35 4X35 + (2X1.5)C C TRAILING CABLE, UL/CSA DESINA MOTION-CONNECT 800PLUS, DELIV. FORM:UP TO 14 M IN COILS FROM 15 M IN DRUMS DMAX=31.9MM LENGTH (M)= 0 + 60 + 2 + 0 | 7791 | TEM | 1 | MC | 124.302 | 1
6FX80081BA351GD0 | POWER CABLE, SOLD BY THE METER, TYPE: 6FX8008-1BA35 4X35 + (2X1.5)C C TRAILING CABLE, UL/CSA DESINA MOTION-CONNECT 800PLUS, DELIV. FORM:UP TO 14 M IN COILS FROM 15 M IN DRUMS DMAX=31.9MM LENGTH (M)= 0 + 60 + 3 + 0 | 7917 | TEM | 1 | MC | 126.302 | 1
6FX80081BA351GJ0 | POWER CABLE, SOLD BY THE METER, TYPE: 6FX8008-1BA35 4X35 + (2X1.5)C C TRAILING CABLE, UL/CSA DESINA MOTION-CONNECT 800PLUS, DELIV. FORM:UP TO 14 M IN COILS FROM 15 M IN DRUMS DMAX=31.9MM LENGTH (M)= 0 + 60 + 8 + 0 | 8545 | TEM | 1 | MC | 136.302 | 1
6FX80081BA351GK0 | POWER CABLE, SOLD BY THE METER, TYPE: 6FX8008-1BA35 4X35 + (2X1.5)C C TRAILING CABLE, UL/CSA DESINA MOTION-CONNECT 800PLUS, DELIV. FORM:UP TO 14 M IN COILS FROM 15 M IN DRUMS DMAX=31.9MM LENGTH (M)= 0 + 60 + 9 + 0 | 8669 | TEM | 1 | MC | 138.302 | 1
6FX80081BA351HA0 | POWER CABLE, SOLD BY THE METER, TYPE: 6FX8008-1BA35 4X35 + (2X1.5)C C TRAILING CABLE, UL/CSA DESINA MOTION-CONNECT 800PLUS, DELIV. FORM:UP TO 14 M IN COILS FROM 15 M IN DRUMS DMAX=31.9MM LENGTH (M)= 0 + 70 + 0 + 0 | 8801 | TEM | 1 | MC | 140.303 | 1
6FX80081BA351HB0 | POWER CABLE, SOLD BY THE METER, TYPE: 6FX8008-1BA35 4X35 + (2X1.5)C C TRAILING CABLE, UL/CSA DESINA MOTION-CONNECT 800PLUS, DELIV. FORM:UP TO 14 M IN COILS FROM 15 M IN DRUMS DMAX=31.9MM LENGTH (M)= 0 + 70 + 1 + 0 | 8927 | TEM | 1 | MC | 142.302 | 1
6FX80081BA351HF0 | POWER CABLE, SOLD BY THE METER, TYPE: 6FX8008-1BA35 4X35 + (2X1.5)C C TRAILING CABLE, UL/CSA DESINA MOTION-CONNECT 800PLUS, DELIV. FORM:UP TO 14 M IN COILS FROM 15 M IN DRUMS DMAX=31.9MM LENGTH (M)= 0 + 70 + 5 + 0 | 9429 | TEM | 1 | MC | 150.302 | 1
6FX80081BA352AA0 | POWER CABLE, SOLD BY THE METER, TYPE: 6FX8008-1BA35 4X35 + (2X1.5)C C TRAILING CABLE, UL/CSA DESINA MOTION-CONNECT 800PLUS, DELIV. FORM:UP TO 14 M IN COILS FROM 15 M IN DRUMS DMAX=31.9MM LENGTH (M)= 100 + 0 + 0 + 0 | 12560 | TEM | 1 | MC | 203.8 | 1
6FX80081BA411CF0 | POWER CABLE,SOLD BY THE METER, TYPE: 6FX8008-1BA41 4X6 + (2X1.5)C C MOTION-CONNECT 800PLUS TRAILING TYPE UL/CSA DESINA DMAX = 17.3 MM DELIVERY FORM:TIL 59 M IN COILS AS OF 60 M DRUM LENGTH (M) = 0 + 20 + 5 + 0 | 750 | TEM | 1 | MC | 13.251 | 1
6FX80081BA411DA0 | POWER CABLE,SOLD BY THE METER, TYPE: 6FX8008-1BA41 4X6 + (2X1.5)C C MOTION-CONNECT 800PLUS TRAILING TYPE UL/CSA DESINA DMAX = 17.3 MM DELIVERY FORM:TIL 59 M IN COILS AS OF 60 M DRUM LENGTH (M) = 0 + 30 + 0 + 0 | 895 | TEM | 1 | MC | 15.901 | 1
6FX80081BA411FA0 | POWER CABLE,SOLD BY THE METER, TYPE: 6FX8008-1BA41 4X6 + (2X1.5)C C MOTION-CONNECT 800PLUS TRAILING TYPE UL/CSA DESINA DMAX = 17.3 MM DELIVERY FORM:TIL 59 M IN COILS AS OF 60 M DRUM LENGTH (M) = 0 + 50 + 0 + 0 | 1485 | TEM | 1 | MC | 26.501 | 1
6FX80081BA412AA0 | POWER CABLE,SOLD BY THE METER, TYPE: 6FX8008-1BA41 4X6 + (2X1.5)C C MOTION-CONNECT 800PLUS TRAILING TYPE UL/CSA DESINA DMAX = 17.3 MM DELIVERY FORM:TIL 59 M IN COILS AS OF 60 M DRUM LENGTH (M) = 100 + 0 + 0 + 0 | 2961 | TEM | 1 | MC | 47 | 1
6FX80081BA413AA0 | POWER CABLE,SOLD BY THE METER, TYPE: 6FX8008-1BA41 4X6 + (2X1.5)C C MOTION-CONNECT 800PLUS TRAILING TYPE UL/CSA DESINA DMAX = 17.3 MM DELIVERY FORM:TIL 59 M IN COILS AS OF 60 M DRUM LENGTH (M) = 200 + 0 + 0 + 0 | 5908 | TEM | 1 | MC | 94 | 1
6FX80081BA416AA0 | POWER CABLE,SOLD BY THE METER, TYPE: 6FX8008-1BA41 4X6 + (2X1.5)C C TRAILING CABLE, UL/CSA DESINA MOTION-CONNECT 800PLUS DELIVERED ON DISPOSABLE DRUM DMAX=17.3 MM, LENGTH (M) = 500 | 14068 | TEM | 1 | MC | 235 | 1
6FX80081BA501AE0 | POWER CABLE, SOLD BY THE METER, TYPE: 6FX8008-1BA50 4X50 + (2X1.5)C C MOTION-CONNECT 800PLUS, TRAILING CABLE, UL/CSA DESINA DMAX = 35 MM, DELIVERY FORM:TIL 9 M IN COILS FROM 10 M DRUMS LENGTH (M) = 0 + 0 + 4 + 0 | 736 | TEM | 1 | MC | 10.943 | 1
6FX80081BA501AF0 | POWER CABLE, SOLD BY THE METER, TYPE: 6FX8008-1BA50 4X50 + (2X1.5)C C MOTION-CONNECT 800PLUS, TRAILING CABLE, UL/CSA DESINA DMAX = 35 MM, DELIVERY FORM:TIL 9 M IN COILS FROM 10 M DRUMS LENGTH (M) = 0 + 0 + 5 + 0 | 911 | TEM | 1 | MC | 13.603 | 1
6FX80081BA501AG0 | POWER CABLE, SOLD BY THE METER, TYPE: 6FX8008-1BA50 4X50 + (2X1.5)C C MOTION-CONNECT 800PLUS, TRAILING CABLE, UL/CSA DESINA DMAX = 35 MM, DELIVERY FORM:TIL 9 M IN COILS FROM 10 M DRUMS LENGTH (M) = 0 + 0 + 6 + 0 | 1088 | TEM | 1 | MC | 16.263 | 1
6FX80081BA501AH0 | POWER CABLE, SOLD BY THE METER, TYPE: 6FX8008-1BA50 4X50 + (2X1.5)C C MOTION-CONNECT 800PLUS, TRAILING CABLE, UL/CSA DESINA DMAX = 35 MM, DELIVERY FORM:TIL 9 M IN COILS FROM 10 M DRUMS LENGTH (M) = 0 + 0 + 7 + 0 | 1263 | TEM | 1 | MC | 18.923 | 1
6FX80081BA501AJ0 | POWER CABLE, SOLD BY THE METER, TYPE: 6FX8008-1BA50 4X50 + (2X1.5)C C MOTION-CONNECT 800PLUS, TRAILING CABLE, UL/CSA DESINA DMAX = 35 MM, DELIVERY FORM:TIL 9 M IN COILS FROM 10 M DRUMS LENGTH (M) = 0 + 0 + 8 + 0 | 1441 | TEM | 1 | MC | 21.583 | 1
6FX80081BA501AK0 | POWER CABLE, SOLD BY THE METER, TYPE: 6FX8008-1BA50 4X50 + (2X1.5)C C MOTION-CONNECT 800PLUS, TRAILING CABLE, UL/CSA DESINA DMAX = 35 MM, DELIVERY FORM:TIL 9 M IN COILS FROM 10 M DRUMS LENGTH (M) = 0 + 0 + 9 + 0 | 1618 | TEM | 1 | MC | 24.243 | 1
6FX80081BA501BA0 | POWER CABLE, SOLD BY THE METER, TYPE: 6FX8008-1BA50 4X50 + (2X1.5)C C MOTION-CONNECT 800PLUS, TRAILING CABLE, UL/CSA DESINA DMAX = 35 MM, DELIVERY FORM:TIL 9 M IN COILS FROM 10 M DRUMS LENGTH (M) = 0 + 10 + 0 + 0 | 1793 | TEM | 1 | MC | 26.903 | 1
6FX80081BA501BB0 | POWER CABLE, SOLD BY THE METER, TYPE: 6FX8008-1BA50 4X50 + (2X1.5)C C MOTION-CONNECT 800PLUS, TRAILING CABLE, UL/CSA DESINA DMAX = 35 MM, DELIVERY FORM:TIL 9 M IN COILS FROM 10 M DRUMS LENGTH (M) = 0 + 10 + 1 + 0 | 1970 | TEM | 1 | MC | 29.562 | 1
6FX80081BA501BD0 | POWER CABLE, SOLD BY THE METER, TYPE: 6FX8008-1BA50 4X50 + (2X1.5)C C MOTION-CONNECT 800PLUS, TRAILING CABLE, UL/CSA DESINA DMAX = 35 MM, DELIVERY FORM:TIL 9 M IN COILS FROM 10 M DRUMS LENGTH (M) = 0 + 10 + 3 + 0 | 2323 | TEM | 1 | MC | 34.882 | 1
6FX80081BA501BE0 | POWER CABLE, SOLD BY THE METER, TYPE: 6FX8008-1BA50 4X50 + (2X1.5)C C MOTION-CONNECT 800PLUS, TRAILING CABLE, UL/CSA DESINA DMAX = 35 MM, DELIVERY FORM:TIL 9 M IN COILS FROM 10 M DRUMS LENGTH (M) = 0 + 10 + 4 + 0 | 2500 | TEM | 1 | MC | 37.542 | 1
6FX80081BA501BF0 | POWER CABLE, SOLD BY THE METER, TYPE: 6FX8008-1BA50 4X50 + (2X1.5)C C MOTION-CONNECT 800PLUS, TRAILING CABLE, UL/CSA DESINA DMAX = 35 MM, DELIVERY FORM:TIL 9 M IN COILS FROM 10 M DRUMS LENGTH (M) = 0 + 10 + 5 + 0 | 2675 | TEM | 1 | MC | 40.202 | 1
6FX80081BA501BG0 | POWER CABLE, SOLD BY THE METER, TYPE: 6FX8008-1BA50 4X50 + (2X1.5)C C MOTION-CONNECT 800PLUS, TRAILING CABLE, UL/CSA DESINA DMAX = 35 MM, DELIVERY FORM:TIL 9 M IN COILS FROM 10 M DRUMS LENGTH (M) = 0 + 10 + 6 + 0 | 2852 | TEM | 1 | MC | 42.862 | 1
6FX80081BA501BH0 | POWER CABLE, SOLD BY THE METER, TYPE: 6FX8008-1BA50 4X50 + (2X1.5)C C MOTION-CONNECT 800PLUS, TRAILING CABLE, UL/CSA DESINA DMAX = 35 MM, DELIVERY FORM:TIL 9 M IN COILS FROM 10 M DRUMS LENGTH (M) = 0 + 10 + 7 + 0 | 3028 | TEM | 1 | MC | 45.522 | 1
6FX80081BA501BJ0 | POWER CABLE, SOLD BY THE METER, TYPE: 6FX8008-1BA50 4X50 + (2X1.5)C C MOTION-CONNECT 800PLUS, TRAILING CABLE, UL/CSA DESINA DMAX = 35 MM, DELIVERY FORM:TIL 9 M IN COILS FROM 10 M DRUMS LENGTH (M) = 0 + 10 + 8 + 0 | 3205 | TEM | 1 | MC | 48.182 | 1
6FX80081BA501CA0 | POWER CABLE, SOLD BY THE METER, TYPE: 6FX8008-1BA50 4X50 + (2X1.5)C C MOTION-CONNECT 800PLUS, TRAILING CABLE, UL/CSA DESINA DMAX = 35 MM, DELIVERY FORM:TIL 9 M IN COILS FROM 10 M DRUMS LENGTH (M) = 0 + 20 + 0 + 0 | 3553 | TEM | 1 | MC | 53.503 | 1
6FX80081BA501CB0 | POWER CABLE, SOLD BY THE METER, TYPE: 6FX8008-1BA50 4X50 + (2X1.5)C C MOTION-CONNECT 800PLUS, TRAILING CABLE, UL/CSA DESINA DMAX = 35 MM, DELIVERY FORM:TIL 9 M IN COILS FROM 10 M DRUMS LENGTH (M) = 0 + 20 + 1 + 0 | 3729 | TEM | 1 | MC | 56.162 | 1
6FX80081BA501CC0 | POWER CABLE, SOLD BY THE METER, TYPE: 6FX8008-1BA50 4X50 + (2X1.5)C C MOTION-CONNECT 800PLUS, TRAILING CABLE, UL/CSA DESINA DMAX = 35 MM, DELIVERY FORM:TIL 9 M IN COILS FROM 10 M DRUMS LENGTH (M) = 0 + 20 + 2 + 0 | 3905 | TEM | 1 | MC | 58.822 | 1
6FX80081BA501CF0 | POWER CABLE, SOLD BY THE METER, TYPE: 6FX8008-1BA50 4X50 + (2X1.5)C C MOTION-CONNECT 800PLUS, TRAILING CABLE, UL/CSA DESINA DMAX = 35 MM, DELIVERY FORM:TIL 9 M IN COILS FROM 10 M DRUMS LENGTH (M) = 0 + 20 + 5 + 0 | 4435 | TEM | 1 | MC | 66.802 | 1
6FX80081BA501CH0 | POWER CABLE, SOLD BY THE METER, TYPE: 6FX8008-1BA50 4X50 + (2X1.5)C C MOTION-CONNECT 800PLUS, TRAILING CABLE, UL/CSA DESINA DMAX = 35 MM, DELIVERY FORM:TIL 9 M IN COILS FROM 10 M DRUMS LENGTH (M) = 0 + 20 + 7 + 0 | 4788 | TEM | 1 | MC | 72.122 | 1
6FX80081BA501DA0 | POWER CABLE, SOLD BY THE METER, TYPE: 6FX8008-1BA50 4X50 + (2X1.5)C C MOTION-CONNECT 800PLUS, TRAILING CABLE, UL/CSA DESINA DMAX = 35 MM, DELIVERY FORM:TIL 9 M IN COILS FROM 10 M DRUMS LENGTH (M) = 0 + 30 + 0 + 0 | 5326 | TEM | 1 | MC | 80.103 | 1
6FX80081BA501DB0 | POWER CABLE, SOLD BY THE METER, TYPE: 6FX8008-1BA50 4X50 + (2X1.5)C C MOTION-CONNECT 800PLUS, TRAILING CABLE, UL/CSA DESINA DMAX = 35 MM, DELIVERY FORM:TIL 9 M IN COILS FROM 10 M DRUMS LENGTH (M) = 0 + 30 + 1 + 0 | 5502 | TEM | 1 | MC | 82.762 | 1
6FX80081BA501DD0 | POWER CABLE, SOLD BY THE METER, TYPE: 6FX8008-1BA50 4X50 + (2X1.5)C C MOTION-CONNECT 800PLUS, TRAILING CABLE, UL/CSA DESINA DMAX = 35 MM, DELIVERY FORM:TIL 9 M IN COILS FROM 10 M DRUMS LENGTH (M) = 0 + 30 + 3 + 0 | 5856 | TEM | 1 | MC | 88.082 | 1
6FX80081BA501DE0 | POWER CABLE, SOLD BY THE METER, TYPE: 6FX8008-1BA50 4X50 + (2X1.5)C C MOTION-CONNECT 800PLUS, TRAILING CABLE, UL/CSA DESINA DMAX = 35 MM, DELIVERY FORM:TIL 9 M IN COILS FROM 10 M DRUMS LENGTH (M) = 0 + 30 + 4 + 0 | 6033 | TEM | 1 | MC | 90.742 | 1
6FX80081BA501DG0 | POWER CABLE, SOLD BY THE METER, TYPE: 6FX8008-1BA50 4X50 + (2X1.5)C C MOTION-CONNECT 800PLUS, TRAILING CABLE, UL/CSA DESINA DMAX = 35 MM, DELIVERY FORM:TIL 9 M IN COILS FROM 10 M DRUMS LENGTH (M) = 0 + 30 + 6 + 0 | 6385 | TEM | 1 | MC | 96.062 | 1
6FX80081BA501DH0 | POWER CABLE, SOLD BY THE METER, TYPE: 6FX8008-1BA50 4X50 + (2X1.5)C C MOTION-CONNECT 800PLUS, TRAILING CABLE, UL/CSA DESINA DMAX = 35 MM, DELIVERY FORM:TIL 9 M IN COILS FROM 10 M DRUMS LENGTH (M) = 0 + 30 + 7 + 0 | 6560 | TEM | 1 | MC | 98.722 | 1
6FX80081BA501EA0 | POWER CABLE, SOLD BY THE METER, TYPE: 6FX8008-1BA50 4X50 + (2X1.5)C C MOTION-CONNECT 800PLUS, TRAILING CABLE, UL/CSA DESINA DMAX = 35 MM, DELIVERY FORM:TIL 9 M IN COILS FROM 10 M DRUMS LENGTH (M) = 0 + 40 + 0 + 0 | 7099 | TEM | 1 | MC | 106.703 | 1
6FX80081BA501EC0 | POWER CABLE, SOLD BY THE METER, TYPE: 6FX8008-1BA50 4X50 + (2X1.5)C C MOTION-CONNECT 800PLUS, TRAILING CABLE, UL/CSA DESINA DMAX = 35 MM, DELIVERY FORM:TIL 9 M IN COILS FROM 10 M DRUMS LENGTH (M) = 0 + 40 + 2 + 0 | 7451 | TEM | 1 | MC | 112.022 | 1
6FX80081BA501EG0 | POWER CABLE, SOLD BY THE METER, TYPE: 6FX8008-1BA50 4X50 + (2X1.5)C C MOTION-CONNECT 800PLUS, TRAILING CABLE, UL/CSA DESINA DMAX = 35 MM, DELIVERY FORM:TIL 9 M IN COILS FROM 10 M DRUMS LENGTH (M) = 0 + 40 + 6 + 0 | 8158 | TEM | 1 | MC | 122.662 | 1
6FX80081BA501FA0 | POWER CABLE, SOLD BY THE METER, TYPE: 6FX8008-1BA50 4X50 + (2X1.5)C C MOTION-CONNECT 800PLUS, TRAILING CABLE, UL/CSA DESINA DMAX = 35 MM, DELIVERY FORM:TIL 9 M IN COILS FROM 10 M DRUMS LENGTH (M) = 0 + 50 + 0 + 0 | 8850 | TEM | 1 | MC | 133.303 | 1
6FX80081BA501FF0 | POWER CABLE, SOLD BY THE METER, TYPE: 6FX8008-1BA50 4X50 + (2X1.5)C C MOTION-CONNECT 800PLUS, TRAILING CABLE, UL/CSA DESINA DMAX = 35 MM, DELIVERY FORM:TIL 9 M IN COILS FROM 10 M DRUMS LENGTH (M) = 0 + 50 + 5 + 0 | 9732 | TEM | 1 | MC | 146.602 | 1
6FX80081BA501GE0 | POWER CABLE, SOLD BY THE METER, TYPE: 6FX8008-1BA50 4X50 + (2X1.5)C C MOTION-CONNECT 800PLUS, TRAILING CABLE, UL/CSA DESINA DMAX = 35 MM, DELIVERY FORM:TIL 9 M IN COILS FROM 10 M DRUMS LENGTH (M) = 0 + 60 + 4 + 0 | 11330 | TEM | 1 | MC | 170.542 | 1
6FX80081BA502AA0 | POWER CABLE, SOLD BY THE METER, TYPE: 6FX8008-1BA50 4X50 + (2X1.5)C C MOTION-CONNECT 800PLUS, TRAILING CABLE, UL/CSA DESINA DMAX = 35 MM, DELIVERY FORM:TIL 9 M IN COILS FROM 10 M DRUMS LENGTH (M) = 100 + 0 + 0 + 0 | 17671 | TEM | 1 | MC | 266 | 1
6FX80081BA511BC0 | POWER CABLE, SOLD BY THE METER TYPE: 6FX8008-1BA51 4X10 + (2X1.5)C C MOTION-CONNECT 800PLUS TRAILING CABLE, UL/CSA DESINA DMAX=20.1 MM, DELIVERY FORM:TIL 39 M IN COILS FROM 40 M DRUM LENGTH (M) = 0 + 10 + 2 + 0 | 512 | TEM | 1 | MC | 8.881 | 1
6FX80081BA511BE0 | POWER CABLE, SOLD BY THE METER TYPE: 6FX8008-1BA51 4X10 + (2X1.5)C C MOTION-CONNECT 800PLUS TRAILING CABLE, UL/CSA DESINA DMAX=20.1 MM, DELIVERY FORM:TIL 39 M IN COILS FROM 40 M DRUM LENGTH (M) = 0 + 10 + 4 + 0 | 595 | TEM | 1 | MC | 10.361 | 1
6FX80081BA511BF0 | POWER CABLE, SOLD BY THE METER TYPE: 6FX8008-1BA51 4X10 + (2X1.5)C C MOTION-CONNECT 800PLUS TRAILING CABLE, UL/CSA DESINA DMAX=20.1 MM, DELIVERY FORM:TIL 39 M IN COILS FROM 40 M DRUM LENGTH (M) = 0 + 10 + 5 + 0 | 636 | TEM | 1 | MC | 11.101 | 1
6FX80081BA511BH0 | POWER CABLE, SOLD BY THE METER TYPE: 6FX8008-1BA51 4X10 + (2X1.5)C C MOTION-CONNECT 800PLUS TRAILING CABLE, UL/CSA DESINA DMAX=20.1 MM, DELIVERY FORM:TIL 39 M IN COILS FROM 40 M DRUM LENGTH (M) = 0 + 10 + 7 + 0 | 719 | TEM | 1 | MC | 12.581 | 1
6FX80081BA511CA0 | POWER CABLE, SOLD BY THE METER TYPE: 6FX8008-1BA51 4X10 + (2X1.5)C C MOTION-CONNECT 800PLUS TRAILING CABLE, UL/CSA DESINA DMAX=20.1 MM, DELIVERY FORM:TIL 39 M IN COILS FROM 40 M DRUM LENGTH (M) = 0 + 20 + 0 + 0 | 843 | TEM | 1 | MC | 14.801 | 1
6FX80081BA511CE0 | POWER CABLE, SOLD BY THE METER TYPE: 6FX8008-1BA51 4X10 + (2X1.5)C C MOTION-CONNECT 800PLUS TRAILING CABLE, UL/CSA DESINA DMAX=20.1 MM, DELIVERY FORM:TIL 39 M IN COILS FROM 40 M DRUM LENGTH (M) = 0 + 20 + 4 + 0 | 1009 | TEM | 1 | MC | 17.761 | 1
6FX80081BA511FA0 | POWER CABLE, SOLD BY THE METER TYPE: 6FX8008-1BA51 4X10 + (2X1.5)C C MOTION-CONNECT 800PLUS TRAILING CABLE, UL/CSA DESINA DMAX=20.1 MM, DELIVERY FORM:TIL 39 M IN COILS FROM 40 M DRUM LENGTH (M) = 0 + 50 + 0 + 0 | 2086 | TEM | 1 | MC | 37.001 | 1
6FX80081BA511GB0 | POWER CABLE, SOLD BY THE METER TYPE: 6FX8008-1BA51 4X10 + (2X1.5)C C MOTION-CONNECT 800PLUS TRAILING CABLE, UL/CSA DESINA DMAX=20.1 MM, DELIVERY FORM:TIL 39 M IN COILS FROM 40 M DRUM LENGTH (M) = 0 + 60 + 1 + 0 | 2534 | TEM | 1 | MC | 45.141 | 1
6FX80081BA512AA0 | POWER CABLE, SOLD BY THE METER TYPE: 6FX8008-1BA51 4X10 + (2X1.5)C C MOTION-CONNECT 800PLUS TRAILING CABLE, UL/CSA DESINA DMAX=20.1 MM, DELIVERY FORM:TIL 39 M IN COILS FROM 40 M DRUM LENGTH (M) = + 100 + 0 + 0 + 0 | 4158 | TEM | 1 | MC | 72 | 1
6FX80081BA513AA0 | POWER CABLE, SOLD BY THE METER TYPE: 6FX8008-1BA51 4X10 + (2X1.5)C C MOTION-CONNECT 800PLUS TRAILING CABLE, UL/CSA DESINA DMAX=20.1 MM, DELIVERY FORM:TIL 39 M IN COILS FROM 40 M DRUM LENGTH (M) = + 200 + 0 + 0 + 0 | 8302 | TEM | 1 | MC | 148.001 | 1
6FX80081BA611BA0 | POWER CABLE, SOLD BY THE METER TYPE: 6FX8008-1BA61 4X16 + (2X1.5)C C MOTION-CONNECT 800PLUS TRAILING TYPE UL/CSA DESINA DMAX = 23.8 MM DELIVERY FORM:TIL 29 M IN COILS FROM 30 M DRUM LENGTH (M) = 0 + 10 + 0 + 0 | 595 | TEM | 1 | MC | 11.001 | 1
6FX80081BA611BC0 | POWER CABLE, SOLD BY THE METER TYPE: 6FX8008-1BA61 4X16 + (2X1.5)C C MOTION-CONNECT 800PLUS TRAILING TYPE UL/CSA DESINA DMAX = 23.8 MM DELIVERY FORM:TIL 29 M IN COILS FROM 30 M DRUM LENGTH (M) = 0 + 10 + 2 + 0 | 711 | TEM | 1 | MC | 13.201 | 1
6FX80081BA611BH0 | POWER CABLE, SOLD BY THE METER TYPE: 6FX8008-1BA61 4X16 + (2X1.5)C C MOTION-CONNECT 800PLUS TRAILING TYPE UL/CSA DESINA DMAX = 23.8 MM DELIVERY FORM:TIL 29 M IN COILS FROM 30 M DRUM LENGTH (M) = 0 + 10 + 7 + 0 | 1001 | TEM | 1 | MC | 18.701 | 1
6FX80081BA611CK0 | POWER CABLE, SOLD BY THE METER TYPE: 6FX8008-1BA61 4X16 + (2X1.5)C C MOTION-CONNECT 800PLUS TRAILING TYPE UL/CSA DESINA DMAX = 23.8 MM DELIVERY FORM:TIL 29 M IN COILS FROM 30 M DRUM LENGTH (M) = 0 + 20 + 9 + 0 | 1695 | TEM | 1 | MC | 31.901 | 1
6FX80081BA611FA0 | POWER CABLE, SOLD BY THE METER TYPE: 6FX8008-1BA61 4X16 + (2X1.5)C C MOTION-CONNECT 800PLUS TRAILING TYPE UL/CSA DESINA DMAX = 23.8 MM DELIVERY FORM:TIL 29 M IN COILS FROM 30 M DRUM LENGTH (M) = 0 + 50 + 0 + 0 | 2900 | TEM | 1 | MC | 55.001 | 1
6FX80081BA611GA0 | POWER CABLE, SOLD BY THE METER TYPE: 6FX8008-1BA61 4X16 + (2X1.5)C C MOTION-CONNECT 800PLUS TRAILING TYPE UL/CSA DESINA DMAX = 23.8 MM DELIVERY FORM:TIL 29 M IN COILS FROM 30 M DRUM LENGTH (M) = 0 + 60 + 0 + 0 | 3498 | TEM | 1 | MC | 66.001 | 1
6FX80081BA612AA0 | POWER CABLE, SOLD BY THE METER TYPE: 6FX8008-1BA61 4X16 + (2X1.5)C C MOTION-CONNECT 800PLUS TRAILING TYPE UL/CSA DESINA DMAX = 23.8 MM DELIVERY FORM:TIL 29 M IN COILS FROM 30 M DRUM LENGTH (M) = 100 + 0 + 0 + 0 | 5804 | TEM | 1 | MC | 95 | 1
6FX80081BB111FA0 | POWER CABLE,SOLD BY THE METER, TYPE: 6FX8008-1BB11 4 X 1.5 C TRAILING CABLE, UL/CSA DESINA MOTION-CONNECT 800PLUS DELIVERED IN COILS DMAX=9,5 MM, LENGTH (M)=50 | 680 | TEM | 1 | MC | 12 | 1
6FX80081BB112AA0 | POWER CABLE,SOLD BY THE METER, TYPE: 6FX8008-1BB11 4 X 1.5 C MOTION-CONNECT 800PLUS TRAILING CABLE, UL/CSA DESINA DMAX=9.5 MM, LENGTH (M) = 100 DELIVERY FORM: ON DISPOS. DRUM | 1320 | TEM | 1 | MC | 27.5 | 1
6FX80081BB113AA0 | POWER CABLE,SOLD BY THE METER, TYPE: 6FX8008-1BB11 4 X 1.5 C MOTION-CONNECT 800PLUS TRAILING CABLE, UL/CSA DESINA DMAX=9.5 MM, LENGTH (M) = 200 | 2606 | TEM | 1 | MC | 55 | 1
6FX80081BB116AA0 | POWER CABLE,SOLD BY THE METER, TYPE: 6FX8008-1BB11 4 X 1.5 C MOTION-CONNECT 800PLUS TRAILING CABLE, UL/DESINA DMAX=9.5 MM, DELIVERY FORM: ON DISPOS. DRUM LENGTH (M) = 500 | 6429 | TEM | 1 | MC | 88 | 1
6FX80081BB211AJ0 | POWER CABLE,SOLD BY THE METER, TYPE: 6FX8008-1BB21 4X2.5 C MOTION-CONNECT 800PLUS TRAILING TYPE UL/CSA DESINA DMAX = 11 MM LENGTH (M) = 8 DELIVERY FORM: IN COILS | 124 | TEM | 1 | MC | 1.6 | 1
6FX80081BB211FA0 | POWER CABLE,SOLD BY THE METER, TYPE: 6FX8008-1BB21 4X2.5 C MOTION-CONNECT 800PLUS TRAILING TYPE UL/CSA DESINA DMAX = 11 MM LENGTH (M) = 50 DELIVERY FORM: IN COILS | 774 | TEM | 1 | MC | 10 | 1
6FX80081BB212AA0 | POWER CABLE, SOLD BY THE METER, TYPE: 6FX8008-1BB21 4X2.5 C MOTION-CONNECT 800PLUS TRAILING TYPE UL/CSA DESINA DMAX = 11 MM DELIVERY FORM: ON DISPOS. DRUM LENGTH (M) = 100 | 1506 | TEM | 1 | MC | 20 | 1
6FX80081BB213AA0 | POWER CABLE,SOLD BY THE METER, TYPE: 6FX8008-1BB21 4X2.5 C MOTION-CONNECT 800PLUS TRAILING TYPE UL/CSA DESINA DMAX = 11 MM LENGTH (M) = 200 | 2969 | TEM | 1 | MC | 53 | 1
6FX80081BB216AA0 | POWER CABLE,SOLD BY THE METER, TYPE: 6FX8008-1BB21 4X2.5 C MOTION-CONNECT 800PLUS TRAILING TYPE UL/CSA DESINA DMAX = 11 MM LENGTH (M) = 500 | 7369 | TEM | 1 | MC | 112 | 1
6FX80081BB311AD0 | POWER CABLE,SOLD BY THE METER, TYPE: 6FX8008-1BB31 4X4 C MOTION-CONNECT 800PLUS TRAILING CABLE, UL/CSA DESINA DMAX = 12.3 MM DELIVERY FORM:TIL 99 M IN COILS FROM 100 M ON DISPOS. DRUM LENGTH (M) = 0 + 0 + 3 + 0 | 69.5 | TEM | 1 | MC | 0.931 | 1
6FX80081BB311AF0 | POWER CABLE,SOLD BY THE METER, TYPE: 6FX8008-1BB31 4X4 C MOTION-CONNECT 800PLUS TRAILING CABLE, UL/CSA DESINA DMAX = 12.3 MM DELIVERY FORM:TIL 99 M IN COILS FROM 100 M ON DISPOS. DRUM LENGTH (M) = 0 + 0 + 5 + 0 | 108 | TEM | 1 | MC | 1.551 | 1
6FX80081BB311BA0 | POWER CABLE,SOLD BY THE METER, TYPE: 6FX8008-1BB31 4X4 C MOTION-CONNECT 800PLUS TRAILING CABLE, UL/CSA DESINA DMAX = 12.3 MM DELIVERY FORM:TIL 99 M IN COILS FROM 100 M ON DISPOS. DRUM LENGTH (M) = 0 + 10 + 0 + 0 | 204 | TEM | 1 | MC | 3.101 | 1
6FX80081BB311BD0 | POWER CABLE,SOLD BY THE METER, TYPE: 6FX8008-1BB31 4X4 C MOTION-CONNECT 800PLUS TRAILING CABLE, UL/CSA DESINA DMAX = 12.3 MM DELIVERY FORM:TIL 99 M IN COILS FROM 100 M ON DISPOS. DRUM LENGTH (M) = 0 + 10 + 3 + 0 | 262 | TEM | 1 | MC | 4.031 | 1
6FX80081BB311BE0 | POWER CABLE,SOLD BY THE METER, TYPE: 6FX8008-1BB31 4X4 C MOTION-CONNECT 800PLUS TRAILING CABLE, UL/CSA DESINA DMAX = 12.3 MM DELIVERY FORM:TIL 99 M IN COILS FROM 100 M ON DISPOS. DRUM LENGTH (M) = 0 + 10 + 4 + 0 | 281 | TEM | 1 | MC | 4.341 | 1
6FX80081BB311BF0 | POWER CABLE,SOLD BY THE METER, TYPE: 6FX8008-1BB31 4X4 C MOTION-CONNECT 800PLUS TRAILING CABLE, UL/CSA DESINA DMAX = 12.3 MM DELIVERY FORM:TIL 99 M IN COILS FROM 100 M ON DISPOS. DRUM LENGTH (M) = 0 + 10 + 5 + 0 | 300 | TEM | 1 | MC | 4.651 | 1
6FX80081BB311BG0 | POWER CABLE,SOLD BY THE METER, TYPE: 6FX8008-1BB31 4X4 C MOTION-CONNECT 800PLUS TRAILING CABLE, UL/CSA DESINA DMAX = 12.3 MM DELIVERY FORM:TIL 99 M IN COILS FROM 100 M ON DISPOS. DRUM LENGTH (M) = 0 + 10 + 6 + 0 | 320 | TEM | 1 | MC | 4.961 | 1
6FX80081BB311BH0 | POWER CABLE,SOLD BY THE METER, TYPE: 6FX8008-1BB31 4X4 C MOTION-CONNECT 800PLUS TRAILING CABLE, UL/CSA DESINA DMAX = 12.3 MM DELIVERY FORM:TIL 99 M IN COILS FROM 100 M ON DISPOS. DRUM LENGTH (M) = 0 + 10 + 7 + 0 | 339 | TEM | 1 | MC | 5.271 | 1
6FX80081BB311BJ0 | POWER CABLE,SOLD BY THE METER, TYPE: 6FX8008-1BB31 4X4 C MOTION-CONNECT 800PLUS TRAILING CABLE, UL/CSA DESINA DMAX = 12.3 MM DELIVERY FORM:TIL 99 M IN COILS FROM 100 M ON DISPOS. DRUM LENGTH (M) = 0 + 10 + 8 + 0 | 358 | TEM | 1 | MC | 5.581 | 1
6FX80081BB311CA0 | POWER CABLE,SOLD BY THE METER, TYPE: 6FX8008-1BB31 4X4 C MOTION-CONNECT 800PLUS TRAILING CABLE, UL/CSA DESINA DMAX = 12.3 MM DELIVERY FORM:TIL 99 M IN COILS FROM 100 M ON DISPOS. DRUM LENGTH (M) = 0 + 20 + 0 + 0 | 397 | TEM | 1 | MC | 6.201 | 1
6FX80081BB311CC0 | POWER CABLE,SOLD BY THE METER, TYPE: 6FX8008-1BB31 4X4 C MOTION-CONNECT 800PLUS TRAILING CABLE, UL/CSA DESINA DMAX = 12.3 MM DELIVERY FORM:TIL 99 M IN COILS FROM 100 M ON DISPOS. DRUM LENGTH (M) = 0 + 20 + 2 + 0 | 435 | TEM | 1 | MC | 6.821 | 1
6FX80081BB311CD0 | POWER CABLE,SOLD BY THE METER, TYPE: 6FX8008-1BB31 4X4 C MOTION-CONNECT 800PLUS TRAILING CABLE, UL/CSA DESINA DMAX = 12.3 MM DELIVERY FORM:TIL 99 M IN COILS FROM 100 M ON DISPOS. DRUM LENGTH (M) = 0 + 20 + 3 + 0 | 454 | TEM | 1 | MC | 7.131 | 1
6FX80081BB311CE0 | POWER CABLE,SOLD BY THE METER, TYPE: 6FX8008-1BB31 4X4 C MOTION-CONNECT 800PLUS TRAILING CABLE, UL/CSA DESINA DMAX = 12.3 MM DELIVERY FORM:TIL 99 M IN COILS FROM 100 M ON DISPOS. DRUM LENGTH (M) = 0 + 20 + 4 + 0 | 474 | TEM | 1 | MC | 7.441 | 1
6FX80081BB311CF0 | POWER CABLE,SOLD BY THE METER, TYPE: 6FX8008-1BB31 4X4 C MOTION-CONNECT 800PLUS TRAILING CABLE, UL/CSA DESINA DMAX = 12.3 MM DELIVERY FORM:TIL 99 M IN COILS FROM 100 M ON DISPOS. DRUM LENGTH (M) = 0 + 20 + 5 + 0 | 493 | TEM | 1 | MC | 7.751 | 1
6FX80081BB311CJ0 | POWER CABLE,SOLD BY THE METER, TYPE: 6FX8008-1BB31 4X4 C MOTION-CONNECT 800PLUS TRAILING CABLE, UL/CSA DESINA DMAX = 12.3 MM DELIVERY FORM:TIL 99 M IN COILS FROM 100 M ON DISPOS. DRUM LENGTH (M) = 0 + 20 + 8 + 0 | 550 | TEM | 1 | MC | 8.681 | 1
6FX80081BB311CK0 | POWER CABLE,SOLD BY THE METER, TYPE: 6FX8008-1BB31 4X4 C MOTION-CONNECT 800PLUS TRAILING CABLE, UL/CSA DESINA DMAX = 12.3 MM DELIVERY FORM:TIL 99 M IN COILS FROM 100 M ON DISPOS. DRUM LENGTH (M) = 0 + 20 + 9 + 0 | 570 | TEM | 1 | MC | 8.991 | 1
6FX80081BB311DA0 | POWER CABLE,SOLD BY THE METER, TYPE: 6FX8008-1BB31 4X4 C MOTION-CONNECT 800PLUS TRAILING CABLE, UL/CSA DESINA DMAX = 12.3 MM DELIVERY FORM:TIL 99 M IN COILS FROM 100 M ON DISPOS. DRUM LENGTH (M) = 0 + 30 + 0 + 0 | 589 | TEM | 1 | MC | 9.301 | 1
6FX80081BB311DC0 | POWER CABLE,SOLD BY THE METER, TYPE: 6FX8008-1BB31 4X4 C MOTION-CONNECT 800PLUS TRAILING CABLE, UL/CSA DESINA DMAX = 12.3 MM DELIVERY FORM:TIL 99 M IN COILS FROM 100 M ON DISPOS. DRUM LENGTH (M) = 0 + 30 + 2 + 0 | 627 | TEM | 1 | MC | 9.921 | 1
6FX80081BB311DH0 | POWER CABLE,SOLD BY THE METER, TYPE: 6FX8008-1BB31 4X4 C MOTION-CONNECT 800PLUS TRAILING CABLE, UL/CSA DESINA DMAX = 12.3 MM DELIVERY FORM:TIL 99 M IN COILS FROM 100 M ON DISPOS. DRUM LENGTH (M) = 0 + 30 + 7 + 0 | 723 | TEM | 1 | MC | 11.471 | 1
6FX80081BB311FA0 | POWER CABLE,SOLD BY THE METER, TYPE: 6FX8008-1BB31 4X4 C MOTION-CONNECT 800PLUS TRAILING CABLE, UL/CSA DESINA DMAX = 12.3 MM DELIVERY FORM:TIL 99 M IN COILS FROM 100 M ON DISPOS. DRUM LENGTH (M) = 0 + 50 + 0 + 0 | 973 | TEM | 1 | MC | 15.501 | 1
6FX80081BB311FF0 | POWER CABLE,SOLD BY THE METER, TYPE: 6FX8008-1BB31 4X4 C MOTION-CONNECT 800PLUS TRAILING CABLE, UL/CSA DESINA DMAX = 12.3 MM DELIVERY FORM:TIL 99 M IN COILS FROM 100 M ON DISPOS. DRUM LENGTH (M) = 0 + 50 + 5 + 0 | 1070 | TEM | 1 | MC | 17.051 | 1
6FX80081BB311GA0 | POWER CABLE,SOLD BY THE METER, TYPE: 6FX8008-1BB31 4X4 C MOTION-CONNECT 800PLUS TRAILING CABLE, UL/CSA DESINA DMAX = 12.3 MM DELIVERY FORM:TIL 99 M IN COILS FROM 100 M ON DISPOS. DRUM LENGTH (M) = 0 + 60 + 0 + 0 | 1166 | TEM | 1 | MC | 18.601 | 1
6FX80081BB312AA0 | POWER CABLE,SOLD BY THE METER, TYPE: 6FX8008-1BB31 4X4 C MOTION-CONNECT 800PLUS TRAILING CABLE, UL/CSA DESINA DMAX = 12.3 MM DELIVERY FORM:TIL 99 M IN COILS FROM 100 M ON DISPOS. DRUM LENGTH (M) = 100 + 0 + 0 + 0 | 1932 | TEM | 1 | MC | 27.9 | 1
6FX80081BB313AA0 | POWER CABLE,SOLD BY THE METER, TYPE: 6FX8008-1BB31 4X4 C MOTION-CONNECT 800PLUS TRAILING CABLE, UL/CSA DESINA DMAX = 12.3 MM DELIVERY FORM:TIL 99 M IN COILS FROM 100 M ON DISPOS. DRUM LENGTH (M) = 200 + 0 + 0 + 0 | 3857 | TEM | 1 | MC | 72 | 1
6FX80081BB316AA0 | POWER CABLE,SOLD BY THE METER, TYPE: 6FX8008-1BB31 4X4.0 C TRAILING CABLE, UL/CSA DESINA MOTION CONNECT 800, DELIVERED ON DISPOSABLE DRUM DMAX=13,2 MM, LENGTH (M) = 500 . . | 9140 | TEM | 1 | MC | 133 | 1
6FX80081BB411AB0 | POWER CABLE,SOLD BY THE METER, TYPE: 6FX8008-1BB41 4X6.0 C TRAILING CABLE, UL/CSA DESINA MOTION-CONNECT 800PLUS DELIVERY FORM:TIL 69 M IN COILS FROM 70 M DRUM DMAX =14.9 MM, LENGTH (M) = 0 + 0 + 1 + 0 | 36.2 | TEM | 1 | MC | 0.431 | 1
6FX80081BB411AC0 | POWER CABLE,SOLD BY THE METER, TYPE: 6FX8008-1BB41 4X6.0 C TRAILING CABLE, UL/CSA DESINA MOTION-CONNECT 800PLUS DELIVERY FORM:TIL 69 M IN COILS FROM 70 M DRUM DMAX =14.9 MM, LENGTH (M) = 0 + 0 + 2 + 0 | 59.9 | TEM | 1 | MC | 0.861 | 1
6FX80081BB411AD0 | POWER CABLE,SOLD BY THE METER, TYPE: 6FX8008-1BB41 4X6.0 C TRAILING CABLE, UL/CSA DESINA MOTION-CONNECT 800PLUS DELIVERY FORM:TIL 69 M IN COILS FROM 70 M DRUM DMAX =14.9 MM, LENGTH (M) = 0 + 0 + 3 + 0 | 83.8 | TEM | 1 | MC | 1.291 | 1
6FX80081BB411AE0 | POWER CABLE,SOLD BY THE METER, TYPE: 6FX8008-1BB41 4X6.0 C TRAILING CABLE, UL/CSA DESINA MOTION-CONNECT 800PLUS DELIVERY FORM:TIL 69 M IN COILS FROM 70 M DRUM DMAX =14.9 MM, LENGTH (M) = 0 + 0 + 4 + 0 | 108 | TEM | 1 | MC | 1.721 | 1
6FX80081BB411AF0 | POWER CABLE,SOLD BY THE METER, TYPE: 6FX8008-1BB41 4X6.0 C TRAILING CABLE, UL/CSA DESINA MOTION-CONNECT 800PLUS DELIVERY FORM:TIL 69 M IN COILS FROM 70 M DRUM DMAX =14.9 MM, LENGTH (M) = 0 + 0 + 5 + 0 | 132 | TEM | 1 | MC | 2.151 | 1
6FX80081BB411AG0 | POWER CABLE,SOLD BY THE METER, TYPE: 6FX8008-1BB41 4X6.0 C TRAILING CABLE, UL/CSA DESINA MOTION-CONNECT 800PLUS DELIVERY FORM:TIL 69 M IN COILS FROM 70 M DRUM DMAX =14.9 MM, LENGTH (M) = 0 + 0 + 6 + 0 | 156 | TEM | 1 | MC | 2.581 | 1
6FX80081BB411AH0 | POWER CABLE,SOLD BY THE METER, TYPE: 6FX8008-1BB41 4X6.0 C TRAILING CABLE, UL/CSA DESINA MOTION-CONNECT 800PLUS DELIVERY FORM:TIL 69 M IN COILS FROM 70 M DRUM DMAX =14.9 MM, LENGTH (M) = 0 + 0 + 7 + 0 | 180 | TEM | 1 | MC | 3.011 | 1
6FX80081BB411AJ0 | POWER CABLE,SOLD BY THE METER, TYPE: 6FX8008-1BB41 4X6.0 C TRAILING CABLE, UL/CSA DESINA MOTION-CONNECT 800PLUS DELIVERY FORM:TIL 69 M IN COILS FROM 70 M DRUM DMAX =14.9 MM, LENGTH (M) = 0 + 0 + 8 + 0 | 203 | TEM | 1 | MC | 3.441 | 1
6FX80081BB411AK0 | POWER CABLE,SOLD BY THE METER, TYPE: 6FX8008-1BB41 4X6.0 C TRAILING CABLE, UL/CSA DESINA MOTION-CONNECT 800PLUS DELIVERY FORM:TIL 69 M IN COILS FROM 70 M DRUM DMAX =14.9 MM, LENGTH (M) = 0 + 0 + 9 + 0 | 226 | TEM | 1 | MC | 3.871 | 1
6FX80081BB411BA0 | POWER CABLE,SOLD BY THE METER, TYPE: 6FX8008-1BB41 4X6.0 C TRAILING CABLE, UL/CSA DESINA MOTION-CONNECT 800PLUS DELIVERY FORM:TIL 69 M IN COILS FROM 70 M DRUM DMAX =14.9 MM, LENGTH (M) = 0 + 10 + 0 + 0 | 252 | TEM | 1 | MC | 4.301 | 1
6FX80081BB411BB0 | POWER CABLE,SOLD BY THE METER, TYPE: 6FX8008-1BB41 4X6.0 C TRAILING CABLE, UL/CSA DESINA MOTION-CONNECT 800PLUS DELIVERY FORM:TIL 69 M IN COILS FROM 70 M DRUM DMAX =14.9 MM, LENGTH (M) = 0 + 10 + 1 + 0 | 276 | TEM | 1 | MC | 4.731 | 1
6FX80081BB411BC0 | POWER CABLE,SOLD BY THE METER, TYPE: 6FX8008-1BB41 4X6.0 C TRAILING CABLE, UL/CSA DESINA MOTION-CONNECT 800PLUS DELIVERY FORM:TIL 69 M IN COILS FROM 70 M DRUM DMAX =14.9 MM, LENGTH (M) = 0 + 10 + 2 + 0 | 300 | TEM | 1 | MC | 5.161 | 1
6FX80081BB411BD0 | POWER CABLE,SOLD BY THE METER, TYPE: 6FX8008-1BB41 4X6.0 C TRAILING CABLE, UL/CSA DESINA MOTION-CONNECT 800PLUS DELIVERY FORM:TIL 69 M IN COILS FROM 70 M DRUM DMAX =14.9 MM, LENGTH (M) = 0 + 10 + 3 + 0 | 323 | TEM | 1 | MC | 5.591 | 1
6FX80081BB411BF0 | POWER CABLE,SOLD BY THE METER, TYPE: 6FX8008-1BB41 4X6.0 C TRAILING CABLE, UL/CSA DESINA MOTION-CONNECT 800PLUS DELIVERY FORM:TIL 69 M IN COILS FROM 70 M DRUM DMAX =14.9 MM, LENGTH (M) = 0 + 10 + 5 + 0 | 371 | TEM | 1 | MC | 6.451 | 1
6FX80081BB411BG0 | POWER CABLE,SOLD BY THE METER, TYPE: 6FX8008-1BB41 4X6.0 C TRAILING CABLE, UL/CSA DESINA MOTION-CONNECT 800PLUS DELIVERY FORM:TIL 69 M IN COILS FROM 70 M DRUM DMAX =14.9 MM, LENGTH (M) = 0 + 10 + 6 + 0 | 395 | TEM | 1 | MC | 6.881 | 1
6FX80081BB411BJ0 | POWER CABLE,SOLD BY THE METER, TYPE: 6FX8008-1BB41 4X6.0 C TRAILING CABLE, UL/CSA DESINA MOTION-CONNECT 800PLUS DELIVERY FORM:TIL 69 M IN COILS FROM 70 M DRUM DMAX =14.9 MM, LENGTH (M) = 0 + 10 + 8 + 0 | 442 | TEM | 1 | MC | 7.741 | 1
6FX80081BB411BK0 | POWER CABLE,SOLD BY THE METER, TYPE: 6FX8008-1BB41 4X6.0 C TRAILING CABLE, UL/CSA DESINA MOTION-CONNECT 800PLUS DELIVERY FORM:TIL 69 M IN COILS FROM 70 M DRUM DMAX =14.9 MM, LENGTH (M) = 0 + 10 + 9 + 0 | 466 | TEM | 1 | MC | 8.171 | 1
6FX80081BB411CA0 | POWER CABLE,SOLD BY THE METER, TYPE: 6FX8008-1BB41 4X6.0 C TRAILING CABLE, UL/CSA DESINA MOTION-CONNECT 800PLUS DELIVERY FORM:TIL 69 M IN COILS FROM 70 M DRUM DMAX =14.9 MM, LENGTH (M) = 0 + 20 + 0 + 0 | 489 | TEM | 1 | MC | 8.601 | 1
6FX80081BB411CE0 | POWER CABLE,SOLD BY THE METER, TYPE: 6FX8008-1BB41 4X6.0 C TRAILING CABLE, UL/CSA DESINA MOTION-CONNECT 800PLUS DELIVERY FORM:TIL 69 M IN COILS FROM 70 M DRUM DMAX =14.9 MM, LENGTH (M) = 0 + 20 + 4 + 0 | 584 | TEM | 1 | MC | 10.321 | 1
6FX80081BB411CF0 | POWER CABLE,SOLD BY THE METER, TYPE: 6FX8008-1BB41 4X6.0 C TRAILING CABLE, UL/CSA DESINA MOTION-CONNECT 800PLUS DELIVERY FORM:TIL 69 M IN COILS FROM 70 M DRUM DMAX =14.9 MM, LENGTH (M) = 0 + 20 + 5 + 0 | 608 | TEM | 1 | MC | 10.751 | 1
6FX80081BB411CG0 | POWER CABLE,SOLD BY THE METER, TYPE: 6FX8008-1BB41 4X6.0 C TRAILING CABLE, UL/CSA DESINA MOTION-CONNECT 800PLUS DELIVERY FORM:TIL 69 M IN COILS FROM 70 M DRUM DMAX =14.9 MM, LENGTH (M) = 0 + 20 + 6 + 0 | 632 | TEM | 1 | MC | 11.181 | 1
6FX80081BB411CH0 | POWER CABLE,SOLD BY THE METER, TYPE: 6FX8008-1BB41 4X6.0 C TRAILING CABLE, UL/CSA DESINA MOTION-CONNECT 800PLUS DELIVERY FORM:TIL 69 M IN COILS FROM 70 M DRUM DMAX =14.9 MM, LENGTH (M) = 0 + 20 + 7 + 0 | 656 | TEM | 1 | MC | 11.611 | 1
6FX80081BB411CJ0 | POWER CABLE,SOLD BY THE METER, TYPE: 6FX8008-1BB41 4X6.0 C TRAILING CABLE, UL/CSA DESINA MOTION-CONNECT 800PLUS DELIVERY FORM:TIL 69 M IN COILS FROM 70 M DRUM DMAX =14.9 MM, LENGTH (M) = 0 + 20 + 8 + 0 | 680 | TEM | 1 | MC | 12.041 | 1
6FX80081BB411DA0 | POWER CABLE,SOLD BY THE METER, TYPE: 6FX8008-1BB41 4X6.0 C TRAILING CABLE, UL/CSA DESINA MOTION-CONNECT 800PLUS DELIVERY FORM:TIL 69 M IN COILS FROM 70 M DRUM DMAX =14.9 MM, LENGTH (M) = 0 + 30 + 0 + 0 | 728 | TEM | 1 | MC | 12.901 | 1
6FX80081BB411DD0 | POWER CABLE,SOLD BY THE METER, TYPE: 6FX8008-1BB41 4X6.0 C TRAILING CABLE, UL/CSA DESINA MOTION-CONNECT 800PLUS DELIVERY FORM:TIL 69 M IN COILS FROM 70 M DRUM DMAX =14.9 MM, LENGTH (M) = 0 + 30 + 3 + 0 | 800 | TEM | 1 | MC | 14.191 | 1
6FX80081BB411DH0 | POWER CABLE,SOLD BY THE METER, TYPE: 6FX8008-1BB41 4X6.0 C TRAILING CABLE, UL/CSA DESINA MOTION-CONNECT 800PLUS DELIVERY FORM:TIL 69 M IN COILS FROM 70 M DRUM DMAX =14.9 MM, LENGTH (M) = 0 + 30 + 7 + 0 | 895 | TEM | 1 | MC | 15.911 | 1
6FX80081BB411FA0 | POWER CABLE,SOLD BY THE METER, TYPE: 6FX8008-1BB41 4X6.0 C TRAILING CABLE, UL/CSA DESINA MOTION-CONNECT 800PLUS DELIVERY FORM:TIL 69 M IN COILS FROM 70 M DRUM DMAX =14.9 MM, LENGTH (M) = 0 + 50 + 0 + 0 | 1205 | TEM | 1 | MC | 21.501 | 1
6FX80081BB412AA0 | POWER CABLE,SOLD BY THE METER, TYPE: 6FX8008-1BB41 4X6.0 C TRAILING CABLE, UL/CSA DESINA MOTION-CONNECT 800PLUS DELIVERY FORM:TIL 69 M IN COILS FROM 70 M DRUM DMAX =14.9 MM, LENGTH (M) = 100 + 0 + 0 + 0 | 2405 | TEM | 1 | MC | 39 | 1
6FX80081BB413AA0 | POWER CABLE,SOLD BY THE METER, TYPE: 6FX8008-1BB41 4X6.0 C TRAILING CABLE, UL/CSA DESINA MOTION-CONNECT 800PLUS DELIVERY FORM:TIL 69 M IN COILS FROM 70 M DRUM DMAX =14.9 MM, LENGTH (M) = 200 + 0 + 0 + 0 | 4776 | TEM | 1 | MC | 66.2 | 1
6FX80081BB416AA0 | POWER CABLE,SOLD BY THE METER, TYPE: 6FX8008-1BB41 4X6.0 C TRAILING CABLE, UL/CSA DESINA MOTION CONNECT 800, DELIVERED ON DISPOSABLE DRUM DMAX=14,9 MM, LENGTH (M)= 500 | 11357 | TEM | 1 | MC | 66.2 | 1
6FX80081BB511AB0 | POWER CABLE, SOLD BY THE METER TYPE: 6FX8008-1BB51 4X10.0 C TRAILING CABLE, UL/CSA DESINA MOTION-CONNECT 800PLUS DELIVERY FORM:TIL 59 M IN COILS FROM 60 M DRUM DMAX =18,2 MM, LENGTH (M) = 0 + 0 + 1 + 0 | 47.2 | TEM | 1 | MC | 0.631 | 1
6FX80081BB511AC0 | POWER CABLE, SOLD BY THE METER TYPE: 6FX8008-1BB51 4X10.0 C TRAILING CABLE, UL/CSA DESINA MOTION-CONNECT 800PLUS DELIVERY FORM:TIL 59 M IN COILS FROM 60 M DRUM DMAX =18,2 MM, LENGTH (M) = 0 + 0 + 2 + 0 | 81 | TEM | 1 | MC | 1.261 | 1
6FX80081BB511AD0 | POWER CABLE, SOLD BY THE METER TYPE: 6FX8008-1BB51 4X10.0 C TRAILING CABLE, UL/CSA DESINA MOTION-CONNECT 800PLUS DELIVERY FORM:TIL 59 M IN COILS FROM 60 M DRUM DMAX =18,2 MM, LENGTH (M) = 0 + 0 + 3 + 0 | 115 | TEM | 1 | MC | 1.891 | 1
6FX80081BB511AE0 | POWER CABLE, SOLD BY THE METER TYPE: 6FX8008-1BB51 4X10.0 C TRAILING CABLE, UL/CSA DESINA MOTION-CONNECT 800PLUS DELIVERY FORM:TIL 59 M IN COILS FROM 60 M DRUM DMAX =18,2 MM, LENGTH (M) = 0 + 0 + 4 + 0 | 149 | TEM | 1 | MC | 2.521 | 1
6FX80081BB511AF0 | POWER CABLE, SOLD BY THE METER TYPE: 6FX8008-1BB51 4X10.0 C TRAILING CABLE, UL/CSA DESINA MOTION-CONNECT 800PLUS DELIVERY FORM:TIL 59 M IN COILS FROM 60 M DRUM DMAX =18,2 MM, LENGTH (M) = 0 + 0 + 5 + 0 | 183 | TEM | 1 | MC | 3.151 | 1
6FX80081BB511AG0 | POWER CABLE, SOLD BY THE METER TYPE: 6FX8008-1BB51 4X10.0 C TRAILING CABLE, UL/CSA DESINA MOTION-CONNECT 800PLUS DELIVERY FORM:TIL 59 M IN COILS FROM 60 M DRUM DMAX =18,2 MM, LENGTH (M) = 0 + 0 + 6 + 0 | 217 | TEM | 1 | MC | 3.781 | 1
6FX80081BB511AH0 | POWER CABLE, SOLD BY THE METER TYPE: 6FX8008-1BB51 4X10.0 C TRAILING CABLE, UL/CSA DESINA MOTION-CONNECT 800PLUS DELIVERY FORM:TIL 59 M IN COILS FROM 60 M DRUM DMAX =18,2 MM, LENGTH (M) = 0 + 0 + 7 + 0 | 251 | TEM | 1 | MC | 4.411 | 1
6FX80081BB511AJ0 | POWER CABLE, SOLD BY THE METER TYPE: 6FX8008-1BB51 4X10.0 C TRAILING CABLE, UL/CSA DESINA MOTION-CONNECT 800PLUS DELIVERY FORM:TIL 59 M IN COILS FROM 60 M DRUM DMAX =18,2 MM, LENGTH (M) = 0 + 0 + 8 + 0 | 285 | TEM | 1 | MC | 5.041 | 1
6FX80081BB511AK0 | POWER CABLE, SOLD BY THE METER TYPE: 6FX8008-1BB51 4X10.0 C TRAILING CABLE, UL/CSA DESINA MOTION-CONNECT 800PLUS DELIVERY FORM:TIL 59 M IN COILS FROM 60 M DRUM DMAX =18,2 MM, LENGTH (M) = 0 + 0 + 9 + 0 | 319 | TEM | 1 | MC | 5.671 | 1
6FX80081BB511BA0 | POWER CABLE, SOLD BY THE METER TYPE: 6FX8008-1BB51 4X10.0 C TRAILING CABLE, UL/CSA DESINA MOTION-CONNECT 800PLUS DELIVERY FORM:TIL 59 M IN COILS FROM 60 M DRUM DMAX =18,2 MM, LENGTH (M) = 0 + 10 + 0 + 0 | 353 | TEM | 1 | MC | 6.301 | 1
6FX80081BB511BB0 | POWER CABLE, SOLD BY THE METER TYPE: 6FX8008-1BB51 4X10.0 C TRAILING CABLE, UL/CSA DESINA MOTION-CONNECT 800PLUS DELIVERY FORM:TIL 59 M IN COILS FROM 60 M DRUM DMAX =18,2 MM, LENGTH (M) = 0 + 10 + 1 + 0 | 387 | TEM | 1 | MC | 6.931 | 1
6FX80081BB511BC0 | POWER CABLE, SOLD BY THE METER TYPE: 6FX8008-1BB51 4X10.0 C TRAILING CABLE, UL/CSA DESINA MOTION-CONNECT 800PLUS DELIVERY FORM:TIL 59 M IN COILS FROM 60 M DRUM DMAX =18,2 MM, LENGTH (M) = 0 + 10 + 2 + 0 | 421 | TEM | 1 | MC | 7.561 | 1
6FX80081BB511BD0 | POWER CABLE, SOLD BY THE METER TYPE: 6FX8008-1BB51 4X10.0 C TRAILING CABLE, UL/CSA DESINA MOTION-CONNECT 800PLUS DELIVERY FORM:TIL 59 M IN COILS FROM 60 M DRUM DMAX =18,2 MM, LENGTH (M) = 0 + 10 + 3 + 0 | 455 | TEM | 1 | MC | 8.191 | 1
6FX80081BB511BE0 | POWER CABLE, SOLD BY THE METER TYPE: 6FX8008-1BB51 4X10.0 C TRAILING CABLE, UL/CSA DESINA MOTION-CONNECT 800PLUS DELIVERY FORM:TIL 59 M IN COILS FROM 60 M DRUM DMAX =18,2 MM, LENGTH (M) = 0 + 10 + 4 + 0 | 489 | TEM | 1 | MC | 8.821 | 1
6FX80081BB511BF0 | POWER CABLE, SOLD BY THE METER TYPE: 6FX8008-1BB51 4X10.0 C TRAILING CABLE, UL/CSA DESINA MOTION-CONNECT 800PLUS DELIVERY FORM:TIL 59 M IN COILS FROM 60 M DRUM DMAX =18,2 MM, LENGTH (M) = 0 + 10 + 5 + 0 | 523 | TEM | 1 | MC | 9.451 | 1
6FX80081BB511BG0 | POWER CABLE, SOLD BY THE METER TYPE: 6FX8008-1BB51 4X10.0 C TRAILING CABLE, UL/CSA DESINA MOTION-CONNECT 800PLUS DELIVERY FORM:TIL 59 M IN COILS FROM 60 M DRUM DMAX =18,2 MM, LENGTH (M) = 0 + 10 + 6 + 0 | 557 | TEM | 1 | MC | 10.081 | 1
6FX80081BB511BH0 | POWER CABLE, SOLD BY THE METER TYPE: 6FX8008-1BB51 4X10.0 C TRAILING CABLE, UL/CSA DESINA MOTION-CONNECT 800PLUS DELIVERY FORM:TIL 59 M IN COILS FROM 60 M DRUM DMAX =18,2 MM, LENGTH (M) = 0 + 10 + 7 + 0 | 590 | TEM | 1 | MC | 10.711 | 1
6FX80081BB511BJ0 | POWER CABLE, SOLD BY THE METER TYPE: 6FX8008-1BB51 4X10.0 C TRAILING CABLE, UL/CSA DESINA MOTION-CONNECT 800PLUS DELIVERY FORM:TIL 59 M IN COILS FROM 60 M DRUM DMAX =18,2 MM, LENGTH (M) = 0 + 10 + 8 + 0 | 625 | TEM | 1 | MC | 11.341 | 1
6FX80081BB511BK0 | POWER CABLE, SOLD BY THE METER TYPE: 6FX8008-1BB51 4X10.0 C TRAILING CABLE, UL/CSA DESINA MOTION-CONNECT 800PLUS DELIVERY FORM:TIL 59 M IN COILS FROM 60 M DRUM DMAX =18,2 MM, LENGTH (M) = 0 + 10 + 9 + 0 | 659 | TEM | 1 | MC | 11.971 | 1
6FX80081BB511CA0 | POWER CABLE, SOLD BY THE METER TYPE: 6FX8008-1BB51 4X10.0 C TRAILING CABLE, UL/CSA DESINA MOTION-CONNECT 800PLUS DELIVERY FORM:TIL 59 M IN COILS FROM 60 M DRUM DMAX =18,2 MM, LENGTH (M) = 0 + 20 + 0 + 0 | 691 | TEM | 1 | MC | 12.601 | 1
6FX80081BB511CE0 | POWER CABLE, SOLD BY THE METER TYPE: 6FX8008-1BB51 4X10.0 C TRAILING CABLE, UL/CSA DESINA MOTION-CONNECT 800PLUS DELIVERY FORM:TIL 59 M IN COILS FROM 60 M DRUM DMAX =18,2 MM, LENGTH (M) = 0 + 20 + 4 + 0 | 826 | TEM | 1 | MC | 15.121 | 1
6FX80081BB511CF0 | POWER CABLE, SOLD BY THE METER TYPE: 6FX8008-1BB51 4X10.0 C TRAILING CABLE, UL/CSA DESINA MOTION-CONNECT 800PLUS DELIVERY FORM:TIL 59 M IN COILS FROM 60 M DRUM DMAX =18,2 MM, LENGTH (M) = 0 + 20 + 5 + 0 | 860 | TEM | 1 | MC | 15.751 | 1
6FX80081BB511CJ0 | POWER CABLE, SOLD BY THE METER TYPE: 6FX8008-1BB51 4X10.0 C TRAILING CABLE, UL/CSA DESINA MOTION-CONNECT 800PLUS DELIVERY FORM:TIL 59 M IN COILS FROM 60 M DRUM DMAX =18,2 MM, LENGTH (M) = 0 + 20 + 8 + 0 | 962 | TEM | 1 | MC | 17.641 | 1
6FX80081BB511DA0 | POWER CABLE, SOLD BY THE METER TYPE: 6FX8008-1BB51 4X10.0 C TRAILING CABLE, UL/CSA DESINA MOTION-CONNECT 800PLUS DELIVERY FORM:TIL 59 M IN COILS FROM 60 M DRUM DMAX =18,2 MM, LENGTH (M) = 0 + 30 + 0 + 0 | 1030 | TEM | 1 | MC | 18.901 | 1
6FX80081BB511DC0 | POWER CABLE, SOLD BY THE METER TYPE: 6FX8008-1BB51 4X10.0 C TRAILING CABLE, UL/CSA DESINA MOTION-CONNECT 800PLUS DELIVERY FORM:TIL 59 M IN COILS FROM 60 M DRUM DMAX =18,2 MM, LENGTH (M) = 0 + 30 + 2 + 0 | 1098 | TEM | 1 | MC | 20.161 | 1
6FX80081BB511DF0 | POWER CABLE, SOLD BY THE METER TYPE: 6FX8008-1BB51 4X10.0 C TRAILING CABLE, UL/CSA DESINA MOTION-CONNECT 800PLUS DELIVERY FORM:TIL 59 M IN COILS FROM 60 M DRUM DMAX =18,2 MM, LENGTH (M) = 0 + 30 + 5 + 0 | 1200 | TEM | 1 | MC | 22.051 | 1
6FX80081BB511DH0 | POWER CABLE, SOLD BY THE METER TYPE: 6FX8008-1BB51 4X10.0 C TRAILING CABLE, UL/CSA DESINA MOTION-CONNECT 800PLUS DELIVERY FORM:TIL 59 M IN COILS FROM 60 M DRUM DMAX =18,2 MM, LENGTH (M) = 0 + 30 + 7 + 0 | 1267 | TEM | 1 | MC | 23.311 | 1
6FX80081BB511EA0 | POWER CABLE, SOLD BY THE METER TYPE: 6FX8008-1BB51 4X10.0 C TRAILING CABLE, UL/CSA DESINA MOTION-CONNECT 800PLUS DELIVERY FORM:TIL 59 M IN COILS FROM 60 M DRUM DMAX =18,2 MM, LENGTH (M) = 0 + 40 + 0 + 0 | 1368 | TEM | 1 | MC | 25.201 | 1
6FX80081BB511ED0 | POWER CABLE, SOLD BY THE METER TYPE: 6FX8008-1BB51 4X10.0 C TRAILING CABLE, UL/CSA DESINA MOTION-CONNECT 800PLUS DELIVERY FORM:TIL 59 M IN COILS FROM 60 M DRUM DMAX =18,2 MM, LENGTH (M) = 0 + 40 + 3 + 0 | 1469 | TEM | 1 | MC | 27.091 | 1
6FX80081BB511FA0 | POWER CABLE, SOLD BY THE METER TYPE: 6FX8008-1BB51 4X10.0 C TRAILING CABLE, UL/CSA DESINA MOTION-CONNECT 800PLUS DELIVERY FORM:TIL 59 M IN COILS FROM 60 M DRUM DMAX =18,2 MM, LENGTH (M) = 0 + 50 + 0 + 0 | 1707 | TEM | 1 | MC | 31.501 | 1
6FX80081BB511GA0 | POWER CABLE, SOLD BY THE METER TYPE: 6FX8008-1BB51 4X10.0 C TRAILING CABLE, UL/CSA DESINA MOTION-CONNECT 800PLUS DELIVERY FORM:TIL 59 M IN COILS FROM 60 M DRUM DMAX =18,2 MM, LENGTH (M) = 0 + 60 + 0 + 0 | 2047 | TEM | 1 | MC | 37.801 | 1
6FX80081BB511HA0 | POWER CABLE, SOLD BY THE METER TYPE: 6FX8008-1BB51 4X10.0 C TRAILING CABLE, UL/CSA DESINA MOTION-CONNECT 800PLUS DELIVERY FORM:TIL 59 M IN COILS FROM 60 M DRUM DMAX =18,2 MM, LENGTH (M) = 0 + 70 + 0 + 0 | 2384 | TEM | 1 | MC | 44.101 | 1
6FX80081BB511HF0 | POWER CABLE, SOLD BY THE METER TYPE: 6FX8008-1BB51 4X10.0 C TRAILING CABLE, UL/CSA DESINA MOTION-CONNECT 800PLUS DELIVERY FORM:TIL 59 M IN COILS FROM 60 M DRUM DMAX =18,2 MM, LENGTH (M) = 0 + 70 + 5 + 0 | 2554 | TEM | 1 | MC | 47.251 | 1
6FX80081BB512AA0 | POWER CABLE, SOLD BY THE METER TYPE: 6FX8008-1BB51 4X10.0 C TRAILING CABLE, UL/CSA DESINA MOTION-CONNECT 800PLUS DELIVERY FORM:TIL 59 M IN COILS FROM 60 M DRUM DMAX =18,2 MM, LENGTH (M) = 100 + 0 + 0 + 0 | 3410 | TEM | 1 | MC | 76.5 | 1
6FX80081BB513AA0 | POWER CABLE, SOLD BY THE METER TYPE: 6FX8008-1BB51 4X10.0 C TRAILING CABLE, UL/CSA DESINA MOTION-CONNECT 800PLUS DELIVERY FORM:TIL 59 M IN COILS FROM 60 M DRUM DMAX =18,2 MM, LENGTH (M) = 200 + 0 + 0 + 0 | 6784 | TEM | 1 | MC | 126 | 1
6FX80081BB513FA0 | POWER CABLE, SOLD BY THE METER, TYPE: 6FX8008-1BB51 4X10.0 C TRAILING CABLE, UL/CSA DESINA MOTION CONNECT 800, DELIVERED ON DISPOSABLE DRUM DMAX=19.4 MM, LENGTH (M)= 250 | 8157 | TEM | 1 | MC | 158 | 1
6FX80081BB516AA0 | POWER CABLE, SOLD BY THE METER TYPE: 6FX8008-1BB51 4X10.0 C TRAILING CABLE, UL/CSA DESINA MOTION-CONNECT 800PLUS DELIVERY FORM:TIL 59 M IN COILS FROM 60 M DRUM DMAX =18,2 MM, LENGTH (M) = 500 + 0 + 0 + 0 | 16951 | TEM | 1 | MC | 315.001 | 1
6FX80081BB611AB0 | POWER CABLE, SOLD BY THE METER, TYPE: 6FX8008-1BB61 4X16 C MOTION-CONNECT 800PLUS TRAILING TYPE UL/CSA DESINA DMAX = 22.3 MM DELIVERY FORM:TIL 59 M IN COILS AS OF 60 M DRUM LENGTH (M) = 0 + 0 + 1 + 0 | 58.6 | TEM | 1 | MC | 0.951 | 1
6FX80081BB611AD0 | POWER CABLE, SOLD BY THE METER, TYPE: 6FX8008-1BB61 4X16 C MOTION-CONNECT 800PLUS TRAILING TYPE UL/CSA DESINA DMAX = 22.3 MM DELIVERY FORM:TIL 59 M IN COILS AS OF 60 M DRUM LENGTH (M) = 0 + 0 + 3 + 0 | 147 | TEM | 1 | MC | 2.851 | 1
6FX80081BB611AF0 | POWER CABLE, SOLD BY THE METER, TYPE: 6FX8008-1BB61 4X16 C MOTION-CONNECT 800PLUS TRAILING TYPE UL/CSA DESINA DMAX = 22.3 MM DELIVERY FORM:TIL 59 M IN COILS AS OF 60 M DRUM LENGTH (M) = 0 + 0 + 5 + 0 | 235 | TEM | 1 | MC | 4.751 | 1
6FX80081BB611AG0 | POWER CABLE, SOLD BY THE METER, TYPE: 6FX8008-1BB61 4X16 C MOTION-CONNECT 800PLUS TRAILING TYPE UL/CSA DESINA DMAX = 22.3 MM DELIVERY FORM:TIL 59 M IN COILS AS OF 60 M DRUM LENGTH (M) = 0 + 0 + 6 + 0 | 280 | TEM | 1 | MC | 5.701 | 1
6FX80081BB611AH0 | POWER CABLE, SOLD BY THE METER, TYPE: 6FX8008-1BB61 4X16 C MOTION-CONNECT 800PLUS TRAILING TYPE UL/CSA DESINA DMAX = 22.3 MM DELIVERY FORM:TIL 59 M IN COILS AS OF 60 M DRUM LENGTH (M) = 0 + 0 + 7 + 0 | 325 | TEM | 1 | MC | 6.651 | 1
6FX80081BB611AJ0 | POWER CABLE, SOLD BY THE METER, TYPE: 6FX8008-1BB61 4X16 C MOTION-CONNECT 800PLUS TRAILING TYPE UL/CSA DESINA DMAX = 22.3 MM DELIVERY FORM:TIL 59 M IN COILS AS OF 60 M DRUM LENGTH (M) = 0 + 0 + 8 + 0 | 367 | TEM | 1 | MC | 7.601 | 1
6FX80081BB611AK0 | POWER CABLE, SOLD BY THE METER, TYPE: 6FX8008-1BB61 4X16 C MOTION-CONNECT 800PLUS TRAILING TYPE UL/CSA DESINA DMAX = 22.3 MM DELIVERY FORM:TIL 59 M IN COILS AS OF 60 M DRUM LENGTH (M) = 0 + 0 + 9 + 0 | 412 | TEM | 1 | MC | 8.551 | 1
6FX80081BB611BA0 | POWER CABLE, SOLD BY THE METER, TYPE: 6FX8008-1BB61 4X16 C MOTION-CONNECT 800PLUS TRAILING TYPE UL/CSA DESINA DMAX = 22.3 MM DELIVERY FORM:TIL 59 M IN COILS AS OF 60 M DRUM LENGTH (M) = 0 + 10 + 0 + 0 | 457 | TEM | 1 | MC | 9.501 | 1
6FX80081BB611BC0 | POWER CABLE, SOLD BY THE METER, TYPE: 6FX8008-1BB61 4X16 C MOTION-CONNECT 800PLUS TRAILING TYPE UL/CSA DESINA DMAX = 22.3 MM DELIVERY FORM:TIL 59 M IN COILS AS OF 60 M DRUM LENGTH (M) = 0 + 10 + 2 + 0 | 545 | TEM | 1 | MC | 11.401 | 1
6FX80081BB611BD0 | POWER CABLE, SOLD BY THE METER, TYPE: 6FX8008-1BB61 4X16 C MOTION-CONNECT 800PLUS TRAILING TYPE UL/CSA DESINA DMAX = 22.3 MM DELIVERY FORM:TIL 59 M IN COILS AS OF 60 M DRUM LENGTH (M) = 0 + 10 + 3 + 0 | 589 | TEM | 1 | MC | 12.351 | 1
6FX80081BB611BF0 | POWER CABLE, SOLD BY THE METER, TYPE: 6FX8008-1BB61 4X16 C MOTION-CONNECT 800PLUS TRAILING TYPE UL/CSA DESINA DMAX = 22.3 MM DELIVERY FORM:TIL 59 M IN COILS AS OF 60 M DRUM LENGTH (M) = 0 + 10 + 5 + 0 | 677 | TEM | 1 | MC | 14.251 | 1
6FX80081BB611BG0 | POWER CABLE, SOLD BY THE METER, TYPE: 6FX8008-1BB61 4X16 C MOTION-CONNECT 800PLUS TRAILING TYPE UL/CSA DESINA DMAX = 22.3 MM DELIVERY FORM:TIL 59 M IN COILS AS OF 60 M DRUM LENGTH (M) = 0 + 10 + 6 + 0 | 722 | TEM | 1 | MC | 15.201 | 1
6FX80081BB611BH0 | POWER CABLE, SOLD BY THE METER, TYPE: 6FX8008-1BB61 4X16 C MOTION-CONNECT 800PLUS TRAILING TYPE UL/CSA DESINA DMAX = 22.3 MM DELIVERY FORM:TIL 59 M IN COILS AS OF 60 M DRUM LENGTH (M) = 0 + 10 + 7 + 0 | 767 | TEM | 1 | MC | 16.151 | 1
6FX80081BB611BJ0 | POWER CABLE, SOLD BY THE METER, TYPE: 6FX8008-1BB61 4X16 C MOTION-CONNECT 800PLUS TRAILING TYPE UL/CSA DESINA DMAX = 22.3 MM DELIVERY FORM:TIL 59 M IN COILS AS OF 60 M DRUM LENGTH (M) = 0 + 10 + 8 + 0 | 809 | TEM | 1 | MC | 17.101 | 1
6FX80081BB611CA0 | POWER CABLE, SOLD BY THE METER, TYPE: 6FX8008-1BB61 4X16 C MOTION-CONNECT 800PLUS TRAILING TYPE UL/CSA DESINA DMAX = 22.3 MM DELIVERY FORM:TIL 59 M IN COILS AS OF 60 M DRUM LENGTH (M) = 0 + 20 + 0 + 0 | 897 | TEM | 1 | MC | 19.001 | 1
6FX80081BB611CC0 | POWER CABLE, SOLD BY THE METER, TYPE: 6FX8008-1BB61 4X16 C MOTION-CONNECT 800PLUS TRAILING TYPE UL/CSA DESINA DMAX = 22.3 MM DELIVERY FORM:TIL 59 M IN COILS AS OF 60 M DRUM LENGTH (M) = 0 + 20 + 2 + 0 | 985 | TEM | 1 | MC | 20.901 | 1
6FX80081BB611CD0 | POWER CABLE, SOLD BY THE METER, TYPE: 6FX8008-1BB61 4X16 C MOTION-CONNECT 800PLUS TRAILING TYPE UL/CSA DESINA DMAX = 22.3 MM DELIVERY FORM:TIL 59 M IN COILS AS OF 60 M DRUM LENGTH (M) = 0 + 20 + 3 + 0 | 1029 | TEM | 1 | MC | 21.851 | 1
6FX80081BB611CF0 | POWER CABLE, SOLD BY THE METER, TYPE: 6FX8008-1BB61 4X16 C MOTION-CONNECT 800PLUS TRAILING TYPE UL/CSA DESINA DMAX = 22.3 MM DELIVERY FORM:TIL 59 M IN COILS AS OF 60 M DRUM LENGTH (M) = 0 + 20 + 5 + 0 | 1117 | TEM | 1 | MC | 23.751 | 1
6FX80081BB611CG0 | POWER CABLE, SOLD BY THE METER, TYPE: 6FX8008-1BB61 4X16 C MOTION-CONNECT 800PLUS TRAILING TYPE UL/CSA DESINA DMAX = 22.3 MM DELIVERY FORM:TIL 59 M IN COILS AS OF 60 M DRUM LENGTH (M) = 0 + 20 + 6 + 0 | 1162 | TEM | 1 | MC | 24.701 | 1
6FX80081BB611CH0 | POWER CABLE, SOLD BY THE METER, TYPE: 6FX8008-1BB61 4X16 C MOTION-CONNECT 800PLUS TRAILING TYPE UL/CSA DESINA DMAX = 22.3 MM DELIVERY FORM:TIL 59 M IN COILS AS OF 60 M DRUM LENGTH (M) = 0 + 20 + 7 + 0 | 1207 | TEM | 1 | MC | 25.651 | 1
6FX80081BB611CJ0 | POWER CABLE, SOLD BY THE METER, TYPE: 6FX8008-1BB61 4X16 C MOTION-CONNECT 800PLUS TRAILING TYPE UL/CSA DESINA DMAX = 22.3 MM DELIVERY FORM:TIL 59 M IN COILS AS OF 60 M DRUM LENGTH (M) = 0 + 20 + 8 + 0 | 1249 | TEM | 1 | MC | 26.601 | 1
6FX80081BB611DA0 | POWER CABLE, SOLD BY THE METER, TYPE: 6FX8008-1BB61 4X16 C MOTION-CONNECT 800PLUS TRAILING TYPE UL/CSA DESINA DMAX = 22.3 MM DELIVERY FORM:TIL 59 M IN COILS AS OF 60 M DRUM LENGTH (M) = 0 + 30 + 0 + 0 | 1339 | TEM | 1 | MC | 28.501 | 1
6FX80081BB611DE0 | POWER CABLE, SOLD BY THE METER, TYPE: 6FX8008-1BB61 4X16 C MOTION-CONNECT 800PLUS TRAILING TYPE UL/CSA DESINA DMAX = 22.3 MM DELIVERY FORM:TIL 59 M IN COILS AS OF 60 M DRUM LENGTH (M) = 0 + 30 + 4 + 0 | 1516 | TEM | 1 | MC | 32.301 | 1
6FX80081BB611DF0 | POWER CABLE, SOLD BY THE METER, TYPE: 6FX8008-1BB61 4X16 C MOTION-CONNECT 800PLUS TRAILING TYPE UL/CSA DESINA DMAX = 22.3 MM DELIVERY FORM:TIL 59 M IN COILS AS OF 60 M DRUM LENGTH (M) = 0 + 30 + 5 + 0 | 1559 | TEM | 1 | MC | 33.251 | 1
6FX80081BB611DG0 | POWER CABLE, SOLD BY THE METER, TYPE: 6FX8008-1BB61 4X16 C MOTION-CONNECT 800PLUS TRAILING TYPE UL/CSA DESINA DMAX = 22.3 MM DELIVERY FORM:TIL 59 M IN COILS AS OF 60 M DRUM LENGTH (M) = 0 + 30 + 6 + 0 | 1604 | TEM | 1 | MC | 34.201 | 1
6FX80081BB611DJ0 | POWER CABLE, SOLD BY THE METER, TYPE: 6FX8008-1BB61 4X16 C MOTION-CONNECT 800PLUS TRAILING TYPE UL/CSA DESINA DMAX = 22.3 MM DELIVERY FORM:TIL 59 M IN COILS AS OF 60 M DRUM LENGTH (M) = 0 + 30 + 8 + 0 | 1691 | TEM | 1 | MC | 36.101 | 1
6FX80081BB611EA0 | POWER CABLE, SOLD BY THE METER, TYPE: 6FX8008-1BB61 4X16 C MOTION-CONNECT 800PLUS TRAILING TYPE UL/CSA DESINA DMAX = 22.3 MM DELIVERY FORM:TIL 59 M IN COILS AS OF 60 M DRUM LENGTH (M) = 0 + 40 + 0 + 0 | 1781 | TEM | 1 | MC | 38.001 | 1
6FX80081BB611EB0 | POWER CABLE, SOLD BY THE METER, TYPE: 6FX8008-1BB61 4X16 C MOTION-CONNECT 800PLUS TRAILING TYPE UL/CSA DESINA DMAX = 22.3 MM DELIVERY FORM:TIL 59 M IN COILS AS OF 60 M DRUM LENGTH (M) = 0 + 40 + 1 + 0 | 1825 | TEM | 1 | MC | 38.951 | 1
6FX80081BB611FA0 | POWER CABLE, SOLD BY THE METER, TYPE: 6FX8008-1BB61 4X16 C MOTION-CONNECT 800PLUS TRAILING TYPE UL/CSA DESINA DMAX = 22.3 MM DELIVERY FORM:TIL 59 M IN COILS AS OF 60 M DRUM LENGTH (M) = 0 + 50 + 0 + 0 | 2215 | TEM | 1 | MC | 47.501 | 1
6FX80081BB611HF0 | POWER CABLE, SOLD BY THE METER, TYPE: 6FX8008-1BB61 4X16 C MOTION-CONNECT 800PLUS TRAILING TYPE UL/CSA DESINA DMAX = 22.3 MM DELIVERY FORM:TIL 59 M IN COILS AS OF 60 M DRUM LENGTH (M) = 0 + 70 + 5 + 0 | 3332 | TEM | 1 | MC | 71.251 | 1
6FX80081BB612AA0 | POWER CABLE, SOLD BY THE METER, TYPE: 6FX8008-1BB61 4X16 C MOTION-CONNECT 800PLUS TRAILING TYPE UL/CSA DESINA DMAX = 22.3 MM DELIVERY FORM:TIL 59 M IN COILS AS OF 60 M DRUM LENGTH (M) = 100 + 0 + 0 + 0 | 4436 | TEM | 1 | MC | 89 | 1
6FX80081BB613FA0 | POWER CABLE, SOLD BY THE METER, TYPE: 6FX8008-1BB61 4X16 C MOTION-CONNECT 800PLUS TRAILING TYPE UL/CSA DESINA DMAX = 22.3 MM DELIVERY FORM:TIL 59 M IN COILS AS OF 60 M DRUM LENGTH (M) = 200 + 50 + 0 + 0 | 11036 | TEM | 1 | MC | 237 | 1
6FX80081BD001AC3 | SIGNAL CABLE,SOLD BY THE METER TYPE: 6FX8008-1BD00 FOR TEMPERATURE SENSOR 3X2X0.5+1X1 C MOTION-CONNECT 800PLUS TRAILING TYPE, UL/CSA DESINA DMAX = 11 MM DELIVERY FORM: IN COILS LENGTH (M) =2.3 | 51.7 | TEM | 1 | MC | 0.315 | 1
6FX80081BD001FA0 | SIGNAL CABLE,SOLD BY THE METER TYPE: 6FX8008-1BD00 FOR TEMPERATURE SENSOR 3X2X0.5+1X1 C MOTION-CONNECT 800PLUS TRAILING TYPE, UL/CSA DESINA DMAX = 11 MM DELIVERY FORM: IN COILS LENGTH (M) =50 | 862 | TEM | 1 | MC | 6.85 | 1
6FX80081BD002AA0 | SIGNAL CABLE,SOLD BY THE METER TYPE: 6FX8008-1BD00 FOR TEMPERATURE SENSOR 3X2X0.5+1X1 C MOTION-CONNECT 800PLUS TRAILING TYPE, UL/CSA DESINA DMAX = 11 MM DELIVERY FORM: IN COILS LENGTH (M) = 100 | 1723 | TEM | 1 | MC | 13.7 | 1
6FX80081BD003AA0 | SIGNAL CABLE,SOLD BY THE METER TYPE: 6FX8008-1BD00 FOR TEMPERATURE SENSOR 3X2X0.5+1X1 C MOTION-CONNECT 800PLUS TRAILING TYPE, UL/CSA DESINA DMAX = 11 MM DELIVERY FORM: IN COILS LENGTH (M) = 200 | 3445 | TEM | 1 | MC | 27.4 | 1
6FX80081BD006AA0 | SIGNAL CABLE,SOLD BY THE METER TYPE: 6FX8008-1BD00 FOR TEMPERATURE SENSOR 3X2X0.5+1X1 C MOTION-CONNECT 800PLUS TRAILING TYPE, UL/CSA DESINA DMAX = 11 MM DELIVERY FORM: IN COILS LENGTH (M) = 500 | 8613 | TEM | 1 | MC | 68.5 | 1
6FX80081BD111FA0 | SIGNAL CABLE,SOLD BY THE METER TYPE: 6FX8008-1BD11 8X(2X0.18) C MOTION-CONNECT 800PLUS TRAILING TYPE, UL/CSA DESINA DMAX = 8.2 MM DELIVERY FORM: IN COILS LENGTH (M) = 50 | 611 | TEM | 1 | MC | 4.2 | 1
6FX80081BD112AA0 | SIGNAL CABLE,SOLD BY THE METER TYPE: 6FX8008-1BD11 8X(2X0.18) C MOTION-CONNECT 800PLUS TRAILING TYPE, UL/CSA DESINA DMAX = 8.2 MM DELIVERY FORM: IN COILS LENGTH (M) = 100 | 1179 | TEM | 1 | MC | 8.4 | 1
6FX80081BD113AA0 | SIGNAL CABLE,SOLD BY THE METER TYPE: 6FX8008-1BD11 8X(2X0.18) C MOTION-CONNECT 800PLUS TRAILING TYPE, UL/CSA DESINA DMAX = 8.2 MM DELIVERY FORM: IN COILS LENGTH (M) = 200 | 2307 | TEM | 1 | MC | 16.8 | 1
6FX80081BD116AA0 | SIGNAL CABLE,SOLD BY THE METER TYPE: 6FX8008-1BD11 8X(2X0.18) C MOTION-CONNECT 800PLUS TRAILING TYPE, UL/CSA DESINA DMAX = 8.2 MM DELIVERY FORM: IN COILS LENGTH (M) = 500 | 5725 | TEM | 1 | MC | 42 | 1
6FX80081BD211FA0 | SIGNAL CABLE,SOLD BY THE METER TYPE: 6FX8008-1BD21 4X(2X0.34) + 4X0.5 C MOTION CONNECT 800PLUS TRAILING TYPE, UL/CSA DESINA DELIVERY FORM: IN COILS DMAX = 9.3 MM LENGTH (M) = 50 | 438 | TEM | 1 | MC | 5.834 | 1
6FX80081BD212AA0 | SIGNAL CABLE,SOLD BY THE METER TYPE: 6FX8008-1BD21 4X(2X0.34) + 4X0.5 C MOTION CONNECT 800PLUS TRAILING TYPE, UL/CSA DESINA DELIVERY FORM: IN COILS DMAX = 9.3 MM LENGTH (M) = 100 | 836 | TEM | 1 | MC | 11.6 | 1
6FX80081BD213AA0 | SIGNAL CABLE,SOLD BY THE METER TYPE: 6FX8008-1BD21 4X(2X0.34) + 4X0.5 C MOTION CONNECT 800PLUS TRAILING TYPE, UL/CSA DESINA DELIVERY FORM: IN COILS DMAX = 9.3 MM LENGTH (M) = 200 | 1630 | TEM | 1 | MC | 32 | 1
6FX80081BD216AA0 | SIGNAL CABLE,SOLD BY THE METER TYPE: 6FX8008-1BD21 4X(2X0.34) + 4X0.5 C MOTION CONNECT 800PLUS TRAILING TYPE, UL/CSA DESINA DELIVERY FORM: IN COILS DMAX = 9.3 MM LENGTH (M) = 500 | 4016 | TEM | 1 | MC | 60 | 1
6FX80081BD311FA0 | SIGNAL CABLE; SOLD BY THE METER TYPE: 6FX8008-1BD31 3X(2X0.14)C + 2X0.5C C MOTION CONNECT 800PLUS TRAILING TYPE, UL/CSA DESINA DELIVERY FORM: IN COILS DMAX = 9.4 MM LENGTH (M) = 50 | 725 | TEM | 1 | MC | 6.8 | 1
6FX80081BD312AA0 | SIGNAL CABLE; SOLD BY THE METER TYPE: 6FX8008-1BD31 3X(2X0.14)C + 2X0.5C C MOTION CONNECT 800PLUS TRAILING TYPE, UL/CSA DESINA DELIVERY FORM: IN COILS DMAX = 9.4 MM LENGTH (M) = 100 | 1406 | TEM | 1 | MC | 8.6 | 1
6FX80081BD313AA0 | SIGNAL CABLE; SOLD BY THE METER TYPE: 6FX8008-1BD31 3X(2X0.14)C + 2X0.5C C MOTION CONNECT 800PLUS TRAILING TYPE, UL/CSA DESINA DELIVERY FORM: IN COILS DMAX = 9.4 MM LENGTH (M) = 200 | 2777 | TEM | 1 | MC | 17.2 | 1
6FX80081BD316AA0 | SIGNAL CABLE; SOLD BY THE METER TYPE: 6FX8008-1BD31 3X(2X0.14)C + 2X0.5C C MOTION CONNECT 800PLUS TRAILING TYPE, UL/CSA DESINA DELIVERY FORM: IN COILS DMAX = 9.4 MM LENGTH (M) = 500 | 6857 | TEM | 1 | MC | 75 | 1
6FX80081BD411FA0 | SIGNAL CABLE; SOLD BY THE METER TYPE: 6FX8008-1BD41 3X(2X0.14)C + 4X0.14 + 2X0.5 C MOTION CONNECT 800PLUS TRAILING TYPE, UL/CSA DESINA DELIVERY FORM: IN COILS DMAX = 9.2 MM LENGTH (M) = 50 | 599 | TEM | 1 | MC | 4.85 | 1
6FX80081BD412AA0 | SIGNAL CABLE; SOLD BY THE METER TYPE: 6FX8008-1BD41 3X(2X0.14)C + 4X0.14 + 2X0.5 C MOTION CONNECT 800PLUS TRAILING TYPE, UL/CSA DESINA DELIVERY FORM: IN COILS DMAX = 9.2 MM LENGTH (M) = 100 | 1154 | TEM | 1 | MC | 9.58 | 1
6FX80081BD413AA0 | SIGNAL CABLE; SOLD BY THE METER TYPE: 6FX8008-1BD41 3X(2X0.14)C + 4X0.14 + 2X0.5 C MOTION CONNECT 800PLUS TRAILING TYPE, UL/CSA DESINA DELIVERY FORM: IN COILS DMAX = 9.2 MM LENGTH (M) = 200 | 2265 | TEM | 1 | MC | 18.9 | 1
6FX80081BD416AA0 | SIGNAL CABLE; SOLD BY THE METER TYPE: 6FX8008-1BD41 3X(2X0.14)C + 4X0.14 + 2X0.5 C MOTION CONNECT 800PLUS TRAILING TYPE, UL/CSA DESINA DELIVERY FORM: IN COILS DMAX = 9.2 MM LENGTH (M) = 500 | 5596 | TEM | 1 | MC | 61.5 | 1
6FX80081BD511FA0 | SIGNAL CABLE, SOLD BY THE METER TYPE: 6FX8008-1BD51 3X2X0.14+4X0.14+2X0.5+4X0.22 C TRAILING CABLE, UL/CSA DESINA MOTION CONNECT 800PLUS DELIVERY FORM: IN COILS DMAX=9.8 MM, LENGTH (M) = 50 | 599 | TEM | 1 | MC | 6.8 | 1
6FX80081BD512AA0 | SIGNAL CABLE, SOLD BY THE METER TYPE: 6FX8008-1BD51 3X2X0.14+4X0.14+2X0.5+4X0.22 C TRAILING CABLE, UL/CSA DESINA MOTION CONNECT 800PLUS DELIVERY FORM: ONE WAY DRUM DMAX=9.8 MM, LENGTH (M) = 100 | 1154 | TEM | 1 | MC | 12.6 | 1
6FX80081BD513AA0 | SIGNAL CABLE, SOLD BY THE METER TYPE: 6FX8008-1BD51 3X2X0.14+4X0.14+2X0.5+4X0.22 C TRAILING CABLE, UL/CSA DESINA MOTION CONNECT 800PLUS DELIVERY FORM: ONE WAY DRUM DMAX=9.8 MM, LENGTH (M) = 200 | 2265 | TEM | 1 | MC | 27.17 | 1
6FX80081BD514AA0 | SIGNAL CABLE, SOLD BY THE METER TYPE: 6FX8008-1BD51 3X2X0.14+4X0.14+2X0.5+4X0.22 C TRAILING CABLE, UL/CSA DESINA MOTION CONNECT 800PLUS DELIVERY FORM: ONE WAY DRUM DMAX=9.8 MM, LENGTH (M) = 300 | 3375 | TEM | 1 | MC | 40.75 | 1
6FX80081BD516AA0 | SIGNAL CABLE, SOLD BY THE METER TYPE: 6FX8008-1BD51 3X2X0.14+4X0.14+2X0.5+4X0.22 C TRAILING CABLE, UL/CSA DESINA MOTION CONNECT 800PLUS DELIVERY FORM: ON DISPOS. DRUM DMAX=9.8 MM, LENGTH (M) = 500 | 5596 | TEM | 1 | MC | 80 | 1
6FX80081BD611FA0 | SIGNAL CABLE; SOLD BY THE METER TYPE: 6FX8008-1BD61 4X(2X0.18) C MOTION CONNECT 800PLUS TRAILING TYPE, UL/CSA DESINA DELIVERY FORM: IN COILS DMAX = 6.7 MM LENGTH (M) = 50 | 366 | TEM | 1 | MC | 3.06 | 1
6FX80081BD612AA0 | SIGNAL CABLE; SOLD BY THE METER TYPE: 6FX8008-1BD61 4X(2X0.18) C MOTION CONNECT 800PLUS TRAILING TYPE, UL/CSA DESINA DELIVERY FORM: IN COILS DMAX = 6.7 MM LENGTH (M) = 100 | 688 | TEM | 1 | MC | 5.2 | 1
6FX80081BD613AA0 | SIGNAL CABLE; SOLD BY THE METER TYPE: 6FX8008-1BD61 4X(2X0.18) C MOTION CONNECT 800PLUS TRAILING TYPE, UL/CSA DESINA DELIVERY FORM: IN COILS DMAX = 6.7 MM LENGTH (M) = 200 | 1333 | TEM | 1 | MC | 10.4 | 1
6FX80081BD616AA0 | SIGNAL CABLE; SOLD BY THE METER TYPE: 6FX8008-1BD61 4X(2X0.18) C MOTION CONNECT 800PLUS TRAILING TYPE, UL/CSA DESINA DELIVERY FORM: IN COILS DMAX = 6.7 MM LENGTH (M) = 500 | 3268 | TEM | 1 | MC | 26 | 1
6FX80081BD711FA0 | SIGNAL CABLE; SOLD BY THE METER TYPE: 6FX8008-1BD71 2X(2X0.18) C MOTION CONNECT 800PLUS TRAILING TYPE, UL/CSA DESINA DELIVERY FORM: IN COILS DMAX = 5.3 MM LENGTH (M) = 50 | 300 | TEM | 1 | MC | 2.1 | 1
6FX80081BD712AA0 | SIGNAL CABLE; SOLD BY THE METER TYPE: 6FX8008-1BD71 2X(2X0.18) C MOTION CONNECT 800PLUS TRAILING TYPE, UL/CSA DESINA DELIVERY FORM: IN COILS DMAX = 5.3 MM LENGTH (M) = 100 | 558 | TEM | 1 | MC | 4.2 | 1
6FX80081BD713AA0 | SIGNAL CABLE; SOLD BY THE METER TYPE: 6FX8008-1BD71 2X(2X0.18) C MOTION CONNECT 800PLUS TRAILING TYPE, UL/CSA DESINA DELIVERY FORM: IN COILS DMAX = 5.3 MM LENGTH (M) = 200 | 1075 | TEM | 1 | MC | 8.4 | 1
6FX80081BD716AA0 | SIGNAL CABLE; SOLD BY THE METER TYPE: 6FX8008-1BD71 2X(2X0.18) C MOTION CONNECT 800PLUS TRAILING TYPE, UL/CSA DESINA DELIVERY FORM: IN COILS DMAX = 5.3 MM LENGTH (M) = 500 | 2628 | TEM | 1 | MC | 21 | 1
6FX80081BD811FA0 | SIGNAL CABLE; SOLD BY THE METER TYPE: 6FX8008-1BD81 12X0.22 C MOTION CONNECT 800PLUS TRAILING TYPE, UL/CSA DESINA DELIVERY FORM: IN COILS DMAX = 7.3 MM LENGTH (M) = 50 | 349 | TEM | 1 | MC | 3.632 | 1
6FX80081BD812AA0 | SIGNAL CABLE; SOLD BY THE METER TYPE: 6FX8008-1BD81 12 X 0.22 C MOTION CONNECT 800PLUS TRAILING TYPE, UL/CSA DESINA DELIVERY FORM: IN COILS DMAX = 7.3 MM LENGTH (M) = 100 | 656 | TEM | 1 | MC | 7.06 | 1
6FX80081BD813AA0 | SIGNAL CABLE; SOLD BY THE METER TYPE: 6FX8008-1BD81 12 X 0.22 C MOTION CONNECT 800PLUS TRAILING TYPE, UL/CSA DESINA DELIVERY FORM: IN COILS DMAX = 7.3 MM LENGTH (M) = 200 | 1269 | TEM | 1 | MC | 14.34 | 1
6FX80081BD816AA0 | SIGNAL CABLE; SOLD BY THE METER TYPE: 6FX8008-1BD81 12 X 0.22 C MOTION CONNECT 800PLUS TRAILING TYPE, UL/CSA DESINA DELIVERY FORM: IN COILS DMAX = 7.3 MM LENGTH (M) = 500 | 3119 | TEM | 1 | MC | 48 | 1
6FX80081XB111FA0 | POWER CABLE,SOLD BY THE METER, TYPE: 6FX8008-1XB11 4 X 1.5 C CUSTOM MADE TRAILING CABLE, UL/CSA DESINA MOTION-CONNECT 800PLUS DELIVERED IN COILS DMAX=9,5 MM, LENGTH (M)=50 | 700 | TEM | 1 | MC | 12 | 1
6FX80081XB112AA0 | POWER CABLE,SOLD BY THE METER, TYPE: 6FX8008-1XB11 4 X 1.5 C CUSTOM MADE MOTION-CONNECT 800PLUS TRAILING CABLE, UL/CSA DESINA DMAX=9.5 MM, LENGTH (M) = 100 DELIVERY FORM: ON DISPOS. DRUM | 1359 | TEM | 1 | MC | 15 | 1
6FX80081XB113AA0 | POWER CABLE,SOLD BY THE METER, TYPE: 6FX8008-1XB11 4 X 1.5 C CUSTOM MADE MOTION-CONNECT 800PLUS TRAILING CABLE, UL/CSA DESINA DMAX=9.5 MM, LENGTH (M) = 200 | 2683 | TEM | 1 | MC | 55 | 1
6FX80081XB116AA0 | POWER CABLE,SOLD BY THE METER, TYPE: 6FX8008-1XB11 4 X 1.5 C MOTION-CONNECT 800PLUS TRAILING CABLE, UL/DESINA DMAX=9.5 MM, DELIVERY FORM: ON DISPOS. DRUM LENGTH (M) = 500 | 6618 | TEM | 1 | MC | 88 | 1
6FX80081XB211AC3 | POWER CABLE,SOLD BY THE METER, TYPE: 6FX8008-1XB21 4X2.5 C CUSTOM MADE MOTION-CONNECT 800PLUS TRAILING TYPE UL/CSA DESINA DMAX = 11 MM LENGTH (M) = 2.3 DELIVERY FORM: IN COILS | 47.7 | TEM | 1 | MC | 0.46 | 1
6FX80081XB211FA0 | POWER CABLE,SOLD BY THE METER, TYPE: 6FX8008-1XB21 4X2.5 C CUSTOM MADE MOTION-CONNECT 800PLUS TRAILING TYPE UL/CSA DESINA DMAX = 11 MM LENGTH (M) = 50 DELIVERY FORM: IN COILS | 796 | TEM | 1 | MC | 10 | 1
6FX80081XB212AA0 | POWER CABLE, SOLD BY THE METER, TYPE: 6FX8008-1XB21 4X2.5 C CUSTOM MADE MOTION-CONNECT 800PLUS TRAILING TYPE UL/CSA DESINA DMAX = 11 MM DELIVERY FORM: ON DISPOS. DRUM LENGTH (M) = 100 | 1551 | TEM | 1 | MC | 20 | 1
6FX80081XB213AA0 | POWER CABLE,SOLD BY THE METER, TYPE: 6FX8008-1XB21 4X2.5 C CUSTOM MADE MOTION-CONNECT 800PLUS TRAILING TYPE UL/CSA DESINA DMAX = 11 MM LENGTH (M) = 200 DELIVERY FORM: ON DISPOS. DRUM | 3057 | TEM | 1 | MC | 53 | 1
6FX80081XB216AA0 | POWER CABLE,SOLD BY THE METER, TYPE: 6FX8008-1XB21 4X2.5 C MOTION-CONNECT 800PLUS TRAILING TYPE UL/CSA DESINA DMAX = 11 MM LENGTH (M) = 500 DELIVERY FORM: ON DISPOS. DRUM | 7586 | TEM | 1 | MC | 112 | 1
6FX80082DC001FA0 | SIGNAL CABLE, SOLD BY THE METER TYPE: 6FX8008-2DC00 (DRIVE CLIQ) 2X2X0,2+2X0,38 C, TRAILING TYPE UL/CSA DESINA MOTION-CONNECT 800PLUS, DELIVERY FORM: IN COILS DMAX = 7.0 MM, LENGTH (M) = 50 | 503 | TEM | 1 | MC | 0.71 | 1
6FX80082DC002AA0 | SIGNAL CABLE, SOLD BY THE METER TYPE: 6FX8008-2DC00 (DRIVE CLIQ) 2X2X0,2+2X0,38 C, TRAILING TYPE UL/CSA DESINA MOTION CONNECT 800PLUS, DELIVERY FORM: IN COILS DMAX = 7.0 MM, LENGTH (M) = 100 | 983 | TEM | 1 | MC | 7.1 | 1
6FX80082DC003AA0 | SIGNAL CABLE, SOLD BY THE METER TYPE: 6FX8008-2DC00 (DRIVE CLIQ) 2X2X0,2+2X0,38 C, TRAILING TYPE UL/CSA DESINA MOTION CONNECT 800PLUS, DELIVERY FORM: IN COILS DMAX = 7.0 MM, LENGTH (M) = 200 | 1940 | TEM | 1 | MC | 14.2 | 1
6FX80082DC006AA0 | SIGNAL CABLE, SOLD BY THE METER TYPE: 6FX8008-2DC00 (DRIVE CLIQ) 2X2X0,2+2X0,38 C, TRAILING TYPE UL/CSA DESINA MOTION CONNECT 800PLUS, DELIVERY FORM: DISPOSABLE DRUM DMAX = 7.0 MM, LENGTH (M) = 500 | 4799 | TEM | 1 | MC | 14.2 | 1
6FX80122BA001AK0 | SIGNAL CABLE, PREASSEMBLED, SIMODIVE 611 TO CONTROL VALVE 4(X2X0.34) + 4X0.5 C MOTION CONNECT 800PLUS TRAILING TYPE, UL/CSA DESINA DMAX = 9.3 MM, LENGTH (M) = TYPE: 6FX8012-2BA00 MODULE SIDE: CRIMPED CONTACTS, CONNECTOR HOUSING INCLUDED LENGTH (M) = 0 + 0 + 9 + 0 | 184 | TEM | 1 | MC | 1.147 | 1
6FX80122BA001BD0 | SIGNAL CABLE, PREASSEMBLED, SIMODIVE 611 TO CONTROL VALVE 4(X2X0.34) + 4X0.5 C MOTION CONNECT 800PLUS TRAILING TYPE, UL/CSA DESINA DMAX = 9.3 MM, LENGTH (M) = TYPE: 6FX8012-2BA00 MODULE SIDE: CRIMPED CONTACTS, CONNECTOR HOUSING INCLUDED LENGTH (M) = 0 + 10 + 3 + 0 | 213 | TEM | 1 | MC | 1.627 | 1
6FX80122BA201AK0 | SIGNAL CABLE, PREASSEMBLED PRESSURE SENSOR TO 611 2X(2X0.18) C OPEN CABLE END MOTION CONNECT 800PLUS TRAILING TYPE, UL/CSA DESINA DMAX = 5.3 MM, LENGTH (M) = TYPE: 6FX8012-2BA20 MODULE SIDE: CRIMPED CONTACTS, CONNECTOR HOUSING INCLUDED LENGTH (M) = 0 + 0 + 9 + 0 | 157 | TEM | 1 | MC | 0.437 | 1
6FX80122BA201BD0 | SIGNAL CABLE, PREASSEMBLED PRESSURE SENSOR TO 611 2X(2X0.18) C OPEN CABLE END MOTION CONNECT 800PLUS TRAILING TYPE, UL/CSA DESINA DMAX = 5.3 MM, LENGTH (M) = TYPE: 6FX8012-2BA20 MODULE SIDE: CRIMPED CONTACTS, CONNECTOR HOUSING INCLUDED LENGTH (M) = 0 + 10 + 3 + 0 | 194 | TEM | 1 | MC | 0.601 | 1
6FX80122CA311AD0 | SIGNAL CABLE, PREASSEMBLED, FOR INCR.ENCODER WITH C/D TRACKS IN MOTOR 3X(2X0.14)C + 4X0,14 + 2X0.5 + 4X0.22 C WITH FULL THREAD CONNECTOR M23 MOTION CONNECT 800PLUS TRAILING TYPE UL/CSA DESINA DMAX = 9.8 MM, LENGTH (M) = TYPE: 6FX8012-2CA31 MODULE SIDE: CRIMPED CONTACTS, CONNECTOR HOUSING INCLUDED LENGTH (M) = + 0 + 0 + 3 + 0 | 169 | TEM | 1 | MC | 0.361 | 1
6FX80122CA311AE0 | SIGNAL CABLE, PREASSEMBLED, FOR INCR.ENCODER WITH C/D TRACKS IN MOTOR 3X(2X0.14)C + 4X0,14 + 2X0.5 + 4X0.22 C WITH FULL THREAD CONNECTOR M23 MOTION CONNECT 800PLUS TRAILING TYPE UL/CSA DESINA DMAX = 9.8 MM, LENGTH (M) = TYPE: 6FX8012-2CA31 MODULE SIDE: CRIMPED CONTACTS, CONNECTOR HOUSING INCLUDED LENGTH (M) = + 0 + 0 + 4 + 0 | 179 | TEM | 1 | MC | 0.451 | 1
6FX80122CA311AF0 | SIGNAL CABLE, PREASSEMBLED, FOR INCR.ENCODER WITH C/D TRACKS IN MOTOR 3X(2X0.14)C + 4X0,14 + 2X0.5 + 4X0.22 C WITH FULL THREAD CONNECTOR M23 MOTION CONNECT 800PLUS TRAILING TYPE UL/CSA DESINA DMAX = 9.8 MM, LENGTH (M) = TYPE: 6FX8012-2CA31 MODULE SIDE: CRIMPED CONTACTS, CONNECTOR HOUSING INCLUDED LENGTH (M) = + 0 + 0 + 5 + 0 | 189 | TEM | 1 | MC | 0.541 | 1
6FX80122CA311AG0 | SIGNAL CABLE, PREASSEMBLED, FOR INCR.ENCODER WITH C/D TRACKS IN MOTOR 3X(2X0.14)C + 4X0,14 + 2X0.5 + 4X0.22 C WITH FULL THREAD CONNECTOR M23 MOTION CONNECT 800PLUS TRAILING TYPE UL/CSA DESINA DMAX = 9.8 MM, LENGTH (M) = TYPE: 6FX8012-2CA31 MODULE SIDE: CRIMPED CONTACTS, CONNECTOR HOUSING INCLUDED LENGTH (M) = + 0 + 0 + 6 + 0 | 199 | TEM | 1 | MC | 0.631 | 1
6FX80122CA311AG5 | SIGNAL CABLE, PREASSEMBLED, FOR INCR.ENCODER WITH C/D TRACKS IN MOTOR 3X(2X0.14)C + 4X0,14 + 2X0.5 + 4X0.22 C WITH FULL THREAD CONNECTOR M23 MOTION CONNECT 800PLUS TRAILING TYPE UL/CSA DESINA DMAX = 9.8 MM, LENGTH (M) = TYPE: 6FX8012-2CA31 MODULE SIDE: CRIMPED CONTACTS, CONNECTOR HOUSING INCLUDED LENGTH (M) = + 0 + 0 + 6 + 0,5 | 210 | TEM | 1 | MC | 0.676 | 1
6FX80122CA311AG6 | SIGNAL CABLE, PREASSEMBLED, FOR INCR.ENCODER WITH C/D TRACKS IN MOTOR 3X(2X0.14)C + 4X0,14 + 2X0.5 + 4X0.22 C WITH FULL THREAD CONNECTOR M23 MOTION CONNECT 800PLUS TRAILING TYPE UL/CSA DESINA DMAX = 9.8 MM, LENGTH (M) = TYPE: 6FX8012-2CA31 MODULE SIDE: CRIMPED CONTACTS, CONNECTOR HOUSING INCLUDED LENGTH (M) = + 0 + 0 + 6 + 0,6 | 210 | TEM | 1 | MC | 0.685 | 1
6FX80122CA311AH0 | SIGNAL CABLE, PREASSEMBLED, FOR INCR.ENCODER WITH C/D TRACKS IN MOTOR 3X(2X0.14)C + 4X0,14 + 2X0.5 + 4X0.22 C WITH FULL THREAD CONNECTOR M23 MOTION CONNECT 800PLUS TRAILING TYPE UL/CSA DESINA DMAX = 9.8 MM, LENGTH (M) = TYPE: 6FX8012-2CA31 MODULE SIDE: CRIMPED CONTACTS, CONNECTOR HOUSING INCLUDED LENGTH (M) = + 0 + 0 + 7 + 0 | 210 | TEM | 1 | MC | 0.721 | 1
6FX80122CA311AJ0 | SIGNAL CABLE, PREASSEMBLED, FOR INCR.ENCODER WITH C/D TRACKS IN MOTOR 3X(2X0.14)C + 4X0,14 + 2X0.5 + 4X0.22 C WITH FULL THREAD CONNECTOR M23 MOTION CONNECT 800PLUS TRAILING TYPE UL/CSA DESINA DMAX = 9.8 MM, LENGTH (M) = TYPE: 6FX8012-2CA31 MODULE SIDE: CRIMPED CONTACTS, CONNECTOR HOUSING INCLUDED LENGTH (M) = + 0 + 0 + 8 + 0 | 220 | TEM | 1 | MC | 0.811 | 1
6FX80122CA311AJ4 | SIGNAL CABLE, PREASSEMBLED, FOR INCR.ENCODER WITH C/D TRACKS IN MOTOR 3X(2X0.14)C + 4X0,14 + 2X0.5 + 4X0.22 C WITH FULL THREAD CONNECTOR M23 MOTION CONNECT 800PLUS TRAILING TYPE UL/CSA DESINA DMAX = 9.8 MM, LENGTH (M) = TYPE: 6FX8012-2CA31 MODULE SIDE: CRIMPED CONTACTS, CONNECTOR HOUSING INCLUDED LENGTH (M) = + 0 + 0 + 8 + 0,4 | 230 | TEM | 1 | MC | 0.847 | 1
6FX80122CA311BA0 | SIGNAL CABLE, PREASSEMBLED, FOR INCR.ENCODER WITH C/D TRACKS IN MOTOR 3X(2X0.14)C + 4X0,14 + 2X0.5 + 4X0.22 C WITH FULL THREAD CONNECTOR M23 MOTION CONNECT 800PLUS TRAILING TYPE UL/CSA DESINA DMAX = 9.8 MM, LENGTH (M) = TYPE: 6FX8012-2CA31 MODULE SIDE: CRIMPED CONTACTS, CONNECTOR HOUSING INCLUDED LENGTH (M) = + 0 + 10 + 0 + 0 | 240 | TEM | 1 | MC | 0.991 | 1
6FX80122CA311BB0 | SIGNAL CABLE, PREASSEMBLED, FOR INCR.ENCODER WITH C/D TRACKS IN MOTOR 3X(2X0.14)C + 4X0,14 + 2X0.5 + 4X0.22 C WITH FULL THREAD CONNECTOR M23 MOTION CONNECT 800PLUS TRAILING TYPE UL/CSA DESINA DMAX = 9.8 MM, LENGTH (M) = TYPE: 6FX8012-2CA31 MODULE SIDE: CRIMPED CONTACTS, CONNECTOR HOUSING INCLUDED LENGTH (M) = + 0 + 10 + 1 + 0 | 250 | TEM | 1 | MC | 1.081 | 1
6FX80122CA311BC0 | SIGNAL CABLE, PREASSEMBLED, FOR INCR.ENCODER WITH C/D TRACKS IN MOTOR 3X(2X0.14)C + 4X0,14 + 2X0.5 + 4X0.22 C WITH FULL THREAD CONNECTOR M23 MOTION CONNECT 800PLUS TRAILING TYPE UL/CSA DESINA DMAX = 9.8 MM, LENGTH (M) = TYPE: 6FX8012-2CA31 MODULE SIDE: CRIMPED CONTACTS, CONNECTOR HOUSING INCLUDED LENGTH (M) = + 0 + 10 + 2 + 0 | 260 | TEM | 1 | MC | 1.171 | 1
6FX80122CA311BD0 | SIGNAL CABLE, PREASSEMBLED, FOR INCR.ENCODER WITH C/D TRACKS IN MOTOR 3X(2X0.14)C + 4X0,14 + 2X0.5 + 4X0.22 C WITH FULL THREAD CONNECTOR M23 MOTION CONNECT 800PLUS TRAILING TYPE UL/CSA DESINA DMAX = 9.8 MM, LENGTH (M) = TYPE: 6FX8012-2CA31 MODULE SIDE: CRIMPED CONTACTS, CONNECTOR HOUSING INCLUDED LENGTH (M) = + 0 + 10 + 3 + 0 | 270 | TEM | 1 | MC | 1.261 | 1
6FX80122CA311BF0 | SIGNAL CABLE, PREASSEMBLED, FOR INCR.ENCODER WITH C/D TRACKS IN MOTOR 3X(2X0.14)C + 4X0,14 + 2X0.5 + 4X0.22 C WITH FULL THREAD CONNECTOR M23 MOTION CONNECT 800PLUS TRAILING TYPE UL/CSA DESINA DMAX = 9.8 MM, LENGTH (M) = TYPE: 6FX8012-2CA31 MODULE SIDE: CRIMPED CONTACTS, CONNECTOR HOUSING INCLUDED LENGTH (M) = + 0 + 10 + 5 + 0 | 291 | TEM | 1 | MC | 1.441 | 1
6FX80122CA311BG0 | SIGNAL CABLE, PREASSEMBLED, FOR INCR.ENCODER WITH C/D TRACKS IN MOTOR 3X(2X0.14)C + 4X0,14 + 2X0.5 + 4X0.22 C WITH FULL THREAD CONNECTOR M23 MOTION CONNECT 800PLUS TRAILING TYPE UL/CSA DESINA DMAX = 9.8 MM, LENGTH (M) = TYPE: 6FX8012-2CA31 MODULE SIDE: CRIMPED CONTACTS, CONNECTOR HOUSING INCLUDED LENGTH (M) = + 0 + 10 + 6 + 0 | 301 | TEM | 1 | MC | 1.531 | 1
6FX80122CA311BJ0 | SIGNAL CABLE, PREASSEMBLED, FOR INCR.ENCODER WITH C/D TRACKS IN MOTOR 3X(2X0.14)C + 4X0,14 + 2X0.5 + 4X0.22 C WITH FULL THREAD CONNECTOR M23 MOTION CONNECT 800PLUS TRAILING TYPE UL/CSA DESINA DMAX = 9.8 MM, LENGTH (M) = TYPE: 6FX8012-2CA31 MODULE SIDE: CRIMPED CONTACTS, CONNECTOR HOUSING INCLUDED LENGTH (M) = + 0 + 10 + 8 + 0 | 321 | TEM | 1 | MC | 1.711 | 1
6FX80122CA311CA0 | SIGNAL CABLE, PREASSEMBLED, FOR INCR.ENCODER WITH C/D TRACKS IN MOTOR 3X(2X0.14)C + 4X0,14 + 2X0.5 + 4X0.22 C WITH FULL THREAD CONNECTOR M23 MOTION CONNECT 800PLUS TRAILING TYPE UL/CSA DESINA DMAX = 9.8 MM, LENGTH (M) = TYPE: 6FX8012-2CA31 MODULE SIDE: CRIMPED CONTACTS, CONNECTOR HOUSING INCLUDED LENGTH (M) = + 0 + 20 + 0 + 0 | 342 | TEM | 1 | MC | 1.891 | 1
6FX80122CA311CD0 | SIGNAL CABLE, PREASSEMBLED, FOR INCR.ENCODER WITH C/D TRACKS IN MOTOR 3X(2X0.14)C + 4X0,14 + 2X0.5 + 4X0.22 C WITH FULL THREAD CONNECTOR M23 MOTION CONNECT 800PLUS TRAILING TYPE UL/CSA DESINA DMAX = 9.8 MM, LENGTH (M) = TYPE: 6FX8012-2CA31 MODULE SIDE: CRIMPED CONTACTS, CONNECTOR HOUSING INCLUDED LENGTH (M) = + 0 + 20 + 3 + 0 | 372 | TEM | 1 | MC | 2.161 | 1
6FX80122CA311CE0 | SIGNAL CABLE, PREASSEMBLED, FOR INCR.ENCODER WITH C/D TRACKS IN MOTOR 3X(2X0.14)C + 4X0,14 + 2X0.5 + 4X0.22 C WITH FULL THREAD CONNECTOR M23 MOTION CONNECT 800PLUS TRAILING TYPE UL/CSA DESINA DMAX = 9.8 MM, LENGTH (M) = TYPE: 6FX8012-2CA31 MODULE SIDE: CRIMPED CONTACTS, CONNECTOR HOUSING INCLUDED LENGTH (M) = + 0 + 20 + 4 + 0 | 382 | TEM | 1 | MC | 2.251 | 1
6FX80122CA311CF0 | SIGNAL CABLE, PREASSEMBLED, FOR INCR.ENCODER WITH C/D TRACKS IN MOTOR 3X(2X0.14)C + 4X0,14 + 2X0.5 + 4X0.22 C WITH FULL THREAD CONNECTOR M23 MOTION CONNECT 800PLUS TRAILING TYPE UL/CSA DESINA DMAX = 9.8 MM, LENGTH (M) = TYPE: 6FX8012-2CA31 MODULE SIDE: CRIMPED CONTACTS, CONNECTOR HOUSING INCLUDED LENGTH (M) = + 0 + 20 + 5 + 0 | 392 | TEM | 1 | MC | 2.341 | 1
6FX80122CA311CK0 | SIGNAL CABLE, PREASSEMBLED, FOR INCR.ENCODER WITH C/D TRACKS IN MOTOR 3X(2X0.14)C + 4X0,14 + 2X0.5 + 4X0.22 C WITH FULL THREAD CONNECTOR M23 MOTION CONNECT 800PLUS TRAILING TYPE UL/CSA DESINA DMAX = 9.8 MM, LENGTH (M) = TYPE: 6FX8012-2CA31 MODULE SIDE: CRIMPED CONTACTS, CONNECTOR HOUSING INCLUDED LENGTH (M) = + 0 + 20 + 9 + 0 | 433 | TEM | 1 | MC | 2.701 | 1
6FX80122CA311DA0 | SIGNAL CABLE, PREASSEMBLED, FOR INCR.ENCODER WITH C/D TRACKS IN MOTOR 3X(2X0.14)C + 4X0,14 + 2X0.5 + 4X0.22 C WITH FULL THREAD CONNECTOR M23 MOTION CONNECT 800PLUS TRAILING TYPE UL/CSA DESINA DMAX = 9.8 MM, LENGTH (M) = TYPE: 6FX8012-2CA31 MODULE SIDE: CRIMPED CONTACTS, CONNECTOR HOUSING INCLUDED LENGTH (M) = + 0 + 30 + 0 + 0 | 442 | TEM | 1 | MC | 2.791 | 1
6FX80122CA311DB0 | SIGNAL CABLE, PREASSEMBLED, FOR INCR.ENCODER WITH C/D TRACKS IN MOTOR 3X(2X0.14)C + 4X0,14 + 2X0.5 + 4X0.22 C WITH FULL THREAD CONNECTOR M23 MOTION CONNECT 800PLUS TRAILING TYPE UL/CSA DESINA DMAX = 9.8 MM, LENGTH (M) = TYPE: 6FX8012-2CA31 MODULE SIDE: CRIMPED CONTACTS, CONNECTOR HOUSING INCLUDED LENGTH (M) = + 0 + 30 + 1 + 0 | 452 | TEM | 1 | MC | 2.881 | 1
6FX80122CA311DC0 | SIGNAL CABLE, PREASSEMBLED, FOR INCR.ENCODER WITH C/D TRACKS IN MOTOR 3X(2X0.14)C + 4X0,14 + 2X0.5 + 4X0.22 C WITH FULL THREAD CONNECTOR M23 MOTION CONNECT 800PLUS TRAILING TYPE UL/CSA DESINA DMAX = 9.8 MM, LENGTH (M) = TYPE: 6FX8012-2CA31 MODULE SIDE: CRIMPED CONTACTS, CONNECTOR HOUSING INCLUDED LENGTH (M) = + 0 + 30 + 2 + 0 | 462 | TEM | 1 | MC | 2.971 | 1
6FX80122CA311DF0 | SIGNAL CABLE, PREASSEMBLED, FOR INCR.ENCODER WITH C/D TRACKS IN MOTOR 3X(2X0.14)C + 4X0,14 + 2X0.5 + 4X0.22 C WITH FULL THREAD CONNECTOR M23 MOTION CONNECT 800PLUS TRAILING TYPE UL/CSA DESINA DMAX = 9.8 MM, LENGTH (M) = TYPE: 6FX8012-2CA31 MODULE SIDE: CRIMPED CONTACTS, CONNECTOR HOUSING INCLUDED LENGTH (M) = + 0 + 30 + 5 + 0 | 493 | TEM | 1 | MC | 3.241 | 1
6FX80122CA311EA0 | SIGNAL CABLE, PREASSEMBLED, FOR INCR.ENCODER WITH C/D TRACKS IN MOTOR 3X(2X0.14)C + 4X0,14 + 2X0.5 + 4X0.22 C WITH FULL THREAD CONNECTOR M23 MOTION CONNECT 800PLUS TRAILING TYPE UL/CSA DESINA DMAX = 9.8 MM, LENGTH (M) = TYPE: 6FX8012-2CA31 MODULE SIDE: CRIMPED CONTACTS, CONNECTOR HOUSING INCLUDED LENGTH (M) = + 0 + 40 + 0 + 0 | 545 | TEM | 1 | MC | 3.691 | 1
6FX80122CA311EF0 | SIGNAL CABLE, PREASSEMBLED, FOR INCR.ENCODER WITH C/D TRACKS IN MOTOR 3X(2X0.14)C + 4X0,14 + 2X0.5 + 4X0.22 C WITH FULL THREAD CONNECTOR M23 MOTION CONNECT 800PLUS TRAILING TYPE UL/CSA DESINA DMAX = 9.8 MM, LENGTH (M) = TYPE: 6FX8012-2CA31 MODULE SIDE: CRIMPED CONTACTS, CONNECTOR HOUSING INCLUDED LENGTH (M) = + 0 + 40 + 5 + 0 | 595 | TEM | 1 | MC | 4.141 | 1
6FX80122CA341AC0 | SIGNAL CABLE, EXTENSION FOR BASE -2CA31-2CA80 OR -2CA 88 3X(2X0.14)C + 4X0,14 + 2X0.5 + 4X0.22 C WITH FULL THREAD CONNECTOR M23 MOTION CONNECT 800PLUS TRAILING TYPE, UL/CSA DESINA DMAX = 9.8 MM LENGTH = TYPE: 6FX8012-2CA34 MODULE SIDE: CRIMPED CONTACTS, CONNECTOR HOUSING INCLUDED LENGTH (M) = 0 + 0 + 2 + 0 | 180 | TEM | 1 | MC | 0.459 | 1
6FX80122CA341AD0 | SIGNAL CABLE, EXTENSION FOR BASE -2CA31-2CA80 OR -2CA 88 3X(2X0.14)C + 4X0,14 + 2X0.5 + 4X0.22 C WITH FULL THREAD CONNECTOR M23 MOTION CONNECT 800PLUS TRAILING TYPE, UL/CSA DESINA DMAX = 9.8 MM LENGTH = TYPE: 6FX8012-2CA34 MODULE SIDE: CRIMPED CONTACTS, CONNECTOR HOUSING INCLUDED LENGTH (M) = 0 + 0 + 3 + 0 | 190 | TEM | 1 | MC | 0.598 | 1
6FX80122CA341AG0 | SIGNAL CABLE, EXTENSION FOR BASE -2CA31-2CA80 OR -2CA 88 3X(2X0.14)C + 4X0,14 + 2X0.5 + 4X0.22 C WITH FULL THREAD CONNECTOR M23 MOTION CONNECT 800PLUS TRAILING TYPE, UL/CSA DESINA DMAX = 9.8 MM LENGTH = TYPE: 6FX8012-2CA34 MODULE SIDE: CRIMPED CONTACTS, CONNECTOR HOUSING INCLUDED LENGTH (M) = 0 + 0 + 6 + 0 | 220 | TEM | 1 | MC | 1.015 | 1
6FX80122CA341AH0 | SIGNAL CABLE, EXTENSION FOR BASE -2CA31-2CA80 OR -2CA 88 3X(2X0.14)C + 4X0,14 + 2X0.5 + 4X0.22 C WITH FULL THREAD CONNECTOR M23 MOTION CONNECT 800PLUS TRAILING TYPE, UL/CSA DESINA DMAX = 9.8 MM LENGTH = TYPE: 6FX8012-2CA34 MODULE SIDE: CRIMPED CONTACTS, CONNECTOR HOUSING INCLUDED LENGTH (M) = 0 + 0 + 7 + 0 | 231 | TEM | 1 | MC | 1.154 | 1
6FX80122CA341BA0 | SIGNAL CABLE, EXTENSION FOR BASE -2CA31-2CA80 OR -2CA 88 3X(2X0.14)C + 4X0,14 + 2X0.5 + 4X0.22 C WITH FULL THREAD CONNECTOR M23 MOTION CONNECT 800PLUS TRAILING TYPE, UL/CSA DESINA DMAX = 9.8 MM LENGTH = TYPE: 6FX8012-2CA34 MODULE SIDE: CRIMPED CONTACTS, CONNECTOR HOUSING INCLUDED LENGTH (M) = 0 + 10 + 0 + 0 | 261 | TEM | 1 | MC | 1.571 | 1
6FX80122CA341BD0 | SIGNAL CABLE, EXTENSION FOR BASE -2CA31-2CA80 OR -2CA 88 3X(2X0.14)C + 4X0,14 + 2X0.5 + 4X0.22 C WITH FULL THREAD CONNECTOR M23 MOTION CONNECT 800PLUS TRAILING TYPE, UL/CSA DESINA DMAX = 9.8 MM LENGTH = TYPE: 6FX8012-2CA34 MODULE SIDE: CRIMPED CONTACTS, CONNECTOR HOUSING INCLUDED LENGTH (M) = 0 + 10 + 3 + 0 | 291 | TEM | 1 | MC | 1.988 | 1
6FX80122CA341BE0 | SIGNAL CABLE, EXTENSION FOR BASE -2CA31-2CA80 OR -2CA 88 3X(2X0.14)C + 4X0,14 + 2X0.5 + 4X0.22 C WITH FULL THREAD CONNECTOR M23 MOTION CONNECT 800PLUS TRAILING TYPE, UL/CSA DESINA DMAX = 9.8 MM LENGTH = TYPE: 6FX8012-2CA34 MODULE SIDE: CRIMPED CONTACTS, CONNECTOR HOUSING INCLUDED LENGTH (M) = 0 + 10 + 4 + 0 | 301 | TEM | 1 | MC | 2.127 | 1
6FX80122CA341BF0 | SIGNAL CABLE, EXTENSION FOR BASE -2CA31-2CA80 OR -2CA 88 3X(2X0.14)C + 4X0,14 + 2X0.5 + 4X0.22 C WITH FULL THREAD CONNECTOR M23 MOTION CONNECT 800PLUS TRAILING TYPE, UL/CSA DESINA DMAX = 9.8 MM LENGTH = TYPE: 6FX8012-2CA34 MODULE SIDE: CRIMPED CONTACTS, CONNECTOR HOUSING INCLUDED LENGTH (M) = 0 + 10 + 5 + 0 | 311 | TEM | 1 | MC | 2.266 | 1
6FX80122CA801BE0 | SIGNAL CABLE; PREASSEMBLED TYPE: 6FX8012-2CA80 (INCR. ENCODER ECO SPINDLE) BASIC 2CA31, TRAILING TYPE; UL/CSA DESINA MOTION-CONNECT 800, MODUL SIDE: CRIMPE CONTACTS; CONNECTOR HOUSING INCLUDED; LENGTH (M) = 0 + 10 + 4 + 0 | 285 | TEM | 1 | MC | 1.619 | 1
6FX80122CA801CF0 | SIGNAL CABLE; PREASSEMBLED TYPE: 6FX8012-2CA80 (INCR. ENCODER ECO SPINDLE) BASIC 2CA31, TRAILING TYPE; UL/CSA DESINA MOTION-CONNECT 800, MODUL SIDE: CRIMPE CONTACTS; CONNECTOR HOUSING INCLUDED; LENGTH (M) = 0 + 20 + 5 + 0 | 396 | TEM | 1 | MC | 2.796 | 1
6FX80122CA801FA0 | SIGNAL CABLE; PREASSEMBLED TYPE: 6FX8012-2CA80 (INCR. ENCODER ECO SPINDLE) BASIC 2CA31, TRAILING TYPE; UL/CSA DESINA MOTION-CONNECT 800, MODUL SIDE: CRIMPE CONTACTS; CONNECTOR HOUSING INCLUDED; LENGTH (M) = 0 + 50 + 0 + 0 | 650 | TEM | 1 | MC | 5.471 | 1
6FX80122CC801AK0 | SIGNAL CABLE, PREASSEMBLED CUSTOM MADE LENGTH (M) = TYPE: 6FX8012-2CC80 MODULE SIDE: CRIMPED CONTACTS, CONNECTOR HOUSING INCLUDED LENGTH (M) = 0 + 0 + 9 + 0 | 226 | TEM | 1 | MC | 1.85 | 1
6FX80122CC801BD0 | SIGNAL CABLE, PREASSEMBLED CUSTOM MADE LENGTH (M) = TYPE: 6FX8012-2CC80 MODULE SIDE: CRIMPED CONTACTS, CONNECTOR HOUSING INCLUDED LENGTH (M) = 0 + 10 + 3 + 0 | 276 | TEM | 1 | MC | 2.65 | 1
6FX80122CD011AC0 | SIGNAL CABLE, PREASSEMBLED FOR INCR. ENCODER TTL RS422 DC 5V, 6FX2001-2 TO FM357-2 4X(2X0.34) + 4X0.5 C CONNECTOR FULL THREAD M23 MOTION CONNECT 800PLUS TRAILING TYPE UL/CSA DESINA DMAX = 9.3 MM, LENGTH (M) = TYPE: 6FX8012-2CD01 MODULE SIDE: CRIMPED CONTACTS, CONNECTOR HOUSING INCLUDED LENGTH (M) = + 0 + 0 + 2 + 0 | 118 | TEM | 1 | MC | 0.372 | 1
6FX80122CF021BA0 | SIGNAL CABLE, PREASSEMBLED FOR RESOLVER 3X(2X0.14)C + 4X0.14 + 2X0.5 C CONNECTOR FULL THREAD M23 MOTION CONNECT 800PLUS TRAILING TYPE, UL/CSA DESINA DMAX = 9.2 MM LENGTH (M) = TYPE: 6FX8012-2CF02 MODULE SIDE: CRIMPED CONTACTS, CONNECTOR HOUSING INCLUDED LENGTH (M) = 0 + 10 + 0 + 0 | 236 | TEM | 1 | MC | 1.145 | 1
6FX80122CF021BD0 | SIGNAL CABLE, PREASSEMBLED FOR RESOLVER 3X(2X0.14)C + 4X0.14 + 2X0.5 C CONNECTOR FULL THREAD M23 MOTION CONNECT 800PLUS TRAILING TYPE, UL/CSA DESINA DMAX = 9.2 MM LENGTH (M) = TYPE: 6FX8012-2CF02 MODULE SIDE: CRIMPED CONTACTS, CONNECTOR HOUSING INCLUDED LENGTH (M) = 0 + 10 + 3 + 0 | 266 | TEM | 1 | MC | 1.448 | 1
6FX80122CF021BF0 | SIGNAL CABLE, PREASSEMBLED FOR RESOLVER 3X(2X0.14)C + 4X0.14 + 2X0.5 C CONNECTOR FULL THREAD M23 MOTION CONNECT 800PLUS TRAILING TYPE, UL/CSA DESINA DMAX = 9.2 MM LENGTH (M) = TYPE: 6FX8012-2CF02 MODULE SIDE: CRIMPED CONTACTS, CONNECTOR HOUSING INCLUDED LENGTH (M) = 0 + 10 + 5 + 0 | 287 | TEM | 1 | MC | 1.65 | 1
6FX80122CF021BG0 | SIGNAL CABLE, PREASSEMBLED FOR RESOLVER 3X(2X0.14)C + 4X0.14 + 2X0.5 C CONNECTOR FULL THREAD M23 MOTION CONNECT 800PLUS TRAILING TYPE, UL/CSA DESINA DMAX = 9.2 MM LENGTH (M) = TYPE: 6FX8012-2CF02 MODULE SIDE: CRIMPED CONTACTS, CONNECTOR HOUSING INCLUDED LENGTH (M) = 0 + 10 + 6 + 0 | 297 | TEM | 1 | MC | 1.751 | 1
6FX80122CF021BJ0 | SIGNAL CABLE, PREASSEMBLED FOR RESOLVER 3X(2X0.14)C + 4X0.14 + 2X0.5 C CONNECTOR FULL THREAD M23 MOTION CONNECT 800PLUS TRAILING TYPE, UL/CSA DESINA DMAX = 9.2 MM LENGTH (M) = TYPE: 6FX8012-2CF02 MODULE SIDE: CRIMPED CONTACTS, CONNECTOR HOUSING INCLUDED LENGTH (M) = 0 + 10 + 8 + 0 | 317 | TEM | 1 | MC | 1.953 | 1
6FX80122CF021DA0 | SIGNAL CABLE, PREASSEMBLED FOR RESOLVER 3X(2X0.14)C + 4X0.14 + 2X0.5 C CONNECTOR FULL THREAD M23 MOTION CONNECT 800PLUS TRAILING TYPE, UL/CSA DESINA DMAX = 9.2 MM LENGTH (M) = TYPE: 6FX8012-2CF02 MODULE SIDE: CRIMPED CONTACTS, CONNECTOR HOUSING INCLUDED LENGTH (M) = 0 + 30 + 0 + 0 | 438 | TEM | 1 | MC | 3.165 | 1
6FX80122CF041BF0 | SIGNAL CABLE EXTENSION FOR BASE 6FX8002-2CF02-XXXX 3X(2X0.14)C + 4X0.14 + 2X0.5 C CONNECTOR FULL THREAD M23 MOTION CONNECT 800PLUS TRAILING TYPE, UL/CSA DESINA DMAX = 9.2 MM LENGTH (M) = TYPE: 6FX8012-2CF04 MODULE SIDE: CRIMPED CONTACTS, CONNECTOR HOUSING INCLUDED LENGTH (M) = 0 + 10 + 5 + 0 | 307 | TEM | 1 | MC | 1.702 | 1
6FX80122CF041BH0 | SIGNAL CABLE EXTENSION FOR BASE 6FX8002-2CF02-XXXX 3X(2X0.14)C + 4X0.14 + 2X0.5 C CONNECTOR FULL THREAD M23 MOTION CONNECT 800PLUS TRAILING TYPE, UL/CSA DESINA DMAX = 9.2 MM LENGTH (M) = TYPE: 6FX8012-2CF04 MODULE SIDE: CRIMPED CONTACTS, CONNECTOR HOUSING INCLUDED LENGTH (M) = 0 + 10 + 7 + 0 | 328 | TEM | 1 | MC | 1.904 | 1
6FX80122CF041CF0 | SIGNAL CABLE EXTENSION FOR BASE 6FX8002-2CF02-XXXX 3X(2X0.14)C + 4X0.14 + 2X0.5 C CONNECTOR FULL THREAD M23 MOTION CONNECT 800PLUS TRAILING TYPE, UL/CSA DESINA DMAX = 9.2 MM LENGTH (M) = TYPE: 6FX8012-2CF04 MODULE SIDE: CRIMPED CONTACTS, CONNECTOR HOUSING INCLUDED LENGTH (M) = 0 + 20 + 5 + 0 | 409 | TEM | 1 | MC | 2.712 | 1
6FX80122CG001AJ0 | SIGNAL CABLE, PREASSEMBLED FOR INCREMENTAL ENCODER SIN/COS 1VPP, 6FX2001-3 4X(2X0.34) + 4X0.5 C CONNECTOR FULL THREAD M23 MOTION CONNECT 800PLUS TRAILING TYPE UL/CSA DESINA DMAX = 9.3 MM LENGTH (M) = TYPE: 6FX8012-2CG00 MODULE SIDE: CRIMPED CONTACTS, CONNECTOR HOUSING INCLUDED LENGTH (M) = 0 + 0 + 8 + 0 | 162 | TEM | 1 | MC | 1.082 | 1
6FX80122CG001BA0 | SIGNAL CABLE, PREASSEMBLED FOR INCREMENTAL ENCODER SIN/COS 1VPP, 6FX2001-3 4X(2X0.34) + 4X0.5 C CONNECTOR FULL THREAD M23 MOTION CONNECT 800PLUS TRAILING TYPE UL/CSA DESINA DMAX = 9.3 MM LENGTH (M) = TYPE: 6FX8012-2CG00 MODULE SIDE: CRIMPED CONTACTS, CONNECTOR HOUSING INCLUDED LENGTH (M) = 0 + 10 + 0 + 0 | 176 | TEM | 1 | MC | 1.322 | 1
6FX80122CH001AH0 | SIGNAL CABLE, PREASSEMBLED, FOR ABSOLUTE ENCODER ENDAT 6FX2001-5 3X(2X0.14)C + 4X0.14 + 2X0.5 C CONNECTOR FULL THREAD M23 MOTION CONNECT 800PLUS TRAILING TYPE UL/CSA DESINA DMAX = 9.2 MM LENGTH (M) = TYPE: 6FX8012-2CH00 MODULE SIDE: CRIMPED CONTACTS, CONNECTOR HOUSING INCLUDED LENGTH (M) = 0 + 0 + 7 + 0 | 210 | TEM | 1 | MC | 0.844 | 1
6FX80122CH001BA0 | SIGNAL CABLE, PREASSEMBLED, FOR ABSOLUTE ENCODER ENDAT 6FX2001-5 3X(2X0.14)C + 4X0.14 + 2X0.5 C CONNECTOR FULL THREAD M23 MOTION CONNECT 800PLUS TRAILING TYPE UL/CSA DESINA DMAX = 9.2 MM LENGTH (M) = TYPE: 6FX8012-2CH00 MODULE SIDE: CRIMPED CONTACTS, CONNECTOR HOUSING INCLUDED LENGTH (M) = 0 + 10 + 0 + 0 | 240 | TEM | 1 | MC | 1.147 | 1
6FX80122CH001BF0 | SIGNAL CABLE, PREASSEMBLED, FOR ABSOLUTE ENCODER ENDAT 6FX2001-5 3X(2X0.14)C + 4X0.14 + 2X0.5 C CONNECTOR FULL THREAD M23 MOTION CONNECT 800PLUS TRAILING TYPE UL/CSA DESINA DMAX = 9.2 MM LENGTH (M) = TYPE: 6FX8012-2CH00 MODULE SIDE: CRIMPED CONTACTS, CONNECTOR HOUSING INCLUDED LENGTH (M) = 0 + 10 + 5 + 0 | 291 | TEM | 1 | MC | 1.651 | 1
6FX80122CH001CA0 | SIGNAL CABLE, PREASSEMBLED, FOR ABSOLUTE ENCODER ENDAT 6FX2001-5 3X(2X0.14)C + 4X0.14 + 2X0.5 C CONNECTOR FULL THREAD M23 MOTION CONNECT 800PLUS TRAILING TYPE UL/CSA DESINA DMAX = 9.2 MM LENGTH (M) = TYPE: 6FX8012-2CH00 MODULE SIDE: CRIMPED CONTACTS, CONNECTOR HOUSING INCLUDED LENGTH (M) = 0 + 20 + 0 + 0 | 342 | TEM | 1 | MC | 2.157 | 1
6FX80122CH001CC0 | SIGNAL CABLE, PREASSEMBLED, FOR ABSOLUTE ENCODER ENDAT 6FX2001-5 3X(2X0.14)C + 4X0.14 + 2X0.5 C CONNECTOR FULL THREAD M23 MOTION CONNECT 800PLUS TRAILING TYPE UL/CSA DESINA DMAX = 9.2 MM LENGTH (M) = TYPE: 6FX8012-2CH00 MODULE SIDE: CRIMPED CONTACTS, CONNECTOR HOUSING INCLUDED LENGTH (M) = 0 + 20 + 2 + 0 | 362 | TEM | 1 | MC | 2.358 | 1
6FX80122CH001CF0 | SIGNAL CABLE, PREASSEMBLED, FOR ABSOLUTE ENCODER ENDAT 6FX2001-5 3X(2X0.14)C + 4X0.14 + 2X0.5 C CONNECTOR FULL THREAD M23 MOTION CONNECT 800PLUS TRAILING TYPE UL/CSA DESINA DMAX = 9.2 MM LENGTH (M) = TYPE: 6FX8012-2CH00 MODULE SIDE: CRIMPED CONTACTS, CONNECTOR HOUSING INCLUDED LENGTH (M) = 0 + 20 + 5 + 0 | 392 | TEM | 1 | MC | 2.661 | 1
6FX80122CH001CG0 | SIGNAL CABLE, PREASSEMBLED, FOR ABSOLUTE ENCODER ENDAT 6FX2001-5 3X(2X0.14)C + 4X0.14 + 2X0.5 C CONNECTOR FULL THREAD M23 MOTION CONNECT 800PLUS TRAILING TYPE UL/CSA DESINA DMAX = 9.2 MM LENGTH (M) = TYPE: 6FX8012-2CH00 MODULE SIDE: CRIMPED CONTACTS, CONNECTOR HOUSING INCLUDED LENGTH (M) = 0 + 20 + 6 + 0 | 402 | TEM | 1 | MC | 2.762 | 1
6FX80122EQ101AE0 | SIGNAL CABLE, PREASSEMBLED, FOR ABSOLUTE ENCODER ENDAT IN MOTOR 3X(2X0.14)C + 4X0,14 + 2X0.5 + 4X0.22 C CONNECTOR FULL THREAD M23 MOTION CONNECT 800PLUS TRAILING TYPE UL/CSA DESINA DMAX = 9.8 MM LENGTH = TYPE: 6FX8012-2EQ10 MODULE SIDE: CRIMPED CONTACTS, CONNECTOR HOUSING INCLUDED LENGTH (M) = 0 + 0 + 4 + 0 | 179 | TEM | 1 | MC | 0.686 | 1
6FX80122EQ101AF0 | SIGNAL CABLE, PREASSEMBLED, FOR ABSOLUTE ENCODER ENDAT IN MOTOR 3X(2X0.14)C + 4X0,14 + 2X0.5 + 4X0.22 C CONNECTOR FULL THREAD M23 MOTION CONNECT 800PLUS TRAILING TYPE UL/CSA DESINA DMAX = 9.8 MM LENGTH = TYPE: 6FX8012-2EQ10 MODULE SIDE: CRIMPED CONTACTS, CONNECTOR HOUSING INCLUDED LENGTH (M) = 0 + 0 + 5 + 0 | 189 | TEM | 1 | MC | 0.825 | 1
6FX80122EQ101AG0 | SIGNAL CABLE, PREASSEMBLED, FOR ABSOLUTE ENCODER ENDAT IN MOTOR 3X(2X0.14)C + 4X0,14 + 2X0.5 + 4X0.22 C CONNECTOR FULL THREAD M23 MOTION CONNECT 800PLUS TRAILING TYPE UL/CSA DESINA DMAX = 9.8 MM LENGTH = TYPE: 6FX8012-2EQ10 MODULE SIDE: CRIMPED CONTACTS, CONNECTOR HOUSING INCLUDED LENGTH (M) = 0 + 0 + 6 + 0 | 199 | TEM | 1 | MC | 0.964 | 1
6FX80122EQ101AH0 | SIGNAL CABLE, PREASSEMBLED, FOR ABSOLUTE ENCODER ENDAT IN MOTOR 3X(2X0.14)C + 4X0,14 + 2X0.5 + 4X0.22 C CONNECTOR FULL THREAD M23 MOTION CONNECT 800PLUS TRAILING TYPE UL/CSA DESINA DMAX = 9.8 MM LENGTH = TYPE: 6FX8012-2EQ10 MODULE SIDE: CRIMPED CONTACTS, CONNECTOR HOUSING INCLUDED LENGTH (M) = 0 + 0 + 7 + 0 | 210 | TEM | 1 | MC | 1.103 | 1
6FX80122EQ101AJ0 | SIGNAL CABLE, PREASSEMBLED, FOR ABSOLUTE ENCODER ENDAT IN MOTOR 3X(2X0.14)C + 4X0,14 + 2X0.5 + 4X0.22 C CONNECTOR FULL THREAD M23 MOTION CONNECT 800PLUS TRAILING TYPE UL/CSA DESINA DMAX = 9.8 MM LENGTH = TYPE: 6FX8012-2EQ10 MODULE SIDE: CRIMPED CONTACTS, CONNECTOR HOUSING INCLUDED LENGTH (M) = 0 + 0 + 8 + 0 | 220 | TEM | 1 | MC | 1.242 | 1
6FX80122EQ101AK0 | SIGNAL CABLE, PREASSEMBLED, FOR ABSOLUTE ENCODER ENDAT IN MOTOR 3X(2X0.14)C + 4X0,14 + 2X0.5 + 4X0.22 C CONNECTOR FULL THREAD M23 MOTION CONNECT 800PLUS TRAILING TYPE UL/CSA DESINA DMAX = 9.8 MM LENGTH = TYPE: 6FX8012-2EQ10 MODULE SIDE: CRIMPED CONTACTS, CONNECTOR HOUSING INCLUDED LENGTH (M) = 0 + 0 + 9 + 0 | 230 | TEM | 1 | MC | 1.381 | 1
6FX80122EQ101BA0 | SIGNAL CABLE, PREASSEMBLED, FOR ABSOLUTE ENCODER ENDAT IN MOTOR 3X(2X0.14)C + 4X0,14 + 2X0.5 + 4X0.22 C CONNECTOR FULL THREAD M23 MOTION CONNECT 800PLUS TRAILING TYPE UL/CSA DESINA DMAX = 9.8 MM LENGTH = TYPE: 6FX8012-2EQ10 MODULE SIDE: CRIMPED CONTACTS, CONNECTOR HOUSING INCLUDED LENGTH (M) = 0 + 10 + 0 + 0 | 240 | TEM | 1 | MC | 1.52 | 1
6FX80122EQ101BC0 | SIGNAL CABLE, PREASSEMBLED, FOR ABSOLUTE ENCODER ENDAT IN MOTOR 3X(2X0.14)C + 4X0,14 + 2X0.5 + 4X0.22 C CONNECTOR FULL THREAD M23 MOTION CONNECT 800PLUS TRAILING TYPE UL/CSA DESINA DMAX = 9.8 MM LENGTH = TYPE: 6FX8012-2EQ10 MODULE SIDE: CRIMPED CONTACTS, CONNECTOR HOUSING INCLUDED LENGTH (M) = 0 + 10 + 2 + 0 | 260 | TEM | 1 | MC | 1.798 | 1
6FX80122EQ101BD0 | SIGNAL CABLE, PREASSEMBLED, FOR ABSOLUTE ENCODER ENDAT IN MOTOR 3X(2X0.14)C + 4X0,14 + 2X0.5 + 4X0.22 C CONNECTOR FULL THREAD M23 MOTION CONNECT 800PLUS TRAILING TYPE UL/CSA DESINA DMAX = 9.8 MM LENGTH = TYPE: 6FX8012-2EQ10 MODULE SIDE: CRIMPED CONTACTS, CONNECTOR HOUSING INCLUDED LENGTH (M) = 0 + 10 + 3 + 0 | 270 | TEM | 1 | MC | 1.937 | 1
6FX80122EQ101BE0 | SIGNAL CABLE, PREASSEMBLED, FOR ABSOLUTE ENCODER ENDAT IN MOTOR 3X(2X0.14)C + 4X0,14 + 2X0.5 + 4X0.22 C CONNECTOR FULL THREAD M23 MOTION CONNECT 800PLUS TRAILING TYPE UL/CSA DESINA DMAX = 9.8 MM LENGTH = TYPE: 6FX8012-2EQ10 MODULE SIDE: CRIMPED CONTACTS, CONNECTOR HOUSING INCLUDED LENGTH (M) = 0 + 10 + 4 + 0 | 281 | TEM | 1 | MC | 2.076 | 1
6FX80122EQ101BF0 | SIGNAL CABLE, PREASSEMBLED, FOR ABSOLUTE ENCODER ENDAT IN MOTOR 3X(2X0.14)C + 4X0,14 + 2X0.5 + 4X0.22 C CONNECTOR FULL THREAD M23 MOTION CONNECT 800PLUS TRAILING TYPE UL/CSA DESINA DMAX = 9.8 MM LENGTH = TYPE: 6FX8012-2EQ10 MODULE SIDE: CRIMPED CONTACTS, CONNECTOR HOUSING INCLUDED LENGTH (M) = 0 + 10 + 5 + 0 | 291 | TEM | 1 | MC | 2.215 | 1
6FX80122EQ101BH0 | SIGNAL CABLE, PREASSEMBLED, FOR ABSOLUTE ENCODER ENDAT IN MOTOR 3X(2X0.14)C + 4X0,14 + 2X0.5 + 4X0.22 C CONNECTOR FULL THREAD M23 MOTION CONNECT 800PLUS TRAILING TYPE UL/CSA DESINA DMAX = 9.8 MM LENGTH = TYPE: 6FX8012-2EQ10 MODULE SIDE: CRIMPED CONTACTS, CONNECTOR HOUSING INCLUDED LENGTH (M) = 0 + 10 + 7 + 0 | 311 | TEM | 1 | MC | 2.493 | 1
6FX80122EQ101BJ0 | SIGNAL CABLE, PREASSEMBLED, FOR ABSOLUTE ENCODER ENDAT IN MOTOR 3X(2X0.14)C + 4X0,14 + 2X0.5 + 4X0.22 C CONNECTOR FULL THREAD M23 MOTION CONNECT 800PLUS TRAILING TYPE UL/CSA DESINA DMAX = 9.8 MM LENGTH = TYPE: 6FX8012-2EQ10 MODULE SIDE: CRIMPED CONTACTS, CONNECTOR HOUSING INCLUDED LENGTH (M) = 0 + 10 + 8 + 0 | 321 | TEM | 1 | MC | 2.632 | 1
6FX80122EQ101CA0 | SIGNAL CABLE, PREASSEMBLED, FOR ABSOLUTE ENCODER ENDAT IN MOTOR 3X(2X0.14)C + 4X0,14 + 2X0.5 + 4X0.22 C CONNECTOR FULL THREAD M23 MOTION CONNECT 800PLUS TRAILING TYPE UL/CSA DESINA DMAX = 9.8 MM LENGTH = TYPE: 6FX8012-2EQ10 MODULE SIDE: CRIMPED CONTACTS, CONNECTOR HOUSING INCLUDED LENGTH (M) = 0 + 20 + 0 + 0 | 341 | TEM | 1 | MC | 2.91 | 1
6FX80122EQ101CF0 | SIGNAL CABLE, PREASSEMBLED, FOR ABSOLUTE ENCODER ENDAT IN MOTOR 3X(2X0.14)C + 4X0,14 + 2X0.5 + 4X0.22 C CONNECTOR FULL THREAD M23 MOTION CONNECT 800PLUS TRAILING TYPE UL/CSA DESINA DMAX = 9.8 MM LENGTH = TYPE: 6FX8012-2EQ10 MODULE SIDE: CRIMPED CONTACTS, CONNECTOR HOUSING INCLUDED LENGTH (M) = 0 + 20 + 5 + 0 | 392 | TEM | 1 | MC | 3.605 | 1
6FX80122EQ101CK0 | SIGNAL CABLE, PREASSEMBLED, FOR ABSOLUTE ENCODER ENDAT IN MOTOR 3X(2X0.14)C + 4X0,14 + 2X0.5 + 4X0.22 C CONNECTOR FULL THREAD M23 MOTION CONNECT 800PLUS TRAILING TYPE UL/CSA DESINA DMAX = 9.8 MM LENGTH = TYPE: 6FX8012-2EQ10 MODULE SIDE: CRIMPED CONTACTS, CONNECTOR HOUSING INCLUDED LENGTH (M) = 0 + 20 + 9 + 0 | 433 | TEM | 1 | MC | 4.161 | 1
6FX80122EQ101DA0 | SIGNAL CABLE, PREASSEMBLED, FOR ABSOLUTE ENCODER ENDAT IN MOTOR 3X(2X0.14)C + 4X0,14 + 2X0.5 + 4X0.22 C CONNECTOR FULL THREAD M23 MOTION CONNECT 800PLUS TRAILING TYPE UL/CSA DESINA DMAX = 9.8 MM LENGTH = TYPE: 6FX8012-2EQ10 MODULE SIDE: CRIMPED CONTACTS, CONNECTOR HOUSING INCLUDED LENGTH (M) = 0 + 30 + 0 + 0 | 442 | TEM | 1 | MC | 4.3 | 1
6FX80122EQ101DB0 | SIGNAL CABLE, PREASSEMBLED, FOR ABSOLUTE ENCODER ENDAT IN MOTOR 3X(2X0.14)C + 4X0,14 + 2X0.5 + 4X0.22 C CONNECTOR FULL THREAD M23 MOTION CONNECT 800PLUS TRAILING TYPE UL/CSA DESINA DMAX = 9.8 MM LENGTH = TYPE: 6FX8012-2EQ10 MODULE SIDE: CRIMPED CONTACTS, CONNECTOR HOUSING INCLUDED LENGTH (M) = 0 + 30 + 1 + 0 | 452 | TEM | 1 | MC | 4.439 | 1
6FX80122EQ102AA0 | SIGNAL CABLE, PREASSEMBLED, FOR ABSOLUTE ENCODER ENDAT IN MOTOR 3X(2X0.14)C + 4X0,14 + 2X0.5 + 4X0.22 C CONNECTOR FULL THREAD M23 MOTION CONNECT 800PLUS TRAILING TYPE UL/CSA DESINA DMAX = 9.8 MM LENGTH = TYPE: 6FX8012-2EQ10 MODULE SIDE: CRIMPED CONTACTS, CONNECTOR HOUSING INCLUDED LENGTH (M) = 100 + 0 + 0 + 0 | 1153 | TEM | 1 | MC | 14.03 | 1
6FX80122EQ141AC0 | SIGNAL CABLE, EXTENSION FOR BASE 6FX8002-2EQ10-.... 3X(2X0.14)C + 4X0,14 + 2X0.5 + 4X0.22 C CONNECTOR FULL THREAD M23 MOTION CONNECT 800PLUS TRAILING TYPE UL/CSA DESINA DMAX = 9.8 MM LENGTH = TYPE: 6FX8012-2EQ14 MODULE SIDE: CRIMPED CONTACTS, CONNECTOR HOUSING INCLUDED LENGTH (M) = 0 + 0 + 2 + 0 | 182 | TEM | 1 | MC | 0.459 | 1
6FX80122EQ141BF0 | SIGNAL CABLE, EXTENSION FOR BASE 6FX8002-2EQ10-.... 3X(2X0.14)C + 4X0,14 + 2X0.5 + 4X0.22 C CONNECTOR FULL THREAD M23 MOTION CONNECT 800PLUS TRAILING TYPE UL/CSA DESINA DMAX = 9.8 MM LENGTH = TYPE: 6FX8012-2EQ14 MODULE SIDE: CRIMPED CONTACTS, CONNECTOR HOUSING INCLUDED LENGTH (M) = 0 + 10 + 5 + 0 | 314 | TEM | 1 | MC | 2.266 | 1
6FX80125CA051AC0 | POWER CABLE, EXTENSION 4 X 1.5 C, CONNECTOR FULL THREAD SIZE 1 MOTION-CONNECT 800PLUS TRAILING TYPE UL/CSA DESINA DMAX = 9.5 MM, LENGTH (M) = TYPE: 6FX8012-5CA05 MODULE SIDE: CRIMPED CONTACTS, CONNECTOR HOUSING INCLUDED LENGTH (M) = 0 + 0 + 2 + 0 | 253 | TEM | 1 | MC | 0.535 | 1
6FX80125CA051AD0 | POWER CABLE, EXTENSION 4 X 1.5 C, CONNECTOR FULL THREAD SIZE 1 MOTION-CONNECT 800PLUS TRAILING TYPE UL/CSA DESINA DMAX = 9.5 MM, LENGTH (M) = TYPE: 6FX8012-5CA05 MODULE SIDE: CRIMPED CONTACTS, CONNECTOR HOUSING INCLUDED LENGTH (M) = 0 + 0 + 3 + 0 | 265 | TEM | 1 | MC | 0.69 | 1
6FX80125CA051AG0 | POWER CABLE, EXTENSION 4 X 1.5 C, CONNECTOR FULL THREAD SIZE 1 MOTION-CONNECT 800PLUS TRAILING TYPE UL/CSA DESINA DMAX = 9.5 MM, LENGTH (M) = TYPE: 6FX8012-5CA05 MODULE SIDE: CRIMPED CONTACTS, CONNECTOR HOUSING INCLUDED LENGTH (M) = 0 + 0 + 6 + 0 | 300 | TEM | 1 | MC | 1.155 | 1
6FX80125CA051BG0 | POWER CABLE, EXTENSION 4 X 1.5 C, CONNECTOR FULL THREAD SIZE 1 MOTION-CONNECT 800PLUS TRAILING TYPE UL/CSA DESINA DMAX = 9.5 MM, LENGTH (M) = TYPE: 6FX8012-5CA05 MODULE SIDE: CRIMPED CONTACTS, CONNECTOR HOUSING INCLUDED LENGTH (M) = 0 + 10 + 6 + 0 | 419 | TEM | 1 | MC | 2.705 | 1
6FX80125CA151BF0 | POWER CABLE EXTENSION 4X2.5 C MOTION-CONNECT 800PLUS TRAILING TYPE UL/CSA DESINA DMAX=11 MM LENGTH (M) = TYPE: 6FX8012-5CA15 MODULE SIDE: CRIMPED CONTACTS, CONNECTOR HOUSING INCLUDED LENGTH (M) = 0 + 10 + 5 + 0 | 452 | TEM | 1 | MC | 3.674 | 1
6FX80125CA151BH0 | POWER CABLE EXTENSION 4X2.5 C MOTION-CONNECT 800PLUS TRAILING TYPE UL/CSA DESINA DMAX=11 MM LENGTH (M) = TYPE: 6FX8012-5CA15 MODULE SIDE: CRIMPED CONTACTS, CONNECTOR HOUSING INCLUDED LENGTH (M) = 0 + 10 + 7 + 0 | 480 | TEM | 1 | MC | 4.134 | 1
6FX80125CA151CF0 | POWER CABLE EXTENSION 4X2.5 C MOTION-CONNECT 800PLUS TRAILING TYPE UL/CSA DESINA DMAX=11 MM LENGTH (M) = TYPE: 6FX8012-5CA15 MODULE SIDE: CRIMPED CONTACTS, CONNECTOR HOUSING INCLUDED LENGTH (M) = 0 + 20 + 5 + 0 | 590 | TEM | 1 | MC | 5.974 | 1
6FX80125CA281AC0 | POWER CABLE, EXTENSION 4 X 1.5 C, CONNECTOR FULL THREAD SIZE 1.5 MOTION-CONNECT 800PLUS TRAILING TYPE UL/CSA DESINA DMAX = 9.5 MM, LENGTH (M) = TYPE: 6FX8012-5CA28 MODULE SIDE: CRIMPED CONTACTS, CONNECTOR HOUSING INCLUDED LENGTH (M) = 0 + 0 + 2 + 0 | 392 | TEM | 1 | MC | 0.892 | 1
6FX80125CA281AH0 | POWER CABLE, EXTENSION 4 X 1.5 C, CONNECTOR FULL THREAD SIZE 1.5 MOTION-CONNECT 800PLUS TRAILING TYPE UL/CSA DESINA DMAX = 9.5 MM, LENGTH (M) = TYPE: 6FX8012-5CA28 MODULE SIDE: CRIMPED CONTACTS, CONNECTOR HOUSING INCLUDED LENGTH (M) = 0 + 0 + 7 + 0 | 451 | TEM | 1 | MC | 1.667 | 1
6FX80125CA281BG0 | POWER CABLE, EXTENSION 4 X 1.5 C, CONNECTOR FULL THREAD SIZE 1.5 MOTION-CONNECT 800PLUS TRAILING TYPE UL/CSA DESINA DMAX = 9.5 MM, LENGTH (M) = TYPE: 6FX8012-5CA28 MODULE SIDE: CRIMPED CONTACTS, CONNECTOR HOUSING INCLUDED LENGTH (M) = 0 + 10 + 6 + 0 | 558 | TEM | 1 | MC | 3.062 | 1
6FX80125CA381AC0 | POWER CABLE EXTENSION 4X2.5 C CONNECTOR FULL THREAD SIZE 1.5 MOTION-CONNECT 800PLUS TRAILING TYPE UL/CSA DESINA DMAX=11 MM LENGTH (M) = TYPE: 6FX8012-5CA38 MODULE SIDE: CRIMPED CONTACTS, CONNECTOR HOUSING INCLUDED LENGTH (M) = 0 + 0 + 2 + 0 | 399 | TEM | 1 | MC | 1.034 | 1
6FX80125CA381AD0 | POWER CABLE EXTENSION 4X2.5 C CONNECTOR FULL THREAD SIZE 1.5 MOTION-CONNECT 800PLUS TRAILING TYPE UL/CSA DESINA DMAX=11 MM LENGTH (M) = TYPE: 6FX8012-5CA38 MODULE SIDE: CRIMPED CONTACTS, CONNECTOR HOUSING INCLUDED LENGTH (M) = 0 + 0 + 3 + 0 | 413 | TEM | 1 | MC | 1.264 | 1
6FX80125CA381BG0 | POWER CABLE EXTENSION 4X2.5 C CONNECTOR FULL THREAD SIZE 1.5 MOTION-CONNECT 800PLUS TRAILING TYPE UL/CSA DESINA DMAX=11 MM LENGTH (M) = TYPE: 6FX8012-5CA38 MODULE SIDE: CRIMPED CONTACTS, CONNECTOR HOUSING INCLUDED LENGTH (M) = 0 + 10 + 6 + 0 | 589 | TEM | 1 | MC | 4.254 | 1
6FX80125CA481AF0 | POWER CABLE EXTENSION 4X4 C CONNECTOR FULL THREAD SIZE 1.5 MOTION-CONNECT 800PLUS TRAILING TYPE UL/CSA DESINA DMAX=12.3 MM LENGTH (M) = TYPE: 6FX8012-5CA48 MODULE SIDE: CRIMPED CONTACTS, CONNECTOR HOUSING INCLUDED LENGTH (M) = 0 + 0 + 5 + 0 | 458 | TEM | 1 | MC | 2.141 | 1
6FX80125CN011AC0 | POWER CABLE PREASSEMBLED 4X1,5 C, SPEED-CONNECT GR. 1 FOR SINAMICS S120 MOTOR MODULE MOTION-CONNECT 800PLUS TRAILING TYPE, UL/CSA, DESINA DMAX=9.5 MM, TYPE: 6FX8012-5CN01 MODULE SIDE: CRIMPED CONTACTS, CONNECTOR HOUSING INCLUDED LENGTH (M) = + 0 + 0 + 2 + 0 | 273 | TEM | 1 | MC | 0.567 | 1
6FX80125CN011AD5 | POWER CABLE PREASSEMBLED 4X1,5 C, SPEED-CONNECT GR. 1 FOR SINAMICS S120 MOTOR MODULE MOTION-CONNECT 800PLUS TRAILING TYPE, UL/CSA, DESINA DMAX=9.5 MM, TYPE: 6FX8012-5CN01 MODULE SIDE: CRIMPED CONTACTS, CONNECTOR HOUSING INCLUDED LENGTH (M) = + 0 + 0 + 3 + 0,5 | 298 | TEM | 1 | MC | 0.8 | 1
6FX80125CN011AG0 | POWER CABLE PREASSEMBLED 4X1,5 C, SPEED-CONNECT GR. 1 FOR SINAMICS S120 MOTOR MODULE MOTION-CONNECT 800PLUS TRAILING TYPE, UL/CSA, DESINA DMAX=9.5 MM, TYPE: 6FX8012-5CN01 MODULE SIDE: CRIMPED CONTACTS, CONNECTOR HOUSING INCLUDED LENGTH (M) = + 0 + 0 + 6 + 0 | 323 | TEM | 1 | MC | 1.187 | 1
6FX80125CN011AH5 | POWER CABLE PREASSEMBLED 4X1,5 C, SPEED-CONNECT GR. 1 FOR SINAMICS S120 MOTOR MODULE MOTION-CONNECT 800PLUS TRAILING TYPE, UL/CSA, DESINA DMAX=9.5 MM, TYPE: 6FX8012-5CN01 MODULE SIDE: CRIMPED CONTACTS, CONNECTOR HOUSING INCLUDED LENGTH (M) = + 0 + 0 + 7 + 0,5 | 348 | TEM | 1 | MC | 1.42 | 1
6FX80125CN011AJ0 | POWER CABLE PREASSEMBLED 4X1,5 C, SPEED-CONNECT GR. 1 FOR SINAMICS S120 MOTOR MODULE MOTION-CONNECT 800PLUS TRAILING TYPE, UL/CSA, DESINA DMAX=9.5 MM, TYPE: 6FX8012-5CN01 MODULE SIDE: CRIMPED CONTACTS, CONNECTOR HOUSING INCLUDED LENGTH (M) = + 0 + 0 + 8 + 0 | 348 | TEM | 1 | MC | 1.497 | 1
6FX80125CN011AJ5 | POWER CABLE PREASSEMBLED 4X1,5 C, SPEED-CONNECT GR. 1 FOR SINAMICS S120 MOTOR MODULE MOTION-CONNECT 800PLUS TRAILING TYPE, UL/CSA, DESINA DMAX=9.5 MM, TYPE: 6FX8012-5CN01 MODULE SIDE: CRIMPED CONTACTS, CONNECTOR HOUSING INCLUDED LENGTH (M) = + 0 + 0 + 8 + 0,5 | 360 | TEM | 1 | MC | 1.575 | 1
6FX80125CN011BB0 | POWER CABLE PREASSEMBLED 4X1,5 C, SPEED-CONNECT GR. 1 FOR SINAMICS S120 MOTOR MODULE MOTION-CONNECT 800PLUS TRAILING TYPE, UL/CSA, DESINA DMAX=9.5 MM, TYPE: 6FX8012-5CN01 MODULE SIDE: CRIMPED CONTACTS, CONNECTOR HOUSING INCLUDED LENGTH (M) = + 0 + 10 + 1 + 0 | 385 | TEM | 1 | MC | 1.962 | 1
6FX80125CN011BC0 | POWER CABLE PREASSEMBLED 4X1,5 C, SPEED-CONNECT GR. 1 FOR SINAMICS S120 MOTOR MODULE MOTION-CONNECT 800PLUS TRAILING TYPE, UL/CSA, DESINA DMAX=9.5 MM, TYPE: 6FX8012-5CN01 MODULE SIDE: CRIMPED CONTACTS, CONNECTOR HOUSING INCLUDED LENGTH (M) = + 0 + 10 + 2 + 0 | 397 | TEM | 1 | MC | 2.117 | 1
6FX80125CN011BC5 | POWER CABLE PREASSEMBLED 4X1,5 C, SPEED-CONNECT GR. 1 FOR SINAMICS S120 MOTOR MODULE MOTION-CONNECT 800PLUS TRAILING TYPE, UL/CSA, DESINA DMAX=9.5 MM, TYPE: 6FX8012-5CN01 MODULE SIDE: CRIMPED CONTACTS, CONNECTOR HOUSING INCLUDED LENGTH (M) = + 0 + 10 + 2 + 0,5 | 410 | TEM | 1 | MC | 2.195 | 1
6FX80125CN011BE0 | POWER CABLE PREASSEMBLED 4X1,5 C, SPEED-CONNECT GR. 1 FOR SINAMICS S120 MOTOR MODULE MOTION-CONNECT 800PLUS TRAILING TYPE, UL/CSA, DESINA DMAX=9.5 MM, TYPE: 6FX8012-5CN01 MODULE SIDE: CRIMPED CONTACTS, CONNECTOR HOUSING INCLUDED LENGTH (M) = + 0 + 10 + 4 + 0 | 422 | TEM | 1 | MC | 2.427 | 1
6FX80125CN011BF0 | POWER CABLE PREASSEMBLED 4X1,5 C, SPEED-CONNECT GR. 1 FOR SINAMICS S120 MOTOR MODULE MOTION-CONNECT 800PLUS TRAILING TYPE, UL/CSA, DESINA DMAX=9.5 MM, TYPE: 6FX8012-5CN01 MODULE SIDE: CRIMPED CONTACTS, CONNECTOR HOUSING INCLUDED LENGTH (M) = + 0 + 10 + 5 + 0 | 435 | TEM | 1 | MC | 2.582 | 1
6FX80125CN011BF5 | POWER CABLE PREASSEMBLED 4X1,5 C, SPEED-CONNECT GR. 1 FOR SINAMICS S120 MOTOR MODULE MOTION-CONNECT 800PLUS TRAILING TYPE, UL/CSA, DESINA DMAX=9.5 MM, TYPE: 6FX8012-5CN01 MODULE SIDE: CRIMPED CONTACTS, CONNECTOR HOUSING INCLUDED LENGTH (M) = + 0 + 10 + 5 + 0,5 | 447 | TEM | 1 | MC | 2.66 | 1
6FX80125CN011BH5 | POWER CABLE PREASSEMBLED 4X1,5 C, SPEED-CONNECT GR. 1 FOR SINAMICS S120 MOTOR MODULE MOTION-CONNECT 800PLUS TRAILING TYPE, UL/CSA, DESINA DMAX=9.5 MM, TYPE: 6FX8012-5CN01 MODULE SIDE: CRIMPED CONTACTS, CONNECTOR HOUSING INCLUDED LENGTH (M) = + 0 + 10 + 7 + 0,5 | 472 | TEM | 1 | MC | 2.97 | 1
6FX80125CN311AC0 | POWER CABLE PREASSEMBLED 4X2.5 C, CONNECTOR SPEED CONNECT CONNECTOR GR.1.5 FOR SINAMICS S120 MOTOR MODULE BOOKSIZE MOTION-CONNECT 800PLUS TRAILING TYPE UL/CSA DESINA DMAX=11 MM LENGTH (M) = TYPE: 6FX8012-5CN31 MODULE SIDE: CRIMPED CONTACTS, CONNECTOR HOUSING INCLUDED LENGTH (M) = + 0 + 0 + 2 + 0 | 348 | TEM | 1 | MC | 0.912 | 1
6FX80125CN311AE5 | POWER CABLE PREASSEMBLED 4X2.5 C, CONNECTOR SPEED CONNECT CONNECTOR GR.1.5 FOR SINAMICS S120 MOTOR MODULE BOOKSIZE MOTION-CONNECT 800PLUS TRAILING TYPE UL/CSA DESINA DMAX=11 MM LENGTH (M) = TYPE: 6FX8012-5CN31 MODULE SIDE: CRIMPED CONTACTS, CONNECTOR HOUSING INCLUDED LENGTH (M) = + 0 + 0 + 4 + 0,5 | 391 | TEM | 1 | MC | 1.487 | 1
6FX80125CN311BC0 | POWER CABLE PREASSEMBLED 4X2.5 C, CONNECTOR SPEED CONNECT CONNECTOR GR.1.5 FOR SINAMICS S120 MOTOR MODULE BOOKSIZE MOTION-CONNECT 800PLUS TRAILING TYPE UL/CSA DESINA DMAX=11 MM LENGTH (M) = TYPE: 6FX8012-5CN31 MODULE SIDE: CRIMPED CONTACTS, CONNECTOR HOUSING INCLUDED LENGTH (M) = + 0 + 10 + 2 + 0 | 492 | TEM | 1 | MC | 3.212 | 1
6FX80125CN311CF0 | POWER CABLE PREASSEMBLED 4X2.5 C, CONNECTOR SPEED CONNECT CONNECTOR GR.1.5 FOR SINAMICS S120 MOTOR MODULE BOOKSIZE MOTION-CONNECT 800PLUS TRAILING TYPE UL/CSA DESINA DMAX=11 MM LENGTH (M) = TYPE: 6FX8012-5CN31 MODULE SIDE: CRIMPED CONTACTS, CONNECTOR HOUSING INCLUDED LENGTH (M) = + 0 + 20 + 5 + 0 | 680 | TEM | 1 | MC | 6.202 | 1
6FX80125CN411BG5 | POWER CABLE PREASSEMBLED 4X4 C, CONNECTOR SPEED CONNECT CONNECTOR GR.1.5 FOR SINAMICS S120 MOTOR MODULE BOOKSIZE MOTION-CONNECT 800PLUS TRAILING TYPE UL/CSA DESINA DMAX=12,3 MM LENGTH (M) = TYPE: 6FX8012-5CN41 MODULE SIDE: CRIMPED CONTACTS, CONNECTOR HOUSING INCLUDED LENGTH (M) = + 0 + 10 + 6 + 0,5 | 635 | TEM | 1 | MC | 5.628 | 1
6FX80125CN411JA0 | POWER CABLE PREASSEMBLED 4X4 C, CONNECTOR SPEED CONNECT CONNECTOR GR.1.5 FOR SINAMICS S120 MOTOR MODULE BOOKSIZE MOTION-CONNECT 800PLUS TRAILING TYPE UL/CSA DESINA DMAX=12,3 MM LENGTH (M) = TYPE: 6FX8012-5CN41 MODULE SIDE: CRIMPED CONTACTS, CONNECTOR HOUSING INCLUDED LENGTH (M) = + 0 + 80 + 0 + 0 | 1799 | TEM | 1 | MC | 25.567 | 1
6FX80125CN511AD5 | POWER CABLE PREASSEMBLED 4X6 C, CONNECTOR SPEED-CONNECT SIZE 1.5 FOR SINAMICS S120 MOTOR MODULE MOTION-CONNECT 800PLUS TRAILING TYPE, UL/CSA, DESINA DMAX=14.9 MM LENGTH (M) = TYPE: 6FX8012-5CN51 MODULE SIDE: CRIMPED CONTACTS, CONNECTOR HOUSING INCLUDED LENGTH (M) = + 0 + 0 + 3 + 0,5 | 417 | TEM | 1 | MC | 1.884 | 1
6FX80125CN511BF0 | POWER CABLE PREASSEMBLED 4X6 C, CONNECTOR SPEED-CONNECT SIZE 1.5 FOR SINAMICS S120 MOTOR MODULE MOTION-CONNECT 800PLUS TRAILING TYPE, UL/CSA, DESINA DMAX=14.9 MM LENGTH (M) = TYPE: 6FX8012-5CN51 MODULE SIDE: CRIMPED CONTACTS, CONNECTOR HOUSING INCLUDED LENGTH (M) = + 0 + 10 + 5 + 0 | 668 | TEM | 1 | MC | 6.714 | 1
6FX80125CN511CA0 | POWER CABLE PREASSEMBLED 4X6 C, CONNECTOR SPEED-CONNECT SIZE 1.5 FOR SINAMICS S120 MOTOR MODULE MOTION-CONNECT 800PLUS TRAILING TYPE, UL/CSA, DESINA DMAX=14.9 MM LENGTH (M) = TYPE: 6FX8012-5CN51 MODULE SIDE: CRIMPED CONTACTS, CONNECTOR HOUSING INCLUDED LENGTH (M) = + 0 + 20 + 0 + 0 | 782 | TEM | 1 | MC | 8.814 | 1
6FX80125CN511DA0 | POWER CABLE PREASSEMBLED 4X6 C, CONNECTOR SPEED-CONNECT SIZE 1.5 FOR SINAMICS S120 MOTOR MODULE MOTION-CONNECT 800PLUS TRAILING TYPE, UL/CSA, DESINA DMAX=14.9 MM LENGTH (M) = TYPE: 6FX8012-5CN51 MODULE SIDE: CRIMPED CONTACTS, CONNECTOR HOUSING INCLUDED LENGTH (M) = + 0 + 30 + 0 + 0 | 1011 | TEM | 1 | MC | 13.014 | 1
6FX80125CN511DF0 | POWER CABLE PREASSEMBLED 4X6 C, CONNECTOR SPEED-CONNECT SIZE 1.5 FOR SINAMICS S120 MOTOR MODULE MOTION-CONNECT 800PLUS TRAILING TYPE, UL/CSA, DESINA DMAX=14.9 MM LENGTH (M) = TYPE: 6FX8012-5CN51 MODULE SIDE: CRIMPED CONTACTS, CONNECTOR HOUSING INCLUDED LENGTH (M) = + 0 + 30 + 5 + 0 | 1125 | TEM | 1 | MC | 15.114 | 1
6FX80125CN511EA0 | POWER CABLE PREASSEMBLED 4X6 C, CONNECTOR SPEED-CONNECT SIZE 1.5 FOR SINAMICS S120 MOTOR MODULE MOTION-CONNECT 800PLUS TRAILING TYPE, UL/CSA, DESINA DMAX=14.9 MM LENGTH (M) = TYPE: 6FX8012-5CN51 MODULE SIDE: CRIMPED CONTACTS, CONNECTOR HOUSING INCLUDED LENGTH (M) = + 0 + 40 + 0 + 0 | 1239 | TEM | 1 | MC | 17.214 | 1
6FX80125CN511EH0 | POWER CABLE PREASSEMBLED 4X6 C, CONNECTOR SPEED-CONNECT SIZE 1.5 FOR SINAMICS S120 MOTOR MODULE MOTION-CONNECT 800PLUS TRAILING TYPE, UL/CSA, DESINA DMAX=14.9 MM LENGTH (M) = TYPE: 6FX8012-5CN51 MODULE SIDE: CRIMPED CONTACTS, CONNECTOR HOUSING INCLUDED LENGTH (M) = + 0 + 40 + 7 + 0 | 1399 | TEM | 1 | MC | 20.154 | 1
6FX80125CN511FA0 | POWER CABLE PREASSEMBLED 4X6 C, CONNECTOR SPEED-CONNECT SIZE 1.5 FOR SINAMICS S120 MOTOR MODULE MOTION-CONNECT 800PLUS TRAILING TYPE, UL/CSA, DESINA DMAX=14.9 MM LENGTH (M) = TYPE: 6FX8012-5CN51 MODULE SIDE: CRIMPED CONTACTS, CONNECTOR HOUSING INCLUDED LENGTH (M) = + 0 + 50 + 0 + 0 | 1468 | TEM | 1 | MC | 21.414 | 1
6FX80125CS011AC0 | POWER CABLE, PREASSEMBLED TYPE: 6FX8012-5CS01 (1FT/1FK TO SINAMICS) 4X1.5 C, CONNECTOR SIZE 1/1.5 MM2 TRAILING TYPE, UL/CSA DESINA MOTION-CONNECT 800, MODULE SIDE: CRIMPED CONTACTS, CONNECTOR HOUSING INCLUDED DMAX = 10,4 MM, LENGTH (M)= 0 + 0 + 2 + 0 | 273 | TEM | 1 | MC | 0.567 | 1
6FX80125CS011AC6 | POWER CABLE, PREASSEMBLED TYPE: 6FX8012-5CS01 (1FT/1FK TO SINAMICS) 4X1.5 C, CONNECTOR SIZE 1/1.5 MM2 TRAILING TYPE, UL/CSA DESINA MOTION-CONNECT 800, MODULE SIDE: CRIMPED CONTACTS, CONNECTOR HOUSING INCLUDED DMAX = 10,4 MM, LENGTH (M)= 0 + 0 + 2 + 0,6 | 285 | TEM | 1 | MC | 0.66 | 1
6FX80125CS011AD0 | POWER CABLE, PREASSEMBLED TYPE: 6FX8012-5CS01 (1FT/1FK TO SINAMICS) 4X1.5 C, CONNECTOR SIZE 1/1.5 MM2 TRAILING TYPE, UL/CSA DESINA MOTION-CONNECT 800, MODULE SIDE: CRIMPED CONTACTS, CONNECTOR HOUSING INCLUDED DMAX = 10,4 MM, LENGTH (M)= 0 + 0 + 3 + 0 | 286 | TEM | 1 | MC | 0.722 | 1
6FX80125CS011AE8 | POWER CABLE, PREASSEMBLED TYPE: 6FX8012-5CS01 (1FT/1FK TO SINAMICS) 4X1.5 C, CONNECTOR SIZE 1/1.5 MM2 TRAILING TYPE, UL/CSA DESINA MOTION-CONNECT 800, MODULE SIDE: CRIMPED CONTACTS, CONNECTOR HOUSING INCLUDED DMAX = 10,4 MM, LENGTH (M)= 0 + 0 + 4 + 0,8 | 310 | TEM | 1 | MC | 1.001 | 1
6FX80125CS011AF0 | POWER CABLE, PREASSEMBLED TYPE: 6FX8012-5CS01 (1FT/1FK TO SINAMICS) 4X1.5 C, CONNECTOR SIZE 1/1.5 MM2 TRAILING TYPE, UL/CSA DESINA MOTION-CONNECT 800, MODULE SIDE: CRIMPED CONTACTS, CONNECTOR HOUSING INCLUDED DMAX = 10,4 MM, LENGTH (M)= 0 + 0 + 5 + 0 | 310 | TEM | 1 | MC | 1.032 | 1
6FX80125CS011AG4 | POWER CABLE, PREASSEMBLED TYPE: 6FX8012-5CS01 (1FT/1FK TO SINAMICS) 4X1.5 C, CONNECTOR SIZE 1/1.5 MM2 TRAILING TYPE, UL/CSA DESINA MOTION-CONNECT 800, MODULE SIDE: CRIMPED CONTACTS, CONNECTOR HOUSING INCLUDED DMAX = 10,4 MM, LENGTH (M)= 0 + 0 + 6 + 0,4 | 335 | TEM | 1 | MC | 1.249 | 1
6FX80125CS011AH0 | POWER CABLE, PREASSEMBLED TYPE: 6FX8012-5CS01 (1FT/1FK TO SINAMICS) 4X1.5 C, CONNECTOR SIZE 1/1.5 MM2 TRAILING TYPE, UL/CSA DESINA MOTION-CONNECT 800, MODULE SIDE: CRIMPED CONTACTS, CONNECTOR HOUSING INCLUDED DMAX = 10,4 MM, LENGTH (M)= 0 + 0 + 7 + 0 | 335 | TEM | 1 | MC | 1.342 | 1
6FX80125CS011AH5 | POWER CABLE, PREASSEMBLED TYPE: 6FX8012-5CS01 (1FT/1FK TO SINAMICS) 4X1.5 C, CONNECTOR SIZE 1/1.5 MM2 TRAILING TYPE, UL/CSA DESINA MOTION-CONNECT 800, MODULE SIDE: CRIMPED CONTACTS, CONNECTOR HOUSING INCLUDED DMAX = 10,4 MM, LENGTH (M)= 0 + 0 + 7 + 0,5 | 348 | TEM | 1 | MC | 1.42 | 1
6FX80125CS011AJ0 | POWER CABLE, PREASSEMBLED TYPE: 6FX8012-5CS01 (1FT/1FK TO SINAMICS) 4X1.5 C, CONNECTOR SIZE 1/1.5 MM2 TRAILING TYPE, UL/CSA DESINA MOTION-CONNECT 800, MODULE SIDE: CRIMPED CONTACTS, CONNECTOR HOUSING INCLUDED DMAX = 10,4 MM, LENGTH (M)= 0 + 0 + 8 + 0 | 348 | TEM | 1 | MC | 1.497 | 1
6FX80125CS011AK0 | POWER CABLE, PREASSEMBLED TYPE: 6FX8012-5CS01 (1FT/1FK TO SINAMICS) 4X1.5 C, CONNECTOR SIZE 1/1.5 MM2 TRAILING TYPE, UL/CSA DESINA MOTION-CONNECT 800, MODULE SIDE: CRIMPED CONTACTS, CONNECTOR HOUSING INCLUDED DMAX = 10,4 MM, LENGTH (M)= 0 + 0 + 9 + 0 | 360 | TEM | 1 | MC | 1.652 | 1
6FX80125CS011AK5 | POWER CABLE, PREASSEMBLED TYPE: 6FX8012-5CS01 (1FT/1FK TO SINAMICS) 4X1.5 C, CONNECTOR SIZE 1/1.5 MM2 TRAILING TYPE, UL/CSA DESINA MOTION-CONNECT 800, MODULE SIDE: CRIMPED CONTACTS, CONNECTOR HOUSING INCLUDED DMAX = 10,4 MM, LENGTH (M)= 0 + 0 + 9 + 0,5 | 373 | TEM | 1 | MC | 1.73 | 1
6FX80125CS011BA0 | POWER CABLE, PREASSEMBLED TYPE: 6FX8012-5CS01 (1FT/1FK TO SINAMICS) 4X1.5 C, CONNECTOR SIZE 1/1.5 MM2 TRAILING TYPE, UL/CSA DESINA MOTION-CONNECT 800, MODULE SIDE: CRIMPED CONTACTS, CONNECTOR HOUSING INCLUDED DMAX = 10,4 MM, LENGTH (M)= 0 + 10 + 0 + 0 | 373 | TEM | 1 | MC | 1.807 | 1
6FX80125CS011BB0 | POWER CABLE, PREASSEMBLED TYPE: 6FX8012-5CS01 (1FT/1FK TO SINAMICS) 4X1.5 C, CONNECTOR SIZE 1/1.5 MM2 TRAILING TYPE, UL/CSA DESINA MOTION-CONNECT 800, MODULE SIDE: CRIMPED CONTACTS, CONNECTOR HOUSING INCLUDED DMAX = 10,4 MM, LENGTH (M)= 0 + 10 + 1 + 0 | 385 | TEM | 1 | MC | 1.962 | 1
6FX80125CS011BE0 | POWER CABLE, PREASSEMBLED TYPE: 6FX8012-5CS01 (1FT/1FK TO SINAMICS) 4X1.5 C, CONNECTOR SIZE 1/1.5 MM2 TRAILING TYPE, UL/CSA DESINA MOTION-CONNECT 800, MODULE SIDE: CRIMPED CONTACTS, CONNECTOR HOUSING INCLUDED DMAX = 10,4 MM, LENGTH (M)= 0 + 10 + 4 + 0 | 422 | TEM | 1 | MC | 2.427 | 1
6FX80125CS011BG0 | POWER CABLE, PREASSEMBLED TYPE: 6FX8012-5CS01 (1FT/1FK TO SINAMICS) 4X1.5 C, CONNECTOR SIZE 1/1.5 MM2 TRAILING TYPE, UL/CSA DESINA MOTION-CONNECT 800, MODULE SIDE: CRIMPED CONTACTS, CONNECTOR HOUSING INCLUDED DMAX = 10,4 MM, LENGTH (M)= 0 + 10 + 6 + 0 | 447 | TEM | 1 | MC | 2.737 | 1
6FX80125CS011CA0 | POWER CABLE, PREASSEMBLED TYPE: 6FX8012-5CS01 (1FT/1FK TO SINAMICS) 4X1.5 C, CONNECTOR SIZE 1/1.5 MM2 TRAILING TYPE, UL/CSA DESINA MOTION-CONNECT 800, MODULE SIDE: CRIMPED CONTACTS, CONNECTOR HOUSING INCLUDED DMAX = 10,4 MM, LENGTH (M)= 0 + 20 + 0 + 0 | 496 | TEM | 1 | MC | 3.357 | 1
6FX80125CS011CB0 | POWER CABLE, PREASSEMBLED TYPE: 6FX8012-5CS01 (1FT/1FK TO SINAMICS) 4X1.5 C, CONNECTOR SIZE 1/1.5 MM2 TRAILING TYPE, UL/CSA DESINA MOTION-CONNECT 800, MODULE SIDE: CRIMPED CONTACTS, CONNECTOR HOUSING INCLUDED DMAX = 10,4 MM, LENGTH (M)= 0 + 20 + 1 + 0 | 508 | TEM | 1 | MC | 3.512 | 1
6FX80125CS011CF0 | POWER CABLE, PREASSEMBLED TYPE: 6FX8012-5CS01 (1FT/1FK TO SINAMICS) 4X1.5 C, CONNECTOR SIZE 1/1.5 MM2 TRAILING TYPE, UL/CSA DESINA MOTION-CONNECT 800, MODULE SIDE: CRIMPED CONTACTS, CONNECTOR HOUSING INCLUDED DMAX = 10,4 MM, LENGTH (M)= 0 + 20 + 5 + 0 | 558 | TEM | 1 | MC | 4.132 | 1
6FX80125CS011CF5 | POWER CABLE, PREASSEMBLED TYPE: 6FX8012-5CS01 (1FT/1FK TO SINAMICS) 4X1.5 C, CONNECTOR SIZE 1/1.5 MM2 TRAILING TYPE, UL/CSA DESINA MOTION-CONNECT 800, MODULE SIDE: CRIMPED CONTACTS, CONNECTOR HOUSING INCLUDED DMAX = 10,4 MM, LENGTH (M)= 0 + 20 + 5 + 0,5 | 571 | TEM | 1 | MC | 4.21 | 1
6FX80125CS011CG0 | POWER CABLE, PREASSEMBLED TYPE: 6FX8012-5CS01 (1FT/1FK TO SINAMICS) 4X1.5 C, CONNECTOR SIZE 1/1.5 MM2 TRAILING TYPE, UL/CSA DESINA MOTION-CONNECT 800, MODULE SIDE: CRIMPED CONTACTS, CONNECTOR HOUSING INCLUDED DMAX = 10,4 MM, LENGTH (M)= 0 + 20 + 6 + 0 | 571 | TEM | 1 | MC | 4.287 | 1
6FX80125CS011DA0 | POWER CABLE, PREASSEMBLED TYPE: 6FX8012-5CS01 (1FT/1FK TO SINAMICS) 4X1.5 C, CONNECTOR SIZE 1/1.5 MM2 TRAILING TYPE, UL/CSA DESINA MOTION-CONNECT 800, MODULE SIDE: CRIMPED CONTACTS, CONNECTOR HOUSING INCLUDED DMAX = 10,4 MM, LENGTH (M)= 0 + 30 + 0 + 0 | 622 | TEM | 1 | MC | 4.907 | 1
6FX80125CS011DF0 | POWER CABLE, PREASSEMBLED TYPE: 6FX8012-5CS01 (1FT/1FK TO SINAMICS) 4X1.5 C, CONNECTOR SIZE 1/1.5 MM2 TRAILING TYPE, UL/CSA DESINA MOTION-CONNECT 800, MODULE SIDE: CRIMPED CONTACTS, CONNECTOR HOUSING INCLUDED DMAX = 10,4 MM, LENGTH (M)= 0 + 30 + 5 + 0 | 684 | TEM | 1 | MC | 5.682 | 1
6FX80125CS011EB0 | POWER CABLE, PREASSEMBLED TYPE: 6FX8012-5CS01 (1FT/1FK TO SINAMICS) 4X1.5 C, CONNECTOR SIZE 1/1.5 MM2 TRAILING TYPE, UL/CSA DESINA MOTION-CONNECT 800, MODULE SIDE: CRIMPED CONTACTS, CONNECTOR HOUSING INCLUDED DMAX = 10,4 MM, LENGTH (M)= 0 + 40 + 1 + 0 | 758 | TEM | 1 | MC | 6.612 | 1
6FX80125CS111AJ5 | POWER CABLE, PREASSEMBLED TYPE: 6FX8012-5CS11 (1FT/1FK/1PH TO SINAMICS) 4X2.5 C, CONNECTOR SIZE 1/2.5 MM2 TRAILING TYPE, UL/CSA DESINA MOTION-CONNECT 800, MODULE SIDE: CRIMPED CONTACTS, CONNECTOR HOUSING INCLUDED DMAX = 12.1 MM, LENGTH (M)= 0 + 0 + 8 + 0,5 | 380 | TEM | 1 | MC | 2.215 | 1
6FX80125CS111AK5 | POWER CABLE, PREASSEMBLED TYPE: 6FX8012-5CS11 (1FT/1FK/1PH TO SINAMICS) 4X2.5 C, CONNECTOR SIZE 1/2.5 MM2 TRAILING TYPE, UL/CSA DESINA MOTION-CONNECT 800, MODULE SIDE: CRIMPED CONTACTS, CONNECTOR HOUSING INCLUDED DMAX = 12.1 MM, LENGTH (M)= 0 + 0 + 9 + 0,5 | 395 | TEM | 1 | MC | 2.445 | 1
6FX80125CS211CH0 | POWER CABLE, PREASSEMBLED TYPE: 6FX8012-5CS21 (1FT/1FK/1PH TO SINAMICS) 4X1.5 C, CONNECTOR SIZE 1.5/1.5 MM2; UL/CSA DESINA TRAILING TYPE, MOTION-CONNECT 800, MODULE SIDE: CRIMPED CONTACTS, CONNECTOR HOUSING INCLUDED DMAX = 10.4 MM, LENGTH (M)= 0 + 20 + 7 + 0 | 651 | TEM | 1 | MC | 4.634 | 1
6FX80125CS211DA0 | POWER CABLE, PREASSEMBLED TYPE: 6FX8012-5CS21 (1FT/1FK/1PH TO SINAMICS) 4X1.5 C, CONNECTOR SIZE 1.5/1.5 MM2; UL/CSA DESINA TRAILING TYPE, MOTION-CONNECT 800, MODULE SIDE: CRIMPED CONTACTS, CONNECTOR HOUSING INCLUDED DMAX = 10.4 MM, LENGTH (M)= 0 + 30 + 0 + 0 | 690 | TEM | 1 | MC | 5.099 | 1
6FX80125CS211DC0 | POWER CABLE, PREASSEMBLED TYPE: 6FX8012-5CS21 (1FT/1FK/1PH TO SINAMICS) 4X1.5 C, CONNECTOR SIZE 1.5/1.5 MM2; UL/CSA DESINA TRAILING TYPE, MOTION-CONNECT 800, MODULE SIDE: CRIMPED CONTACTS, CONNECTOR HOUSING INCLUDED DMAX = 10.4 MM, LENGTH (M)= 0 + 30 + 2 + 0 | 715 | TEM | 1 | MC | 5.409 | 1
6FX80125CS211DE0 | POWER CABLE, PREASSEMBLED TYPE: 6FX8012-5CS21 (1FT/1FK/1PH TO SINAMICS) 4X1.5 C, CONNECTOR SIZE 1.5/1.5 MM2; UL/CSA DESINA TRAILING TYPE, MOTION-CONNECT 800, MODULE SIDE: CRIMPED CONTACTS, CONNECTOR HOUSING INCLUDED DMAX = 10.4 MM, LENGTH (M)= 0 + 30 + 4 + 0 | 740 | TEM | 1 | MC | 5.719 | 1
6FX80125CS211DF0 | POWER CABLE, PREASSEMBLED TYPE: 6FX8012-5CS21 (1FT/1FK/1PH TO SINAMICS) 4X1.5 C, CONNECTOR SIZE 1.5/1.5 MM2; UL/CSA DESINA TRAILING TYPE, MOTION-CONNECT 800, MODULE SIDE: CRIMPED CONTACTS, CONNECTOR HOUSING INCLUDED DMAX = 10.4 MM, LENGTH (M)= 0 + 30 + 5 + 0 | 753 | TEM | 1 | MC | 5.874 | 1
6FX80125CS211DH0 | POWER CABLE, PREASSEMBLED TYPE: 6FX8012-5CS21 (1FT/1FK/1PH TO SINAMICS) 4X1.5 C, CONNECTOR SIZE 1.5/1.5 MM2; UL/CSA DESINA TRAILING TYPE, MOTION-CONNECT 800, MODULE SIDE: CRIMPED CONTACTS, CONNECTOR HOUSING INCLUDED DMAX = 10.4 MM, LENGTH (M)= 0 + 30 + 7 + 0 | 777 | TEM | 1 | MC | 6.184 | 1
6FX80125CS211DJ0 | POWER CABLE, PREASSEMBLED TYPE: 6FX8012-5CS21 (1FT/1FK/1PH TO SINAMICS) 4X1.5 C, CONNECTOR SIZE 1.5/1.5 MM2; UL/CSA DESINA TRAILING TYPE, MOTION-CONNECT 800, MODULE SIDE: CRIMPED CONTACTS, CONNECTOR HOUSING INCLUDED DMAX = 10.4 MM, LENGTH (M)= 0 + 30 + 8 + 0 | 790 | TEM | 1 | MC | 6.339 | 1
6FX80125CS211EB0 | POWER CABLE, PREASSEMBLED TYPE: 6FX8012-5CS21 (1FT/1FK/1PH TO SINAMICS) 4X1.5 C, CONNECTOR SIZE 1.5/1.5 MM2; UL/CSA DESINA TRAILING TYPE, MOTION-CONNECT 800, MODULE SIDE: CRIMPED CONTACTS, CONNECTOR HOUSING INCLUDED DMAX = 10.4 MM, LENGTH (M)= 0 + 40 + 1 + 0 | 827 | TEM | 1 | MC | 6.804 | 1
6FX80125CS311AC6 | POWER CABLE, PREASSEMBLED TYPE: 6FX8012-5CS31 (1FT/1FK/1PH TO SINAMICS) 4X2.5 C, CONNECTOR SIZE 1.5/2.5 MM2 TRAILING TYPE, UL/CSA DESINA MOTION-CONNECT 800, MODULE SIDE: CRIMPED CONTACTS, CONNECTOR HOUSING INCLUDED DMAX = 12.1 MM, LENGTH (M)= 0 + 0 + 2 + 0,6 | 362 | TEM | 1 | MC | 1.05 | 1
6FX80125CS311AG0 | POWER CABLE, PREASSEMBLED TYPE: 6FX8012-5CS31 (1FT/1FK/1PH TO SINAMICS) 4X2.5 C, CONNECTOR SIZE 1.5/2.5 MM2 TRAILING TYPE, UL/CSA DESINA MOTION-CONNECT 800, MODULE SIDE: CRIMPED CONTACTS, CONNECTOR HOUSING INCLUDED DMAX = 12.1 MM, LENGTH (M)= 0 + 0 + 6 + 0 | 405 | TEM | 1 | MC | 1.832 | 1
6FX80125CS311AH0 | POWER CABLE, PREASSEMBLED TYPE: 6FX8012-5CS31 (1FT/1FK/1PH TO SINAMICS) 4X2.5 C, CONNECTOR SIZE 1.5/2.5 MM2 TRAILING TYPE, UL/CSA DESINA MOTION-CONNECT 800, MODULE SIDE: CRIMPED CONTACTS, CONNECTOR HOUSING INCLUDED DMAX = 12.1 MM, LENGTH (M)= 0 + 0 + 7 + 0 | 420 | TEM | 1 | MC | 2.062 | 1
6FX80125CS311BA0 | POWER CABLE, PREASSEMBLED TYPE: 6FX8012-5CS31 (1FT/1FK/1PH TO SINAMICS) 4X2.5 C, CONNECTOR SIZE 1.5/2.5 MM2 TRAILING TYPE, UL/CSA DESINA MOTION-CONNECT 800, MODULE SIDE: CRIMPED CONTACTS, CONNECTOR HOUSING INCLUDED DMAX = 12.1 MM, LENGTH (M)= 0 + 10 + 0 + 0 | 463 | TEM | 1 | MC | 2.752 | 1
6FX80125CS311DF0 | POWER CABLE, PREASSEMBLED TYPE: 6FX8012-5CS31 (1FT/1FK/1PH TO SINAMICS) 4X2.5 C, CONNECTOR SIZE 1.5/2.5 MM2 TRAILING TYPE, UL/CSA DESINA MOTION-CONNECT 800, MODULE SIDE: CRIMPED CONTACTS, CONNECTOR HOUSING INCLUDED DMAX = 12.1 MM, LENGTH (M)= 0 + 30 + 5 + 0 | 824 | TEM | 1 | MC | 8.502 | 1
6FX80125CS411DD5 | POWER CABLE, PREASSEMBLED TYPE: 6FX8012-5CS41 (1FT/1FK TO SINAMICS) 4X4 C, CONNECTOR SIZE 1.5/4 MM2 TRAILING TYPE, UL/CSA DESINA MOTION-CONNECT 800, MODULE SIDE: CRIMPED CONTACTS, CONNECTOR HOUSING INCLUDED DMAX = 13.2 MM, LENGTH (M)= 0 + 30 + 3 + 0,5 | 950 | TEM | 1 | MC | 10.966 | 1
6FX80125CS511AD5 | POWER CABLE, PREASSEMBLED TYPE: 6FX8012-5CS51 (1FT/1FK TO SINAMICS) 4X6 C, CONNECTOR SIZE 1.5/6 MM2 TRAILING TYPE, UL/CSA DESINA MOTION-CONNECT 800, MODULE SIDE: CRIMPED CONTACTS, CONNECTOR HOUSING INCLUDED DMAX = 16.0 MM, LENGTH (M)= 0 + 0 + 3 + 0,5 | 417 | TEM | 1 | MC | 1.884 | 1
6FX80125CS511AG0 | POWER CABLE, PREASSEMBLED TYPE: 6FX8012-5CS51 (1FT/1FK TO SINAMICS) 4X6 C, CONNECTOR SIZE 1.5/6 MM2 TRAILING TYPE, UL/CSA DESINA MOTION-CONNECT 800, MODULE SIDE: CRIMPED CONTACTS, CONNECTOR HOUSING INCLUDED DMAX = 16.0 MM, LENGTH (M)= 0 + 0 + 6 + 0 | 463 | TEM | 1 | MC | 2.934 | 1
6FX80125CS511BA0 | POWER CABLE, PREASSEMBLED TYPE: 6FX8012-5CS51 (1FT/1FK TO SINAMICS) 4X6 C, CONNECTOR SIZE 1.5/6 MM2 TRAILING TYPE, UL/CSA DESINA MOTION-CONNECT 800, MODULE SIDE: CRIMPED CONTACTS, CONNECTOR HOUSING INCLUDED DMAX = 16.0 MM, LENGTH (M)= 0 + 10 + 0 + 0 | 554 | TEM | 1 | MC | 4.614 | 1
6FX80125CS511BF0 | POWER CABLE, PREASSEMBLED TYPE: 6FX8012-5CS51 (1FT/1FK TO SINAMICS) 4X6 C, CONNECTOR SIZE 1.5/6 MM2 TRAILING TYPE, UL/CSA DESINA MOTION-CONNECT 800, MODULE SIDE: CRIMPED CONTACTS, CONNECTOR HOUSING INCLUDED DMAX = 16.0 MM, LENGTH (M)= 0 + 10 + 5 + 0 | 668 | TEM | 1 | MC | 6.714 | 1
6FX80125CS511DA0 | POWER CABLE, PREASSEMBLED TYPE: 6FX8012-5CS51 (1FT/1FK TO SINAMICS) 4X6 C, CONNECTOR SIZE 1.5/6 MM2 TRAILING TYPE, UL/CSA DESINA MOTION-CONNECT 800, MODULE SIDE: CRIMPED CONTACTS, CONNECTOR HOUSING INCLUDED DMAX = 16.0 MM, LENGTH (M)= 0 + 30 + 0 + 0 | 1013 | TEM | 1 | MC | 13.014 | 1
6FX80125CS511DF0 | POWER CABLE, PREASSEMBLED TYPE: 6FX8012-5CS51 (1FT/1FK TO SINAMICS) 4X6 C, CONNECTOR SIZE 1.5/6 MM2 TRAILING TYPE, UL/CSA DESINA MOTION-CONNECT 800, MODULE SIDE: CRIMPED CONTACTS, CONNECTOR HOUSING INCLUDED DMAX = 16.0 MM, LENGTH (M)= 0 + 30 + 5 + 0 | 1128 | TEM | 1 | MC | 15.114 | 1
6FX80125CS611BA5 | POWER CABLE, PREASSEMBLED TYPE: 6FX8012-5CS61 (1FT/1FK/1PH TO SINAMICS) 4X10 C, CONNECTOR SIZE 1.5/10 MM2 TRAILING TYPE, UL/CSA DESINA MOTION-CONNECT 800, MODULE SIDE: CRIMPED CONTACTS, CONNECTOR HOUSING INCLUDED DMAX = 19.4 MM, LENGTH (M)= 0 + 10 + 0 + 0,5 | 700 | TEM | 1 | MC | 6.988 | 1
6FX80125CS611CF0 | POWER CABLE, PREASSEMBLED TYPE: 6FX8012-5CS61 (1FT/1FK/1PH TO SINAMICS) 4X10 C, CONNECTOR SIZE 1.5/10 MM2 TRAILING TYPE, UL/CSA DESINA MOTION-CONNECT 800, MODULE SIDE: CRIMPED CONTACTS, CONNECTOR HOUSING INCLUDED DMAX = 19.4 MM, LENGTH (M)= 0 + 20 + 5 + 0 | 1160 | TEM | 1 | MC | 16.065 | 1
6FX80125CX281BA0 | POWER CABLE EXTENSION 4X16 C CONNECTOR FULL THREAD SIZE 3 MOTION-CONNECT 800PLUS TRAILING TYPE UL/CSA DESINA DMAX=22.3MM LENGTH (M) = TYPE: 6FX8012-5CX28 MODULE SIDE: CRIMPED CONTACTS, CONNECTOR HOUSING INCLUDED LENGTH (M) = 0 + 10 + 0 + 0 | 1991 | TEM | 1 | MC | 11.316 | 1
6FX80125CX281BC0 | POWER CABLE EXTENSION 4X16 C CONNECTOR FULL THREAD SIZE 3 MOTION-CONNECT 800PLUS TRAILING TYPE UL/CSA DESINA DMAX=22.3MM LENGTH (M) = TYPE: 6FX8012-5CX28 MODULE SIDE: CRIMPED CONTACTS, CONNECTOR HOUSING INCLUDED LENGTH (M) = 0 + 10 + 2 + 0 | 2080 | TEM | 1 | MC | 13.196 | 1
6FX80125CX281BE0 | POWER CABLE EXTENSION 4X16 C CONNECTOR FULL THREAD SIZE 3 MOTION-CONNECT 800PLUS TRAILING TYPE UL/CSA DESINA DMAX=22.3MM LENGTH (M) = TYPE: 6FX8012-5CX28 MODULE SIDE: CRIMPED CONTACTS, CONNECTOR HOUSING INCLUDED LENGTH (M) = 0 + 10 + 4 + 0 | 2169 | TEM | 1 | MC | 15.076 | 1
6FX80125CX281BG0 | POWER CABLE EXTENSION 4X16 C CONNECTOR FULL THREAD SIZE 3 MOTION-CONNECT 800PLUS TRAILING TYPE UL/CSA DESINA DMAX=22.3MM LENGTH (M) = TYPE: 6FX8012-5CX28 MODULE SIDE: CRIMPED CONTACTS, CONNECTOR HOUSING INCLUDED LENGTH (M) = 0 + 10 + 6 + 0 | 2258 | TEM | 1 | MC | 16.956 | 1
6FX80125DA051AD0 | POWER CABLE, PREASSEMBLED EXT. 4X1.5+(2X1.5)C, CONNECTOR FULL THREAD SIZE 1 MOTION-CONNECT 800PLUS TRAILING TYPE UL/CSA DESINA DMAX= 12 MM, LENGTH (M) = TYPE: 6FX8012-5DA05 MODULE SIDE: CRIMPED CONTACTS, CONNECTOR HOUSING INCLUDED LENGTH (M) = 0 + 0 + 3 + 0 | 288 | TEM | 1 | MC | 0.93 | 1
6FX80125DA051AF0 | POWER CABLE, PREASSEMBLED EXT. 4X1.5+(2X1.5)C, CONNECTOR FULL THREAD SIZE 1 MOTION-CONNECT 800PLUS TRAILING TYPE UL/CSA DESINA DMAX= 12 MM, LENGTH (M) = TYPE: 6FX8012-5DA05 MODULE SIDE: CRIMPED CONTACTS, CONNECTOR HOUSING INCLUDED LENGTH (M) = 0 + 0 + 5 + 0 | 319 | TEM | 1 | MC | 1.414 | 1
6FX80125DA051BD0 | POWER CABLE, PREASSEMBLED EXT. 4X1.5+(2X1.5)C, CONNECTOR FULL THREAD SIZE 1 MOTION-CONNECT 800PLUS TRAILING TYPE UL/CSA DESINA DMAX= 12 MM, LENGTH (M) = TYPE: 6FX8012-5DA05 MODULE SIDE: CRIMPED CONTACTS, CONNECTOR HOUSING INCLUDED LENGTH (M) = 0 + 10 + 3 + 0 | 443 | TEM | 1 | MC | 3.35 | 1
6FX80125DA051BF0 | POWER CABLE, PREASSEMBLED EXT. 4X1.5+(2X1.5)C, CONNECTOR FULL THREAD SIZE 1 MOTION-CONNECT 800PLUS TRAILING TYPE UL/CSA DESINA DMAX= 12 MM, LENGTH (M) = TYPE: 6FX8012-5DA05 MODULE SIDE: CRIMPED CONTACTS, CONNECTOR HOUSING INCLUDED LENGTH (M) = 0 + 10 + 5 + 0 | 474 | TEM | 1 | MC | 3.834 | 1
6FX80125DA381AG0 | POWER CABLE EXTENSION 4X2.5 + (2X1.5)C C CONNECTOR FULL THREAD SIZE 1.5 MOTION-CONNECT 800PLUS TRAILING TYPE UL/CSA DESINA DMAX=13.8 MM LENGTH (M) = TYPE: 6FX8012-5DA38 MODULE SIDE: CRIMPED CONTACTS, CONNECTOR HOUSING INCLUDED LENGTH (M) = 0 + 0 + 6 + 0 | 490 | TEM | 1 | MC | 2.357 | 1
6FX80125DA381AH0 | POWER CABLE EXTENSION 4X2.5 + (2X1.5)C C CONNECTOR FULL THREAD SIZE 1.5 MOTION-CONNECT 800PLUS TRAILING TYPE UL/CSA DESINA DMAX=13.8 MM LENGTH (M) = TYPE: 6FX8012-5DA38 MODULE SIDE: CRIMPED CONTACTS, CONNECTOR HOUSING INCLUDED LENGTH (M) = 0 + 0 + 7 + 0 | 508 | TEM | 1 | MC | 2.659 | 1
6FX80125DA381BA0 | POWER CABLE EXTENSION 4X2.5 + (2X1.5)C C CONNECTOR FULL THREAD SIZE 1.5 MOTION-CONNECT 800PLUS TRAILING TYPE UL/CSA DESINA DMAX=13.8 MM LENGTH (M) = TYPE: 6FX8012-5DA38 MODULE SIDE: CRIMPED CONTACTS, CONNECTOR HOUSING INCLUDED LENGTH (M) = 0 + 10 + 0 + 0 | 562 | TEM | 1 | MC | 3.565 | 1
6FX80125DA381BB0 | POWER CABLE EXTENSION 4X2.5 + (2X1.5)C C CONNECTOR FULL THREAD SIZE 1.5 MOTION-CONNECT 800PLUS TRAILING TYPE UL/CSA DESINA DMAX=13.8 MM LENGTH (M) = TYPE: 6FX8012-5DA38 MODULE SIDE: CRIMPED CONTACTS, CONNECTOR HOUSING INCLUDED LENGTH (M) = 0 + 10 + 1 + 0 | 579 | TEM | 1 | MC | 3.867 | 1
6FX80125DA381BF0 | POWER CABLE EXTENSION 4X2.5 + (2X1.5)C C CONNECTOR FULL THREAD SIZE 1.5 MOTION-CONNECT 800PLUS TRAILING TYPE UL/CSA DESINA DMAX=13.8 MM LENGTH (M) = TYPE: 6FX8012-5DA38 MODULE SIDE: CRIMPED CONTACTS, CONNECTOR HOUSING INCLUDED LENGTH (M) = 0 + 10 + 5 + 0 | 651 | TEM | 1 | MC | 5.075 | 1
6FX80125DA381BJ0 | POWER CABLE EXTENSION 4X2.5 + (2X1.5)C C CONNECTOR FULL THREAD SIZE 1.5 MOTION-CONNECT 800PLUS TRAILING TYPE UL/CSA DESINA DMAX=13.8 MM LENGTH (M) = TYPE: 6FX8012-5DA38 MODULE SIDE: CRIMPED CONTACTS, CONNECTOR HOUSING INCLUDED LENGTH (M) = 0 + 10 + 8 + 0 | 705 | TEM | 1 | MC | 5.981 | 1
6FX80125DA481AF0 | POWER CABLE EXTENSION 4X4+(2X1.5)C, CONN. SIZE 1.5 CONNECTOR FULL THREAD SIZE 1.5 MOTION-CONNECT 800PLUS TRAILING TYPE UL/CSA DESINA DMAX=15.2 MM LENGTH (M) = TYPE: 6FX8012-5DA48 MODULE SIDE: CRIMPED CONTACTS, CONNECTOR HOUSING INCLUDED LENGTH (M) = 0 + 0 + 5 + 0 | 491 | TEM | 1 | MC | 2.526 | 1
6FX80125DA481BA0 | POWER CABLE EXTENSION 4X4+(2X1.5)C, CONN. SIZE 1.5 CONNECTOR FULL THREAD SIZE 1.5 MOTION-CONNECT 800PLUS TRAILING TYPE UL/CSA DESINA DMAX=15.2 MM LENGTH (M) = TYPE: 6FX8012-5DA48 MODULE SIDE: CRIMPED CONTACTS, CONNECTOR HOUSING INCLUDED LENGTH (M) = 0 + 10 + 0 + 0 | 599 | TEM | 1 | MC | 4.511 | 1
6FX80125DA481BB0 | POWER CABLE EXTENSION 4X4+(2X1.5)C, CONN. SIZE 1.5 CONNECTOR FULL THREAD SIZE 1.5 MOTION-CONNECT 800PLUS TRAILING TYPE UL/CSA DESINA DMAX=15.2 MM LENGTH (M) = TYPE: 6FX8012-5DA48 MODULE SIDE: CRIMPED CONTACTS, CONNECTOR HOUSING INCLUDED LENGTH (M) = 0 + 10 + 1 + 0 | 620 | TEM | 1 | MC | 4.908 | 1
6FX80125DA581AC0 | POWER CABLE, PREASSEMBLED EXT. 4X6 + (2X1.5)C , CONNECTOR FULL THREAD SIZE 1.5 MOTION-CONNECT 800PLUS TRAILING TYPE UL/CSA DESINA DMAX=17.3 MM, LENGTH (M) = TYPE: 6FX8012-5DA58 MODULE SIDE: CRIMPED CONTACTS, CONNECTOR HOUSING INCLUDED LENGTH (M) = 0 + 0 + 2 + 0 | 456 | TEM | 1 | MC | 1.579 | 1
6FX80125DA581BA0 | POWER CABLE, PREASSEMBLED EXT. 4X6 + (2X1.5)C , CONNECTOR FULL THREAD SIZE 1.5 MOTION-CONNECT 800PLUS TRAILING TYPE UL/CSA DESINA DMAX=17.3 MM, LENGTH (M) = TYPE: 6FX8012-5DA58 MODULE SIDE: CRIMPED CONTACTS, CONNECTOR HOUSING INCLUDED LENGTH (M) = 0 + 10 + 0 + 0 | 673 | TEM | 1 | MC | 5.795 | 1
6FX80125DA581BE0 | POWER CABLE, PREASSEMBLED EXT. 4X6 + (2X1.5)C , CONNECTOR FULL THREAD SIZE 1.5 MOTION-CONNECT 800PLUS TRAILING TYPE UL/CSA DESINA DMAX=17.3 MM, LENGTH (M) = TYPE: 6FX8012-5DA58 MODULE SIDE: CRIMPED CONTACTS, CONNECTOR HOUSING INCLUDED LENGTH (M) = 0 + 10 + 4 + 0 | 781 | TEM | 1 | MC | 7.903 | 1
6FX80125DN011AF0 | POWER CABLE, PREASSEMBLED TYPE: 6FX8012-5DN01 4X1,5 + (2X1.5)C C, CONNECTOR SPEED CONNECT SIZE 1 FOR SINAMICS S120 MOTOR MODULE MOTION-CONNECT 800PLUS TRAILING TYPE UL/CSA DESINA ENCLOSED CONNECTOR ON THE MODULE SIDE DMAX= 12 MM, LENGTH (M) = 0 + 0 + 5 + 0 | 346 | TEM | 1 | MC | 1.468 | 1
6FX80125DN011AK5 | POWER CABLE, PREASSEMBLED TYPE: 6FX8012-5DN01 4X1,5 + (2X1.5)C C, CONNECTOR SPEED CONNECT SIZE 1 FOR SINAMICS S120 MOTOR MODULE MOTION-CONNECT 800PLUS TRAILING TYPE UL/CSA DESINA ENCLOSED CONNECTOR ON THE MODULE SIDE DMAX= 12 MM, LENGTH (M) = 0 + 0 + 9 + 0,5 | 427 | TEM | 1 | MC | 2.557 | 1
6FX80125DN011BB5 | POWER CABLE, PREASSEMBLED TYPE: 6FX8012-5DN01 4X1,5 + (2X1.5)C C, CONNECTOR SPEED CONNECT SIZE 1 FOR SINAMICS S120 MOTOR MODULE MOTION-CONNECT 800PLUS TRAILING TYPE UL/CSA DESINA ENCLOSED CONNECTOR ON THE MODULE SIDE DMAX= 12 MM, LENGTH (M) = 0 + 10 + 1 + 0,5 | 459 | TEM | 1 | MC | 3.041 | 1
6FX80125DN011BC0 | POWER CABLE, PREASSEMBLED TYPE: 6FX8012-5DN01 4X1,5 + (2X1.5)C C, CONNECTOR SPEED CONNECT SIZE 1 FOR SINAMICS S120 MOTOR MODULE MOTION-CONNECT 800PLUS TRAILING TYPE UL/CSA DESINA ENCLOSED CONNECTOR ON THE MODULE SIDE DMAX= 12 MM, LENGTH (M) = 0 + 10 + 2 + 0 | 459 | TEM | 1 | MC | 3.162 | 1
6FX80125DN011FD0 | POWER CABLE, PREASSEMBLED TYPE: 6FX8012-5DN01 4X1,5 + (2X1.5)C C, CONNECTOR SPEED CONNECT SIZE 1 FOR SINAMICS S120 MOTOR MODULE MOTION-CONNECT 800PLUS TRAILING TYPE UL/CSA DESINA ENCLOSED CONNECTOR ON THE MODULE SIDE DMAX= 12 MM, LENGTH (M) = 0 + 50 + 3 + 0 | 1122 | TEM | 1 | MC | 13.084 | 1
6FX80125DN201AF0 | POWER CABLE, PREASSEMBLED 4X1.5+(2X1.5)C C, CONNECTOR SPEED CONNECT GR. 0.5 FOR SINAMICS MOTOR MODULE MOTION-CONNECT 800PLUS TRAILING TYPE UL/CSA DESINA DMAX= 12 MM, LENGTH (M) = TYPE: 6FX8012-5DN20 MODULE SIDE: CRIMPED CONTACTS, CONNECTOR HOUSING INCLUDED LENGTH (M) = + 0 + 0 5 + 0 | 318 | TEM | 1 | MC | 1.429 | 1
6FX80125DN311AF0 | POWER CABLE PREASSEMBLED 4X2.5 + (2X1.5)C C, CONNECTOR SPEED-CONNECT SIZE 1.5 FOR SINAMICS S120 MOTOR MODULE BOOKSIZE MOTION-CONNECT 800PLUS TRAILING TYPE UL/CSA DESINA DMAX=13.8 MM LENGTH (M) = TYPE: 6FX8012-5DN31 MODULE SIDE: CRIMPED CONTACTS, CONNECTOR HOUSING INCLUDED LENGTH (M) = + 0 + 0 + 5 + 0 | 432 | TEM | 1 | MC | 1.978 | 1
6FX80125DN311FD0 | POWER CABLE PREASSEMBLED 4X2.5 + (2X1.5)C C, CONNECTOR SPEED-CONNECT SIZE 1.5 FOR SINAMICS S120 MOTOR MODULE BOOKSIZE MOTION-CONNECT 800PLUS TRAILING TYPE UL/CSA DESINA DMAX=13.8 MM LENGTH (M) = TYPE: 6FX8012-5DN31 MODULE SIDE: CRIMPED CONTACTS, CONNECTOR HOUSING INCLUDED LENGTH (M) = + 0 + 50 + 3 + 0 | 1330 | TEM | 1 | MC | 16.474 | 1
6FX80125DN411AD0 | POWER CABLE PREASSEMBLED 4X4 + (2X1.5)C C, CONNECTOR SPEED-CONNECT SIZE 1.5 FOR SINAMICS S120 MOTOR MODULE MOTION-CONNECT 800PLUS TRAILING TYPE, UL/CSA, DESINA DMAX=15.2 MM LENGTH (M) = TYPE: 6FX8012-5DN41 MODULE SIDE: CRIMPED CONTACTS, CONNECTOR HOUSING INCLUDED LENGTH (M) = + 0 + 0 + 3 + 0 | 406 | TEM | 1 | MC | 1.643 | 1
6FX80125DN411AD5 | POWER CABLE PREASSEMBLED 4X4 + (2X1.5)C C, CONNECTOR SPEED-CONNECT SIZE 1.5 FOR SINAMICS S120 MOTOR MODULE MOTION-CONNECT 800PLUS TRAILING TYPE, UL/CSA, DESINA DMAX=15.2 MM LENGTH (M) = TYPE: 6FX8012-5DN41 MODULE SIDE: CRIMPED CONTACTS, CONNECTOR HOUSING INCLUDED LENGTH (M) = + 0 + 0 + 3 + 0,5 | 429 | TEM | 1 | MC | 1.841 | 1
6FX80125DN411AE0 | POWER CABLE PREASSEMBLED 4X4 + (2X1.5)C C, CONNECTOR SPEED-CONNECT SIZE 1.5 FOR SINAMICS S120 MOTOR MODULE MOTION-CONNECT 800PLUS TRAILING TYPE, UL/CSA, DESINA DMAX=15.2 MM LENGTH (M) = TYPE: 6FX8012-5DN41 MODULE SIDE: CRIMPED CONTACTS, CONNECTOR HOUSING INCLUDED LENGTH (M) = + 0 + 0 + 4 + 0 | 429 | TEM | 1 | MC | 2.04 | 1
6FX80125DS011AF0 | POWER CABLE, PREASSEMBLED TYPE: 6FX8012-5DS01 (1FT/1FK TO SINAMICS) 4X1.5+(2X1.5)C, CONNECTOR SIZE 1/1.5 MM2 TRAILING TYPE, UL/CSA DESINA MOTION-CONNECT 800, MODULE SIDE: CRIMPED CONTACTS, CONNECTOR HOUSING INCLUDED DMAX = 12.9 MM, LENGTH (M)= 0 + 0 + 5 + 0 | 346 | TEM | 1 | MC | 1.468 | 1
6FX80125DS011AG0 | POWER CABLE, PREASSEMBLED TYPE: 6FX8012-5DS01 (1FT/1FK TO SINAMICS) 4X1.5+(2X1.5)C, CONNECTOR SIZE 1/1.5 MM2 TRAILING TYPE, UL/CSA DESINA MOTION-CONNECT 800, MODULE SIDE: CRIMPED CONTACTS, CONNECTOR HOUSING INCLUDED DMAX = 12.9 MM, LENGTH (M)= 0 + 0 + 6 + 0 | 362 | TEM | 1 | MC | 1.71 | 1
6FX80125DS011AH0 | POWER CABLE, PREASSEMBLED TYPE: 6FX8012-5DS01 (1FT/1FK TO SINAMICS) 4X1.5+(2X1.5)C, CONNECTOR SIZE 1/1.5 MM2 TRAILING TYPE, UL/CSA DESINA MOTION-CONNECT 800, MODULE SIDE: CRIMPED CONTACTS, CONNECTOR HOUSING INCLUDED DMAX = 12.9 MM, LENGTH (M)= 0 + 0 + 7 + 0 | 379 | TEM | 1 | MC | 1.952 | 1
6FX80125DS011AJ0 | POWER CABLE, PREASSEMBLED TYPE: 6FX8012-5DS01 (1FT/1FK TO SINAMICS) 4X1.5+(2X1.5)C, CONNECTOR SIZE 1/1.5 MM2 TRAILING TYPE, UL/CSA DESINA MOTION-CONNECT 800, MODULE SIDE: CRIMPED CONTACTS, CONNECTOR HOUSING INCLUDED DMAX = 12.9 MM, LENGTH (M)= 0 + 0 + 8 + 0 | 395 | TEM | 1 | MC | 2.194 | 1
6FX80125DS011AK0 | POWER CABLE, PREASSEMBLED TYPE: 6FX8012-5DS01 (1FT/1FK TO SINAMICS) 4X1.5+(2X1.5)C, CONNECTOR SIZE 1/1.5 MM2 TRAILING TYPE, UL/CSA DESINA MOTION-CONNECT 800, MODULE SIDE: CRIMPED CONTACTS, CONNECTOR HOUSING INCLUDED DMAX = 12.9 MM, LENGTH (M)= 0 + 0 + 9 + 0 | 411 | TEM | 1 | MC | 2.436 | 1
6FX80125DS011BA0 | POWER CABLE, PREASSEMBLED TYPE: 6FX8012-5DS01 (1FT/1FK TO SINAMICS) 4X1.5+(2X1.5)C, CONNECTOR SIZE 1/1.5 MM2 TRAILING TYPE, UL/CSA DESINA MOTION-CONNECT 800, MODULE SIDE: CRIMPED CONTACTS, CONNECTOR HOUSING INCLUDED DMAX = 12.9 MM, LENGTH (M)= 0 + 10 + 0 + 0 | 427 | TEM | 1 | MC | 2.678 | 1
6FX80125DS011BB0 | POWER CABLE, PREASSEMBLED TYPE: 6FX8012-5DS01 (1FT/1FK TO SINAMICS) 4X1.5+(2X1.5)C, CONNECTOR SIZE 1/1.5 MM2 TRAILING TYPE, UL/CSA DESINA MOTION-CONNECT 800, MODULE SIDE: CRIMPED CONTACTS, CONNECTOR HOUSING INCLUDED DMAX = 12.9 MM, LENGTH (M)= 0 + 10 + 1 + 0 | 443 | TEM | 1 | MC | 2.92 | 1
6FX80125DS011BC0 | POWER CABLE, PREASSEMBLED TYPE: 6FX8012-5DS01 (1FT/1FK TO SINAMICS) 4X1.5+(2X1.5)C, CONNECTOR SIZE 1/1.5 MM2 TRAILING TYPE, UL/CSA DESINA MOTION-CONNECT 800, MODULE SIDE: CRIMPED CONTACTS, CONNECTOR HOUSING INCLUDED DMAX = 12.9 MM, LENGTH (M)= 0 + 10 + 2 + 0 | 459 | TEM | 1 | MC | 3.162 | 1
6FX80125DS011BC8 | POWER CABLE, PREASSEMBLED TYPE: 6FX8012-5DS01 (1FT/1FK TO SINAMICS) 4X1.5+(2X1.5)C, CONNECTOR SIZE 1/1.5 MM2 TRAILING TYPE, UL/CSA DESINA MOTION-CONNECT 800, MODULE SIDE: CRIMPED CONTACTS, CONNECTOR HOUSING INCLUDED DMAX = 12.9 MM, LENGTH (M)= 0 + 10 + 2 + 0,8 | 475 | TEM | 1 | MC | 3.356 | 1
6FX80125DS011BF0 | POWER CABLE, PREASSEMBLED TYPE: 6FX8012-5DS01 (1FT/1FK TO SINAMICS) 4X1.5+(2X1.5)C, CONNECTOR SIZE 1/1.5 MM2 TRAILING TYPE, UL/CSA DESINA MOTION-CONNECT 800, MODULE SIDE: CRIMPED CONTACTS, CONNECTOR HOUSING INCLUDED DMAX = 12.9 MM, LENGTH (M)= 0 + 10 + 5 + 0 | 508 | TEM | 1 | MC | 3.888 | 1
6FX80125DS011BG0 | POWER CABLE, PREASSEMBLED TYPE: 6FX8012-5DS01 (1FT/1FK TO SINAMICS) 4X1.5+(2X1.5)C, CONNECTOR SIZE 1/1.5 MM2 TRAILING TYPE, UL/CSA DESINA MOTION-CONNECT 800, MODULE SIDE: CRIMPED CONTACTS, CONNECTOR HOUSING INCLUDED DMAX = 12.9 MM, LENGTH (M)= 0 + 10 + 6 + 0 | 524 | TEM | 1 | MC | 4.13 | 1
6FX80125DS011BH0 | POWER CABLE, PREASSEMBLED TYPE: 6FX8012-5DS01 (1FT/1FK TO SINAMICS) 4X1.5+(2X1.5)C, CONNECTOR SIZE 1/1.5 MM2 TRAILING TYPE, UL/CSA DESINA MOTION-CONNECT 800, MODULE SIDE: CRIMPED CONTACTS, CONNECTOR HOUSING INCLUDED DMAX = 12.9 MM, LENGTH (M)= 0 + 10 + 7 + 0 | 540 | TEM | 1 | MC | 4.372 | 1
6FX80125DS011BJ0 | POWER CABLE, PREASSEMBLED TYPE: 6FX8012-5DS01 (1FT/1FK TO SINAMICS) 4X1.5+(2X1.5)C, CONNECTOR SIZE 1/1.5 MM2 TRAILING TYPE, UL/CSA DESINA MOTION-CONNECT 800, MODULE SIDE: CRIMPED CONTACTS, CONNECTOR HOUSING INCLUDED DMAX = 12.9 MM, LENGTH (M)= 0 + 10 + 8 + 0 | 556 | TEM | 1 | MC | 4.614 | 1
6FX80125DS011CA0 | POWER CABLE, PREASSEMBLED TYPE: 6FX8012-5DS01 (1FT/1FK TO SINAMICS) 4X1.5+(2X1.5)C, CONNECTOR SIZE 1/1.5 MM2 TRAILING TYPE, UL/CSA DESINA MOTION-CONNECT 800, MODULE SIDE: CRIMPED CONTACTS, CONNECTOR HOUSING INCLUDED DMAX = 12.9 MM, LENGTH (M)= 0 + 20 + 0 + 0 | 588 | TEM | 1 | MC | 5.098 | 1
6FX80125DS011CD0 | POWER CABLE, PREASSEMBLED TYPE: 6FX8012-5DS01 (1FT/1FK TO SINAMICS) 4X1.5+(2X1.5)C, CONNECTOR SIZE 1/1.5 MM2 TRAILING TYPE, UL/CSA DESINA MOTION-CONNECT 800, MODULE SIDE: CRIMPED CONTACTS, CONNECTOR HOUSING INCLUDED DMAX = 12.9 MM, LENGTH (M)= 0 + 20 + 3 + 0 | 636 | TEM | 1 | MC | 5.824 | 1
6FX80125DS011CF0 | POWER CABLE, PREASSEMBLED TYPE: 6FX8012-5DS01 (1FT/1FK TO SINAMICS) 4X1.5+(2X1.5)C, CONNECTOR SIZE 1/1.5 MM2 TRAILING TYPE, UL/CSA DESINA MOTION-CONNECT 800, MODULE SIDE: CRIMPED CONTACTS, CONNECTOR HOUSING INCLUDED DMAX = 12.9 MM, LENGTH (M)= 0 + 20 + 5 + 0 | 669 | TEM | 1 | MC | 6.308 | 1
6FX80125DS011CJ0 | POWER CABLE, PREASSEMBLED TYPE: 6FX8012-5DS01 (1FT/1FK TO SINAMICS) 4X1.5+(2X1.5)C, CONNECTOR SIZE 1/1.5 MM2 TRAILING TYPE, UL/CSA DESINA MOTION-CONNECT 800, MODULE SIDE: CRIMPED CONTACTS, CONNECTOR HOUSING INCLUDED DMAX = 12.9 MM, LENGTH (M)= 0 + 20 + 8 + 0 | 717 | TEM | 1 | MC | 7.034 | 1
6FX80125DS011DA0 | POWER CABLE, PREASSEMBLED TYPE: 6FX8012-5DS01 (1FT/1FK TO SINAMICS) 4X1.5+(2X1.5)C, CONNECTOR SIZE 1/1.5 MM2 TRAILING TYPE, UL/CSA DESINA MOTION-CONNECT 800, MODULE SIDE: CRIMPED CONTACTS, CONNECTOR HOUSING INCLUDED DMAX = 12.9 MM, LENGTH (M)= 0 + 30 + 0 + 0 | 750 | TEM | 1 | MC | 7.518 | 1
6FX80125DS011DD0 | POWER CABLE, PREASSEMBLED TYPE: 6FX8012-5DS01 (1FT/1FK TO SINAMICS) 4X1.5+(2X1.5)C, CONNECTOR SIZE 1/1.5 MM2 TRAILING TYPE, UL/CSA DESINA MOTION-CONNECT 800, MODULE SIDE: CRIMPED CONTACTS, CONNECTOR HOUSING INCLUDED DMAX = 12.9 MM, LENGTH (M)= 0 + 30 + 3 + 0 | 799 | TEM | 1 | MC | 8.244 | 1
6FX80125DS011FA0 | POWER CABLE, PREASSEMBLED TYPE: 6FX8012-5DS01 (1FT/1FK TO SINAMICS) 4X1.5+(2X1.5)C, CONNECTOR SIZE 1/1.5 MM2 TRAILING TYPE, UL/CSA DESINA MOTION-CONNECT 800, MODULE SIDE: CRIMPED CONTACTS, CONNECTOR HOUSING INCLUDED DMAX = 12.9 MM, LENGTH (M)= 0 + 50 + 0 + 0 | 1075 | TEM | 1 | MC | 12.358 | 1
6FX80125DS311AF0 | POWER CABLE, PREASSEMBLED TYPE: 6FX8012-5DS31 (1FT/1FK TO SINAMICS) 4X2,5 + ( 2X 1,5 ) C CONNECTOR SIZE 1.5/2.5 MM2 TRAILING TYPE, UL/CSA DESINA MOTION-CONNECT 800, MODULE SIDE: CRIMPED CONTACTS, CONNECTOR HOUSING INCLUDED DMAX = 14.2 MM, LENGTH (M)= 0 + 0 + 5 + 0 | 432 | TEM | 1 | MC | 1.978 | 1
6FX80125DS311AG0 | POWER CABLE, PREASSEMBLED TYPE: 6FX8012-5DS31 (1FT/1FK TO SINAMICS) 4X2,5 + ( 2X 1,5 ) C CONNECTOR SIZE 1.5/2.5 MM2 TRAILING TYPE, UL/CSA DESINA MOTION-CONNECT 800, MODULE SIDE: CRIMPED CONTACTS, CONNECTOR HOUSING INCLUDED DMAX = 14.2 MM, LENGTH (M)= 0 + 0 + 6 + 0 | 450 | TEM | 1 | MC | 2.28 | 1
6FX80125DS311AH0 | POWER CABLE, PREASSEMBLED TYPE: 6FX8012-5DS31 (1FT/1FK TO SINAMICS) 4X2,5 + ( 2X 1,5 ) C CONNECTOR SIZE 1.5/2.5 MM2 TRAILING TYPE, UL/CSA DESINA MOTION-CONNECT 800, MODULE SIDE: CRIMPED CONTACTS, CONNECTOR HOUSING INCLUDED DMAX = 14.2 MM, LENGTH (M)= 0 + 0 + 7 + 0 | 469 | TEM | 1 | MC | 2.582 | 1
6FX80125DS311CA0 | POWER CABLE, PREASSEMBLED TYPE: 6FX8012-5DS31 (1FT/1FK TO SINAMICS) 4X2,5 + ( 2X 1,5 ) C CONNECTOR SIZE 1.5/2.5 MM2 TRAILING TYPE, UL/CSA DESINA MOTION-CONNECT 800, MODULE SIDE: CRIMPED CONTACTS, CONNECTOR HOUSING INCLUDED DMAX = 14.2 MM, LENGTH (M)= 0 + 20 + 0 + 0 | 712 | TEM | 1 | MC | 6.508 | 1
6FX80125DS311CG0 | POWER CABLE, PREASSEMBLED TYPE: 6FX8012-5DS31 (1FT/1FK TO SINAMICS) 4X2,5 + ( 2X 1,5 ) C CONNECTOR SIZE 1.5/2.5 MM2 TRAILING TYPE, UL/CSA DESINA MOTION-CONNECT 800, MODULE SIDE: CRIMPED CONTACTS, CONNECTOR HOUSING INCLUDED DMAX = 14.2 MM, LENGTH (M)= 0 + 20 + 6 + 0 | 824 | TEM | 1 | MC | 8.32 | 1
6FX80125DS311DC0 | POWER CABLE, PREASSEMBLED TYPE: 6FX8012-5DS31 (1FT/1FK TO SINAMICS) 4X2,5 + ( 2X 1,5 ) C CONNECTOR SIZE 1.5/2.5 MM2 TRAILING TYPE, UL/CSA DESINA MOTION-CONNECT 800, MODULE SIDE: CRIMPED CONTACTS, CONNECTOR HOUSING INCLUDED DMAX = 14.2 MM, LENGTH (M)= 0 + 30 + 2 + 0 | 937 | TEM | 1 | MC | 10.132 | 1
6FX80125DS311DG0 | POWER CABLE, PREASSEMBLED TYPE: 6FX8012-5DS31 (1FT/1FK TO SINAMICS) 4X2,5 + ( 2X 1,5 ) C CONNECTOR SIZE 1.5/2.5 MM2 TRAILING TYPE, UL/CSA DESINA MOTION-CONNECT 800, MODULE SIDE: CRIMPED CONTACTS, CONNECTOR HOUSING INCLUDED DMAX = 14.2 MM, LENGTH (M)= 0 + 30 + 6 + 0 | 1012 | TEM | 1 | MC | 11.34 | 1
6FX80125DS411AH0 | POWER CABLE, PREASSEMBLED TYPE: 6FX8012-5DS41 4X4 + (2X1.5)C C, CONNECTOR FULL THREAD SIZE 1.5 FOR SINAMICS S120 MOTOR MODULE MOTION-CONNECT 800PLUS TRAILING TYPE UL/CSA DESINA MODULE SIDE: CRIMPED CONTACTS, CONNECTOR HOUSING INCLUDED DMAX=15.2 MM, LENGTH (M)= 0 + 0 + 7 + 0 | 497 | TEM | 1 | MC | 3.231 | 1
6FX80125DS511AF0 | POWER CABLE, PREASSEMBLED TYPE: 6FX8012-5DS51 (1FT/1FK TO SINAMICS) 4X6+(2X1.5) C, CONNECTOR SIZE 1.5/6 MM2 TRAILING TYPE, UL/CSA DESINA MOTION-CONNECT 800, MODULE SIDE: CRIMPED CONTACTS, CONNECTOR HOUSING INCLUDED DMAX = 17.8 MM, LENGTH (M)= 0 + 0 + 5 + 0 | 486 | TEM | 1 | MC | 3.026 | 1
6FX80125DS511AG0 | POWER CABLE, PREASSEMBLED TYPE: 6FX8012-5DS51 (1FT/1FK TO SINAMICS) 4X6+(2X1.5) C, CONNECTOR SIZE 1.5/6 MM2 TRAILING TYPE, UL/CSA DESINA MOTION-CONNECT 800, MODULE SIDE: CRIMPED CONTACTS, CONNECTOR HOUSING INCLUDED DMAX = 17.8 MM, LENGTH (M)= 0 + 0 + 6 + 0 | 515 | TEM | 1 | MC | 3.553 | 1
6FX80125DS511AH0 | POWER CABLE, PREASSEMBLED TYPE: 6FX8012-5DS51 (1FT/1FK TO SINAMICS) 4X6+(2X1.5) C, CONNECTOR SIZE 1.5/6 MM2 TRAILING TYPE, UL/CSA DESINA MOTION-CONNECT 800, MODULE SIDE: CRIMPED CONTACTS, CONNECTOR HOUSING INCLUDED DMAX = 17.8 MM, LENGTH (M)= 0 + 0 + 7 + 0 | 543 | TEM | 1 | MC | 4.08 | 1
6FX80125DS511BA0 | POWER CABLE, PREASSEMBLED TYPE: 6FX8012-5DS51 (1FT/1FK TO SINAMICS) 4X6+(2X1.5) C, CONNECTOR SIZE 1.5/6 MM2 TRAILING TYPE, UL/CSA DESINA MOTION-CONNECT 800, MODULE SIDE: CRIMPED CONTACTS, CONNECTOR HOUSING INCLUDED DMAX = 17.8 MM, LENGTH (M)= 0 + 10 + 0 + 0 | 628 | TEM | 1 | MC | 5.661 | 1
6FX80125DS611DB0 | POWER CABLE, PREASSEMBLED TYPE: 6FX8012-5DS61 (1FT/1FK TO SINAMICS) 4X10+(2X1.5) C, CONNECTOR SIZE 1.5/10 MM2 TRAILING TYPE, UL/CSA DESINA MOTION-CONNECT 800, MODULE SIDE: CRIMPED CONTACTS, CONNECTOR HOUSING INCLUDED DMAX = 20.8 MM, LENGTH (M)= 0 + 30 + 1 + 0 | 1595 | TEM | 1 | MC | 24.607 | 1
6FX80125DX281AD0 | POWER CABLE EXTENSION 4X16 + (2X1.5)C C CONNECTOR FULL THREAD SIZE 3 MOTION-CONNECT 800PLUS TRAILING TYPE UL/CSA DESINA DMAX=23.8 MM LENGTH (M) = TYPE: 6FX8012-5DX28 MODULE SIDE: CRIMPED CONTACTS, CONNECTOR HOUSING INCLUDED LENGTH (M) = 0 + 0 + 3 + 0 | 1790 | TEM | 1 | MC | 5.115 | 1
6FX80125DX281AH0 | POWER CABLE EXTENSION 4X16 + (2X1.5)C C CONNECTOR FULL THREAD SIZE 3 MOTION-CONNECT 800PLUS TRAILING TYPE UL/CSA DESINA DMAX=23.8 MM LENGTH (M) = TYPE: 6FX8012-5DX28 MODULE SIDE: CRIMPED CONTACTS, CONNECTOR HOUSING INCLUDED LENGTH (M) = 0 + 0 + 7 + 0 | 2004 | TEM | 1 | MC | 9.303 | 1
6FX80125DX281BD0 | POWER CABLE EXTENSION 4X16 + (2X1.5)C C CONNECTOR FULL THREAD SIZE 3 MOTION-CONNECT 800PLUS TRAILING TYPE UL/CSA DESINA DMAX=23.8 MM LENGTH (M) = TYPE: 6FX8012-5DX28 MODULE SIDE: CRIMPED CONTACTS, CONNECTOR HOUSING INCLUDED LENGTH (M) = 0 + 10 + 3 + 0 | 2324 | TEM | 1 | MC | 15.585 | 1
6FX80125DX281BE0 | POWER CABLE EXTENSION 4X16 + (2X1.5)C C CONNECTOR FULL THREAD SIZE 3 MOTION-CONNECT 800PLUS TRAILING TYPE UL/CSA DESINA DMAX=23.8 MM LENGTH (M) = TYPE: 6FX8012-5DX28 MODULE SIDE: CRIMPED CONTACTS, CONNECTOR HOUSING INCLUDED LENGTH (M) = 0 + 10 + 4 + 0 | 2378 | TEM | 1 | MC | 16.632 | 1
6FX80125DX381AH0 | POWER CABLE EXTENSION 4X25 + (2X1.5)C C CONNECTOR FULL THREAD SIZE 3 MOTION-CONNECT 800PLUS TRAILING TYPE UL/CSA DESINA DMAX=27,6 MM LENGTH (M) = TYPE: 6FX8012-5DX38 MODULE SIDE: CRIMPED CONTACTS, CONNECTOR HOUSING INCLUDED LENGTH (M) = 0 + 0 + 7 + 0 | 2628 | TEM | 1 | MC | 12.544 | 1
6FX80125DX381AK0 | POWER CABLE EXTENSION 4X25 + (2X1.5)C C CONNECTOR FULL THREAD SIZE 3 MOTION-CONNECT 800PLUS TRAILING TYPE UL/CSA DESINA DMAX=27,6 MM LENGTH (M) = TYPE: 6FX8012-5DX38 MODULE SIDE: CRIMPED CONTACTS, CONNECTOR HOUSING INCLUDED LENGTH (M) = 0 + 0 + 9 + 0 | 2809 | TEM | 1 | MC | 15.564 | 1
6FX80125DX381BC0 | POWER CABLE EXTENSION 4X25 + (2X1.5)C C CONNECTOR FULL THREAD SIZE 3 MOTION-CONNECT 800PLUS TRAILING TYPE UL/CSA DESINA DMAX=27,6 MM LENGTH (M) = TYPE: 6FX8012-5DX38 MODULE SIDE: CRIMPED CONTACTS, CONNECTOR HOUSING INCLUDED LENGTH (M) = 0 + 10 + 2 + 0 | 3084 | TEM | 1 | MC | 20.094 | 1
6FX80125DX381BD0 | POWER CABLE EXTENSION 4X25 + (2X1.5)C C CONNECTOR FULL THREAD SIZE 3 MOTION-CONNECT 800PLUS TRAILING TYPE UL/CSA DESINA DMAX=27,6 MM LENGTH (M) = TYPE: 6FX8012-5DX38 MODULE SIDE: CRIMPED CONTACTS, CONNECTOR HOUSING INCLUDED LENGTH (M) = 0 + 10 + 3 + 0 | 3176 | TEM | 1 | MC | 21.604 | 1
6FX80125DX381BE0 | POWER CABLE EXTENSION 4X25 + (2X1.5)C C CONNECTOR FULL THREAD SIZE 3 MOTION-CONNECT 800PLUS TRAILING TYPE UL/CSA DESINA DMAX=27,6 MM LENGTH (M) = TYPE: 6FX8012-5DX38 MODULE SIDE: CRIMPED CONTACTS, CONNECTOR HOUSING INCLUDED LENGTH (M) = 0 + 10 + 4 + 0 | 3266 | TEM | 1 | MC | 23.114 | 1
6FX80125DX381DA0 | POWER CABLE EXTENSION 4X25 + (2X1.5)C C CONNECTOR FULL THREAD SIZE 3 MOTION-CONNECT 800PLUS TRAILING TYPE UL/CSA DESINA DMAX=27,6 MM LENGTH (M) = TYPE: 6FX8012-5DX38 MODULE SIDE: CRIMPED CONTACTS, CONNECTOR HOUSING INCLUDED LENGTH (M) = 0 + 30 + 0 + 0 | 4742 | TEM | 1 | MC | 47.274 | 1
6FX80125DX481AD0 | POWER CABLE, PREASSEMBLED EXT. 4X35+(2X1.5) C, CONN. SIZE 3 (1FT/1FK TO 611/810D/SIMOVERT) TRAILING TYPE UL/CSA DESINA MOTION CONNECT 800 DMAX=32.0 MM, TYPE: 6FX8012-5DX48 MODULE SIDE: CRIMPED CONTACTS, CONNECTOR HOUSING INCLUDED LENGTH (M) = 0 + 0 + 3 + 0 | 2393 | TEM | 1 | MC | 7.974 | 1
6FX80125DX481CA0 | POWER CABLE, PREASSEMBLED EXT. 4X35+(2X1.5) C, CONN. SIZE 3 (1FT/1FK TO 611/810D/SIMOVERT) TRAILING TYPE UL/CSA DESINA MOTION CONNECT 800 DMAX=32.0 MM, TYPE: 6FX8012-5DX48 MODULE SIDE: CRIMPED CONTACTS, CONNECTOR HOUSING INCLUDED LENGTH (M) = 0 + 20 + 0 + 0 | 4351 | TEM | 1 | MC | 41.974 | 1
6FX80422CA311AH0 | SIGNAL CABLE, PREASSEMBLED, FOR INCR.ENCODER WITH C/D TRACKS IN MOTOR 3X(2X0.14)C + 4X0,14 + 2X0.5 + 4X0.22 C WITH FULL THREAD CONNECTOR M23 MOTION CONNECT 800PLUS TRAILING TYPE UL/CSA DESINA DMAX = 9.8 MM, LENGTH (M) = TYPE: 6FX8042-2CA31 MOTOR SIDE: CRIMPED CONTACTS, CONNECTOR HOUSING INCLUDED LENGTH (M) = + 0 + 0 + 7 + 0 | 210 | TEM | 1 | MC | 0.721 | 1
6FX80422CA311BA0 | SIGNAL CABLE, PREASSEMBLED, FOR INCR.ENCODER WITH C/D TRACKS IN MOTOR 3X(2X0.14)C + 4X0,14 + 2X0.5 + 4X0.22 C WITH FULL THREAD CONNECTOR M23 MOTION CONNECT 800PLUS TRAILING TYPE UL/CSA DESINA DMAX = 9.8 MM, LENGTH (M) = TYPE: 6FX8042-2CA31 MOTOR SIDE: CRIMPED CONTACTS, CONNECTOR HOUSING INCLUDED LENGTH (M) = + 0 + 10 + 0 + 0 | 240 | TEM | 1 | MC | 0.991 | 1
6FX80422CA311BF0 | SIGNAL CABLE, PREASSEMBLED, FOR INCR.ENCODER WITH C/D TRACKS IN MOTOR 3X(2X0.14)C + 4X0,14 + 2X0.5 + 4X0.22 C WITH FULL THREAD CONNECTOR M23 MOTION CONNECT 800PLUS TRAILING TYPE UL/CSA DESINA DMAX = 9.8 MM, LENGTH (M) = TYPE: 6FX8042-2CA31 MOTOR SIDE: CRIMPED CONTACTS, CONNECTOR HOUSING INCLUDED LENGTH (M) = + 0 + 10 + 5 + 0 | 291 | TEM | 1 | MC | 1.441 | 1
6FX80422CA311CF0 | SIGNAL CABLE, PREASSEMBLED, FOR INCR.ENCODER WITH C/D TRACKS IN MOTOR 3X(2X0.14)C + 4X0,14 + 2X0.5 + 4X0.22 C WITH FULL THREAD CONNECTOR M23 MOTION CONNECT 800PLUS TRAILING TYPE UL/CSA DESINA DMAX = 9.8 MM, LENGTH (M) = TYPE: 6FX8042-2CA31 MOTOR SIDE: CRIMPED CONTACTS, CONNECTOR HOUSING INCLUDED LENGTH (M) = + 0 + 20 + 5 + 0 | 392 | TEM | 1 | MC | 2.341 | 1
6FX80422CA311DA0 | SIGNAL CABLE, PREASSEMBLED, FOR INCR.ENCODER WITH C/D TRACKS IN MOTOR 3X(2X0.14)C + 4X0,14 + 2X0.5 + 4X0.22 C WITH FULL THREAD CONNECTOR M23 MOTION CONNECT 800PLUS TRAILING TYPE UL/CSA DESINA DMAX = 9.8 MM, LENGTH (M) = TYPE: 6FX8042-2CA31 MOTOR SIDE: CRIMPED CONTACTS, CONNECTOR HOUSING INCLUDED LENGTH (M) = + 0 + 30 + 0 + 0 | 442 | TEM | 1 | MC | 2.791 | 1
6FX80422CA341AB5 | SIGNAL CABLE, EXTENSION FOR BASE -2CA31-2CA80 OR -2CA 88 3X(2X0.14)C + 4X0,14 + 2X0.5 + 4X0.22 C WITH FULL THREAD CONNECTOR M23 MOTION CONNECT 800PLUS TRAILING TYPE, UL/CSA DESINA DMAX = 9.8 MM LENGTH = TYPE: 6FX8042-2CA34 MOTOR SIDE: CRIMPED CONTACTS, CONNECTOR HOUSING INCLUDED LENGTH (M) = 0 + 0 + 1 + 0,5 | 180 | TEM | 1 | MC | 0.39 | 1
6FX80422CA341AE0 | SIGNAL CABLE, EXTENSION FOR BASE -2CA31-2CA80 OR -2CA 88 3X(2X0.14)C + 4X0,14 + 2X0.5 + 4X0.22 C WITH FULL THREAD CONNECTOR M23 MOTION CONNECT 800PLUS TRAILING TYPE, UL/CSA DESINA DMAX = 9.8 MM LENGTH = TYPE: 6FX8042-2CA34 MOTOR SIDE: CRIMPED CONTACTS, CONNECTOR HOUSING INCLUDED LENGTH (M) = 0 + 0 + 4 + 0 | 200 | TEM | 1 | MC | 0.737 | 1
6FX80422CA341AF0 | SIGNAL CABLE, EXTENSION FOR BASE -2CA31-2CA80 OR -2CA 88 3X(2X0.14)C + 4X0,14 + 2X0.5 + 4X0.22 C WITH FULL THREAD CONNECTOR M23 MOTION CONNECT 800PLUS TRAILING TYPE, UL/CSA DESINA DMAX = 9.8 MM LENGTH = TYPE: 6FX8042-2CA34 MOTOR SIDE: CRIMPED CONTACTS, CONNECTOR HOUSING INCLUDED LENGTH (M) = 0 + 0 + 5 + 0 | 210 | TEM | 1 | MC | 0.876 | 1
6FX80422CA341CC0 | SIGNAL CABLE, EXTENSION FOR BASE -2CA31-2CA80 OR -2CA 88 3X(2X0.14)C + 4X0,14 + 2X0.5 + 4X0.22 C WITH FULL THREAD CONNECTOR M23 MOTION CONNECT 800PLUS TRAILING TYPE, UL/CSA DESINA DMAX = 9.8 MM LENGTH = TYPE: 6FX8042-2CA34 MOTOR SIDE: CRIMPED CONTACTS, CONNECTOR HOUSING INCLUDED LENGTH (M) = 0 + 20 + 2 + 0 | 383 | TEM | 1 | MC | 3.239 | 1
6FX80422CB541AB8 | SIGNAL CABLE EXTENSION FOR BASE 6FX8002-2CA12, -2CR00, -CD24, -2CG00, - 2CC11 4X(2X0.34) + 4X0.5 C CONNECTOR FULL THREAD M23 ANGLED MOTION CONNECT 800PLUS TRAILING TYPE, UL/CSA DESINA DMAX = 9.3 MM LENGTH (M) = TYPE: 6FX8042-2CB54 MOTOR SIDE: CRIMPED CONTACTS, CONNECTOR HOUSING INCLUDED LENGTH (M) = 0 + 0 + 1 + 0,8 | 137 | TEM | 1 | MC | 0.388 | 1
6FX80422CB541CC0 | SIGNAL CABLE EXTENSION FOR BASE 6FX8002-2CA12, -2CR00, -CD24, -2CG00, - 2CC11 4X(2X0.34) + 4X0.5 C CONNECTOR FULL THREAD M23 ANGLED MOTION CONNECT 800PLUS TRAILING TYPE, UL/CSA DESINA DMAX = 9.3 MM LENGTH (M) = TYPE: 6FX8042-2CB54 MOTOR SIDE: CRIMPED CONTACTS, CONNECTOR HOUSING INCLUDED LENGTH (M) = 0 + 20 + 2 + 0 | 283 | TEM | 1 | MC | 2.812 | 1
6FX80422EQ101AK0 | SIGNAL CABLE, PREASSEMBLED, FOR ABSOLUTE ENCODER ENDAT IN MOTOR 3X(2X0.14)C + 4X0,14 + 2X0.5 + 4X0.22 C CONNECTOR FULL THREAD M23 MOTION CONNECT 800PLUS TRAILING TYPE UL/CSA DESINA DMAX = 9.8 MM LENGTH = TYPE: 6FX8042-2EQ10 MOTOR SIDE: CRIMPED CONTACTS, CONNECTOR HOUSING INCLUDED LENGTH (M) = 0 + 0 + 9 + 0 | 230 | TEM | 1 | MC | 1.381 | 1
6FX80422EQ101BA0 | SIGNAL CABLE, PREASSEMBLED, FOR ABSOLUTE ENCODER ENDAT IN MOTOR 3X(2X0.14)C + 4X0,14 + 2X0.5 + 4X0.22 C CONNECTOR FULL THREAD M23 MOTION CONNECT 800PLUS TRAILING TYPE UL/CSA DESINA DMAX = 9.8 MM LENGTH = TYPE: 6FX8042-2EQ10 MOTOR SIDE: CRIMPED CONTACTS, CONNECTOR HOUSING INCLUDED LENGTH (M) = 0 + 10 + 0 + 0 | 240 | TEM | 1 | MC | 1.52 | 1
6FX80422EQ101BF0 | SIGNAL CABLE, PREASSEMBLED, FOR ABSOLUTE ENCODER ENDAT IN MOTOR 3X(2X0.14)C + 4X0,14 + 2X0.5 + 4X0.22 C CONNECTOR FULL THREAD M23 MOTION CONNECT 800PLUS TRAILING TYPE UL/CSA DESINA DMAX = 9.8 MM LENGTH = TYPE: 6FX8042-2EQ10 MOTOR SIDE: CRIMPED CONTACTS, CONNECTOR HOUSING INCLUDED LENGTH (M) = 0 + 10 + 5 + 0 | 291 | TEM | 1 | MC | 2.215 | 1
6FX80422EQ101CF0 | SIGNAL CABLE, PREASSEMBLED, FOR ABSOLUTE ENCODER ENDAT IN MOTOR 3X(2X0.14)C + 4X0,14 + 2X0.5 + 4X0.22 C CONNECTOR FULL THREAD M23 MOTION CONNECT 800PLUS TRAILING TYPE UL/CSA DESINA DMAX = 9.8 MM LENGTH = TYPE: 6FX8042-2EQ10 MOTOR SIDE: CRIMPED CONTACTS, CONNECTOR HOUSING INCLUDED LENGTH (M) = 0 + 20 + 5 + 0 | 392 | TEM | 1 | MC | 3.605 | 1
6FX80422EQ101DA0 | SIGNAL CABLE, PREASSEMBLED, FOR ABSOLUTE ENCODER ENDAT IN MOTOR 3X(2X0.14)C + 4X0,14 + 2X0.5 + 4X0.22 C CONNECTOR FULL THREAD M23 MOTION CONNECT 800PLUS TRAILING TYPE UL/CSA DESINA DMAX = 9.8 MM LENGTH = TYPE: 6FX8042-2EQ10 MOTOR SIDE: CRIMPED CONTACTS, CONNECTOR HOUSING INCLUDED LENGTH (M) = 0 + 30 + 0 + 0 | 442 | TEM | 1 | MC | 4.3 | 1
6FX80422EQ141AB0 | SIGNAL CABLE, EXTENSION FOR BASE 6FX8002-2EQ10-.... 3X(2X0.14)C + 4X0,14 + 2X0.5 + 4X0.22 C CONNECTOR FULL THREAD M23 MOTION CONNECT 800PLUS TRAILING TYPE UL/CSA DESINA DMAX = 9.8 MM LENGTH = TYPE: 6FX8042-2EQ14 MOTOR SIDE: CRIMPED CONTACTS, CONNECTOR HOUSING INCLUDED LENGTH (M) = 0 + 0 + 1 + 0 | 172 | TEM | 1 | MC | 0.32 | 1
6FX80425CA381BB0 | POWER CABLE EXTENSION 4X2.5 C CONNECTOR FULL THREAD SIZE 1.5 MOTION-CONNECT 800PLUS TRAILING TYPE UL/CSA DESINA DMAX=11 MM LENGTH (M) = TYPE: 6FX8042-5CA38 MOTOR SIDE: CRIMPED CONTACTS, CONNECTOR HOUSING INCLUDED LENGTH (M) = 0 + 10 + 1 + 0 | 522 | TEM | 1 | MC | 3.104 | 1
6FX80425CX181AB5 | POWER CABLE EXTENSION 4X10 C CONNECTOR FULL THREAD SIZE 3 MOTION-CONNECT 800PLUS TRAILING TYPE UL/CSA DESINA DMAX=18.2MM LENGTH (M) = TYPE: 6FX8042-5CX18 MOTOR SIDE: CRIMPED CONTACTS, CONNECTOR HOUSING INCLUDED LENGTH (M) = 0 + 0 + 1 + 0,5 | 1616 | TEM | 1 | MC | 2.855 | 1
6FX80425CX281CC0 | POWER CABLE EXTENSION 4X16 C CONNECTOR FULL THREAD SIZE 3 MOTION-CONNECT 800PLUS TRAILING TYPE UL/CSA DESINA DMAX=22.3MM LENGTH (M) = TYPE: 6FX8042-5CX28 MOTOR SIDE: CRIMPED CONTACTS, CONNECTOR HOUSING INCLUDED LENGTH (M) = 0 + 20 + 2 + 0 | 2527 | TEM | 1 | MC | 22.596 | 1
6FX80425CX281CJ0 | POWER CABLE EXTENSION 4X16 C CONNECTOR FULL THREAD SIZE 3 MOTION-CONNECT 800PLUS TRAILING TYPE UL/CSA DESINA DMAX=22.3MM LENGTH (M) = TYPE: 6FX8042-5CX28 MOTOR SIDE: CRIMPED CONTACTS, CONNECTOR HOUSING INCLUDED LENGTH (M) = 0 + 20 + 8 + 0 | 2794 | TEM | 1 | MC | 28.236 | 1
6FX80425DA051AE0 | POWER CABLE, PREASSEMBLED EXT. 4X1.5+(2X1.5)C, CONNECTOR FULL THREAD SIZE 1 MOTION-CONNECT 800PLUS TRAILING TYPE UL/CSA DESINA DMAX= 12 MM, LENGTH (M) = TYPE: 6FX8042-5DA05 MOTOR SIDE: CRIMPED CONTACTS, CONNECTOR HOUSING INCLUDED LENGTH (M) = 0 + 0 + 4 + 0 | 304 | TEM | 1 | MC | 1.172 | 1
6FX80425DA051AF0 | POWER CABLE, PREASSEMBLED EXT. 4X1.5+(2X1.5)C, CONNECTOR FULL THREAD SIZE 1 MOTION-CONNECT 800PLUS TRAILING TYPE UL/CSA DESINA DMAX= 12 MM, LENGTH (M) = TYPE: 6FX8042-5DA05 MOTOR SIDE: CRIMPED CONTACTS, CONNECTOR HOUSING INCLUDED LENGTH (M) = 0 + 0 + 5 + 0 | 319 | TEM | 1 | MC | 1.414 | 1
6FX80425DA051CC0 | POWER CABLE, PREASSEMBLED EXT. 4X1.5+(2X1.5)C, CONNECTOR FULL THREAD SIZE 1 MOTION-CONNECT 800PLUS TRAILING TYPE UL/CSA DESINA DMAX= 12 MM, LENGTH (M) = TYPE: 6FX8042-5DA05 MOTOR SIDE: CRIMPED CONTACTS, CONNECTOR HOUSING INCLUDED LENGTH (M) = 0 + 20 + 2 + 0 | 583 | TEM | 1 | MC | 5.528 | 1
6FX80425DA051CJ0 | POWER CABLE, PREASSEMBLED EXT. 4X1.5+(2X1.5)C, CONNECTOR FULL THREAD SIZE 1 MOTION-CONNECT 800PLUS TRAILING TYPE UL/CSA DESINA DMAX= 12 MM, LENGTH (M) = TYPE: 6FX8042-5DA05 MOTOR SIDE: CRIMPED CONTACTS, CONNECTOR HOUSING INCLUDED LENGTH (M) = 0 + 20 + 8 + 0 | 676 | TEM | 1 | MC | 6.98 | 1
6FX80425DA051CK0 | POWER CABLE, PREASSEMBLED EXT. 4X1.5+(2X1.5)C, CONNECTOR FULL THREAD SIZE 1 MOTION-CONNECT 800PLUS TRAILING TYPE UL/CSA DESINA DMAX= 12 MM, LENGTH (M) = TYPE: 6FX8042-5DA05 MOTOR SIDE: CRIMPED CONTACTS, CONNECTOR HOUSING INCLUDED LENGTH (M) = 0 + 20 + 9 + 0 | 691 | TEM | 1 | MC | 7.222 | 1
6FX80425DX281AG0 | POWER CABLE EXTENSION 4X16 + (2X1.5)C C CONNECTOR FULL THREAD SIZE 3 MOTION-CONNECT 800PLUS TRAILING TYPE UL/CSA DESINA DMAX=23.8 MM LENGTH (M) = TYPE: 6FX8042-5DX28 MOTOR SIDE: CRIMPED CONTACTS, CONNECTOR HOUSING INCLUDED LENGTH (M) = 0 + 0 + 6 + 0 | 1951 | TEM | 1 | MC | 8.256 | 1
6SE64000AP000AA1 | MICROMASTER 4 ADVANCED OPERATOR PANEL (AOP) | 225 | TEM | 1 | MC | 0.3 | 1
6SE64000AP000AB0 | MICROMASTER 4 ASIAN ADVANCED OPERATOR PANEL (AAOP) | 283 | TEM | 1 | MC | 0.3 | 1
6SE64000AP000CA0 | MICROMASTER 4 CYRILLIC AOP ADVANCED OPERATOR PANEL (CAOP) | 231 | TEM | 1 | MC | 0.3 | 1
6SE64000BE000AA1 | MICROMASTER 4 BASIC OPERATOR PANEL 2 (BOP-2) | 57.7 | TEM | 1 | MC | 0.3 | 1
6SE64000BP000AA1 | MICROMASTER 4 BASIC OPERATOR PANEL (BOP) | 57.7 | TEM | 1 | MC | 0.3 | 1
6SE64000EN000AA0 | MICROMASTER 4 ENCODER OPTION MODULE TTL DIFFERENTIAL / HTL INCREMENTAL 300 KHZ MAX., 5 V OR 24 V, 3W ENCA, ENCB, ENCZ // ENC-REC | 251 | TEM | 1 | MC | 0.3 | 1
6SE64000GP000AA0 | MICROMASTER 4 GLAND PLATE CABLE SCREENING KIT (FSA) | 22.1 | TEM | 1 | MC | 0.5 | 1
6SE64000GP000BA0 | MICROMASTER 4 GLAND PLATE CABLE SCREENING KIT (FSB) | 33 | TEM | 1 | MC | 0.5 | 1
6SE64000GP000CA0 | MICROMASTER 4 GLAND PLATE CABLE SCREENING KIT (FSC) | 49.6 | TEM | 1 | MC | 0.5 | 1
6SE64000MD000AA0 | MICROMASTER4 AOP MULTI INVERTER DOOR MOUNTING KIT (USS) | 174 | TEM | 1 | MC | 0.5 | 1
6SE64000PA000AA0 | MICROMASTER 4 PC - AOP MOUNTING KIT | 168 | TEM | 1 | MC | 0.5 | 1
6SE64000PM000AA0 | MICROMASTER 4 BOP/AOP SINGLE INVERTER DOOR MOUNTING KIT | 155 | TEM | 1 | MC | 0.5 | 1
6SE64001CB000AA0 | MICROMASTER 4 CANOPEN MODULE FOR MM420/MM430/MM440 161 X 73 X 43.5 (H X WX D) IP20 | 210 | TEM | 1 | MC | 0.3 | 1
6SE64001DN000AA0 | MICROMASTER 4 DEVICENET MODULE FOR MM420/MM30/MM440 161 X 73 X 43.5 (H X W X D) IP20 | 210 | TEM | 1 | MC | 0.3 | 1
6SE64001PB000AA0 | MICROMASTER 4 PROFIBUS MODULE FOR MECHANICAL REASONS, USE CONNECTOR 6GK1500-0EA02 FOR MM4 FX/GX | 200 | TEM | 1 | MC | 0.3 | 1
6SE64001PC000AA0 | MICROMASTER 4 PC - INVERTER CONNECTION KIT | 54.8 | TEM | 1 | MC | 0.7 | 1
6SE64002FA006AD0 | MICROMASTER 4 EMC FILTER 200V-480V 3AC 6A FOOTPRINT FSA - CLASS A | 134 | TEM | 1 | MC | 0.5 | 1
6SE64002FA014BC0 | MICROMASTER 4 EMC FILTER 200V-240V 3AC 14A FOOTPRINT FSB - CLASS A | 200 | TEM | 1 | MC | 1 | 1
6SE64002FB006AD0 | MICROMASTER 4 EMC FILTER 200V-480V 3AC 6A FOOTPRINT FSA - CLASS B | 168 | TEM | 1 | MC | 0.5 | 1
6SE64002FB014BC0 | MICROMASTER 4 EMC FILTER 200V-240V 3AC 14A FOOTPRINT FSB - CLASS B | 251 | TEM | 1 | MC | 1 | 1
6SE64002FL010AB0 | MICROMASTER 4 LOW LEAKAGE EMC FILTER 200V-240V 1AC 10A FOOTPRINT FSA - CLASS B NOT FOOTPRINT FOR V20 | 200 | TEM | 1 | MC | 0.5 | 1
6SE64002FL026BB0 | MICROMASTER 4 LOW LEAKAGE EMC FILTER 200V-240V 1AC 26A FOOTPRINT FSB - CLASS B NOT FOOTPRINT FOR V20 | 267 | TEM | 1 | MC | 1 | 1
6SE64002FS010AB0 | MICROMASTER 4 SUPPLEMENTARY EMC FILTER 200V-240V 1AC 10A FOOTPRINT FSA - CLASS B | 160 | TEM | 1 | MC | 0.5 | 1
6SE64002FS016BD0 | MICROMASTER 4 SUPPLEMENTARY EMC FILTER 380V-480V 3AC 16A FOOTPRINT FSB - CLASS B | 267 | TEM | 1 | MC | 1 | 1
6SE64002FS026BB0 | MICROMASTER 4 SUPPLEMENTARY EMC FILTER 200V-240V 1AC 26A FOOTPRINT FSB - CLASS B | 246 | TEM | 1 | MC | 1 | 1
6SE64002FS035CB0 | MICROMASTER 4 SUPPLEMENTARY EMC FILTER 200V-240V 1AC 35A FOOTPRINT FSC - CLASS B | 310 | TEM | 1 | MC | 1.5 | 1
6SE64002FS038CD0 | MICROMASTER 4 SUPPLEMENTARY EMC FILTER 200V-480V 3AC 38A FOOTPRINT FSC - CLASS B | 333 | TEM | 1 | MC | 1.5 | 1
6SE64003CC002AD3 | MICROMASTER 4 AC COMMUTATION CHOKE 200V-480V 3AC 1,9A FOOTPRINT FSA - 3X5.2MH NOT FOOTPRINT FOR V20 | 133 | TEM | 1 | MC | 0.6 | 1
6SE64003CC003AC3 | MICROMASTER 4 AC COMMUTATION CHOKE 200V-240V 3AC 1,8A FOOTPRINT FSA - 9.5MH | 173 | TEM | 1 | MC | 0.6 | 1
6SE64003CC004AB3 | MICROMASTER 4 AC COMMUTATION CHOKE 200V-240V 1AC 3,4A FOOTPRINT FSA - 9.5MH NOT FOOTPRINT FOR V20 | 118 | TEM | 1 | MC | 0.5 | 1
6SE64003CC004AD3 | MICROMASTER 4 AC COMMUTATION CHOKE 200V-480V 3AC 3,5A FOOTPRINT FSA - 3X3.9MH NOT FOOTPRINT FOR V20 | 168 | TEM | 1 | MC | 0.8 | 1
6SE64003CC004CE3 | MICROMASTER 4 AC COMMUTATION CHOKE 380-600V 3AC 4,1A FOOTPRINT FSC - 5.68 MH | 211 | TEM | 1 | MC | 4.4 | 1
6SE64003CC005AC3 | MICROMASTER 4 AC COMMUTATION CHOKE 200V-480V 3AC 4,1A FOOTPRINT FSA - 3.6MH | 176 | TEM | 1 | MC | 0.6 | 1
6SE64003CC006AD3 | MICROMASTER 4 AC COMMUTATION CHOKE 200V-480V 3AC 4,8A FOOTPRINT FSA - 3X1.53MH NOT FOOTPRINT FOR V20 | 171 | TEM | 1 | MC | 0.6 | 1
6SE64003CC008BC3 | MICROMASTER 4 AC COMMUTATION CHOKE 200V-240V 3AC 6,1A FOOTPRINT FSB - 1.5MH | 212 | TEM | 1 | MC | 1 | 1
6SE64003CC008CE3 | MICROMASTER 4 AC COMMUTATION CHOKE 380-600V 3AC 8,9A FOOTPRINT FSC - 2.61 MH | 211 | TEM | 1 | MC | 5 | 1
6SE64003CC010AB3 | MICROMASTER 4 AC COMMUTATION CHOKE 200V-240V 1AC 8,1A FOOTPRINT FSA - 3.6MH NOT FOOTPRINT FOR V20 | 118 | TEM | 1 | MC | 0.5 | 1
6SE64003CC010BD3 | MICROMASTER 4 AC COMMUTATION CHOKE 200V-480V 3AC 9A FOOTPRINT FSB - 2.2MH NOT FOOTPRINT FOR V20 | 215 | TEM | 1 | MC | 1.2 | 1
6SE64003CC014BD3 | MICROMASTER 4 AC COMMUTATION CHOKE 200V-480V 3AC 12,1A FOOTPRINT FSB - 1.3MH NOT FOOTPRINT FOR V20 | 215 | TEM | 1 | MC | 1.3 | 1
6SE64003CC017CC3 | MICROMASTER 4 AC COMMUTATION CHOKE 200V-240V 3AC 15,7A FOOTPRINT FSC - 0.57MH | 241 | TEM | 1 | MC | 1.6 | 1
6SE64003CC022CD3 | MICROMASTER 4 AC COMMUTATION CHOKE 200V-480V 3AC 25A FOOTPRINT FSC - 1MH NOT FOOTPRINT FOR V20 | 251 | TEM | 1 | MC | 2.3 | 1
6SE64003CC024CE3 | MICROMASTER 4 AC COMMUTATION CHOKE 380-600V 3AC 23,7A FOOTPRINT FSC - 0.98 MH | 260 | TEM | 1 | MC | 6.8 | 1
6SE64003CC026BB3 | MICROMASTER 4 AC COMMUTATION CHOKE 200V-240V 1AC 22,8A FOOTPRINT FSB - 1.4MH NOT FOOTPRINT FOR V20 | 169 | TEM | 1 | MC | 1.2 | 1
6SE64003CC035CB3 | MICROMASTER 4 AC COMMUTATION CHOKE 200V-240V 1AC 29,5A FOOTPRINT FSC - 0.57MH NOT FOOTPRINT FOR V20 | 168 | TEM | 1 | MC | 1 | 1
6SE64003CC035CD3 | MICROMASTER 4 AC COMMUTATION CHOKE 200V-480V 3AC 31,3A FOOTPRINT FSC - 0.53MH NOT FOOTPRINT FOR V20 | 254 | TEM | 1 | MC | 2.3 | 1
6SE64003CC044DD0 | MICROMASTER 4 COMMUTATING CHOKE 380-600 V 3AC 45,8A FOOTPRINT FSD - 0.41 MH NOT FOOTPRINT FOR V20 | 400 | TEM | 1 | MC | 8.5 | 1
6SE64003CC052DD0 | MICROMASTER 4 COMMUTATING CHOKE 200-480 V 3AC 53,6A FOOTPRINT FSD - 0.29 MH | 412 | TEM | 1 | MC | 9.5 | 1
6SE64003CC083ED0 | MICROMASTER 4 COMMUTATING CHOKE 380-600 V 3AC 86,9A FOOTPRINT FSE - 0.22 MH | 583 | TEM | 1 | MC | 17 | 1
6SE64003CC088EC0 | MICROMASTER 4 COMMUTATING CHOKE 200-240 V 3AC 93,2A FOOTPRINT FSE - 0.14 MH | 566 | TEM | 1 | MC | 17 | 1
6SE64003CC112FD0 | MICROMASTER 4 COMMUTATING CHOKE 380-600 V 3AC 151 A STAND ALONE FSF - 0.15 MH | 618 | TEM | 1 | MC | 25 | 1
6SE64003CC117FD0 | MICROMASTER 4 COMMUTATING CHOKE 200-480 V 3AC 186 A STAND ALONE FSF - 0.09 MH | 601 | TEM | 1 | MC | 24 | 1
6SE64003TC004AD2 | MICROMASTER 4 OUTPUT CHOKE 380-480V 3AC 4A FOOTPRINT FSA - 2.0MH NOT FOOTPRINT FOR V20 400V: UP TO 150M CABLE LENGTH 440V: UP TO 100M CABLE LENGTH | 256 | TEM | 1 | MC | 1.9 | 1
6SE64003TC004AD3 | MICROMASTER 4 OUTPUT CHOKE 230V 3AC 4A FOOTPRINT FSA - 1.7MH NOT FOOTPRINT FOR V20 230V: UP TO 200M CABLE LENGTH | 191 | TEM | 1 | MC | 0.8 | 1
6SE64003TC010BD3 | MICROMASTER 4 OUTPUT CHOKE 200V-480V 3AC 10A FOOTPRINT FSB - FSB - 1.243MH NOT FOOTPRINT FOR V20 230V: UP TO 200M CABLE LENGTH 400V: UP TO 150M CABLE LENGTH 480V: UP TO 100M CABLE LENGTH | 249 | TEM | 1 | MC | 3.4 | 1
6SE64003TC018CE3 | MICROMASTER 4 OUTPUT CHOKE 500-600V 3AC 18A FOOTPRINT FSC - 0.75 MH 550V: UP TO 100M CABLE LENGTH | 684 | TEM | 1 | MC | 10.8 | 1
6SE64003TC032CD3 | MICROMASTER 4 OUTPUT CHOKE 200V-480V 3AC 26A FOOTPRINT FSC - 0.332MH NOT FOOTPRINT FOR V20 400V: UP TO 200M CABLE LENGTH 480V: UP TO 100M CABLE LENGTH | 227 | TEM | 1 | MC | 5.6 | 1
6SE64003TC032DE0 | MICROMASTER 4 OUTPUT CHOKE 500-600 V 3AC 32 A STAND ALONE FS D - 1.0 MH | 867 | TEM | 1 | MC | 19.2 | 1
6SE64003TC038DD0 | MICROMASTER 4 OUTPUT CHOKE 380-480 V 3AC 38A (HO/CT)/45A (LO/VT) STAND ALONE FS D - 0.82 MH | 625 | TEM | 1 | MC | 19.1 | 1
6SE64003TC054DD0 | MICROMASTER 4 OUTPUT CHOKE 200-480 V 3AC 54A (HO/CT)/68A (LO/VT) STAND ALONE FS D - 0.232 MH | 606 | TEM | 1 | MC | 11.3 | 1
6SE64003TC062FE0 | MICROMASTER 4 OUTPUT CHOKE 500-600 V 3AC 62 A STAND ALONE FS F - 0.55 MH | 892 | TEM | 1 | MC | 37.2 | 1
6SE64003TC075ED0 | MICROMASTER 4 OUTPUT CHOKE 380-480 V 3AC 75A (HO/CT)/90A (LO/VT) STAND ALONE FS E - 0.3 MH | 887 | TEM | 1 | MC | 26.7 | 1
6SE64003TC080ED0 | MICROMASTER 4 OUTPUT CHOKE 200-480 V 3AC 80A (HO/CT)/104A (LO/VT) STAND ALONE FS E - 0.111 MH | 710 | TEM | 1 | MC | 12.2 | 1
6SE64003TC088FE0 | MICROMASTER 4 OUTPUT CHOKE 500-600 V 3AC 99 A STAND ALONE FS F - 0.3 MH | 892 | TEM | 1 | MC | 53.2 | 1
6SE64003TC145FD0 | MICROMASTER 4 OUTPUT CHOKE 380-480 V 3AC 145A (HO/CT)/178A (LO/VT) STAND ALONE FS F - 0.2 MH | 945 | TEM | 1 | MC | 55.9 | 1
6SE64003TC154FD0 | MICROMASTER 4 OUTPUT CHOKE 200-480 V 3AC 154A (HO/CT)/178A (LO/VT) STAND ALONE FS F - 0.033 MH | 945 | TEM | 1 | MC | 24 | 1
6SE64003TD004AD0 | MICROMASTER 4 OUTPUT LC FILTER 380-480V 3AC 4.5 / 4.1 A (40 / 50 GRD C) FOOTPRINT FSA 334 X 75.5 X 110 (H X W X D) | 382 | TEM | 1 | MC | 7 | 1
6SE64003TD010BD0 | MICROMASTER 4 OUTPUT LC FILTER 380-480V 3AC 11.2 / 10.2 A (40 / 50 GRD C) FOOTPRINT FSB 340 X 150 X 100 (H X W X D) | 430 | TEM | 1 | MC | 11 | 1
6SE64003TD010CE0 | MICROMASTER 4 OUTPUT LC FILTER 500-600V 3AC 9.0 / 6.1 A (40 / 50 DEG C) FOOTPRINT FSC 382 X 185 X 140 (H X W X D) | 467 | TEM | 1 | MC | 8.5 | 1
6SE64003TD023CE0 | MICROMASTER 4 OUTPUT LC FILTER 500-600V 3AC 22.4 / 17.0 A (40 / 50 GRD C) FOOTPRINT FSC 382 X 185 X 140 (H X W X D) | 618 | TEM | 1 | MC | 29 | 1
6SE64003TD023DE0 | MICROMASTER 4 OUTPUT LC FILTER 500-600V 3AC 27.5 / 22.0 A (40 / 50 GRD C) STAND ALONE FS D 280 X 240 X 240 (H X W X D) | 1250 | TEM | 1 | MC | 26.1 | 1
6SE64003TD032CD0 | MICROMASTER 4 OUTPUT LC FILTER 380-480V 3AC 32.6 / 29.7 A (40 / 50 GRD C) FOOTPRINT FSC 382 X 185 X 140 (H X W X D) | 601 | TEM | 1 | MC | 24 | 1
6SE64003TD032DE0 | MICROMASTER 4 OUTPUT LC FILTER 500-600V 3AC 32.6 / 27.0 A (40 / 50 GRD C) STAND ALONE FS D 300 X 300 X 235 (H X W X D) | 2058 | TEM | 1 | MC | 39.5 | 1
6SE64003TD037DD0 | MICROMASTER 4 OUTPUT LC FILTER 380-480V 3AC 38.8 / 32.0 A (40 / 50 GRD C) STAND ALONE FS D 278 X 240 X 230 (H X W X D) | 1084 | TEM | 1 | MC | 21 | 1
6SE64003TD037DE0 | MICROMASTER 4 OUTPUT LC FILTER 500-600V 3AC 41.8 / 32.0 A (40 / 50 GRD C) STAND ALONE FS D 310 X 300 X 250 (H X W X D) | 2161 | TEM | 1 | MC | 42 | 1
6SE64003TD048DD0 | MICROMASTER 4 OUTPUT LC FILTER 380-480V 3AC 45.9 / 38.0 A (40 / 50 GRD C) STAND ALONE FS D 290 X 240 X 240 (H X W X D) | 1332 | TEM | 1 | MC | 26 | 1
6SE64003TD048EE0 | MICROMASTER 4 OUTPUT LC FILTER 500-600V 3AC 53.0 / 41.0 A (40 / 50 GRD C) STAND ALONE FS E 345 X 300 X 260 (H X W X D) | 2242 | TEM | 1 | MC | 48.5 | 1
6SE64003TD061DD0 | MICROMASTER 4 OUTPUT LC FILTER 380-480V 3AC 63.2 / 45.0 A (40 / 50 GRD C) STAND ALONE FS D 345 X 300 X 220 (H X W X D) | 1500 | TEM | 1 | MC | 34 | 1
6SE64003TD061EE0 | MICROMASTER 4 OUTPUT LC FILTER 500-600V 3AC 63.2 / 52.0 A (40 / 50 GRD C) STAND ALONE FS E 345 X 300 X 275 (H X W X D) | 2339 | TEM | 1 | MC | 57.5 | 1
6SE64003TD071FE0 | MICROMASTER 4 OUTPUT LC FILTER 500-600V 3AC 78.5 / 62.0 A (40 / 50 GRD C) STAND ALONE FS F 380 X 300 X 285 (H X W X D) | 2583 | TEM | 1 | MC | 70.5 | 1
6SE64003TD072ED0 | MICROMASTER 4 OUTPUT LC FILTER 380-480V 3AC 76.5 / 62.0 A (40 / 50 GRD C) STAND ALONE FS E 355 X 300 X 235 (H X W X D) | 1836 | TEM | 1 | MC | 49.5 | 1
6SE64003TD100FE0 | MICROMASTER 4 OUTPUT LC FILTER 500-600V 3AC 101.0 / 77.0 A (40 / 50 GRD C) STAND ALONE FS F 460 X 360 X 250 (H X W X D) | 3330 | TEM | 1 | MC | 70.5 | 1
6SE64003TD115FD0 | MICROMASTER 4 OUTPUT LC FILTER 380-480V 3AC 112.2 / 90.0 A (40 / 50 GRD C) STAND ALONE FS E/F 460 X 360 X 235 (H X W X D) | 2502 | TEM | 1 | MC | 67 | 1
6SE64003TD115FE0 | MICROMASTER 4 OUTPUT LC FILTER 500-600V 3AC 127.5 / 99.0 A (40 / 50 GRD C) STAND ALONE FS F 515 X 420 X 290 (H X W X D) | 4282 | TEM | 1 | MC | 125.5 | 1
6SE64003TD150FD0 | MICROMASTER 4 OUTPUT LC FILTER 380-480V 3AC 147.9 / 110.0 A (40 / 50 GRD C) STAND ALONE FS F 460 X 360 X 250 (H X W X D) | 3168 | TEM | 1 | MC | 75 | 1
6SE64003TD180FD0 | MICROMASTER 4 OUTPUT LC FILTER 380-480V 3AC 181.6 / 145.0 A (40 / 50 GRD C) STAND ALONE FS F 520 X 420 X 290 (H X W X D) | 4031 | TEM | 1 | MC | 77.5 | 1
6SE64004BC050AA0 | MICROMASTER 4 BRAKING RESISTOR 200-240 V 180R 1000 W PK 50 W CONT 230 X 72 X 43.5 MM H X W X D IP20 | 204 | TEM | 1 | MC | 1 | 1
6SE64004BC112BA0 | MICROMASTER 4 BRAKING RESISTOR 200-240 V 68R 2400 W PK 120 W CONT 239 X 149 X 43.5 MM H X W X D IP20 | 293 | TEM | 1 | MC | 1.6 | 1
6SE64004BC125CA0 | MICROMASTER 4 BRAKING RESISTOR 200-240 V 39R 4500 W PK 250 W CONT 285 X 185 X 150 MM H X W X D IP20 | 333 | TEM | 1 | MC | 3.8 | 1
6SE64004BC130CA0 | MICROMASTER 4 BRAKING RESISTOR 200-240 V 27R 6000 W PK 300 W CONT 285 X 185 X 150 MM H X W X D IP20 | 348 | TEM | 1 | MC | 3.8 | 1
6SE64004BC180DA0 | MICROMASTER 4 BRAKING RESISTOR 200-240 V 10R 16000 W PK 800 W CONT 515 X 270 X 175 MM H X W X D IP20 | 459 | TEM | 1 | MC | 7.4 | 1
6SE64004BC212EA0 | MICROMASTER 4 BRAKING RESISTOR 200-240 V 6,8R 24000 W PK 1200 W CONT 645 X 270 X 175 MM H X W X D IP20 | 577 | TEM | 1 | MC | 10.6 | 1
6SE64004BC225FA0 | MICROMASTER 4 BRAKING RESISTOR 200-240 V 3,3R 50000 W PK 2500 W CONT 650 X 395 X 315 MM H X W X D IP20 | 907 | TEM | 1 | MC | 16.7 | 1
6SE64004BD110AA0 | MICROMASTER 4 BRAKING RESISTOR 380-480 V 390R 2000 W PK 100 W CONT 230 X 72 X 43.5 MM H X W X D IP20 | 243 | TEM | 1 | MC | 1 | 1
6SE64004BD120BA0 | MICROMASTER 4 BRAKING RESISTOR 380-480 V 160R 4000 W PK 200 W CONT 239 X 149 X 43.5 MM H X W X D IP20 | 387 | TEM | 1 | MC | 1.6 | 1
6SE64004BD165CA0 | MICROMASTER 4 BRAKING RESISTOR 380-480 V 56R 13000 W PK 650 W CONT 285 X 185 X 150 MM H X W X D IP20 | 486 | TEM | 1 | MC | 3.8 | 1
6SE64004BD212DA0 | MICROMASTER 4 BRAKING RESISTOR 380-480 V 27R 24000 W PK 1200 W CONT 515 X 270 X 175 MM H X W X D IP20 | 611 | TEM | 1 | MC | 7.4 | 1
6SE64004BD222EA1 | MICROMASTER 4 BRAKING RESISTOR 380-480 V 15R 44000 W PK 2200 W CONT 301 X 326 X 484 MM H X W X D IP20 | 793 | TEM | 1 | MC | 11 | 1
6SE64004BD240FA0 | MICROMASTER 4 BRAKING RESISTOR 380-480 V 8,2R 80000 W PK 4000 W CONT 650 X 395 X 315 MM H X W X D IP20 | 1305 | TEM | 1 | MC | 16.7 | 1
6SE64004BD260FA0 | SINAMICS BRAKING RESISTOR 380-480V 5,5R 120000W PK 5600W CONT 526 X 484 X 301 MM H X W X D IP20 | 1803 | TEM | 1 | MC | 17.5 | 1
6SE64004BE145CA0 | MICROMASTER 4 BRAKING RESISTOR 500-600 V 120R 9000 W PK 450 W CONT 285 X 185 X 150 MM H X W X D IP20 | 402 | TEM | 1 | MC | 3.8 | 1
6SE64004BE165CA0 | MICROMASTER 4 BRAKING RESISTOR 500-600 V 82R 13000 W PK 650 W CONT 285 X 185 X 150 MM H X W X D IP20 | 516 | TEM | 1 | MC | 3.8 | 1
6SE64004BE213DA0 | MICROMASTER 4 BRAKING RESISTOR 500-600 V 39R 26000 W PK 1300 W CONT 515 X 270 X 175 MM H X W X D IP20 | 666 | TEM | 1 | MC | 7.4 | 1
6SE64004BE218EA0 | MICROMASTER 4 BRAKING RESISTOR 500-600 V 27R 38000 W PK 1900 W CONT 645 X 270 X 175 MM H X W X D IP20 | 853 | TEM | 1 | MC | 10.6 | 1
6SE64004BE242FA0 | MICROMASTER 4 BRAKING RESISTOR 500-600 V 12R 84000 W PK 4200 W CONT 650 X 395 X 315 MM H X W X D IP20 | 1422 | TEM | 1 | MC | 16.7 | 1
6SE64202AB112AA1 | MICROMASTER 420 WITH BUILT IN CLASS A FILTER 1AC 200-240V +10/-10% 47-63HZ CONSTANT TORQUE POWER 0.12 KW OVERLOAD 150% FOR 60S VARIABLE TORQUE POWER 0.12 KW 173 X 73 X 149 (H X W X D) PROTECTION IP20 AMBIENT TEMP -10 TO +50 DEG C W/O AOP/BOP | 335 | TEM | 1 | MC | 1.2 | 1
6SE64202AB125AA1 | MICROMASTER 420 WITH BUILT IN CLASS A FILTER 1AC 200-240V +10/-10% 47-63HZ CONSTANT TORQUE POWER 0.25 KW OVERLOAD 150% FOR 60S VARIABLE TORQUE POWER 0.25 KW 173 X 73 X 149 (H X W X D) PROTECTION IP20 AMBIENT TEMP -10 TO +50 DEG C W/O AOP/BOP | 364 | TEM | 1 | MC | 1.2 | 1
6SE64202AB137AA1 | MICROMASTER 420 WITH BUILT IN CLASS A FILTER 1AC 200-240V +10/-10% 47-63HZ CONSTANT TORQUE POWER 0.37 KW OVERLOAD 150% FOR 60S VARIABLE TORQUE POWER 0.37 KW 173 X 73 X 149 (H X W X D) PROTECTION IP20 AMBIENT TEMP -10 TO +50 DEG C W/O AOP/BOP | 395 | TEM | 1 | MC | 1.2 | 1
6SE64202AB155AA1 | MICROMASTER 420 WITH BUILT IN CLASS A FILTER 1AC 200-240V +10/-10% 47-63HZ CONSTANT TORQUE POWER 0.55 KW OVERLOAD 150% FOR 60S VARIABLE TORQUE POWER 0.55 KW 173 X 73 X 149 (H X W X D) PROTECTION IP20 AMBIENT TEMP -10 TO +50 DEG C W/O AOP/BOP | 420 | TEM | 1 | MC | 1.3 | 1
6SE64202AB175AA1 | MICROMASTER 420 WITH BUILT IN CLASS A FILTER 1AC 200-240V +10/-10% 47-63HZ CONSTANT TORQUE POWER 0.75 KW OVERLOAD 150% FOR 60S VARIABLE TORQUE POWER 0.75 KW 173 X 73 X 149 (H X W X D) PROTECTION IP20 AMBIENT TEMP -10 TO +50 DEG C W/O AOP/BOP | 465 | TEM | 1 | MC | 1.3 | 1
6SE64202AB211BA1 | MICROMASTER 420 WITH BUILT IN CLASS A FILTER 1AC 200-240V +10/-10% 47-63HZ CONSTANT TORQUE POWER 1.1 KW OVERLOAD 150% FOR 60S VARIABLE TORQUE POWER 1.1 KW 202 X 149 X 172 (H X W X D) PROTECTION IP20 AMBIENT TEMP -10 TO +50 DEG C W/O AOP/BOP | 537 | TEM | 1 | MC | 3.3 | 1
6SE64202AB215BA1 | MICROMASTER 420 WITH BUILT IN CLASS A FILTER 1AC 200-240V +10/-10% 47-63HZ CONSTANT TORQUE POWER 1.5 KW OVERLOAD 150% FOR 60S VARIABLE TORQUE POWER 1.5 KW 202 X 149 X 172 (H X W X D) PROTECTION IP20 AMBIENT TEMP -10 TO +50 DEG C W/O AOP/BOP | 619 | TEM | 1 | MC | 3.6 | 1
6SE64202AB222BA1 | MICROMASTER 420 WITH BUILT IN CLASS A FILTER 1AC 200-240V +10/-10% 47-63HZ CONSTANT TORQUE POWER 2.2 KW OVERLOAD 150% FOR 60S VARIABLE TORQUE POWER 2.2 KW 202 X 149 X 172 (H X W X D) PROTECTION IP20 AMBIENT TEMP -10 TO +50 DEG C W/O AOP/BOP | 729 | TEM | 1 | MC | 3.6 | 1
6SE64202AB230CA1 | MICROMASTER 420 WITH BUILT IN CLASS A FILTER 1AC 200-240V +10/-10% 47-63HZ CONSTANT TORQUE POWER 3 KW OVERLOAD 150% FOR 60S VARIABLE TORQUE POWER 3 KW 245 X 185 X 195 (H X W X D) PROTECTION IP20 AMBIENT TEMP -10 TO +50 DEG C W/O AOP/BOP | 850 | TEM | 1 | MC | 5.2 | 1
6SE64202AC230CA1 | MICROMASTER 420 WITH BUILT IN CLASS A FILTER 3AC 200-240V +10/-10% 47-63HZ CONSTANT TORQUE POWER 3 KW OVERLOAD 150% FOR 60S VARIABLE TORQUE POWER 3 KW 245 X 185 X 195 (H X W X D) PROTECTION IP20 AMBIENT TEMP -10 TO +50 DEG C W/O AOP/BOP | 850 | TEM | 1 | MC | 5.2 | 1
6SE64202AC240CA1 | MICROMASTER 420 WITH BUILT IN CLASS A FILTER 3AC 200-240V +10/-10% 47-63HZ CONSTANT TORQUE POWER 4 KW OVERLOAD 150% FOR 60S VARIABLE TORQUE POWER 4 KW 245 X 185 X 195 (H X W X D) PROTECTION IP20 AMBIENT TEMP -10 TO +50 DEG C W/O AOP/BOP | 975 | TEM | 1 | MC | 5.7 | 1
6SE64202AC255CA1 | MICROMASTER 420 WITH BUILT IN CLASS A FILTER 3AC 200-240V +10/-10% 47-63HZ CONSTANT TORQUE POWER 5.5 KW OVERLOAD 150% FOR 60S VARIABLE TORQUE POWER 5.5 KW 245 X 185 X 195 (H X W X D) PROTECTION IP20 AMBIENT TEMP -10 TO +50 DEG C W/O AOP/BOP | 1248 | TEM | 1 | MC | 5.7 | 1
6SE64202AD222BA1 | MICROMASTER 420 WITH BUILT IN CLASS A FILTER 3AC 380-480V +10/-10% 47-63HZ CONSTANT TORQUE POWER 2.2 KW OVERLOAD 150% FOR 60S VARIABLE TORQUE POWER 2.2 KW 202 X 149 X 172 (H X W X D) PROTECTION IP20 AMBIENT TEMP -10 TO +50 DEG C W/O AOP/BOP | 999 | TEM | 1 | MC | 3.1 | 1
6SE64202AD230BA1 | MICROMASTER 420 WITH BUILT IN CLASS A FILTER 3AC 380-480V +10/-10% 47-63HZ CONSTANT TORQUE POWER 3 KW OVERLOAD 150% FOR 60S VARIABLE TORQUE POWER 3 KW 202 X 149 X 172 (H X W X D) PROTECTION IP20 AMBIENT TEMP -10 TO +50 DEG C W/O AOP/BOP | 1130 | TEM | 1 | MC | 3.3 | 1
6SE64202AD240BA1 | MICROMASTER 420 WITH BUILT IN CLASS A FILTER 3AC 380-480V +10/-10% 47-63HZ CONSTANT TORQUE POWER 4 KW OVERLOAD 150% FOR 60S VARIABLE TORQUE POWER 4 KW 202 X 149 X 172 (H X W X D) PROTECTION IP20 AMBIENT TEMP -10 TO +50 DEG C W/O AOP/BOP | 1244 | TEM | 1 | MC | 3.3 | 1
6SE64202AD255CA1 | MICROMASTER 420 WITH BUILT IN CLASS A FILTER 3AC 380-480V +10/-10% 47-63HZ CONSTANT TORQUE POWER 5.5 KW OVERLOAD 150% FOR 60S VARIABLE TORQUE POWER 5.5 KW 245 X 185 X 195 (H X W X D) PROTECTION IP20 AMBIENT TEMP -10 TO +50 DEG C W/O AOP/BOP | 1584 | TEM | 1 | MC | 5.4 | 1
6SE64202AD275CA1 | MICROMASTER 420 WITH BUILT IN CLASS A FILTER 3AC 380-480V +10/-10% 47-63HZ CONSTANT TORQUE POWER 7.5 KW OVERLOAD 150% FOR 60S VARIABLE TORQUE POWER 7.5 KW 245 X 185 X 195 (H X W X D) PROTECTION IP20 AMBIENT TEMP -10 TO +50 DEG C W/O AOP/BOP | 1902 | TEM | 1 | MC | 5.7 | 1
6SE64202AD311CA1 | MICROMASTER 420 WITH BUILT IN CLASS A FILTER 3AC 380-480V +10/-10% 47-63HZ CONSTANT TORQUE POWER 11 KW OVERLOAD 150% FOR 60S VARIABLE TORQUE POWER 11 KW 245 X 185 X 195 (H X W X D) PROTECTION IP20 AMBIENT TEMP -10 TO +50 DEG C W/O AOP/BOP | 2451 | TEM | 1 | MC | 5.7 | 1
6SE64202UC112AA1 | MICROMASTER 420 UNFILTERED 1/3AC 200-240V +10/-10% 47-63HZ CONSTANT TORQUE POWER 0.12 KW OVERLOAD 150% FOR 60S VARIABLE TORQUE POWER 0.12 KW 173 X 73 X 149 (H X W X D) PROTECTION IP20 AMBIENT TEMP -10 TO +50 DEG C W/O AOP/BOP | 300 | TEM | 1 | MC | 1.2 | 1
6SE64202UC125AA1 | MICROMASTER 420 UNFILTERED 1/3AC 200-240V +10/-10% 47-63HZ CONSTANT TORQUE POWER 0.25 KW OVERLOAD 150% FOR 60S VARIABLE TORQUE POWER 0.25 KW 173 X 73 X 149 (H X W X D) PROTECTION IP20 AMBIENT TEMP -10 TO +50 DEG C W/O AOP/BOP | 324 | TEM | 1 | MC | 1.2 | 1
6SE64202UC137AA1 | MICROMASTER 420 UNFILTERED 1/3AC 200-240V +10/-10% 47-63HZ CONSTANT TORQUE POWER 0.37 KW OVERLOAD 150% FOR 60S VARIABLE TORQUE POWER 0.37 KW 173 X 73 X 149 (H X W X D) PROTECTION IP20 AMBIENT TEMP -10 TO +50 DEG C W/O AOP/BOP | 343 | TEM | 1 | MC | 1.2 | 1
6SE64202UC155AA1 | MICROMASTER 420 UNFILTERED 1/3AC 200-240V +10/-10% 47-63HZ CONSTANT TORQUE POWER 0.55 KW OVERLOAD 150% FOR 60S VARIABLE TORQUE POWER 0.55 KW 173 X 73 X 149 (H X W X D) PROTECTION IP20 AMBIENT TEMP -10 TO +50 DEG C W/O AOP/BOP | 376 | TEM | 1 | MC | 1.2 | 1
6SE64202UC175AA1 | MICROMASTER 420 UNFILTERED 1/3AC 200-240V +10/-10% 47-63HZ CONSTANT TORQUE POWER 0.75 KW OVERLOAD 150% FOR 60S VARIABLE TORQUE POWER 0.75 KW 173 X 73 X 149 (H X W X D) PROTECTION IP20 AMBIENT TEMP -10 TO +50 DEG C W/O AOP/BOP | 412 | TEM | 1 | MC | 1.2 | 1
6SE64202UC211BA1 | MICROMASTER 420 UNFILTERED 1/3AC 200-240V +10/-10% 47-63HZ CONSTANT TORQUE POWER 1.1 KW OVERLOAD 150% FOR 60S VARIABLE TORQUE POWER 1.1 KW 202 X 149 X 172 (H X W X D) PROTECTION IP20 AMBIENT TEMP -10 TO +50 DEG C W/O AOP/BOP | 472 | TEM | 1 | MC | 2.9 | 1
6SE64202UC215BA1 | MICROMASTER 420 UNFILTERED 1/3AC 200-240V +10/-10% 47-63HZ CONSTANT TORQUE POWER 1.5 KW OVERLOAD 150% FOR 60S VARIABLE TORQUE POWER 1.5 KW 202 X 149 X 172 (H X W X D) PROTECTION IP20 AMBIENT TEMP.-10 TO +50 DEG C W/O AOP/BOP | 538 | TEM | 1 | MC | 2.9 | 1
6SE64202UC222BA1 | MICROMASTER 420 UNFILTERED 1/3AC 200-240V +10/-10% 47-63HZ CONSTANT TORQUE POWER 2.2 KW OVERLOAD 150% FOR 60S VARIABLE TORQUE POWER 2.2 KW 202 X 149 X 172 (H X W X D) PROTECTION IP20 AMBIENT TEMP -10 TO +50 DEG C W/O AOP/BOP | 641 | TEM | 1 | MC | 3.1 | 1
6SE64202UC230CA1 | MICROMASTER 420 UNFILTERED 1/3AC 200-240V +10/-10% 47-63HZ CONSTANT TORQUE POWER 3 KW OVERLOAD 150% FOR 60S VARIABLE TORQUE POWER 3 KW 245 X 185 X 195 (H X W X D) PROTECTION IP20 AMBIENT TEMP -10 TO +50 DEG C W/O AOP/BOP | 739 | TEM | 1 | MC | 5.2 | 1
6SE64202UC240CA1 | MICROMASTER 420 UNFILTERED 3AC 200-240V +10/-10% 47-63HZ CONSTANT TORQUE POWER 4 KW OVERLOAD 150% FOR 60S VARIABLE TORQUE POWER 4 KW 245 X 185 X 195 (H X W X D) PROTECTION IP20 AMBIENT TEMP -10 TO +50 DEG C W/O AOP/BOP | 842 | TEM | 1 | MC | 5.5 | 1
6SE64202UC255CA1 | MICROMASTER 420 UNFILTERED 3AC 200-240V +10/-10% 47-63HZ CONSTANT TORQUE POWER 5.5 KW OVERLOAD 150% FOR 60S VARIABLE TORQUE POWER 5.5 KW 245 X 185 X 195 (H X W X D) PROTECTION IP20 AMBIENT TEMP -10 TO +50 DEG C W/O AOP/BOP | 1076 | TEM | 1 | MC | 5.5 | 1
6SE64202UD137AA1 | MICROMASTER 420 UNFILTERED 3AC 380-480V +10/-10% 47-63HZ CONSTANT TORQUE POWER 0.37 KW OVERLOAD 150% FOR 60S VARIABLE TORQUE POWER 0.37 KW 173 X 73 X 149 (H X W X D) PROTECTION IP20 AMBIENT TEMP -10 TO +50 DEG C W/O AOP/BOP | 657 | TEM | 1 | MC | 1.3 | 1
6SE64202UD155AA1 | MICROMASTER 420 UNFILTERED 3AC 380-480V +10/-10% 47-63HZ CONSTANT TORQUE POWER 0.55 KW OVERLOAD 150% FOR 60S VARIABLE TORQUE POWER 0.55 KW 173 X 73 X 149 (H X W X D) PROTECTION IP20 AMBIENT TEMP -10 TO +50 DEG C W/O AOP/BOP | 681 | TEM | 1 | MC | 1.3 | 1
6SE64202UD175AA1 | MICROMASTER 420 UNFILTERED 3AC 380-480V +10/-10% 47-63HZ CONSTANT TORQUE POWER 0.75 KW OVERLOAD 150% FOR 60S VARIABLE TORQUE POWER 0.75 KW 173 X 73 X 149 (H X W X D) PROTECTION IP20 AMBIENT TEMP -10 TO +50 DEG C W/O AOP/BOP | 706 | TEM | 1 | MC | 1.3 | 1
6SE64202UD211AA1 | MICROMASTER 420 UNFILTERED 3AC 380-480V +10/-10% 47-63HZ CONSTANT TORQUE POWER 1.1 KW OVERLOAD 150% FOR 60S VARIABLE TORQUE POWER 1.1 KW 173 X 73 X 149 (H X W X D) PROTECTION IP20 AMBIENT TEMP -10 TO +50 DEG C W/O AOP/BOP | 746 | TEM | 1 | MC | 1.3 | 1
6SE64202UD215AA1 | MICROMASTER 420 UNFILTERED 3AC 380-480V +10/-10% 47-63HZ CONSTANT TORQUE POWER 1.5 KW OVERLOAD 150% FOR 60S VARIABLE TORQUE POWER 1.5 KW 173 X 73 X 149 (H X W X D) PROTECTION IP20 AMBIENT TEMP -10 TO +50 DEG C W/O AOP/BOP | 792 | TEM | 1 | MC | 1.3 | 1
6SE64202UD222BA1 | MICROMASTER 420 UNFILTERED 3AC 380-480V +10/-10% 47-63HZ CONSTANT TORQUE POWER 2.2 KW OVERLOAD 150% FOR 60S VARIABLE TORQUE POWER 2.2 KW 202 X 149 X 172 (H X W X D) PROTECTION IP20 AMBIENT TEMP -10 TO +50 DEG C W/O AOP/BOP | 891 | TEM | 1 | MC | 3.1 | 1
6SE64202UD230BA1 | MICROMASTER 420 UNFILTERED 3AC 380-480V +10/-10% 47-63HZ CONSTANT TORQUE POWER 3 KW OVERLOAD 150% FOR 60S VARIABLE TORQUE POWER 3 KW 202 X 149 X 172 (H X W X D) PROTECTION IP20 AMBIENT TEMP -10 TO +50 DEG C W/O AOP/BOP | 1010 | TEM | 1 | MC | 3.3 | 1
6SE64202UD240BA1 | MICROMASTER 420 UNFILTERED 3AC 380-480V +10/-10% 47-63HZ CONSTANT TORQUE POWER 4 KW OVERLOAD 150% FOR 60S VARIABLE TORQUE POWER 4 KW 202 X 149 X 172 (H X W X D) PROTECTION IP20 AMBIENT TEMP -10 TO +50 DEG C W/O AOP/BOP | 1111 | TEM | 1 | MC | 3.3 | 1
6SE64202UD255CA1 | MICROMASTER 420 UNFILTERED 3AC 380-480V +10/-10% 47-63HZ CONSTANT TORQUE POWER 5.5 KW OVERLOAD 150% FOR 60S VARIABLE TORQUE POWER 5.5 KW 245 X 185 X 195 (H X W X D) PROTECTION IP20 AMBIENT TEMP -10 TO +50 DEG C W/O AOP/BOP | 1412 | TEM | 1 | MC | 5.2 | 1
6SE64202UD275CA1 | MICROMASTER 420 UNFILTERED 3AC 380-480V +10/-10% 47-63HZ CONSTANT TORQUE POWER 7.5 KW OVERLOAD 150% FOR 60S VARIABLE TORQUE POWER 7.5 KW 245 X 185 X 195 (H X W X D) PROTECTION IP20 AMBIENT TEMP -10 TO +50 DEG C W/O AOP/BOP | 1702 | TEM | 1 | MC | 5.5 | 1
6SE64202UD311CA1 | MICROMASTER 420 UNFILTERED 3AC 380-480V +10/-10% 47-63HZ CONSTANT TORQUE POWER 11 KW OVERLOAD 150% FOR 60S VARIABLE TORQUE POWER 11 KW 245 X 185 X 195 (H X W X D) PROTECTION IP20 AMBIENT TEMP -10 TO +50 DEG C W/O AOP/BOP | 2194 | TEM | 1 | MC | 5.5 | 1
6SE64302AD275CA0 | MICROMASTER 430 WITH BUILT-IN CLASS A FILTER 3AC 380-480 V +10/-10% 47-63 HZ SQUARED TORQUE POWER 7.5 KW OVERLOAD 110% 60 S, 140% 3 S 245 X 185 X 195 (H X W X D) PROTECTION IP20 AMBIENT TEMP. -10 TO +40 DEG. C WITHOUT AOP/BOP | 1723 | TEM | 1 | MC | 5.7 | 1
6SE64302AD311CA0 | MICROMASTER 430 WITH BUILT-IN CLASS A FILTER 3AC 380-480 V +10/-10% 47-63 HZ SQUARED TORQUE POWER 11 KW OVERLOAD 110% 60 S, 140% 3 S 245 X 185 X 195 (H X W X D) PROTECTION IP20 AMBIENT TEMP. -10 TO +40 DEG. C WITHOUT AOP/BOP | 1887 | TEM | 1 | MC | 5.7 | 1
6SE64302AD315CA0 | MICROMASTER 430 WITH BUILT-IN CLASS A FILTER 3AC 380-480 V +10/-10% 47-63 HZ SQUARED TORQUE POWER 15 KW OVERLOAD 110% 60 S, 140% 3 S 245 X 185 X 195 (H X W X D) PROTECTION IP20 AMBIENT TEMP. -10 TO +40 DEG. C WITHOUT AOP/BOP | 2365 | TEM | 1 | MC | 5.7 | 1
6SE64302AD318DA0 | MICROMASTER 430 WITH BUILT-IN CLASS A FILTER 3AC 380-480 V +10/-10% 47-63 HZ SQUARED TORQUE POWER 18.5 KW OVERLOAD 110% 60 S, 140% 3 S 520 X 275 X 245 (H X W X D) PROTECTION IP20 AMBIENT TEMP. -10 TO +40 DEG. C WITHOUT AOP/BOP | 2885 | TEM | 1 | MC | 22.3 | 1
6SE64302AD322DA0 | MICROMASTER 430 WITH BUILT-IN CLASS A FILTER 3AC 380-480 V +10/-10% 47-63 HZ SQUARED TORQUE POWER 22 KW OVERLOAD 110% 60 S, 140% 3 S 520 X 275 X 245 (H X W X D) PROTECTION IP20 AMBIENT TEMP. -10 TO +40 DEG. C WITHOUT AOP/BOP | 3267 | TEM | 1 | MC | 21 | 1
6SE64302AD330DA0 | MICROMASTER 430 WITH BUILT-IN CLASS A FILTER 3AC 380-480 V +10/-10% 47-63 HZ SQUARED TORQUE POWER 30 KW OVERLOAD 110% 60 S, 140% 3 S 520 X 275 X 245 (H X W X D) PROTECTION IP20 AMBIENT TEMP. -10 TO +40 DEG. C WITHOUT AOP/BOP | 3800 | TEM | 1 | MC | 17 | 1
6SE64302AD337EA0 | MICROMASTER 430 WITH BUILT-IN CLASS A FILTER 3AC 380-480 V +10/-10% 47-63 HZ SQUARED TORQUE POWER 37 KW OVERLOAD 110% 60 S, 140% 3 S 650 X 275 X 245 (H X W X D) PROTECTION IP20 AMBIENT TEMP. -10 TO +40 DEG. C WITHOUT AOP/BOP | 4853 | TEM | 1 | MC | 22.5 | 1
6SE64302AD345EA0 | MICROMASTER 430 WITH BUILT-IN CLASS A FILTER 3AC 380-480 V +10/-10% 47-63 HZ SQUARED TORQUE POWER 45 KW OVERLOAD 110% 60 S, 140% 3 S 650 X 275 X 245 (H X W X D) PROTECTION IP20 AMBIENT TEMP. -10 TO +40 DEG. C WITHOUT AOP/BOP | 5605 | TEM | 1 | MC | 22.5 | 1
6SE64302AD355FA0 | MICROMASTER 430 WITH BUILT-IN CLASS A FILTER 3AC 380-480 V +10/-10% 47-63 HZ SQUARED TORQUE POWER 55 KW OVERLOAD 110% 60 S, 140% 3 S 1150 X 350 X 320 (H X W X D) PROTECTION IP20 AMBIENT TEMP. -10 TO +40 DEG. C WITHOUT AOP/BOP | 6452 | TEM | 1 | MC | 77 | 1
6SE64302AD375FA0 | MICROMASTER 430 WITH BUILT-IN CLASS A FILTER 3AC 380-480 V +10/-10% 47-63 HZ SQUARED TORQUE POWER 75 KW OVERLOAD 110% 60 S, 140% 3 S 1150 X 350 X 320 (H X W X D) PROTECTION IP20 AMBIENT TEMP. -10 TO +40 DEG. C WITHOUT AOP/BOP | 7272 | TEM | 1 | MC | 91 | 1
6SE64302AD388FA0 | MICROMASTER 430 WITH BUILT-IN CLASS A FILTER 3AC 380-480 V +10/-10% 47-63 HZ SQUARED TORQUE POWER 90 KW OVERLOAD 110% 60 S, 140% 3 S 1150 X 350 X 320 (H X W X D) PROTECTION IP20 AMBIENT TEMP. -10 TO +40 DEG. C WITHOUT AOP/BOP | 8557 | TEM | 1 | MC | 86 | 1
6SE64302UD275CA0 | MICROMASTER 430 WITHOUT FILTER 3AC 380-480 V +10/-10% 47-63 HZ SQUARED TORQUE POWER 7.5 KW OVERLOAD 110% 60 S, 140% 3 S 245 X 185 X 195 (H X W X D) PROTECTION IP20 AMBIENT TEMP. -10 TO +40 DEG. C WITHOUT AOP/BOP | 1408 | TEM | 1 | MC | 5.5 | 1
6SE64302UD311CA0 | MICROMASTER 430 WITHOUT FILTER 3AC 380-480 V +10/-10% 47-63 HZ SQUARED TORQUE POWER 11 KW OVERLOAD 110% 60 S, 140% 3 S 245 X 185 X 195 (H X W X D) PROTECTION IP20 AMBIENT TEMP. -10 TO +40 DEG. C WITHOUT AOP/BOP | 1682 | TEM | 1 | MC | 5.5 | 1
6SE64302UD315CA0 | MICROMASTER 430 WITHOUT FILTER 3AC 380-480 V +10/-10% 47-63 HZ SQUARED TORQUE POWER 15 KW OVERLOAD 110% 60 S, 140% 3 S 245 X 185 X 195 (H X W X D) PROTECTION IP20 AMBIENT TEMP. -10 TO +40 DEG. C WITHOUT AOP/BOP | 2105 | TEM | 1 | MC | 5.5 | 1
6SE64302UD318DA0 | MICROMASTER 430 WITHOUT FILTER 3AC 380-480 V +10/-10% 47-63 HZ SQUARED TORQUE POWER 18.5 KW OVERLOAD 110% 60 S, 140% 3 S 520 X 275 X 245 (H X W X D) PROTECTION IP20 AMBIENT TEMP. -10 TO +40 DEG. C WITHOUT AOP/BOP | 2666 | TEM | 1 | MC | 16 | 1
6SE64302UD322DA0 | MICROMASTER 430 WITHOUT FILTER 3AC 380-480 V +10/-10% 47-63 HZ SQUARED TORQUE POWER 22 KW OVERLOAD 110% 60 S, 140% 3 S 520 X 275 X 245 (H X W X D) PROTECTION IP20 AMBIENT TEMP. -10 TO +40 DEG. C WITHOUT AOP/BOP | 3008 | TEM | 1 | MC | 16 | 1
6SE64302UD330DA0 | MICROMASTER 430 WITHOUT FILTER 3AC 380-480 V +10/-10% 47-63 HZ SQUARED TORQUE POWER 30 KW OVERLOAD 110% 60 S, 140% 3 S 520 X 275 X 245 (H X W X D) PROTECTION IP20 AMBIENT TEMP. -10 TO +40 DEG. C WITHOUT AOP/BOP | 3500 | TEM | 1 | MC | 16 | 1
6SE64302UD337EA0 | MICROMASTER 430 WITHOUT FILTER 3AC 380-480 V +10/-10% 47-63 HZ SQUARED TORQUE POWER 37 KW OVERLOAD 110% 60 S, 140% 3 S 650 X 275 X 245 (H X W X D) PROTECTION IP20 AMBIENT TEMP. -10 TO +40 DEG. C WITHOUT AOP/BOP | 4484 | TEM | 1 | MC | 20 | 1
6SE64302UD345EA0 | MICROMASTER 430 WITHOUT FILTER 3AC 380-480 V +10/-10% 47-63 HZ SQUARED TORQUE POWER 45 KW OVERLOAD 110% 60 S, 140% 3 S 650 X 275 X 245 (H X W X D) PROTECTION IP20 AMBIENT TEMP. -10 TO +40 DEG. C WITHOUT AOP/BOP | 5181 | TEM | 1 | MC | 20 | 1
6SE64302UD355FA0 | MICROMASTER 430 WITHOUT FILTER 3AC 380-480 V +10/-10% 47-63 HZ SQUARED TORQUE POWER 55 KW OVERLOAD 110% 60 S, 140% 3 S 850 X 350 X 320 (H X W X D) PROTECTION IP20 AMBIENT TEMP. -10 TO +40 DEG. C WITHOUT AOP/BOP | 5960 | TEM | 1 | MC | 72 | 1
6SE64302UD375FA0 | MICROMASTER 430 WITHOUT FILTER 3AC 380-480 V +10/-10% 47-63 HZ SQUARED TORQUE POWER 75 KW OVERLOAD 110% 60 S, 140% 3 S 850 X 350 X 320 (H X W X D) PROTECTION IP20 AMBIENT TEMP. -10 TO +40 DEG. C WITHOUT AOP/BOP | 6725 | TEM | 1 | MC | 72 | 1
6SE64302UD388FA0 | MICROMASTER 430 WITHOUT FILTER 3AC 380-480 V +10/-10% 47-63 HZ SQUARED TORQUE POWER 90 KW OVERLOAD 110% 60 S, 140% 3 S 850 X 350 X 320 (H X W X D) PROTECTION IP20 AMBIENT TEMP. -10 TO +40 DEG. C WITHOUT AOP/BOP | 7914 | TEM | 1 | MC | 72 | 1
6SE64302UD411FA0 | MICROMASTER 430 WITHOUT FILTER 3AC 380-480 V +10/-10% 47-63 HZ SQUARED TORQUE POWER 110 KW OVERLOAD 110% 59 S, 150% 1 S 1400 X 326 X 356 (H X W X D) PROTECTION IP20 AMBIENT TEMP. 0 TO +40 DEG. C WITHOUT AOP/BOP | 10252 | TEM | 1 | MC | 110 | 1
6SE64302UD413FA0 | MICROMASTER 430 WITHOUT FILTER 3AC 380-480 V +10/-10% 47-63 HZ SQUARED TORQUE POWER 132 KW OVERLOAD 110% 59 S, 150% 1 S 1400 X 326 X 356 (H X W X D) PROTECTION IP20 AMBIENT TEMP. 0 TO +40 DEG. C WITHOUT AOP/BOP | 11851 | TEM | 1 | MC | 116 | 1
6SE64302UD416GA0 | MICROMASTER 430 WITHOUT FILTER 3AC 380-480 V +10/-10% 47-63 HZ SQUARED TORQUE POWER 160 KW OVERLOAD 110% 59 S, 150% 1 S 1533 X 326 X 545 (H X W X D) PROTECTION IP20 AMBIENT TEMP. 0 TO +40 DEG. C WITHOUT AOP/BOP | 13313 | TEM | 1 | MC | 170 | 1
6SE64302UD420GA0 | MICROMASTER 430 WITHOUT FILTER 3AC 380-480 V +10/-10% 47-63 HZ SQUARED TORQUE POWER 200 KW OVERLOAD 110% 59 S, 150% 1 S 1533 X 326 X 545 (H X W X D) PROTECTION IP20 AMBIENT TEMP. 0 TO +40 DEG. C WITHOUT AOP/BOP | 15036 | TEM | 1 | MC | 174 | 1
6SE64302UD425GA0 | MICROMASTER 430 WITHOUT FILTER 3AC 380-480 V +10/-10% 47-63 HZ SQUARED TORQUE POWER 250 KW OVERLOAD 110% 59 S, 150% 1 S 1533 X 326 X 545 (H X W X D) PROTECTION IP20 AMBIENT TEMP. 0 TO +40 DEG. C WITHOUT AOP/BOP | 17633 | TEM | 1 | MC | 176 | 1
6SE64402AB112AA1 | MICROMASTER 440 WITH BUILT-IN CLASS A FILTER 1AC 200-240 V +10/-10% 47-63 HZ CONSTANT TORQUE POWER 0.12 KW OVERLOAD 150% 60 S, 200% 3 S SQUARED TORQUE POWER 0.12 KW 173 X 73 X 149 (H X W X D) PROTECTION IP20 AMBIENT TEMP. -10 TO +50 DEG. C WITHOUT AOP/BOP | 411 | TEM | 1 | MC | 1.3 | 1
6SE64402AB125AA1 | MICROMASTER 440 WITH BUILT-IN CLASS A FILTER 1AC 200-240V +10/-10% 47-63 HZ CONSTANT TORQUE POWER 0.25 KW OVERLOAD 150% 60 S, 200% 3 S SQUARED TORQUE POWER 0.25 KW 173 X 73 X 149 (H X W X D) PROTECTION IP20 AMBIENT TEMP. -10 TO +50 DEG. C WITHOUT AOP/BOP | 434 | TEM | 1 | MC | 1.3 | 1
6SE64402AB137AA1 | MICROMASTER 440 WITH BUILT-IN CLASS A FILTER 1AC 200-240 V +10/-10% 47-63 HZ CONSTANT TORQUE POWER 0.37 KW OVERLOAD 150% 60 S, 200% 3 S SQUARED TORQUE POWER 0.37 KW 173 X 73 X 149 (H X W X D) PROTECTION IP20 AMBIENT TEMP. -10 TO +50 DEG. C WITHOUT AOP/BOP | 472 | TEM | 1 | MC | 1.3 | 1
6SE64402AB155AA1 | MICROMASTER 440 WITH BUILT-IN CLASS A FILTER 1AC 200-240 V +10/-10% 47-63 HZ CONSTANT TORQUE POWER 0.55 KW OVERLOAD 150% 60 S, 200% 3 S SQUARED TORQUE POWER 0.55 KW 173 X 73 X 149 (H X W X D) PROTECTION IP20 AMBIENT TEMP. -10 TO +50 DEG. C WITHOUT AOP/BOP | 512 | TEM | 1 | MC | 1.3 | 1
6SE64402AB175AA1 | MICROMASTER 440 WITH BUILT-IN CLASS A FILTER 1AC 200-240 V +10/-10% 47-63 HZ CONSTANT TORQUE POWER 0.75 KW OVERLOAD 150% 60 S, 200% 3 S SQUARED TORQUE POWER 0.75 KW 173 X 73 X 149 (H X W X D) PROTECTION IP20 AMBIENT TEMP. -10 TO +50 DEG. C WITHOUT AOP/BOP | 537 | TEM | 1 | MC | 1.3 | 1
6SE64402AB211BA1 | MICROMASTER 440 WITH BUILT-IN CLASS A FILTER 1AC 200-240 V +10/-10% 47-63 HZ CONSTANT TORQUE POWER 1.1 KW OVERLOAD 150% 60 S, 200% 3 S SQUARED TORQUE POWER 1.1 KW 202 X 149 X 172 (H X W X D) PROTECTION IP20 AMBIENT TEMP. -10 TO +50 DEG. C WITHOUT AOP/BOP | 618 | TEM | 1 | MC | 3.4 | 1
6SE64402AB215BA1 | MICROMASTER 440 WITH BUILT-IN CLASS A FILTER 1AC 200-240 V +10/-10% 47-63 HZ CONSTANT TORQUE POWER 1.5 KW OVERLOAD 150% 60 S, 200% 3 S SQUARED TORQUE POWER 1.5 KW 202 X 149 X 172 (H X W X D) PROTECTION IP20 AMBIENT TEMP. -10 TO +50 DEG. C WITHOUT AOP/BOP | 704 | TEM | 1 | MC | 3.4 | 1
6SE64402AB222BA1 | MICROMASTER 440 WITH BUILT-IN CLASS A FILTER 1AC 200-240 V +10/-10% 47-63 HZ CONSTANT TORQUE POWER 2.2 KW OVERLOAD 150% 60 S, 200% 3 S SQUARED TORQUE POWER 2.2 KW 202 X 149 X 172 (H X W X D) PROTECTION IP20 AMBIENT TEMP. -10 TO +50 DEG. C WITHOUT AOP/BOP | 827 | TEM | 1 | MC | 3.4 | 1
6SE64402AB230CA1 | MICROMASTER 440 WITH BUILT-IN CLASS A FILTER 1AC 200-240V +10/-10% 47-63 HZ CONSTANT TORQUE POWER 3 KW OVERLOAD 150% 60 S, 200% 3 S SQUARED TORQUE POWER 3 KW 245 X 185 X 195 (H X W X D) PROTECTION IP20 AMBIENT TEMP. -10 TO +50 DEG. C WITHOUT AOP/BOP | 966 | TEM | 1 | MC | 5.7 | 1
6SE64402AC230CA1 | MICROMASTER 440 WITH BUILT-IN CLASS A FILTER 3AC 200-240 V +10/-10% 47-63 HZ CONSTANT TORQUE POWER 3 KW OVERLOAD 150% 60 S, 200% 3 S SQUARED TORQUE POWER 4 KW 245 X 185 X 195 (H X W X D) PROTECTION IP20 AMBIENT TEMP. -10 TO +50 DEG. C WITHOUT AOP/BOP | 966 | TEM | 1 | MC | 5.7 | 1
6SE64402AC240CA1 | MICROMASTER 440 WITH BUILT-IN CLASS A FILTER 3AC 200-240 V +10/-10% 47-63 HZ CONSTANT TORQUE POWER 4 KW OVERLOAD 150% 60 S, 200% 3 S SQUARED TORQUE POWER 5.5 KW 245 X 185 X 195 (H X W X D) PROTECTION IP20 AMBIENT TEMP. -10 TO +50 DEG. C WITHOUT AOP/BOP | 1154 | TEM | 1 | MC | 5.7 | 1
6SE64402AC255CA1 | MICROMASTER 440 WITH BUILT-IN CLASS A FILTER 3AC 200-240 V +10/-10% 47-63 HZ CONSTANT TORQUE POWER 5.5 KW OVERLOAD 150% 60 S, 200% 3 S SQUARED TORQUE POWER 7.5 KW 245 X 185 X 195 (H X W X D) PROTECTION IP20 AMBIENT TEMP. -10 TO +50 DEG. C WITHOUT AOP/BOP | 1511 | TEM | 1 | MC | 5.7 | 1
6SE64402AD222BA1 | MICROMASTER 440 WITH BUILT-IN CLASS A FILTER 3AC 380-480 V +10/-10% 47-63 HZ CONSTANT TORQUE POWER 2.2 KW OVERLOAD 150% 60 S, 200% 3 S SQUARED TORQUE POWER 2.2 KW 202 X 149 X 172 (H X W X D) PROTECTION IP20 AMBIENT TEMP. -10 TO +50 DEG. C WITHOUT AOP/BOP | 1241 | TEM | 1 | MC | 3.4 | 1
6SE64402AD230BA1 | MICROMASTER 440 WITH BUILT-IN CLASS A FILTER 3AC 380-480 V +10/-10% 47-63 HZ CONSTANT TORQUE POWER 3 KW OVERLOAD 150% 60 S, 200% 3 S SQUARED TORQUE POWER 3 KW 202 X 149 X 172 (H X W X D) PROTECTION IP20 AMBIENT TEMP. -10 TO +50 DEG. C WITHOUT AOP/BOP | 1392 | TEM | 1 | MC | 3.4 | 1
6SE64402AD240BA1 | MICROMASTER 440 WITH BUILT-IN CLASS A FILTER 3AC 380-480 V +10/-10% 47-63 HZ CONSTANT TORQUE POWER 4 KW OVERLOAD 150% 60 S, 200% 3 S SQUARED TORQUE POWER 4 KW 202 X 149 X 172 (H X W X D) PROTECTION IP20 AMBIENT TEMP. -10 TO +50 DEG. C WITHOUT AOP/BOP | 1566 | TEM | 1 | MC | 3.4 | 1
6SE64402AD255CA1 | MICROMASTER 440 WITH BUILT-IN CLASS A FILTER 3AC 380-480 V +10/-10% 47-63 HZ CONSTANT TORQUE POWER 5.5 KW OVERLOAD 150% 60 S, 200% 3 S SQUARED TORQUE POWER 7.5 KW 245 X 185 X 195 (H X W X D) PROTECTION IP20 AMBIENT TEMP. -10 TO +50 DEG. C WITHOUT AOP/BOP | 1926 | TEM | 1 | MC | 5.7 | 1
6SE64402AD275CA1 | MICROMASTER 440 WITH BUILT-IN CLASS A FILTER 3AC 380-480 V +10/-10% 47-63 HZ CONSTANT TORQUE POWER 7.5 KW OVERLOAD 150% 60 S, 200% 3 S SQUARED TORQUE POWER 11 KW 245 X 185 X 195 (H X W X D) PROTECTION IP20 AMBIENT TEMP. -10 TO +50 DEG. C WITHOUT AOP/BOP | 2352 | TEM | 1 | MC | 5.7 | 1
6SE64402AD311CA1 | MICROMASTER 440 WITH BUILT-IN CLASS A FILTER 3AC 380-480 V +10/-10% 47-63 HZ CONSTANT TORQUE POWER 11 KW OVERLOAD 150% 60 S, 200% 3 S SQUARED TORQUE POWER 15 KW 245 X 185 X 195 (H X W X D) PROTECTION IP20 AMBIENT TEMP. -10 TO +50 DEG. C WITHOUT AOP/BOP | 3030 | TEM | 1 | MC | 5.7 | 1
6SE64402AD315DA1 | MICROMASTER 440 WITH BUILT-IN CLASS A FILTER 3AC 380-480 V +10/-10% 47-63 HZ CONSTANT TORQUE POWER 15 KW OVERLOAD 150% 60 S, 200% 3 S SQUARED TORQUE POWER 18.5 KW 520 X 275 X 245 (H X W X D) PROTECTION IP20 AMBIENT TEMP. -10 TO +50 DEG. C WITHOUT AOP/BOP | 3693 | TEM | 1 | MC | 13 | 1
6SE64402AD318DA1 | MICROMASTER 440 WITH BUILT-IN CLASS A FILTER 3AC 380-480 V +10/-10% 47-63 HZ CONSTANT TORQUE POWER 18.5 KW OVERLOAD 150% 60 S, 200% 3 S SQUARED TORQUE POWER 22 KW 520 X 275 X 245 (H X W X D) PROTECTION IP20 AMBIENT TEMP. -10 TO +50 DEG. C WITHOUT AOP/BOP | 4230 | TEM | 1 | MC | 17 | 1
6SE64402AD322DA1 | MICROMASTER 440 WITH BUILT-IN CLASS A FILTER 3AC 380-480 V +10/-10% 47-63 HZ CONSTANT TORQUE POWER 22 KW OVERLOAD 150% 60 S, 200% 3 S SQUARED TORQUE POWER 30 KW 520 X 275 X 245 (H X W X D) PROTECTION IP20 AMBIENT TEMP. -10 TO +50 DEG. C WITHOUT AOP/BOP | 4908 | TEM | 1 | MC | 23 | 1
6SE64402AD330EA1 | MICROMASTER 440 WITH BUILT-IN CLASS A FILTER 3AC 380-480 V +10/-10% 47-63 HZ CONSTANT TORQUE POWER 30 KW OVERLOAD 150% 60 S, 200% 3 S SQUARED TORQUE POWER 37 KW 650 X 275 X 245 (H X W X D) PROTECTION IP20 AMBIENT TEMP. -10 TO +50 DEG. C WITHOUT AOP/BOP | 6313 | TEM | 1 | MC | 27.7 | 1
6SE64402AD337EA1 | MICROMASTER 440 WITH BUILT-IN CLASS A FILTER 3AC 380-480 V +10/-10% 47-63 HZ CONSTANT TORQUE POWER 37 KW OVERLOAD 150% 60 S, 200% 3 S SQUARED TORQUE POWER 45 KW 650 X 275 X 245 (H X W X D) PROTECTION IP20 AMBIENT TEMP. -10 TO +50 DEG. C WITHOUT AOP/BOP | 7291 | TEM | 1 | MC | 22 | 1
6SE64402AD345FA1 | MICROMASTER 440 WITH BUILT-IN CLASS A FILTER 3AC 380-480 V +10/-10% 47-63 HZ CONSTANT TORQUE POWER 45 KW OVERLOAD 150% 60 S, 200% 3 S SQUARED TORQUE POWER 55 KW 1150 X 350 X 320 (H X W X D) PROTECTION IP20 AMBIENT TEMP. -10 TO +50 DEG. C WITHOUT AOP/BOP | 8427 | TEM | 1 | MC | 75 | 1
6SE64402AD355FA1 | MICROMASTER 440 WITH BUILT-IN CLASS A FILTER 3AC 380-480 V +10/-10% 47-63 HZ CONSTANT TORQUE POWER 55 KW OVERLOAD 150% 60 S, 200% 3 S SQUARED TORQUE POWER 75 KW 1150 X 350 X 320 (H X W X D) PROTECTION IP20 AMBIENT TEMP. -10 TO +50 DEG. C WITHOUT AOP/BOP | 9564 | TEM | 1 | MC | 75 | 1
6SE64402AD375FA1 | MICROMASTER 440 WITH BUILT-IN CLASS A FILTER 3AC 380-480 V +10/-10% 47-63 HZ CONSTANT TORQUE POWER 75 KW OVERLOAD 150% 60 S, 200% 3 S SQUARED TORQUE POWER 90 KW 1150 X 350 X 320 (H X W X D) PROTECTION IP20 AMBIENT TEMP. -10 TO +50 DEG. C WITHOUT AOP/BOP | 11268 | TEM | 1 | MC | 75 | 1
6SE64402UC112AA1 | MICROMASTER 440 WITHOUT FILTER 1/3AC 200-240V +10/-10% 47-63HZ CONSTANT TORQUE POWER 0.12 KW OVERLOAD 150% 60 S, 200% 3 S SQUARED TORQUE POWER 0.12 KW 173 X 73 X 149 (H X W X D) PROTECTION IP20 AMBIENT TEMP. -10 TO +50 DEG. C WITHOUT AOP/BOP | 370 | TEM | 1 | MC | 1.3 | 1
6SE64402UC125AA1 | MICROMASTER 440 WITHOUT FILTER 1/3AC 200-240V +10/-10% 47-63HZ CONSTANT TORQUE POWER 0.25 KW OVERLOAD 150% 60 S, 200% 3 S SQUARED TORQUE POWER 0.25 KW 173 X 73 X 149 (H X W X D) PROTECTION IP20 AMBIENT TEMP. -10 TO +50 DEG. C WITHOUT AOP/BOP | 384 | TEM | 1 | MC | 1.3 | 1
6SE64402UC137AA1 | MICROMASTER 440 WITHOUT FILTER 1/3AC 200-240V +10/-10% 47-63HZ CONSTANT TORQUE POWER 0.37 KW OVERLOAD 150% 60 S, 200% 3 S SQUARED TORQUE POWER 0.37 KW 173 X 73 X 149 (H X W X D) PROTECTION IP20 AMBIENT TEMP. -10 TO +50 DEG. C WITHOUT AOP/BOP | 419 | TEM | 1 | MC | 1.3 | 1
6SE64402UC155AA1 | MICROMASTER 440 WITHOUT FILTER 1/3AC 200-240V +10/-10% 47-63HZ CONSTANT TORQUE POWER 0.55 KW OVERLOAD 150% 60 S, 200% 3 S SQUARED TORQUE POWER 0.55 KW 173 X 73 X 149 (H X W X D) PROTECTION IP20 AMBIENT TEMP. -10 TO +50 DEG. C WITHOUT AOP/BOP | 452 | TEM | 1 | MC | 1.3 | 1
6SE64402UC175AA1 | MICROMASTER 440 WITHOUT FILTER 1/3AC 200-240V +10/-10% 47-63HZ CONSTANT TORQUE POWER 0.75 KW OVERLOAD 150% 60 S, 200% 3 S SQUARED TORQUE POWER 0.75 KW 173 X 73 X 149 (H X W X D) PROTECTION IP20 AMBIENT TEMP. -10 TO +50 DEG. C WITHOUT AOP/BOP | 476 | TEM | 1 | MC | 1.3 | 1
6SE64402UC211BA1 | MICROMASTER 440 WITHOUT FILTER 1/3AC 200-240V +10/-10% 47-63HZ CONSTANT TORQUE POWER 1.1 KW OVERLOAD 150% 60 S, 200% 3 S SQUARED TORQUE POWER 1.1 KW 202 X 149 X 172 (H X W X D) PROTECTION IP20 AMBIENT TEMP. -10 TO +50 DEG. C WITHOUT AOP/BOP | 546 | TEM | 1 | MC | 3.3 | 1
6SE64402UC215BA1 | MICROMASTER 440 WITHOUT FILTER 1/3AC 200-240V +10/-10% 47-63HZ CONSTANT TORQUE POWER 1.5 KW OVERLOAD 150% 60 S, 200% 3 S SQUARED TORQUE POWER 1.5 KW 202 X 149 X 172 (H X W X D) PROTECTION IP20 AMBIENT TEMP. -10 TO +50 DEG. C WITHOUT AOP/BOP | 625 | TEM | 1 | MC | 3.3 | 1
6SE64402UC222BA1 | MICROMASTER 440 WITHOUT FILTER 1/3AC 200-240V +10/-10% 47-63HZ CONSTANT TORQUE POWER 2.2 KW OVERLOAD 150% 60 S, 200% 3 S SQUARED TORQUE POWER 2.2 KW 202 X 149 X 172 (H X W X D) PROTECTION IP20 AMBIENT TEMP. -10 TO +50 DEG. C WITHOUT AOP/BOP | 736 | TEM | 1 | MC | 3.3 | 1
6SE64402UC230CA1 | MICROMASTER 440 WITHOUT FILTER 1/3AC 200-240V +10/-10% 47-63HZ CONSTANT TORQUE POWER 3 KW OVERLOAD 150% 60 S, 200% 3 S SQUARED TORQUE POWER 3 KW 245 X 185 X 195 (H X W X D) PROTECTION IP20 AMBIENT TEMP. -10 TO +50 DEG. C WITHOUT AOP/BOP | 859 | TEM | 1 | MC | 5.5 | 1
6SE64402UC240CA1 | MICROMASTER 440 WITHOUT FILTER 3AC 200-240 V +10/-10% 47-63 HZ CONSTANT TORQUE POWER 4 KW OVERLOAD 150% 60 S, 200% 3 S SQUARED TORQUE POWER 5.5 KW 245 X 185 X 195 (H X W X D) PROTECTION IP20 AMBIENT TEMP. -10 TO +50 DEG. C WITHOUT AOP/BOP | 1028 | TEM | 1 | MC | 5.5 | 1
6SE64402UC255CA1 | MICROMASTER 440 WITHOUT FILTER 3AC 200-240 V +10/-10% 47-63 HZ CONSTANT TORQUE POWER 5.5 KW OVERLOAD 150% 60 S, 200% 3 S SQUARED TORQUE POWER 7.5 KW 245 X 185 X 195 (H X W X D) PROTECTION IP20 AMBIENT TEMP. -10 TO +50 DEG. C WITHOUT AOP/BOP | 1320 | TEM | 1 | MC | 5.5 | 1
6SE64402UC275DA1 | MICROMASTER 440 WITHOUT FILTER 3AC 200-240 V +10/-10% 47-63 HZ CONSTANT TORQUE POWER 7.5 KW OVERLOAD 150% 60 S, 200% 3 S SQUARED TORQUE POWER 11 KW 520 X 275 X 245 (H X W X D) PROTECTION IP20 AMBIENT TEMP. -10 TO +50 DEG. C WITHOUT AOP/BOP | 1657 | TEM | 1 | MC | 16 | 1
6SE64402UC311DA1 | MICROMASTER 440 WITHOUT FILTER 3AC 200-240 V +10/-10% 47-63 HZ CONSTANT TORQUE POWER 11 KW OVERLOAD 150% 60 S, 200% 3 S SQUARED TORQUE POWER 15 KW 520 X 275 X 245 (H X W X D) PROTECTION IP20 AMBIENT TEMP. -10 TO +50 DEG. C WITHOUT AOP/BOP | 2257 | TEM | 1 | MC | 16 | 1
6SE64402UC315DA1 | MICROMASTER 440 WITHOUT FILTER 3AC 200-240 V +10/-10% 47-63 HZ CONSTANT TORQUE POWER 15 KW OVERLOAD 150% 60 S, 200% 3 S SQUARED TORQUE POWER 18.5 KW 520 X 275 X 245 (H X W X D) PROTECTION IP20 AMBIENT TEMP. -10 TO +50 DEG. C WITHOUT AOP/BOP | 2952 | TEM | 1 | MC | 16 | 1
6SE64402UC318EA1 | MICROMASTER 440 WITHOUT FILTER 3AC 200-240 V +10/-10% 47-63 HZ CONSTANT TORQUE POWER 18.5 KW OVERLOAD 150% 60 S, 200% 3 S SQUARED TORQUE POWER 22 KW 650 X 275 X 245 (H X W X D) PROTECTION IP20 AMBIENT TEMP. -10 TO +50 DEG. C WITHOUT AOP/BOP | 3583 | TEM | 1 | MC | 24 | 1
6SE64402UC322EA1 | MICROMASTER 440 WITHOUT FILTER 3AC 200-240 V +10/-10% 47-63 HZ CONSTANT TORQUE POWER 22 KW OVERLOAD 150% 60 S, 200% 3 S SQUARED TORQUE POWER 30 KW 650 X 275 X 245 (H X W X D) PROTECTION IP20 AMBIENT TEMP. -10 TO +50 DEG. C WITHOUT AOP/BOP | 4182 | TEM | 1 | MC | 20 | 0
6SE64402UC330FA1 | MICROMASTER 440 WITHOUT FILTER 3AC 200-240 V +10/-10% 47-63 HZ CONSTANT TORQUE POWER 30 KW OVERLOAD 150% 60 S, 200% 3 S SQUARED TORQUE POWER 37 KW 850 X 350 X 320 (H X W X D) PROTECTION IP20 AMBIENT TEMP. -10 TO +50 DEG. C WITHOUT AOP/BOP | 5540 | TEM | 1 | MC | 52 | 1
6SE64402UC337FA1 | MICROMASTER 440 WITHOUT FILTER 3AC 200-240 V +10/-10% 47-63 HZ CONSTANT TORQUE POWER 37 KW OVERLOAD 150% 60 S, 200% 3 S SQUARED TORQUE POWER 45 KW 850 X 350 X 320 (H X W X D) PROTECTION IP20 AMBIENT TEMP. -10 TO +50 DEG. C WITHOUT AOP/BOP | 6755 | TEM | 1 | MC | 71 | 1
6SE64402UC345FA1 | MICROMASTER 440 WITHOUT FILTER 3AC 200-240 V +10/-10% 47-63 HZ CONSTANT TORQUE POWER 45 KW OVERLOAD 150% 60 S, 200% 3 S SQUARED TORQUE POWER 55 KW 850 X 350 X 320 (H X W X D) PROTECTION IP20 AMBIENT TEMP. -10 TO +50 DEG. C WITHOUT AOP/BOP | 7954 | TEM | 1 | MC | 71 | 1
6SE64402UD137AA1 | MICROMASTER 440 WITHOUT FILTER 3AC 380-480 V +10/-10% 47-63 HZ CONSTANT TORQUE POWER 0.37 KW OVERLOAD 150% 60 S, 200% 3 S SQUARED TORQUE POWER 0.37 KW 173 X 73 X 149 (H X W X D) PROTECTION IP20 AMBIENT TEMP. -10 TO +50 DEG. C WITHOUT AOP/BOP | 736 | TEM | 1 | MC | 1.3 | 1
6SE64402UD155AA1 | MICROMASTER 440 WITHOUT FILTER 3AC 380-480 V +10/-10% 47-63 HZ CONSTANT TORQUE POWER 0.55 KW OVERLOAD 150% 60 S, 200% 3 S SQUARED TORQUE POWER 0.55 KW 173 X 73 X 149 (H X W X D) PROTECTION IP20 AMBIENT TEMP. -10 TO +50 DEG. C WITHOUT AOP/BOP | 767 | TEM | 1 | MC | 1.3 | 1
6SE64402UD175AA1 | MICROMASTER 440 WITHOUT FILTER 3AC 380-480 V +10/-10% 47-63 HZ CONSTANT TORQUE POWER 0.75 KW OVERLOAD 150% 60 S, 200% 3 S SQUARED TORQUE POWER 0.75 KW 173 X 73 X 149 (H X W X D) PROTECTION IP20 AMBIENT TEMP. -10 TO +50 DEG. C WITHOUT AOP/BOP | 796 | TEM | 1 | MC | 1.3 | 1
6SE64402UD211AA1 | MICROMASTER 440 WITHOUT FILTER 3AC 380-480 V +10/-10% 47-63 HZ CONSTANT TORQUE POWER 1.1 KW OVERLOAD 150% 60 S, 200% 3 S SQUARED TORQUE POWER 1.1 KW 173 X 73 X 149 (H X W X D) PROTECTION IP20 AMBIENT TEMP. -10 TO +50 DEG. C WITHOUT AOP/BOP | 846 | TEM | 1 | MC | 1.3 | 1
6SE64402UD215AA1 | MICROMASTER 440 WITHOUT FILTER 3AC 380-480 V +10/-10% 47-63 HZ CONSTANT TORQUE POWER 1.5 KW OVERLOAD 150% 60 S, 200% 3 S SQUARED TORQUE POWER 1.5 KW 173 X 73 X 149 (H X W X D) PROTECTION IP20 AMBIENT TEMP. -10 TO +50 DEG. C WITHOUT AOP/BOP | 952 | TEM | 1 | MC | 1.3 | 1
6SE64402UD222BA1 | MICROMASTER 440 WITHOUT FILTER 3AC 380-480 V +10/-10% 47-63 HZ CONSTANT TORQUE POWER 2.2 KW OVERLOAD 150% 60 S, 200% 3 S SQUARED TORQUE POWER 2.2 KW 202 X 149 X 172 (H X W X D) PROTECTION IP20 AMBIENT TEMP. -10 TO +50 DEG. C WITHOUT AOP/BOP | 1102 | TEM | 1 | MC | 3.3 | 1
6SE64402UD230BA1 | MICROMASTER 440 WITHOUT FILTER 3AC 380-480 V +10/-10% 47-63 HZ CONSTANT TORQUE POWER 3 KW OVERLOAD 150% 60 S, 200% 3 S SQUARED TORQUE POWER 3 KW 202 X 149 X 172 (H X W X D) PROTECTION IP20 AMBIENT TEMP. -10 TO +50 DEG. C WITHOUT AOP/BOP | 1241 | TEM | 1 | MC | 3.3 | 1
6SE64402UD240BA1 | MICROMASTER 440 WITHOUT FILTER 3AC 380-480 V +10/-10% 47-63 HZ CONSTANT TORQUE POWER 4 KW OVERLOAD 150% 60 S, 200% 3 S SQUARED TORQUE POWER 4 KW 202 X 149 X 172 (H X W X D) PROTECTION IP20 AMBIENT TEMP. -10 TO +50 DEG. C WITHOUT AOP/BOP | 1396 | TEM | 1 | MC | 3.3 | 1
6SE64402UD255CA1 | MICROMASTER 440 WITHOUT FILTER 3AC 380-480 V +10/-10% 47-63 HZ CONSTANT TORQUE POWER 5.5 KW OVERLOAD 150% 60 S, 200% 3 S SQUARED TORQUE POWER 7.5 KW 245 X 185 X 195 (H X W X D) PROTECTION IP20 AMBIENT TEMP. -10 TO +50 DEG. C WITHOUT AOP/BOP | 1705 | TEM | 1 | MC | 5.5 | 1
6SE64402UD275CA1 | MICROMASTER 440 WITHOUT FILTER 3AC 380-480 V +10/-10% 47-63 HZ CONSTANT TORQUE POWER 7.5 KW OVERLOAD 150% 60 S, 200% 3 S SQUARED TORQUE POWER 11 KW 245 X 185 X 195 (H X W X D) PROTECTION IP20 AMBIENT TEMP. -10 TO +50 DEG. C WITHOUT AOP/BOP | 2099 | TEM | 1 | MC | 5.5 | 1
6SE64402UD311CA1 | MICROMASTER 440 WITHOUT FILTER 3AC 380-480 V +10/-10% 47-63 HZ CONSTANT TORQUE POWER 11 KW OVERLOAD 150% 60 S, 200% 3 S SQUARED TORQUE POWER 15 KW 245 X 185 X 195 (H X W X D) PROTECTION IP20 AMBIENT TEMP. -10 TO +50 DEG. C WITHOUT AOP/BOP | 2699 | TEM | 1 | MC | 5.5 | 1
6SE64402UD315DA1 | MICROMASTER 440 WITHOUT FILTER 3AC 380-480 V +10/-10% 47-63 HZ CONSTANT TORQUE POWER 15 KW OVERLOAD 150% 60 S, 200% 3 S SQUARED TORQUE POWER 18.5 KW 520 X 275 X 245 (H X W X D) PROTECTION IP20 AMBIENT TEMP. -10 TO +50 DEG. C WITHOUT AOP/BOP | 3409 | TEM | 1 | MC | 16 | 1
6SE64402UD318DA1 | MICROMASTER 440 WITHOUT FILTER 3AC 380-480 V +10/-10% 47-63 HZ CONSTANT TORQUE POWER 18.5 KW OVERLOAD 150% 60 S, 200% 3 S SQUARED TORQUE POWER 22 KW 520 X 275 X 245 (H X W X D) PROTECTION IP20 AMBIENT TEMP. -10 TO +50 DEG. C WITHOUT AOP/BOP | 3914 | TEM | 1 | MC | 16 | 1
6SE64402UD322DA1 | MICROMASTER 440 WITHOUT FILTER 3AC 380-480 V +10/-10% 47-63 HZ CONSTANT TORQUE POWER 22 KW OVERLOAD 150% 60 S, 200% 3 S SQUARED TORQUE POWER 30 KW 520 X 275 X 245 (H X W X D) PROTECTION IP20 AMBIENT TEMP. -10 TO +50 DEG. C WITHOUT AOP/BOP | 4545 | TEM | 1 | MC | 16 | 1
6SE64402UD330EA1 | MICROMASTER 440 WITHOUT FILTER 3AC 380-480 V +10/-10% 47-63 HZ CONSTANT TORQUE POWER 30 KW OVERLOAD 150% 60 S, 200% 3 S SQUARED TORQUE POWER 37 KW 650 X 275 X 245 (H X W X D) PROTECTION IP20 AMBIENT TEMP. -10 TO +50 DEG. C WITHOUT AOP/BOP | 5839 | TEM | 1 | MC | 20 | 1
6SE64402UD337EA1 | MICROMASTER 440 WITHOUT FILTER 3AC 380-480 V +10/-10% 47-63 HZ CONSTANT TORQUE POWER 37 KW OVERLOAD 150% 60 S, 200% 3 S SQUARED TORQUE POWER 45 KW 650 X 275 X 245 (H X W X D) PROTECTION IP20 AMBIENT TEMP. -10 TO +50 DEG. C WITHOUT AOP/BOP | 6755 | TEM | 1 | MC | 20 | 1
6SE64402UD345FA1 | MICROMASTER 440 WITHOUT FILTER 3AC 380-480 V +10/-10% 47-63 HZ CONSTANT TORQUE POWER 45 KW OVERLOAD 150% 60 S, 200% 3 S SQUARED TORQUE POWER 55 KW 850 X 350 X 320 (H X W X D) PROTECTION IP20 AMBIENT TEMP. -10 TO +50 DEG. C WITHOUT AOP/BOP | 7796 | TEM | 1 | MC | 72 | 1
6SE64402UD355FA1 | MICROMASTER 440 WITHOUT FILTER 3AC 380-480 V +10/-10% 47-63 HZ CONSTANT TORQUE POWER 55 KW OVERLOAD 150% 60 S, 200% 3 S SQUARED TORQUE POWER 75 KW 850 X 350 X 320 (H X W X D) PROTECTION IP20 AMBIENT TEMP. -10 TO +50 DEG. C WITHOUT AOP/BOP | 8854 | TEM | 1 | MC | 72 | 1
6SE64402UD375FA1 | MICROMASTER 440 WITHOUT FILTER 3AC 380-480 V +10/-10% 47-63 HZ CONSTANT TORQUE POWER 75 KW OVERLOAD 150% 60 S, 200% 3 S SQUARED TORQUE POWER 90 KW 850 X 350 X 320 (H X W X D) PROTECTION IP20 AMBIENT TEMP. -10 TO +50 DEG. C WITHOUT AOP/BOP | 10432 | TEM | 1 | MC | 72 | 1
6SE64402UD388FA1 | MICROMASTER 440 WITHOUT FILTER 3AC 380-480 V +10/-10% 47-63 HZ CONSTANT TORQUE POWER 90 KW OVERLOAD 136% 57 S, 160% 3 S SQUARED TORQUE POWER 110 KW 1400 X 326 X 356 (H X W X D) PROTECTION IP20 AMBIENT TEMP. 0 TO +40 DEG. C WITHOUT AOP/BOP | 15297 | TEM | 1 | MC | 110 | 1
6SE64402UD411FA1 | MICROMASTER 440 WITHOUT FILTER 3AC 380-480 V +10/-10% 47-63 HZ CONSTANT TORQUE POWER 110 KW OVERLOAD 136% 57 S, 160% 3 S SQUARED TORQUE POWER 132 KW 1400 X 326 X 356 (H X W X D) PROTECTION IP20 AMBIENT TEMP. 0 TO +40 DEG. C WITHOUT AOP/BOP | 17682 | TEM | 1 | MC | 116 | 1
6SE64402UD413GA1 | MICROMASTER 440 WITHOUT FILTER 3AC 380-480 V +10/-10% 47-63 HZ CONSTANT TORQUE POWER 132 KW OVERLOAD 136% 57 S, 160% 3 S SQUARED TORQUE POWER 160 KW 1533 X 326 X 545 (H X W X D) PROTECTION IP20 AMBIENT TEMP. 0 TO +40 DEG. C WITHOUT AOP/BOP | 19970 | TEM | 1 | MC | 170 | 1
6SE64402UD416GA1 | MICROMASTER 440 WITHOUT FILTER 3AC 380-480 V +10/-10% 47-63 HZ CONSTANT TORQUE POWER 160 KW OVERLOAD 136% 57 S, 160% 3 S SQUARED TORQUE POWER 200 KW 1533 X 326 X 545 (H X W X D) PROTECTION IP20 AMBIENT TEMP. 0 TO +40 DEG. C WITHOUT AOP/BOP | 22490 | TEM | 1 | MC | 174 | 1
6SE64402UD420GA1 | MICROMASTER 440 WITHOUT FILTER 3AC 380-480 V +10/-10% 47-63 HZ CONSTANT TORQUE POWER 200 KW OVERLOAD 136% 57 S, 160% 3 S SQUARED TORQUE POWER 250 KW 1533 X 326 X 545 (H X W X D) PROTECTION IP20 AMBIENT TEMP. 0 TO +40 DEG. C WITHOUT AOP/BOP | 26174 | TEM | 1 | MC | 176 | 1
6SE64402UE175CA1 | MICROMASTER 440 WITHOUT FILTER 3AC 500-600 V +10/-10% 47-63 HZ CONSTANT TORQUE POWER 0.75 KW OVERLOAD 150% 60 S, 200% 3 S SQUARED TORQUE POWER 1.5 KW 245 X 185 X 195 (H X W X D) PROTECTION IP20 AMBIENT TEMP. -10 TO +50 DEG. C WITHOUT AOP/BOP | 1047 | TEM | 1 | MC | 5.5 | 1
6SE64402UE215CA1 | MICROMASTER 440 WITHOUT FILTER 3AC 500-600 V +10/-10% 47-63 HZ CONSTANT TORQUE POWER 1.5 KW OVERLOAD 150% 60 S, 200% 3 S SQUARED TORQUE POWER 2.2 KW 245 X 185 X 195 (H X W X D) PROTECTION IP20 AMBIENT TEMP. -10 TO +50 DEG. C WITHOUT AOP/BOP | 1214 | TEM | 1 | MC | 5.5 | 1
6SE64402UE222CA1 | MICROMASTER 440 WITHOUT FILTER 3AC 500-600 V +10/-10% 47-63 HZ CONSTANT TORQUE POWER 2.2 KW OVERLOAD 150% 60 S, 200% 3 S SQUARED TORQUE POWER 4 KW 245 X 185 X 195 (H X W X D) PROTECTION IP20 AMBIENT TEMP. -10 TO +50 DEG. C WITHOUT AOP/BOP | 1534 | TEM | 1 | MC | 5.5 | 1
6SE64402UE240CA1 | MICROMASTER 440 WITHOUT FILTER 3AC 500-600 V +10/-10% 47-63 HZ CONSTANT TORQUE POWER 4 KW OVERLOAD 150% 60 S, 200% 3 S SQUARED TORQUE POWER 5.5 KW 245 X 185 X 195 (H X W X D) PROTECTION IP20 AMBIENT TEMP. -10 TO +50 DEG. C WITHOUT AOP/BOP | 1705 | TEM | 1 | MC | 5.5 | 1
6SE64402UE255CA1 | MICROMASTER 440 WITHOUT FILTER 3AC 500-600 V +10/-10% 47-63 HZ CONSTANT TORQUE POWER 5.5 KW OVERLOAD 150% 60 S, 200% 3 S SQUARED TORQUE POWER 7.5 KW 245 X 185 X 195 (H X W X D) PROTECTION IP20 AMBIENT TEMP. -10 TO +50 DEG. C WITHOUT AOP/BOP | 1878 | TEM | 1 | MC | 5.5 | 1
6SE64402UE275CA1 | MICROMASTER 440 WITHOUT FILTER 3AC 500-600 V +10/-10% 47-63 HZ CONSTANT TORQUE POWER 7.5 KW OVERLOAD 150% 60 S, 200% 3 S SQUARED TORQUE POWER 11 KW 245 X 185 X 195 (H X W X D) PROTECTION IP20 AMBIENT TEMP. -10 TO +50 DEG. C WITHOUT AOP/BOP | 2305 | TEM | 1 | MC | 5.5 | 1
6SE64402UE311CA1 | MICROMASTER 440 WITHOUT FILTER 3AC 500-600 V +10/-10% 47-63 HZ CONSTANT TORQUE POWER 11 KW OVERLOAD 150% 60 S, 200% 3 S SQUARED TORQUE POWER 15 KW 245 X 185 X 195 (H X W X D) PROTECTION IP20 AMBIENT TEMP. -10 TO +50 DEG. C WITHOUT AOP/BOP | 2967 | TEM | 1 | MC | 5.5 | 1
6SE64402UE315DA1 | MICROMASTER 440 WITHOUT FILTER 3AC 500-600 V +10/-10% 47-63 HZ CONSTANT TORQUE POWER 15 KW OVERLOAD 150% 60 S, 200% 3 S SQUARED TORQUE POWER 18.5 KW 520 X 275 X 245 (H X W X D) PROTECTION IP20 AMBIENT TEMP. -10 TO +50 DEG. C WITHOUT AOP/BOP | 3756 | TEM | 1 | MC | 21 | 1
6SE64402UE318DA1 | MICROMASTER 440 WITHOUT FILTER 3AC 500-600 V +10/-10% 47-63 HZ CONSTANT TORQUE POWER 18.5 KW OVERLOAD 150% 60 S, 200% 3 S SQUARED TORQUE POWER 22 KW 520 X 275 X 245 (H X W X D) PROTECTION IP20 AMBIENT TEMP. -10 TO +50 DEG. C WITHOUT AOP/BOP | 4309 | TEM | 1 | MC | 20 | 1
6SE64402UE322DA1 | MICROMASTER 440 WITHOUT FILTER 3AC 500-600 V +10/-10% 47-63 HZ CONSTANT TORQUE POWER 22 KW OVERLOAD 150% 60 S, 200% 3 S SQUARED TORQUE POWER 30 KW 520 X 275 X 245 (H X W X D) PROTECTION IP20 AMBIENT TEMP. -10 TO +50 DEG. C WITHOUT AOP/BOP | 4987 | TEM | 1 | MC | 20 | 1
6SE64402UE330EA1 | MICROMASTER 440 WITHOUT FILTER 3AC 500-600 V +10/-10% 47-63 HZ CONSTANT TORQUE POWER 30 KW OVERLOAD 150% 60 S, 200% 3 S SQUARED TORQUE POWER 37 KW 650 X 275 X 245 (H X W X D) PROTECTION IP20 AMBIENT TEMP. -10 TO +50 DEG. C WITHOUT AOP/BOP | 6423 | TEM | 1 | MC | 24 | 1
6SE64402UE337EA1 | MICROMASTER 440 WITHOUT FILTER 3AC 500-600 V +10/-10% 47-63 HZ CONSTANT TORQUE POWER 37 KW OVERLOAD 150% 60 S, 200% 3 S SQUARED TORQUE POWER 45 KW 650 X 275 X 245 (H X W X D) PROTECTION IP20 AMBIENT TEMP. -10 TO +50 DEG. C WITHOUT AOP/BOP | 7433 | TEM | 1 | MC | 24 | 1
6SE64402UE345FA1 | MICROMASTER 440 WITHOUT FILTER 3AC 500-600 V +10/-10% 47-63 HZ CONSTANT TORQUE POWER 45 KW OVERLOAD 150% 60 S, 200% 3 S SQUARED TORQUE POWER 55 KW 850 X 350 X 320 (H X W X D) PROTECTION IP20 AMBIENT TEMP. -10 TO +50 DEG. C WITHOUT AOP/BOP | 8585 | TEM | 1 | MC | 72 | 1
6SE64402UE355FA1 | MICROMASTER 440 WITHOUT FILTER 3AC 500-600 V +10/-10% 47-63 HZ CONSTANT TORQUE POWER 55 KW OVERLOAD 150% 60 S, 200% 3 S SQUARED TORQUE POWER 75 KW 850 X 350 X 320 (H X W X D) PROTECTION IP20 AMBIENT TEMP. -10 TO +50 DEG. C WITHOUT AOP/BOP | 9737 | TEM | 1 | MC | 69 | 0
6SE64402UE375FA1 | MICROMASTER 440 WITHOUT FILTER 3AC 500-600 V +10/-10% 47-63 HZ CONSTANT TORQUE POWER 75 KW OVERLOAD 150% 60 S, 200% 3 S SQUARED TORQUE POWER 90 KW 850 X 350 X 320 (H X W X D) PROTECTION IP20 AMBIENT TEMP. -10 TO +50 DEG. C WITHOUT AOP/BOP | 11473 | TEM | 1 | MC | 72 | 1
6SE70180ES872DA1 | SINAMICS/ SIMOVERT MASTERDRIVES BRAK. UNIT PROTECTION IP20 510-620 V DC, 5 KW FOR COMPACT PLUS DESIGN DOCUMENTATION ON CD | 906 | TEM | 1 | MC | 3.3 | 1
6SE70180ES872DC0 | SINAMICS/SIMOVERT BRAKING RESISTOR 510-620V DC 5KW, 80 OHM | 417 | TEM | 1 | MC | 6.4 | 1
6SE70210ES871FE0 | SINAMICS / SIMOVERT MASTERDRIVES OUTPUT REACTOR FMAX = 120HZ, FP = 3KHZ 3 380-460V AC 10.2A | 330 | TEM | 1 | MC | 4.4 | 1
6SE70216ES872DA1 | SINAMICS / SIMOVERT MASTERDRIVES BRAK. UNIT PROTECTION IP20 510-650 V DC, 10 KW FOR COMPACT PLUS DESIGN DOCUMENTATION ON CD | 1041 | TEM | 1 | MC | 3.3 | 1
6SE70216ES872DC0 | SINAMICS/SIMOVERT BRAKING RESISTOR 510-620V DC, 10KW, 40 OHM | 708 | TEM | 1 | MC | 11.377 | 1
6SE70226ES871FE0 | SINAMICS / SIMOVERT MASTERDRIVES OUTPUT REACTOR FMAX = 120HZ, FP = 3KHZ 3 380-460V AC 25.5A | 522 | TEM | 1 | MC | 8.4 | 0
6SE70232ES872DA1 | SINAMICS / SIMOVERT MASTERDRIVES BRAK. UNIT PROTECTION IP20 510-650 V DC, 20 KW COMPACT PLUS DESIGN DOCUMENTATION ON CD | 1347 | TEM | 1 | MC | 3.5 | 1
6SE70232ES872DC0 | SINAMICS/ SIMOVERT MASTERDRIVES BRAKING RESISTOR 510-620V DC, 20KW, 20 OHM | 749 | TEM | 1 | MC | 14.851 | 1
6SE70247ES871FE0 | SINAMICS / SIMOVERT MASTERDRIVES OUTPUT REACTOR FMAX = 120HZ, FP = 3KHZ 3 380-460V AC 47A | 702 | TEM | 1 | MC | 15.6 | 0
6SE70253HS872DA1 | SINAMICS / SIMOVERT MASTERDRIVES BRAK. UNIT PROTECTION IP20 890-930 V DC, 50 KW FOR COMPACT PLUS DESIGN DOCUMENTATION ON CD | 1709 | TEM | 1 | MC | 4.4 | 1
6SE70253HS872DC0 | SINAMICS / SIMOVERT MASTERDRIVE BRAKING RESISTOR 890-930V DC 50KW, 17.8 OHM | 1492 | TEM | 1 | MC | 25 | 1
6SE70260HS871FE0 | SINAMICS / SIMOVERT MASTERDRIVES OUTPUT REACTOR FMAX = 300HZ, FP = 3KHZ 3 500-575/660-690V AC 61/60A | 1323 | TEM | 1 | MC | 36.7 | 0
6SE70264FS872DA1 | SINAMICS / SIMOVERT MASTERDRIVES BRAK. UNIT PROTECTION IP20 675-810 V DC, 50 KW FOR COMPACT PLUS DESIGN DOCUMENTATION ON CD | 1864 | TEM | 1 | MC | 4.4 | 1
6SE70264FS872DC0 | SINAMICS/ SIMOVERT MASTERDRIVES BRAKING RESISTOR 675-780 V DC 50 KW, 12.4 OHM | 1888 | TEM | 1 | MC | 24 | 1
6SE70272ES871FE0 | SINAMICS / SIMOVERT MASTERDRIVES OUTPUT REACTOR FMAX = 120HZ, FP = 3KHZ 3 380-460V AC 72A | 734 | TEM | 1 | MC | 11.7 | 0
6SE70280ES872DA1 | SINAMICS / SIMOVERT MASTERDRIVES BRAK. UNIT PROTECTION IP20 510-650 V DC, 50 KW FOR COMPACT PLUS DESIGN DOCUMENTATION ON CD | 1752 | TEM | 1 | MC | 4.4 | 1
6SE70280ES872DC0 | SINAMICS/ SIMOVERT MASTERDRIVES BRAKING RESISTOR 510-620V DC, 50KW, 8 OHM | 1298 | TEM | 1 | MC | 20 | 1
6SE70282HS871FE0 | SINAMICS / SIMOVERT MASTERDRIVES OUTPUT REACTOR FMAX = 300HZ, FP = 3KHZ 3 500-575/660-690V AC 79/82A | 1687 | TEM | 1 | MC | 42.3 | 0
6SE70313FB872DA1 | SINAMICS / SIMOVERT MASTERDRIVES BRAK. UNIT 675 -810 V DC, 100 KW PROTECTION IP20 DOCUMENTATION ON CD | 3015 | TEM | 1 | MC | 18.5 | 1
6SE70313FS872DC0 | SINAMICS/ SIMOVERT MASTERDRIVES BRAKING RESISTOR 675-780V DC 100 KW, 6.2 OHM | 2523 | TEM | 1 | MC | 43 | 1
6SE70315ES871FE0 | SINAMICS / SIMOVERT MASTERDRIVES OUTPUT REACTOR FMAX = 120HZ, FP = 3KHZ 3 380-460V AC, 146A | 1031 | TEM | 1 | MC | 20.8 | 0
6SE70316EB872DA1 | SINAMICS / SIMOVERT MASTERDRIVES BRAKING UNIT 510 -650 V DC, 100 KW PROTECTION IP20 DOCUMENTATION ON CD | 2833 | TEM | 1 | MC | 11 | 1
6SE70316ES872DC0 | SINAMICS/ SIMOVERT MASTERDRIVES BRAKING RESISTOR 510-620 V DC 100 KW, 4 OHM | 3260 | TEM | 1 | MC | 47 | 1
6SE70318ES871FE0 | SINAMICS/ SIMOVERT MASTERDRIVES OUTPUT REACTOR FMAX = 120HZ, FP = 3KHZ 3 380-460V AC, 186A | 1270 | TEM | 1 | MC | 30.6 | 0
6SE70321HB872DA1 | SINAMICS / SIMOVERT MASTERDRIVES BRAKING UNIT 890 -930 V DC, 200 KW PROTECTION IP20 DOCUMENTATION ON CD | 4550 | TEM | 1 | MC | 18.5 | 1
6SE70321HS872DC0 | SINAMICS/ SIMOVERT MASTERDRIVES BRAKING RESISTOR 890-930V DC 200 KW, 4.45 OHM | 5492 | TEM | 1 | MC | 123 | 1
6SE70325FB872DA1 | SINAMICS / SIMOVERT MASTERDRIVES BRAKING UNIT 675 -810 V DC, 200 KW PROTECTION IP20 DOCUMENTATION ON CD | 4824 | TEM | 1 | MC | 18.5 | 1
6SE70325FS872DC0 | SINAMICS/ SIMOVERT MASTERDRIVES BRAKING RESISTOR 675-780V DC 200KW, 3,1 OHM | 6880 | TEM | 1 | MC | 119 | 1
6SE70326ES871FE0 | SINAMICS/ SIMOVERT MASTERDRIVES OUTPUT REACTOR FMAX = 120HZ, FP = 3KHZ 3 380-460V AC, 260A | 1429 | TEM | 1 | MC | 34 | 0
6SE70327EB872DA1 | SINAMICS / SIMOVERT MASTERDRIVES BRAKING UNIT 510 -650 V DC, 170 KW PROTECTION IP20 DOCUMENTATION ON CD | 4423 | TEM | 1 | MC | 13.5 | 1
6SE70327ES872DC0 | SINAMICS/ SIMOVERT MASTERDRIVES BRAKING RESISTOR 510-620V DC 170 KW, 2.35 OHM | 5061 | TEM | 1 | MC | 115 | 1
6SL30000BE216DA0 | SINAMICS / SIMODRIVE 611 BASIC LINE FILTER FOR 16KW ACTIVE LINE MODULE AND 16KW SMART LINE MODULE AND 20KW BASIC LINE MODULE AND SINAMICS S120 COMBI INPUT: 3AC 380-480V, 50/60HZ PLEASE OBSERVE CONDITIONS OF USE! | 335 | TEM | 1 | MC | 5 | 1
6SL30000BE236DA1 | SINAMICS S120 BASIC LINE FILTER SUITABLE FOR 36 KW SMART LINE MODULE 36 KW ACTIVE LINE MODULE 40 KW BASIC LINE MODULE INPUT: 3PH 380-480V, 50/60HZ | 447 | TEM | 1 | MC | 7.5 | 1
6SL30000BE255DA0 | SINAMICS / SIMODRIVE 611 BASIC LINE FILTER FOR 55KW ACTIVE LINE MODULE INPUT: 3AC 380-480V, 50/60HZ PLEASE OBSERVE CONDITIONS OF USE! | 580 | TEM | 1 | MC | 11.5 | 1
6SL30000BE280DA0 | SINAMICS BASIC LINE FILTER FOR 80KW ACTIVE LINE MODULE INPUT: 3-PH 380-480V, 50/60HZ | 1117 | TEM | 1 | MC | 18.2 | 1
6SL30000BE312DA0 | SINAMICS BASIC LINE FILTER FOR 100 KW BASIC LINE MODULE FOR 120 KW ACTIVE LINE MODULE INPUT: 3PH 380-480V, 50/60HZ | 1574 | TEM | 1 | MC | 18.8 | 1
6SL30000BE325AA0 | SINAMICS/MICROMASTER PX LINE FILTER INPUT: 3AC 380-480 V, 50/60 HZ 250 A | 2064 | TEM | 1 | MC | 16.2 | 1
6SL30000BE344AA0 | SINAMICS/MICROMASTER PX LINE FILTER INPUT: 3AC 380-480 V, 50/60 HZ 440 A | 3393 | TEM | 1 | MC | 13.76 | 1
6SL30000BE360AA0 | SINAMICS/MICROMASTER PX LINE FILTER INPUT: 3AC 380-480 V, 50/60 HZ 600 A | 3908 | TEM | 1 | MC | 20.815 | 1
6SL30000BG325AA0 | SINAMICS LINE FILTER INPUT: 3-PH. 500-690 V, 50/60 HZ, 250 A | 2727 | TEM | 1 | MC | 12.2 | 1
6SL30000BG344AA0 | SINAMICS LINE FILTER INPUT: 3-PH. 500-690 V, 50/60 HZ, 440 A | 3737 | TEM | 1 | MC | 12.2 | 1
6SL30000CE150AA0 | SINAMICS LINE REACTOR FOR 5 KW SMART LINE MODULE INPUT: 3-PH 380-480 V, 50/60 HZ | 224 | TEM | 1 | MC | 4.4 | 1
6SL30000CE210AA0 | SINAMICS LINE REACTOR FOR 10 KW SMART LINE MODULE INPUT: 3-PH 380-480 V, 50/60 HZ | 335 | TEM | 1 | MC | 8 | 1
6SL30000CE216AA0 | SINAMICS LINE REACTOR FOR 16 KW SMART LINE MODULE INPUT: 3-PH 380-480 V, 50/60 HZ | 499 | TEM | 1 | MC | 9.5 | 1
6SL30000CE220AA0 | SINAMICS LINE REACTOR FOR 20KW BASIC LINE MODULE INPUT: 3-PH 380-480 V, 50/60 HZ | 335 | TEM | 1 | MC | 5.2 | 1
6SL30000CE236AA0 | SINAMICS LINE REACTOR FOR 36 KW SMART LINE MODULE INPUT: 3-PH 380-480 V, 50/60 HZ | 1115 | TEM | 1 | MC | 17 | 1
6SL30000CE240AA0 | SINAMICS LINE REACTOR FOR 40KW BASIC LINE MODULE INPUT: 3PH 380-480V, 50/60HZ | 499 | TEM | 1 | MC | 11.2 | 1
6SL30000CE255AA0 | SINAMICS LINE REACTOR FOR 55 KW SMART LINE MODULE INPUT: 3-PH 380-480 V, 50/60 HZ | 1703 | TEM | 1 | MC | 36 | 1
6SL30000CE310AA0 | SINAMICS LINE REACTOR FOR 100KW BASIC LINE MODULE INPUT: 3-PH 380-480V, 50/60HZ | 1115 | TEM | 1 | MC | 21.7 | 1
6SL30000CE323AA0 | SINAMICS/MICROMASTER PX LINE REACTOR INPUT: 3AC 380-480 V, 50/60 HZ 224 A | 1187 | TEM | 1 | MC | 27.5 | 1
6SL30000CE328AA0 | SINAMICS/MICROMASTER PX LINE REACTOR INPUT: 3AC 380-480 V, 50/60 HZ 278 A | 1216 | TEM | 1 | MC | 26.7 | 1
6SL30000CE333AA0 | SINAMICS/MICROMASTER PX LINE REACTOR INPUT: 3AC 380-480 V, 50/60 HZ 331 A | 1350 | TEM | 1 | MC | 30 | 1
6SL30000CE351AA0 | SINAMICS/MICROMASTER PX LINE REACTOR INPUT: 3AC 380-480 V, 50/60 HZ 508 A | 2143 | TEM | 1 | MC | 43 | 1
6SL30000CH311AA0 | SINAMICS LINE FILTER INPUT: 3-PH. 660-690 V, 50/60 HZ, 107 A | 1096 | TEM | 1 | MC | 22 | 1
6SL30000CH316AA0 | SINAMICS LINE FILTER INPUT: 3-PH. 660-690 V, 50/60 HZ, 155 A | 1285 | TEM | 1 | MC | 24 | 1
6SL30000CH322AA0 | SINAMICS LINE REACTOR INPUT: 3-PH. 660-690 V, 50/60 HZ, 230 A | 1574 | TEM | 1 | MC | 26 | 1
6SL30000CH327AA0 | SINAMICS LINE REACTOR INPUT: 3-PH. 660-690 V, 50/60 HZ, 270 A | 1731 | TEM | 1 | MC | 26 | 1
6SL30000DE216AA0 | SIMODRIVE 611 HFD LINE REACTOR FOR 16 KW INFEED / REGENERATIVE FEEDBACK MODULE INPUT: 3PH 380-480 V, 50/60 HZ | 697 | TEM | 1 | MC | 12 | 1
6SL30000DE236AA0 | SINAMICS HFD LINE REACTOR FOR 36 KW ACTIVE LINE MODULE INPUT: 3AC 380-480 V, 50/60 HZ | 1550 | TEM | 1 | MC | 35.5 | 1
6SL30000DE255AA1 | SINAMICS / SIMODRIVE HFD COMMUTATING REACTOR FOR 55KW ACTIVE LINE MODULE | 2852 | TEM | 1 | MC | 27 | 1
6SL30000DE280AA1 | SINAMICS / SIMODRIVE611 HFD LINE REACTOR with connectors FOR 80 KW ACTIVE LINE MODULE INPUT: 3AC 380-480 V, 50/60 HZ For function dumpingresistor additive necessary! | 3228 | TEM | 1 | MC | 43.5 | 1
6SL30000DE312AA1 | SIMODRIVE 611/ SINAMICS 120 HFD LINE REACTOR with connectors FOR 120 KW E/R MODULE SIMODRIVE 611 E/R For function dumpingresistor additive necessary! | 4046 | TEM | 1 | MC | 68 | 1
6SL30000GE150AA0 | SINAMICS / SIMODRIVE- Subassembly with electrical Filter function SINAMICS LINE FILTER AND HF LINE PACKAGE FOR 5 KW SMART LINE MODULE INPUT: 3-PH 380-480 V, 50/60 HZ CONTAINS: LINE FILTER TYPE 6SL3000-0HE15-0AA0 HF LINE REACTOR TYPE 6SL3000-0CE15-0AA0 | 529 | TEM | 1 | MC | 6.52 | 0
6SL30000GE210AA0 | SINAMICS / SIMODRIVE- Subassembly with electrical Filter function SINAMICS LINE FILTER AND HF LINE PACKAGE FOR 10 KW SMART LINE MODULE INPUT: 3-PH 380-480 V, 50/60 HZ CONTAINS: LINE FILTER TYPE 6SL3000-0HE21-0AA0 AND HF LINE REACTOR TYPE 6SL3000-0CE21-0AA0 | 653 | TEM | 1 | MC | 10.12 | 0
6SL30000HE150AA0 | SINAMICS LINE FILTER FOR 5 KW SMART LINE MODULE INPUT: 3-PH. 380-480 V 50/60 HZ | 305 | TEM | 1 | MC | 2.12 | 1
6SL30000HE210AA0 | SINAMICS LINE FILTER FOR 10 KW SMART LINE MODULE INPUT: 3-PH. 380-480 V 50/60 HZ | 318 | TEM | 1 | MC | 3 | 1
6SL30001BE313AA0 | SINAMICS BRAKING RESISTOR INPUT: 600 V DC OUTPUT: 125kW/15S 100KW/20S 4,4 OHM | 2403 | TEM | 1 | MC | 50 | 1
6SL30001BE325AA0 | SINAMICS BRAKING RESISTOR INPUT: 600 V DC OUTPUT: 250KW/15S 200KW/20S 2.2 OHM | 4806 | TEM | 1 | MC | 120 | 1
6SL30001BH313AA0 | SINAMICS BRAKING RESISTOR INPUT: 1035 V DC OUTPUT: 125 KW/15 S 9,8 OHM | 2191 | TEM | 1 | MC | 50 | 1
6SL30001BH325AA0 | SINAMICS BRAKING RESISTOR INPUT: 1035 V DC OUTPUT: 250 KW/15 S 4.9 OHM | 4381 | TEM | 1 | MC | 120 | 1
6SL30002AH310AA0 | SINAMICS/MICROMASTER PX MOTOR REACTOR FOR 3PH 660-690 V, 50/60 HZ 85 A AND 100 A AC DRIVES/POWER MODULES/ MOTOR MODULES | 1418 | TEM | 1 | MC | 25 | 1
6SL30002AH315AA0 | SINAMICS/MICROMASTER PX MOTOR REACTOR FOR 3PH 660-690 V, 50/60 HZ 120 A AND 150 A AC DRIVES/POWER MODULES/ MOTOR MODULES | 1888 | TEM | 1 | MC | 26 | 1
6SL30002AH318AA0 | SINAMICS/MICROMASTER PX MOTOR REACTOR FOR 3PH 660-690 V, 50/60 HZ, 175 A AC DRIVES/POWER MODULES/ MOTOR MODULES | 2169 | TEM | 1 | MC | 36 | 1
6SL30002AH324AA0 | SINAMICS/MICROMASTER PX MOTOR REACTOR FOR 3PH 660-690 V, 50/60 HZ, 215 A AC DRIVES/POWER MODULES/ MOTOR MODULES | 2620 | TEM | 1 | MC | 36 | 1
6SL30002AH326AA0 | SINAMICS/MICROMASTER PX MOTOR REACTOR FOR 3PH 660-690 V, 50/60 HZ, 260 A AC DRIVES/POWER MODULES/ MOTOR MODULES | 2899 | TEM | 1 | MC | 36 | 1
6SL30002BE210AA0 | SINAMICS MOTOR INDUCTOR 9 A (4 KHZ) FOR MOTOR MODULE TYPE BOOKSIZE OUTPUT FREQUENCY MAX. 120 HZ | 287 | TEM | 1 | MC | 5 | 1
6SL30002BE260AA0 | SINAMICS MOTOR INDUCTOR 60 A (4 KHZ) FOR MOTOR MODULE TYPE BOOKSIZE OUTPUT FREQUENCY MAX. 120 HZ | 646 | TEM | 1 | MC | 10.5 | 1
6SL30002BE321AA0 | SINAMICS/MICROMASTER PX MOTOR INDUCTOR FOR 3-PH 380-480 V, 50/60 HZ, 210 A AC DRIVES/POWER MODULES/ MOTOR MODULES | 2547 | TEM | 1 | MC | 50 | 1
6SL30002BE326AA0 | SINAMICS/MICROMASTER PX MOTOR INDUCTOR FOR 3-PH 380-480 V, 50/60 HZ, 260 A AC DRIVES/POWER MODULES/ MOTOR MODULES | 3032 | TEM | 1 | MC | 59 | 1
6SL30002BE332AA0 | SINAMICS/MICROMASTER PX MOTOR INDUCTOR FOR 3-PH 380-480 V, 50/60 HZ, 310 A AC DRIVES/POWER MODULES/ MOTOR MODULES | 3395 | TEM | 1 | MC | 56 | 1
6SL30002BE338AA0 | SINAMICS/MICROMASTER PX MOTOR INDUCTOR FOR 3-PH 380-480 V, 50/60 HZ, 380 A AC DRIVES/POWER MODULES/ MOTOR MODULES | 4002 | TEM | 1 | MC | 60 | 1
6SL30002BE350AA0 | SINAMICS/MICROMASTER PX MOTOR REACTOR FOR 3AC 380-480V, 50/60HZ, 490A AC DRIVES/POWER MODULES/ MOTOR MODULES | 5214 | TEM | 1 | MC | 93 | 1
6SL30002CE323AA0 | SINAMICS/MICROMASTER PX LC-MOTOR FILTER FOR 3-PH 380-480 V, 50/60 HZ, 210 A AND 3-PH 380-480 V, 50/60 HZ, 260 A AC DRIVES/POWER MODULES/ MOTOR MODULES | 5583 | TEM | 1 | MC | 135 | 1
6SL30002CE328AA0 | SINAMICS/MICROMASTER PX LC-MOTOR FILTER FOR 3-PH 380-480 V, 50/60 HZ, 310 A AC DRIVE/POWER MODULE/ MOTOR MODULE | 7115 | TEM | 1 | MC | 138 | 1
6SL30002CE333AA0 | SINAMICS/MICROMASTER PX SINUSOIDAL FILTER FOR 3-PH 380-480 V, 50/60 HZ, 380 A AC DRIVE/POWER MODULE/ MOTOR MODULE | 8031 | TEM | 1 | MC | 144 | 1
6SL30002CE341AA0 | SINAMICS/MICROMASTER PX LC-MOTOR FILTER FOR 3-PH. 380-480V, 50/60 HZ, 490 A AC DRIVE/POWER MODULE/ MOTOR MODULE | 8933 | TEM | 1 | MC | 208 | 1
6SL30400JA000AA0 | SINAMICS S110 CONTROL UNIT CU305 DP WITH PROFIBUS INTERFACE WITHOUT MEMORY CARD | 892 | TEM | 1 | MC | 0.57 | 1
6SL30400JA010AA0 | SINAMICS S110 CONTROL UNIT CU305 PN WITH PROFINET INTERFACE WITHOUT MEMORY CARD | 892 | TEM | 1 | MC | 0.89 | 1
6SL30400PA000AA1 | CONTROL UNIT ADAPTER CUA31 FOR POWER MODULES PM340 | 290 | TEM | 1 | MC | 0.31 | 1
6SL30400PA010AA0 | CONTROL UNIT ADAPTER CUA32 FOR POWER MODULES PM340 WITH INTERFACE FOR INCREMENTAL ENCODER HTL/TTL | 391 | TEM | 1 | MC | 0.8 | 1
6SL30401LA000AA0 | SINAMICS S120 CONTROL UNIT CU310-2 DP WITH PROFIBUS INTERFACE WITHOUT COMPACTFLASH CARD | 1271 | TEM | 1 | MC | 0.95 | 1
6SL30401LA010AA0 | SINAMICS S120 CONTROL UNIT CU310-2 PN WITH PROFINET INTERFACE WITHOUT COMPACTFLASH CARD | 1271 | TEM | 1 | MC | 0.95 | 1
6SL30401MA000AA0 | SINAMICS CONTROL UNIT CU320-2 DP WITH PROFIBUS INTERFACE WITHOUT COMPACT FLASH CARD. | 1123 | TEM | 1 | MC | 2.55 | 1
6SL30401MA010AA0 | SINAMICS CONTROL UNIT CU320-2 PN WITHOUT COMPACT FLASH CARD | 1123 | TEM | 1 | MC | 2.45 | 1
6SL30530AA003AA1 | SINAMICS VOLTAGE SENSING MODULE VSM10 | 653 | TEM | 1 | MC | 0.688 | 1
6SL30540ED001BA0 | SINAMICS S120 COMPACTFLASH CARD W/O PERFORMANCE EXTENSION INCLUDING CERTIFICATE OF LICENCE V4.3 | 159 | TEM | 1 | MC | 0.012 | 1
6SL30540ED011BA0 | SINAMICS S120 COMPACTFLASH CARD WITH FIRMWARE OPTION PERFORMANCE-EXTENSION 1 INCLUDING CERTIFICATE OF LICENCE V4.3 | 795 | TEM | 1 | MC | 0.012 | 1
6SL30540EE001BA0 | SINAMICS S120 COMPACTFLASH CARD W/O PERFORMANCE EXTENSION INCLUDING CERTIFICATE OF LICENCE V4.4 | 156 | TEM | 1 | MC | 0.012 | 1
6SL30540EE011BA0 | SINAMICS S120 COMPACTFLASH CARD WITH FIRMWARE OPTION PERFORMANCE-EXTENSION INCLUDING CERTIFICATE OF LICENCE V4.4 | 779 | TEM | 1 | MC | 0.012 | 1
6SL30540EF001BA0 | SINAMICS S120 COMPACTFLASH CARD W/O PERFORMANCE EXTENSION INCLUDING CERTIFICATE OF LICENCE V4.5 | 159 | TEM | 1 | MC | 0.012 | 1
6SL30540EF011BA0 | SINAMICS S120 COMPACTFLASH CARD WITH FIRMWARE OPTION PERFORMANCE-EXTENSION INCLUDING CERTIFICATE OF LICENCE V4.5 | 795 | TEM | 1 | MC | 0.012 | 1
6SL30540EG001BA0 | SINAMICS S120 COMPACTFLASH CARD W/O PERFORMANCE EXTENSION INCLUDING CERTIFICATE OF LICENCE V4.6 | 159 | TEM | 1 | MC | 0.012 | 1
6SL30540EG011BA0 | SINAMICS S120 COMPACTFLASH CARD WITH FIRMWARE OPTION PERFORMANCE-EXTENSION INCLUDING CERTIFICATE OF LICENCE V4.6 | 795 | TEM | 1 | MC | 0.012 | 1
6SL30540EH001BA0 | SINAMICS S120 COMPACTFLASH CARD W/O PERFORMANCE EXTENSION INCLUDING CERTIFICATE OF LICENCE V4.7 | 159 | TEM | 1 | MC | 0.012 | 1
6SL30540EH011BA0 | SINAMICS S120 COMPACTFLASH CARD WITH FIRMWARE OPTION PERFORMANCE-EXTENSION INCLUDING CERTIFICATE OF LICENCE V4.7 | 795 | TEM | 1 | MC | 0.012 | 1
6SL30540EJ001BA0 | SINAMICS S120 COMPACTFLASH CARD W/O PERFORMANCE EXTENSION INCLUDING CERTIFICATE OF LICENCE V4.8 | 159 | TEM | 1 | MC | 0.012 | 1
6SL30540EJ011BA0 | SINAMICS S120 COMPACTFLASH CARD WITH FIRMWARE OPTION PERFORMANCE-EXTENSION INCLUDING CERTIFICATE OF LICENCE V4.8 | 795 | TEM | 1 | MC | 0.012 | 1
6SL30540TA001BA0 | SINAMICS S120 COMPACTFLASH CARD W/O PERFORMANCE EXTENSION INCLUDING CERTIFICATE OF LICENCE V4.3 SP2 | 159 | TEM | 1 | MC | 0.012 | 1
6SL30540TA011BA0 | SINAMICS S120 COMPACTFLASH CARD WITH FIRMWARE OPTION PERFORMANCE-EXTENSION 1 INCLUDING CERTIFICATE OF LICENCE V4.3 SP2 | 795 | TEM | 1 | MC | 0.012 | 1
6SL30544AG000AA0 | SINAMICS MultiMedia-Card 64MB empty | 106 | TEM | 1 | MC | 0.01 | 1
6SL30544AG002AA0 | SINAMICS SD-CARD 512 MB empty | 98.8 | TEM | 1 | MC | 0.01 | 1
6SL30544EB000AA0 | SINAMICS S110 MultiMedia-Card 64 MB INCLUDING CERTIFICATE OF LICENCE V4.1 | 127 | TEM | 1 | MC | 0.01 | 1
6SL30544ED000AA0 | SINAMICS S110 MultiMedia-Card 64 MB INCLUDING CERTIFICATE OF LICENCE V4.3 | 129 | TEM | 1 | MC | 0.01 | 1
6SL30544EE000AA0 | SINAMICS S110 MultiMedia-Card 64 MB INCLUDING CERTIFICATE OF LICENCE V4.4 | 127 | TEM | 1 | MC | 0.01 | 1
6SL30544TC002AA0 | SINAMICS S110 SD-Card 512 MB INCLUDING CERTIFICATE (CERTIFICATE OF LICENCE) V4.4 SP3 | 127 | TEM | 1 | MC | 0.01 | 1
6SL30547EG002BA0 | SINAMICS G120 SD-Card 512 MB INCLUDING CERTIFICATE OF LICENCE V4.6 | 126 | TEM | 1 | MC | 0.012 | 1
6SL30547EH002BA0 | SINAMICS G120 SD-Card 512 MB INCLUDING CERTIFICATE OF LICENCE V4.7 | 126 | TEM | 1 | MC | 0.012 | 1
6SL30547TB002BA0 | SINAMICS G120 SD-Card 512 MB INCLUDING CERTIFICATE OF LICENCE V4.7 SP3 HF2 | 126 | TEM | 1 | MC | 0.012 | 1
6SL30547TD002BA0 | SINAMICS G120 SD-Card 512 MB INCLUDING CERTIFICATE OF LICENCE V4.7 SP6 HF1 | 126 | TEM | 1 | MC | 0.012 | 1
6SL30550AA002CA0 | SINAMICS S120 COMMUNICATION BOARD CAN CBC10 FOR CONTROL UNIT CU320 | 576 | TEM | 1 | MC | 0.07 | 1
6SL30550AA002EB0 | SINAMICS S120 CBE20 PROFINET MODULE TO CONNECTION ON PROFINET IO WITH 4 RJ45 PORTS WITH SWITCH FUNCTIONALITY | 843 | TEM | 1 | MC | 0.138 | 1
6SL30550AA002TA0 | SINAMICS / SIMOTION TERMINAL BOARD TB30 FOR CONTROL UNIT CU320-X AND SIMOTION D4x5-X | 670 | TEM | 1 | MC | 0.127 | 1
6SL30550AA003AA1 | SINAMICS TERMINAL MODULE TM31 ADD ON BOARD FOR SINAMICS WITH DIGITAL AND ANALOG IN- AND OUTPUTS IP20 FOR CAP RAIL MOUNTING | 825 | TEM | 1 | MC | 0.64 | 1
6SL30550AA003BA0 | SINAMICS S120 TERMINAL MODULE CABINET TM54F WITHOUT DRIVE-CLIQ CABLE ADD ON BOARD FOR SINAMICS CONVERTORS WITH FAIL-SAFE IN- AND OUTPUTS | 1117 | TEM | 1 | MC | 0.66 | 1
6SL30550AA003FA0 | SINAMICS TERMINAL MODULE TM15 24 DI/O; 24 V DC/0.5 A; WITHOUT DRIVE-CLIQ CABLE | 1082 | TEM | 1 | MC | 1 | 1
6SL30550AA003KA0 | SINAMICS TERMINAL MODULE CABINET TM120 WITHOUT DRIVE-CLIQ CABLE ADD ON BOARD FOR SINAMICS CONVERTERS PTC- and KTY-analog inputs with safe electrical isolation | 440 | TEM | 1 | MC | 0.1 | 1
6SL30550AA003PA1 | SIMOTION / SINAMICS S120 TERMINAL MODULE CABINET TM41 WITHOUT DRIVE-CLIQ CABLE ADD ON BOARD FOR SINAMICS CONVERTORS WITH DIGITAL AND ANALOG IN- AND OUTPUTS PLUS INCREMENTAL ENCODER SIMULATION | 591 | TEM | 1 | MC | 0.47 | 1
6SL30550AA004BA0 | SINAMICS S120 BASIC OPERATOR PANEL BOP20 FOR ELECTRONIC CONTROLS TWO-LINE DISPLAY, 6 KEYS FOR PARAMETER SETTING AND DIAGNOSTIC INFORMATION SUITED FOR CONTROL UNITS CU305, CU310, CU320 | 68.6 | TEM | 1 | MC | 0.054 | 1
6SL30550AA005AA3 | SINAMICS S120 SENSOR MODULE SMC10 SENSOR BOARD FOR EVALUATION OF A RESOLVER WITHOUT DRIVE-CLIQ CABLE | 413 | TEM | 1 | MC | 0.638 | 1
6SL30550AA005BA3 | SINAMICS S120 SENSOR MODULE SMC20 BOARD FOR EVALUATION OF INCREMENTAL ENCODER: SIN/COS 1VPP ABSOLUTE ENCODER: ENDAT WITHOUT DRIVE-CLIQ CABLE 30 MM WIDTH | 413 | TEM | 1 | MC | 0.637 | 1
6SL30550AA005CA2 | SINAMICS SENSOR MODULE SMC30 FOR INCREMENTAL ENCODER: TTL/HTL OR KOMBI ENCODER SSI WITH INCREMENTAL TRACES OR KOMBI ENCODER SSI WITHOUT INCREMENTAL SIGNALS / WITHOUT DRIVE-CLIQ CABLE 30 MM WIDTH | 318 | TEM | 1 | MC | 0.61 | 1
6SL30550AA005DA0 | SINAMICS S120 SENSOR MODULE SMC40 BOARD FOR EVALUATION OF ENDAT 2.2 ENCODER 30 MM WIDTH | 1199 | TEM | 1 | MC | 0.7 | 1
6SL30550AA005EA3 | SINAMICS SENSOR MODULE SME20 INCREMENTAL ENCODER: SIN/COS 1VPP PROTECTION IP67 WITHOUT DRIVE-CLIQ CABLE | 447 | TEM | 1 | MC | 0.485 | 1
6SL30550AA005HA3 | SINAMICS SENSOR MODULE SME25 ABSOLUTE ENCODER: ENDAT PROTECTION IP67 | 447 | TEM | 1 | MC | 0.485 | 1
6SL30550AA005JA3 | SINAMICS SENSOR MODULE SME120 INCREMENTAL ENCODER: SIN/COS 1VPP; PTC- and KTY-INPUTS WITH secure electrical isolation; DEGREE OF PROTECTION IP67; WITHOUT DRIVE-CLIQ CABLE | 771 | TEM | 1 | MC | 0.915 | 1
6SL30550AA005KA3 | SINAMICS SENSOR MODULE SME125 ABSOLUTE ENCODER: ENDAT; PTC- and KTY-INPUTS WITH SECURE ELECTRICAL ISOLATION; DEGREE OF PROTECTION IP67; WITHOUT DRIVE-CLIQ CABLE | 771 | TEM | 1 | MC | 0.89 | 1
6SL30550AA006AA1 | SINAMICS DRIVE-CLIQ MODULE CABINET DMC20 WITHOUT DRIVE-CLIQ CABLE | 583 | TEM | 1 | MC | 0.51 | 1
6SL30550AA006AB0 | SINAMICS DME20 DRIVE-CLIQ MODULE EXTERNAL IP67 WITHOUT 24V SUPPLY CABLE WITHOUT DRIVE-CLIQ CABLE | 670 | TEM | 1 | MC | 0.8 | 1
6SL30604AA100AA0 | SINAMICS DRIVE-CLIQ CABLE IP20/IP20 LENGTH: 0.95 M | 44.8 | TEM | 1 | MC | 0.071 | 1
6SL30604AB000AA0 | SINAMICS DRIVE-CLIQ CABLE IP20/IP20 LENGTH: 0.11 M | 35.7 | TEM | 1 | MC | 0.018 | 1
6SL30604AB200AA0 | SINAMICS DRIVE CLiQ CABLE IP20/IP20 Length: 2100mm | 60.1 | TEM | 1 | MC | 0.13 | 0
6SL30604AD000AA0 | SINAMICS DRIVE-CLIQ CABLE IP20/IP20 LENGTH: 0.16 M | 35.7 | TEM | 1 | MC | 0.02 | 1
6SL30604AE200AA0 | SINAMICS DRIVE-CLIQ CABLE IP20/IP20 LENGTH: 2400mm | 62 | TEM | 1 | MC | 0.46 | 0
6SL30604AF000AA0 | SINAMICS DRIVE-CLIQ CABLE IP20/IP20 LENGTH: 0.21 M | 35.7 | TEM | 1 | MC | 0.023 | 1
6SL30604AF100AA0 | SINAMICS DRIVE-CLIQ CABLE IP20/IP20 LENGTH: 1.45 M | 49.2 | TEM | 1 | MC | 0.098 | 1
6SL30604AH000AA0 | SINAMICS DRIVE-CLIQ CABLE IP20/IP20 LENGTH: 0.26 M | 35.7 | TEM | 1 | MC | 0.02 | 1
6SL30604AK000AA0 | SINAMICS DRIVE-CLIQ CABLE IP20/IP20 LENGTH: 0.31 M | 35.7 | TEM | 1 | MC | 0.043 | 1
6SL30604AM000AA0 | SINAMICS DRIVE-CLIQ CABLE IP20/IP20 LENGTH: 0.36 M | 35.7 | TEM | 1 | MC | 0.03 | 1
6SL30604AP000AA0 | .SINAMICS DRIVE-CLIQ CABLE IP20/IP20 LENGTH: 0,41M | 40.2 | TEM | 1 | MC | 0.04 | 1
6SL30604AU000AA0 | SINAMICS DRIVE-CLIQ CABLE IP20/IP20 LENGTH: 0.60 M | 40.2 | TEM | 1 | MC | 0.056 | 1
6SL30604AW000AA0 | SINAMICS DRIVE-CLIQ CABLE IP20/IP20 LENGTH: 1.20 M | 44.8 | TEM | 1 | MC | 0.069 | 1
6SL30641BB000AA0 | SINAMICS/SINUMERIK/SIMOTION SPACER FOR 50 MM CONTROL UNIT CU320, NCU7X0 OR D425-X/D435-X/D445-1 | 33.5 | TEM | 1 | MC | 0.14 | 1
6SL30643CB000AA0 | SINAMICS/SINUMERIK/SIMOTION REPLACEMENT OPTION SLOT PROTECTION COVER FOR CU320-X, NCU 7X0 OR D4X5-X | 7.8 | TEM | 1 | MC | 0.023 | 1
6SL30662DA000AA0 | SINAMICS CABINET BUSHING FOR DRIVE-CLIQ-CABLE PROTECTION IP54 | 101 | TEM | 1 | MC | 0.14 | 1
6SL30662DA000AB0 | SINAMICS COUPLING FOR DRIVE-CLIQ CABLE PROTECTION IP67 | 101 | TEM | 1 | MC | 0.284 | 1
6SL30664CA000AA0 | SINAMICS/SINUMERIK/SIMOTION Dustcover for DRIVE-CLiQ port SET with 50 pieces | 61.5 | TEM | 1 | MC | 0.087 | 1
6SL30664CA010AA0 | SINAMICS Dustcover IP67 for DRIVE-CLiQ port SET with 6 pieces | 33.5 | TEM | 1 | MC | 0.08 | 1
6SL30700AA000AG0 | SIZER for Siemens Drives Drive Design Tool DVD FOR WINDOWS 7 Ultimate (32/64BIT) WINDOWS 7 ENTERPRISE (32/64BIT) WINDOWS 7 Prof. (32/64BIT) WINDOWS 8.1 Home (32/64BIT) WINDOWS 8.1 ENTERPRISE 32/64BIT WINDOWS 8.1 Prof. (32/64BIT) RELEASE V3.14 | 67 | TEM | 1 | MC | 0.1 | 0
6SL30700BA030AA8 | SINAMICS ENGINEERING SYSTEM SINAMICS DCB STUDIO SOURCE CODE V1.0 (CONTAINED OPEN-SOURCE-SOFTWARE FREE OF CHARGE) DELIVERY ON DATA CARRIER DVD CUSTOMER-SPECIFIC DELIVERY RELEASE ! | 110 | TEM | 1 | MC | 0.01 | 1
6SL30700BA030BA0 | SINAMICS ENGINEERING SYSTEM SINAMICS DCB STUDIO V1.0 FULL LICENSE BLOCK CONSTRUCTION FOR SINAMICS DCC VIA C/C++ PROGRAMMING DELIVERY ON DATA CARRIER DVD INCL: FLOATING LICENSE CUSTOMER-SPECIFIC DELIVERY RELEASE ! | 8016 | TEM | 1 | MC | 0.01 | 1
6SL30700BB030AA8 | SINAMICS ENGINEERING SYSTEM SINAMICS DCB STUDIO SOURCE CODE V1.1 (CONTAINED OPEN-SOURCE-SOFTWARE FREE OF CHARGE) DELIVERY ON DATA CARRIER DVD CUSTOMER-SPECIFIC DELIVERY RELEASE ! | 110 | TEM | 1 | MC | 0.01 | 1
6SL30700BB030BA5 | SINAMICS ENGINEERING SYSTEM SINAMICS DCB STUDIO V1.1 FULL LICENSE BLOCK CONSTRUCTION FOR SINAMICS DCC VIA C/C++ PROGRAMMING DELIVERY ON DATA CARRIER DVD INCL: FLOATING LICENSE CUSTOMER-SPECIFIC DELIVERY RELEASE ! | 8016 | TEM | 1 | MC | 0.01 | 1
6SL30700BB030BE5 | SINAMICS ENGINEERING SYSTEM SINAMICS DCB STUDIO V1.1 UPGRADE LICENSE BLOCK CONSTRUCTION FOR SINAMICS DCC VIA C/C++ PROGRAMMING DELIVERY ON DATA CARRIER DVD INCL: FLOATING LICENSE CUSTOMER-SPECIFIC DELIVERY RELEASE ! | 983 | TEM | 1 | MC | 0.01 | 1
6SL30710CA000XA0 | PN-GATE FOR SINAMICS DEVELOPMENT KIT V2.0. SW PACKAGE TO CONNECT SINAMICS S120 VIA PROFINET IRT TO NON SIEMENS CONTROLLERS WITH STANDARD ETHERNET INTERFACE. DELIVERY AS DVD | 98.2 | TEM | 1 | MC | 0.03 | 1
6SL30720AA000AG0 | SOFTWARE ON DVD: STARTER COMMISSIONING TOOL FOR SINAMICS AND MICROMASTER VERSION V4.5 SP1 DVD FOR WINDOWS SERVER 2008 R2 SP1 (64-BIT) Windows 10 pro/Enterpr (64-Bit) WINDOWS 7 (32 Bit AND 64 Bit) PROFESSIONAL, ULTIMATE AND ENTERPRISE (Standard) GERMAN, ENGLISH, SPANISH FRENCH AND ITALIAN CONTAINS ALREADY THE SSP FOR SINAMICS G120 Version V4.7 SP6 SINAMICS S120 V4.8 SINAMICS MV Version V4.7 SP5 SINAMICS DCP Version V1.2 SINAMICS DCM Version V1.4 SP1 | 55.9 | TEM | 1 | MC | 0.03 | 1
6SL30724DA020XG0 | SINAMICS STARTDRIVE V13 SP1, software on DVD. TIA Portal engineering and -AND COMMISSIONING TOOL FOR SINAMICS G120 DRIVES GERMAN, ENGLISH, SPANISH FRENCH, ITALIAN AND CHINESE (SIMPLIFIED) INCLUDING SINGLE LICENSE | 55.9 | TEM | 1 | MC | 0.03 | 0
6SL30724DA020XV0 | SINAMICS STARTDRIVE V13 SP1, SOFTWARE-DOWNLOAD TIA PORTAL ENGINEERING AND COMMISSIONING TOOL FOR SINAMICS G120 FREQUENCY CONVERTERS. GERMAN, ENGLISH, SPANISH FRENCH, ITALIAN AND CHINESE (SIMPLIFIED) INCLUDING SINGLE LICENSE | 55.9 | TEM | 1 | MC | 0.001 | 0
6SL30724EA020XA0 | SINAMICS Startdrive V14, OSD / SOFTWARE DOWNLOAD. TIA PORTAL ENGINEERING AND COMMISSIONING TOOL FOR SINAMICS G120 DRIVES. GERMAN, ENGLISH, SPANISH, FRENCH, ITALIAN AND CHINESE (SIMPLIFIED), INCLUDING SINGLE LICENCE | 55.9 | TEM | 1 | MC | 0.1 | 0
6SL30724EA020XG0 | SINAMICS Startdrive V14, OSD / software download. TIA Portal engineering and commissioning tool for SINAMICS G120 drives. German, English, Spanish, French, Italian and Chinese (simplified), including single licence | 55.9 | TEM | 1 | MC | 0.001 | 0
6SL30724EA021XA0 | SOFTWARE ON DVD: STARTDRIVE V14 S120 OPTION ENGINEERING- AND COMMISSIONG TOOL FOR SINAMICS S120 DRIVES. GERMAN, ENGLISH, SPANISH FRENCH, ITALIAN AND CHINESE (SIMPLIFIED) INCLUDING SINGLE LICENSE | 55.9 | TEM | 1 | MC | 0.1 | 0
6SL30740AA010AA0 | SINAMICS LICENSE PERFORMANCE EXTENSION 1 FOR COMPACTFLASH CARD | 636 | TEM | 1 | MC | 0.006 | 1
6SL30740AA020AA0 | SINAMICS LICENSE HIGH OUTPUT FREQUENCY | 94.9 | TEM | 1 | MC | 0.1 | 1
6SL30740AA030AA0 | SINAMICS S120 LICENSE PN-GATE FOR SINAMICS extented function for memory card Option for PROFINET IRT connection to third party controller with standard ethernet interface. gateway function in CBE20 of C320-2. | 602 | TEM | 1 | MC | 0.022 | 0
6SL30740AA050AA0 | SINAMICS S120 LICENSE ADVANCED POSITION CONTROL (APC) SOFTWARE OPTION DELIVERY OF A LICENSE ON PAPER (COL) | 859 | TEM | 1 | MC | 0.006 | 1
6SL30740AA100AA0 | SINAMICS LICENSE SAFETY INTEGRATED EXTENDED FUNCTIONS FOR MEMORY CARD | 314 | TEM | 1 | MC | 0.022 | 0
6SL30740AA150AA0 | SINAMICS S120 LICENSE COGGING TORQUE COMPENSATION SOFTWARE OPTION DELIVERY OF A LICENSE ON PAPER (COL) | 859 | TEM | 1 | MC | 0.006 | 1
6SL30747AA040AA0 | SINAMICS G120 License Extended Functions for memory card of CU250S-2 VECTOR for functionality: EPos | 198 | TEM | 1 | MC | 0.022 | 0
6SL30750AA000AG0 | CAD CREATOR V2.1 MULTILANG.(GE, EN, FR, IT, SP) DVD: WINDOWS 7, VISTA, XP | 55.9 | TEM | 1 | MC | 0.05 | 1
6SL30760AB000AA0 | SINAMICS / SIMODRIVE- Electronic power converter Starter package S110; 220V In addition the motor 1FK7022-5AK21-1UA0 must be ordered in a separate position SAP. Please also add the follow text as the SAP offer number: "Starter package S110; 220V" G-prices for both positions are automatically calculated. The K-price for the package must be typed in manually | 1604 | TEM | 1 | MC | 3.17 | 0
6SL30760AE000AA0 | SINAMICS- Parts for power converters Starter package S110; 400V In addition the motor 1FK7060-5AF71-1UA0 must be ordered in a separate position in SAP. Please also add the follow text as the SAP order number: "Starter package S110; 400V" G-prices for both positions are calculated automatically. The K-price for the package must be typed in manually. | 1991 | TEM | 1 | MC | 5.97 | 0
6SL30770AA000AB0 | LISENCE SINAMICS DCB EXTENSION FOR SINAMICS DCB LIBRARIES CREATED BY SINAMICS DCB STUDIO (RMED/ RUNTIME OA) SOFTWARE OPTION DELIVERY OF ONE LICENSE ON PAPER | 624 | TEM | 1 | MC | 0.01 | 0
6SL30770AA001AB0 | SINAMICS S120 SINUMERIK INTEGRATE RUN MYED /CLC CLEARANCE CONTROL 'OA_CLC' SOFTWARE OPTION DELIVERY OF ONE LICENSE ON PAPER | 1022 | TEM | 1 | MC | 0.01 | 0
6SL30770AA002AB0 | SINAMICS Additional current setpoint filter 'OA_AddFil' SOFTWARE OPTION DELIVERY OF ONE LICENSE ON PAPER | 205 | TEM | 1 | MC | 0.01 | 0
6SL30770AA003AB0 | SINAMICS S120 Setpoint generator 'OA_SetPGen' SOFTWARE OPTION DELIVERY OF ONE LICENSE ON PAPER | 1022 | TEM | 1 | MC | 0.01 | 0
6SL30770AA004AB0 | SINAMICS S120 Parameter Buffer 'OA_ParamBuf' SOFTWARE OPTION DELIVERY OF ONE LICENSE ON PAPER | 205 | TEM | 1 | MC | 0.01 | 0
6SL30770AA005AB0 | SINAMICS TEC VIBX VIBRATION EXTINCTION SOFTWARE OPTION DELIVERY OF ONE LICENSE ON PAPER | 1002 | TEM | 1 | MC | 0.01 | 0
6SL30770AA007AB0 | SINAMICS S120 POLYGONAL LINE 'TEC_POLYGON' SOFTWARE OPTION DELIVERY OF ONE LICENSE ON PAPER | 983 | TEM | 1 | MC | 0.01 | 0
6SL30770AA008AB0 | SINAMICS S120 SERVO COUPLING 'OA_SERVCOUP' SOFTWARE OPTION DELIVERY OF ONE LICENSE ON PAPER | 1945 | TEM | 1 | MC | 0.01 | 0
6SL30770AA010AB0 | SINAMICS TEC OALINK Open Application LINK SOFTWARE OPTION DELIVERY OF ONE LICENSE ON PAPER | 623 | TEM | 1 | MC | 0.01 | 0
6SL30770AA018AB0 | SINAMICS S120 MCS: RAIL CONTROL SINAMICS TECHNOLOGY EXTENSION RAILCTRL SOFTWARE OPTION LICENSE ON PAPER | 2323 | TEM | 1 | MC | 0.01 | 0
6SL30770AA020AB0 | SINAMICS S120 DC/DC CONVERTER 'OA_DCDCCONV' SOFTWARE OPTION DELIVERY OF ONE LICENSE ON PAPER | 581 | TEM | 1 | MC | 0.01 | 0
6SL30808LA000AA0 | . TRAINER PACKAGE ADD ON SIMOTION D410-2 CONSISTING OF: CONTROL UNIT D410-2 DP/PN, COMPACT FLASH CARD SOFTWARE:SCOUT, DCC, SIMOTION IT VIRTUAL MACHINE | 2945 | TEM | 1 | MC | 1.06 | 0
6SL30970AT000AP0 | SINAMICS S120 DOCUMENTATION SYSTEM MANUAL CONTROL CABINET INTEGRATION EDITION 09/07, GERMAN | 21.5 | TEM | 1 | MC | 0.2 | 0
6SL30970AT000BP0 | SINAMICS S120 DOCUMENTATION SYSTEM MANUAL CONTROL CABINET INTEGRATION EDITION 09/07, ENGLISH | 21.5 | TEM | 1 | MC | 0.2 | 0
6SL30970AT000CP0 | SINAMICS S120 DOCUMENTATION SYSTEM MANUAL CONTROL CABINET INTEGRATION EDITION 09/07, ITALIAN | 21.5 | TEM | 1 | MC | 0.2 | 0
6SL30970AT000RP0 | SINAMICS S120 DOCUMENTATION SYSTEM MANUAL CONTROL CABINET INTEGRATION EDITION 09/07, CHIN. SIMPL. | 21.5 | TEM | 1 | MC | 0.2 | 0
6SL30970AU000AP1 | SINAMICS DOCUMENTATION CONSTRUCTION MANUAL FOR THE INSTALLATION OF THE FREQUENCY CONVERTER MODULES S120/G130 INTO A SEPARATE CONTROL CABINET FOR OFFSHORE APPLICATIONS MANUAL EDITION 07/08, GERMAN | 6.6 | TEM | 1 | MC | 0.1 | 0
6SL30970AU000BP1 | SINAMICS DOCUMENTATION CONSTRUCTION MANUAL FOR THE INSTALLATION OF THE FREQUENCY CONVERTER MODULES S120/G130 INTO A SEPARATE CONTROL CABINET FOR OFFSHORE APPLICATIONS MANUAL EDITION 07/08, ENGLISH | 6.6 | TEM | 1 | MC | 0.1 | 0
6SL30972AH000BP2 | SINAMICS S120 DOCUMENTATION MANUAL CONTROL UNITS EDITION 06.05, ENGLISH | 59.1 | TEM | 1 | MC | 0.45 | 0
6SL30972CA000YG5 | SINAMICS S120 DOCUMENTATION ON CD-ROM EDITION 10/08 GERMAN/ENGLISH/ITALIAN/FRENCH | 228 | TEM | 1 | MC | 0.1 | 0
6SL30972CA000YG6 | SINAMICS S120 DOCUMENTATION ON CD-ROM EDITION 11/09 GERMAN/ENGLISH/ITALIAN/ FRENCH | 228 | TEM | 1 | MC | 0.1 | 0
6SL30974AA000AP0 | SINAMICS S120 DOCUMENTATION CANopen interface COMMISSIONING MANUAL EDITION 01/13, GERMAN | 63.9 | TEM | 1 | MC | 0.6 | 0
6SL30974AA000AP1 | SINAMICS S120 DOCUMENTATION CANopen interface COMMISSIONING MANUAL EDITION 04/14, GERMAN | 50.6 | TEM | 1 | MC | 0.5 | 0
6SL30974AA000AP2 | SINAMICS S120 DOCUMENTATION CANopen interface COMMISSIONING MANUAL EDITION 07/16, GERMAN | 55.4 | TEM | 1 | MC | 0.45 | 0
6SL30974AA000BP0 | SINAMICS S120 DOCUMENTATION CANopen interface COMMISSIONING MANUAL EDITION 01/13, English | 63.9 | TEM | 1 | MC | 0.6 | 0
6SL30974AA000BP1 | SINAMICS S120 DOCUMENTATION CANopen interface COMMISSIONING MANUAL EDITION 04/14, English | 50.6 | TEM | 1 | MC | 0.5 | 0
6SL30974AA000BP2 | SINAMICS S120 DOCUMENTATION CANopen interface COMMISSIONING MANUAL EDITION 07/16, English | 55.4 | TEM | 1 | MC | 0.45 | 0
6SL30974AA000CP0 | SINAMICS S120 DOCUMENTATION CANopen interface COMMISSIONING MANUAL EDITION 01/13, Italian | 63.9 | TEM | 1 | MC | 0.6 | 0
6SL30974AA000CP1 | SINAMICS S120 DOCUMENTATION CANopen interface COMMISSIONING MANUAL EDITION 04/14, Italian | 50.6 | TEM | 1 | MC | 0.5 | 0
6SL30974AA000CP2 | SINAMICS S120 DOCUMENTATION CANopen interface COMMISSIONING MANUAL EDITION 07/16, Italian | 55.4 | TEM | 1 | MC | 0.45 | 0
6SL30974AA000DP0 | SINAMICS S120 DOCUMENTATION CANopen interface COMMISSIONING MANUAL EDITION 01/13, French | 63.9 | TEM | 1 | MC | 0.6 | 0
6SL30974AA000DP1 | SINAMICS S120 DOCUMENTATION CANopen interface COMMISSIONING MANUAL EDITION 04/14, French | 50.6 | TEM | 1 | MC | 0.5 | 0
6SL30974AA000DP2 | SINAMICS S120 DOCUMENTATION CANopen interface COMMISSIONING MANUAL EDITION 07/16, French | 55.4 | TEM | 1 | MC | 0.45 | 0
6SL30974AA000EP0 | SINAMICS S120 DOCUMENTATION CANopen interface COMMISSIONING MANUAL EDITION 01/13, Spanish | 63.9 | TEM | 1 | MC | 0.6 | 0
6SL30974AA000EP1 | SINAMICS S120 DOCUMENTATION CANopen interface COMMISSIONING MANUAL EDITION 04/14, Spanish | 50.6 | TEM | 1 | MC | 0.5 | 0
6SL30974AA000EP2 | SINAMICS S120 DOCUMENTATION CANopen interface COMMISSIONING MANUAL EDITION 07/16, Spanish | 55.4 | TEM | 1 | MC | 0.45 | 0
6SL30974AA000PP1 | SINAMICS S120 DOCUMENTATION CANopen interface COMMISSIONING MANUAL EDITION 04/14, Russian | 50.6 | TEM | 1 | MC | 0.5 | 0
6SL30974AA000RP0 | SINAMICS S120 DOCUMENTATION CANopen interface COMMISSIONING MANUAL EDITION 01/13, Chin. Simpl. | 63.9 | TEM | 1 | MC | 0.6 | 0
6SL30974AA000RP1 | SINAMICS S120 DOCUMENTATION CANopen interface COMMISSIONING MANUAL EDITION 04/14, Chin. simpl. | 50.6 | TEM | 1 | MC | 0.5 | 0
6SL30974AA000RP2 | SINAMICS S120 DOCUMENTATION CANopen interface COMMISSIONING MANUAL EDITION 07/16, Chin. simpl. | 55.4 | TEM | 1 | MC | 0.45 | 0
6SL30974AB000AP3 | SINAMICS S120 DOCUMENTATION FUNCTIONS MANUAL DRIVE FUNCTIONS EDITION 01/13, GERMAN | 205 | TEM | 1 | MC | 3 | 0
6SL30974AB000AP4 | SINAMICS S120 DOCUMENTATION FUNCTIONS MANUAL DRIVE FUNCTIONS EDITION 04/14, GERMAN | 198 | TEM | 1 | MC | 2.7 | 0
6SL30974AB000AP5 | SINAMICS S120 DOCUMENTATION FUNCTIONS MANUAL DRIVE FUNCTIONS EDITION 07/16, GERMAN | 225 | TEM | 1 | MC | 3.25 | 0
6SL30974AB000BP3 | SINAMICS S120 DOCUMENTATION FUNCTIONS MANUAL DRIVE FUNCTIONS EDITION 01/13, English | 205 | TEM | 1 | MC | 3 | 0
6SL30974AB000BP4 | SINAMICS S120 DOCUMENTATION FUNCTIONS MANUAL DRIVE FUNCTIONS EDITION 04/14, English | 198 | TEM | 1 | MC | 2.7 | 0
6SL30974AB000BP5 | SINAMICS S120 DOCUMENTATION FUNCTIONS MANUAL DRIVE FUNCTIONS EDITION 07/16, English | 225 | TEM | 1 | MC | 3.25 | 0
6SL30974AB000CP3 | SINAMICS S120 DOCUMENTATION FUNCTIONS MANUAL DRIVE FUNCTIONS EDITION 01/13, Italien | 205 | TEM | 1 | MC | 3 | 0
6SL30974AB000CP4 | SINAMICS S120 DOCUMENTATION FUNCTIONS MANUAL DRIVE FUNCTIONS EDITION 04/14, Italian | 198 | TEM | 1 | MC | 2.7 | 0
6SL30974AB000CP5 | SINAMICS S120 DOCUMENTATION FUNCTIONS MANUAL DRIVE FUNCTIONS EDITION 07/16, Italian | 225 | TEM | 1 | MC | 3.25 | 0
6SL30974AB000DP3 | SINAMICS S120 DOCUMENTATION FUNCTIONS MANUAL DRIVE FUNCTIONS EDITION 01/13, French | 205 | TEM | 1 | MC | 3 | 0
6SL30974AB000DP4 | SINAMICS S120 DOCUMENTATION FUNCTIONS MANUAL DRIVE FUNCTIONS EDITION 04/14, French | 198 | TEM | 1 | MC | 2.7 | 0
6SL30974AB000DP5 | SINAMICS S120 DOCUMENTATION FUNCTIONS MANUAL DRIVE FUNCTIONS EDITION 07/16, French | 225 | TEM | 1 | MC | 3.25 | 0
6SL30974AB000EP3 | SINAMICS S120 DOCUMENTATION FUNCTIONS MANUAL DRIVE FUNCTIONS EDITION 01/13, Spanish | 205 | TEM | 1 | MC | 3 | 0
6SL30974AB000EP4 | SINAMICS S120 DOCUMENTATION FUNCTIONS MANUAL DRIVE FUNCTIONS EDITION 04/14, Spanish | 198 | TEM | 1 | MC | 2.7 | 0
6SL30974AB000EP5 | SINAMICS S120 DOCUMENTATION FUNCTIONS MANUAL DRIVE FUNCTIONS EDITION 07/16, Spanish | 225 | TEM | 1 | MC | 3.25 | 0
6SL30974AB000PP3 | SINAMICS S120 DOCUMENTATION FUNCTIONS MANUAL DRIVE FUNCTIONS EDITION 01/13, Russian | 201 | TEM | 1 | MC | 3 | 0
6SL30974AB000PP4 | SINAMICS S120 DOCUMENTATION FUNCTIONS MANUAL DRIVE FUNCTIONS EDITION 04/14, Russian | 198 | TEM | 1 | MC | 2.7 | 0
6SL30974AB000RP3 | SINAMICS S120 DOCUMENTATION FUNCTIONS MANUAL DRIVE FUNCTIONS EDITION 01/13, Chin. Simpl. | 205 | TEM | 1 | MC | 3 | 0
6SL30974AB000RP4 | SINAMICS S120 DOCUMENTATION FUNCTIONS MANUAL DRIVE FUNCTIONS EDITION 04/14, Chin. simpl. | 198 | TEM | 1 | MC | 2.7 | 0
6SL30974AB000RP5 | SINAMICS S120 DOCUMENTATION FUNCTIONS MANUAL DRIVE FUNCTIONS EDITION 07/16, Chin. simpl. | 225 | TEM | 1 | MC | 3.25 | 0
6SL30974AB100AP3 | SINAMICS S110 DOCUMENTATION FUNCTIONS MANUAL DRIVE FUNCTIONS EDITION 01/11, GERMAN | 215 | TEM | 1 | MC | 2.1 | 0
6SL30974AB100AP4 | SINAMICS S110 DOCUMENTATION FUNCTION MANUAL EDITION 06/12, GERMAN | 205 | TEM | 1 | MC | 2.5 | 0
6SL30974AB100BP3 | SINAMICS S110 DOCUMENTATION FUNCTIONS MANUAL DRIVE FUNCTIONS EDITION 01/11, ENGLISH | 215 | TEM | 1 | MC | 2.1 | 0
6SL30974AB100BP4 | SINAMICS S110 DOCUMENTATION FUNCTION MANUAL EDITION 06/12, English | 205 | TEM | 1 | MC | 2.5 | 0
6SL30974AB100CP3 | SINAMICS S110 DOCUMENTATION FUNCTIONS MANUAL DRIVE FUNCTIONS EDITION 01/11, ITALIAN | 215 | TEM | 1 | MC | 2.1 | 0
6SL30974AB100CP4 | SINAMICS S110 DOCUMENTATION FUNCTION MANUAL EDITION 06/12, Italian | 205 | TEM | 1 | MC | 2.5 | 0
6SL30974AB100DP3 | SINAMICS S110 DOCUMENTATION FUNCTIONS MANUAL DRIVE FUNCTIONS EDITION 01/11, FRENCH | 215 | TEM | 1 | MC | 2.1 | 0
6SL30974AB100DP4 | SINAMICS S110 DOCUMENTATION FUNCTION MANUAL EDITION 06/12, French | 205 | TEM | 1 | MC | 2.5 | 0
6SL30974AB100EP3 | SINAMICS S110 DOCUMENTATION FUNCTIONS MANUAL DRIVE FUNCTIONS EDITION 01/11, SPANISH | 215 | TEM | 1 | MC | 2.1 | 0
6SL30974AB100EP4 | SINAMICS S110 DOCUMENTATION FUNCTION MANUAL EDITION 06/12, Spanish | 205 | TEM | 1 | MC | 2.5 | 0
6SL30974AB100RP4 | SINAMICS S110 DOCUMENTATION FUNCTION MANUAL EDITION 06/12, Chin. Simpl. | 205 | TEM | 1 | MC | 2.5 | 0
6SL30974AC000AP5 | SINAMICS S120 DOCUMENTATION EQUIPMENT MANUAL PERFORMANCE PARTS BOOKSIZE EDITION 01/13, GERMAN | 205 | TEM | 1 | MC | 2.5 | 0
6SL30974AC000AP6 | SINAMICS S120 DOCUMENTATION EQUIPMENT MANUAL PERFORMANCE PARTS BOOKSIZE EDITION 04/14, GERMAN | 198 | TEM | 1 | MC | 2.6 | 0
6SL30974AC000AP7 | SINAMICS S120 DOCUMENTATION EQUIPMENT MANUAL PERFORMANCE PARTS BOOKSIZE EDITION 04/15, GERMAN | 229 | TEM | 1 | MC | 2.6 | 0
6SL30974AC000BP5 | SINAMICS S120 DOCUMENTATION EQUIPMENT MANUAL PERFORMANCE PARTS BOOKSIZE EDITION 01/13, English | 205 | TEM | 1 | MC | 2.5 | 0
6SL30974AC000BP6 | SINAMICS S120 DOCUMENTATION EQUIPMENT MANUAL PERFORMANCE PARTS BOOKSIZE EDITION 04/14, English | 198 | TEM | 1 | MC | 2.6 | 0
6SL30974AC000BP7 | SINAMICS S120 DOCUMENTATION EQUIPMENT MANUAL PERFORMANCE PARTS BOOKSIZE EDITION 04/15, English | 229 | TEM | 1 | MC | 2.6 | 0
6SL30974AC000BP8 | SINAMICS S120 DOCUMENTATION EQUIPMENT MANUAL PERFORMANCE PARTS BOOKSIZE EDITION 07/16, English | 225 | TEM | 1 | MC | 2.47 | 0
6SL30974AC000CP5 | SINAMICS S120 DOCUMENTATION EQUIPMENT MANUAL PERFORMANCE PARTS BOOKSIZE EDITION 01/13, Italian | 205 | TEM | 1 | MC | 2.5 | 0
6SL30974AC000CP6 | SINAMICS S120 DOCUMENTATION EQUIPMENT MANUAL PERFORMANCE PARTS BOOKSIZE EDITION 04/14, Italian | 198 | TEM | 1 | MC | 2.6 | 0
6SL30974AC000CP7 | SINAMICS S120 DOCUMENTATION EQUIPMENT MANUAL PERFORMANCE PARTS BOOKSIZE EDITION 04/15, Italian | 229 | TEM | 1 | MC | 2.6 | 0
6SL30974AC000CP8 | SINAMICS S120 DOCUMENTATION EQUIPMENT MANUAL PERFORMANCE PARTS BOOKSIZE EDITION 07/16, Italian | 225 | TEM | 1 | MC | 2.47 | 0
6SL30974AC000DP5 | SINAMICS S120 DOCUMENTATION EQUIPMENT MANUAL PERFORMANCE PARTS BOOKSIZE EDITION 01/13, French | 205 | TEM | 1 | MC | 2.5 | 0
6SL30974AC000DP6 | SINAMICS S120 DOCUMENTATION EQUIPMENT MANUAL PERFORMANCE PARTS BOOKSIZE EDITION 04/14, French | 198 | TEM | 1 | MC | 2.6 | 0
6SL30974AC000DP7 | SINAMICS S120 DOCUMENTATION EQUIPMENT MANUAL PERFORMANCE PARTS BOOKSIZE EDITION 04/15, French | 229 | TEM | 1 | MC | 2.6 | 0
6SL30974AC000DP8 | SINAMICS S120 DOCUMENTATION EQUIPMENT MANUAL PERFORMANCE PARTS BOOKSIZE EDITION 07/16, French | 225 | TEM | 1 | MC | 2.47 | 0
6SL30974AC000EP5 | SINAMICS S120 DOCUMENTATION EQUIPMENT MANUAL PERFORMANCE PARTS BOOKSIZE EDITION 01/13, Spanish | 205 | TEM | 1 | MC | 2.5 | 0
6SL30974AC000EP6 | SINAMICS S120 DOCUMENTATION EQUIPMENT MANUAL PERFORMANCE PARTS BOOKSIZE EDITION 04/14, Spanish | 198 | TEM | 1 | MC | 2.6 | 0
6SL30974AC000EP7 | SINAMICS S120 DOCUMENTATION EQUIPMENT MANUAL PERFORMANCE PARTS BOOKSIZE EDITION 04/15, Spanish | 229 | TEM | 1 | MC | 2.6 | 0
6SL30974AC000EP8 | SINAMICS S120 DOCUMENTATION EQUIPMENT MANUAL PERFORMANCE PARTS BOOKSIZE EDITION 07/16, Spanish | 225 | TEM | 1 | MC | 2.47 | 0
6SL30974AC000PP6 | SINAMICS S120 DOCUMENTATION EQUIPMENT MANUAL PERFORMANCE PARTS BOOKSIZE EDITION 04/14,Russian | 198 | TEM | 1 | MC | 2.6 | 0
6SL30974AC000RP6 | SINAMICS S120 DOCUMENTATION EQUIPMENT MANUAL PERFORMANCE PARTS BOOKSIZE EDITION 04/14, Chin. simpl. | 198 | TEM | 1 | MC | 2.6 | 0
6SL30974AC000RP7 | SINAMICS S120 DOCUMENTATION EQUIPMENT MANUAL PERFORMANCE PARTS BOOKSIZE EDITION 04/15, Chin. simpl. | 229 | TEM | 1 | MC | 2.6 | 0
6SL30974AC000RP8 | SINAMICS S120 DOCUMENTATION EQUIPMENT MANUAL PERFORMANCE PARTS BOOKSIZE EDITION 07/16, Chin. simpl. | 225 | TEM | 1 | MC | 2.47 | 0
6SL30974AC000TP5 | SINAMICS S120 DOCUMENTATION EQUIPMENT MANUAL PERFORMANCE PARTS BOOKSIZE EDITION 01/13, Japanese | 201 | TEM | 1 | MC | 2.5 | 0
6SL30974AC000TP6 | SINAMICS S120 DOCUMENTATION EQUIPMENT MANUAL PERFORMANCE PARTS BOOKSIZE EDITION 04/14, Japanese | 198 | TEM | 1 | MC | 2.6 | 0
6SL30974AC100AP1 | SINAMICS S110 DOCUMENTATION MANUAL EDITION 11/09, GERMAN | 133 | TEM | 1 | MC | 1 | 0
6SL30974AC100AP2 | SINAMICS S110 DOCUMENTATION MANUAL EDITION 11/09, GERMAN | 130 | TEM | 1 | MC | 1 | 0
6SL30974AC100AP5 | SINAMICS S110 DOCUMENTATION MANUAL EDITION 07/15, GERMAN | 101 | TEM | 1 | MC | 0.8 | 0
6SL30974AC100BP1 | SINAMICS S110 DOCUMENTATION EQUIPMENT MANUAL EDITION 11/09, ENGLISH | 133 | TEM | 1 | MC | 1 | 0
6SL30974AC100BP2 | SINAMICS S110 DOCUMENTATION MANUAL EDITION 01/11, ENGLISH | 130 | TEM | 1 | MC | 1 | 0
6SL30974AC100BP5 | SINAMICS S110 DOCUMENTATION MANUAL EDITION 07/15, English | 101 | TEM | 1 | MC | 0.8 | 0
6SL30974AC100CP1 | SINAMICS S110 DOCUMENTATION MANUAL EDITION 11/09, ITALIAN | 133 | TEM | 1 | MC | 1 | 0
6SL30974AC100CP2 | SINAMICS S110 DOCUMENTATION MANUAL EDITION 01/11, ITALIAN | 130 | TEM | 1 | MC | 1 | 0
6SL30974AC100CP5 | SINAMICS S110 DOCUMENTATION MANUAL EDITION 07/15, Italian | 101 | TEM | 1 | MC | 0.8 | 0
6SL30974AC100DP1 | SINAMICS S110 DOCUMENTATION EQUIPMENT MANUAL EDITION 11/09, FRENCH | 133 | TEM | 1 | MC | 1 | 0
6SL30974AC100DP2 | SINAMICS S110 DOCUMENTATION MANUAL EDITION 01/11, FRENCH | 130 | TEM | 1 | MC | 1 | 0
6SL30974AC100DP5 | SINAMICS S110 DOCUMENTATION MANUAL EDITION 07/15, French | 101 | TEM | 1 | MC | 0.8 | 0
6SL30974AC100EP1 | SINAMICS S110 DOCUMENTATION MANUAL EDITION 11/09, SPANISH | 133 | TEM | 1 | MC | 1 | 0
6SL30974AC100EP2 | SINAMICS S110 DOCUMENTATION MANUAL EDITION 01/11, SPANISH | 130 | TEM | 1 | MC | 1 | 0
6SL30974AC100EP5 | SINAMICS S110 DOCUMENTATION MANUAL EDITION 07/15, Spanish | 101 | TEM | 1 | MC | 0.8 | 0
6SL30974AC100RP5 | SINAMICS S110 DOCUMENTATION MANUAL EDITION 07/15, Chin. simpl. | 101 | TEM | 1 | MC | 0.8 | 0
6SL30974AC200AP0 | SINAMICS S120 DOCUMENTATION MANUAL POWER UNITS IN BOOKSIZE C/D-Typ EDITION 10/15, GERMAN | 49.4 | TEM | 1 | MC | 0.4 | 0
6SL30974AC200BP0 | SINAMICS S120 DOCUMENTATION MANUAL POWER UNITS IN BOOKSIZE C/D-Type EDITION 10/15, English | 49.4 | TEM | 1 | MC | 0.4 | 0
6SL30974AC200CP0 | SINAMICS S120 DOCUMENTATION MANUAL POWER UNITS IN BOOKSIZE C/D-Type EDITION 10/15, Italian | 49.4 | TEM | 1 | MC | 0.4 | 0
6SL30974AC200DP0 | SINAMICS S120 DOCUMENTATION MANUAL POWER UNITS IN BOOKSIZE C/D-Type EDITION 10/15, French | 49.4 | TEM | 1 | MC | 0.4 | 0
6SL30974AC200EP0 | SINAMICS S120 DOCUMENTATION MANUAL POWER UNITS IN BOOKSIZE C/D-Typ EDITION 10/15, Spanish | 49.4 | TEM | 1 | MC | 0.4 | 0
6SL30974AC200RP0 | SINAMICS S120 DOCUMENTATION MANUAL POWER UNITS IN BOOKSIZE C/D-Type EDITION 10/15, Chin. simpl. | 49.4 | TEM | 1 | MC | 0.4 | 0
6SL30974AE000AP3 | SINAMICS S120 DOCUMENTATION EQUIPMENT MANUAL PERFORMANCE PARTS CHASSIS EDITION 01/13, GERMAN | 149 | TEM | 1 | MC | 1.5 | 0
6SL30974AE000AP4 | SINAMICS S120 DOCUMENTATION EQUIPMENT MANUAL PERFORMANCE PARTS CHASSIS EDITION 04/14, GERMAN | 154 | TEM | 1 | MC | 1.3 | 0
6SL30974AE000BP3 | SINAMICS S120 DOCUMENTATION EQUIPMENT MANUAL PERFORMANCE PARTS CHASSIS EDITION 01/13, English | 149 | TEM | 1 | MC | 1.5 | 0
6SL30974AE000BP4 | SINAMICS S120 DOCUMENTATION EQUIPMENT MANUAL PERFORMANCE PARTS CHASSIS EDITION 04/14, English | 154 | TEM | 1 | MC | 1.3 | 0
6SL30974AE000CP3 | SINAMICS S120 DOCUMENTATION EQUIPMENT MANUAL PERFORMANCE PARTS CHASSIS EDITION 01/13, Italian | 149 | TEM | 1 | MC | 1.5 | 0
6SL30974AE000CP4 | SINAMICS S120 DOCUMENTATION EQUIPMENT MANUAL PERFORMANCE PARTS CHASSIS EDITION 04/14, Italian | 154 | TEM | 1 | MC | 1.3 | 0
6SL30974AE000DP3 | SINAMICS S120 DOCUMENTATION EQUIPMENT MANUAL PERFORMANCE PARTS CHASSIS EDITION 01/13, French | 149 | TEM | 1 | MC | 1.5 | 0
6SL30974AE000DP4 | SINAMICS S120 DOCUMENTATION EQUIPMENT MANUAL PERFORMANCE PARTS CHASSIS EDITION 04/14, French | 154 | TEM | 1 | MC | 1.3 | 0
6SL30974AE000EP3 | SINAMICS S120 DOCUMENTATION EQUIPMENT MANUAL PERFORMANCE PARTS CHASSIS EDITION 01/13, Spanish | 149 | TEM | 1 | MC | 1.5 | 0
6SL30974AE000EP4 | SINAMICS S120 DOCUMENTATION EQUIPMENT MANUAL PERFORMANCE PARTS CHASSIS EDITION 04/14, Spanish | 154 | TEM | 1 | MC | 1.3 | 0
6SL30974AE000PP3 | SINAMICS S120 DOCUMENTATION EQUIPMENT MANUAL PERFORMANCE PARTS CHASSIS EDITION 01/13, Russian | 149 | TEM | 1 | MC | 1.5 | 0
6SL30974AE000PP4 | SINAMICS S120 DOCUMENTATION EQUIPMENT MANUAL PERFORMANCE PARTS CHASSIS EDITION 04/14, Russian | 154 | TEM | 1 | MC | 1.3 | 0
6SL30974AE000RP3 | SINAMICS S120 DOCUMENTATION EQUIPMENT MANUAL PERFORMANCE PARTS CHASSIS EDITION 01/13, Chin. Simpl. | 149 | TEM | 1 | MC | 1.5 | 0
6SL30974AE000RP4 | SINAMICS S120 DOCUMENTATION EQUIPMENT MANUAL PERFORMANCE PARTS CHASSIS EDITION 04/14, Chin. Simpl. | 154 | TEM | 1 | MC | 1.3 | 0
6SL30974AF000AP3 | SINAMICS S120 DOCUMENTATION COMMISSIONING MANUAL EDITION 01/13, GERMAN | 131 | TEM | 1 | MC | 1 | 0
6SL30974AF000AP4 | SINAMICS S120 DOCUMENTATION COMMISSIONING MANUAL EDITION 04/14, GERMAN | 151 | TEM | 1 | MC | 1.24 | 0
6SL30974AF000AP5 | SINAMICS S120 DOCUMENTATION STARTER COMMISSIONING MANUAL EDITION 07/16, GERMAN | 151 | TEM | 1 | MC | 1.2 | 0
6SL30974AF000BP3 | SINAMICS S120 DOCUMENTATION COMMISSIONING MANUAL EDITION 01/13, English | 131 | TEM | 1 | MC | 1 | 0
6SL30974AF000BP4 | SINAMICS S120 DOCUMENTATION COMMISSIONING MANUAL EDITION 04/14, English | 151 | TEM | 1 | MC | 1.24 | 0
6SL30974AF000BP5 | SINAMICS S120 DOCUMENTATION STARTER COMMISSIONING MANUAL EDITION 07/16, English | 151 | TEM | 1 | MC | 1.2 | 0
6SL30974AF000CP3 | SINAMICS S120 DOCUMENTATION COMMISSIONING MANUAL EDITION 01/13, Italian | 131 | TEM | 1 | MC | 1 | 0
6SL30974AF000CP4 | SINAMICS S120 DOCUMENTATION COMMISSIONING MANUAL EDITION 04/14, Italian | 151 | TEM | 1 | MC | 1.24 | 0
6SL30974AF000DP3 | SINAMICS S120 DOCUMENTATION COMMISSIONING MANUAL EDITION 01/13, French | 131 | TEM | 1 | MC | 1 | 0
6SL30974AF000DP4 | SINAMICS S120 DOCUMENTATION COMMISSIONING MANUAL EDITION 04/14, French | 151 | TEM | 1 | MC | 1.24 | 0
6SL30974AF000DP5 | SINAMICS S120 DOCUMENTATION STARTER COMMISSIONING MANUAL EDITION 07/16, French | 151 | TEM | 1 | MC | 1.2 | 0
6SL30974AF000EP3 | SINAMICS S120 DOCUMENTATION COMMISSIONING MANUAL EDITION 01/13, Spanish | 131 | TEM | 1 | MC | 1 | 0
6SL30974AF000EP4 | SINAMICS S120 DOCUMENTATION COMMISSIONING MANUAL EDITION 04/14, Spanish | 151 | TEM | 1 | MC | 1.24 | 0
6SL30974AF000EP5 | SINAMICS S120 DOCUMENTATION STARTER COMMISSIONING MANUAL EDITION 07/16, Spanish | 151 | TEM | 1 | MC | 1.2 | 0
6SL30974AF000PP4 | SINAMICS S120 DOCUMENTATION COMMISSIONING MANUAL EDITION 04/14, Russian | 151 | TEM | 1 | MC | 1.24 | 0
6SL30974AF000RP3 | SINAMICS S120 DOCUMENTATION COMMISSIONING MANUAL EDITION 01/13, Chin. Simpl. | 131 | TEM | 1 | MC | 1 | 0
6SL30974AF000RP4 | SINAMICS S120 DOCUMENTATION COMMISSIONING MANUAL EDITION 04/14, Chin. simpl. | 151 | TEM | 1 | MC | 1.24 | 0
6SL30974AF000RP5 | SINAMICS S120 DOCUMENTATION STARTER COMMISSIONING MANUAL EDITION 07/16, Chin. Simpl. | 151 | TEM | 1 | MC | 1.2 | 0
6SL30974AG000AP2 | SINAMICS S120 DOCUMENTATION GETTING STARTED EDITION 01/13, GERMAN | 18.7 | TEM | 1 | MC | 0.5 | 0
6SL30974AG000AP3 | SINAMICS S120 DOCUMENTATION GETTING STARTED EDITION 04/14, GERMAN | 19.4 | TEM | 1 | MC | 0.2 | 0
6SL30974AG000AP4 | SINAMICS S120 DOCUMENTATION GETTING STARTED EDITION 07/16, GERMAN | 22.8 | TEM | 1 | MC | 0.2 | 0
6SL30974AG000BP2 | SINAMICS S120 DOCUMENTATION GETTING STARTED EDITION 01/13, English | 18.7 | TEM | 1 | MC | 0.5 | 0
6SL30974AG000BP3 | SINAMICS S120 DOCUMENTATION GETTING STARTED EDITION 04/14, English | 19.4 | TEM | 1 | MC | 0.2 | 0
6SL30974AG000BP4 | SINAMICS S120 DOCUMENTATION GETTING STARTED EDITION 07/16, English | 22.8 | TEM | 1 | MC | 0.2 | 0
6SL30974AG000CP2 | SINAMICS S120 DOCUMENTATION GETTING STARTED EDITION 01/13, English | 18.7 | TEM | 1 | MC | 0.5 | 0
6SL30974AG000CP3 | SINAMICS S120 DOCUMENTATION GETTING STARTED EDITION 04/14, Italian | 19.4 | TEM | 1 | MC | 0.2 | 0
6SL30974AG000CP4 | SINAMICS S120 DOCUMENTATION GETTING STARTED EDITION 07/16, Italian | 22.8 | TEM | 1 | MC | 0.2 | 0
6SL30974AG000DP2 | SINAMICS S120 DOCUMENTATION GETTING STARTED EDITION 01/13, French | 18.7 | TEM | 1 | MC | 0.5 | 0
6SL30974AG000DP3 | SINAMICS S120 DOCUMENTATION GETTING STARTED EDITION 04/14,French | 19.4 | TEM | 1 | MC | 0.2 | 0
6SL30974AG000DP4 | SINAMICS S120 DOCUMENTATION GETTING STARTED EDITION 07/16, French | 22.8 | TEM | 1 | MC | 0.2 | 0
6SL30974AG000EP2 | SINAMICS S120 DOCUMENTATION GETTING STARTED EDITION 01/13, Spanish | 18.7 | TEM | 1 | MC | 0.5 | 0
6SL30974AG000EP3 | SINAMICS S120 DOCUMENTATION GETTING STARTED EDITION 04/14, Spanish | 19.4 | TEM | 1 | MC | 0.2 | 0
6SL30974AG000EP4 | SINAMICS S120 DOCUMENTATION GETTING STARTED EDITION 07/16, Spanish | 22.8 | TEM | 1 | MC | 0.2 | 0
6SL30974AG000PP3 | SINAMICS S120 DOCUMENTATION GETTING STARTED EDITION 04/14, Russian | 19.4 | TEM | 1 | MC | 0.2 | 0
6SL30974AG000RP2 | SINAMICS S120 DOCUMENTATION GETTING STARTED EDITION 01/13, Chin. Simpl. | 18.7 | TEM | 1 | MC | 0.5 | 0
6SL30974AG000RP3 | SINAMICS S120 DOCUMENTATION GETTING STARTED EDITION 04/14, Chin. simpl. | 19.4 | TEM | 1 | MC | 0.2 | 0
6SL30974AG000RP4 | SINAMICS S120 DOCUMENTATION GETTING STARTED EDITION 07/16, Chin. Simpl. | 22.8 | TEM | 1 | MC | 0.2 | 0
6SL30974AH000AP3 | SINAMICS S120 DOCUMENTATION EQUIPMENT MANUAL CONTROL UNIT AND SUPPLEMENTARY SYSTEM COMPONENTS EDITION 01/13, GERMAN | 138 | TEM | 1 | MC | 1.1 | 0
6SL30974AH000AP4 | SINAMICS S120 DOCUMENTATION CONTROL UNIT AND SUPPLEMENTARY SYSTEM COMPONENTS EQUIPMENT MANUAL EDITION 04/14, GERMAN | 136 | TEM | 1 | MC | 1.1 | 0
6SL30974AH000AP5 | SINAMICS S120 DOCUMENTATION Control Units and additional sy MANUAL EDITION 04/15, German | 126 | TEM | 1 | MC | 1.1 | 0
6SL30974AH000AP6 | SINAMICS S120 DOCUMENTATION Control Units and additional sy MANUAL EDITION 07/16, German | 124 | TEM | 1 | MC | 1 | 0
6SL30974AH000BP3 | SINAMICS S120 DOCUMENTATION EQUIPMENT MANUAL CONTROL UNIT AND SUPPLEMENTARY SYSTEM COMPONENTS EDITION 01/13,English | 138 | TEM | 1 | MC | 1.1 | 0
6SL30974AH000BP4 | SINAMICS S120 DOCUMENTATION CONTROL UNIT AND SUPPLEMENTARY SYSTEM COMPONENTS EQUIPMENT MANUAL EDITION 04/14, English | 136 | TEM | 1 | MC | 1.1 | 0
6SL30974AH000BP5 | SINAMICS S120 DOCUMENTATION Control Units and additional sysTEM components MANUAL EDITION 04/15, English | 126 | TEM | 1 | MC | 1.1 | 0
6SL30974AH000BP6 | SINAMICS S120 DOCUMENTATION Control Units and additional sysTEM components MANUAL EDITION 07/16, English | 124 | TEM | 1 | MC | 1 | 0
6SL30974AH000CP3 | SINAMICS S120 DOCUMENTATION EQUIPMENT MANUAL CONTROL UNIT AND SUPPLEMENTARY SYSTEM COMPONENTS EDITION 01/13, Italian | 138 | TEM | 1 | MC | 1.1 | 0
6SL30974AH000CP4 | SINAMICS S120 DOCUMENTATION CONTROL UNIT AND SUPPLEMENTARY SYSTEM COMPONENTS EQUIPMENT MANUAL EDITION 04/14, Italian | 136 | TEM | 1 | MC | 1.1 | 0
6SL30974AH000CP5 | SINAMICS S120 DOCUMENTATION Control Units and additional sy MANUAL EDITION 04/15, Italian | 126 | TEM | 1 | MC | 1.1 | 0
6SL30974AH000CP6 | SINAMICS S120 DOCUMENTATION Control Units and additional sy MANUAL EDITION 07/16, Italian | 124 | TEM | 1 | MC | 1 | 0
6SL30974AH000DP3 | SINAMICS S120 DOCUMENTATION EQUIPMENT MANUAL CONTROL UNIT AND SUPPLEMENTARY SYSTEM COMPONENTS EDITION 01/13, French | 138 | TEM | 1 | MC | 1.1 | 0
6SL30974AH000DP4 | SINAMICS S120 DOCUMENTATION CONTROL UNIT AND SUPPLEMENTARY SYSTEM COMPONENTS EQUIPMENT MANUAL EDITION 04/14, French | 136 | TEM | 1 | MC | 1.1 | 0
6SL30974AH000DP5 | SINAMICS S120 DOCUMENTATION Control Units and additional sy MANUAL EDITION 04/15, French | 126 | TEM | 1 | MC | 1.1 | 0
6SL30974AH000DP6 | SINAMICS S120 DOCUMENTATION Control Units and additional sy MANUAL EDITION 07/16, French | 124 | TEM | 1 | MC | 1 | 0
6SL30974AH000EP3 | SINAMICS S120 DOCUMENTATION EQUIPMENT MANUAL CONTROL UNIT AND SUPPLEMENTARY SYSTEM COMPONENTS EDITION 01/13, Spanish | 138 | TEM | 1 | MC | 1.1 | 0
6SL30974AH000EP4 | SINAMICS S120 DOCUMENTATION CONTROL UNIT AND SUPPLEMENTARY SYSTEM COMPONENTS EQUIPMENT MANUAL EDITION 04/14, Spanish | 136 | TEM | 1 | MC | 1.1 | 0
6SL30974AH000EP5 | SINAMICS S120 DOCUMENTATION Control Units and additional sy MANUAL EDITION 04/15, Spanish | 126 | TEM | 1 | MC | 1.1 | 0
6SL30974AH000EP6 | SINAMICS S120 DOCUMENTATION Control Units and additional sy manual EDITION 07/16, Spanish | 124 | TEM | 1 | MC | 1 | 0
6SL30974AH000PP3 | SINAMICS S120 DOCUMENTATION EQUIPMENT MANUAL CONTROL UNIT AND SUPPLEMENTARY SYSTEM COMPONENTS EDITION 01/13, Russian | 135 | TEM | 1 | MC | 1.1 | 0
6SL30974AH000PP4 | SINAMICS S120 DOCUMENTATION CONTROL UNIT AND SUPPLEMENTARY SYSTEM COMPONENTS EQUIPMENT MANUAL EDITION 04/14, Russian | 136 | TEM | 1 | MC | 1.1 | 0
6SL30974AH000RP3 | SINAMICS S120 DOCUMENTATION EQUIPMENT MANUAL CONTROL UNIT AND SUPPLEMENTARY SYSTEM COMPONENTS EDITION 01/13, Chin. einf. | 138 | TEM | 1 | MC | 1.1 | 0
6SL30974AH000RP4 | SINAMICS S120 DOCUMENTATION CONTROL UNIT AND SUPPLEMENTARY SYSTEM COMPONENTS EQUIPMENT MANUAL EDITION 04/14, Chin. Simpl. | 136 | TEM | 1 | MC | 1.1 | 0
6SL30974AH000RP5 | SINAMICS S120 DOCUMENTATION Control Units and additional sy MANUAL EDITION 04/15, Chin. Simpl. | 126 | TEM | 1 | MC | 1.1 | 0
6SL30974AH000RP6 | SINAMICS S120 DOCUMENTATION Control Units and additional sysTEM components MANUAL EDITION 07/16, Chin. Trad. | 124 | TEM | 1 | MC | 1 | 0
6SL30974AH000TP3 | SINAMICS S120 DOCUMENTATION EQUIPMENT MANUAL CONTROL UNIT AND SUPPLEMENTARY SYSTEM COMPONENTS EDITION 01/13, Japanese | 135 | TEM | 1 | MC | 1.1 | 0
6SL30974AH000TP4 | SINAMICS S120 DOCUMENTATION CONTROL UNIT AND SUPPLEMENTARY SYSTEM COMPONENTS EQUIPMENT MANUAL EDITION 04/14, Japanese | 136 | TEM | 1 | MC | 1.1 | 0
6SL30974AH100AP2 | SINAMICS S120 DOCUMENTATION High Frequency Drive SysTEM Manual EDITION 01/13, GERMAN | 68.2 | TEM | 1 | MC | 0.6 | 0
6SL30974AH100AP3 | SINAMICS S120 DOCUMENTATION High Frequency Drive SysTEM Manual EDITION 04/15, GERMAN | 71.8 | TEM | 1 | MC | 0.6 | 0
6SL30974AH100BP2 | SINAMICS S120 DOCUMENTATION High Frequency Drive SysTEM Manual EDITION 01/13, English | 68.2 | TEM | 1 | MC | 0.6 | 0
6SL30974AH100BP3 | SINAMICS S120 DOCUMENTATION High Frequency Drive SysTEM Manual EDITION 04/15, English | 71.8 | TEM | 1 | MC | 0.6 | 0
6SL30974AL000AP3 | SINAMICS S120 DOCUMENTATION MANUAL AC-Drive EDITION 01/13, GERMAN | 176 | TEM | 1 | MC | 1.4 | 0
6SL30974AL000AP4 | SINAMICS S120 DOCUMENTATION AC Drive MANUAL EDITION 04/14, GERMAN | 183 | TEM | 1 | MC | 1.5 | 0
6SL30974AL000AP5 | SINAMICS S120 DOCUMENTATION AC Drive MANUAL EDITION 07/16, GERMAN | 156 | TEM | 1 | MC | 1.27 | 0
6SL30974AL000BP3 | SINAMICS S120 DOCUMENTATION MANUAL AC-Drive EDITION 01/13, English | 176 | TEM | 1 | MC | 1.4 | 0
6SL30974AL000BP4 | SINAMICS S120 DOCUMENTATION AC Drive MANUAL EDITION 04/14, English | 183 | TEM | 1 | MC | 1.5 | 0
6SL30974AL000BP5 | SINAMICS S120 DOCUMENTATION AC Drive MANUAL EDITION 07/16, English | 156 | TEM | 1 | MC | 1.27 | 0
6SL30974AL000CP3 | SINAMICS S120 DOCUMENTATION MANUAL AC-Drive EDITION 01/13, Italian | 176 | TEM | 1 | MC | 1.4 | 0
6SL30974AL000CP4 | SINAMICS S120 DOCUMENTATION AC Drive MANUAL EDITION 04/14, Italian | 183 | TEM | 1 | MC | 1.5 | 0
6SL30974AL000CP5 | SINAMICS S120 DOCUMENTATION AC Drive MANUAL EDITION 07/16, Italian | 156 | TEM | 1 | MC | 1.27 | 0
6SL30974AL000DP3 | SINAMICS S120 DOCUMENTATION MANUAL AC-Drive EDITION 01/13, French | 176 | TEM | 1 | MC | 1.4 | 0
6SL30974AL000DP4 | SINAMICS S120 DOCUMENTATION AC Drive MANUAL EDITION 04/14, French | 183 | TEM | 1 | MC | 1.5 | 0
6SL30974AL000DP5 | SINAMICS S120 DOCUMENTATION AC Drive MANUAL EDITION 07/16, French | 156 | TEM | 1 | MC | 1.27 | 0
6SL30974AL000EP3 | SINAMICS S120 DOCUMENTATION MANUAL AC-Drive EDITION 01/13, Spanish | 176 | TEM | 1 | MC | 1.4 | 0
6SL30974AL000EP4 | SINAMICS S120 DOCUMENTATION AC Drive MANUAL EDITION 04/14, Spanish | 183 | TEM | 1 | MC | 1.5 | 0
6SL30974AL000EP5 | SINAMICS S120 DOCUMENTATION AC Drive MANUAL EDITION 07/16, Spanish | 156 | TEM | 1 | MC | 1.27 | 0
6SL30974AL000RP3 | SINAMICS S120 DOCUMENTATION MANUAL AC-Drive EDITION 01/13, Chin. Simpl. | 176 | TEM | 1 | MC | 1.4 | 0
6SL30974AL000RP4 | SINAMICS S120 DOCUMENTATION AC Drive MANUAL EDITION 04/14, Chin. Simpl. | 183 | TEM | 1 | MC | 1.5 | 0
6SL30974AL000RP5 | SINAMICS S120 DOCUMENTATION AC Drive MANUAL EDITION 07/16, Chin. Simpl. | 156 | TEM | 1 | MC | 1.27 | 0
6SL30974AL000TP4 | SINAMICS S120 DOCUMENTATION AC Drive MANUAL EDITION 04/14, Japanese | 183 | TEM | 1 | MC | 1.5 | 0
6SL30974AM000AP4 | Documentation SINAMICS SINAMICS S120 Chassis Liquid Cooled Power Units Manual Edition 04/2014, German | 153 | TEM | 1 | MC | 1.2 | 0
6SL30974AM000AP5 | DOCUMENTATION SINAMICS SINAMICS S120 LIQUID-COOLED CHASSIS POWER UNITS MANUAL EDITION 12/2014, GERMAN | 152 | TEM | 1 | MC | 1.2 | 0
6SL30974AM000AP6 | DOCUMENTATION SINAMICS SINAMICS S120 LIQUID-COOLED CHASSIS POWER UNITS MANUAL EDITION 09/2015, GERMAN | 155 | TEM | 1 | MC | 1.2 | 0
6SL30974AM000BP4 | Documentation SINAMICS SINAMICS S120 Chassis Liquid Cooled Power Units Manual Edition 04/2014, English | 153 | TEM | 1 | MC | 1.2 | 0
6SL30974AM000BP5 | DOCUMENTATION SINAMICS SINAMICS S120 LIQUID-COOLED CHASSIS POWER UNITS MANUAL EDITION 12/2014, ENGLISH | 152 | TEM | 1 | MC | 1.2 | 0
6SL30974AM000BP6 | DOCUMENTATION SINAMICS SINAMICS S120 LIQUID-COOLED CHASSIS POWER UNITS MANUAL EDITION 09/2015, English | 155 | TEM | 1 | MC | 1.2 | 0
6SL30974AM000CP4 | Documentation SINAMICS SINAMICS S120 Chassis Liquid Cooled Power Units Manual Edition 04/2014, Italian | 153 | TEM | 1 | MC | 1.2 | 0
6SL30974AM000CP5 | DOCUMENTATION SINAMICS SINAMICS S120 LIQUID-COOLED CHASSIS POWER UNITS MANUAL EDITION 12/2014, ITALIAN | 152 | TEM | 1 | MC | 1.2 | 0
6SL30974AM000CP6 | DOCUMENTATION SINAMICS SINAMICS S120 LIQUID-COOLED CHASSIS POWER UNITS MANUAL EDITION 09/2015, Italian | 155 | TEM | 1 | MC | 1.2 | 0
6SL30974AM000DP4 | Documentation SINAMICS SINAMICS S120 Chassis Liquid Cooled Power Units Manual Edition 04/2014, French | 153 | TEM | 1 | MC | 1.2 | 0
6SL30974AM000DP5 | DOCUMENTATION SINAMICS SINAMICS S120 LIQUID-COOLED CHASSIS POWER UNITS MANUAL EDITION 12/2014, FRENCH | 152 | TEM | 1 | MC | 1.2 | 0
6SL30974AM000DP6 | DOCUMENTATION SINAMICS SINAMICS S120 LIQUID-COOLED CHASSIS POWER UNITS MANUAL EDITION 09/2015, French | 155 | TEM | 1 | MC | 1.2 | 0
6SL30974AM000EP4 | Documentation SINAMICS SINAMICS S120 Chassis Liquid Cooled Power Units Manual Edition 04/2014, Spanish | 153 | TEM | 1 | MC | 1.2 | 0
6SL30974AM000EP5 | DOCUMENTATION SINAMICS SINAMICS S120 LIQUID-COOLED CHASSIS POWER UNITS MANUAL EDITION 12/2014, SPANISH | 152 | TEM | 1 | MC | 1.2 | 0
6SL30974AM000EP6 | DOCUMENTATION SINAMICS SINAMICS S120 LIQUID-COOLED CHASSIS POWER UNITS MANUAL EDITION 09/2015, Spanish | 155 | TEM | 1 | MC | 1.2 | 0
6SL30974AM000PP6 | DOCUMENTATION SINAMICS SINAMICS S120 LIQUID-COOLED CHASSIS POWER UNITS MANUAL EDITION 09/2015, Russian | 155 | TEM | 1 | MC | 1.2 | 0
6SL30974AM000RP4 | Documentation SINAMICS SINAMICS S120 Chassis Liquid Cooled Power Units Manual Edition 04/2014, Chin. Simpl. | 153 | TEM | 1 | MC | 1.2 | 0
6SL30974AM000RP5 | DOCUMENTATION SINAMICS SINAMICS S120 LIQUID-COOLED CHASSIS POWER UNITS MANUAL EDITION 12/2014, CHIN. SIMPL. | 152 | TEM | 1 | MC | 1.2 | 0
6SL30974AM000RP6 | DOCUMENTATION SINAMICS SINAMICS S120 LIQUID-COOLED CHASSIS POWER UNITS MANUAL EDITION 09/2015, Chin. Simp. | 155 | TEM | 1 | MC | 1.2 | 0
6SL30974AN000AP1 | SINAMICS / SIMOTION DOCUMENTATION PROGRAMMING-/OPERATING MANUAL EDITOR DESCRIPTION DCC EDITION 02/12, GERMAN | 94.2 | TEM | 1 | MC | 0.7 | 0
6SL30974AN000AP2 | SINAMICS / SIMOTION DOCUMENTATION PROGRAMMING-/OPERATING MANUAL EDITOR DESCRIPTION DCC EDITION 04/14, GERMAN | 93.1 | TEM | 1 | MC | 0.8 | 0
6SL30974AN000AP3 | SINAMICS / SIMOTION DOCUMENTATION PROGRAMMING-/OPERATING MANUAL EDITOR DESCRIPTION DCC EDITION 07/16, GERMAN | 90.9 | TEM | 1 | MC | 0.8 | 0
6SL30974AN000BP1 | SINAMICS / SIMOTION DOCUMENTATION PROGRAMMING-/OPERATING MANUAL EDITOR DESCRIPTION DCC EDITION 02/12, English | 94.2 | TEM | 1 | MC | 0.7 | 0
6SL30974AN000BP2 | SINAMICS / SIMOTION DOCUMENTATION PROGRAMMING-/OPERATING MANUAL EDITOR DESCRIPTION DCC EDITION 04/14, English | 93.1 | TEM | 1 | MC | 0.8 | 0
6SL30974AN000BP3 | SINAMICS / SIMOTION DOCUMENTATION PROGRAMMING-/OPERATING MANUAL EDITOR DESCRIPTION DCC EDITION 07/16, English | 90.9 | TEM | 1 | MC | 0.8 | 0
6SL30974AN000CP1 | SINAMICS / SIMOTION DOCUMENTATION PROGRAMMING-/OPERATING MANUAL EDITOR DESCRIPTION DCC EDITION 02/12, Italian | 94.2 | TEM | 1 | MC | 0.7 | 0
6SL30974AN000CP2 | SINAMICS / SIMOTION DOCUMENTATION PROGRAMMING-/OPERATING MANUAL EDITOR DESCRIPTION DCC EDITION 04/14, Italian | 93.1 | TEM | 1 | MC | 0.8 | 0
6SL30974AN000CP3 | SINAMICS / SIMOTION DOCUMENTATION PROGRAMMING-/OPERATING MANUAL EDITOR DESCRIPTION DCC EDITION 07/16, italian | 90.9 | TEM | 1 | MC | 0.8 | 0
6SL30974AN000DP1 | SINAMICS / SIMOTION DOCUMENTATION PROGRAMMING-/OPERATING MANUAL EDITOR DESCRIPTION DCC EDITION 02/12, French | 94.2 | TEM | 1 | MC | 0.7 | 0
6SL30974AN000DP2 | SINAMICS / SIMOTION DOCUMENTATION PROGRAMMING-/OPERATING MANUAL EDITOR DESCRIPTION DCC EDITION 04/14, French | 93.1 | TEM | 1 | MC | 0.8 | 0
6SL30974AN000DP3 | SINAMICS / SIMOTION DOCUMENTATION PROGRAMMING-/OPERATING MANUAL EDITOR DESCRIPTION DCC EDITION 07/16, French | 90.9 | TEM | 1 | MC | 0.8 | 0
6SL30974AN000EP1 | SINAMICS / SIMOTION DOCUMENTATION PROGRAMMING-/OPERATING MANUAL EDITOR DESCRIPTION DCC EDITION 02/12, Spanish | 94.2 | TEM | 1 | MC | 0.7 | 0
6SL30974AN000EP3 | SINAMICS / SIMOTION DOCUMENTATION PROGRAMMING-/OPERATING MANUAL EDITOR DESCRIPTION DCC EDITION 07/16, Spanish | 90.9 | TEM | 1 | MC | 0.8 | 0
6SL30974AP000AP4 | SINAMICS S120/S150 DOCUMENTATION MANUAL LISTS EDITION 01/13, GERMAN | 205 | TEM | 1 | MC | 8.4 | 0
6SL30974AP000AP5 | SINAMICS S120/S150 DOCUMENTATION MANUAL LISTS EDITION 04/14, GERMAN | 198 | TEM | 1 | MC | 9 | 0
6SL30974AP000AP8 | SINAMICS S120/S150 DOCUMENTATION MANUAL LISTS EDITION 07/16, GERMAN | 225 | TEM | 1 | MC | 9.35 | 0
6SL30974AP000BP4 | SINAMICS S120/S150 DOCUMENTATION MANUAL LISTS EDITION 01/13, English | 205 | TEM | 1 | MC | 8.4 | 0
6SL30974AP000BP5 | SINAMICS S120/S150 DOCUMENTATION MANUAL LISTS EDITION 04/14, English | 198 | TEM | 1 | MC | 9 | 0
6SL30974AP000BP8 | SINAMICS S120/S150 DOCUMENTATION MANUAL LISTS EDITION 07/16, English | 225 | TEM | 1 | MC | 9.35 | 0
6SL30974AP000CP4 | SINAMICS S120/S150 DOCUMENTATION MANUAL LISTS EDITION 01/13, Italian | 205 | TEM | 1 | MC | 8.4 | 0
6SL30974AP000CP5 | SINAMICS S120/S150 DOCUMENTATION MANUAL LISTS EDITION 04/14, Italian | 198 | TEM | 1 | MC | 9 | 0
6SL30974AP000CP8 | SINAMICS S120/S150 DOCUMENTATION MANUAL LISTS EDITION 07/16, Italian | 225 | TEM | 1 | MC | 9.35 | 0
6SL30974AP000DP4 | SINAMICS S120/S150 DOCUMENTATION MANUAL LISTS EDITION 01/13, French | 205 | TEM | 1 | MC | 8.4 | 0
6SL30974AP000DP5 | SINAMICS S120/S150 DOCUMENTATION MANUAL LISTS EDITION 04/14, French | 198 | TEM | 1 | MC | 9 | 0
6SL30974AP000DP8 | SINAMICS S120/S150 DOCUMENTATION MANUAL LISTS EDITION 07/16, French | 225 | TEM | 1 | MC | 9.35 | 0
6SL30974AP000EP4 | SINAMICS S120/S150 DOCUMENTATION MANUAL LISTS EDITION 01/13, Spanish | 205 | TEM | 1 | MC | 8.4 | 0
6SL30974AP000EP5 | SINAMICS S120/S150 DOCUMENTATION MANUAL LISTS EDITION 04/14, Spanish | 198 | TEM | 1 | MC | 9 | 0
6SL30974AP000EP8 | SINAMICS S120/S150 DOCUMENTATION MANUAL LISTS EDITION 07/16, Spanish | 225 | TEM | 1 | MC | 9.35 | 0
6SL30974AP000KP5 | SINAMICS S120/S150 DOCUMENTATION MANUAL LISTS EDITION 04/14, PORTUGUESE | 198 | TEM | 1 | MC | 9 | 0
6SL30974AP000PP4 | SINAMICS S120/S150 DOCUMENTATION MANUAL LISTS EDITION 01/13, Russian | 201 | TEM | 1 | MC | 8.4 | 0
6SL30974AP000PP5 | SINAMICS S120/S150 DOCUMENTATION MANUAL LISTS EDITION 04/14, Russian | 198 | TEM | 1 | MC | 9 | 0
6SL30974AP000RP4 | SINAMICS S120/S150 DOCUMENTATION MANUAL LISTS EDITION 01/13, Chin. simpl. | 201 | TEM | 1 | MC | 8.4 | 0
6SL30974AP000RP5 | SINAMICS S120/S150 DOCUMENTATION MANUAL LISTS EDITION 04/14, Chin. simpl. | 198 | TEM | 1 | MC | 9 | 0
6SL30974AP000RP8 | SINAMICS S120/S150 DOCUMENTATION MANUAL LISTS EDITION 07/16, Chin. simpl. | 225 | TEM | 1 | MC | 9.35 | 0
6SL30974AP000TP4 | SINAMICS S120/S150 DOCUMENTATION MANUAL LISTS EDITION 01/13, Japanese | 201 | TEM | 1 | MC | 8.4 | 0
6SL30974AP000TP5 | INAMICS S120/S150 DOCUMENTATION MANUAL LISTS EDITION 04/14, Japanese | 198 | TEM | 1 | MC | 9 | 0
6SL30974AP100AP1 | SINAMICS S110 DOCUMENTATION MANUAL LISTS EDITION 11/09, GERMAN | 220 | TEM | 1 | MC | 4 | 0
6SL30974AP100AP2 | SINAMICS S110 DOCUMENTATION MANUAL LISTS EDITION 01/11, GERMAN | 215 | TEM | 1 | MC | 3.8 | 0
6SL30974AP100AP3 | SINAMICS S110 DOCUMENTATION MANUAL LISTS EDITION 06/12, GERMAN | 198 | TEM | 1 | MC | 4 | 0
6SL30974AP100AP4 | SINAMICS S110 DOCUMENTATION MANUAL LISTS EDITION 04/15, GERMAN | 198 | TEM | 1 | MC | 4 | 0
6SL30974AP100BP1 | SINAMICS S110 DOCUMENTATION MANUAL LISTS EDITION 11/09, ENGLISH | 220 | TEM | 1 | MC | 4 | 0
6SL30974AP100BP2 | SINAMICS S110 DOCUMENTATION MANUAL LISTS EDITION 11/09, ENGLISH | 215 | TEM | 1 | MC | 3.8 | 0
6SL30974AP100BP3 | SINAMICS S110 DOCUMENTATION MANUAL LISTS EDITION 06/12, English | 198 | TEM | 1 | MC | 4 | 0
6SL30974AP100BP4 | SINAMICS S110 DOCUMENTATION MANUAL LISTS EDITION 04/15, English | 198 | TEM | 1 | MC | 4 | 0
6SL30974AP100CP1 | SINAMICS S110 DOCUMENTATION MANUAL LISTS EDITION 11/09, ITALIAN | 215 | TEM | 1 | MC | 4 | 0
6SL30974AP100CP2 | SINAMICS S110 DOCUMENTATION MANUAL LISTS EDITION 01/11, ITALIAN | 215 | TEM | 1 | MC | 3.8 | 0
6SL30974AP100CP3 | SINAMICS S110 DOCUMENTATION MANUAL LISTS EDITION 06/12, Italian | 198 | TEM | 1 | MC | 4 | 0
6SL30974AP100CP4 | SINAMICS S110 DOCUMENTATION MANUAL LISTS EDITION 04/15, Italian | 198 | TEM | 1 | MC | 4 | 0
6SL30974AP100DP1 | SINAMICS S110 DOCUMENTATION MANUAL LISTS EDITION 11/09, FRENCH | 220 | TEM | 1 | MC | 4 | 0
6SL30974AP100DP2 | SINAMICS S110 DOCUMENTATION MANUAL LISTS EDITION 01/11, FRENCH | 215 | TEM | 1 | MC | 3.8 | 0
6SL30974AP100DP3 | SINAMICS S110 DOCUMENTATION MANUAL LISTS EDITION 06/12, French | 198 | TEM | 1 | MC | 4 | 0
6SL30974AP100DP4 | SINAMICS S110 DOCUMENTATION MANUAL LISTS EDITION 04/15, French | 198 | TEM | 1 | MC | 4 | 0
6SL30974AP100EP1 | SINAMICS S110 DOCUMENTATION MANUAL LISTS EDITION 11/09, SPANISH | 215 | TEM | 1 | MC | 4 | 0
6SL30974AP100EP2 | SINAMICS S110 DOCUMENTATION MANUAL LISTS EDITION 01/11, SPANISH | 215 | TEM | 1 | MC | 3.8 | 0
6SL30974AP100EP3 | SINAMICS S110 DOCUMENTATION MANUAL LISTS EDITION 06/12, Spanish | 198 | TEM | 1 | MC | 4 | 0
6SL30974AP100EP4 | SINAMICS S110 DOCUMENTATION MANUAL LISTS EDITION 04/15, Spanish | 198 | TEM | 1 | MC | 4 | 0
6SL30974AP100RP2 | SINAMICS S110 DOCUMENTATION MANUAL LISTS EDITION 01/11, CHIN. SIMPL. | 209 | TEM | 1 | MC | 3.8 | 0
6SL30974AP100RP3 | SINAMICS S110 DOCUMENTATION MANUAL LISTS EDITION 06/12, Chin. Simpl. | 198 | TEM | 1 | MC | 4 | 0
6SL30974AP100RP4 | SINAMICS S110 DOCUMENTATION MANUAL LISTS EDITION 04/15, Chin. simpl. | 198 | TEM | 1 | MC | 4 | 0
6SL30974AP100TP1 | SINAMICS S110 DOCUMENTATION MANUAL LISTS EDITION 11/09, JAPANESE | 215 | TEM | 1 | MC | 4 | 0
6SL30974AP100TP2 | SINAMICS S110 DOCUMENTATION MANUAL LISTS EDITION 01/11, JAPANESE | 209 | TEM | 1 | MC | 3.8 | 0
6SL30974AQ000AP3 | SINAMICS/SIMOTION DOCUMENTATION FUNCTIONS MANUAL DCC-STANDARD MODULE EDITION 04/14, GERMAN | 184 | TEM | 1 | MC | 1.5 | 0
6SL30974AQ000AP4 | SINAMICS/SIMOTION DOCUMENTATION FUNCTIONS MANUAL DCC-STANDARD MODULE EDITION 07/16, GERMAN | 183 | TEM | 1 | MC | 1.5 | 0
6SL30974AQ000BP3 | SINAMICS/SIMOTION DOCUMENTATION FUNCTIONS MANUAL DCC-STANDARD MODULE EDITION 04/14, English | 184 | TEM | 1 | MC | 1.5 | 0
6SL30974AQ000BP4 | SINAMICS/SIMOTION DOCUMENTATION FUNCTIONS MANUAL DCC-STANDARD MODULE EDITION 07/16, English | 183 | TEM | 1 | MC | 1.5 | 0
6SL30974AQ000CP3 | SINAMICS/SIMOTION DOCUMENTATION FUNCTIONS MANUAL DCC-STANDARD MODULE EDITION 04/14, Italian | 184 | TEM | 1 | MC | 1.5 | 0
6SL30974AQ000CP4 | SINAMICS/SIMOTION DOCUMENTATION FUNCTIONS MANUAL DCC-STANDARD MODULE EDITION 07/16, italian | 183 | TEM | 1 | MC | 1.5 | 0
6SL30974AQ000DP3 | SINAMICS/SIMOTION DOCUMENTATION FUNCTIONS MANUAL DCC-STANDARD MODULE EDITION 04/14, French | 184 | TEM | 1 | MC | 1.5 | 0
6SL30974AQ000DP4 | SINAMICS/SIMOTION DOCUMENTATION FUNCTIONS MANUAL DCC-STANDARD MODULE EDITION 07/16, French | 183 | TEM | 1 | MC | 1.5 | 0
6SL30974AQ000EP4 | SINAMICS/SIMOTION DOCUMENTATION FUNCTIONS MANUAL DCC-STANDARD MODULE EDITION 07/16, Spanish | 183 | TEM | 1 | MC | 1.5 | 0
6SL30974AR000AP4 | SINAMICS S120 DOCUMENTATION FUNCTIONS MANUAL SAFETY INTEGRATED EDITION 01/13, GERMAN | 184 | TEM | 1 | MC | 1.5 | 0
6SL30974AR000AP5 | SINAMICS S120 DOCUMENTATION FUNCTIONS MANUAL SAFETY INTEGRATED EDITION 04/14, GERMAN | 188 | TEM | 1 | MC | 1.5 | 0
6SL30974AR000AP6 | SINAMICS S120 DOCUMENTATION SAFETY INTEGRATED FUNCTIONS MANUAL EDITION 07/16, GERMAN | 206 | TEM | 1 | MC | 1.69 | 0
6SL30974AR000BP4 | SINAMICS S120 DOCUMENTATION FUNCTIONS MANUAL SAFETY INTEGRATED EDITION 01/13, English | 184 | TEM | 1 | MC | 1.5 | 0
6SL30974AR000BP5 | SINAMICS S120 DOCUMENTATION FUNCTIONS MANUAL SAFETY INTEGRATED EDITION 04/14,English | 188 | TEM | 1 | MC | 1.5 | 0
6SL30974AR000BP6 | SINAMICS S120 DOCUMENTATION SAFETY INTEGRATED FUNCTIONS MANUAL EDITION 07/16,English | 206 | TEM | 1 | MC | 1.69 | 0
6SL30974AR000CP4 | SINAMICS S120 DOCUMENTATION FUNCTIONS MANUAL SAFETY INTEGRATED EDITION 01/13, Italian | 184 | TEM | 1 | MC | 1.5 | 0
6SL30974AR000CP5 | SINAMICS S120 DOCUMENTATION FUNCTIONS MANUAL SAFETY INTEGRATED EDITION 04/14, Italian | 188 | TEM | 1 | MC | 1.5 | 0
6SL30974AR000CP6 | SINAMICS S120 DOCUMENTATION SAFETY INTEGRATED FUNCTIONS MANUAL EDITION 07/16, Italian | 206 | TEM | 1 | MC | 1.69 | 0
6SL30974AR000DP4 | SINAMICS S120 DOCUMENTATION FUNCTIONS MANUAL SAFETY INTEGRATED EDITION 01/13, French | 184 | TEM | 1 | MC | 1.5 | 0
6SL30974AR000DP5 | SINAMICS S120 DOCUMENTATION FUNCTIONS MANUAL SAFETY INTEGRATED EDITION 04/14, French | 188 | TEM | 1 | MC | 1.5 | 0
6SL30974AR000DP6 | SINAMICS S120 DOCUMENTATION SAFETY INTEGRATED FUNCTIONS MANUAL EDITION 07/16, French | 206 | TEM | 1 | MC | 1.69 | 0
6SL30974AR000EP4 | SINAMICS S120 DOCUMENTATION FUNCTIONS MANUAL SAFETY INTEGRATED EDITION 01/13, Spanish | 184 | TEM | 1 | MC | 1.5 | 0
6SL30974AR000EP5 | SINAMICS S120 DOCUMENTATION FUNCTIONS MANUAL SAFETY INTEGRATED EDITION 04/14, Spanish | 188 | TEM | 1 | MC | 1.5 | 0
6SL30974AR000EP6 | SINAMICS S120 DOCUMENTATION SAFETY INTEGRATED FUNCTIONS MANUAL EDITION 07/16, Spanish | 206 | TEM | 1 | MC | 1.69 | 0
6SL30974AR000PP4 | SINAMICS S120 DOCUMENTATION FUNCTIONS MANUAL SAFETY INTEGRATED EDITION 01/13, Russian | 180 | TEM | 1 | MC | 1.5 | 0
6SL30974AR000PP5 | SINAMICS S120 DOCUMENTATION FUNCTIONS MANUAL SAFETY INTEGRATED EDITION 04/14, Russian | 188 | TEM | 1 | MC | 1.5 | 0
6SL30974AR000RP4 | SINAMICS S120 DOCUMENTATION FUNCTIONS MANUAL SAFETY INTEGRATED EDITION 01/13, Chin. simpl. | 184 | TEM | 1 | MC | 1.5 | 0
6SL30974AR000RP5 | SINAMICS S120 DOCUMENTATION FUNCTIONS MANUAL SAFETY INTEGRATED EDITION 04/14, Chin. simpl. | 188 | TEM | 1 | MC | 1.5 | 0
6SL30974AR000RP6 | SINAMICS S120 DOCUMENTATION SAFETY INTEGRATED FUNCTIONS MANUAL EDITION 07/16, Chin. simpl. | 206 | TEM | 1 | MC | 1.69 | 0
6SL30974AV000AP3 | SINAMICS S120 DOCUMENTATION MANUAL COMBI EDITION 07/12, GERMAN | 121 | TEM | 1 | MC | 1 | 0
6SL30974AV000AP4 | SINAMICS S120 DOCUMENTATION MANUAL COMBI EDITION 04/14, GERMAN | 136 | TEM | 1 | MC | 1 | 0
6SL30974AV000AP5 | SINAMICS S120 DOCUMENTATION MANUAL COMBI EDITION 07/16, GERMAN | 129 | TEM | 1 | MC | 1.05 | 0
6SL30974AV000BP3 | SINAMICS S120 DOCUMENTATION EQUIPMENT MANUAL COMBI EDITION 07/12, ENGLISH | 121 | TEM | 1 | MC | 1 | 0
6SL30974AV000BP4 | SINAMICS S120 DOCUMENTATION MANUAL COMBI EDITION 04/14, English | 136 | TEM | 1 | MC | 1 | 0
6SL30974AV000BP5 | SINAMICS S120 DOCUMENTATION MANUAL COMBI EDITION 07/16, English | 129 | TEM | 1 | MC | 1.05 | 0
6SL30974AV000KP4 | SINAMICS S120 DOCUMENTATION MANUAL COMBI EDITION 04/14, Portuguese | 136 | TEM | 1 | MC | 1 | 0
6SL30974AV000KP5 | SINAMICS S120 DOCUMENTATION MANUAL COMBI EDITION 07/16, Portuguese | 129 | TEM | 1 | MC | 1.05 | 0
6SL30974AV000LP4 | SINAMICS S120 DOCUMENTATION MANUAL COMBI EDITION 04/14, Korean | 136 | TEM | 1 | MC | 1 | 0
6SL30974AV000LP5 | SINAMICS S120 DOCUMENTATION MANUAL COMBI EDITION 07/16, Korean | 129 | TEM | 1 | MC | 1.05 | 0
6SL30974AV000MP4 | SINAMICS S120 DOCUMENTATION MANUAL COMBI EDITION 04/14, Chin. trad. | 136 | TEM | 1 | MC | 1 | 0
6SL30974AV000MP5 | SINAMICS S120 DOCUMENTATION MANUAL COMBI EDITION 07/16, Chin. trad. | 129 | TEM | 1 | MC | 1.05 | 0
6SL30974AV000RP4 | SINAMICS S120 DOCUMENTATION MANUAL COMBI EDITION 04/14, Chin. Simpl. | 136 | TEM | 1 | MC | 1 | 0
6SL30974AV000RP5 | SINAMICS S120 DOCUMENTATION MANUAL COMBI EDITION 07/16, Chin. Simpl. | 129 | TEM | 1 | MC | 1.05 | 0
6SL30974AW000AP2 | SINAMICS S120 DOCUMENTATION MANUAL S120M EDITION 11/13, GERMAN | 61.2 | TEM | 1 | MC | 0.5 | 0
6SL30974AW000AP3 | SINAMICS S120 DOCUMENTATION Distributed Drive Technology S120M MANUAL EDITION 12/14, GERMAN | 58.9 | TEM | 1 | MC | 0.5 | 0
6SL30974AW000BP2 | SINAMICS S120 DOCUMENTATION MANUAL S120M EDITION 11/13, English | 61.2 | TEM | 1 | MC | 0.5 | 0
6SL30974AW000BP3 | SINAMICS S120 DOCUMENTATION Distributed Drive Technology S120M MANUAL EDITION 12/14, English | 58.9 | TEM | 1 | MC | 0.5 | 0
6SL30974AW000CP2 | SINAMICS S120 DOCUMENTATION MANUAL S120M EDITION 11/13, Italian | 61.2 | TEM | 1 | MC | 0.5 | 0
6SL30974AW000CP3 | SINAMICS S120 DOCUMENTATION Distributed Drive Technology S120M MANUAL EDITION 12/14, Italian | 58.9 | TEM | 1 | MC | 0.5 | 0
6SL30974AW000DP2 | SINAMICS S120 DOCUMENTATION MANUAL S120M EDITION 11/13, French | 61.2 | TEM | 1 | MC | 0.5 | 0
6SL30974AW000DP3 | SINAMICS S120 DOCUMENTATION Distributed Drive Technology S120M MANUAL EDITION 12/14, French | 58.9 | TEM | 1 | MC | 0.5 | 0
6SL30974AW000EP2 | SINAMICS S120 DOCUMENTATION MANUAL S120M EDITION 11/13, Spanish | 61.2 | TEM | 1 | MC | 0.5 | 0
6SL30974AW000EP3 | SINAMICS S120 DOCUMENTATION Distributed Drive Technology S120M MANUAL EDITION 12/14, Spanish | 58.9 | TEM | 1 | MC | 0.5 | 0
6SL30974AW000RP2 | SINAMICS S120 DOCUMENTATION MANUAL S120M EDITION 11/13, Chin. simpl. | 61.2 | TEM | 1 | MC | 0.5 | 0
6SL30974AW000RP3 | SINAMICS S120 DOCUMENTATION DISTRIBUTED DRIVE TECHNOLOGY S120M MANUAL EDITION 12/14, CHIN. SIMPL. | 58.9 | TEM | 1 | MC | 0.5 | 0
6SL30974BA000AP0 | SINAMICS S120 DOCUMENTATION SYSTEM MANUAL HYDRAULIC DRIVE EDITION 04/14, GERMAN | 95.5 | TEM | 1 | MC | 0.8 | 0
6SL30974BA000AP1 | SINAMICS S120 DOCUMENTATION SYSTEM MANUAL HYDRAULIC DRIVE EDITION 04/15, GERMAN | 99.3 | TEM | 1 | MC | 0.8 | 0
6SL30974BA000AP2 | SINAMICS S120 DOCUMENTATION SYSTEM MANUAL HYDRAULIC DRIVE EDITION 07/16, GERMAN | 98.6 | TEM | 1 | MC | 0.81 | 0
6SL30974BA000BP0 | SINAMICS S120 DOCUMENTATION SYSTEM MANUAL HYDRAULIC DRIVE EDITION 04/14, English | 95.5 | TEM | 1 | MC | 0.8 | 0
6SL30974BA000BP1 | SINAMICS S120 DOCUMENTATION SYSTEM MANUAL HYDRAULIC DRIVE EDITION 04/15, English | 99.3 | TEM | 1 | MC | 0.8 | 0
6SL30974BA000BP2 | SINAMICS S120 DOCUMENTATION SYSTEM MANUAL HYDRAULIC DRIVE EDITION 07/16, English | 98.6 | TEM | 1 | MC | 0.81 | 0
6SL30974BA000CP0 | SINAMICS S120 DOCUMENTATION SYSTEM MANUAL HYDRAULIC DRIVE EDITION 04/14, Italian | 95.5 | TEM | 1 | MC | 0.8 | 0
6SL30974BA000CP1 | SINAMICS S120 DOCUMENTATION SYSTEM MANUAL HYDRAULIC DRIVE EDITION 04/15, Italian | 99.3 | TEM | 1 | MC | 0.8 | 0
6SL30974BA000CP2 | SINAMICS S120 DOCUMENTATION SYSTEM MANUAL HYDRAULIC DRIVE EDITION 07/16, Italian | 98.6 | TEM | 1 | MC | 0.81 | 0
6SL30974BA000DP0 | SINAMICS S120 DOCUMENTATION SYSTEM MANUAL HYDRAULIC DRIVE EDITION 04/14, French | 95.5 | TEM | 1 | MC | 0.8 | 0
6SL30974BA000DP1 | SINAMICS S120 DOCUMENTATION SYSTEM MANUAL HYDRAULIC DRIVE EDITION 04/15, French | 99.3 | TEM | 1 | MC | 0.8 | 0
6SL30974BA000DP2 | SINAMICS S120 DOCUMENTATION SYSTEM MANUAL HYDRAULIC DRIVE EDITION 07/16, French | 98.6 | TEM | 1 | MC | 0.81 | 0
6SL30974BA000EP0 | SINAMICS S120 DOCUMENTATION SYSTEM MANUAL HYDRAULIC DRIVE EDITION 04/14, Spanish | 95.5 | TEM | 1 | MC | 0.8 | 0
6SL30974BA000EP1 | SINAMICS S120 DOCUMENTATION SYSTEM MANUAL HYDRAULIC DRIVE EDITION 04/15, Spanish | 99.3 | TEM | 1 | MC | 0.8 | 0
6SL30974BA000EP2 | SINAMICS S120 DOCUMENTATION SYSTEM MANUAL HYDRAULIC DRIVE EDITION 07/16, Spanish | 98.6 | TEM | 1 | MC | 0.81 | 0
6SL30974BA000RP0 | SINAMICS S120 DOCUMENTATION SYSTEM MANUAL HYDRAULIC DRIVE EDITION 04/14, Chin. simpl. | 95.5 | TEM | 1 | MC | 0.8 | 0
6SL30974BA000RP1 | SINAMICS S120 DOCUMENTATION SYSTEM MANUAL HYDRAULIC DRIVE EDITION 04/15, Chin. Simpl. | 99.3 | TEM | 1 | MC | 0.8 | 0
6SL30974BA000RP2 | SINAMICS S120 DOCUMENTATION SYSTEM MANUAL HYDRAULIC DRIVE EDITION 07/16, Chin. Simpl. | 98.6 | TEM | 1 | MC | 0.81 | 0
6SL30974CA000YG0 | SINAMICS Manual Collection DOCUMENTATION ON DVD EDITION 05/11 GERMAN/English/ITALIAN/ FRENCH/Spanish/Chinese contains also Micromaster docu | 67.7 | TEM | 1 | MC | 0.1 | 0
6SL30974CA000YG1 | SINAMICS Manual Collection DOCUMENTATION ON DVD EDITION 08/12 GERMAN/English/ITALIAN/ FRENCH/Spanish/Chinese contains also Micromaster docu | 67.1 | TEM | 1 | MC | 0.1 | 0
6SL30974CA000YG2 | SINAMICS Manual Collection DOCUMENTATION ON DVD EDITION 05/13 GERMAN/English/ITALIAN/ FRENCH/Spanish/CHINESE contains also Micromaster docu | 66.4 | TEM | 1 | MC | 0.1 | 0
6SL30974CA000YG3 | SINAMICS Manual Collection DOCUMENTATION ON DVD EDITION 06/14 GERMAN/English/ITALIAN/ FRENCH/Spanish/Chinese | 66.4 | TEM | 1 | MC | 0.1 | 0
6SL31000BE216AB0 | SINAMICS S120 ACTIVE INTERFACE MODULE FOR 16KW ACTIVE LINE MODULE INPUT: 3AC 380-480V, 50/60HZ FRAME SIZE: BOOKSIZE | 1499 | TEM | 1 | MC | 12.3 | 1
6SL31000BE236AB0 | SINAMICS S120 ACTIVE INTERFACE MODULE FOR 36KW ACTIVE LINE MODULE INPUT: 3AC 380-480V, 50/60HZ FRAME SIZE: BOOKSIZE | 2393 | TEM | 1 | MC | 20.6 | 1
6SL31000BE255AB0 | SINAMICS ACTIVE INTERFACE MODULE FOR 55KW ACTIVE LINE MODULE INPUT: 3AC 380-480V, 50/60HZ | 3350 | TEM | 1 | MC | 25.1 | 1
6SL31000BE280AB0 | SINAMICS ACTIVE INTERFACE MODULE FOR 80KW ACTIVE LINE MODULE INPUT: 3AC 380-480V, 50/60HZ | 4617 | TEM | 1 | MC | 34.365 | 1
6SL31000BE312AB0 | SINAMICS ACTIVE INTERFACE MODULE FOR 120KW ACTIVE LINE MODULE INPUT: 3AC 380-480V, 50/60HZ | 6227 | TEM | 1 | MC | 39.065 | 1
6SL31000EE216AA0 | SINAMICS LINE REACTOR FOR 16 KW COMBI LINE MODULE INPUT: 3-PH 380-480 V, 50/60 HZ | 491 | TEM | 1 | MC | 10.3 | 1
6SL31000EE220AA0 | SINAMICS LINE REACTOR FOR 20 KW COMBI LINE MODULE INPUT: 3-PH 380-480 V, 50/60 HZ | 705 | TEM | 1 | MC | 11.7 | 1
6SL31001AE310AB1 | SINAMICS BREAKING MODULE INPUT: 600 V DC OUTPUT: PEAK 100 KW/2 S | 996 | TEM | 1 | MC | 4.1 | 1
6SL31001BE213AA0 | SINAMICS / SIMODRIVE HFD-RESISTOR 15 R 800 W FOR HFD-REACTOR | 761 | TEM | 1 | MC | 5.5 | 1
6SL31001BE310AA0 | SINAMICS BRAKING RESISTOR INPUT: 600 V DC 1.5 KW/100 KW | 782 | TEM | 1 | MC | 6.1 | 1
6SL31001CE140AA0 | SINAMICS CAPACITOR MODULE INPUT: 600 V DC 4000 UF | 1876 | TEM | 1 | MC | 5.3 | 1
6SL31001DE220AA1 | SINAMICS CONTROL SUPPLY MODULE INPUT: 600 V DC/3-PH. 380-480 V 50/60 HZ OUTPUT: 24..28.V DC +/-2%, 20 A | 1355 | TEM | 1 | MC | 4.488 | 1
6SL31113VE216EA0 | SINAMICS S120 COMBI POWER MODULE INPUT: 3AC 400V, 16KW OUTPUT: 3AC 400V, 24A, 9A, 9A FRAME SIZE: COMBI EXTERNAL AIR COOLING SUPPORT OF THE EXTENDED SAFETY INTEGRATED FUNCTIONS | 6238 | TEM | 1 | MC | 20.7 | 1
6SL31113VE216FA0 | SINAMICS S120 POWER MODULE INPUT: 3AC 400V 16KW OUTPUT: 3AC 400V, 18A, 5A, 5A FRAME SIZE: COMBI EXTERNAL AIR COOLING SUPPORT OF THE EXTENDED SAFETY INTEGRATED FUNCTIONS | 5497 | TEM | 1 | MC | 20.65 | 1
6SL31113VE220HA0 | SINAMICS S120 COMBI POWER MODULE INPUT: 3AC 400V, 20KW OUTPUT: 3AC 400V, 30A, 9A, 9A FRAME SIZE: COMBI EXTERNAL AIR COOLING SUPPORT OF THE EXTENDED SAFETY INTEGRATED FUNCTIONS | 7086 | TEM | 1 | MC | 20.8 | 1
6SL31114VE210EA0 | SINAMICS S120 COMBI POWER MODULE INPUT: 3AC 400V, 10KW OUTPUT: 3AC 400V,24A,12A,12A,12A DESIGN: COMBI EXTERNAL AIR COOLING SUPPORT OF THE EXTENDED SAFETY INTEGRATED FUNCTIONS | 9402 | TEM | 1 | MC | 22.1 | 1
6SL31114VE216EA0 | SINAMICS S120 COMBI POWER MODULE INPUT: 3AC 400V, 16KW OUTPUT: 3AC 400V, 24A, 9A, 9A, 9A, FRAME SIZE: COMBI EXTERNAL AIR COOLING SUPPORT OF THE EXTENDED SAFETY INTEGRATED FUNCTIONS | 7533 | TEM | 1 | MC | 21.25 | 1
6SL31114VE216FA0 | SINAMICS S120 COMBI POWER MODULE INPUT: 3AC 400V, 16KW OUTPUT: 3AC 400V, 18A,9A,5A,5A FRAME SIZE: COMBI EXTERNAL AIR COOLING SUPPORT OF THE EXTENDED SAFETY INTEGRATED FUNCTIONS | 6608 | TEM | 1 | MC | 21.2 | 1
6SL31114VE220HA0 | SINAMICS S120 COMBI POWER MODULE INPUT: 3AC 400V, 20KW OUTPUT: 3AC 400V,30A,12A,9A,9A FRAME SIZE: COMBI EXTERNAL AIR COOLING SUPPORT OF THE EXTENDED SAFETY INTEGRATED FUNCTIONS | 8626 | TEM | 1 | MC | 21.35 | 1
6SL31201TE130AA4 | SINAMICS S120 SINGLE MOTOR MODULE INPUT: DC 600V OUTPUT: 3-PH 400V, 3A FRAME SIZE: BOOKSIZE INTERNAL AIR COOLING OPTIMIZED PULSE SAMPLE AND SUPPORT OF THE EXTENDED SAFETY INTEGRATED FUNCTIONS INCL. DRIVE-CLIQ CABLE | 1304 | TEM | 1 | MC | 5.48 | 1
6SL31201TE130AD0 | SINAMICS S120 SINGLE MOTOR MODULE INPUT: DC 600V OUTPUT: 3-PH 400V, 3A FRAME SIZE: BOOKSIZE D-TYPE INTERNAL AIR COOLING OPTIMIZED PULSE SAMPLE AND SUPPORT OF THE EXTENDED SAFETY INTEGRATED FUNCTIONS INCL. DRIVE-CLIQ CABLE | 1330 | TEM | 1 | MC | 5.2 | 1
6SL31201TE150AA4 | SINAMICS S120 SINGLE MOTOR MODULE INPUT: DC 600V OUTPUT: 3-PH 400V, 5A FRAME SIZE: BOOKSIZE INTERNAL AIR COOLING OPTIMIZED PULSE SAMPLE AND SUPPORT OF THE EXTENDED SAFETY INTEGRATED FUNCTIONS INCL. DRIVE-CLIQ CABLE | 1370 | TEM | 1 | MC | 5.44 | 1
6SL31201TE150AD0 | SINAMICS S120 SINGLE MOTOR MODULE INPUT: DC 600V OUTPUT: 3-PH 400V, 5A FRAME SIZE: BOOKSIZE D-TYPE INTERNAL AIR COOLING OPTIMIZED PULSE SAMPLE AND SUPPORT OF THE EXTENDED SAFETY INTEGRATED FUNCTIONS INCL. DRIVE-CLIQ CABLE | 1398 | TEM | 1 | MC | 5.2 | 1
6SL31201TE210AA4 | SINAMICS S120 SINGLE MOTOR MODULE INPUT: DC 600V OUTPUT: 3-PH 400V, 9A FRAME SIZE: BOOKSIZE INTERNAL AIR COOLING OPTIMIZED PULSE SAMPLE AND SUPPORT OF THE EXTENDED SAFETY INTEGRATED FUNCTIONS INCL. DRIVE-CLIQ CABLE | 1463 | TEM | 1 | MC | 5.5 | 1
6SL31201TE210AD0 | SINAMICS S120 SINGLE MOTOR MODULE INPUT: DC 600V OUTPUT: 3-PH 400V, 9A FRAME SIZE: BOOKSIZE D-TYPE INTERNAL AIR COOLING OPTIMIZED PULSE SAMPLE AND SUPPORT OF THE EXTENDED SAFETY INTEGRATED FUNCTIONS INCL. DRIVE-CLIQ CABLE | 1492 | TEM | 1 | MC | 5.2 | 1
6SL31201TE218AA4 | SINAMICS S120 SINGLE MOTOR MODULE INPUT: DC 600V OUTPUT: 3AC 400V, 18A FRAME SIZE: BOOKSIZE INTERNAL AIR COOLING OPTIMIZED PULSE SAMPLE AND SUPPORT OF THE EXTENDED SAFETY INTEGRATED FUNCTIONS INCL. DRIVE-CLIQ CABLE | 2320 | TEM | 1 | MC | 5.06 | 1
6SL31201TE218AC0 | SINAMICS S120 SINGLE MOTOR MODULE INPUT: DC 600V OUTPUT: 3AC 400V, 18A FRAME SIZE: BOOKSIZE C-TYPE INTERNAL AIR COOLING OPTIMIZED PULSE SAMPLE AND SUPPORT OF THE EXTENDED SAFETY INTEGRATED FUNCTIONS INCL. DRIVE-CLIQ CABLE | 2365 | TEM | 1 | MC | 5.2 | 1
6SL31201TE218AD0 | SINAMICS S120 SINGLE MOTOR MODULE INPUT: DC 600V OUTPUT: 3AC 400V, 18A FRAME SIZE: BOOKSIZE D-TYPE INTERNAL AIR COOLING OPTIMIZED PULSE SAMPLE AND SUPPORT OF THE EXTENDED SAFETY INTEGRATED FUNCTIONS INCL. DRIVE-CLIQ CABLE | 2668 | TEM | 1 | MC | 5.2 | 1
6SL31201TE230AA4 | SINAMICS S120 SINGLE MOTOR MODULE INPUT: DC 600V OUTPUT: 3AC 400V, 30A FRAME SIZE: BOOKSIZE INTERNAL AIR COOLING OPTIMIZED PULSE SAMPLE AND SUPPORT OF THE EXTENDED SAFETY INTEGRATED FUNCTIONS INCL. DRIVE-CLIQ CABLE | 3500 | TEM | 1 | MC | 6.9 | 1
6SL31201TE230AC0 | SINAMICS S120 SINGLE MOTOR MODULE INPUT: DC 600V OUTPUT: 3AC 400V, 30A FRAME SIZE: BOOKSIZE C-TYPE INTERNAL AIR COOLING OPTIMIZED PULSE SAMPLE AND SUPPORT OF THE EXTENDED SAFETY INTEGRATED FUNCTIONS INCL. DRIVE-CLIQ CABLE | 3570 | TEM | 1 | MC | 8.6 | 1
6SL31201TE230AD0 | SINAMICS S120 SINGLE MOTOR MODULE INPUT: DC 600V OUTPUT: 3AC 400V, 30A FRAME SIZE: BOOKSIZE D-TYPE INTERNAL AIR COOLING OPTIMIZED PULSE SAMPLE AND SUPPORT OF THE EXTENDED SAFETY INTEGRATED FUNCTIONS INCL. DRIVE-CLIQ CABLE | 4550 | TEM | 1 | MC | 8.6 | 1
6SL31201TE245AA3 | SINAMICS S120 SINGLE MOTOR MODULE INPUT: DC 600V OUTPUT: 3AC 400V, 45A FRAME SIZE: BOOKSIZE INTERNAL AIR COOLING OPTIMIZED PULSE SAMPLE AND SUPPORT OF THE EXTENDED SAFETY INTEGRATED FUNCTIONS INCL. DRIVE-CLIQ CABLE | 5089 | TEM | 1 | MC | 11.2 | 1
6SL31201TE260AA3 | SINAMICS S120 SINGLE MOTOR MODULE INPUT: DC 600V OUTPUT: 3AC 400V, 60A FRAME SIZE: BOOKSIZE INTERNAL AIR COOLING OPTIMIZED PULSE SAMPLE AND SUPPORT OF THE EXTENDED SAFETY INTEGRATED FUNCTIONS INCL. DRIVE-CLIQ CABLE | 6464 | TEM | 1 | MC | 11.6 | 1
6SL31201TE285AA3 | SINAMICS S120 SINGLE MOTOR MODULE INPUT: DC 600V OUTPUT: 3AC 400V, 85A FRAME SIZE: BOOKSIZE INTERNAL AIR COOLING OPTIMIZED PULSE SAMPLE AND SUPPORT OF THE EXTENDED SAFETY INTEGRATED FUNCTIONS INCL. DRIVE-CLIQ CABLE | 8267 | TEM | 1 | MC | 15.9 | 1
6SL31201TE313AA3 | SINAMICS S120 SINGLE MOTOR MODULE INPUT: DC 600V OUTPUT: 3AC 400V, 132A FRAME SIZE: BOOKSIZE INTERNAL AIR COOLING OPTIMIZED PULSE SAMPLE AND SUPPORT OF THE EXTENDED SAFETY INTEGRATED FUNCTIONS INCL. DRIVE-CLIQ CABLE | 10715 | TEM | 1 | MC | 26 | 1
6SL31201TE320AA4 | SINAMICS S120 SINGLE MOTOR MODULE INPUT: DC 600V OUTPUT: 3AC 400V, 200A OUTPUT: at 8 kHz / 140A FRAME SIZE: BOOKSIZE INTERNAL AIR COOLING OPTIMIZED PULSE SAMPLE AND SUPPORT OF THE EXTENDED SAFETY INTEGRATED FUNCTIONS INCL. DRIVE-CLIQ CABLE | 13421 | TEM | 1 | MC | 27 | 1
6SL31202TE130AA4 | SINAMICS S120 DOUBLE MOTOR MODULE INPUT: DC 600V OUTPUT: 3AC 400V, 3A/3A FRAME SIZE: BOOKSIZE INTERNAL AIR COOLING OPTIMIZED PULSE SAMPLE AND SUPPORT OF THE EXTENDED SAFETY INTEGRATED FUNCTIONS INCL. DRIVE-CLIQ CABLE | 1957 | TEM | 1 | MC | 5.3 | 1
6SL31202TE130AD0 | SINAMICS S120 DOUBLE MOTOR MODULE INPUT: DC 600V OUTPUT: 3AC 400V, 3A/3A FRAME SIZE: BOOKSIZE D-TYPE INTERNAL AIR COOLING OPTIMIZED PULSE SAMPLE AND SUPPORT OF THE EXTENDED SAFETY INTEGRATED FUNCTIONS INCL. DRIVE-CLIQ CABLE | 1995 | TEM | 1 | MC | 5.3 | 1
6SL31202TE150AA4 | SINAMICS S120 DOUBLE MOTOR MODULE INPUT: DC 600V OUTPUT: 3AC 400V, 5A/5A FRAME SIZE: BOOKSIZE INTERNAL AIR COOLING OPTIMIZED PULSE SAMPLE AND SUPPORT OF THE EXTENDED SAFETY INTEGRATED FUNCTIONS INCL. DRIVE-CLIQ CABLE | 2053 | TEM | 1 | MC | 5.73 | 1
6SL31202TE150AD0 | SINAMICS S120 DOUBLE MOTOR MODULE INPUT: DC 600V OUTPUT: 3AC 400V, 5A/5A FRAME SIZE: BOOKSIZE D-TYPE INTERNAL AIR COOLING OPTIMIZED PULSE SAMPLE AND SUPPORT OF THE EXTENDED SAFETY INTEGRATED FUNCTIONS INCL. DRIVE-CLIQ CABLE | 2094 | TEM | 1 | MC | 5.3 | 1
6SL31202TE210AA4 | SINAMICS S120 DOUBLE MOTOR MODULE INPUT: DC 600V OUTPUT: 3-PH 400V, 9A/9A FRAME SIZE: BOOKSIZE INTERNAL AIR COOLING OPTIMIZED PULSE SAMPLE AND SUPPORT OF THE EXTENDED SAFETY INTEGRATED FUNCTIONS INCL. DRIVE-CLIQ CABLE | 2341 | TEM | 1 | MC | 5.8 | 1
6SL31202TE210AD0 | SINAMICS S120 DOUBLE MOTOR MODULE INPUT: DC 600V OUTPUT: 3-PH 400V, 9A/9A FRAME SIZE: BOOKSIZE D-TYPE INTERNAL AIR COOLING OPTIMIZED PULSE SAMPLE AND SUPPORT OF THE EXTENDED SAFETY INTEGRATED FUNCTIONS INCL. DRIVE-CLIQ CABLE | 2388 | TEM | 1 | MC | 5.3 | 1
6SL31202TE218AA3 | SINAMICS S120 DOUBLE MOTOR MODULE INPUT: DC 600V OUTPUT: 3AC 400V, 18A/18A FRAME SIZE: BOOKSIZE INTERNAL AIR COOLING OPTIMIZED PULSE SAMPLE AND SUPPORT OF THE EXTENDED SAFETY INTEGRATED FUNCTIONS INCL. DRIVE-CLIQ CABLE. | 3715 | TEM | 1 | MC | 7.6 | 1
6SL31202TE218AC0 | SINAMICS S120 DOUBLE MOTOR MODULE INPUT: DC 600V OUTPUT: 3AC 400V, 18A/18A FRAME SIZE: BOOKSIZE C-TYPE INTERNAL AIR COOLING OPTIMIZED PULSE SAMPLE AND SUPPORT OF THE EXTENDED SAFETY INTEGRATED FUNCTIONS INCL. DRIVE-CLIQ CABLE | 3789 | TEM | 1 | MC | 8.3 | 1
6SL31202TE218AD0 | SINAMICS S120 DOUBLE MOTOR MODULE INPUT: DC 600V OUTPUT: 3AC 400V, 18A/18A FRAME SIZE: BOOKSIZE D-TYPE INTERNAL AIR COOLING OPTIMIZED PULSE SAMPLE AND SUPPORT OF THE EXTENDED SAFETY INTEGRATED FUNCTIONS INCL. DRIVE-CLIQ CABLE | 4300 | TEM | 1 | MC | 8.3 | 1
6SL31211TE130AA4 | SINAMICS S120 SINGLE MOTOR MODULE INPUT: DC 600V OUTPUT 3AC 400V, 3A FRAME SIZE: BOOKSIZE EXTERNAL AIR COOLING OPTIMIZED PULSE SAMPLE AND SUPPORT OF THE EXTENDED SAFETY INTEGRATED FUNCTIONS INCL. DRIVE-CLIQ CABLE | 1304 | TEM | 1 | MC | 5.7 | 1
6SL31211TE150AA4 | SINAMICS S120 SINGLE MOTOR MODULE INPUT: DC 600V OUTPUT: 3AC 400V, 5A FRAME SIZE: BOOKSIZE EXTERNAL AIR COOLING OPTIMIZED PULSE SAMPLE AND SUPPORT OF THE EXTENDED SAFETY INTEGRATED FUNCTIONS INCL. DRIVE-CLIQ CABLE | 1370 | TEM | 1 | MC | 5.7 | 1
6SL31211TE210AA4 | SINAMICS S120 SINGLE MOTOR MODULE INPUT: DC 600V OUTPUT: 3AC 400V, 9A FRAME SIZE: BOOKSIZE EXTERNAL AIR COOLING OPTIMIZED PULSE SAMPLE AND SUPPORT OF THE EXTENDED SAFETY INTEGRATED FUNCTIONS INCL. DRIVE-CLIQ CABLE | 1463 | TEM | 1 | MC | 5.7 | 1
6SL31211TE218AA4 | SINAMICS S120 SINGLE MOTOR MODULE INPUT: DC 600V OUTPUT: 3AC 400V, 18A FRAME SIZE: BOOKSIZE EXTERNAL AIR COOLING OPTIMIZED PULSE SAMPLE AND SUPPORT OF THE EXTENDED SAFETY INTEGRATED FUNCTIONS INCL. DRIVE-CLIQ CABLE | 2320 | TEM | 1 | MC | 5.7 | 1
6SL31211TE230AA3 | SINAMICS S120 SINGLE MOTOR MODULE INPUT: DC 600V OUTPUT: 3AC 400V, 30A FRAME SIZE: BOOKSIZE EXTERNAL AIR COOLING OPTIMIZED PULSE SAMPLE AND SUPPORT OF THE EXTENDED SAFETY INTEGRATED FUNCTIONS INCL. DRIVE-CLIQ CABLE | 3500 | TEM | 1 | MC | 8.4 | 1
6SL31211TE245AA3 | SINAMICS S120 SINGLE MOTOR MODULE INPUT: DC 600V OUTPUT: 3AC 400V, 45A FRAME SIZE: BOOKSIZE EXTERNAL AIR COOLING OPTIMIZED PULSE SAMPLE AND SUPPORT OF THE EXTENDED SAFETY INTEGRATED FUNCTIONS INCL. DRIVE-CLIQ CABLE | 5089 | TEM | 1 | MC | 13.2 | 1
6SL31211TE260AA3 | SINAMICS S120 SINGLE MOTOR MODULE INPUT: DC 600V OUTPUT: 3AC 400V, 60A FRAME SIZE: BOOKSIZE EXTERNAL AIR COOLING OPTIMIZED PULSE SAMPLE AND SUPPORT OF THE EXTENDED SAFETY INTEGRATED FUNCTIONS INCL. DRIVE-CLIQ CABLE | 6464 | TEM | 1 | MC | 13.3 | 1
6SL31211TE285AA3 | SINAMICS S120 SINGLE MOTOR MODULE INPUT: DC 600V OUTPUT: 3AC 400V, 85A FRAME SIZE: BOOKSIZE EXTERNAL AIR COOLING OPTIMIZED PULSE SAMPLE AND SUPPORT OF THE EXTENDED SAFETY INTEGRATED FUNCTIONS INCL. DRIVE-CLIQ CABLE | 8267 | TEM | 1 | MC | 17.2 | 1
6SL31211TE313AA3 | SINAMICS S120 SINGLE MOTOR MODULE INPUT: DC 600V OUTPUT: 3AC 400V, 132A FRAME SIZE: BOOKSIZE EXTERNAL AIR COOLING OPTIMIZED PULSE SAMPLE AND SUPPORT OF THE EXTENDED SAFETY INTEGRATED FUNCTIONS INCL. DRIVE-CLIQ CABLE | 10715 | TEM | 1 | MC | 35 | 1
6SL31211TE320AA4 | SINAMICS S120 SINGLE MOTOR MODULE INPUT: DC 600V OUTPUT: 3AC 400V, 200A OUTPUT: with 8 kHz / 140A FRAME SIZE: BOOKSIZE EXTERNAL AIR COOLING OPTIMIZED PULSE SAMPLE AND SUPPORT OF THE EXTENDED SAFETY INTEGRATED FUNCTIONS INCL. DRIVE-CLIQ CABLE | 13421 | TEM | 1 | MC | 35 | 1
6SL31212TE130AA4 | SINAMICS S120 DOUBLE MOTOR MODULE INPUT: DC 600V OUTPUT: 3AC 400V, 3A/3A FRAME SIZE: BOOKSIZE EXTERNAL AIR COOLING OPTIMIZED PULSE SAMPLE AND SUPPORT OF THE EXTENDED SAFETY INTEGRATED FUNCTIONS INCL. DRIVE-CLIQ CABLE | 1957 | TEM | 1 | MC | 5.8 | 1
6SL31212TE150AA4 | SINAMICS S120 DOUBLE MOTOR MODULE INPUT: DC 600V OUTPUT: 3AC 400V, 5A/5A FRAME SIZE: BOOKSIZE EXTERNAL AIR COOLING OPTIMIZED PULSE SAMPLE AND SUPPORT OF THE EXTENDED SAFETY INTEGRATED FUNCTIONS INCL. DRIVE-CLIQ CABLE | 2053 | TEM | 1 | MC | 5.8 | 1
6SL31212TE210AA4 | SINAMICS S120 DOUBLE MOTOR MODULE INPUT: DC 600V OUTPUT: 3AC 400V, 9A/9A FRAME SIZE: BOOKSIZE EXTERNAL AIR COOLING OPTIMIZED PULSE SAMPLE AND SUPPORT OF THE EXTENDED SAFETY INTEGRATED FUNCTIONS INCL. DRIVE-CLIQ CABLE | 2341 | TEM | 1 | MC | 5.8 | 1
6SL31212TE218AA3 | SINAMICS S120 DOUBLE MOTOR MODULE INPUT: DC 600V OUTPUT: 3AC 400V, 18A/18A FRAME SIZE: BOOKSIZE EXTERNAL AIR COOLING OPTIMIZED PULSE SAMPLE AND SUPPORT OF THE EXTENDED SAFETY INTEGRATED FUNCTIONS INCL. DRIVE-CLIQ CABLE | 3715 | TEM | 1 | MC | 8.6 | 1
6SL31251TE320AA4 | SINAMICS S120 SINGLE MOTOR MODULE INPUT: DC 600V OUTPUT: 3AC 400V, 200A OUTPUT: AT 8 kHz / 140A FRAME SIZE: BOOKSIZE LIQUID COOLED OPTIMIZED PULSE SAMPLE AND SUPPORT OF THE EXTENDED SAFETY INTEGRATED FUNCTIONS INCL. DRIVE-CLIQ CABLE (WITHOUT CONTROL UNIT) | 14497 | TEM | 1 | MC | 24 | 1
6SL31253UE322AA0 | SINAMICS S120 HIGH FREQUENCY DRIVE DAMPING MODULE 225A, 16 KHZ MAX. OUTPUT FREQUENCY: 1200 HZ FRAME SIZE: BOOKSIZE | 12999 | TEM | 1 | MC | 34 | 1
6SL31261TE130AA4 | SINAMICS S120 SINGLE MOTOR MODULE INPUT: DC 600V OUTPUT: 3AC 400V, 3A FRAME SIZE: BOOKSIZE COLD-PLATE-COOLING OPTIMIZED PULSE SAMPLE AND SUPPORT OF THE EXTENDED SAFETY INTEGRATED FUNCTIONS INCL. DRIVE-CLIQ CABLE | 1304 | TEM | 1 | MC | 4.2 | 1
6SL31261TE150AA4 | SINAMICS S120 SINGLE MOTOR MODULE INPUT: DC 600V OUTPUT: 3AC 400V, 5A FRAME SIZE: BOOKSIZE COLD-PLATE-COOLING OPTIMIZED PULSE SAMPLE AND SUPPORT OF THE EXTENDED SAFETY INTEGRATED FUNCTIONS INCL. DRIVE-CLIQ CABLE | 1370 | TEM | 1 | MC | 4.2 | 1
6SL31261TE210AA4 | SINAMICS S120 SINGLE MOTOR MODULE INPUT: DC 600V OUTPUT: 3AC 400V, 9A FRAME SIZE: BOOKSIZE COLD-PLATE-COOLING OPTIMIZED PULSE SAMPLE AND SUPPORT OF THE EXTENDED SAFETY INTEGRATED FUNCTIONS INCL. DRIVE-CLIQ CABLE | 1463 | TEM | 1 | MC | 4.5 | 1
6SL31261TE218AA4 | SINAMICS S120 SINGLE MOTOR MODULE INPUT: DC 600V OUTPUT: 3AC 400V, 18A FRAME SIZE: BOOKSIZE COLD-PLATE-COOLING OPTIMIZED PULSE SAMPLE AND SUPPORT OF THE EXTENDED SAFETY INTEGRATED FUNCTIONS INCL. DRIVE-CLIQ CABLE | 2320 | TEM | 1 | MC | 4.5 | 1
6SL31261TE230AA3 | SINAMICS S120 SINGLE MOTOR MODULE INPUT: DC 600V OUTPUT: 3AC 400V, 30A FRAME SIZE: BOOKSIZE COLD-PLATE-COOLING OPTIMIZED PULSE SAMPLE AND SUPPORT OF THE EXTENDED SAFETY INTEGRATED FUNCTIONS INCL. DRIVE-CLIQ CABLE | 3500 | TEM | 1 | MC | 6.1 | 1
6SL31261TE245AA3 | SINAMICS S120 SINGLE MOTOR MODULE INPUT: DC 600V OUTPUT: 3AC 400V, 45A FRAME SIZE: BOOKSIZE COLD-PLATE-COOLING OPTIMIZED PULSE SAMPLE AND SUPPORT OF THE EXTENDED SAFETY INTEGRATED FUNCTIONS INCL. DRIVE-CLIQ CABLE | 5089 | TEM | 1 | MC | 9.1 | 1
6SL31261TE260AA3 | SINAMICS S120 SINGLE MOTOR MODULE INPUT: DC 600V OUTPUT: 3AC 400V, 60A FRAME SIZE: BOOKSIZE COLD-PLATE COOLING OPTIMIZED PULSE SAMPLE AND SUPPORT OF THE EXTENDED SAFETY INTEGRATED FUNCTIONS INCL. DRIVE-CLIQ CABLE | 6464 | TEM | 1 | MC | 9.1 | 1
6SL31261TE285AA3 | SINAMICS S120 SINGLE MOTOR MODULE INPUT: DC 600V OUTPUT: 3AC 400V, 85A FRAME SIZE: BOOKSIZE COLD-PLATE-COOLING OPTIMIZED PULSE SAMPLE AND SUPPORT OF THE EXTENDED SAFETY INTEGRATED FUNCTIONS INCL. DRIVE-CLIQ CABLE | 8267 | TEM | 1 | MC | 12.5 | 1
6SL31261TE313AA3 | SINAMICS S120 SINGLE MOTOR MODULE INPUT: DC 600V OUTPUT: 3AC 400V, 132A FRAME SIZE: BOOKSIZE COLD-PLATE-COOLING OPTIMIZED PULSE SAMPLE AND SUPPORT OF THE EXTENDED SAFETY INTEGRATED FUNCTIONS INCL. DRIVE-CLIQ CABLE | 10715 | TEM | 1 | MC | 18 | 1
6SL31261TE320AA4 | SINAMICS S120 SINGLE MOTOR MODULE INPUT: DC 600V OUTPUT: 3AC 400V, 200A OUTPUT: AT 8 kHz / 140A FRAME SIZE: BOOKSIZE OPTIMIZED PULSE SAMPLE AND SUPPORT OF THE EXTENDED SAFETY INTEGRATED FUNCTIONS INCL. DRIVE-CLIQ CABLE COLD-PLATE COOLING | 13421 | TEM | 1 | MC | 22.4 | 1
6SL31262TE130AA4 | SINAMICS S120 DOUBLE MOTOR MODULE INPUT: DC 600V OUTPUT: 3AC 400V, 3A/3A FRAME SIZE: BOOKSIZE COLD-PLATE-COOLING OPTIMIZED PULSE SAMPLE AND SUPPORT OF THE EXTENDED SAFETY INTEGRATED FUNCTIONS INCL. DRIVE-CLIQ CABLE | 1957 | TEM | 1 | MC | 4.5 | 1
6SL31262TE150AA4 | SINAMICS S120 DOUBLE MOTOR MODULE INPUT: DC 600V OUTPUT: 3AC 400V, 5A/5A FRAME SIZE: BOOKSIZE COLD-PLATE-COOLING OPTIMIZED PULSE SAMPLE AND SUPPORT OF THE EXTENDED SAFETY INTEGRATED FUNCTIONS INCL. DRIVE-CLIQ CABLE | 2053 | TEM | 1 | MC | 4.5 | 1
6SL31262TE210AA4 | SINAMICS S120 DOUBLE MOTOR MODULE INPUT: DC 600V OUTPUT: 3AC 400V, 9A/9A FRAME SIZE: BOOKSIZE COLD-PLATE-COOLING OPTIMIZED PULSE SAMPLE AND SUPPORT OF THE EXTENDED SAFETY INTEGRATED FUNCTIONS INCL. DRIVE-CLIQ CABLE | 2341 | TEM | 1 | MC | 4.5 | 1
6SL31262TE218AA3 | SINAMICS S120 DOUBLE MOTOR MODULE INPUT: DC 600V OUTPUT: 3AC 400V, 18A/18A FRAME SIZE: BOOKSIZE COLD-PLATE-COOLING OPTIMIZED PULSE SAMPLE AND SUPPORT OF THE EXTENDED SAFETY INTEGRATED FUNCTIONS INCL. DRIVE-CLIQ CABLE | 3715 | TEM | 1 | MC | 5.9 | 1
6SL31301TE220AA0 | SINAMICS S120 BASIC LINE MODULE INPUT: 3PH 380-480V, 50/60HZ OUTPUT: DC 600V, 34 A, 20KW FRAME SIZE: BOOKSIZE INTERNAL AIR COOLING INCL. DRIVE-CLIQ CABLE | 1637 | TEM | 1 | MC | 6.8 | 1
6SL31301TE240AA0 | SINAMICS S120 BASIC LINE MODULE INPUT: 3PH 380-480V, 50/60HZ OUTPUT: DC 600V, 67 A, 40KW FRAME SIZE: BOOKSIZE INTERNAL AIR COOLING INCL. DRIVE-CLIQ CABLE | 2856 | TEM | 1 | MC | 11.3 | 1
6SL31301TE310AA0 | SINAMICS S120 BASIC LINE MODULE INPUT: 3PH 380-480V, 50/60HZ OUTPUT: DC 600V, 167 A, 100KW FRAME SIZE: BOOKSIZE INTERNAL AIR COOLING INCL. DRIVE-CLIQ CABLE | 5132 | TEM | 1 | MC | 15.8 | 1
6SL31306AE150AB1 | SINAMICS S120 SMART LINE MODULE INPUT: 3AC 380-480V, 50/60HZ OUTPUT: 600VDC, 8.3A, 5KW FRAME SIZE: BOOKSIZE INTERNAL AIR COOLING INCL. CONTROL VOLTAGE ADAPTER MODULES PAINTED | 1102 | TEM | 1 | MC | 4.9 | 1
6SL31306AE210AB1 | SINAMICS S120 SMART LINE MODULE INPUT: 3AC 380-480V, 50/60HZ OUTPUT: 600VDC, 17A, 10KW FRAME SIZE: BOOKSIZE INTERNAL AIR COOLING INCL. CONTROL VOLTAGE ADAPTER MODULES PAINTED | 1557 | TEM | 1 | MC | 5 | 1
6SL31306TE216AA4 | SINAMICS S120 SMART LINE MODULE INPUT: 3AC 380-480V, 50/60HZ OUTPUT: DC 600V, 27A, 16KW FRAME SIZE: BOOKSIZE INTERNAL AIR COOLING INCL. DRIVE-CLIQ CABLE | 2212 | TEM | 1 | MC | 7 | 1
6SL31306TE236AA3 | SINAMICS S120 SMART LINE MODULE INPUT: 3AC 380-480V, 50/60HZ OUTPUT: DC 600V, 60A, 36KW FRAME SIZE: BOOKSIZE INTERNAL AIR COOLING INCL. DRIVE-CLIQ CABLE | 4252 | TEM | 1 | MC | 10 | 1
6SL31306TE255AA3 | SINAMICS S120 SMART LINE MODULE INPUT: 3AC 380-480V, 50/60HZ OUTPUT: DC 600V, 90A, 55KW FRAME SIZE: BOOKSIZE INTERNAL AIR COOLING INCL. DRIVE-CLIQ CABLE | 5740 | TEM | 1 | MC | 17.8 | 1
6SL31307TE216AA4 | SINAMICS S120 ACTIVE LINE MODULE INPUT: 3-PH 380-480V, 50/60HZ OUTPUT: DC 600V, 27A, 16KW FRAME SIZE: BOOKSIZE INTERNE LUFTKUEHLUNG INKL. DRIVE-CLIQ LEITUNG | 2835 | TEM | 1 | MC | 7 | 1
6SL31307TE236AA3 | SINAMICS S120 ACTIVE LINE MODULE INPUT: 3AC 380-480V, 50/60HZ OUTPUT: DC 600V, 60A, 36KW FRAME SIZE: BOOKSIZE INTERNAL AIR COOLING INCL. DRIVE-CLIQ CABLE | 4660 | TEM | 1 | MC | 12 | 1
6SL31307TE255AA3 | SINAMICS S120 ACTIVE LINE MODULE INPUT: 3AC 380-480V, 50/60HZ OUTPUT: DC 600V, 92A, 55KW FRAME SIZE: BOOKSIZE INTERNAL AIR COOLING INCL. DRIVE-CLIQ CABLE | 6292 | TEM | 1 | MC | 17 | 1
6SL31307TE280AA3 | SINAMICS S120 ACTIVE LINE MODULE INPUT: 3AC 380-480V, 50/60HZ OUTPUT: DC 600V, 133A, 80KW FRAME SIZE: BOOKSIZE INTERNAL AIR COOLING INCL. DRIVE-CLIQ CABLE | 7666 | TEM | 1 | MC | 23 | 1
6SL31307TE312AA3 | SINAMICS S120 ACTIVE LINE MODULE INPUT: 3AC 380-480V, 50/60HZ OUTPUT: DC 600V, 200A, 120KW FRAME SIZE: BOOKSIZE INTERNAL AIR COOLING INCL. DRIVE-CLIQ CABLE | 9728 | TEM | 1 | MC | 33 | 1
6SL31316AE150AA1 | SINAMICS S120 SMART LINE MODULE INPUT: 3 AC 380-480 V, 50/60HZ OUTPUT: 600 V DC, 8.3 A, 5 KW FRAME SIZE: BOOKSIZE EXTERNAL AIR COOLING INCL. CONTROL VOLTAGE ADAPTER AND DRIVE-CLIQ CABLE | 1102 | TEM | 1 | MC | 5.5 | 1
6SL31316AE210AA1 | SINAMICS S120 SMART LINE MODULE INPUT: 3 AC 380-480 V, 50/60HZ OUTPUT: 600 V DC, 17 A, 10 KW FRAME SIZE: BOOKSIZE EXTERNAL AIR COOLING INCL. CONTROL VOLTAGE ADAPTER AND DRIVE-CLIQ CABLE | 1557 | TEM | 1 | MC | 5.6 | 1
6SL31316TE216AA3 | SINAMICS S120 SMART LINE MODULE INPUT: 3AC 380-480V, 50/60HZ OUTPUT: DC 600V, 27A, 16KW FRAME SIZE: BOOKSIZE EXTERNAL AIR COOLING INCL. DRIVE-CLIQ CABLE | 2212 | TEM | 1 | MC | 9.1 | 1
6SL31316TE236AA3 | SINAMICS S120 SMART LINE MODULE INPUT: 3AC 380-480V, 50/60HZ OUTPUT: DC 600V, 60A, 36KW FRAME SIZE: BOOKSIZE EXTERNAL AIR COOLING INCL. DRIVE-CLIQ CABLE | 4252 | TEM | 1 | MC | 14.2 | 1
6SL31316TE255AA3 | SINAMICS S120 SMART LINE MODULE INPUT: 3AC 380-480V, 50/60HZ OUTPUT: DC 600V, 90A, 55KW FRAME SIZE: BOOKSIZE EXTERNAL AIR COOLING INCL. DRIVE-CLIQ CABLE | 5740 | TEM | 1 | MC | 19.3 | 1
6SL31317TE216AA3 | SINAMICS S120 ACTIVE LINE MODULE INPUT: 3AC 380-480V, 50/60HZ OUTPUT: DC 600V, 27A, 16KW FRAME SIZE: BOOKSIZE EXTERNAL AIR COOLING INCL. DRIVE-CLIQ CABLE | 2835 | TEM | 1 | MC | 8.8 | 1
6SL31317TE236AA3 | SINAMICS S120 ACTIVE LINE MODULE INPUT: 3AC 380-480V, 50/60HZ OUTPUT:: DC 600V, 60A, 36KW FRAME SIZE: BOOKSIZE EXTERNAL AIR COOLING INCL. DRIVE-CLIQ CABLE | 4660 | TEM | 1 | MC | 13.8 | 1
6SL31317TE255AA3 | SINAMICS S120 ACTIVE LINE MODULE INPUT: 3AC 380-480V, 50/60HZ OUTPUT: DC 600V, 92A, 55KW FRAME SIZE: BOOKSIZE EXTERNAL AIR COOLING INCL. DRIVE-CLIQ CABLE | 6292 | TEM | 1 | MC | 18.5 | 1
6SL31317TE280AA3 | SINAMICS S120 ACTIVE LINE MODULE INPUT: 3AC 380-480V, 50/60HZ OUTPUT: DC 600V, 133A, 80KW FRAME SIZE: BOOKSIZE EXTERNAL AIR COOLING INCL. DRIVE-CLIQ CABLE | 7666 | TEM | 1 | MC | 37 | 1
6SL31317TE312AA3 | SINAMICS S120 ACTIVE LINE MODULE INPUT: 3AC 380-480V, 50/60HZ OUTPUT: DC 600V, 200A, 120KW FRAME SIZE: BOOKSIZE EXTERNAL AIR COOLING INCL. DRIVE-CLIQ CABLE | 9728 | TEM | 1 | MC | 39 | 1
6SL31357TE312AA3 | SINAMICS S120 ACTIVE LINE MODULE INPUT: 3AC 380-480V, 50/60HZ OUTPUT: DC 600V, 200A, 120KW FRAME SIZE: BOOKSIZE WATERCOOLED INCL. DRIVE-CLIQ CABLE (WITHOUT CONTROL UNIT) | 10812 | TEM | 1 | MC | 15 | 1
6SL31361TE220AA0 | SINAMICS S120 BASIC LINE MODULE INPUT: 3PH 380-480V, 50/60HZ OUTPUT: DC 600V, 34 A, 20KW FRAME SIZE: BOOKSIZE COLD-PLATE-COOLING INCL. DRIVE-CLIQ CABLE | 1637 | TEM | 1 | MC | 6.4 | 1
6SL31361TE240AA0 | SINAMICS S120 BASIC LINE MODULE INPUT: 3PH 380-480V, 50/60HZ OUTPUT: DC 600V, 67 A, 40KW FRAME SIZE: BOOKSIZE COLD-PLATE-COOLING INCL. DRIVE-CLIQ CABLE | 2856 | TEM | 1 | MC | 10.9 | 1
6SL31361TE310AA0 | SINAMICS S120 BASIC LINE MODULE INPUT: 3PH 380-480V, 50/60HZ OUTPUT: DC 600V, 167 A, 100KW FRAME SIZE: BOOKSIZE COLD-PLATE-COOLING INCL. DRIVE-CLIQ CABLE | 5132 | TEM | 1 | MC | 16.4 | 1
6SL31366AE150AA1 | SINAMICS S120 SMART LINE MODULE INPUT: 3-PH 380-480 V, 50/60 HZ OUTPUT: 600 V DC, 8.3 A, 5 KW FRAME SIZE: BOOKSIZE COLD PLATE AIR COOLING INCL. CONTROL VOLTAGE ADAPTER | 1102 | TEM | 1 | MC | 4.2 | 1
6SL31366AE210AA1 | SINAMICS S120 SMART LINE MODULE INPUT: 3-PH 380-480 V, 50/60 HZ OUTPUT: 600 V DC, 17 A, 10 KW FRAME SIZE: BOOKSIZE COLD PLATE COOLING INCL. CONTROL VOLTAGE ADAPTER. | 1557 | TEM | 1 | MC | 4.3 | 1
6SL31367TE216AA3 | SINAMICS S120 ACTIVE LINE MODULE INPUT: 3AC 380-480V, 50/60HZ OUTPUT: DC 600V, 27A, 16KW FRAME SIZE: BOOKSIZE COLD PLATE COOLING INCL. DRIVE-CLIQ CABLE | 2835 | TEM | 1 | MC | 6.1 | 1
6SL31367TE236AA3 | SINAMICS S120 ACTIVE LINE MODULE INPUT: 3AC 380-480V, 50/60HZ OUTPUT: DC 600V, 60A, 36KW FRAME SIZE: BOOKSIZE COLD-PLATE-COOLING INCL. DRIVE-CLIQ CABLE | 4660 | TEM | 1 | MC | 10.2 | 1
6SL31367TE255AA3 | SINAMICS S120 ACTIVE LINE MODULE INPUT: 3AC 380-480V, 50/60HZ OUTPUT: DC 600V, 92A, 55KW FRAME SIZE: BOOKSIZE COLD-PLATE-COOLING INCL. DRIVE-CLIQ CABLE | 6292 | TEM | 1 | MC | 13.8 | 1
6SL31367TE280AA3 | SINAMICS S120 ACTIVE LINE MODULE INPUT: 3AC 380-480V, 50/60HZ OUTPUT: DC 600V, 133A, 80KW FRAME SIZE: BOOKSIZE COLD-PLATE-COOLING INCL. DRIVE-CLIQ CABLE | 7666 | TEM | 1 | MC | 20.3 | 1
6SL31367TE312AA3 | SINAMICS S120 ACTIVE LINE MODULE INPUT: 3AC 380-480V, 50/60HZ OUTPUT: DC 600V, 200A, 120KW FRAME SIZE: BOOKSIZE COLD-PLATE-COOLING INCL. DRIVE-CLIQ CABLE | 9736 | TEM | 1 | MC | 20.4 | 1
6SL31608CD100AA0 | SINAMICS S120 Terminal Kit AIM 100mm | 86 | TEM | 1 | MC | 0.06 | 1
6SL31608DF100AA0 | SINAMICS S120 Terminal Kit AIM 150mm | 53.8 | TEM | 1 | MC | 0.06 | 1
6SL31608EH100AA0 | SINAMICS S120 Terminal Kit AIM 200mm | 53.8 | TEM | 1 | MC | 0.06 | 1
6SL31608FM100AA0 | SINAMICS S120 Terminal Kit AIM 300mm | 53.8 | TEM | 1 | MC | 0.06 | 1
6SL31608PB000AA0 | SINAMICS S120 Terminal Kit Braking Module | 43 | TEM | 1 | MC | 0.06 | 1
6SL31608RB000AA0 | SINAMICS S120 Terminal Kit Voltage Clamping Module | 43 | TEM | 1 | MC | 0.06 | 1
6SL31610EP000AA0 | SINAMICS S120 COMBI EXTERNAL FAN UNIT INPUT: DC 20,4 - 28,8V POWER CONSUMPTION: 18W CURRENT CONSUMPTION: 0,8A VOLUMETRIC AIR FLOW: 290 cbm/h W:258mm, H:104mm, D:86mm | 400 | TEM | 1 | MC | 1.5 | 1
6SL31611LP000AA0 | SINAMICS S120 COMBI REINFORCEMENT PLATES (2 pcs.) | 43 | TEM | 1 | MC | 1.5 | 1
6SL31613DP000AA0 | SINAMICS S120 Spare part: S120 Combi DROP CATCHER | 20.4 | TEM | 1 | MC | 0.24 | 1
6SL31621AF000AA1 | SINAMICS SHIELD CONNECTION SHEET FOR 150 MM LINE/MOTOR MODULES INTERNAL AIR COOLING | 31.4 | TEM | 1 | MC | 0.4 | 1
6SL31621AF000BA1 | SINAMICS S120 FRAME SIZE BOOKSIZE SHIELD CONNECTION PLATE FOR 150 MM LINE/MOTOR MODULES EXTERNAL AIR COOLING AND COLD PLATE COOLING | 31.4 | TEM | 1 | MC | 0.38 | 1
6SL31621AH000AA0 | SINAMICS SHIELD CONNECTION SHEET FOR 300 MM LINE/MOTOR MODULES | 35.7 | TEM | 1 | MC | 0.33 | 1
6SL31621AH010AA0 | SINAMICS SHIELD CONNECTION SHEET FOR 200 MM LINE/MOTOR MODULES INTERNAL AIR COOLING | 35.7 | TEM | 1 | MC | 0.55 | 1
6SL31621AH010BA0 | SINAMICS SHIELD CONNECTION SHEET FOR 200 MM/300 MM LINE/MOTOR MODULES EXTERNAL AIR COOLING | 35.7 | TEM | 1 | MC | 0.51 | 1
6SL31622AA000AA0 | SINAMICS 24 V TERMINAL ADAPTER FOR MODULES IN BOOKSIZE DESIGN | 23.7 | TEM | 1 | MC | 0.019 | 1
6SL31622BD000AA0 | SINAMICS DC LINK RECTIFIER ADAPTER FOR DIRECT INFEED SCREW TERMINALS 0.5-10 MM2 FOR 50 AND 100 MM LINE/MOTOR MODULES IN BOOKSIZE FORMAT | 88.1 | TEM | 1 | MC | 0.083 | 1
6SL31622BM000AA0 | SINAMICS DC LINK RECTIFIER ADAPTER FOR DIRECT INFEED SCREW TERMINALS 35-95 MM2 FOR 150, 200 AND 300 MM LINE/MOTOR MODULES IN BOOKSIZE FORMAT | 138 | TEM | 1 | MC | 0.94 | 1
6SL31622BM010AA0 | SINAMICS DC LINK ADAPTER SET FOR MULTI-TIER DESIGN SCREW TERMINALS 35-95 SQMM FOR ALL LINE/MOTOR MODULES IN BOOKSIZE FORMAT | 247 | ΣΕΤ | 1 | MC | 0.975 | 1
6SL31622BM100AA0 | SINAMICS DC LINK RECTIFIER ADAPTER FOR REINFORCED DC LINK RAILS SCREW TERMINALS 35-95 MM2 FOR 150, 200 AND 300 MM LINE/MOTOR MODULES IN BOOKSIZE FORMAT | 247 | ΣΕΤ | 1 | MC | 0.94 | 1
6SL31622DB000AA0 | SINAMICS ZK-BUSBAR SET REINFORCED, FOR 50 MM MODULE BOOKSIZE FOR THE EXCHANGE FOR ZK 1 PACKAGE WITH 10 PCS FOR 5 MODULES | 156 | ΠΑΚ | 1 | MC | 1.18 | 0
6SL31622DD000AA0 | SINAMICS ZK-BUSBAR SET REINFORCED, FOR 100 MM MODULE BOOKSIZE FOR THE EXCHANGE FOR ZK 1 PACKAGE WITH 10 PCS FOR 5 MODULES | 201 | ΠΑΚ | 1 | MC | 1.1 | 0
6SL31622MA000AA0 | SINAMICS S120 POWER CONNECTOR WITH SCREW TERMINALS FOR MOTOR MODULES 3-30 A FRAME SIZE: BOOKSIZE | 62.5 | TEM | 1 | MC | 0.165 | 1
6SL31622MA000AC0 | SINAMICS S120 POWER CONNECTOR C-/D-TYPE WITH SCREW TERMINALS FOR MOTOR MODULES 3-30 A FRAME SIZE: BOOKSIZE | 28.7 | TEM | 1 | MC | 0.061 | 1
6SL31622MB000AC0 | SINAMICS S120 POWER CONNECTOR C-/D-TYPE WITH PUSH-IN TERMINALS FOR MOTOR MODULES 3-30 A FRAME SIZE: BOOKSIZE | 34.4 | TEM | 1 | MC | 0.063 | 1
6SL31624HC010AA0 | FAN COVER WITHOUT GRID FOR S120 BOOKSIZE COMPACT 50mm 100 PIECES | 2992 | ΠΑΚ | 1 | MC | 1.5 | 0
6SL31624HC020AA0 | FAN COVER WITHOUT GRID FOR S120 BOOKSIZE COMPACT 75mm 100 PIECES | 3051 | ΠΑΚ | 1 | MC | 1.5 | 0
6SL31624HC030AA0 | FAN COVER WITHOUT GRID FOR S120 BOOKSIZE COMPACT 100mm 100 PIECES | 3051 | TEM | 1 | MC | 1.5 | 0
6SL31626FB000AA0 | SINAMICS THERMAL CONDUCTION FILM FOR 50 MM COLD-PLATE LINE/MOTOR MODULE | 11.9 | TEM | 1 | MC | 0.044 | 1
6SL31626FB010AA0 | SINAMICS S120 FRAMESIZE BOOKSIZE COMPACT THERMAL CONDUCTION FILM FOR 50 MM MOTOR MODULE COLD-PLATE COOLING | 11.1 | TEM | 1 | MC | 0.051 | 1
6SL31626FC010AA0 | SINAMICS S120 FRAMESIZE BOOKSIZE COMPACT THERMAL CONDUCTION FILM FOR MOTOR MODULE 75 MM COLD-PLATE COOLING | 16.6 | TEM | 1 | MC | 0.036 | 1
6SL31626FD000AA0 | SINAMICS THERMAL CONDUCTION FILM FOR 100 MM COLD-PLATE LINE/MOTOR MODULE | 22.4 | TEM | 1 | MC | 0.048 | 1
6SL31626FD010AA0 | SINAMICS S120 FRAMESIZE BOOKSIZE COMPACT THERMAL CONDUCTION FILM FOR MOTOR MODULE/LINE MODULE 100 MM COLD-PLATE COOLING | 22.2 | TEM | 1 | MC | 0.038 | 1
6SL31626FF000AA0 | SINAMICS S120 BOOKSIZE FORMAT COLD-PLATE COOLING HEAT CONDUCTING FOIL FOR LINE/MOTOR MODULE 150 MM | 33.5 | TEM | 1 | MC | 0.36 | 1
6SL31626FH000AA0 | SINAMICS S120 BOOKSIZE FORMAT COLD-PLATE COOLING HEAT CONDUCTING FOIL FOR LINE/MOTOR MODULE 200 MM. | 44.8 | TEM | 1 | MC | 0.45 | 1
6SL31626FM000AA0 | SINAMICS S120 BOOKSIZE FORMAT COLD-PLATE COOLING HEAT CONDUCTING FOIL FOR LINE/MOTOR MODULE 300 MM | 67 | TEM | 1 | MC | 0.001 | 1
6SL31628AB000AA0 | SINAMICS S120 Terminal Kit Motor Module 50mm | 75.2 | TEM | 1 | MC | 0.05 | 1
6SL31628AC000AA0 | SINAMICS S120 Terminal Kit Single Motor Module 50mm C-/D-TYPE | 76.3 | TEM | 1 | MC | 0.095 | 1
6SL31628AD000AA0 | SINAMICS S120 Terminal Kit Double Motor Module 50mm C-/D-TYPE | 85.8 | TEM | 1 | MC | 0.095 | 1
6SL31628BD000AA0 | SINAMICS S120 Terminal Kit Motor Module 100mm | 75.2 | TEM | 1 | MC | 0.05 | 1
6SL31628BE000AA0 | SINAMICS S120 Terminal Kit Single Motor Module 100mm C-/D-TYPE | 76.3 | TEM | 1 | MC | 0.1 | 1
6SL31628BF000AA0 | SINAMICS S120 Terminal Kit Double Motor Module 100mm C-/D-TYPE | 85.8 | TEM | 1 | MC | 0.1 | 1
6SL31628CF000AA0 | SINAMICS S120 Terminal Kit Motor Module 150mm | 75.2 | TEM | 1 | MC | 0.05 | 1
6SL31628DH000AA0 | SINAMICS S120 Terminal Kit Motor Module 200mm | 75.2 | TEM | 1 | MC | 0.05 | 1
6SL31628EM000AA0 | SINAMICS S120 Terminal Kit Motor Module 300mm | 75.2 | TEM | 1 | MC | 0.05 | 1
6SL31628EM500AA0 | SINAMICS S120 Terminal Kit Motor Module 300mm LIQUID COOLED | 108 | TEM | 1 | MC | 0.05 | 1
6SL31631AF000AA0 | SINAMICS S120 SHIELD CONNECTION SHEET FOR ACTIVE INTERFACE MODULE 36 kW | 34.4 | TEM | 1 | MC | 0.336 | 1
6SL31631AH000AA0 | SINAMICS SHIELD CONNECTION SHEET FOR ACTIVE INTERFACE MODULE 55 kW | 37.6 | TEM | 1 | MC | 0.74 | 1
6SL31631AM000AA0 | SINAMICS SHIELD CONNECTION SHEET FOR ACTIVE INTERFACE MODULES 80 kW AND 120 kW | 39.8 | TEM | 1 | MC | 1.23 | 1
6SL31638FD000AA0 | SINAMICS S120 Terminal Kit ALM/SLM 100mm | 108 | TEM | 1 | MC | 0.06 | 1
6SL31638GF000AA0 | SINAMICS S120 Terminal Kit ALM/SLM/BLM 150mm | 108 | TEM | 1 | MC | 0.06 | 1
6SL31638HH000AA0 | SINAMICS S120 Terminal Kit ALM/SLM/BLM 200mm | 108 | TEM | 1 | MC | 0.06 | 1
6SL31638JM000AA0 | SINAMICS S120 Terminal Kit ALM 300mm | 108 | TEM | 1 | MC | 0.06 | 1
6SL31638KB000AA1 | SINAMICS S120 Terminal Kit SLM 50mm | 138 | TEM | 1 | MC | 0.138 | 1
6SL31638LD000AA0 | SINAMICS S120 Terminal Kit BLM 100mm | 108 | TEM | 1 | MC | 0.06 | 1
6SL31663AB000AA0 | SINAMICS WARNING LABELS FOR SINAMICS MODULES IN BOOKSIZE DESIGN 1 SHEET, 30 LANGUAGES | 11.2 | TEM | 1 | MC | 0.001 | 1
6SL32000SK020AA0 | SINAMICS G120P SMALL MOUNTING PARTS FOR POWER MODUL PM230 IP55 / UL TYPE12 FSA OR IP20 | 110 | TEM | 1 | MC | 0.33 | 0
6SL32000SK030AA0 | SINAMICS G120P SMALL MOUNTING PARTS FOR POWER MODULE PM230 IP55 / UL TYPE12 FSB OR IP20 | 123 | TEM | 1 | MC | 0.45 | 0
6SL32000SK040AA0 | SINAMICS G120P SMALL MOUNTING PARTS FOR POWER MODUL PM230 IP55 / UL TYPE12 FSC OR IP20 | 137 | TEM | 1 | MC | 0.52 | 0
6SL32000SK050AA0 | SINAMICS G120P SMALL PARTS ASSEMBLY SET FOR POWER MODULE PM230 IP55 / UL TYPE12 FSD | 151 | TEM | 1 | MC | 0.92 | 0
6SL32000SK060AA0 | SINAMICS G120P SMALL PARTS ASSEMBLY SET FOR POWER MODULE PM230 IP55 / UL TYPE12 FSE | 164 | TEM | 1 | MC | 1.349 | 0
6SL32000SK070AA0 | SINAMICS G120P SMALL PARTS ASSEMBLY SET FOR POWER MODULE PM230 IP55 / UL TYPE12 FSF | 178 | TEM | 1 | MC | 1.002 | 0
6SL32000ST070AA0 | SINAMICS G120/G120C CONNECTOR PLUGS FSC INCLUDES CONNECTOR PLUGS FOR CONNECTOR PLUGS FOR AND BRAKING RESISTOR USED FOR PM2X0-2 UND G120C | 61.5 | TEM | 1 | MC | 0.135 | 1
6SL32000UF010AA0 | SINAMICS V20 FSA REPLACEMENT FAN SIZE: 40X40X11(WXHXD) | 13.8 | TEM | 1 | MC | 0.047 | 1
6SL32000UF020AA0 | SINAMICS V20 FSB REPLACEMENT FAN SIZE: 60X60X11(WXHXD) | 17.9 | TEM | 1 | MC | 0.061 | 1
6SL32000UF030AA0 | SINAMICS V20 FSC REPLACEMENT FAN SIZE: 60X60X25(WXHXD) | 19.2 | TEM | 1 | MC | 0.084 | 1
6SL32000UF040AA0 | SINAMICS V20 FSD REPLACEMENT FAN SIZE: 70X70X20(WXHXD) | 20.6 | TEM | 1 | MC | 0.1 | 1
6SL32000UF050AA0 | SINAMICS V20 FSE REPLACEMENT FAN SIZE: 80X80X38(WXHXD) | 24.8 | TEM | 1 | MC | 0.23 | 1
6SL32000WF000AA0 | SINAMICS V70/V90 FSB REPLACEMENT FAN | 43.7 | TEM | 1 | MC | 0.09 | 1
6SL32000WF010AA0 | SINAMICS V70/V90 FSC REPLACEMENT FAN | 32.5 | TEM | 1 | MC | 0.08 | 1
6SL32010BE120AA0 | SINAMICS BRAKING RESISTOR FOR POWER MODULE FSB FOOT PRINT | 409 | TEM | 1 | MC | 2 | 1
6SL32010BE143AA0 | SINAMICS BRAKING RESISTOR R=370Ohm P_rated=75W P_max=1500W/12s/5% duty STANDALONE | 136 | TEM | 1 | MC | 2.12 | 1
6SL32010BE210AA0 | SINAMICS BRAKING RESISTOR R=140Ohm P_rated=200W P_max=4000W/12s/5% duty STANDALONE | 192 | TEM | 1 | MC | 2.64 | 1
6SL32010BE218AA0 | SINAMICS BRAKING RESISTOR R=75Ohm P_rated=375W P_max=7500W/12s/5% duty STANDALONE | 271 | TEM | 1 | MC | 3.75 | 1
6SL32010BE238AA0 | SINAMICS BRAKING RESISTOR R=30Ohm P_rated=925W P_max=18500W/12s/5% duty STANDALONE | 367 | TEM | 1 | MC | 7.6 | 1
6SL32012AD208VA0 | SINAMICS V20 BRAKING MODULE 3AC380V-480V / 1AC200V-240V DUTY CYCLE 5% TO 100% SIZE: 90X150X88(WXHXD) | 147 | TEM | 1 | MC | 0.86 | 1
6SL32020AE161CA0 | SINAMICS Output reactor FOR POWER MODULES FSA1 3AC 380V-480V 6,1 A | 188 | TEM | 1 | MC | 5.4 | 1
6SL32020AE188CA0 | SINAMICS Output reactor FOR POWERMODULE FSA2 3AC 380V-480V 9,0 A | 219 | TEM | 1 | MC | 5.9 | 1
6SL32020AE203SA0 | SINAMICS SINE-WAVE FILTER FOR POWER MODULE FSA FOOT PRINT 3AC 380-480V 3,5A | 480 | TEM | 1 | MC | 2.6 | 1
6SL32020AE206SA0 | SINAMICS SINE-WAVE FILTER FOR POWER MODULE FSA FOOT PRINT 3AC 380-480V 6,0A | 585 | TEM | 1 | MC | 3 | 1
6SL32020AE210CA0 | SINAMICS OUTPUT REACTOR FOR POWER MODULE FSB FOOT PRINT | 293 | TEM | 1 | MC | 4.4 | 1
6SL32020AE211SA0 | SINAMICS SINE-WAVE FILTER FOR POWER MODULE FSB FOOT PRINT 3AC 380-480V 9,0A | 658 | TEM | 1 | MC | 6 | 1
6SL32020AE214SA0 | SINAMICS SINE-WAVE FILTER FOR POWER MODULE FSB FOOT PRINT 3AC 380-480V 14,0A | 715 | TEM | 1 | MC | 10 | 1
6SL32020AE218CA0 | SINAMICS Output reactor FOR POWERMODULE FSB 3AC 380V-480V 18,5A | 297 | TEM | 1 | MC | 12.4 | 1
6SL32020AE220SA0 | SINAMICS SINE-WAVE FILTER FOR POWER MODULE FSC FOOT PRINT 3AC 380-480V 20,0A | 796 | TEM | 1 | MC | 12 | 1
6SL32020AE233SA0 | SINAMICS SINE-WAVE FILTER FOR POWER MODULE FSC FOOT PRINT 3AC 380-480V 33,0A | 975 | TEM | 1 | MC | 23 | 1
6SL32020AE238CA0 | SINAMICS Output reactor FOR POWERMODULE FSC 3AC 380V-480V 39 A | 406 | TEM | 1 | MC | 13.7 | 1
6SL32020AE246SA0 | SINAMICS SINE-WAVE FILTER FOR POWER MODULE FSD STAND ALONE 3AC 380-480V 47,0A | 1901 | TEM | 1 | MC | 24 | 1
6SL32020AE262SA0 | SINAMICS SINE-WAVE FILTER FOR POWER MODULE FSD STAND ALONE 3AC 380-480V 61,8A | 2193 | TEM | 1 | MC | 34 | 1
6SL32020AE288SA0 | SINAMICS SINE-WAVE FILTER FOR POWER MODULE FSE STAND ALONE 3AC 380-480V 92,0A | 2892 | TEM | 1 | MC | 45 | 1
6SL32020AE315SA0 | SINAMICS SINE-WAVE FILTER FOR POWER MODULE FSF STAND ALONE 3AC 380-480V 150,0A | 3947 | TEM | 1 | MC | 63 | 1
6SL32020AE318SA0 | SINAMICS SINE-WAVE FILTER FOR POWER MODULE FSF STAND ALONE 3AC 380-480V 182,0A | 5003 | TEM | 1 | MC | 80 | 1
6SL32020AJ232CA0 | SINAMICS OUTPUT REACTOR FOR POWER MODULE FSC FOOT PRINT | 338 | TEM | 1 | MC | 9.1 | 1
6SL32030BB218VA0 | SINAMICS V LINE FILTER 1AC 200-240V 18A 50/60Hz FOR SINAMICS V90 SIZE 59X155X53 (WXHXD) | 142 | TEM | 1 | MC | 1 | 1
6SL32030BD238SA0 | SINAMICS SUPPL. LINE FILTER CL. B FOR POWER MODULE FSC FOOT PRINT 3AC 380-480V 39,4A 362 X 190 X 55 MM H X W X D | 342 | TEM | 1 | MC | 2.25 | 1
6SL32030BE150VA0 | SINAMICS V LINE FILTER 3AC 200V-480V, 50/60HZ, 5A FOR SINAMICS V70/V90 SIZE 55X184X130 (WXHXD) | 183 | TEM | 1 | MC | 1.86 | 1
6SL32030BE177BA0 | SINAMICS LINE FILTER CLASS B FOR POWER MODULE FSA FOOT PRINT 3AC 380V-480V 11,4A | 316 | TEM | 1 | MC | 1.75 | 1
6SL32030BE212VA0 | SINAMICS V LINE FILTER 3AC 200V-480V, 50/60HZ, 12A FOR SINAMICS V70/V90 SIZE 75X184X140 (WXHXD) | 211 | TEM | 1 | MC | 2.285 | 1
6SL32030BE216SA0 | SINAMICS SUPPL. LINE FILTER CL. B FOR POWER MODULE FSB FOOT PRINT 3AC 380-480V 10,2A 296 X 153 X 50 MM H X W X D | 273 | TEM | 1 | MC | 1.5 | 1
6SL32030BE218BA0 | SINAMICS LINE FILTER CLASS B FOR POWER MODULE FSB FOOT PRINT 3AC 380V-480V 23,5A | 552 | TEM | 1 | MC | 4 | 1
6SL32030BE220VA0 | SINAMICS V LINE FILTER 3AC 200V-480V, 50/60HZ, 20A FOR SINAMICS V70/V90 SIZE 60X260X130 (WXHXD) | 253 | TEM | 1 | MC | 2.825 | 1
6SL32030BE238BA0 | SINAMICS LINE FILTER CLASS B FOR POWER MODULE FSC FOOT PRINT 3AC 380V-480V 49,4A | 710 | TEM | 1 | MC | 7.3 | 1
6SL32030BE275BA0 | SINAMICS LINE FILTER CLASS B FOR POWER MODULE FSD 3AC 380V-480V 72A | 946 | TEM | 1 | MC | 7.5 | 1
6SL32030BE311BA0 | SINAMICS LINE FILTER CLASS B FOR POWER MODULE FSE 3AC 380V-480V 105A | 1199 | TEM | 1 | MC | 12 | 1
6SL32030BE318BA0 | SINAMICS LINE FILTER CLASS B FOR POWER MODULE FSF 3AC 380V-480V 204A | 1955 | TEM | 1 | MC | 22 | 1
6SL32030BE325AA0 | SINAMICS SUPPL. LINE FILTER CL. A FOR POWER MODULE PM240 FSF FROM 110KW LO 3AC 380-480V 250A 360 X 240 X 116 MM H X W X D | 1561 | TEM | 1 | MC | 12.4 | 1
6SL32030CD210AA0 | SINAMICS LINE REACTOR FOR POWER MODULE FSB 2.2 AND 3,0 KW, FOOT PRINT | 221 | TEM | 1 | MC | 3.4 | 1
6SL32030CD214AA0 | SINAMICS LINE REACTOR FOR POWER MODULE FSB 4.0 KW, FOOT PRINT | 221 | TEM | 1 | MC | 6 | 1
6SL32030CD222AA0 | SINAMICS LINE REACTOR FOR POWER MODULE FSC 7,5 AND 11 KW RATED POWER BASED ON I_L FOOT PRINT | 268 | TEM | 1 | MC | 4 | 1
6SL32030CD235AA0 | SINAMICS LINE REACTOR FOR POWER MODULE FSC 15 KW, RATED POWER BASED ON I_L FOOT PRINT | 268 | TEM | 1 | MC | 4 | 1
6SL32030CD253AA0 | SINAMICS LINE REACTOR FOR POWER MODULE FSD 30 KW, RATED POWER BASED ON I_L FOOT PRINT | 424 | TEM | 1 | MC | 13 | 1
6SL32030CE132AA0 | SINAMICS LINE REACTOR 380-480V 3AC 47-63HZ I_LN = 4,0A STANDALONE | 95.6 | TEM | 1 | MC | 1.42 | 1
6SL32030CE210AA0 | SINAMICS LINE REACTOR 380-480V 3AC 47-63HZ I_LN = 11,3A STANDALONE | 128 | TEM | 1 | MC | 2.39 | 1
6SL32030CE218AA0 | SINAMICS LINE REACTOR 380-480V 3AC 47-63HZ I_LN = 22,3A STANDALONE | 176 | TEM | 1 | MC | 3.37 | 1
6SL32030CE238AA0 | SINAMICS LINE REACTOR 380-480V 3AC 47-63HZ I_LN = 47,0A STANDALONE | 231 | TEM | 1 | MC | 8.7 | 1
6SL32030CJ245AA0 | SINAMICS LINE REACTOR FOR POWER MODULE FSD 18.5 AND 22 KW, RATED POWER BASED ON I_L FOOT PRINT | 424 | TEM | 1 | MC | 13 | 1
6SL32030CJ286AA0 | SINAMICS LINE REACTOR FOR POWER MODULE FSE 37 AND 45 KW, RATED POWER BASED ON I_L FOOT PRINT | 582 | TEM | 1 | MC | 19 | 1
6SL32101KE118AB1 | SINAMICS G120C RATED POWER 0,55KW WITH 150% OVERLOAD FOR 3 SEC 3AC380-480V +10/-20% 47-63HZ INTEGRATED FILTER CLASS A I/O-INTERFACE: 6DI, 2DO,1AI,1AO SAFE TORQUE OFF INTEGRATED FIELDBUS: USS/ MODBUS RTU; PROTECTION: IP20/ UL OPEN TYPE SIZE: FSA 196X73X203(HXWXD) EXTERNAL 24V | 605 | TEM | 1 | MC | 2.3 | 1
6SL32101KE118AB2 | SINAMICS G120C RATED POWER 0,55KW WITH 150% OVERLOAD FOR 3 SEC 3AC380-480V +10/-20% 47-63HZ INTEGRATED FILTER CLASS A I/O-INTERFACE: 6DI, 2DO,1AI,1AO SAFE TORQUE OFF INTEGRATED FIELDBUS: USS/ MODBUS RTU; PROTECTION: IP20/ UL OPEN TYPE SIZE: FSAA 173X73X155(HXWXD) EXTERNAL 24V | 582 | TEM | 1 | MC | 1.5 | 1
6SL32101KE118AF1 | SINAMICS G120C RATED POWER 0,55KW WITH 150% OVERLOAD FOR 3 SEC 3AC380-480V +10/-20% 47-63HZ INTEGRATED FILTER CLASS A I/O-INTERFACE: 6DI, 2DO,1AI,1AO SAFE TORQUE OFF INTEGRATED FIELDBUS: PROFINET-PN PROTECTION: IP20/ UL OPEN TYPE SIZE: FSA 196X73X225,4(HXWXD) EXTERNAL 24V | 676 | TEM | 1 | MC | 2.3 | 1
6SL32101KE118AF2 | SINAMICS G120C RATED POWER 0,55KW WITH 150% OVERLOAD FOR 3 SEC 3AC380-480V +10/-20% 47-63HZ INTEGRATED FILTER CLASS A I/O-INTERFACE: 6DI, 2DO,1AI,1AO SAFE TORQUE OFF INTEGRATED FIELDBUS: PROFINET-PN PROTECTION: IP20/ UL OPEN TYPE SIZE: FSAA 173X73X178(HXWXD) EXTERNAL 24V | 650 | TEM | 1 | MC | 1.6 | 1
6SL32101KE118AP1 | SINAMICS G120C RATED POWER 0,55KW WITH 150% OVERLOAD FOR 3 SEC 3AC380-480V +10/-20% 47-63HZ INTEGRATED FILTER CLASS A I/O-INTERFACE: 6DI, 2DO,1AI,1AO SAFE TORQUE OFF INTEGRATED FIELDBUS: PROFIBUS-DP PROTECTION: IP20/ UL OPEN TYPE SIZE: FSA 196X73X203(HXWXD) EXTERNAL 24V | 676 | TEM | 1 | MC | 2.3 | 1
6SL32101KE118AP2 | SINAMICS G120C RATED POWER 0,55KW WITH 150% OVERLOAD FOR 3 SEC 3AC380-480V +10/-20% 47-63HZ INTEGRATED FILTER CLASS A I/O-INTERFACE: 6DI, 2DO,1AI,1AO SAFE TORQUE OFF INTEGRATED FIELDBUS: PROFIBUS-DP PROTECTION: IP20/ UL OPEN TYPE SIZE: FSAA 173X73X155(HXWXD) EXTERNAL 24V | 650 | TEM | 1 | MC | 1.5 | 1
6SL32101KE118UB1 | SINAMICS G120C RATED POWER 0,55KW WITH 150% OVERLOAD FOR 3 SEC 3AC380-480V +10/-10% 47-63HZ UNFILTERED I/O-INTERFACE: 6DI, 2DO,1AI,1AO SAFE TORQUE OFF INTEGRATED FIELDBUS: USS/ MODBUS RTU; PROTECTION: IP20/ UL OPEN TYPE SIZE: FSA 196X73X203(HXWXD) EXTERNAL 24V | 542 | TEM | 1 | MC | 2.1 | 1
6SL32101KE118UB2 | SINAMICS G120C RATED POWER 0,55KW WITH 150% OVERLOAD FOR 3 SEC 3AC380-480V +10/-10% 47-63HZ UNFILTERED I/O-INTERFACE: 6DI, 2DO,1AI,1AO SAFE TORQUE OFF INTEGRATED FIELDBUS: USS/ MODBUS RTU; PROTECTION: IP20/ UL OPEN TYPE SIZE: FSAA 173X73X155(HXWXD) EXTERNAL 24V | 521 | TEM | 1 | MC | 1.3 | 1
6SL32101KE118UF1 | SINAMICS G120C RATED POWER 0,55KW WITH 150% OVERLOAD FOR 3 SEC 3AC380-480V +10/-20% 47-63HZ UNFILTERED I/O-INTERFACE: 6DI, 2DO,1AI,1AO SAFE TORQUE OFF INTEGRATED FIELDBUS: PROFINET-PN PROTECTION: IP20/ UL OPEN TYPE SIZE: FSA 196X73X225,4(HXWXD) EXTERNAL 24V | 612 | TEM | 1 | MC | 2.1 | 1
6SL32101KE118UF2 | SINAMICS G120C RATED POWER 0,55KW WITH 150% OVERLOAD FOR 3 SEC 3AC380-480V +10/-20% 47-63HZ UNFILTERED I/O-INTERFACE: 6DI, 2DO,1AI,1AO SAFE TORQUE OFF INTEGRATED FIELDBUS: PROFINET-PN PROTECTION: IP20/ UL OPEN TYPE SIZE: FSAA 173X73X178(HXWXD) EXTERNAL 24V | 589 | TEM | 1 | MC | 1.4 | 1
6SL32101KE118UP1 | SINAMICS G120C RATED POWER 0,55KW WITH 150% OVERLOAD FOR 3 SEC 3AC380-480V +10/-20% 47-63HZ UNFILTERED I/O-INTERFACE: 6DI, 2DO,1AI,1AO SAFE TORQUE OFF INTEGRATED FIELDBUS: PROFIBUS-DP PROTECTION: IP20/ UL OPEN TYPE SIZE: FSA 196X73X203(HXWXD) EXTERNAL 24V | 612 | TEM | 1 | MC | 2.1 | 1
6SL32101KE118UP2 | SINAMICS G120C RATED POWER 0,55KW WITH 150% OVERLOAD FOR 3 SEC 3AC380-480V +10/-20% 47-63HZ UNFILTERED I/O-INTERFACE: 6DI, 2DO,1AI,1AO SAFE TORQUE OFF INTEGRATED FIELDBUS: PROFIBUS-DP PROTECTION: IP20/ UL OPEN TYPE SIZE: FSAA 173X73X155(HXWXD) EXTERNAL 24V | 589 | TEM | 1 | MC | 1.3 | 1
6SL32101KE123AB1 | SINAMICS G120C RATED POWER 0,75KW WITH 150% OVERLOAD FOR 3 SEC 3AC380-480V +10/-20% 47-63HZ INTEGRATED FILTER CLASS A I/O-INTERFACE: 6DI, 2DO,1AI,1AO SAFE TORQUE OFF INTEGRATED FIELDBUS: USS/ MODBUS RTU; PROTECTION: IP20/ UL OPEN TYPE SIZE: FSA 196X73X203(HXWXD) EXTERNAL 24V | 633 | TEM | 1 | MC | 2.3 | 1
6SL32101KE123AB2 | SINAMICS G120C RATED POWER 0,75KW WITH 150% OVERLOAD FOR 3 SEC 3AC380-480V +10/-20% 47-63HZ INTEGRATED FILTER CLASS A I/O-INTERFACE: 6DI, 2DO,1AI,1AO SAFE TORQUE OFF INTEGRATED FIELDBUS: USS/ MODBUS RTU; PROTECTION: IP20/ UL OPEN TYPE SIZE: FSAA 173X73X155(HXWXD) EXTERNAL 24V | 609 | TEM | 1 | MC | 1.5 | 1
6SL32101KE123AF1 | SINAMICS G120C RATED POWER 0,75KW WITH 150% OVERLOAD FOR 3 SEC 3AC380-480V +10/-20% 47-63HZ INTEGRATED FILTER CLASS A I/O-INTERFACE: 6DI, 2DO,1AI,1AO SAFE TORQUE OFF INTEGRATED FIELDBUS: PROFINET-PN PROTECTION: IP20/ UL OPEN TYPE SIZE: FSA 196X73X225,4(HXWXD) EXTERNAL 24V | 704 | TEM | 1 | MC | 2.3 | 1
6SL32101KE123AF2 | SINAMICS G120C RATED POWER 0,75KW WITH 150% OVERLOAD FOR 3 SEC 3AC380-480V +10/-20% 47-63HZ INTEGRATED FILTER CLASS A I/O-INTERFACE: 6DI, 2DO,1AI,1AO SAFE TORQUE OFF INTEGRATED FIELDBUS: PROFINET-PN PROTECTION: IP20/ UL OPEN TYPE SIZE: FSAA 173X73X178(HXWXD) EXTERNAL 24V | 677 | TEM | 1 | MC | 1.6 | 1
6SL32101KE123AP1 | SINAMICS G120C RATED POWER 0,75KW WITH 150% OVERLOAD FOR 3 SEC 3AC380-480V +10/-20% 47-63HZ INTEGRATED FILTER CLASS A I/O-INTERFACE: 6DI, 2DO,1AI,1AO SAFE TORQUE OFF INTEGRATED FIELDBUS: PROFIBUS-DP PROTECTION: IP20/ UL OPEN TYPE SIZE: FSA 196X73X203(HXWXD) EXTERNAL 24V | 704 | TEM | 1 | MC | 2.3 | 1
6SL32101KE123AP2 | SINAMICS G120C RATED POWER 0,75KW WITH 150% OVERLOAD FOR 3 SEC 3AC380-480V +10/-20% 47-63HZ INTEGRATED FILTER CLASS A I/O-INTERFACE: 6DI, 2DO,1AI,1AO SAFE TORQUE OFF INTEGRATED FIELDBUS: PROFIBUS-DP PROTECTION: IP20/ UL OPEN TYPE SIZE: FSAA 173X73X155(HXWXD) EXTERNAL 24V | 677 | TEM | 1 | MC | 1.5 | 1
6SL32101KE123UB1 | SINAMICS G120C RATED POWER 0,75KW WITH 150% OVERLOAD FOR 3 SEC 3AC380-480V +10/-20% 47-63HZ UNFILTERED I/O-INTERFACE: 6DI, 2DO,1AI,1AO SAFE TORQUE OFF INTEGRATED FIELDBUS: USS/ MODBUS RTU PROTECTION: IP20/ UL OPEN TYPE SIZE: FSA 196X73X203(HXWXD) EXTERNAL 24V | 570 | TEM | 1 | MC | 2.1 | 1
6SL32101KE123UB2 | SINAMICS G120C RATED POWER 0,75KW WITH 150% OVERLOAD FOR 3 SEC 3AC380-480V +10/-20% 47-63HZ UNFILTERED I/O-INTERFACE: 6DI, 2DO,1AI,1AO SAFE TORQUE OFF INTEGRATED FIELDBUS: USS/ MODBUS RTU PROTECTION: IP20/ UL OPEN TYPE SIZE: FSAA 173X73X155(HXWXD) EXTERNAL 24V | 548 | TEM | 1 | MC | 1.3 | 1
6SL32101KE123UF1 | SINAMICS G120C RATED POWER 0,75KW WITH 150% OVERLOAD FOR 3 SEC 3AC380-480V +10/-20% 47-63HZ UNFILTERED I/O-INTERFACE: 6DI, 2DO,1AI,1AO SAFE TORQUE OFF INTEGRATED FIELDBUS: PROFINET-PN PROTECTION: IP20/ UL OPEN TYPE SIZE: FSA 196X73X225,4(HXWXD) EXTERNAL 24V | 640 | TEM | 1 | MC | 2.1 | 1
6SL32101KE123UF2 | SINAMICS G120C RATED POWER 0,75KW WITH 150% OVERLOAD FOR 3 SEC 3AC380-480V +10/-20% 47-63HZ UNFILTERED I/O-INTERFACE: 6DI, 2DO,1AI,1AO SAFE TORQUE OFF INTEGRATED FIELDBUS: PROFINET-PN PROTECTION: IP20/ UL OPEN TYPE SIZE: FSAA 173X73X178(HXWXD) EXTERNAL 24V | 616 | TEM | 1 | MC | 1.4 | 1
6SL32101KE123UP1 | SINAMICS G120C RATED POWER 0,75KW WITH 150% OVERLOAD FOR 3 SEC 3AC380-480V +10/-20% 47-63HZ UNFILTERED I/O-INTERFACE: 6DI, 2DO,1AI,1AO SAFE TORQUE OFF INTEGRATED FIELDBUS: PROFIBUS-DP PROTECTION: IP20/ UL OPEN TYPE SIZE: FSA 196X73X203(HXWXD) EXTERNAL 24V | 640 | TEM | 1 | MC | 2.1 | 1
6SL32101KE123UP2 | SINAMICS G120C RATED POWER 0,75KW WITH 150% OVERLOAD FOR 3 SEC 3AC380-480V +10/-20% 47-63HZ UNFILTERED I/O-INTERFACE: 6DI, 2DO,1AI,1AO SAFE TORQUE OFF INTEGRATED FIELDBUS: PROFIBUS-DP PROTECTION: IP20/ UL OPEN TYPE SIZE: FSAA 173X73X155(HXWXD) EXTERNAL 24V | 616 | TEM | 1 | MC | 1.3 | 1
6SL32101KE132AB1 | SINAMICS G120C RATED POWER 1,1KW WITH 150% OVERLOAD FOR 3 SEC 3AC380-480V +10/-20% 47-63HZ INTEGRATED FILTER CLASS A I/O-INTERFACE: 6DI, 2DO,1AI,1AO SAFE TORQUE OFF INTEGRATED FIELDBUS: USS/ MODBUS RTU PROTECTION: IP20/ UL OPEN TYPE SIZE: FSA 196X73X203(HXWXD) EXTERNAL 24V | 662 | TEM | 1 | MC | 2.3 | 1
6SL32101KE132AB2 | SINAMICS G120C RATED POWER 1,1KW WITH 150% OVERLOAD FOR 3 SEC 3AC380-480V +10/-20% 47-63HZ INTEGRATED FILTER CLASS A I/O-INTERFACE: 6DI, 2DO,1AI,1AO SAFE TORQUE OFF INTEGRATED FIELDBUS: USS/ MODBUS RTU PROTECTION: IP20/ UL OPEN TYPE SIZE: FSAA 173X73X155(HXWXD) EXTERNAL 24V | 636 | TEM | 1 | MC | 1.5 | 1
6SL32101KE132AF1 | SINAMICS G120C RATED POWER 1,1KW WITH 150% OVERLOAD FOR 3 SEC 3AC380-480V +10/-20% 47-63HZ INTEGRATED FILTER CLASS A I/O-INTERFACE: 6DI, 2DO,1AI,1AO SAFE TORQUE OFF INTEGRATED FIELDBUS: PROFINET-PN PROTECTION: IP20/ UL OPEN TYPE SIZE: FSA 196X73X225,4(HXWXD) EXTERNAL 24V | 732 | TEM | 1 | MC | 2.3 | 1
6SL32101KE132AF2 | SINAMICS G120C RATED POWER 1,1KW WITH 150% OVERLOAD FOR 3 SEC 3AC380-480V +10/-20% 47-63HZ INTEGRATED FILTER CLASS A I/O-INTERFACE: 6DI, 2DO,1AI,1AO SAFE TORQUE OFF INTEGRATED FIELDBUS: PROFINET-PN PROTECTION: IP20/ UL OPEN TYPE SIZE: FSAA 173X73X178(HXWXD) EXTERNAL 24V | 704 | TEM | 1 | MC | 1.6 | 1
6SL32101KE132AP1 | SINAMICS G120C RATED POWER 1,1KW WITH 150% OVERLOAD FOR 3 SEC 3AC380-480V +10/-20% 47-63HZ INTEGRATED FILTER CLASS A I/O-INTERFACE: 6DI, 2DO,1AI,1AO SAFE TORQUE OFF INTEGRATED FIELDBUS: PROFIBUS-DP PROTECTION: IP20/ UL OPEN TYPE SIZE: FSA 196X73X203(HXWXD) EXTERNAL 24V | 732 | TEM | 1 | MC | 2.3 | 1
6SL32101KE132AP2 | SINAMICS G120C RATED POWER 1,1KW WITH 150% OVERLOAD FOR 3 SEC 3AC380-480V +10/-20% 47-63HZ INTEGRATED FILTER CLASS A I/O-INTERFACE: 6DI, 2DO,1AI,1AO SAFE TORQUE OFF INTEGRATED FIELDBUS: PROFIBUS-DP PROTECTION: IP20/ UL OPEN TYPE SIZE: FSAA 173X73X155(HXWXD) EXTERNAL 24V | 704 | TEM | 1 | MC | 1.5 | 1
6SL32101KE132UB1 | SINAMICS G120C RATED POWER 1,1KW WITH 150% OVERLOAD FOR 3 SEC 3AC380-480V +10/-20% 47-63HZ UNFILTERED I/O-INTERFACE: 6DI, 2DO,1AI,1AO SAFE TORQUE OFF INTEGRATED FIELDBUS: USS/ MODBUS RTU PROTECTION: IP20/ UL OPEN TYPE SIZE: FSA 196X73X203(HXWXD) EXTERNAL 24V | 591 | TEM | 1 | MC | 2.1 | 1
6SL32101KE132UB2 | SINAMICS G120C RATED POWER 1,1KW WITH 150% OVERLOAD FOR 3 SEC 3AC380-480V +10/-20% 47-63HZ UNFILTERED I/O-INTERFACE: 6DI, 2DO,1AI,1AO SAFE TORQUE OFF INTEGRATED FIELDBUS: USS/ MODBUS RTU PROTECTION: IP20/ UL OPEN TYPE SIZE: FSAA 173X73X155(HXWXD) EXTERNAL 24V | 569 | TEM | 1 | MC | 1.3 | 1
6SL32101KE132UF1 | SINAMICS G120C RATED POWER 1,1KW WITH 150% OVERLOAD FOR 3 SEC 3AC380-480V +10/-20% 47-63HZ UNFILTERED I/O-INTERFACE: 6DI, 2DO,1AI,1AO SAFE TORQUE OFF INTEGRATED FIELDBUS: PROFINET-PN PROTECTION: IP20/ UL OPEN TYPE SIZE: FSA 196X73X225,4(HXWXD) EXTERNAL 24V | 662 | TEM | 1 | MC | 2.1 | 1
6SL32101KE132UF2 | SINAMICS G120C RATED POWER 1,1KW WITH 150% OVERLOAD FOR 3 SEC 3AC380-480V +10/-20% 47-63HZ UNFILTERED I/O-INTERFACE: 6DI, 2DO,1AI,1AO SAFE TORQUE OFF INTEGRATED FIELDBUS: PROFINET-PN PROTECTION: IP20/ UL OPEN TYPE SIZE: FSAA 173X73X178(HXWXD) EXTERNAL 24V | 636 | TEM | 1 | MC | 1.4 | 1
6SL32101KE132UP1 | SINAMICS G120C RATED POWER 1,1KW WITH 150% OVERLOAD FOR 3 SEC 3AC380-480V +10/-20% 47-63HZ UNFILTERED I/O-INTERFACE: 6DI, 2DO,1AI,1AO SAFE TORQUE OFF INTEGRATED FIELDBUS: PROFIBUS-DP PROTECTION: IP20/ UL OPEN TYPE SIZE: FSA 196X73X203(HXWXD) EXTERNAL 24V | 662 | TEM | 1 | MC | 2.1 | 1
6SL32101KE132UP2 | SINAMICS G120C RATED POWER 1,1KW WITH 150% OVERLOAD FOR 3 SEC 3AC380-480V +10/-20% 47-63HZ UNFILTERED I/O-INTERFACE: 6DI, 2DO,1AI,1AO SAFE TORQUE OFF INTEGRATED FIELDBUS: PROFIBUS-DP PROTECTION: IP20/ UL OPEN TYPE SIZE: FSAA 173X73X155(HXWXD) EXTERNAL 24V | 636 | TEM | 1 | MC | 1.3 | 1
6SL32101KE143AB1 | SINAMICS G120C RATED POWER 1,5KW WITH 150% OVERLOAD FOR 3 SEC 3AC380-480V +10/-20% 47-63HZ INTEGRATED FILTER CLASS A I/O-INTERFACE: 6DI, 2DO,1AI,1AO SAFE TORQUE OFF INTEGRATED FIELDBUS: USS/ MODBUS RTU; PROTECTION: IP20/ UL OPEN TYPE SIZE: FSA 196X73X203(HXWXD) EXTERNAL 24V | 725 | TEM | 1 | MC | 2.3 | 1
6SL32101KE143AB2 | SINAMICS G120C RATED POWER 1,5KW WITH 150% OVERLOAD FOR 3 SEC 3AC380-480V +10/-20% 47-63HZ INTEGRATED FILTER CLASS A I/O-INTERFACE: 6DI, 2DO,1AI,1AO SAFE TORQUE OFF INTEGRATED FIELDBUS: USS/ MODBUS RTU; PROTECTION: IP20/ UL OPEN TYPE SIZE: FSAA 173X73X155(HXWXD) EXTERNAL 24V | 697 | TEM | 1 | MC | 1.5 | 1
6SL32101KE143AF1 | SINAMICS G120C RATED POWER 1,5KW WITH 150% OVERLOAD FOR 3 SEC 3AC380-480V +10/-20% 47-63HZ INTEGRATED FILTER CLASS A I/O-INTERFACE: 6DI, 2DO,1AI,1AO SAFE TORQUE OFF INTEGRATED FIELDBUS: PROFINET-PN PROTECTION: IP20/ UL OPEN TYPE SIZE: FSA 196X73X225,4(HXWXD) EXTERNAL 24V | 795 | TEM | 1 | MC | 2.3 | 1
6SL32101KE143AF2 | SINAMICS G120C RATED POWER 1,5KW WITH 150% OVERLOAD FOR 3 SEC 3AC380-480V +10/-20% 47-63HZ INTEGRATED FILTER CLASS A I/O-INTERFACE: 6DI, 2DO,1AI,1AO SAFE TORQUE OFF INTEGRATED FIELDBUS: PROFINET-PN PROTECTION: IP20/ UL OPEN TYPE SIZE: FSAA 173X73X178(HXWXD) EXTERNAL 24V | 765 | TEM | 1 | MC | 1.6 | 1
6SL32101KE143AP1 | SINAMICS G120C RATED POWER 1,5KW WITH 150% OVERLOAD FOR 3 SEC 3AC380-480V +10/-20% 47-63HZ INTEGRATED FILTER CLASS A I/O-INTERFACE: 6DI, 2DO,1AI,1AO SAFE TORQUE OFF INTEGRATED FIELDBUS: PROFIBUS-DP PROTECTION: IP20/ UL OPEN TYPE SIZE: FSA 196X73X203(HXWXD) EXTERNAL 24V | 795 | TEM | 1 | MC | 2.3 | 1
6SL32101KE143AP2 | SINAMICS G120C RATED POWER 1,5KW WITH 150% OVERLOAD FOR 3 SEC 3AC380-480V +10/-20% 47-63HZ INTEGRATED FILTER CLASS A I/O-INTERFACE: 6DI, 2DO,1AI,1AO SAFE TORQUE OFF INTEGRATED FIELDBUS: PROFIBUS-DP PROTECTION: IP20/ UL OPEN TYPE SIZE: FSAA 173X73X155(HXWXD) EXTERNAL 24V | 765 | TEM | 1 | MC | 1.5 | 1
6SL32101KE143UB1 | SINAMICS G120C RATED POWER 1,5KW WITH 150% OVERLOAD FOR 3 SEC 3AC380-480V +10/-20% 47-63HZ UNFILTERED I/O-INTERFACE: 6DI, 2DO,1AI,1AO SAFE TORQUE OFF INTEGRATED FIELDBUS: USS/ MODBUS RTU PROTECTION: IP20/ UL OPEN TYPE SIZE: FSA 196X73X203(HXWXD) EXTERNAL 24V | 640 | TEM | 1 | MC | 2.1 | 1
6SL32101KE143UB2 | SINAMICS G120C RATED POWER 1,5KW WITH 150% OVERLOAD FOR 3 SEC 3AC380-480V +10/-20% 47-63HZ UNFILTERED I/O-INTERFACE: 6DI, 2DO,1AI,1AO SAFE TORQUE OFF INTEGRATED FIELDBUS: USS/ MODBUS RTU PROTECTION: IP20/ UL OPEN TYPE SIZE: FSAA 173X73X155(HXWXD) EXTERNAL 24V | 616 | TEM | 1 | MC | 1.3 | 1
6SL32101KE143UF1 | SINAMICS G120C RATED POWER 1,5KW WITH 150% OVERLOAD FOR 3 SEC 3AC380-480V +10/-20% 47-63HZ UNFILTERED I/O-INTERFACE: 6DI, 2DO,1AI,1AO SAFE TORQUE OFF INTEGRATED FIELDBUS: PROFINET-PN PROTECTION: IP20/ UL OPEN TYPE SIZE: FSA 196X73X225,4(HXWXD) EXTERNAL 24V | 711 | TEM | 1 | MC | 2.1 | 1
6SL32101KE143UF2 | SINAMICS G120C RATED POWER 1,5KW WITH 150% OVERLOAD FOR 3 SEC 3AC380-480V +10/-20% 47-63HZ UNFILTERED I/O-INTERFACE: 6DI, 2DO,1AI,1AO SAFE TORQUE OFF INTEGRATED FIELDBUS: PROFINET-PN PROTECTION: IP20/ UL OPEN TYPE SIZE: FSAA 173X73X178(HXWXD) EXTERNAL 24V | 684 | TEM | 1 | MC | 1.4 | 1
6SL32101KE143UP1 | SINAMICS G120C RATED POWER 1,5KW WITH 150% OVERLOAD FOR 3 SEC 3AC380-480V +10/-20% 47-63HZ UNFILTERED I/O-INTERFACE: 6DI, 2DO,1AI,1AO SAFE TORQUE OFF INTEGRATED FIELDBUS: PROFIBUS-DP PROTECTION: IP20/ UL OPEN TYPE SIZE: FSA 196X73X203(HXWXD) EXTERNAL 24V | 711 | TEM | 1 | MC | 2.1 | 1
6SL32101KE143UP2 | SINAMICS G120C RATED POWER 1,5KW WITH 150% OVERLOAD FOR 3 SEC 3AC380-480V +10/-20% 47-63HZ UNFILTERED I/O-INTERFACE: 6DI, 2DO,1AI,1AO SAFE TORQUE OFF INTEGRATED FIELDBUS: PROFIBUS-DP PROTECTION: IP20/ UL OPEN TYPE SIZE: FSAA 173X73X155(HXWXD) EXTERNAL 24V | 684 | TEM | 1 | MC | 1.3 | 1
6SL32101KE158AB1 | SINAMICS G120C RATED POWER 2,2KW WITH 150% OVERLOAD FOR 3 SEC 3AC380-480V +10/-20% 47-63HZ INTEGRATED FILTER CLASS A I/O-INTERFACE: 6DI, 2DO,1AI,1AO SAFE TORQUE OFF INTEGRATED FIELDBUS: USS/ MODBUS RTU PROTECTION: IP20/ UL OPEN TYPE SIZE: FSA 196X73X203(HXWXD) EXTERNAL 24V | 802 | TEM | 1 | MC | 2.3 | 1
6SL32101KE158AB2 | SINAMICS G120C RATED POWER 2,2KW WITH 150% OVERLOAD FOR 3 SEC 3AC380-480V +10/-20% 47-63HZ INTEGRATED FILTER CLASS A I/O-INTERFACE: 6DI, 2DO,1AI,1AO SAFE TORQUE OFF INTEGRATED FIELDBUS: USS/ MODBUS RTU PROTECTION: IP20/ UL OPEN TYPE SIZE: FSAA 173X73X155(HXWXD) EXTERNAL 24V | 772 | TEM | 1 | MC | 1.5 | 1
6SL32101KE158AF1 | SINAMICS G120C RATED POWER 2,2KW WITH 150% OVERLOAD FOR 3 SEC 3AC380-480V +10/-20% 47-63HZ INTEGRATED FILTER CLASS A I/O-INTERFACE: 6DI, 2DO,1AI,1AO SAFE TORQUE OFF INTEGRATED FIELDBUS: PROFINET-PN PROTECTION: IP20/ UL OPEN TYPE SIZE: FSA 196X73X225,4(HXWXD) EXTERNAL 24V | 873 | TEM | 1 | MC | 2.3 | 1
6SL32101KE158AF2 | SINAMICS G120C RATED POWER 2,2KW WITH 150% OVERLOAD FOR 3 SEC 3AC380-480V +10/-20% 47-63HZ INTEGRATED FILTER CLASS A I/O-INTERFACE: 6DI, 2DO,1AI,1AO SAFE TORQUE OFF INTEGRATED FIELDBUS: PROFINET-PN PROTECTION: IP20/ UL OPEN TYPE SIZE: FSAA 173X73X178(HXWXD) EXTERNAL 24V | 839 | TEM | 1 | MC | 1.6 | 1
6SL32101KE158AP1 | SINAMICS G120C RATED POWER 2,2KW WITH 150% OVERLOAD FOR 3 SEC 3AC380-480V +10/-20% 47-63HZ INTEGRATED FILTER CLASS A I/O-INTERFACE: 6DI, 2DO,1AI,1AO SAFE TORQUE OFF INTEGRATED FIELDBUS: PROFIBUS-DP PROTECTION: IP20/ UL OPEN TYPE SIZE: FSA 196X73X203(HXWXD) EXTERNAL 24V | 873 | TEM | 1 | MC | 2.3 | 1
6SL32101KE158AP2 | SINAMICS G120C RATED POWER 2,2KW WITH 150% OVERLOAD FOR 3 SEC 3AC380-480V +10/-20% 47-63HZ INTEGRATED FILTER CLASS A I/O-INTERFACE: 6DI, 2DO,1AI,1AO SAFE TORQUE OFF INTEGRATED FIELDBUS: PROFIBUS-DP PROTECTION: IP20/ UL OPEN TYPE SIZE: FSAA 173X73X155(HXWXD) EXTERNAL 24V | 839 | TEM | 1 | MC | 1.5 | 1
6SL32101KE158UB1 | SINAMICS G120C RATED POWER 2,2KW WITH 150% OVERLOAD FOR 3 SEC 3AC380-480V +10/-20% 47-63HZ UNFILTERED I/O-INTERFACE: 6DI, 2DO,1AI,1AO SAFE TORQUE OFF INTEGRATED FIELDBUS: USS/ MODBUS RTU PROTECTION: IP20/ UL OPEN TYPE SIZE: FSA 196X73X203(HXWXD) EXTERNAL 24V | 711 | TEM | 1 | MC | 2.1 | 1
6SL32101KE158UB2 | SINAMICS G120C RATED POWER 2,2KW WITH 150% OVERLOAD FOR 3 SEC 3AC380-480V +10/-20% 47-63HZ UNFILTERED I/O-INTERFACE: 6DI, 2DO,1AI,1AO SAFE TORQUE OFF INTEGRATED FIELDBUS: USS/ MODBUS RTU PROTECTION: IP20/ UL OPEN TYPE SIZE: FSAA 173X73X155(HXWXD) EXTERNAL 24V | 684 | TEM | 1 | MC | 1.3 | 1
6SL32101KE158UF1 | SINAMICS G120C RATED POWER 2,2KW WITH 150% OVERLOAD FOR 3 SEC 3AC380-480V +10/-20% 47-63HZ UNFILTERED I/O-INTERFACE: 6DI, 2DO,1AI,1AO SAFE TORQUE OFF INTEGRATED FIELDBUS: PROFINET-PN PROTECTION: IP20/ UL OPEN TYPE SIZE: FSA 196X73X225,4(HXWXD) EXTERNAL 24V | 781 | TEM | 1 | MC | 2.1 | 1
6SL32101KE158UF2 | SINAMICS G120C RATED POWER 2,2KW WITH 150% OVERLOAD FOR 3 SEC 3AC380-480V +10/-20% 47-63HZ UNFILTERED I/O-INTERFACE: 6DI, 2DO,1AI,1AO SAFE TORQUE OFF INTEGRATED FIELDBUS: PROFINET-PN PROTECTION: IP20/ UL OPEN TYPE SIZE: FSAA 173X73X178(HXWXD) EXTERNAL 24V | 751 | TEM | 1 | MC | 1.4 | 1
6SL32101KE158UP1 | SINAMICS G120C RATED POWER 2,2KW WITH 150% OVERLOAD FOR 3 SEC 3AC380-480V +10/-20% 47-63HZ UNFILTERED I/O-INTERFACE: 6DI, 2DO,1AI,1AO SAFE TORQUE OFF INTEGRATED FIELDBUS: PROFIBUS-DP PROTECTION: IP20/ UL OPEN TYPE SIZE: FSA 196X73X203(HXWXD) EXTERNAL 24V | 781 | TEM | 1 | MC | 2.1 | 1
6SL32101KE158UP2 | SINAMICS G120C RATED POWER 2,2KW WITH 150% OVERLOAD FOR 3 SEC 3AC380-480V +10/-20% 47-63HZ UNFILTERED I/O-INTERFACE: 6DI, 2DO,1AI,1AO SAFE TORQUE OFF INTEGRATED FIELDBUS: PROFIBUS-DP PROTECTION: IP20/ UL OPEN TYPE SIZE: FSAA 173X73X155(HXWXD) EXTERNAL 24V | 751 | TEM | 1 | MC | 1.3 | 1
6SL32101KE175AB1 | SINAMICS G120C RATED POWER 3,0KW WITH 150% OVERLOAD FOR 3 SEC 3AC380-480V +10/-20% 47-63HZ INTEGRATED FILTER CLASS A I/O-INTERFACE: 6DI, 2DO,1AI,1AO SAFE TORQUE OFF INTEGRATED FIELDBUS: USS/ MODBUS RTU PROTECTION: IP20/ UL OPEN TYPE SIZE: FSA 196X73X203(HXWXD) EXTERNAL 24V | 914 | TEM | 1 | MC | 2.3 | 1
6SL32101KE175AF1 | SINAMICS G120C RATED POWER 3,0KW WITH 150% OVERLOAD FOR 3 SEC 3AC380-480V +10/-20% 47-63HZ INTEGRATED FILTER CLASS A I/O-INTERFACE: 6DI, 2DO,1AI,1AO SAFE TORQUE OFF INTEGRATED FIELDBUS: PROFINET-PN PROTECTION: IP20/ UL OPEN TYPE SIZE: FSA 196X73X225,4(HXWXD) EXTERNAL 24V | 981 | TEM | 1 | MC | 2.3 | 1
6SL32101KE175AP1 | SINAMICS G120C RATED POWER 3,0KW WITH 150% OVERLOAD FOR 3 SEC 3AC380-480V +10/-20% 47-63HZ INTEGRATED FILTER CLASS A I/O-INTERFACE: 6DI, 2DO,1AI,1AO SAFE TORQUE OFF INTEGRATED FIELDBUS: PROFIBUS-DP PROTECTION: IP20/ UL OPEN TYPE SIZE: FSA 196X73X203(HXWXD) EXTERNAL 24V | 981 | TEM | 1 | MC | 2.3 | 1
6SL32101KE175UB1 | SINAMICS G120C RATED POWER 3,0KW WITH 150% OVERLOAD FOR 3 SEC 3AC380-480V +10/-20% 47-63HZ UNFILTERED I/O-INTERFACE: 6DI, 2DO,1AI,1AO SAFE TORQUE OFF INTEGRATED FIELDBUS: USS/ MODBUS RTU; PROTECTION: IP20/ UL OPEN TYPE SIZE: FSA 196X73X203(HXWXD) EXTERNAL 24V | 806 | TEM | 1 | MC | 2.1 | 1
6SL32101KE175UF1 | SINAMICS G120C RATED POWER 3,0KW WITH 150% OVERLOAD FOR 3 SEC 3AC380-480V +10/-20% 47-63HZ UNFILTERED I/O-INTERFACE: 6DI, 2DO,1AI,1AO SAFE TORQUE OFF INTEGRATED FIELDBUS: PROFINET-PN PROTECTION: IP20/ UL OPEN TYPE SIZE: FSA 196X73X225,4(HXWXD) EXTERNAL 24V | 873 | TEM | 1 | MC | 2.1 | 1
6SL32101KE175UP1 | SINAMICS G120C RATED POWER 3,0KW WITH 150% OVERLOAD FOR 3 SEC 3AC380-480V +10/-20% 47-63HZ UNFILTERED I/O-INTERFACE: 6DI, 2DO,1AI,1AO SAFE TORQUE OFF INTEGRATED FIELDBUS: PROFIBUS-DP PROTECTION: IP20/ UL OPEN TYPE SIZE: FSA 196X73X203(HXWXD) EXTERNAL 24V | 873 | TEM | 1 | MC | 2.1 | 1
6SL32101KE188AB1 | SINAMICS G120C RATED POWER 4,0KW WITH 150% OVERLOAD FOR 3 SEC 3AC380-480V +10/-20% 47-63HZ INTEGRATED FILTER CLASS A I/O-INTERFACE: 6DI, 2DO,1AI,1AO SAFE TORQUE OFF INTEGRATED FIELDBUS: USS/ MODBUS RTU PROTECTION: IP20/ UL OPEN TYPE SIZE: FSA 196X73X203(HXWXD) EXTERNAL 24V | 1042 | TEM | 1 | MC | 2.3 | 1
6SL32101KE188AF1 | SINAMICS G120C RATED POWER 4,0KW WITH 150% OVERLOAD FOR 3 SEC 3AC380-480V +10/-20% 47-63HZ INTEGRATED FILTER CLASS A I/O-INTERFACE: 6DI, 2DO,1AI,1AO SAFE TORQUE OFF INTEGRATED FIELDBUS: PROFINET-PN PROTECTION: IP20/ UL OPEN TYPE SIZE: FSA 196X73X225,4(HXWXD) EXTERNAL 24V | 1110 | TEM | 1 | MC | 2.3 | 1
6SL32101KE188AP1 | SINAMICS G120C RATED POWER 4,0KW WITH 150% OVERLOAD FOR 3 SEC 3AC380-480V +10/-20% 47-63HZ INTEGRATED FILTER CLASS A I/O-INTERFACE: 6DI, 2DO,1AI,1AO SAFE TORQUE OFF INTEGRATED FIELDBUS: PROFIBUS-DP PROTECTION: IP20/ UL OPEN TYPE SIZE: FSA 196X73X203(HXWXD) EXTERNAL 24V | 1110 | TEM | 1 | MC | 2.3 | 1
6SL32101KE188UB1 | SINAMICS G120C RATED POWER 4,0KW WITH 150% OVERLOAD FOR 3 SEC 3AC380-480V +10/-20% 47-63HZ UNFILTERED I/O-INTERFACE: 6DI, 2DO,1AI,1AO SAFE TORQUE OFF INTEGRATED FIELDBUS: USS/ MODBUS RTU PROTECTION: IP20/ UL OPEN TYPE SIZE: FSA 196X73X203(HXWXD) EXTERNAL 24V | 907 | TEM | 1 | MC | 2.1 | 1
6SL32101KE188UF1 | SINAMICS G120C RATED POWER 4,0KW WITH 150% OVERLOAD FOR 3 SEC 3AC380-480V +10/-20% 47-63HZ UNFILTERED I/O-INTERFACE: 6DI, 2DO,1AI,1AO SAFE TORQUE OFF INTEGRATED FIELDBUS: PROFINET-PN PROTECTION: IP20/ UL OPEN TYPE SIZE: FSA 196X73X225,4(HXWXD) EXTERNAL 24V | 975 | TEM | 1 | MC | 2.1 | 1
6SL32101KE188UP1 | SINAMICS G120C RATED POWER 4,0KW WITH 150% OVERLOAD FOR 3 SEC 3AC380-480V +10/-20% 47-63HZ UNFILTERED I/O-INTERFACE: 6DI, 2DO,1AI,1AO SAFE TORQUE OFF INTEGRATED FIELDBUS: PROFIBUS-DP PROTECTION: IP20/ UL OPEN TYPE SIZE: FSA 196X73X203(HXWXD) EXTERNAL 24V | 975 | TEM | 1 | MC | 2.1 | 1
6SL32101KE213AB1 | SINAMICS G120C RATED POWER 5,5KW WITH 150% OVERLOAD FOR 3 SEC 3AC380-480V +10/-20% 47-63HZ INTEGRATED FILTER CLASS A I/O-INTERFACE: 6DI, 2DO,1AI,1AO SAFE TORQUE OFF INTEGRATED FIELDBUS: USS/ MODBUS RTU PROTECTION: IP20/ UL OPEN TYPE SIZE: FSB 196X100X203(HXWXD) EXTERNAL 24V | 1184 | TEM | 1 | MC | 3 | 1
6SL32101KE213AF1 | SINAMICS G120C RATED POWER 5,5KW WITH 150% OVERLOAD FOR 3 SEC 3AC380-480V +10/-20% 47-63HZ INTEGRATED FILTER CLASS A I/O-INTERFACE: 6DI, 2DO,1AI,1AO SAFE TORQUE OFF INTEGRATED FIELDBUS: PROFINET-PN PROTECTION: IP20/ UL OPEN TYPE SIZE: FSB 196x 100x 225,4 (HXWXD) EXTERNAL 24V | 1252 | TEM | 1 | MC | 3 | 1
6SL32101KE213AP1 | SINAMICS G120C RATED POWER 5,5KW WITH 150% OVERLOAD FOR 3 SEC 3AC380-480V +10/-20% 47-63HZ INTEGRATED FILTER CLASS A I/O-INTERFACE: 6DI, 2DO,1AI,1AO SAFE TORQUE OFF INTEGRATED FIELDBUS: PROFIBUS-DP PROTECTION: IP20/ UL OPEN TYPE SIZE: FSB 196X100X203(HXWXD) EXTERNAL 24V | 1252 | TEM | 1 | MC | 3 | 1
6SL32101KE213UB1 | SINAMICS G120C RATED POWER 5,5KW WITH 150% OVERLOAD FOR 3 SEC 3AC380-480V +10/-20% 47-63HZ UNFILTERED I/O-INTERFACE: 6DI, 2DO,1AI,1AO SAFE TORQUE OFF INTEGRATED FIELDBUS: USS/ MODBUS RTU PROTECTION: IP20/ UL OPEN TYPE SIZE: FSB 196X100X203(HXWXD) EXTERNAL 24V | 1022 | TEM | 1 | MC | 2.7 | 1
6SL32101KE213UF1 | SINAMICS G120C RATED POWER 5,5KW WITH 150% OVERLOAD FOR 3 SEC 3AC380-480V +10/-20% 47-63HZ UNFILTERED I/O-INTERFACE: 6DI, 2DO,1AI,1AO SAFE TORQUE OFF INTEGRATED FIELDBUS: PROFINET-PN PROTECTION: IP20/ UL OPEN TYPE SIZE: FSB 196x 100x 225,4 (HxWxD) EXTERNAL 24V | 1090 | TEM | 1 | MC | 2.7 | 1
6SL32101KE213UP1 | SINAMICS G120C RATED POWER 5,5KW WITH 150% OVERLOAD FOR 3 SEC 3AC380-480V +10/-20% 47-63HZ UNFILTERED I/O-INTERFACE: 6DI, 2DO,1AI,1AO SAFE TORQUE OFF INTEGRATED FIELDBUS: PROFIBUS-DP PROTECTION: IP20/ UL OPEN TYPE SIZE: FSB 196X100X203(HXWXD) EXTERNAL 24V | 1090 | TEM | 1 | MC | 2.7 | 1
6SL32101KE217AB1 | SINAMICS G120C RATED POWER 7,5KW WITH 150% OVERLOAD FOR 3 SEC 3AC380-480V +10/-20% 47-63HZ INTEGRATED FILTER CLASS A I/O-INTERFACE: 6DI, 2DO,1AI,1AO SAFE TORQUE OFF INTEGRATED FIELDBUS: USS/ MODBUS RTU PROTECTION: IP20/ UL OPEN TYPE SIZE: FSB 196X100X203(HXWXD) EXTERNAL 24V | 1469 | TEM | 1 | MC | 3 | 1
6SL32101KE217AF1 | SINAMICS G120C RATED POWER 7,5KW WITH 150% OVERLOAD FOR 3 SEC 3AC380-480V +10/-20% 47-63HZ INTEGRATED FILTER CLASS A I/O-INTERFACE: 6DI, 2DO,1AI,1AO SAFE TORQUE OFF INTEGRATED FIELDBUS: PROFINET-PN PROTECTION: IP20/ UL OPEN TYPE SIZE: FSB 196x 100x 225,4 (HXWXD) EXTERNAL 24V | 1536 | TEM | 1 | MC | 3 | 1
6SL32101KE217AP1 | SINAMICS G120C RATED POWER 7,5KW WITH 150% OVERLOAD FOR 3 SEC 3AC380-480V +10/-20% 47-63HZ INTEGRATED FILTER CLASS A I/O-INTERFACE: 6DI, 2DO,1AI,1AO SAFE TORQUE OFF INTEGRATED FIELDBUS: PROFIBUS-DP PROTECTION: IP20/ UL OPEN TYPE SIZE: FSB 196X100X203(HXWXD) EXTERNAL 24V | 1536 | TEM | 1 | MC | 3 | 1
6SL32101KE217UB1 | SINAMICS G120C RATED POWER 7,5KW WITH 150% OVERLOAD FOR 3 SEC 3AC380-480V +10/-20% 47-63HZ UNFILTERED I/O-INTERFACE: 6DI, 2DO,1AI,1AO SAFE TORQUE OFF INTEGRATED FIELDBUS: USS/ MODBUS RTU; PROTECTION: IP20/ UL OPEN TYPE SIZE: FSB 196X100X203(HXWXD) EXTERNAL 24V | 1272 | TEM | 1 | MC | 2.7 | 1
6SL32101KE217UF1 | SINAMICS G120C RATED POWER 7,5KW WITH 150% OVERLOAD FOR 3 SEC 3AC380-480V +10/-20% 47-63HZ UNFILTERED I/O-INTERFACE: 6DI, 2DO,1AI,1AO SAFE TORQUE OFF INTEGRATED FIELDBUS: PROFINET-PN PROTECTION: IP20/ UL OPEN TYPE SIZE: FSB 196x 100x 225,4 (HXWXD) EXTERNAL 24V | 1340 | TEM | 1 | MC | 2.7 | 1
6SL32101KE217UP1 | SINAMICS G120C RATED POWER 7,5KW WITH 150% OVERLOAD FOR 3 SEC 3AC380-480V +10/-20% 47-63HZ UNFILTERED I/O-INTERFACE: 6DI, 2DO,1AI,1AO SAFE TORQUE OFF INTEGRATED FIELDBUS: PROFIBUS-DP PROTECTION: IP20/ UL OPEN TYPE SIZE: FSB 196X100X203(HXWXD) EXTERNAL 24V | 1340 | TEM | 1 | MC | 2.7 | 1
6SL32101KE226AB1 | SINAMICS G120C RATED POWER 11,0KW WITH 150% OVERLOAD FOR 3 SEC 3AC380-480V +10/-20% 47-63HZ INTEGRATED FILTER CLASS A I/O-INTERFACE: 6DI, 2DO,1AI,1AO SAFE TORQUE OFF INTEGRATED FIELDBUS: USS/ MODBUS RTU; PROTECTION: IP20/ UL OPEN TYPE SIZE: FSC 295X140X203(HXWXD) EXTERNAL 24V | 1901 | TEM | 1 | MC | 5.5 | 1
6SL32101KE226AF1 | SINAMICS G120C RATED POWER 11,0KW WITH 150% OVERLOAD FOR 3 SEC 3AC380-480V +10/-20% 47-63HZ INTEGRATED FILTER CLASS A I/O-INTERFACE: 6DI, 2DO,1AI,1AO SAFE TORQUE OFF INTEGRATED FIELDBUS: PROFINET-PN PROTECTION: IP20/ UL OPEN TYPE SIZE: FSC 295x 140x 225,4 (HXWXD) EXTERNAL 24V | 1969 | TEM | 1 | MC | 5.5 | 1
6SL32101KE226AP1 | SINAMICS G120C RATED POWER 11,0KW WITH 150% OVERLOAD FOR 3 SEC 3AC380-480V +10/-20% 47-63HZ INTEGRATED FILTER CLASS A I/O-INTERFACE: 6DI, 2DO,1AI,1AO SAFE TORQUE OFF INTEGRATED FIELDBUS: PROFIBUS-DP PROTECTION: IP20/ UL OPEN TYPE SIZE: FSC 295X140X203(HXWXD) EXTERNAL 24V | 1969 | TEM | 1 | MC | 5.5 | 1
6SL32101KE226UB1 | SINAMICS G120C RATED POWER 11,0KW WITH 150% OVERLOAD FOR 3 SEC 3AC380-480V +10/-20% 47-63HZ UNFILTERED I/O-INTERFACE: 6DI, 2DO,1AI,1AO SAFE TORQUE OFF INTEGRATED FIELDBUS: USS/ MODBUS RTU PROTECTION: IP20/ UL OPEN TYPE SIZE: FSC 295X140X203(HXWXD) EXTERNAL 24V | 1665 | TEM | 1 | MC | 5.2 | 1
6SL32101KE226UF1 | SINAMICS G120C RATED POWER 11,0KW WITH 150% OVERLOAD FOR 3 SEC 3AC380-480V +10/-20% 47-63HZ UNFILTERED I/O-INTERFACE: 6DI, 2DO,1AI,1AO SAFE TORQUE OFF INTEGRATED FIELDBUS: PROFINET-PN PROTECTION: IP20/ UL OPEN TYPE SIZE: FSC 295x 140x 225,4 (HXWXD) EXTERNAL 24V | 1732 | TEM | 1 | MC | 5.2 | 1
6SL32101KE226UP1 | SINAMICS G120C RATED POWER 11,0KW WITH 150% OVERLOAD FOR 3 SEC 3AC380-480V +10/-20% 47-63HZ UNFILTERED I/O-INTERFACE: 6DI, 2DO,1AI,1AO SAFE TORQUE OFF INTEGRATED FIELDBUS: PROFIBUS-DP PROTECTION: IP20/ UL OPEN TYPE SIZE: FSC 295X140X203(HXWXD) EXTERNAL 24V | 1732 | TEM | 1 | MC | 5.2 | 1
6SL32101KE232AB1 | SINAMICS G120C RATED POWER 15,0KW WITH 150% OVERLOAD FOR 3 SEC 3AC380-480V +10/-20% 47-63HZ INTEGRATED FILTER CLASS A I/O-INTERFACE: 6DI, 2DO,1AI,1AO SAFE TORQUE OFF INTEGRATED FIELDBUS: USS/ MODBUS RTU PROTECTION: IP20/ UL OPEN TYPE SIZE: FSC 295X140X203(HXWXD) EXTERNAL 24V | 2443 | TEM | 1 | MC | 5.5 | 1
6SL32101KE232AF1 | SINAMICS G120C RATED POWER 15,0KW WITH 150% OVERLOAD FOR 3 SEC 3AC380-480V +10/-20% 47-63HZ INTEGRATED FILTER CLASS A I/O-INTERFACE: 6DI, 2DO,1AI,1AO SAFE TORQUE OFF INTEGRATED FIELDBUS: PROFINET-PN PROTECTION: IP20/ UL OPEN TYPE SIZE: FSC 295x 140x 225,4 (HXWXD) EXTERNAL 24V | 2510 | TEM | 1 | MC | 5.5 | 1
6SL32101KE232AP1 | SINAMICS G120C RATED POWER 15,0KW WITH 150% OVERLOAD FOR 3 SEC 3AC380-480V +10/-20% 47-63HZ INTEGRATED FILTER CLASS A I/O-INTERFACE: 6DI, 2DO,1AI,1AO SAFE TORQUE OFF INTEGRATED FIELDBUS: PROFIBUS-DP PROTECTION: IP20/ UL OPEN TYPE SIZE: FSC 295X140X203(HXWXD) EXTERNAL 24V | 2510 | TEM | 1 | MC | 5.5 | 1
6SL32101KE232UB1 | SINAMICS G120C RATED POWER 15,0KW WITH 150% OVERLOAD FOR 3 SEC 3AC380-480V +10/-20% 47-63HZ UNFILTERED I/O-INTERFACE: 6DI, 2DO,1AI,1AO SAFE TORQUE OFF INTEGRATED FIELDBUS: USS/ MODBUS RTU PROTECTION: IP20/ UL OPEN TYPE SIZE: FSC 295X140X203(HXWXD) EXTERNAL 24V | 2172 | TEM | 1 | MC | 5.2 | 1
6SL32101KE232UF1 | SINAMICS G120C RATED POWER 15,0KW WITH 150% OVERLOAD FOR 3 SEC 3AC380-480V +10/-20% 47-63HZ UNFILTERED I/O-INTERFACE: 6DI, 2DO,1AI,1AO SAFE TORQUE OFF INTEGRATED FIELDBUS: PROFINET-PN PROTECTION: IP20/ UL OPEN TYPE SIZE: FSC 295x 140x 225,4 (HXWXD) EXTERNAL 24V | 2240 | TEM | 1 | MC | 5.2 | 1
6SL32101KE232UP1 | SINAMICS G120C RATED POWER 15,0KW WITH 150% OVERLOAD FOR 3 SEC 3AC380-480V +10/-20% 47-63HZ UNFILTERED I/O-INTERFACE: 6DI, 2DO,1AI,1AO SAFE TORQUE OFF INTEGRATED FIELDBUS: PROFIBUS-DP PROTECTION: IP20/ UL OPEN TYPE SIZE: FSC 295X140X203(HXWXD) EXTERNAL 24V | 2240 | TEM | 1 | MC | 5.2 | 1
6SL32101KE238AB1 | SINAMICS G120C RATED POWER 18,5KW WITH 150% OVERLOAD FOR 3 SEC 3AC380-480V +10/-20% 47-63HZ INTEGRATED FILTER CLASS A I/O-INTERFACE: 6DI, 2DO,1AI,1AO SAFE TORQUE OFF INTEGRATED FIELDBUS: USS/ MODBUS RTU; PROTECTION: IP20/ UL OPEN TYPE SIZE: FSC 295X140X203(HXWXD) EXTERNAL 24V | 2916 | TEM | 1 | MC | 5.5 | 1
6SL32101KE238AF1 | SINAMICS G120C RATED POWER 18,5KW WITH 150% OVERLOAD FOR 3 SEC 3AC380-480V +10/-20% 47-63HZ INTEGRATED FILTER CLASS A I/O-INTERFACE: 6DI, 2DO,1AI,1AO SAFE TORQUE OFF INTEGRATED FIELDBUS: PROFINET-PN PROTECTION: IP20/ UL OPEN TYPE SIZE: FSC 295x 140x 225,4 (HXWXD) EXTERNAL 24V | 2984 | TEM | 1 | MC | 5.5 | 1
6SL32101KE238AP1 | SINAMICS G120C RATED POWER 18,5KW WITH 150% OVERLOAD FOR 3 SEC 3AC380-480V +10/-20% 47-63HZ INTEGRATED FILTER CLASS A I/O-INTERFACE: 6DI, 2DO,1AI,1AO SAFE TORQUE OFF INTEGRATED FIELDBUS: PROFIBUS-DP PROTECTION: IP20/ UL OPEN TYPE SIZE: FSC 295X140X203(HXWXD) EXTERNAL 24V | 2984 | TEM | 1 | MC | 5.5 | 1
6SL32101KE238UB1 | SINAMICS G120C RATED POWER 18,5KW WITH 150% OVERLOAD FOR 3 SEC 3AC380-480V +10/-20% 47-63HZ UNFILTERED I/O-INTERFACE: 6DI, 2DO,1AI,1AO SAFE TORQUE OFF INTEGRATED FIELDBUS: USS/ MODBUS RTU PROTECTION: IP20/ UL OPEN TYPE SIZE: FSC 295X140X203(HXWXD) EXTERNAL 24V | 2646 | TEM | 1 | MC | 5.2 | 1
6SL32101KE238UF1 | SINAMICS G120C RATED POWER 18,5KW WITH 150% OVERLOAD FOR 3 SEC 3AC380-480V +10/-20% 47-63HZ UNFILTERED I/O-INTERFACE: 6DI, 2DO,1AI,1AO SAFE TORQUE OFF INTEGRATED FIELDBUS: PROFINET-PN PROTECTION: IP20/ UL OPEN TYPE SIZE: FSC 295x 140x 225,4 (HXWXD) EXTERNAL 24V | 2713 | TEM | 1 | MC | 5.2 | 1
6SL32101KE238UP1 | SINAMICS G120C RATED POWER 18,5KW WITH 150% OVERLOAD FOR 3 SEC 3AC380-480V +10/-20% 47-63HZ UNFILTERED I/O-INTERFACE: 6DI, 2DO,1AI,1AO SAFE TORQUE OFF INTEGRATED FIELDBUS: PROFIBUS-DP PROTECTION: IP20/ UL OPEN TYPE SIZE: FSC 295X140X203(HXWXD) EXTERNAL 24V | 2713 | TEM | 1 | MC | 5.2 | 1
6SL32101NE113AG1 | SINAMICS G120 POWER MODULE PM230 WITH BUILT IN CL. A FILTER PROTECTION IP20 3AC380-480V +10/-10% 47-63HZ OUTPUT LOW OVERLOAD: 0,37KW FOR 150% 3S,110% 57S,100% 240S AMBIENT TEMP 0 TO +40 DEG C(LO) 196 X 73 X 165 (HXWXD), FSA WITHOUT CONTROL UNIT AND PANEL APPROVED FOR CU240B/E-2 AND CU230P-2 FIRMWARE-VERSION V4.4 | 311 | TEM | 1 | MC | 1.75 | 1
6SL32101NE113AL0 | SINAMICS G120 POWER MODULE PM230 WITH BUILT IN CL. A FILTER PROTECTION IP20 3AC380-480V +10/-10% 47-63HZ OUTPUT LOW OVERLOAD: 0,37KW FOR 150% 3S,110% 57S,100% 240S AMBIENT TEMP 0 TO +40 DEG C(LO) 196 X 73 X 165 (HXWXD), FSA WITHOUT CONTROL UNIT AND PANEL APPROVED FOR CU240B/E-2 AND CU230P-2 FIRMWARE-VERSION V4.4 NOTE: PM230 DOES NOT SUPPORT SAFETY | 311 | TEM | 1 | MC | 1.75 | 1
6SL32101NE113AL1 | SINAMICS G120 POWER MODULE PM230 WITH BUILT IN CL. A FILTER PROTECTION IP20 3AC380-480V +10/-10% 47-63HZ OUTPUT LOW OVERLOAD: 0,37KW FOR 150% 3S,110% 57S,100% 240S AMBIENT TEMP 0 TO +40 DEG C(LO) 196 X 73 X 165 (HXWXD), FSA WITHOUT CONTROL UNIT AND PANEL APPROVED FOR CU240B/E-2 AND CU230P-2 FIRMWARE-VERSION V4.4 NOTE: PM230 DOES NOT SUPPORT SAFETY | 311 | TEM | 1 | MC | 1.75 | 1
6SL32101NE113UG1 | SINAMICS G120 POWER MODULE PM230 UNFILTERED PROTECTION IP20 3AC380-480V +10/-10% 47-63HZ OUTPUT LOW OVERLOAD: 0,37KW FOR 150% 3S,110% 57S,100% 240S AMBIENT TEMP 0 TO +40 DEG C(LO) 196 X 73 X 165 (HXWXD), FSA WITHOUT CONTROL UNIT AND PANEL APPROVED FOR CU240B/E-2 AND CU230P-2 FIRMWARE-VERSION V4.4 | 258 | TEM | 1 | MC | 1.6 | 1
6SL32101NE113UL0 | SINAMICS G120 POWER MODULE PM230 UNFILTERED PROTECTION IP20 3AC380-480V +10/-10% 47-63HZ OUTPUT LOW OVERLOAD: 0,37KW FOR 150% 3S,110% 57S,100% 240S AMBIENT TEMP 0 TO +40 DEG C(LO) 196 X 73 X 165 (HXWXD), FSA WITHOUT CONTROL UNIT AND PANEL APPROVED FOR CU240B/E-2 AND CU230P-2 FIRMWARE-VERSION V4.4 NOTE: PM230 DOES NOT SUPPORT SAFETY | 258 | TEM | 1 | MC | 1.6 | 1
6SL32101NE113UL1 | SINAMICS G120 POWER MODULE PM230 UNFILTERED PROTECTION IP20 3AC380-480V +10/-10% 47-63HZ OUTPUT LOW OVERLOAD: 0,37KW FOR 150% 3S,110% 57S,100% 240S AMBIENT TEMP 0 TO +40 DEG C(LO) 196 X 73 X 165 (HXWXD), FSA WITHOUT CONTROL UNIT AND PANEL APPROVED FOR CU240B/E-2 AND CU230P-2 FIRMWARE-VERSION V4.4 NOTE: PM230 DOES NOT SUPPORT SAFETY | 258 | TEM | 1 | MC | 1.6 | 1
6SL32101NE117AG1 | SINAMICS G120 POWER MODULE PM230 WITH BUILT IN CL. A FILTER PROTECTION IP20 3AC380-480V +10/-10% 47-63HZ OUTPUT LOW OVERLOAD: 0,55KW FOR 150% 3S,110% 57S,100% 240S AMBIENT TEMP 0 TO +40 DEG C(LO) 196 X 73 X 165 (HXWXD), FSA WITHOUT CONTROL UNIT AND PANEL APPROVED FOR CU240B/E-2 AND CU230P-2 FIRMWARE-VERSION V4.4 | 331 | TEM | 1 | MC | 1.75 | 1
6SL32101NE117AL0 | SINAMICS G120 POWER MODULE PM230 WITH BUILT IN CL. A FILTER PROTECTION IP20 3AC380-480V +10/-10% 47-63HZ OUTPUT LOW OVERLOAD: 0,55KW FOR 150% 3S,110% 57S,100% 240S AMBIENT TEMP 0 TO +40 DEG C(LO) 196 X 73 X 165 (HXWXD), FSA WITHOUT CONTROL UNIT AND PANEL APPROVED FOR CU240B/E-2 AND CU230P-2 FIRMWARE-VERSION V4.4 NOTE: PM230 DOES NOT SUPPORT SAFETY | 331 | TEM | 1 | MC | 1.75 | 1
6SL32101NE117AL1 | SINAMICS G120 POWER MODULE PM230 WITH BUILT IN CL. A FILTER PROTECTION IP20 3AC380-480V +10/-10% 47-63HZ OUTPUT LOW OVERLOAD: 0,55KW FOR 150% 3S,110% 57S,100% 240S AMBIENT TEMP 0 TO +40 DEG C(LO) 196 X 73 X 165 (HXWXD), FSA WITHOUT CONTROL UNIT AND PANEL APPROVED FOR CU240B/E-2 AND CU230P-2 FIRMWARE-VERSION V4.4 NOTE: PM230 DOES NOT SUPPORT SAFETY | 331 | TEM | 1 | MC | 1.75 | 1
6SL32101NE117UG1 | SINAMICS G120 POWER MODULE PM230 UNFILTERED PROTECTION IP20 3AC380-480V +10/-10% 47-63HZ OUTPUT LOW OVERLOAD: 0,55KW FOR 150% 3S,110% 57S,100% 240S AMBIENT TEMP 0 TO +40 DEG C(LO) 196 X 73 X 165 (HXWXD), FSA WITHOUT CONTROL UNIT AND PANEL APPROVED FOR CU240B/E-2 AND CU230P-2 FIRMWARE-VERSION V4.4 | 271 | TEM | 1 | MC | 1.6 | 1
6SL32101NE117UL0 | SINAMICS G120 POWER MODULE PM230 UNFILTERED PROTECTION IP20 3AC380-480V +10/-10% 47-63HZ OUTPUT LOW OVERLOAD: 0,55KW FOR 150% 3S,110% 57S,100% 240S AMBIENT TEMP 0 TO +40 DEG C(LO) 196 X 73 X 165 (HXWXD), FSA WITHOUT CONTROL UNIT AND PANEL APPROVED FOR CU240B/E-2 AND CU230P-2 FIRMWARE-VERSION V4.4 NOTE: PM230 DOES NOT SUPPORT SAFETY | 271 | TEM | 1 | MC | 1.6 | 1
6SL32101NE117UL1 | SINAMICS G120 POWER MODULE PM230 UNFILTERED PROTECTION IP20 3AC380-480V +10/-10% 47-63HZ OUTPUT LOW OVERLOAD: 0,55KW FOR 150% 3S,110% 57S,100% 240S AMBIENT TEMP 0 TO +40 DEG C(LO) 196 X 73 X 165 (HXWXD), FSA WITHOUT CONTROL UNIT AND PANEL APPROVED FOR CU240B/E-2 AND CU230P-2 FIRMWARE-VERSION V4.4 NOTE: PM230 DOES NOT SUPPORT SAFETY | 271 | TEM | 1 | MC | 1.6 | 1
6SL32101NE122AG1 | SINAMICS G120 POWER MODULE PM230 WITH BUILT IN CL. A FILTER PROTECTION IP20 3AC380-480V +10/-10% 47-63HZ OUTPUT LOW OVERLOAD: 0,75KW FOR 150% 3S,110% 57S,100% 240S AMBIENT TEMP 0 TO +40 DEG C(LO) 196 X 73 X 165 (HXWXD), FSA WITHOUT CONTROL UNIT AND PANEL APPROVED FOR CU240B/E-2 AND CU230P-2 FIRMWARE-VERSION V4.4 | 357 | TEM | 1 | MC | 1.85 | 1
6SL32101NE122AL0 | SINAMICS G120 POWER MODULE PM230 WITH BUILT IN CL. A FILTER PROTECTION IP20 3AC380-480V +10/-10% 47-63HZ OUTPUT LOW OVERLOAD: 0,75KW FOR 150% 3S,110% 57S,100% 240S AMBIENT TEMP 0 TO +40 DEG C(LO) 196 X 73 X 165 (HXWXD), FSA WITHOUT CONTROL UNIT AND PANEL APPROVED FOR CU240B/E-2 AND CU230P-2 FIRMWARE-VERSION V4.4 NOTE: PM230 DOES NOT SUPPORT SAFETY | 357 | TEM | 1 | MC | 1.85 | 1
6SL32101NE122AL1 | SINAMICS G120 POWER MODULE PM230 WITH BUILT IN CL. A FILTER PROTECTION IP20 3AC380-480V +10/-10% 47-63HZ OUTPUT LOW OVERLOAD: 0,75KW FOR 150% 3S,110% 57S,100% 240S AMBIENT TEMP 0 TO +40 DEG C(LO) 196 X 73 X 165 (HXWXD), FSA WITHOUT CONTROL UNIT AND PANEL APPROVED FOR CU240B/E-2 AND CU230P-2 FIRMWARE-VERSION V4.4 NOTE: PM230 DOES NOT SUPPORT SAFETY | 357 | TEM | 1 | MC | 1.85 | 1
6SL32101NE122UG1 | SINAMICS G120 POWER MODULE PM230 UNFILTERED PROTECTION IP20 3AC380-480V +10/-10% 47-63HZ OUTPUT LOW OVERLOAD: 0,75KW FOR 150% 3S,110% 57S,100% 240S AMBIENT TEMP 0 TO +40 DEG C(LO) 196 X 73 X 165 (HXWXD), FSA WITHOUT CONTROL UNIT AND PANEL APPROVED FOR CU240B/E-2 AND CU230P-2 FIRMWARE-VERSION V4.4 | 298 | TEM | 1 | MC | 1.7 | 1
6SL32101NE122UL0 | SINAMICS G120 POWER MODULE PM230 UNFILTERED PROTECTION IP20 3AC380-480V +10/-10% 47-63HZ OUTPUT LOW OVERLOAD: 0,75KW FOR 150% 3S,110% 57S,100% 240S AMBIENT TEMP 0 TO +40 DEG C(LO) 196 X 73 X 165 (HXWXD), FSA WITHOUT CONTROL UNIT AND PANEL APPROVED FOR CU240B/E-2 AND CU230P-2 FIRMWARE-VERSION V4.4 NOTE: PM230 DOES NOT SUPPORT SAFETY | 298 | TEM | 1 | MC | 1.7 | 1
6SL32101NE122UL1 | SINAMICS G120 POWER MODULE PM230 UNFILTERED PROTECTION IP20 3AC380-480V +10/-10% 47-63HZ OUTPUT LOW OVERLOAD: 0,75KW FOR 150% 3S,110% 57S,100% 240S AMBIENT TEMP 0 TO +40 DEG C(LO) 196 X 73 X 165 (HXWXD), FSA WITHOUT CONTROL UNIT AND PANEL APPROVED FOR CU240B/E-2 AND CU230P-2 FIRMWARE-VERSION V4.4 NOTE: PM230 DOES NOT SUPPORT SAFETY | 298 | TEM | 1 | MC | 1.7 | 1
6SL32101NE131AG1 | SINAMICS G120 POWER MODULE PM230 WITH BUILT IN CL. A FILTER PROTECTION IP20 3AC380-480V +10/-10% 47-63HZ OUTPUT LOW OVERLOAD: 1,1KW FOR 150% 3S,110% 57S,100% 240S AMBIENT TEMP 0 TO +40 DEG C(LO) 196 X 73 X 165 (HXWXD), FSA WITHOUT CONTROL UNIT AND PANEL APPROVED FOR CU240B/E-2 AND CU230P-2 FIRMWARE-VERSION V4.4 | 377 | TEM | 1 | MC | 1.85 | 1
6SL32101NE131AL0 | SINAMICS G120 POWER MODULE PM230 WITH BUILT IN CL. A FILTER PROTECTION IP20 3AC380-480V +10/-10% 47-63HZ OUTPUT LOW OVERLOAD: 1,1KW FOR 150% 3S,110% 57S,100% 240S AMBIENT TEMP 0 TO +40 DEG C(LO) 196 X 73 X 165 (HXWXD), FSA WITHOUT CONTROL UNIT AND PANEL APPROVED FOR CU240B/E-2 AND CU230P-2 FIRMWARE-VERSION V4.4 NOTE: PM230 DOES NOT SUPPORT SAFETY | 377 | TEM | 1 | MC | 1.85 | 1
6SL32101NE131AL1 | SINAMICS G120 POWER MODULE PM230 WITH BUILT IN CL. A FILTER PROTECTION IP20 3AC380-480V +10/-10% 47-63HZ OUTPUT LOW OVERLOAD: 1,1KW FOR 150% 3S,110% 57S,100% 240S AMBIENT TEMP 0 TO +40 DEG C(LO) 196 X 73 X 165 (HXWXD), FSA WITHOUT CONTROL UNIT AND PANEL APPROVED FOR CU240B/E-2 AND CU230P-2 FIRMWARE-VERSION V4.4 NOTE: PM230 DOES NOT SUPPORT SAFETY | 377 | TEM | 1 | MC | 1.85 | 1
6SL32101NE131UG1 | SINAMICS G120 POWER MODULE PM230 UNFILTERED PROTECTION IP20 3AC380-480V +10/-10% 47-63HZ OUTPUT LOW OVERLOAD: 1,1KW FOR 150% 3S,110% 57S,100% 240S AMBIENT TEMP 0 TO +40 DEG C(LO) 196 X 73 X 165 (HXWXD), FSA WITHOUT CONTROL UNIT AND PANEL APPROVED FOR CU240B/E-2 AND CU230P-2 FIRMWARE-VERSION V4.4 | 311 | TEM | 1 | MC | 1.7 | 1