## Price List 2016
| Digital Factory / Process Industries and Drives Γενικός Τιμοκατάλογος Προϊόντων Βιομηχανίας 2017 |  | Ισχύει μέχρι την 30.09.2017 και καταργεί κάθε προηγούμενο. Οι τιμές και τα τεχνικά χαρακτηριστικά των υλικών υπόκεινται σε οποιαδήποτε αλλαγή χωρίς προηγούμενη ειδοποίηση και δεν περιλαμβάνουν ΦΠΑ.
Περιλαμβάνει τις παρακάτω κατηγορίες υλικών:
Βιομηχανικός αυτοματισμός Simatic και Υλικά Δικτύου (Simatic) Βιομηχανικός αυτοματισμός Simatic S71200 (S71200) LOGO!, τροφοδοτικά LOGO! Power (LOGO!) |  | Διανομή ισχύος χαμηλής τάσης και Τεχνολογία ηλεκτρικών εγκαταστάσεων (LP) Ρυθμιστές στροφών και συστήματα ελέγχου κίνησης Motion control (MC) Κινητήρες AC (LD) Βιομηχανικό υλικό χαμηλής τάσης (CP)
Αναζήτηση υλικού | Αναζήτηση σε:
Κωδικός | Περιγραφή | Τιμή καταλόγου (€) | Μον. Μέτρησης | Ποσ. μονάδας μέτρησης | Κατηγορία υλικού | Βάρος (KG) | Ελάχιστη ποσότητα παραγγελίας
6DD16000BA3 | SIMATIC TDC, CPU551 64-BIT CPU MODULE WITH DIGITAL INPUTS | 8021 | TEM | 1 | Simatic | 0.581 | 1
6DD16000BB0 | SIMATIC TDC, CPU555 64-BIT CPU MODULE WITH PROFINET IRT | 10506 | TEM | 1 | Simatic | 0.771 | 1
6DD16070AA2 | SIMATIC S7-400, FM458-1 DP APPLICATION MODULE FOR SIMATIC S7-400 | 5286 | TEM | 1 | Simatic | 1.162 | 1
6DD16070CA1 | SIMATIC S7-400, EXM 438-1 I/O EXPANSION MODULE FOR FM 458 4 X ANALOG OUTPUTS 16 BIT EXM 438-1 NOT SPAREPART COMPATIBLE TO EXM438 | 3837 | TEM | 1 | Simatic | 1.031 | 1
6DD16070EA2 | SIMATIC S7-400, COMUNICATION EXPANSION MODULE EXM 448-2 WITH 2 SIMOLINK INTERFACES | 2508 | TEM | 1 | Simatic | 0.917 | 1
6DD16070GA0 | SIMATIC S7-400, FM458-1DP KNOW-HOW-PROTECT | 412 | TEM | 1 | Simatic | 0.025 | 1
6DD16100AH3 | SIMATIC TDC MEMORY CARD MC521 2 MB FLASH-EPROM, 8 KB EEPROM | 608 | TEM | 1 | Simatic | 0.047 | 1
6DD16100AH4 | SIMATIC TDC MEMORYCARD MC500 4MB FLASH-EPROM, 8 KB EEPROM | 678 | TEM | 1 | Simatic | 0.048 | 1
6DD16100AH6 | SIMATIC TDC MEMORYCARD MC510 8 MB FLASH-EPROM, 8 KB EEPROM EEPROM | 977 | TEM | 1 | Simatic | 0.047 | 1
6DD16400AH0 | SIMATIC TDC SIGNALMODULE SM500 WITH 8 AO/8 AI/16 DO/16 DI/ 4 INCREMENTAL ENCODER INPUTS/ 4 ABSOLUTE ENCODER INPUTS/ 6 LED | 2988 | TEM | 1 | Simatic | 0.558 | 1
6DD16600BF0 | SIMATIC TDC COMMUNICATION MODULE CP52M0 MEMORY MODULE FR GLOBAL DATA MEMORY (GDM) WITH 2 MBYTE SRAM MEMORY | 6081 | TEM | 1 | Simatic | 0.465 | 1
6DD16600BG0 | SIMATIC TDC COMMUNICATION MODULE CP52IO INTERFACE MODULE FOR GLOBAL DATA MEMORY (GDM) WITH 4 INTERFACES | 9353 | TEM | 1 | Simatic | 0.542 | 1
6DD16600BH0 | SIMATIC TDC COMMUNICATION MODULE CP52AO ACCESS MODULE FOR GLOBAL DATA MEMORY (GDM) | 5661 | TEM | 1 | Simatic | 0.468 | 1
6DD16600BJ0 | SIMATIC TDC CP53M0 COMMUNICATION MODULE RACK COUPLING TDC <--> SIMADYN | 6598 | TEM | 1 | Simatic | 0.503 | 1
6DD16610AD1 | SIMATIC TDC COMMUNICATION MODULE CP50M1 WITH 8 MBYTE BUFFER MEMORY, UP TO 1 MPI INTERFACE, UP TO 2 PROFIBUS DP INTERFACES | 3968 | TEM | 1 | Simatic | 0.521 | 1
6DD16610AE1 | SIMATIC TDC COMMUNICATION MODULE CP51M1 FOR INDUSTRIAL ETHERNET WITH TCP/IP AND/OR UDP | 3497 | TEM | 1 | Simatic | 0.5 | 1
6DD16800BB0 | SIMATIC TDC, CONNECTOR PLUG SM11 INTERFACE MODULE , 5 PLUGS | 108 | TEM | 1 | Simatic | 0.016 | 1
6DD16810AE2 | SIMATIC TDC, BINARY INPUT OR OUTPUT SB10 8 BI OR 8 BO , 24V DC LED DISPLAY | 188 | TEM | 1 | Simatic | 0.378 | 1
6DD16810AF4 | SIMADYN D BINARY INPUT MODULE SB60 8 BI, 115V AC/DC, LED-DISPLAY, GALVANIC ISOLATION | 508 | TEM | 1 | Simatic | 0.413 | 1
6DD16810AG2 | SIMATIC TDC, BINARY OUTPUT MODULE SB70 8 BO, MAX. 120V AC/DC, LED-DISPLAY, GALVANIC ISOLATION | 340 | TEM | 1 | Simatic | 0.466 | 1
6DD16810AJ1 | SIMATIC TDC, CONVERTER SU12 10-POLE 10 SCREW-PLUGIN-TERMINALS 10-POLE PLUG | 207 | TEM | 1 | Simatic | 0.355 | 1
6DD16810DH1 | SIMATIC TDC, BINARY OUTPUT MODULE SB71 8 BI, 24 OR 48 V DC LED-DISPLAY, GALVANIC ISOLATION | 408 | TEM | 1 | Simatic | 0.473 | 1
6DD16810EB3 | SIMATIC TDC, BINARY INPUT MODULE SB61 GALVANIC ISOLATION24/48V , 8BI 24 OR 48 V DC, LED-DISPLAY | 496 | TEM | 1 | Simatic | 0.426 | 1
6DD16810GK0 | SIMATIC TDC, CONVERTER SU13 50 TERMINALS (1:1 CONNECTION) | 205 | TEM | 1 | Simatic | 0.39 | 1
6DD16820CH3 | SIMATIC TDC, SUBRACK UR6021, 21 SLOTS, VMEBUS, 8 P0 SLOTS, EXCHANGEABLE FANS, SUITABLE FOR GDM, 5-ROW FEMALE CONNECTOR | 6763 | TEM | 1 | Simatic | 20.5 | 1
6DD16820DA1 | SIMATIC TDC SLOT COVER SR51 | 73.7 | TEM | 1 | Simatic | 0.4 | 1
6DD16830CH3 | SIMATIC TDC, FAN TRAY FOR SUB RACK UR6021 | 4227 | TEM | 1 | Simatic | 3.8 | 1
6DD16840GC0 | SIMATIC TDC PLUGIN CABLE SC62, 50-POLE SCREENED, LENGTH: 2M | 358 | TEM | 1 | Simatic | 0.53 | 1
6DD16840GD0 | SIMATIC TDC PLUGIN CABLE SC63 50-POLE SCREENED, LENGTH: 2M | 240 | TEM | 1 | Simatic | 0.303 | 1
6DD16840GE0 | SIMATIC S7-400, PLUGIN CABLE SC64 9/10POLE FOR CONNECTING OF A SBXX/SU12- INTERFACEMODULES TO DIGITAL INPUTS IF FM458; LEGTH: 2M | 90.7 | TEM | 1 | Simatic | 0.141 | 1
6DD16840GG0 | SIMATIC TDC PLUGIN CABLE SC66 10-POLE SCREENED, LENGTH: 2M | 56 | TEM | 1 | Simatic | 0.132 | 1
6DD16840GH0 | SIMATIC TDC SERVICE CABLE SC67 TO CONNECT TO THE CPU-SERVICE-INTERFACE 10-POLE SCREENED, LENGTH: 7M | 72.5 | TEM | 1 | Simatic | 0.206 | 1
6DD18055DA0 | SIMATIC D7-FB GENERATOR V2.1 INCL. SERVICE PACK 2; SINGLE LICENSE F. 1 INSTALL., E-SW, SW AND DOKU ON CD, CLASS A, 2 LANGUAGES (G,E), EXECUTABLE UNDER WIN98SE/ME/ WIN NT/2000/XP, REFERENCE HARDWARE: SIMATIC FM 458, T400, SIMATIC TDC, SIMADYN D | 1149 | TEM | 1 | Simatic | 0.22 | 0
6ED10521CC010BA8 | LOGO! 24CE,LOGIC MODULE,DISPLAY PU/I/O: 24V/24V/24V TRANS., 8DI (4AI)/4DO; MEM 400 BLOCKS, EXPANDABLE, ETHERNET BUILD IN WEB-SERVER, DATALOG STANDARD MICRO SD CARD FOR LOGO! SOFT COMFORT V8 PREVIOUS PROJECT USABLE | 120 | TEM | 1 | LOGO! | 0.246 | 1
6ED10521FB000BA8 | LOGO!230RCE,LOGIC MODULE,DISPL. PU/I/O: 115V/230V/RELAY, 8 DI/4 DO; MEM 400 BLOCKS EXPANDABLE, ETHERNET BUILD IN WEB-SERVER, DATALOG STANDARD MICRO SD CARD FOR LOGO! SOFT COMFORT V8 PREVIOUS PROJECT USABLE | 139 | TEM | 1 | LOGO! | 0.239 | 1
6ED10521HB000BA8 | LOGO! 24RCE,LOGICMODULE,DISPLAY PU/I/O: 24V AC/24V DC/RELAY, 8 DI/4 DO; MEM. 400 BLOCKS, EXPANDABLE, ETHERNET BUILD IN WEB-SERVER, DATALOG STANDARD MICRO SD CARD FOR LOGO! SOFT COMFORT V8 PREVIOUS PROJECT USABLE | 136 | TEM | 1 | LOGO! | 0.29 | 1
6ED10521MD000BA8 | LOGO!12/24RCE,LOGIC MOD.,DISPL. PU/I/O: 12/24V DC/RELAY, 8 DI (4AI)/4 DO; MEM 400 BLOCKS EXPANDABLE, ETHERNET BUILD IN WEB-SERVER, DATALOG STANDARD MICRO SD CARD FOR LOGO! SOFT COMFORT V8 PREVIOUS PROJECT USABLE | 136 | TEM | 1 | LOGO! | 0.296 | 1
6ED10522CC010BA8 | LOGO! 24CEO, LOGIC MODULE, WITHOUT DISPLAY, PU/I/O: 24V/24V/24V TRANS., 8 DI (4AI)/4 DO; MEM 400 BLOCKS EXPANDABLE, ETHERNET BUILD IN WEB-SERVER, DATALOG STANDARD MICRO SD CARD FOR LOGO! SOFT COMFORT V8 PREVIOUS PROJECT USABLE | 104 | TEM | 1 | LOGO! | 0.211 | 1
6ED10522FB000BA8 | LOGO! 230RCEO, LOGIC MODULE, PS/I/O: 230V/230V/RELAY, 8DI/4DO; W/O DISPLAY, MEMORY 400 BLOCKS, EXPANDABLE MODULAR, ETHERNET BUILD IN WEB-SERVER, DATALOG STANDARD MICRO SD CARD FOR LOGO! SOFT COMFORT V8 OR HIGHER PREVIOUS PROJECT USABLE | 112 | TEM | 1 | LOGO! | 0.254 | 1
6ED10522HB000BA8 | LOGO! 24RCO (AC), LOGIC MODULE, PU/I/O: 24V AC/24V DC/RELAY, 8 DI/4 DO; W/O DISPLAY, MEMORY 400 BLOCKS, EXPANDABLE, ETHERNET BUILD IN WEB-SERVER, DATALOG STANDARD MICRO SD CARD FOR LOGO! SOFT COMFORT V8 PREVIOUS PROJECT USABLE | 109 | TEM | 1 | LOGO! | 0.254 | 1
6ED10522MD000BA8 | LOGO! 12/24RCEO, LOGIC MODULE PU/I/O: 12/24V DC/RELAY, 8 DI (4AI)/4 DO; W/O DISPLAY, MEMORY 400 BLOCKS EXPANDABLE, ETHERNET BUILD IN WEB-SERVER, DATALOG STANDARD MICRO SD CARD FOR LOGO! SOFT COMFORT V8 PREVIOUS PROJECT USABLE | 109 | TEM | 1 | LOGO! | 0.25 | 1
6ED10551CB000BA2 | LOGO! DM8 24 EXPANSION MODULE, PU/I/O: 24V/24V/TRANS., 4 DI/4 DO FOR LOGO! 8 | 65.1 | TEM | 1 | LOGO! | 0.136 | 1
6ED10551CB100BA2 | LOGO! DM16 24, EXP. MODULE PU/I/O: 24V DC/24V DC/TRANS., 8 DI/8 DO, 4TE FOR LOGO! 8 | 107 | TEM | 1 | LOGO! | 0.234 | 1
6ED10551FB000BA2 | LOGO! DM8 230R, EXP. MODULE, PU/I/O: 230V/230V/RELAIS, 2TE, 4 DI/4 DO FOR LOGO! 8 | 70.4 | TEM | 1 | LOGO! | 0.172 | 1
6ED10551FB100BA2 | LOGO! DM16 230R, EXP. MODULE, PU/I/O: 230V/230V/RELAIS, 4TE, 8 DI/8 DO FOR LOGO! 8 | 115 | TEM | 1 | LOGO! | 0.301 | 1
6ED10551HB000BA2 | LOGO! DM8 24R EXPANSION MODULE, PU/I/O: 24V/24V/RELAY, 2TE 4 DI/4 DO, AC/DC/NPN INPUT FOR LOGO! 8 | 70.4 | TEM | 1 | LOGO! | 0.172 | 1
6ED10551MA000BA2 | LOGO! AM2 EXPANSION MODULE, PU: DC 12/24V, 2 AI, 0 - 10V OR 0/4 - 20MA FOR LOGO! 8 | 86.1 | TEM | 1 | LOGO! | 0.137 | 1
6ED10551MB000BA2 | LOGO! DM8 12/24R, EXP. MODULE PU/I/O: 12, 24V/12V/24V/RELAIS, 2TE, 4 DI/4 DO FOR LOGO! 8 | 70.4 | TEM | 1 | LOGO! | 0.172 | 1
6ED10551MD000BA2 | LOGO! AM2 RTD EXPAN. MODULE, PU: DC 12/24V, 2AI, -50 ... +200 DEGR/C PT100/1000 FOR LOGO! 8 | 104 | TEM | 1 | LOGO! | 0.136 | 1
6ED10551MM000BA2 | LOGO! AM2 AQ EXPAN. MODULE, PU: DC 24V, 0/4-20MA 2AQ, 0-10V FOR LOGO! 8 | 123 | TEM | 1 | LOGO! | 0.137 | 1
6ED10551NB100BA2 | LOGO! DM16 24R, EXP. MODULE, PU/I/O: 24V DC/24V DC/RELAY, 8 DI/8 DO, 4TE FOR LOGO! 8 | 115 | TEM | 1 | LOGO! | 0.299 | 1
6ED10554MH000BA1 | LOGO! TD TEXTDISPLAY, 6 LINES, 3 BACKGROUND COLORS 2 ETHERNET PORTS ACCESSORIES, FOR LOGO! 8 | 154 | TEM | 1 | LOGO! | 0.32 | 1
6ED10571DA000BA0 | LOGO! TD MOUNTING ACCESSORIES, SPARE PARTS FOR LOGO! TD | 11.6 | TEM | 1 | LOGO! | 0.031 | 1
6ED10573BA000AA8 | LOGO! STARTER KIT 12/24RCE WITH LOGO! 12/24RCE, LOGO! SOFT COMFORT V8, WINCC BASIC POWER SUPPLY IN SYSTAINER | 285 | TEM | 1 | Simatic | 2.367 | 0
6ED10573BA020AA8 | LOGO! STARTER KIT 230RCE LOGO! 230RCE, LOGO! SOFT COMFORT V8, SCREWDRIVER WINCC BASIC V13 IN SYSTAINER | 254 | TEM | 1 | Simatic | 2.38 | 0
6ED10573BA100AA8 | LOGO! TD STARTER KIT 12/24V WITH LOGO! TD, LOGO! 12/24RCEO, LOGO! SOFT COMFORT V8 SCREWDRIVER WINCC BASIC V13 INSYSTAINER POWER SUPPLY | 407 | TEM | 1 | Simatic | 2.82 | 0
6ED10573SA000YA1 | LOGO! TRAINING PACK. 24V WITH 5 PIECES LOGO! 12/24RC, 5 LOGO! SOFT COMFORT, 1 LOGO! PC CABLE, 10 LANGUAGES GE/EN/FR/IT/SP/CN/TR/RUS/JP/NL, EXECUTABLE UNDER WIN98SE/NT4.0/ME/2000/XP/VISTA, MAC OS X, LINUX, REFERENCE-HW: LOGO! FOR EDUCATIONAL PURPOSES ONLY | 489 | TEM | 1 | Simatic | 0.97 | 0
6ED10573SA000YB1 | LOGO! TRAINING PACK. 230V WITH 5 PIECES LOGO! 230RC, 5 LOGO! SOFT COMFORT, 1 LOGO! PC CABLE, 10 LANGUAGES GE/EN/FR/IT/SP/CN/TR/RUS/JP/NL, EXECUTABLE UNDER WIN98SE/NT4.0/ME/2000/XP/VISTA, MAC OS X, LINUX, REFERENCE-HW: LOGO! FOR EDUCATIONAL PURPOSES ONLY | 489 | TEM | 1 | Simatic | 0.97 | 0
6ED10573SA000YC0 | LOGO! TRAINING PACK. PC CABLE WITH 4 PIECES LOGO! PC CABLE FOR EDUCATIONAL PURPOSES ONLY | 244 | TEM | 1 | Simatic | 0.7 | 0
6ED10573SA200YA1 | LOGO! 8 TRAINING PACK. 12/24RCE WITH 6 PIECES LOGO! 12/24RCE, 6 LOGO! DM8 12/24R, 6 LOGO! SOFT COMFORT, 6 LANGUAGES GE/EN/FR/IT/SP/CN, EXECUTABLE UNDER WINXP (32 BIT), WIN7 (32&64 BIT), WIN8 (32&64 BIT), MAC OS X, LINUX, REFERENCE-HW: LOGO! FOR EDUCATIONAL PURPOSES ONLY | 975 | TEM | 1 | Simatic | 3.6 | 0
6ED10573SA200YB1 | LOGO! 8 TRAINING PACKAGE 230RCE WITH 6 PIECES LOGO! 230RCE, 6 LOGO! DM8 230R, 6 LOGO! SOFT COMFORT, 6 LANGUAGES GE/EN/FR/IT/SP/CN, EXECUTABLE UNDER WINXP (32 BIT), WIN7 (32&64 BIT), WIN8 (32&64 BIT), MAC OS X, LINUX, REFERENCE-HW: LOGO! FOR EDUCATIONAL PURPOSES ONLY | 975 | TEM | 1 | Simatic | 3 | 0
6ED10574CA000AA0 | LOGO! CONTACT 24 SWITCHING MODULE FOR DIRECT SWITCHING OF RESISTIVE CONS. UPTO 20A AND MOTORS UPTO 4 KW, 24V DC, 3 NO + 1 NC CONTACTS EAN: 4025515050742 | 18.9 | TEM | 1 | LOGO! | 0.16 | 0
6ED10574EA000AA0 | LOGO! CONTACT 230 SWITCHING MODULE FOR DIRECT SWITCHING OF RESISTIVE CONS. UPTO 20A AND MOTORS UPTO 4 KW, 230V AC, 3 NO + 1 NC CONTACTS EAN: 4025515050759 | 15.8 | TEM | 1 | LOGO! | 0.157 | 0
6ED10580BA080YA1 | LOGO! SOFT COMFORT V8, SINGLE LICENSE, FOR 1 INSTALLATION E-SW,SW AND DOCU. ON DVD, 6-LANGUAGES, EXECUTABLE UNDER WINXP, WIN7, WIN8 ALL VERISONS, 32/64 BIT MAC OSX 10.6 .. 10.9 LINUX SUSE 11.3, SP3, K 3.0.76 | 52.5 | TEM | 1 | LOGO! | 0.098 | 0
6ED10580CA080YE1 | LOGO! SOFT COMFORT V8, UPGRADE F. LSC FROM V8 SINGLE LICENSE, F. 1 INSTALLAT. E-SW, SW AND DOCU ON DVD 6-LANGUAGES, EXECUTABLE UNDER WINXP, WIN7, WIN8 ALL VERISONS, 32/64 BIT MAC OSX 10.6 .. 10.9 LINUX SUSE 11.3, SP3, K 3.0.76 | 20.5 | TEM | 1 | LOGO! | 0.098 | 0
6ES54974UC11 | SIMATIC, EXTRACTION TOOL FOR CRIMP CONTACTS | 13.2 | TEM | 1 | Simatic | 0.2 | 1
6ES57108MA11 | SIMATIC,STAND.SECTIONAL RAIL WIDTH 35MM, LENGTH 483MM FOR 19 IN.CABINETS | 28.4 | TEM | 1 | Simatic | 0.44 | 0
6ES57108MA21 | SIMATIC,STAND.SECTIONAL RAIL WIDTH 35MM, LENGTH 530MM FOR 600MM CABINETS | 34.4 | TEM | 1 | Simatic | 0.466 | 0
6ES57108MA31 | SIMATIC,STAND.SECTIONAL RAIL WIDTH 35MM, LENGTH 830MM FOR 900MM CABINETS | 50 | TEM | 1 | Simatic | 0.82 | 0
6ES57108MA41 | SIMATIC,STAND.SECTIONAL RAIL WIDTH 35MM, LENGTH 2M | 79.6 | TEM | 1 | Simatic | 1.93 | 0
6ES57288MA11 | SIMATIC, GROUND TERMINAL 10 PIECES PER PACKAGING UNIT | 50.9 | ΠΑΚ | 1 | Simatic | 0.311 | 0
6ES71314BB010AA0 | SIMATIC DP, 5 ELECTRON. MODULES FOR ET 200S, 2 DI STANDARD 24V DC, 15 MM WIDTH, 5 PIECES PER PACKAGING UNIT | 76.6 | ΠΑΚ | 1 | Simatic | 0.171 | 1
6ES71314BB010AB0 | SIMATIC DP, 5 ELECTRON. MODULES FOR ET 200S, 2 DI HIGH FEATURE 24V DC, 15 MM WIDTH WITH PARAM. F. INPUT DELAY DIAGNOSIS F. ENCODER SHORT- CIRCUIT W. LED SF (GROUP FAULT) 5 PIECES PER PACKAGING UNIT | 111 | ΠΑΚ | 1 | Simatic | 0.175 | 1
6ES71314BD010AA0 | SIMATIC DP, 5 ELECTRON. MODULES FOR ET 200S, 4 DI STANDARD 24V DC, 15 MM WIDTH, 5 PIECES PER PACKAGING UNIT | 126 | ΠΑΚ | 1 | Simatic | 0.174 | 1
6ES71314BD010AB0 | SIMATIC DP, 5 ELECTRON. MODULES FOR ET 200S, 4 DI HIGH FEATURE 24V DC, 15 MM WIDTH WITH PARAM. F. INPUT DELAY DIAGNOSIS F. ENCODER SHORT- CIRCUIT W. LED SF (GROUP FAULT) 5 PIECES PER PACKAGING UNIT | 174 | ΠΑΚ | 1 | Simatic | 0.177 | 1
6ES71314BF000AA0 | SIMATIC DP, 1 ELECTR. MODULE FOR ET 200S, 8 DI DC 24V 15 MM WIDTH, 1 PIECE PER PACKAGING UNIT | 43.2 | TEM | 1 | Simatic | 0.042 | 1
6ES71314BF004AA0 | SIMATIC DP, 100 ELECTR. MODULES FOR ET 200S, 8 DI DC 24V, 15 MM WIDTH, 100 PIECES PER PACKAGING UNIT | 4305 | ΠΑΚ | 1 | Simatic | 3.69 | 0
6ES71314BF500AA0 | SIMATIC DP, 1 ELECTRON. MODULE FOR ET 200S, 8 DI SOURCE INPUT 24V DC, 15 MM WIDTH, 1 PIECE PER PACKAGING UNIT | 43.2 | TEM | 1 | Simatic | 0.041 | 1
6ES71314CD020AB0 | SIMATIC DP, 5 ELECTRON. MODULES ET 200S: 4DI UC 24V...48V, 15 MM WIDTH, WITH LED SF (GROUP FAULT), 5 PIECES PER PACKAGING UNIT | 201 | ΠΑΚ | 1 | Simatic | 0.199 | 1
6ES71314EB000AB0 | SIMATIC DP, 5 ELECTRON. MODULES FOR ET 200S, 2 DI 120V AC 15 MM WIDTH 5 PIECES PER PACKAGING UNIT | 176 | ΠΑΚ | 1 | Simatic | 0.169 | 1
6ES71314FB000AB0 | SIMATIC DP, 5 ELECTRON. MODULES FOR ET 200S, 2 DI 230V AC 15 MM WIDTH 5 PIECES PER PACKAGING UNIT | 176 | ΠΑΚ | 1 | Simatic | 0.171 | 1
6ES71314RD020AB0 | SIMATIC DP, 1 ELECTRON. MODULE ET 200S: 4DI DC 24V NAMUR, 15 MM WIDTH, WITH LED SF (GROUP FAULT), | 130 | TEM | 1 | Simatic | 0.045 | 1
6ES71316BF000AA0 | SIMATIC ET 200SP, DIGITAL INPUT MODULE, DI 8X24VDC BASIC, PACKING UNIT: 1 PIECE, FITS TO BU-TYPE A0, COLOR CODE CC01, MODULE DIAGNOSIS | 44.3 | TEM | 1 | Simatic | 0.04 | 1
6ES71316BF000BA0 | SIMATIC ET 200SP, DIGITAL INPUT MODULE, DI 8X 24VDC STANDARD, FITS TO BU-TYPE A0, COLOR CODE CC01, MODULE DIAGNOSIS | 46.7 | TEM | 1 | Simatic | 0.037 | 1
6ES71316BF000CA0 | SIMATIC ET 200SP, DIGITAL INPUT MODULE, DI 8X 24VDC HIGH FEATURE FITS TO BU-TYPE A0, COLOR CODE CC01, CHANNEL DIAGNOSIS | 53.8 | TEM | 1 | Simatic | 0.037 | 1
6ES71316BF000DA0 | SIMATIC ET 200SP, DIGITAL INPUT MODULE, DI 8X24VDC HIGH SPEED, PACKING UNIT: 1 PIECE, THREE ALTERNATIVE MODES: DI, OVERSAMPLING, 4 X COUNTER, FITS TO BU-TYPE A0, COLOR CODE CC01 | 103 | TEM | 1 | Simatic | 0.04 | 1
6ES71316BF002AA0 | SIMATIC ET 200SP, DIGITAL INPUT MODULE, DI 8X24VDC BASIC, PACKING UNIT: 10 PIECES, FITS TO BU-TYPE A0, COLOR CODE CC01, MODULE DIAGNOSIS | 44.3 | TEM | 1 | Simatic | 0.4 | 0
6ES71316BF002BA0 | SIMATIC ET 200SP, DIGITAL INPUT MODULE, DI 8X 24VDC STANDARD, PACKING UNIT: 10 PIECES, FITS TO BU-TYPE A0, COLOR CODE CC01, MODULE DIAGNOSIS | 46.7 | TEM | 1 | Simatic | 0.4 | 0
6ES71316BF600AA0 | SIMATIC ET 200SP, DIGITAL INPUT MODULE, DI 8X 24VDC SOURCE INPUT BA, FITS TO BU-TYPE A0, COLOR CODE CC02, | 47.2 | TEM | 1 | Simatic | 0.035 | 1
6ES71316BH000BA0 | SIMATIC ET 200SP, DIGITAL INPUT MODULE, DI 16X 24VDC STANDARD, FITS TO BU-TYPE A0, COLOR CODE CC00, MODULE DIAGNOSIS | 79.8 | TEM | 1 | Simatic | 0.037 | 1
6ES71316BH002BA0 | SIMATIC ET 200SP, DIGITAL INPUT MODULE, DI 16X 24VDC STANDARD, PACKING UNIT: 10 PIECES, FITS TO BU-TYPE A0, COLOR CODE CC00, MODULE DIAGNOSIS | 79.8 | TEM | 1 | Simatic | 0.4 | 0
6ES71316FD000BB1 | SIMATIC ET 200SP, DIGITAL INPUT MODULE, DI 4X120..230VAC STANDARD FITS TO BU-TYPE B1, COLOR CODE CC41, MODULE DIAGNOSIS | 57.8 | TEM | 1 | Simatic | 0.046 | 1
6ES71316TF000CA0 | SIMATIC ET 200SP, DIGITAL INPUT MODULE, DI 8X NAMUR HIGH FEATURE, FITS TO BU-TYPE A0, COLOR CODE CC01, CHANNEL DIAGNOSIS | 229 | TEM | 1 | Simatic | 0.04 | 1
6ES71324BB010AA0 | SIMATIC DP, 5 ELECTRON. MODULES FOR ET 200S, 2 DO STANDARD DC 24V/0.5A, 15 MM WIDTH 5 PIECES PER PACKAGING UNIT | 108 | ΠΑΚ | 1 | Simatic | 0.176 | 1
6ES71324BB010AB0 | SIMATIC DP, 5 ELECTRON. MODULES FOR ET 200S, 2 DO HIGH FEATURE 24V DC, 15 MM WIDTH DIAGNOSIS F. SHORT-CIRCUIT AND OPEN-CIRCUIT, FIRST-UP SIGNAL WITH LED SF (GROUP FAULT), 5 PIECES PER PACKAGING UNIT | 149 | ΠΑΚ | 1 | Simatic | 0.185 | 1
6ES71324BB310AA0 | SIMATIC DP, 5 ELECTRON. MODULES FOR ET 200S, 2 DO STANDARD DC 24V/2A, 15 MM WIDTH 5 PIECES PER PACKAGING UNIT | 195 | ΠΑΚ | 1 | Simatic | 0.177 | 1
6ES71324BB310AB0 | SIMATIC DP, 5 ELECTRON. MODULES FOR ET 200S, 2 DO HIGH FEATURE DC 24V/2A, 15 MM WIDTH DIAGNOSIS F. SHORT-CIRCUIT AND OPEN-CIRCUIT, FIRST-UP SIGNAL WITH LED SF (GROUP FAULT), 5 PIECES PER PACKAGING UNIT | 236 | ΠΑΚ | 1 | Simatic | 0.198 | 1
6ES71324BD000AB0 | SIMATIC DP, 5 ELECTRON. MODULES FOR ET 200S, 4 DO HIGH FEATURE DC 24V/0.5A, 15 MM WIDTH DIAGNOSIS SHORT CIRCUIT, SF-LED 5 PIECES PER PACKAGING UNIT | 195 | ΠΑΚ | 1 | Simatic | 0.177 | 1
6ES71324BD020AA0 | SIMATIC DP, 5 ELECTRON. MODULES FOR ET 200S, 4 DO STANDARD DC 24V/0.5A, 15 MM WIDTH, 5 PIECES PER PACKAGING UNIT | 172 | ΠΑΚ | 1 | Simatic | 0.177 | 1
6ES71324BD300AB0 | SIMATIC DP, 5 ELECTRON. MODULES FOR ET 200S, 4 DO SHIGH FEATURE 24V/2A DC, 15 MM WIDTH DIAGNOSIS SHORT CIRCUIT, SF-LED 5 PIECES PER PACKAGING UNIT | 350 | ΠΑΚ | 1 | Simatic | 0.19 | 1
6ES71324BD320AA0 | SIMATIC DP, 5 ELECTRON. MODULES FOR ET 200S, 4 DO STANDARD DC 24V/2A, 15 MM WIDTH 5 PIECES PER PACKAGING UNIT | 331 | ΠΑΚ | 1 | Simatic | 0.184 | 1
6ES71324BF000AA0 | SIMATIC DP, 1 ELECTRON. MODULE FOR ET 200S, 8 DO DC24V/0,5A, 15 MM WIDTH, 1 PIECE PER PACKAGING UNIT | 49.9 | TEM | 1 | Simatic | 0.043 | 1
6ES71324BF000AB0 | SIMATIC DP, 1 ELECTRON. MODULE FOR ET 200S, 8 DO HIGH FEATURE DC24V/0,5A, 15 MM WIDTH, DIAGNOSIS SHORT CIRCUIT, SF-LED 1 PIECES PER PACKAGING UNIT | 53.9 | TEM | 1 | Simatic | 0.043 | 1
6ES71324BF004AA0 | SIMATIC DP, 100 ELECTR. MODULES FOR ET 200S, 8 DO DC24V/0,5A, 15 MM WIDTH, 100 PIECES PER PACKAGING UNIT | 4982 | ΠΑΚ | 1 | Simatic | 3.953 | 0
6ES71324BF500AA0 | SIMATIC DP, 1 ELECTRON. MODULES FOR ET 200S, 8 DO SINK OUTPUT, DC24V/0,5A, 15 MM WIDTH, 1 PIECES PER PACKAGING UNIT | 49.9 | TEM | 1 | Simatic | 0.042 | 1
6ES71324FB010AB0 | SIMATIC DP, 5 ELECTRON. MODULES FOR ET 200S, 2 DO 24...230V AC, 15 MM WIDTH 5 PIECES PER PACKAGING UNIT | 314 | ΠΑΚ | 1 | Simatic | 0.196 | 1
6ES71324HB010AB0 | SIMATIC DP, 5 ELECTRON. MODULES FOR ET 200S, 2 DO RELAY 24V DC - 230V AC/5A,15 MM WIDTH FIRST-UP SIGNAL WITH LED SF (GROUP FAULT), 5 PIECES PER PACKAGING UNIT | 172 | ΠΑΚ | 1 | Simatic | 0.198 | 1
6ES71324HB120AB0 | SIMATIC DP, 5 ELECTRON. MODULES ET200S: 2DO RELAY(FORM C CONT.) DC24V-48V/5A, AC24V-230V/5A, 15 MM WIDTH, FIRST-UP SIGNAL, 5 PIECES PER PACKAGING UNIT | 227 | ΠΑΚ | 1 | Simatic | 0.231 | 1
6ES71324HB500AB0 | SIMATIC DP, ELECTRON. MODULE ET200S: 2DO RELAY(FORM C CONT.) DC24V-48V/5A, AC24V-230V/5A, 15 MM WIDTH, FIRST-UP SIGNAL, WITH MANUAL ACTUATION | 50.6 | TEM | 1 | Simatic | 0.054 | 1
6ES71326BD200BA0 | SIMATIC ET 200SP, DIGITAL OUTPUT MODULE, DQ 4X24VDC/2A STANDARD, FITS TO BU-TYPE A0, COLOR CODE CC02, MODULE DIAGNOSIS | 65.4 | TEM | 1 | Simatic | 0.037 | 1
6ES71326BD200CA0 | SIMATIC ET 200SP, DIGITAL OUTPUT MODULE, DQ 4X24VDC/2A HIGH FEATURE, FITS TO BU-TYPE A0, COLOR CODE CC02, CHANNEL DIAGNOSIS | 74.6 | TEM | 1 | Simatic | 0.037 | 1
6ES71326BD200DA0 | SIMATIC ET 200SP, DIGITAL OUTPUT MODULE, DQ 4X24VDC/2A HIGH SPEED, PACKING UNIT: 1 PIECE, FITS TO BU-TYPE A0, COLOR CODE CC00; THREE ALTERNATIVE MODES: DQ,OVERSAMPLING, PWM MODULE DIAGNOSIS | 156 | TEM | 1 | Simatic | 0.04 | 1
6ES71326BD202BA0 | SIMATIC ET 200SP, DIGITAL OUTPUT MODULE, DQ 4X24VDC/2A STANDARD, PACKING UNIT: 10 PIECES, FITS TO BU-TYPE A0, COLOR CODE CC02, MODULE DIAGNOSIS | 65.4 | TEM | 1 | Simatic | 0.4 | 0
6ES71326BF000AA0 | SIMATIC ET 200SP, DIGITAL OUTPUT MODULE, DQ 8X24VDC/0,5A BASIC, PACKING UNIT: 1 PIECE, FITS TO BU-TYPE A0, COLOR CODE CC02, | 58.1 | TEM | 1 | Simatic | 0.036 | 1
6ES71326BF000BA0 | SIMATIC ET 200SP, DIGITAL OUTPUT MODULE, DQ 8X24VDC/0,5A STANDARD, FITS TO BU-TYPE A0, COLOR CODE CC02, MODULE DIAGNOSIS | 60.4 | TEM | 1 | Simatic | 0.036 | 1
6ES71326BF000CA0 | SIMATIC ET 200SP, DIGITAL OUTPUT MODULE, DQ 8X24VDC/0,5A HIGH FEATURE FITS TO BU-TYPE A0, COLOR CODE CC02, CHANNEL DIAGNOSIS | 67.7 | TEM | 1 | Simatic | 0.036 | 1
6ES71326BF002AA0 | SIMATIC ET 200SP, DIGITAL OUTPUT MODULE, DQ 8X24VDC/0,5A BASIC, PACKING UNIT: 10 PIECES, FITS TO BU-TYPE A0, COLOR CODE CC02, | 58.1 | TEM | 1 | Simatic | 0.4 | 0
6ES71326BF002BA0 | SIMATIC ET 200SP, DIGITAL OUTPUT MODULE, DQ 8X24VDC/0,5A STANDARD, PACKING UNIT: 10 PIECES, FITS TO BU-TYPE A0, COLOR CODE CC02, MODULE DIAGNOSIS | 60.4 | TEM | 1 | Simatic | 0.4 | 0
6ES71326BF600AA0 | SIMATIC ET 200SP, DIGITAL OUTPUT MODULE, DQ 8X24VDC/0,5A SINK BASIC, FITS TO BU-TYPE A0, COLOR CODE CC01 | 63.8 | TEM | 1 | Simatic | 0.037 | 1
6ES71326BH000BA0 | SIMATIC ET 200SP, DIGITAL OUTPUT MODULE, DQ 16X24VDC/0.5A STANDARD, FITS TO BU-TYPE A0, COLOR CODE CC00, MODULE DIAGNOSIS | 92.7 | TEM | 1 | Simatic | 0.037 | 1
6ES71326BH002BA0 | SIMATIC ET 200SP, DIGITAL OUTPUT MODULE, DQ 16X24VDC/0.5A STANDARD, PACKING UNIT: 10 PIECES, FITS TO BU-TYPE A0, COLOR CODE CC00, MODULE DIAGNOSIS | 92.7 | TEM | 1 | Simatic | 0.4 | 0
6ES71326FD000BB1 | SIMATIC ET 200SP, DIGITAL OUTPUT MODULE, DQ 4X24..230VAC/2A STANDARD FITS TO BU-TYPE B1, COLOR CODE CC41, MODULE DIAGNOSIS | 101 | TEM | 1 | Simatic | 0.059 | 1
6ES71326FD002BB1 | SIMATIC ET 200SP, DIGITAL OUTPUT MODULE, DQ 4X24..230VAC/2A STANDARD PACKING UNIT: 10 PIECES, FITS TO BU-TYPE B1, COLOR CODE CC41, MODULE DIAGNOSIS | 101 | TEM | 1 | Simatic | 0.59 | 0
6ES71326GD500BA0 | SIMATIC ET 200SP, SIGNAL RELAY CHANGE OVER, RQ 4X24VDC/2A CO ST, FITS TO BU-TYPE A0, COLOR CODE CC00, MODULE DIAGNOSIS | 46.1 | TEM | 1 | Simatic | 0.037 | 1
6ES71326HD000BB1 | SIMATIC ET 200SP, RELAY MODULE NORMALLY OPEN, RQ 4X120VDC..230VAC/5A STANDARD FITS TO BU-TYPE B0 OR B1, MODULE DIAGNOSIS | 63 | TEM | 1 | Simatic | 0.045 | 1
6ES71326HD002BB1 | SIMATIC ET 200SP, RELAY MODULE NORMALLY OPEN, RQ 4X120VDC..230VAC/5A STANDARD PACKING UNIT: 10 PIECES, FITS TO BU-TYPE B0 OR B1, MODULE DIAGNOSIS | 63 | TEM | 1 | Simatic | 0.4 | 0
6ES71326MD000BB1 | SIMATIC ET 200SP, RELAY MODULE NORMALLY OPEN, RQ NO-MA4X120VDC..230VAC/5A ST, WITH MANUAL ACTUATION, PACKAGING UNIT PU 1 FITS TO BU-TYPE B0 OR B1, MODULE DIAGNOSIS | 118 | TEM | 1 | Simatic | 0.036 | 1
6ES71336CV151AM0 | SIMATIC ET 200SP, 5 BU-COVER, 15MM, TO PROTECT EMPTY SLOTS | 21.5 | ΠΑΚ | 1 | Simatic | 0.047 | 0
6ES71336CV201AM0 | SIMATIC ET 200SP, 5 BU-COVER, 20MM, TO PROTECT EMPTY SLOTS | 21.5 | ΠΑΚ | 1 | Simatic | 0.057 | 0
6ES71344FB010AB0 | SIMATIC DP, ELECTRONIC MODULE FOR ET 200S, 2 AI STANDARD 15 MM WIDE +/-10 V; 13 BIT + SIGN +/-5 V; 12 BIT+ SIGN, 1..5V; 12BIT, CYCLE TIME 65 MS/CHANNEL WITH LED SF (GROUP FAULT) | 130 | TEM | 1 | Simatic | 0.044 | 1
6ES71344FB520AB0 | SIMATIC DP, ELECTRONIC MODULE ET 200S: 2 AI HIGH SPEED U, 15 BIT, 15 MM WIDE, CYCLE TIME OF MODULE: 0.1MS, WITH LED SF (GROUP FAULT) | 285 | TEM | 1 | Simatic | 0.056 | 1
6ES71344GB010AB0 | SIMATIC DP, ELECTRONIC MODULE FOR ET 200S, 2 AI STAND. I-2DMU 15 MM WIDE, 4 .. 20MA; 13 BIT FOR 2-WIRE TRANSDUCER CYCLE TIME 65 MS/CHANNEL WITH LED SF (GROUP FAULT) | 130 | TEM | 1 | Simatic | 0.043 | 1
6ES71344GB110AB0 | SIMATIC DP, ELECTRONIC MODULE FOR ET 200S, 2 AI STAND. I-4DMU 15 MM WIDE, +/-20MA; 13 BIT + SIGN,4 .. 20MA; 12 BIT FOR 4-WIRE TRANSDUCER CYCLE TIME 65 MS/CHANNEL WITH LED SF (GROUP FAULT) | 130 | TEM | 1 | Simatic | 0.043 | 1
6ES71344GB520AB0 | SIMATIC DP, ELECTRONIC MODULE ET200S: 2AI HIGH SPEED I-2WIRE, 0 - 20MA, 4 - 20MA, 15BIT, 15 MM WIDTH, FOR 2-WIRE TRANSDUCER, CYCLE TIME OF THE MOD.: 0.1MS, WITH LED SF (GROUP FAULT) | 285 | TEM | 1 | Simatic | 0.056 | 1
6ES71344GB620AB0 | SIMATIC DP, ELECTRONIC MODULE ET 200S: 2AI HIGH SPEED I-4WIRE 4 - 20MA; 16BIT, 15 MM WIDTH, FOR 4-WIRE TRANSDUCER, CYCLE TIME OF MODULE: 0.1MS, WITH LED SF (GROUP FAULT) | 285 | TEM | 1 | Simatic | 0.055 | 1
6ES71344GD000AB0 | SIMATIC DP, ELECTRONIC MODULE ET200S, 4AI STANDARD I-2-WIRE, 4 - 20MA; 13BIT, 15MM WIDTH, FOR 2-WIRE TRANSDUCER CYCLE TIME 40 MS/MODULE WITH LED SF (GROUP FAULT) | 162 | TEM | 1 | Simatic | 0.044 | 1
6ES71344JB510AB0 | SIMATIC DP, ELECTRONIC MODULE FOR ET 200S, 2/4 AI RTD STANDARD, 15 MM WIDE, 15BIT + SIGN PT100 STD; PT100 KL; NI100 STD; NI100 KL; 150 OHM; 300 OHM; 600 OHM, CYCLE TIME 110 MS/CHANNEL WITH LED SF (GROUP FAULT) | 185 | TEM | 1 | Simatic | 0.043 | 1
6ES71344JD000AB0 | SIMATIC DP, ELECTRONIC MODULE FOR ET 200S, 4 AI TC, +/-80MV; 15 MM WIDE, 15 BIT + SIGN WITH LED SF (GROUP FAULT). | 214 | TEM | 1 | Simatic | 0.044 | 1
6ES71344LB020AB0 | SIMATIC DP, ELECTRONIC MODULE 2 AI U HIGH FEATURE FOR ET 200S, 15 MM WIDE, CYCLE TIME PER MODULE: 0.5MS, +/-10V; 15 BI + SIGN, +/-5V;15BIT+SIGN, 1..5V; 15BIT, OPERATIONAL LIMITS +/-0.1% WITH LED SF (GROUP FAULT) | 172 | TEM | 1 | Simatic | 0.055 | 1
6ES71344MB020AB0 | SIMATIC DP, ELECTRONIC MODULE 2 AI I HIGH FEATURE FOR ET 200S, 15 MM WIDE, CYCLE TIME PER MODULE: 0.5MS, +/-20MA; 15 BIT + SIGN, 4 .. 20MA; 15 BIT, OPERATIONAL LIMITS +/-0.1% WITH LED SF (GROUP FAULT) | 172 | TEM | 1 | Simatic | 0.045 | 1
6ES71344NB010AB0 | SIMATIC DP, ELECTRONIC MODULE F. ET200S, 2 AI TC HIGH FEATURE 15 MM WIDE, 15 BIT + SIGN WITH INTERNAL STERATURE COMPENSATION | 162 | TEM | 1 | Simatic | 0.045 | 1
6ES71344NB510AB0 | SIMATIC DP, ELECTRONIC MODULE ET 200S: 2AI RTD HIGH FEATURE, 15 MM WIDTH, 15BIT + SIGN ACCURACY +/- 0.1%, FOR 2-/3-/-4- WIRE SENSORS, WITH INTERNAL COMPENSATION OF THE WIRE RESISTOR, WITH LED SF (GROUP FAULT) | 185 | TEM | 1 | Simatic | 0.043 | 1
6ES71346FB000BA1 | SIMATIC ET 200SP, ANALOG INPUT MODULE, AI 2XU STANDARD PACKING UNIT: 1 PIECE, FITS TO BU-TYPE A0, A1, COLOR CODE CC00, MODULE DIAGNOSIS, 16BIT | 135 | TEM | 1 | Simatic | 0.039 | 1
6ES71346FF000AA1 | SIMATIC ET 200SP, ANALOG INPUT MODULE, AI 8XU BASIC, FITS TO BU-TYPE A0, A1, COLOR CODE CC02, MODULE DIAGNOSIS, 16BIT | 213 | TEM | 1 | Simatic | 0.039 | 1
6ES71346GB000BA1 | SIMATIC ET 200SP, ANALOG INPUT MODULE, AI 2XI 2-/4-WIRE STANDARD, PACKING UNIT: 1 PIECE, FITS TO BU-TYPE A0, A1, COLOR CODE CC05, MODULE DIAGNOSIS, 16 BIT | 135 | TEM | 1 | Simatic | 0.04 | 1
6ES71346GD000BA1 | SIMATIC ET 200SP, ANALOG INPUT MODULE, AI 4XI 2-/4-WIRE STANDARD, FITS TO BU-TYPE A0, A1, COLOR CODE CC03, MODULE DIAGNOSIS, 16BIT, +/-0,3% | 161 | TEM | 1 | Simatic | 0.04 | 1
6ES71346GF000AA1 | SIMATIC ET 200SP, ANALOG INPUT MODULE, AI 8XI 2-/4-WIRE BASIC, FITS TO BU-TYPE A0, A1, COLOR CODE CC01, MODULE DIAGNOSIS, 16BIT | 213 | TEM | 1 | Simatic | 0.037 | 1
6ES71346HB000CA1 | SIMATIC ET 200SP, ANALOG INPUT MODULE, AI 2X U/I 2-,4-WIRE HIGH FEAT., FITS TO BU-TYPE A0, A1, COLOR CODE CC05, CHANNEL DIAGNOSIS, 16BIT, +/-0,1% | 211 | TEM | 1 | Simatic | 0.041 | 1
6ES71346HB000DA1 | SIMATIC ET 200SP, ANALOG INPUT MODULE, AI 2 X U/I 2-,4-WIRE HIGH SPEED FITS TO BU-TYPE A0, A1, COLOR CODE CC00, CHANNEL DIAGNOSIS, 16BIT, +/-0,3% | 259 | TEM | 1 | Simatic | 0.04 | 1
6ES71346HD000BA1 | SIMATIC ET 200SP, ANALOG INPUT MODULE, AI 4XU/I 2-WIRE STANDARD, FITS TO BU-TYPE A0, A1, COLOR CODE CC03, MODULE DIAGNOSIS, 16BIT, +/-0,3% | 161 | TEM | 1 | Simatic | 0.039 | 1
6ES71346HD002BA1 | SIMATIC ET 200SP, ANALOG INPUT MODULE, AI 4XU/I 2-WIRE STANDARD, PACKING UNIT: 10 PIECES, FITS TO BU-TYPE A0, A1, COLOR CODE CC03, MODULE DIAGNOSIS, 16BIT, +/-0,3% | 161 | TEM | 1 | Simatic | 0.4 | 0
6ES71346JD000CA1 | SIMATIC ET 200SP, ANALOG INPUT MODULE, AI 4XRTD/TC HIGH FEATURE, FITS TO BU-TYPE A0, A1, COLOR CODE CC00, CHANNEL DIAGNOSIS, 16BIT, +/-0,1%, 2-/3-/4-WIRE | 204 | TEM | 1 | Simatic | 0.039 | 1
6ES71346JD002CA1 | SIMATIC ET 200SP, ANALOG INPUT MODULE, AI 4XRTD/TC HIGH FEATURE, PACKING UNIT: 10 PIECES, FITS TO BU-TYPE A0, A1, COLOR CODE CC00, CHANNEL DIAGNOSIS, 16BIT, +/-0,1%, 2-/3-/4-WIRE | 204 | TEM | 1 | Simatic | 0.039 | 0
6ES71346JF000CA1 | SIMATIC ET 200SP, ANALOG INPUT MODULE, AI 8XRTD/TC 2-WIRE HIGH FEATURE FITS TO BU-TYPE A0, A1, COLOR CODE CC00, CHANNEL DIAGNOSIS, 16BIT, +/-0,1% | 304 | TEM | 1 | Simatic | 0.039 | 1
6ES71346JF002CA1 | SIMATIC ET 200SP, ANALOG INPUT MODULE, AI 8XRTD/TC 2-WIRE HIGH FEATURE PACKING UNIT: 10 PIECES, FITS TO BU-TYPE A0, A1, COLOR CODE CC00, CHANNEL DIAGNOSIS, 16BIT, +/-0,1% | 304 | TEM | 1 | Simatic | 0.4 | 0
6ES71346PA000BD0 | SIMATIC ET 200SP, ANALOG INPUT MODULE, AI ENERGY METER ST, FITS TO BU-TYPE D0, CHANNEL DIAGNOSIS, | 176 | TEM | 1 | Simatic | 0.054 | 1
6ES71346PA010BD0 | SIMATIC ET 200SP, ANALOG INPUT MODULE, AI ENERGY METER 400V AC ST, FITS TO BU-TYPE D0, CHANNEL DIAGNOSIS | 176 | TEM | 1 | Simatic | 0.054 | 1
6ES71346PA200BD0 | SIMATIC ET 200SP, ANALOG INPUT MODULE, AI ENERGY METER 480VAC ST, FITS TO BU-TYPE D0, CHANNEL DIAGNOSIS | 214 | TEM | 1 | Simatic | 0.054 | 1
6ES71354FB010AB0 | SIMATIC DP, ELECTRONIC MODULE FOR ET 200S, 2 AO U, 15 MM WIDTH, +/-10 V; 13 BIT + SIGN, 1..5V; 12BIT, CYCLE TIME < 1 MS WITH LED SF (GROUP FAULT) | 128 | TEM | 1 | Simatic | 0.045 | 1
6ES71354FB520AB0 | SIMATIC DP, ELECTRONIC MODULE FOR ET200S, 2 AO U HIGH SPEED, 15 MM WIDTH, +/-10V, +/-5V, 1.. 5V; 16BIT, CYCLE TIME: 0.1 MS WITH LED SF (GROUP FAULT) | 285 | TEM | 1 | Simatic | 0.056 | 1
6ES71354GB010AB0 | SIMATIC DP, ELECTRONIC MODULE FOR ET 200S, 2 AO I 15 MM WIDE, +/-20 MA; 13 BIT + SIGN, 4 . .20 MA; 13 BIT CYCLE TIME < 1 MS WITH LED SF (GROUP FAULT) | 128 | TEM | 1 | Simatic | 0.044 | 1
6ES71354GB520AB0 | SIMATIC DP, ELECTRONIC MODULE FOR ET 200S, 2 AO I HIGH SPEED 15 MM WIDE, +/-20 MA; 16 BIT, 4 . .20 MA; 16 BIT CYCLE TIME 0.1 MS WITH LED SF (GROUP FAULT) | 285 | TEM | 1 | Simatic | 0.055 | 1
6ES71354LB020AB0 | SIMATIC DP, ELECTRONIC MODULE 2 AO U HIGH FEATURE FOR ET 200S, 15 MM WIDE, CYCLE TIME PER MODULE: 0.5MS, +/-10V; 15 BIT + SIGN, 1 .. 5V; 15 BIT, OPERATIONAL LIMITS +/-0.07% WITH LED SF (GROUP FAULT) | 172 | TEM | 1 | Simatic | 0.045 | 1
6ES71354MB020AB0 | SIMATIC DP, ELECTRONIC MODULE 2 AO I HIGH FEATURE FOR ET 200S, 15 MM WIDE, CYCLE TIME PER MODULE: 0.5MS, +/-20MA; 15 BIT + SIGN, 4 .. 20MA; 15 BIT, OPERATIONAL LIMITS +/-0.05% WITH LED SF (GROUP FAULT) | 172 | TEM | 1 | Simatic | 0.045 | 1
6ES71356FB000BA1 | SIMATIC ET 200SP, ANALOG OUTPUT MODULE, AQ 2XU STANDARD, PACKING UNIT: 1 PIECE, FITS TO BU-TYPE A0, A1, COLOR CODE CC00, MODULE DIAGNOSIS, 16 BIT | 152 | TEM | 1 | Simatic | 0.039 | 1
6ES71356GB000BA1 | SIMATIC ET 200SP, ANALOG OUTPUT MODULE, AQ 2XI STANDARD, PACKING UNIT: 1 PIECE, FITS TO BU-TYPE A0, A1, COLOR CODE CC00, MODULE DIAGNOSIS, 16 BIT | 152 | TEM | 1 | Simatic | 0.039 | 1
6ES71356HB000CA1 | SIMATIC ET 200SP, ANALOG OUTPUT MODULE, AQ 2XU/I HIGH FEATURE, FITS TO BU-TYPE A0, A1, COLOR CODE CC00, CHANNEL DIAGNOSIS, 16BIT, +/-0,1% | 211 | TEM | 1 | Simatic | 0.039 | 1
6ES71356HB000DA1 | SIMATIC ET 200SP, ANALOG OUTPUT MODULE, AQ 2 X U/I HIGH SPEED, FITS TO BU-TYPE A0, A1, COLOR CODE CC00, CHANNEL DIAGNOSIS, 16BIT, +/-0,3% | 259 | TEM | 1 | Simatic | 0.038 | 1
6ES71356HD000BA1 | SIMATIC ET 200SP, ANALOG OUTPUT MODULE, AQ 4XU/I STANDARD, FITS TO BU-TYPE A0, A1, COLOR CODE CC00, MODULE DIAGNOSIS, 16BIT, +/-0,3% | 204 | TEM | 1 | Simatic | 0.04 | 1
6ES71366BA000AB1 | TRAINING BUNDLE SAFETY FOR SIMATIC ET 200SP CONSISTING OF: 1X F-DI 8X24VDC HF, 1X F-DQ 4X24VDC/2A PM HF, 1X F-RQ DC24V/AC24..230V/5A, 3X BASEUNITS, LABELING STRIPS ******************************* FOR EDUCATIONAL PURPOSES ONLY | 698 | TEM | 1 | Simatic | 0.7 | 0
6ES71366BA000CA0 | SIMATIC DP, ELECTRON. MODULE F. ET 200SP, F-DI 8X24VDC HF, 15 MM WIDTH, UP TO PL E (ISO 13849-1)/ SIL3 (IEC 61508) | 202 | TEM | 1 | Simatic | 0.09 | 1
6ES71366DB000CA0 | SIMATIC DP, ELECTRON. MODULE F. ET 200SP, F-DQ 4XDC 24V/2A, 15 MM WIDTH, UP TO PL E (ISO 13849) UP TO SIL 3 (IEC 61508) | 234 | TEM | 1 | Simatic | 0.068 | 1
6ES71366PA000BC0 | SIMATIC DP, POWER M. F-PM-E PPM PROFISAFE, FOR ET 200SP; 24V DC FAIL-SAFE SWITCHING OF DQ AND F-DQ UP TO PL D / SIL2 OR PL E / SIL3 2 FAIL-SAFE DIGITAL INPUTS 1 FAIL-SAFE DIGITAL OUTPUT PPM | 266 | TEM | 1 | Simatic | 0.081 | 1
6ES71366RA000BF0 | SIMATIC DP, ELECTRON. MODULE FOR ET200SP, F-RQ 1X24VDC/24..230VAC/5A ST, 20MM WIDTH, 1 RELAY OUTPUT (2 NO-CONTACTS) TOTAL OUTPUT CURRENT 5A, RATED VOLTAGE DC 24V AND AC 24 .. 230V, USEABLE UP TO PL E (ISO13849-1: 2008)/ SIL 3 (IEC61508: 2010) IF CONTROLLED BY A F-DQ (E.G. 6ES7136-6DB00-0CA0) | 103 | TEM | 1 | Simatic | 0.072 | 1
6ES71376AA000BA0 | ET 200SP, CM PTP CM PTP COMMUNICATION MODUL FOR SERIAL CONNECTION RS422, RS485 AND RS232, FREEPORT, 3964(R), USS, MODBUS RTU MASTER, SLAVE, 115200 KBIT/S | 289 | TEM | 1 | Simatic | 0.04 | 1
6ES71376BD000BA0 | SIMATIC ET 200SP, CM 4 X IO-LINK ST COMMUNICATION MODULE IO-LINK MASTER V1.1 | 210 | TEM | 1 | Simatic | 0.038 | 1
6ES71384AA010AA0 | SIMATIC DP, 5 RESERVE MODULES FOR ET 200S, 15 MM WIDTH, FOR SLOT RESERVATION OF UNUSED SLOTS, 5 PIECES PER PACKAGING UNIT | 68.9 | ΠΑΚ | 1 | Simatic | 0.132 | 1
6ES71384AA110AA0 | SIMATIC DP, 1 RESERVE MODULE FOR ET 200S, 30 MM WIDTH, FOR SLOT RESERVATION OF UNUSED SLOTS, | 18.4 | TEM | 1 | Simatic | 0.041 | 1
6ES71384CA010AA0 | SIMATIC DP, POWER MODULE PM-E FOR ET 200S; 24V DC WITH DIAGNOSIS | 13.4 | TEM | 1 | Simatic | 0.04 | 1
6ES71384CA011AA0 | SIMATIC DP,5 POWER MODULES PM-E FOR ET 200S; 24V DC WITH DIAGNOSIS 5 PIECES PER PACKAGING UNIT. | 66.7 | ΠΑΚ | 1 | Simatic | 0.173 | 1
6ES71384CA500AB0 | SIMATIC DP, POWER MODULE PM-E FOR ET 200S; 24V-48V DC WITH DIAGNOSIS | 32.8 | TEM | 1 | Simatic | 0.04 | 1
6ES71384CA501AB0 | SIMATIC DP,5 POWER MODULES PM-E FOR ET 200S; 24V-48V DC WITH DIAGNOSIS 5 PIECES PER PACKAGING UNIT | 164 | ΠΑΚ | 1 | Simatic | 0.181 | 1
6ES71384CA600AB0 | SIMATIC DP, POWER MODULE PM-E HIGH FEATURE FOR ET 200S; 24V DC WITH DIAGNOSIS | 40.2 | TEM | 1 | Simatic | 0.04 | 1
6ES71384CA800AB0 | SIMATIC DP,POWER MODULE PM-E RO FOR ET 200S; DC 24V WITH DIAGNOSIS | 55.2 | TEM | 1 | Simatic | 0.046 | 1
6ES71384CB110AB0 | SIMATIC DP, POWER MODULE PM-E FOR ET200S, DC24-48V, AC24-230V, WITH DIAGNOSTICS AND BACKUP | 35 | TEM | 1 | Simatic | 0.042 | 1
6ES71384CF030AB0 | SIMATIC DP, POWER MODULE PM-E F PROFISAFE, FOR ET 200S; 24V DC USEABLE FOR INSTALLATIONS WITH UNGROUNDED REFERENCE POTENTIAL RELAIS FOR FAIL-SAFE SWITCHING OF VOLTAGE BUSES P1 AND P2 UP TO CATEGORY 3 (EN954-1)/ SIL2 (IEC61508)/PLD (ISO13849), 2 FAIL-SAFE DIGITAL OUTPUTS UP TO CATEGORY 4 (EN954-1)/ SIL3 (IEC61508)/PLE (ISO13849), ALSO USEABLE IN PROFINET-NETWORKS W. IM151-3 HF | 320 | TEM | 1 | Simatic | 0.102 | 1
6ES71384CF420AB0 | SIMATIC DP, POWER MODULE PM-E F PROFISAFE, FOR ET 200S; 24V DC USEABLE FOR INSTALLATIONS WITH GROUNDED REFERENCE POTENTIAL RELAIS FOR FAIL-SAFE SWITCHING OF VOLTAGE BUS P2 UP TO CATEGORY 3 (EN954-1)/ SIL2 (IEC61508)/PLD (ISO13849), ALSO USEABLE IN PROFINET- NETWORKS WITH IM151-3 HF | 320 | TEM | 1 | Simatic | 0.096 | 1
6ES71384DA040AB0 | SIMATIC DP, ELECTRONIC MODULE F. ET 200S, 1 COUNT 24V/100KHZ 15 MM WIDE, OPERATION MODES: COUNT, MEASURE, (PERIOD DURATION MEASUREMENT HIGH RESOLUTION) WITH CLOCK CYCLIC SYNCHRON.APP | 201 | TEM | 1 | Simatic | 0.047 | 1
6ES71384DB030AB0 | SIMATIC DP, ELECTRONIC MODULE F. ET 200S, 1 SSI 25BIT/1MHZ 15MM WIDE MODULE FOR CONN. OF ABSOLUTE ENCODERS WITH SSI INTERFACE SYNCHRONOUS SERIAL INTERFACE WITH DI AND COMPAR. VALUE WITH CLOCK CYCLIC SYNCHRON. APP | 206 | TEM | 1 | Simatic | 0.046 | 1
6ES71384DC010AB0 | SIMATIC DP, ELECTRONIC MODULE FOR ET 200S, 1 STEP 5V/204KHZ FOR POSITIONING STEPPER MOTOR 15MM WIDE, SINGLE CHANNEL, +/-5V INTERF. FOR POWER SECTION | 323 | TEM | 1 | Simatic | 0.047 | 1
6ES71384DD010AB0 | SIMATIC DP, ELECTRONIC MODULE FOR ET 200S, 2 PULSE PULSED GENERATOR AND TIMER MODULE, 15 MM WIDE, 2 CHANNELS | 300 | TEM | 1 | Simatic | 0.045 | 1
6ES71384DE020AB0 | SIMATIC DP, ELECTRONIC MODULE FOR ET 200S, 1 COUNT 5V/500KHZ FOR CONNECTING RS442 INCREMENTAL ENCODERS, OPERATION MODES: MEASURE, COUNT 30MM WIDE, SINGLE CHANNEL WITH CLOCK CYCLIC SYNCHRON.APP | 264 | TEM | 1 | Simatic | 0.075 | 1
6ES71384DF010AB0 | SIMATIC DP, ELECTRONIC MODULE FOR ET 200S, 1 SI SERIAL INTERFACE ONE CHANNEL, 15MM WIDE RS232/422, 485 ASCII, 3964R | 293 | TEM | 1 | Simatic | 0.045 | 1
6ES71384DF110AB0 | SIMATIC DP, ELECTRONIC MODULE FOR ET 200S, 1 SI SERIAL INTERFACE ONE CHANNEL, 15MM WIDE RS232/422, 485 MODBUS/USS | 351 | TEM | 1 | Simatic | 0.045 | 1
6ES71384DL000AB0 | SIMATIC DP, ELECTRONIC MODULE FOR ET 200S, 1 POS U, CONTROLLED POSITIONING WITH DIGITAL OUTPUTS FOR 5V/24V INCREMENTAL ENCODER, SSI-ENCODER, 30MM WIDE | 323 | TEM | 1 | Simatic | 0.078 | 1
6ES71384FA050AB0 | SIMATIC DP, ELECTRON. MODULE F. ET200S, 4/8 F-DI PROFISAFE, 24V DC, 30 MM WIDTH UP TO PL E (ISO13849), UP TO SIL3 (IEC 61508), ALSO USEABLE IN PROFINET- NETWORK WITH IM151-3 HF | 217 | TEM | 1 | Simatic | 0.086 | 1
6ES71384FB040AB0 | SIMATIC DP, ELECTRON. MODULE F. ET200S, 4 F-DO PROFISAFE, DC 24V/2A, 30 MM WIDTH UP TO PL E (ISO13849), UP TO SIL 3 (IEC 61508), ALSO USEABLE IN PROFINET- NETWORKS WITH IM151-3 HF | 251 | TEM | 1 | Simatic | 0.091 | 1
6ES71384FC010AB0 | SIMATIC DP, ELECTRON. MODULE F. ET200S, 4 F-DI/3 F-DO DC24V/2A PROFISAFE, 30 MM WIDTH UP TO CATEGORY 3 (EN954-1)/ SIL2 (IEC61508)/PLD (ISO13849), ALSO USEABLE IN PROFINET- NETWORK WITH IM151-3 HF | 357 | TEM | 1 | Simatic | 0.087 | 1
6ES71384FD000AA0 | SIMATIC-DP, 4POTDIS F0R ET 200S POTENTIAL DISTRIBUTION MODULE, 15MM WIDTH | 19.6 | TEM | 1 | Simatic | 0.039 | 1
6ES71384FR000AA0 | SIMATIC DP, ELECTRON. MODULE 1F-RO DC24V/AC24..230V/5A, F. ET200S, 30 MM WIDTH, 1 RELAY OUTPUT (2 NO-CONTACTS) OUTPUT CURRENT 5A, RATED VOLTAGE 24V DC AND 24 ... 230V AC, USEABLE UP TO CATEGORY 4 (EN954-1)/ SIL3 (IEC61508)/PLE (ISO13849), IF CONTROLLED BY A F-DO (E.G. 6ES7138-4FB02-0AB0) | 108 | TEM | 1 | Simatic | 0.109 | 1
6ES71384FS014AB1 | TRAINING BUNDLE FAILSAFE ET200S CONTAINS 1 X EM138 4/8 F-DI 24V 1 X EM138 4 F-DO 24V/2A 1 X EM138 1 F-RO, 3 X TM-E30S44-01 ******************************* FOR EDUCATIONAL PURPOSES ONLY ******************************* OPTION TO 6ES7151-3BA20-4AB1 AND 6ES7151-8FB00-4AB1 OFFER LIMITED UNTIL 12-31-2015 | 570 | TEM | 1 | Simatic | 0.7 | 0
6ES71384GA500AB0 | SIMATIC DP, ELEKTRONIC MODULE FOR ET 200S, 4SI IO-LINK, 4 POINT TO POINT INTERFACES, 15MM WIDE, IO-LINK MASTER | 277 | TEM | 1 | Simatic | 0.055 | 1
6ES71384HA000AB0 | SIMATIC DP, DP MASTER INTERFACE FOR IM 151-7 CPU OR IM 151-8 PN/DP (ET200S), MODULE WITH PROFIBUS DP INTERF. (9 PIN SUB-D, FEMALE) AS DP MASTER | 462 | TEM | 1 | Simatic | 0.122 | 1
6ES71386AA000BA0 | SIMATIC ET 200SP, TM COUNT 1X24V COUNTING MODULE, 1 CHANNEL FOR 24V INCREMENTAL ENCODER OR 24V PULSES, 3DI, 2DQ | 188 | TEM | 1 | Simatic | 0.053 | 1
6ES71386BA000BA0 | SIMATIC ET 200SP, TM POSINPUT 1 COUNTING AND POSITON DETECTION MODULE, FOR RS422 INCREMENTAL ENCODER OR SSI ABSOLUTE ENCODER, 2 DI, 2 DQ | 215 | TEM | 1 | Simatic | 0.054 | 1
6ES71386CG000BA0 | SIMATIC ET 200SP, TM TIMER DIDQ 10X24V TIME BASED DIGITAL INPUTS AND OUTPUTS 4DI, 6DQ WITH TIMESTAMP COUNT, PWM, OVERSAMPLING | 268 | TEM | 1 | Simatic | 0.052 | 1
6ES71386DB000BB1 | SIMATIC ET 200SP, TM PULSE 2X24V PWM AND PULSE OUTPUT 2 CHANNELS 2 A FOR VALVES AND DC MOTORS | 317 | TEM | 1 | Simatic | 0.053 | 1
6ES71414BF000AA0 | SIMATIC DP, ELECTRONIC MODULE FOR ET200PRO 8 DI DC 24V, MODULE DIAGNOSTICS; INCLUSIVE BUS MODULE CONNECTING MODULE IO 6ES7194-4..00-0AA0 MUST BE ORDERED SEPERATELY | 75 | TEM | 1 | Simatic | 0.175 | 1
6ES71414BF000AB0 | SIMATIC DP, ELECTRONIC MODULES FOR ET200PRO 8 DI DC 24V HIGH FEATURE, CHANNEL DIAGNOSTICS; SHORT CIRCUIT AND WIRE BREAK; INCLUSIVE BUS MODULE CONNECTING MODULE IO 6ES7194-4..00-0AA0 MUST BE ORDERED SEPERATELY | 129 | TEM | 1 | Simatic | 0.184 | 1
6ES71414BH000AA0 | SIMATIC DP, ELECTRONIC MODULE FOR ET200PRO 16 DI DC 24V, MODULE DIAGNOSTICS; INCLUSIVE BUS MODULE CONNECTING MODULE IO 6ES7194-4CB50-0AA0 MUST BE ORDERED SEPERATELY | 108 | TEM | 1 | Simatic | 0.177 | 1
6ES71415AF000BA0 | SIMATIC ET 200AL, DI 8X24VDC, 4XM12, DEGREE OF PROTECTION IP67 | 116 | TEM | 1 | Simatic | 0.1 | 1
6ES71415AH000BA0 | SIMATIC ET 200AL, DI 16X24VDC, 8XM12, DEGREE OF PROTECTION IP67 | 189 | TEM | 1 | Simatic | 0.1 | 1
6ES71415BF000BA0 | SIMATIC ET 200AL, DI 8X24VDC, 8XM8, DEGREE OF PROTECTION IP67 | 116 | TEM | 1 | Simatic | 0.171 | 1
6ES71416BF000AB0 | SIMATIC DP, ET 200ECO PN, 8 DI 24V DC; 4 X M12, DOUBLE-ASSIGNEMENT, DEGREE OF PROTECTION IP67; | 242 | TEM | 1 | Simatic | 0.634 | 1
6ES71416BG000AB0 | SIMATIC DP, ET 200ECO PN, 8 DI 24V DC; 8 X M12, DEGREE OF PROTECTION IP67 | 300 | TEM | 1 | Simatic | 0.969 | 1
6ES71416BH000AB0 | SIMATIC DP, ET 200ECO PN, 16 DI 24V DC; 8 X M12, DOUBLE-ASSIGNEMENT; DEGREE OF PROTECTION IP67 | 336 | TEM | 1 | Simatic | 0.981 | 1
6ES71424BD000AA0 | SIMATIC DP, ELECTRONIC MODULE FOR ET200PRO, 4 DO DC 24V, 2.0A; MODULE DIAGNOSTICS; INCLUSIVE BUS MODULE, CONNECTING MODULE IO 6ES7194-4..00-0AA0 MUST BE ORDERED SEPERATELY | 75 | TEM | 1 | Simatic | 0.174 | 1
6ES71424BD000AB0 | SIMATIC DP, ELECTRONIC MODULES FOR ET200PRO 4 DO DC 24V, 2.0A HIGH FEATURE, CHANNEL DIAGNOSTICS; SHORT CIRCUIT AND WIRE BREAK; INCLUSIVE BUS MODULE CONNECTING MODULE IO 6ES7194-4..00-0AA0 MUST BE ORDERED SEPERATELY | 113 | TEM | 1 | Simatic | 0.183 | 1
6ES71424BF000AA0 | SIMATIC DP, ELECTRONIC MODULES FOR ET200PRO 8 DO DC 24V, 0.5A MODULE DIAGNOSTICS; INCLUSIVE BUS MODULE, CONNECTING MODULE IO 6ES7194-4..00-0AA0 MUST BE ORDERED SEPERATELY | 96.4 | TEM | 1 | Simatic | 0.179 | 1
6ES71425AF000BA0 | SIMATIC ET 200AL, DQ 8X24VDC/2A, 8XM12, DEGREE OF PROTECTION IP67 | 168 | TEM | 1 | Simatic | 0.1 | 1
6ES71426BF000AB0 | SIMATIC DP, ET 200ECO PN, 8 DO DC 24V/1,3A; 4 X M12, DOUBLE-ASSIGNEMENT, DEGREE OF PROTECTION IP67; | 279 | TEM | 1 | Simatic | 0.637 | 1
6ES71426BF500AB0 | SIMATIC DP, ET 200ECO PN, 8 DO 24V DC/0,5A; 4 X M12, DOUBLE-ASSIGNEMENT, 1 LOAD VOLTAGE SUPPLY DO DEGREE OF PROTECTION IP67 | 263 | TEM | 1 | Simatic | 0.634 | 1
6ES71426BG000AB0 | SIMATIC DP, ET 200ECO PN, 8 DO 24V DC/1,3A; 8 X M12, DEGREE OF PROTECTION IP67 | 335 | TEM | 1 | Simatic | 0.981 | 1
6ES71426BH000AB0 | SIMATIC DP, ET 200ECO PN, 16 DO 24V DC/1,3A; 8 X M12, DOUBLE-ASSIGNEMENT DEGREE OF PROTECTION IP67 | 389 | TEM | 1 | Simatic | 0.984 | 1
6ES71426BR000AB0 | SIMATIC DP, ET 200ECO PN, 8 DO 24V DC/2A; 8 X M12, DEGREE OF PROTECTION IP67 | 436 | TEM | 1 | Simatic | 0.98 | 1
6ES71434BF000AA0 | SIMATIC DP, ELECTRONIC MODULES FOR ET200PRO 4 DIO / 4 DO DC 24V, 0.5A MODULE DIAGNOSTICS; INCLUSIVE BUS MODULE, CONNECTING MODULE IO 6ES7194-4CB50-0AA0 MUST BE ORDERED SEPERATELY | 129 | TEM | 1 | Simatic | 0.177 | 1
6ES71434BF500AA0 | SIMATIC DP, ELECTRONIC MODULES FOR ET200PRO 4 DI / 4 DO DC 24V, 0.5A MODULE DIAGNOSTICS; INCLUSIVE BUS MODULE, CONNECTING MODULE IO 6ES7194-4..00-0AA0 MUST BE ORDERED SEPERATELY | 85.7 | TEM | 1 | Simatic | 0.178 | 1
6ES71435AF000BA0 | SIMATIC ET 200AL, DIQ 4+DQ 4X24VDC/0,5A, 4XM12, DEGREE OF PROTECTION IP67 | 126 | TEM | 1 | Simatic | 0.1 | 1
6ES71435BF000BA0 | SIMATIC ET 200AL, DIQ 4+DQ 4X24VDC/0,5A, 8XM8, DEGREE OF PROTECTION IP67 | 126 | TEM | 1 | Simatic | 0.174 | 1
6ES71444FF010AB0 | SIMATIC DP, ELECTRONIC MODULE FOR ET200PRO 4 AI U HIGH FEATURE, +-10V; 0...10V; +-5V; 1...5V; CHANNEL DIAGNOSTICS; INCLUSIVE BUS MODULE CONNECTING MODULE IO 6ES7194-4..00-0AA0 MUST BE ORDERED SEPERATELY | 236 | TEM | 1 | Simatic | 0.182 | 1
6ES71444GF010AB0 | SIMATIC DP, ELECTRONIC MODULE FOR ET200PRO 4 AI I HIGH FEATURE, +-20MA; 0...20MA; 4-20MA CHANNEL DIAGNOSTICS; INCLUSIVE BUS MODULE CONNECTING MODULE IO 6ES7194-4..00-0AA0 MUST BE ORDERED SEPERATELY | 236 | TEM | 1 | Simatic | 0.181 | 1
6ES71444JF000AB0 | SIMATIC DP, ELECTRONIC MODULES FOR ET200PRO 4 AI RTD HIGH FEATURE, PT100; PT200; PT500; PT1000; NI100; NI200; NI500; NI1000; CHANNEL DIANOSTICS; INCLUSIVE BUS MODULE, CONNECTING MODULE IO 6ES7194-4..00-0AA0 MUST BE ORDERED SEPERATELY | 247 | TEM | 1 | Simatic | 0.18 | 1
6ES71444PF000AB0 | SIMATIC DP, ELEKTRONIC MODULE FOR ET200PRO, 4 AI TC HIGH FEATURE, TC TYP B, E, J, K, L, N, R, S,T VOLTAGE +/- 80MV CHANNEL DIANOSTICS; INCL. BUS MODULE, CONNECTING MODULE IO 6ES7194-4..00-0AA0 MUST BE ORDERED SEPERATELY | 429 | TEM | 1 | Simatic | 0.183 | 1
6ES71445KD000BA0 | SIMATIC ET 200AL, AI 4XU/I/RTD, 4XM12, DEGREE OF PROTECTION IP67 | 263 | TEM | 1 | Simatic | 0.194 | 1
6ES71446KD000AB0 | SIMATIC DP, ET 200ECO PN, 8 AI (4 U/I + 4 RTD/TC); 8XM12, DEGREE OF PROTECTION IP67 | 462 | TEM | 1 | Simatic | 0.979 | 1
6ES71446KD500AB0 | SIMATIC DP, ET 200ECO PN, 8 AI RTD/TC; 8XM12, DEGREE OF PROTECTION IP67 | 483 | TEM | 1 | Simatic | 0.974 | 1
6ES71454FF000AB0 | SIMATIC DP, ELECTRONIC MODULES FOR ET200PRO 4 AO U HIGH FEATURE, +-10V; 0...10V; 1...5V, CHANNEL DIAGNOSTICS; INCLUSIVE BUS MODULE CONNECTING MODULE IO 6ES7194-4..00-0AA0 MUST BE ORDERED SEPERATELY | 258 | TEM | 1 | Simatic | 0.184 | 1
6ES71454GF000AB0 | SIMATIC DP, ELECTRONIC MODULES FOR ET200PRO 4 AO I HIGH FEATURE, +-20MA; 0...20MA; 4-20MA; CHANNEL DIAGNOSTICS; INCLUSIVE BUS MODULE CONNECTING MODULE IO 6ES7194-4..00-0AA0 MUST BE ORDERED SEPERATELY | 258 | TEM | 1 | Simatic | 0.186 | 1
6ES71456HD000AB0 | SIMATIC DP, ET 200ECO PN, 4 AO U/I; 4 X M12, DEGREE OF PROTECTION IP67 | 494 | TEM | 1 | Simatic | 0.998 | 1
6ES71474JD000AB0 | SIMATIC DP, electronic module for ET 200pro 4 IO-Link High-feature, channel diagnoSTics, inclusive bus module, connecting module IO 6ES7194-4CA20-0AA0 muST be ordered separately | 258 | TEM | 1 | Simatic | 0.17 | 1
6ES71475JD000BA0 | SIMATIC ET 200AL, CM 4X IO-LINK, 4XM12, DEGREE OF PROTECTION IP67 | 284 | TEM | 1 | Simatic | 0.198 | 1
6ES71476BG000AB0 | SIMATIC DP, ET 200ECO PN, 8 DIO 24V DC/1,3A; 8 X M12, DEGREE OF PROTECTION IP67 | 375 | TEM | 1 | Simatic | 0.98 | 1
6ES71484CA000AA0 | SIMATIC DP, POWER MODULES FOR ELECTRONIC MODULES ET 200PRO PM-E, DC 24V INCLUSIVE BUS MODULE CONNECTING MODULE PM-E 6ES7194-4B.00-0AA0 MUST BE ORDERED SEPERATELY | 59 | TEM | 1 | Simatic | 0.17 | 1
6ES71484CA600AA0 | SIMATIC DP, POWER MODULES OUTPUT FOR ELECTRONIC MODULES ET 200PRO PM-O, DC 2X24V INCLUSIVE BUS MODULE CONNECTING MODULE PM-O 6ES7194-4BH00-0AA0 MUST BE ORDERED SEPERATELY | 118 | TEM | 1 | Simatic | 0.183 | 1
6ES71484EA000AA0 | SIMATIC DP, PNEUMATIC INTERFACE FOR ET 200PRO 16 DO PNEUMATIC FOR COUPLING WITH FESTO VALVE BLOCK CPV-10 INCLUSIVE BUS MODULE | 240 | TEM | 1 | Simatic | 0.476 | 1
6ES71484EB000AA0 | SIMATIC DP, PNEUMATIC INTERFACE FOR ET 200PRO 16 DO PNEUMATIC FOR COUPLING WITH FESTO VALVE BLOCK CPV-14 INCLUSIVE BUS MODULE | 240 | TEM | 1 | Simatic | 0.63 | 1
6ES71484FA000AB0 | SIMATIC DP, ET 200PRO FAILSAFE ELECTRONIC MODULE 8/16 F-DI DC24V PROFISAFE, 90 MM WIDTH, UP TO CATEGORY 4 (EN954-1)/ SIL3 (IEC61508)/PLE (ISO13849), | 459 | TEM | 1 | Simatic | 0.311 | 1
6ES71484FC000AB0 | SIMATIC DP, ET 200PRO FAILSAFE ELECTRONIC MODULE 4/8 F-DI/ 4 F-DO DC24V/2A PROFISAFE, 90 MM WIDTH, UP TO CATEGORY 4 (EN954-1)/ SIL3 (IEC61508)/PLE (ISO13849), | 563 | TEM | 1 | Simatic | 0.324 | 1
6ES71484FS000AB0 | SIMATIC DP, ET 200PRO FAILSAFE ELECTRONIC MODULE F-SWICH PROFISAFE, 3 FAILSAFE PP-SWITCHING OUTPUTS TO SAFELY SWITCH THE BACKPLANE RAILS (2L+, F0, F1) 2 FAILSAFE DIGITALE INPUTS, 45 MM, UP TO CATEGORY 4 (EN954-1)/ SIL3 (IEC61508)/PLE (ISO13849), | 367 | TEM | 1 | Simatic | 0.202 | 1
6ES71486CB000AA0 | SIMATIC DP, ET 200ECO PN, POWER DISTRIBUTOR PD DC 24V; 1 X 7/8", 4 X M12, DEGREE OF PROTECTION IP67; | 132 | TEM | 1 | Simatic | 0.638 | 1
6ES71486JA000AB0 | SIMATIC DP, ET 200ECO PN, IO-LINK MASTER, 4IO-L + 8DI + 4DO 24V DC/1.3A 8 X M12, DOUBLE-ASSIGNEMENT, DEGREE OF PROTECTION IP67 | 473 | TEM | 1 | Simatic | 0.984 | 1
6ES71486JD000AB0 | SIMATIC DP, ET 200eco PN, IO-Link maSTer, 4IO-L, 4 x M12, degree of protection IP67 | 415 | TEM | 1 | Simatic | 0.984 | 1
6ES71511AA050AB0 | SIMATIC DP, INTERFACE MODULE IM151-1 STANDARD FOR ET200S; INCL. TERMINATING MODULE DATA VOLUME 244BYTE FOR EACH INPUT AND OUTPUT; MAX. OF 63 PERIPHERIEMODULES PROFIBUS DP V0 AND V1 UP TO 2M WIDTH CONNECTABLE; BUS INTERFACING VIA 9-WAY SUB-D | 253 | TEM | 1 | Simatic | 0.173 | 1
6ES71511AA060AB0 | SIMATIC DP, INTERFACE MODULE IM151-1 STANDARD FOR ET200S; INCL. TERMINATING MODULE DATA VOLUME 244BYTE FOR EACH INPUT AND OUTPUT; MAX. OF 63 PERIPHERIEMODULES PROFIBUS DP V0 AND V1 UP TO 2M WIDTH CONNECTABLE; BUS INTERFACING VIA 9-WAY SUB-D | 253 | TEM | 1 | Simatic | 0.173 | 1
6ES71511BA020AB0 | SIMATIC DP, INTERFACE MODULE IM151-1 HIGH FEATURE F. ET200S; TRANSMISS. RATE UP TO 12MBIT/S; DATA VOLUMEN 244 BYTE FOR I/O, MAX. 63 MODULES CONNECTABLE; ISOCHRONE MODE, BUS INTERFACING VIA 9-WAY SUB-D CONNECTOR, INCL. TERMINATING MODULE | 311 | TEM | 1 | Simatic | 0.171 | 1
6ES71511CA000AB0 | SIMATIC DP, INTERFACE MODULE IM151-1 BASIC FOR ET200S; TRANSMISS. RATE UP TO 12MBIT/S; MAX. OF 12 POWER, ELECTR. OR MOTOR STARTER MODULES (NO F-MODULES) CONNECTABLE; BUS INTERFACING VIA 9-WAY SUB-D CONN. INCL. TERMINATING MODULE | 205 | TEM | 1 | Simatic | 0.167 | 1
6ES71511CA001BL0 | ET 200S COMPACT, 32DI STD, DC24V, 3MS, EXPANDABLE WITH UP TO 12 ET 200S MODULES (NO F-MODULES) ELECTRONICBLOCK | 350 | TEM | 1 | Simatic | 0.288 | 1
6ES71511CA003BL0 | ET 200S COMPACT, 16DI/16DO STD DC24V, 3MS; DC24V, 0.5A EXPANDABLE WITH UP TO 12 ET 200S MODULES (NO F-MODULES) ELECTRONICBLOCK | 396 | TEM | 1 | Simatic | 0.293 | 1
6ES71513AA230AB0 | SIMATIC DP, INTERFACE MODULE IM151-3 PN ST FOR ET200S; TRANSMISS. RATE UP TO 100MBIT/S MAX. OF 63 POWER, ELECTR. OR MOTOR STARTER MODULES UP TO 2M WIDTH CONNECTABLE; 2X BUS INTERFACING VIA RJ45 INCL. TERMINATING MODULE | 253 | TEM | 1 | Simatic | 0.201 | 1
6ES71513BA204AB1 | ET 200S PN TRAINING BUNDLE IM151-3 PROFINET HIGH FEATURE 5X2DI DC24V A. 5X2DO DC24V/0.5A 2XPM-E 35MM DIN RAIL 483MM LENGTH 64KB MMC CARD FOR EDUCATIONAL PURPOSES ONLY OFFER LIMITED UNTIL 12-31-2015 | 717 | TEM | 1 | Simatic | 1.9 | 0
6ES71513BA230AB0 | SIMATIC DP, INTERFACE MODULE IM151-3 PN HF FOR ET 200S, TRANSMISS. RATE UP TO 100MBIT/S MAX. OF 63 PERIPHERAL MODULES UP TO 2M WIDTH CONNECTABLE; 2 X BUS INTERFACING VIA RJ45 INCL. TERMINATING MODULE | 311 | TEM | 1 | Simatic | 0.2 | 1
6ES71513BB230AB0 | SIMATIC DP, INTERFACE MODULE IM151-3 PN FO FOR ET 200S 2 PROFINET FO INTERFACES INTEGRATED 2-PORT SWITCH MAX. OF 63 PERIPHERAL MODULES USABLE FOR PROFISAFE MODULES MAX. 2M STATION WIDTH INCL. TERMINATING MODULE | 572 | TEM | 1 | Simatic | 0.243 | 1
6ES71517AA210AB0 | SIMATIC DP, IM151-7 CPU FOR ET200S, 128 KB WORKING MEMORY INTEGR. PROFIBUS DP INTERFACE (9 PIN SUB-D, FEMALE) AS DP SLAVE, W/O BATTERY SIMATIC MMC REQUIRED | 662 | TEM | 1 | Simatic | 0.244 | 1
6ES71517AB000AB0 | SIMATIC DP, IM151-7 CPU FO FOR ET200S, WORKING MEMORY 48KB ( FROM FW V1.13 ON), INTEGR. PROFIBUS DP INTERFACE (FO SIMPLEX CONNECTOR) AS DP SLAVE, W/O BATTERY | 678 | TEM | 1 | Simatic | 0.252 | 1
6ES71517FA210AB0 | SIMATIC DP, IM151-7 F-CPU FOR ET200S, 192KB WORKING MEMORY WITH INTEGRATED PROFIBUS DP INTERFACE (9 PIN SUB-D, FEMALE) AS DP SLAVE, W/O BATTERY SIMATIC MMC REQUIRED | 869 | TEM | 1 | Simatic | 0.259 | 1
6ES71518AB010AB0 | SIMATIC DP, IM151-8 PN/DP CPU FOR ET200S, 192 KB WORKING MEMORY, INT. PROFINET INTERFACE (WITH THREE RJ45 PORTS) AS IO-CONTROLER, W/O BATTERY MMC REQUIRED | 698 | TEM | 1 | Simatic | 0.387 | 1
6ES71518FB004AB1 | TRAINING BUNDLE CPU IM 151-8F CONSISTING OF: IM151-8 F-CPU PN/DP, DP-MASTER INTERFACE, DIN RAIL 483MM (19"), 5 X 4DI HF, 5 X 4DO HF, 2 X 2 AI U HF, 1 X 2 AO U HF, 1 X COUNT 24V/100KHZ, 2 X POWERMODUL PM-E RO, 1 X 4SI IO-LINK, 15 X UNIVERSAL TERMINALMODULE, MICRO MEMORY CARD 512 KBYTE, S7 DISTRIBUTED SAFETY V5.4 ******************************* FOR EDUCATIONAL PURPOSES ONLY OFFER LIMITED UNTIL 12-31-2015 | 1628 | TEM | 1 | Simatic | 3.5 | 0
6ES71518FB010AB0 | SIMATIC DP, IM151-8F PN/DP CPU FOR ET200S, 256 KB WORKING MEMORY, INT. PROFINET INTERFACE (WITH THREE RJ45 PORTS) AS IO-CONTROLLER, W/O BATTERY MMC REQUIRED | 1006 | TEM | 1 | Simatic | 0.396 | 1
6ES71531AA030XB0 | SIMATIC DP, INTERFACE IM 153-1, FOR ET 200M, FOR MAX. 8 S7-300 MODULES | 278 | TEM | 1 | Simatic | 0.274 | 1
6ES71532AR040XA0 | SIMATIC DP, ET200M-RED.-BUNDLE CONSISTING OF: 2X IM153-2HF (6ES7153-2BA10-0XB0), 1X BUSMODULE IM/IM (6ES7195-7HD10-0XA0) | 843 | TEM | 1 | Simatic | 0.71 | 0
6ES71532BA100XB0 | SIMATIC DP, ET 200M INTERFACE IM 153-2 HIGH FEATURE FOR MAX. 12 S7-300 MODULES, WITH REDUNDANCY, TIME STAMPING FIT FOR ISOCHRONE MODE NEW FEATURES: 12 MODULES / STATION SLAVE INITIATIVE FOR SWITCHES AND DRIVE ES EXTENDED DATA FOR HART SECON- DARY VARIABLES OPERATON WITH 64PT MODULES EXTENDES TIMESTAMPS WITH 32 SIGNALS / SLOT +++ SEE COMPATIBILITY NOTES IN IN THE MANUAL +++ | 422 | TEM | 1 | Simatic | 0.284 | 1
6ES71532BA104AB1 | TRAINING BUNDLE SIMATIC ET 200M/PCS7 PROFIBUS, CONSISTING OF: 1X INTERFACEMOD. IM153-2PB HF, 2X SM321, 32DI, 4X SM321, 16DI DIAG, 1X SM322, 32DO, 1X SM331, 8AI DIAG, 1X SM332, 8AO DIAG, 5X FRONT CONNECTOR SCREW 20PIN, 4 XFRONT CONNECT SCREW 40PIN, 1X RAIL 620MM, 6X BUS UNIT FOR IO MODULES, 1X BUS UNIT FOR INTERFACEMOD., F. OPERATION 6ES7654-0UE23-0XS1 SIMATIC PCS 7 AS RTX - PROFIBUS NECESSARY, APPLICABLE FROM PCS 7 V8.0 SP2 ******************************* FOR EDUCATIONAL PURPOSES ONLY | 796 | TEM | 1 | Simatic | 6.2 | 0
6ES71534AA010XB0 | SIMATIC DP, ET 200M INTERFACE IM 153-4 PN IO FOR MAX. 12 S7-300 MODULES, EXTENDED FUNCTIONS: ISOCHRONEOUS REALTIME COMMUNICATION CLASS 1 AND 2, MODULE EXCHANGE W/O PG, OPERATION W/O MMC, MAINTENANCE NEW IO MODULES ARE SUPPORTED | 278 | TEM | 1 | Simatic | 0.26 | 1
6ES71534BA000XB0 | SIMATIC DP, ET 200M INTERFACE IM 153-4 PN IO HIGH FEATURE FOR MAX. 12 S7-300 MODULES, SUPPORTS FAIL SAFE MODULES, HART MODULES SHARED DEVICE, MEDIUM REDUNDANCY PROTOCOL | 422 | TEM | 1 | Simatic | 0.263 | 1
6ES71534BA004AB2 | TRAINING BUNDLE SIMATIC ET 200M/PCS7 PROFINET, CONSISTING OF: 1X INTERFACEMOD. IM153-4PN HF, 2X SM321, 32DI, 4X SM321, 16DI DIAG, 1X SM322, 32DO, 1X SM331, 8AI DIAG, 1X SM332, 8AO DIAG, 5X FRONT CONNECTOR SCREW 20PIN, 4 XFRONT CONNECT SCREW 40PIN, 1X RAIL 620MM, 6X BUS UNIT FOR IO MODULES, 1X BUS UNIT FOR INTERFACEMOD., F. OPERATION 6ES7654-0UE23-0XS2 SIMATIC PCS 7 AS RTX - PROFINET NECESSARY, APPLICABLE FROM PCS 7 V8.0 SP2 ******************************* FOR EDUCATIONAL PURPOSES ONLY | 796 | TEM | 1 | Simatic | 6.2 | 0
6ES71541AA010AB0 | SIMATIC DP, PROFIBUS DP INTERFACE MODULE IM154-1 DP FOR ET 200PRO INCLUSIVE TERMINATING MODULE, CONNECTING MODULE IM 6ES7194-4A.00-0AA0 MUST BE ORDERED SEPARATELY | 188 | TEM | 1 | Simatic | 0.41 | 1
6ES71542AA010AB0 | SIMATIC DP, PROFIBUS DP INTERFACE MODULE IM154-2 HIGH FEATURE FOR ET 200PRO INCLUSIVE TERMINATING MODULE, CONNECTING MODULE IM 6ES7194-4A.00-0AA0 MUST BE ORDERED SEPARATELY | 268 | TEM | 1 | Simatic | 0.41 | 1
6ES71544AB100AB0 | SIMATIC DP, PROFINET INTERFACE MODULE IM154-4 PN, HIGH FEATURE FOR ET 200PRO, INTEGRATED SWITCH, INCLUSIVE TERMINATING MODULE, CONNECTING MODULE IM PN 6ES7194-4A.00-0AA0 MUST BE ORDERED SEPARATELY | 317 | TEM | 1 | Simatic | 0.544 | 1
6ES71548AB010AB0 | SIMATIC DP, IM 154-8 PN/DP PLC FOR ET200PRO, 384KB WORK MEMORY, INT. PROFINET IF, INT.PROFIBUS DP MASTER/SLAVE IF PROT. IP65/67, MMC REQUIRED | 1263 | TEM | 1 | Simatic | 0.771 | 1
6ES71548FB010AB0 | SIMATIC DP, IM 154-8F PN/DP PLC FOR ET200PRO, 512KB WORK MEMORY, INT. PROFINET IF, INT.PROFIBUS DP MASTER/SLAVE IF PROT. IP65/67, MMC REQUIRED | 1756 | TEM | 1 | Simatic | 0.771 | 1
6ES71548FX000AB0 | SIMATIC DP, IM 154-8FX PN/DP CPU FOR ET200PRO, 1,5MB WORKING MEMORY, INT. PROFINET IF, INT.PROFIBUS DP MASTER/SLAVE IF PROT. IP65/67, MMC REQUIRED | 3419 | TEM | 1 | Simatic | 0.762 | 1
6ES71555AA000AB0 | SIMATIC ET 200MP. PROFINET IO-DEVICE INTERFACEMODULE IM 155-5 PN ST FOR ET 200MP ELEKTRONIKMODULES; UP TO 12 IO-MODULES WITHOUT ADDITIONAL PS; UP TO 30 IO- MODULES WITH ADDITIONONAL PS SHARED DEVICE; MRP; IRT >=0.25MS; ISOCHRONICITY FW-UPDATE; I&M0...3; FSU WITH 500MS | 396 | TEM | 1 | Simatic | 0.359 | 1
6ES71555AA000AC0 | SIMATIC ET 200MP. PROFINET IO-DEVICE INTERFACEMODULE IM 155-5 PN HF FOR ET 200MP ELEKTRONIKMODULES; UP TO 12 IO-MODULES WITHOUT ADDITIONAL PS; UP TO 30 IO- MODULES WITH ADDITIONONAL PS SHARED DEVICE; MRP; IRT >=0.25MS; ISOCHRONICITY FW-UPDATE; I&M0...3; FAST STARTUP S2 REDUNDANCY; SHARED DEV. WITH 4 CONTROLLER | 460 | TEM | 1 | Simatic | 0.356 | 1
6ES71555BA000AB0 | SIMATIC ET 200MP. PROFIBUS INTERFACE MODULE IM155-5 DP ST FOR MAX. 12 S7-1500 MODULES | 284 | TEM | 1 | Simatic | 0.394 | 1
6ES71556AA000BN0 | SIMATIC ET 200SP, BUNDLE PROFINET IM, IM155-6PN ST, MAX. 32 PERIPHERY MODULES AND 16 ET 200AL MODULES, SINGLE HOT SWAP, BUNDLE CONTAINS: INTERFACEMODULE (6ES7155-6AU00-0BN0), SERVERMODULE (6ES7193-6PA00-0AA0), BUSADAPTER BA 2X RJ45 (6ES7193-6AR00-0AA0) | 279 | TEM | 1 | Simatic | 0.247 | 1
6ES71556AR000AN0 | SIMATIC ET 200SP, PROFINET INTERFACE MODULE IM155-6PN BASIC, MAX. 12 PERIPHERY MODULES, 2X INTEGRATED RJ45 SOCKETS INCL. SERVERMODUL, | 199 | TEM | 1 | Simatic | 0.243 | 1
6ES71556AU000AB0 | TRAINING BUNDLE SIMATIC ET 200SP BASIC CONSISTING OF: 1X INTERFACEMOD. IM155-6PN HF, 1X BUSADAPTER BA 2XRJ45, 2X DI 8X24VDC/0,5A HF, 2X DQ 8X24VDC/0,5A HF, 4X BASEUNITS, LABELING STRIPS, COLOUR CODED LABELS ******************************* FOR EDUCATIONAL PURPOSES ONLY | 616 | TEM | 1 | Simatic | 1.5 | 0
6ES71556AU000AB1 | TRAINING BUNDLE SIMATIC ET 200SP ENERGY METER CONSISTING OF: 1X INTERFACEMOD. IM155-6PN HF, 1X BUSADAPTER BA 2XRJ45, 2X DI 8X24VDC/0,5A HF, 2X DQ 8X24VDC/0,5A HF, 1X AI ENERGY METER ST, 5X BASEUNITS, SHIELD CONNECTORS, LABELING STRIPS, COLOUR CODED LABELS ******************************* FOR EDUCATIONAL PURPOSES ONLY | 894 | TEM | 1 | Simatic | 1.6 | 0
6ES71556AU000AB2 | TRAINING BUNDLE SIMATIC ET 200SP IO-LINK CONSISTING OF: 1X INTERFACEMOD. IM155-6PN HF, 1X BUSADAPTER BA 2XRJ45, 2X DI 8X24VDC/0,5A HF, 2X DQ 8X24VDC/0,5A HF, 1X CM 4XIO-LINK, 5X BASEUNITS, LABELING STRIPS, COLOUR CODED LABELS ******************************* FOR EDUCATIONAL PURPOSES ONLY | 894 | TEM | 1 | Simatic | 1.4 | 0
6ES71556AU000AB3 | TRAINING BUNDLE SIMATIC ET 200SP AS-I CONSISTING OF: 1X INTERFACEMOD. IM155-6PN HF, 1X BUSADAPTER BA 2XRJ45, 2X DI 8X24VDC/0,5A HF, 2X DQ 8X24VDC/0,5A HF, 1X CM AS-I, 5X BASEUNITS, LABELING STRIPS, COLOUR CODED LABELS ******************************* FOR EDUCATIONAL PURPOSES ONLY | 1171 | TEM | 1 | Simatic | 1.4 | 0
6ES71556AU000AB6 | TRAINING BUNDLE ANALOG FOR SIMATIC ET 200SP CONSISTING OF: 2X AI 2XU/I 2-/4-WIRE HS, 1X AQ 2XU/I HS, 3X BASEUNITS, SHIELD CONNECTORS, COLOUR CODED LABELS ******************************* FOR EDUCATIONAL PURPOSES ONLY | 649 | TEM | 1 | Simatic | 0.3 | 0
6ES71556AU000BN0 | SIMATIC ET 200SP, PROFINET INTERFACE MODULE IM155-6PN STANDARD, MAX. 32 PERIPHERY MODULES, INCL. SERVERMODUL | 227 | TEM | 1 | Simatic | 0.201 | 1
6ES71556AU000CN0 | SIMATIC ET 200SP, PROFINET INTERFACE MODULE ET 200SP IM155-6PN HIGH FEATURE MAX. 64 PERIPHERY MODULES, 0.25 MS ISOCHRONOUS MODE MULTI HOT SWAP, INCL. SERVERMODUL | 268 | TEM | 1 | Simatic | 0.2 | 1
6ES71556AU000DN0 | SIMATIC ET 200SP, PROFINET INTERFACE MODULE IM155-6PN High Speed MAX. 30 PERIPHERY MODULES, 0.125 MS ISOCHRONOUS MODE MULTI HOT SWAP, INCL. SERVERMODUL | 366 | TEM | 1 | Simatic | 0.2 | 1
6ES71556BA000CN0 | SIMATIC ET 200SP, BUNDLE PROFIBUS IM, IM155-6DP HF, MAX. 32 PERIPHERY MODULES, AND 16 ET 200AL MODULES, MULTI HOT SWAP, BUNDLE CONTAINS: INTERFACEMODULE (6ES7 155-6BU00-0CN0), SERVER MODULE, (6ES7193-6PA00-0AA0), PROFIBUS CONNECTOR (6ES7972-0BB70-0XA0) | 284 | TEM | 1 | Simatic | 0.239 | 1
6ES71571AA000AB0 | SIMATIC ET 200AL, PROFIBUS INTERFACEMODULE IM157-1 DP, DEGREE OF PROTECTION IP67 | 242 | TEM | 1 | Simatic | 0.248 | 1
6ES71571AB000AB0 | SIMATIC ET 200AL, PROFNET INTERFACEMODULE IM157-1 PN, DEGREE OF PROTECTION IP67 | 242 | TEM | 1 | Simatic | 0.305 | 1
6ES71580AD010XA0 | SIMATIC DP, DISTRIBUTED I/O DP/DP COUPLER COUPLING MODULE FOR CONNECTING TWO PROFIBUS DP NETWORKS REDUNDANTE POWERSUPPLY | 515 | TEM | 1 | Simatic | 0.315 | 1
6ES71583AD010XA0 | SIMATIC DP, DISTRIBUTED I/O PN/PN COUPLER COUPLING MODULE FOR CONNECTING TWO PROFINET NETWORKS TRANSFER OF PROFISAFE DATA REDUNDANT POWERSUPPLY | 625 | TEM | 1 | Simatic | 0.365 | 1
6ES71740AA100AA0 | SIMATIC S7-300,INTERFACE MODULE IM174, FOR CONNECTING ANALOG DRIVES AND STEP DRIVES VIA ISOCHRONUS PROFIBUS TO MOTION CONTROLLERS 4 CHANNELS (4 ENCOD.INP., 4 AO) CONFIGURABLE WITH STEP7 V5.4 SP4 | 873 | TEM | 1 | Simatic | 1.032 | 1
6ES71820AA010XA0 | SIMATIC DP, IM 182-1 PC SLAVE BOARD FOR PROFIBUS DP, MAX. 12 MBIT/S | 420 | TEM | 1 | Simatic | 0.2 | 1
6ES71934BA000AA0 | 10 DIN A4 LABELLING SHEETS COLOR: WHITE 60 LABELLING STRIPS/SHEETS FOR I/O MODULES AND 20 LABELLING STRIPS/SHEETS FOR INTERFACE MODULES MATERIAL: MEMBRANE, PREPERFO- RATED, FOR PRINTING ON A LASER PRINTER OR PLOTTER 10 SHEETS PER PACKAGING UNIT | 55.9 | ΠΑΚ | 1 | Simatic | 0.148 | 0
6ES71934BA100AA0 | LABELING SHEETS BEIGE FOR ET 200 S COMPACT, DINA A4; FIT FOR AUTOMATIC PRINTIG WITH LASER PRINTERS OR PLOTTERS 10 PIECES PER PACKAGING UNIT | 56.1 | ΠΑΚ | 1 | Simatic | 0.234 | 0
6ES71934BB000AA0 | 10 DIN A4 LABELLING SHEETS COLOR: YELLOW 60 LABELLING STRIPS/SHEETS FOR I/O MODULES AND 20 LABELLING STRIPS/SHEETS FOR INTERFACE MODULES MATERIAL: MEMBRANE, PREPERFO- RATED, FOR PRINTING ON A LASER PRINTER OR PLOTTER 10 SHEETS PER PACKAGING UNIT | 55.9 | ΠΑΚ | 1 | Simatic | 0.144 | 0
6ES71934BB100AA0 | LABELING SHEETS YELLOW FOR ET 200 S COMPACT, DINA A4; FIT FOR AUTOMATIC PRINTIG WITH LASER PRINTERS OR PLOTTERS 10 PIECES PER PACKAGING UNIT | 56.1 | ΠΑΚ | 1 | Simatic | 0.229 | 0
6ES71934BD000AA0 | 10 DIN A4 LABELLING SHEETS COLOR: RED 60 LABELLING STRIPS/SHEETS FOR I/O MODULES AND 20 LABELLING STRIPS/SHEETS FOR INTERFACE MODULES MATERIAL: MEMBRANE, PREPERFO- RATED, FOR PRINTING ON A LASER PRINTER OR PLOTTER 10 SHEETS PER PACKAGING UNIT | 55.9 | ΠΑΚ | 1 | Simatic | 0.149 | 0
6ES71934BD100AA0 | LABELING SHEETS RED FOR ET 200 S COMPACT, DINA A4; FIT FOR AUTOMATIC PRINTIG WITH LASER PRINTERS OR PLOTTERS 10 PIECES PER PACKAGING UNIT | 56.1 | ΠΑΚ | 1 | Simatic | 0.236 | 0
6ES71934BH000AA0 | 10 DIN A4 LABELLING SHEETS COLOR: GREEN 60 LABELLING STRIPS/SHEETS FOR I/O MODULES AND 20 LABELLING STRIPS/SHEETS FOR INTERFACE MODULES MATERIAL: MEMBRANE, PREPERFO- RATED, FOR PRINTING ON A LASER PRINTER OR PLOTTER 10 SHEETS PER PACKAGING UNIT | 55.9 | ΠΑΚ | 1 | Simatic | 0.143 | 0
6ES71934BH100AA0 | LABELING SHEETS PETROL FOR ET 200 S COMPACT, DINA A4; FIT FOR AUTOMATIC PRINTIG WITH LASER PRINTERS OR PLOTTERS 10 PIECES PER PACKAGING UNIT | 56.1 | ΠΑΚ | 1 | Simatic | 0.238 | 0
6ES71934CA200AA0 | SIMATIC DP, 5 TERMINAL MODULES TM-E15S24-A1 FOR ET 200S FOR ELECTRONIC MODULES 15 MM WIDE,SCREW-TYPE TERMINALS 2X4 TERMINAL CONNECTIONS WITH TERMINAL LEAD TO AUX1, AUX1 IN LINE, 5 PIECES PER PACKAGING UNIT | 38.6 | ΠΑΚ | 1 | Simatic | 0.375 | 1
6ES71934CA300AA0 | SIMATIC DP, 5 TERMINAL MODULES TM-E15C24-A1 FOR ET 200S FOR ELECTRONIC MODULES 15MM WIDE,SPRING-LOAD TERMINALS 2X4 TERMINAL CONNECTIONS WITH TERMINAL LEAD TO AUX1, AUX1 IN LINE, 5 PIECES PER PACKAGING UNIT | 38 | ΠΑΚ | 1 | Simatic | 0.32 | 1
6ES71934CA400AA0 | SIMATIC DP, 5 UNIVERSAL TERMINAL MODULES TM-E15S26-A1 FOR ET 200S FOR ELECTRONIC MODULES 15MM WIDE, SCREW-TYPE TERMINALS 2X6 TERMINAL CONNECTIONS WITH TERMINAL LEAD TO AUX1, AUX1 IN LINE, 5 PIECES PER PACKAGING UNIT | 50.4 | ΠΑΚ | 1 | Simatic | 0.465 | 1
6ES71934CA500AA0 | SIMATIC DP, 5 UNIVERSAL TERMINAL MODULES TM-E15C26-A1 FOR ET 200S FOR ELECTRONIC MODULES 15MM WIDE, CAGE CLAMP TERMINALS 2X6 TERMINAL CONNECTIONS WITH TERMINAL LEAD TO AUX1, AUX1 IN LINE, 5 PIECES PER PACKAGING UNIT | 50.4 | ΠΑΚ | 1 | Simatic | 0.392 | 1
6ES71934CA700AA0 | SIMATIC DP, 5 TERMINAL MODULES TM-E15N24-A1 FOR ET 200S FOR ELECTRONIC MODULES 15MM WIDTH, FAST CONNECT TERMINAL, 2X4 TERMINAL CONNECTIONS WITH TERMINAL LEAD TO AUX1, AUX1 IN LINE, 5 PIECES PER PACKAGING UNIT | 44.8 | ΠΑΚ | 1 | Simatic | 0.427 | 1
6ES71934CA800AA0 | SIMATIC DP, 5 UNIVERSAL TERMINAL MODULES TM-E15N26-A1 FOR ET 200S, FOR ELECTRONIC MODULES, 15MM WIDTH, FAST CONNECT TERMINAL, 2X6 TERMINAL CONNECTIONS WITH TERMINAL LEAD TO AUX1, AUX1 IN LINE, 5 PIECES PER PACKAGING UNIT | 60.9 | ΠΑΚ | 1 | Simatic | 0.554 | 1
6ES71934CB000AA0 | SIMATIC DP, 5 TERMINAL MODULES TM-E15S23-01 FOR ET 200S FOR ELECTRONIC MODULES 15MM WIDE, SCREW-TYPE TERMINALS 2X3 TERMINAL CONNECTIONS W/O TERMINAL LEAD TO AUX1, AUX1 IN LINE, 5 PIECES PER PACKAGING UNIT | 35.6 | ΠΑΚ | 1 | Simatic | 0.332 | 1
6ES71934CB100AA0 | SIMATIC DP, 5 TERMINAL MODULES TM-E15C23-01 FOR ET 200S FOR ELECTRONIC MODULES 15MM WIDE,SPRING-LOAD TERMINALS 2X3 TERMINAL CONNECTIONS W/O TERMINAL LEAD TO AUX1, AUX1 IN LINE, 5 PIECES PER PACKAGING UNIT | 35 | ΠΑΚ | 1 | Simatic | 0.28 | 1
6ES71934CB200AA0 | SIMATIC DP, 5 TERMINAL MODULES TM-E15S24-01 FOR ET 200S FOR ELECTRONIC MODULES 15MM WIDE, SCREW-TYPE TERMINALS 2X4 TERMINAL CONNECTIONS W/O TERMINAL LEAD TO AUX1, AUX1 IN LINE, 5 PIECES PER PACKAGING UNIT | 38.6 | ΠΑΚ | 1 | Simatic | 0.379 | 1
6ES71934CB300AA0 | SIMATIC DP, 5 TERMINAL MODULES TM-E15C24-01 FOR ET 200S FOR ELECTRONIC MODULES 15MM WIDE,SPRING-LOAD TERMINALS 2X4 TERMINAL CONNECTIONS W/O TERMINAL LEAD TO AUX1, AUX1 IN LINE, 5 PIECES PER PACKAGING UNIT | 38 | ΠΑΚ | 1 | Simatic | 0.34 | 1
6ES71934CB600AA0 | SIMATIC DP, 5 TERMINAL MODULES TM-E15N23-01 FOR ET 200S FOR ELECTRONIC MODULES 15MM WIDTH, FAST CONNECT TERMINAL, 2X3 TERMINAL CONNECTIONS W/O TERMINAL LEAD TO AUX1, AUX1 IN LINE, 5 PIECES PER PACKAGING UNIT | 41.4 | ΠΑΚ | 1 | Simatic | 0.38 | 1
6ES71934CB700AA0 | SIMATIC DP, 5 TERMINAL MODULES TM-E15N24-01 FOR ET 200S FOR ELECTRONIC MODULES, 15MM WIDTH, FAST CONNECT TERMINAL, 2X4 TERMINAL CONNECTIONS W/O TERMINAL LEAD TO AUX1, AUX1 IN LINE, 5 PIECES PER PACKAGING UNIT | 44.8 | ΠΑΚ | 1 | Simatic | 0.438 | 1
6ES71934CC200AA0 | SIMATIC DP, TERMINAL MODULE TM-P15S23-A1 FOR ET 200S FOR POWER MODULES 15MM WIDE, SCREW-TYPE TERMINALS 2X3 TERMINAL CONNECTIONS WITH TERMINAL LEAD TO AUX1 AUX1 IN LINE | 7.8 | TEM | 1 | Simatic | 0.071 | 1
6ES71934CC201AA0 | SIMATIC DP, 5 TERMINAL MODULES TM-P15S23-A1 FOR ET 200S FOR POWER MODULES 15MM WIDE, SCREW-TYPE TERMINALS 2X3 TERMINAL CONNECTIONS WITH TERMINAL LEAD TO AUX1 AUX1 IN LINE 5 PIECES PER PACKAGING UNIT | 38.8 | ΠΑΚ | 1 | Simatic | 0.355 | 0
6ES71934CC300AA0 | SIMATIC DP, TERMINAL MODULE TM-P15C23-A1 FOR ET 200S FOR POWER MODULES 15MM WIDE,SPRING-LOAD TERMINALS (CAGE CLAMP), 2X3 TERMINAL CONNECTIONS WITH TERMINAL LEAD TO AUX1, AUX1 IN LINE | 7.6 | TEM | 1 | Simatic | 0.063 | 1
6ES71934CC301AA0 | SIMATIC DP, 5 TERMINAL MODULES TM-P15C23-A1 FOR ET 200S FOR POWER MODULES 15MM WIDE,SPRING-LOAD TERMINALS (CAGE CLAMP), 2X3 TERMINAL CONNECTIONS WITH TERMINAL LEAD TO AUX1, AUX1 IN LINE 5 PIECES PER PACKAGING UNIT | 38.1 | ΠΑΚ | 1 | Simatic | 0.315 | 0
6ES71934CC700AA0 | SIMATIC DP, TERMINAL MODULE TM-P15N23-A1 FOR ET 200S FOR POWER MODULES, 15MM WIDTH, FAST CONNECT TERMINAL, 2X3 TERMINAL CONNECTIONS WITH TERMINAL LEAD TO AUX1, AUX1 IN LINE | 8.8 | TEM | 1 | Simatic | 0.081 | 1
6ES71934CD200AA0 | SIMATIC DP, TERMINAL MODULE TM-P15S23-A0 FOR ET 200S FOR POWER MODULES 15 MM WIDE,SCREW-TYPE TERMINALS 2X3 TERMINAL CONNECTIONS WITH TERMINAL LEAD TO AUX1 AUX1 INTERRUPTED | 7.8 | TEM | 1 | Simatic | 0.07 | 1
6ES71934CD201AA0 | SIMATIC DP, 5 TERMINAL MODULES TM-P15S23-A0 FOR ET 200S FOR POWER MODULES 15 MM WIDE,SCREW-TYPE TERMINALS 2X3 TERMINAL CONNECTIONS WITH TERMINAL LEAD TO AUX1 AUX1 INTERRUPTED 5 PIECES PER PACKAGING UNIT | 38.8 | ΠΑΚ | 1 | Simatic | 0.345 | 0
6ES71934CD300AA0 | SIMATIC DP, TERMINAL MODULE TM-P15C23-A0 FOR ET 200S FOR POWER MODULES 15MM WIDE,SPRING-LOAD TERMINALS (CAGE CLAMP), 2X3 TERMINAL CONNECTIONS WITH TERMINAL LEAD TO AUX1, AUX1 INTERRUPTED | 7.6 | TEM | 1 | Simatic | 0.063 | 1
6ES71934CD301AA0 | SIMATIC DP, 5 TERMINAL MODULES TM-P15C23-A0 FOR ET 200S FOR POWER MODULES 15MM WIDE,SPRING-LOAD TERMINALS (CAGE CLAMP), 2X3 TERMINAL CONNECTIONS WITH TERMINAL LEAD TO AUX1, AUX1 INTERRUPTED 5 PIECES PER PACKAGING UNIT | 38.1 | ΠΑΚ | 1 | Simatic | 0.31 | 0
6ES71934CD700AA0 | SIMATIC DP, TERMINAL MODULE TM-P15N23-A0 FOR ET 200S FOR POWER MODULES 15MM WIDE,FAST CONNECT TERMINAL 2X3 TERMINAL CONNECTIONS WITH TERMINAL LEAD TO AUX1, AUX1 INTERRUPTED | 8.8 | TEM | 1 | Simatic | 0.083 | 1
6ES71934CE000AA0 | SIMATIC DP, TERMINAL MODULE TM-P15S22-01 FOR ET 200S FOR POWER MODULES 15 MM WIDE,SCREW-TYPE TERMINALS 2X2 TERMINAL CONNECTIONS W/O TERMINAL LEAD TO AUX1 AUX1 IN LINE | 7.2 | TEM | 1 | Simatic | 0.063 | 1
6ES71934CE001AA0 | SIMATIC DP, 5 TERMINAL MODULES TM-P15S22-01 FOR ET 200S FOR POWER MODULES 15 MM WIDE,SCREW-TYPE TERMINALS 2X2 TERMINAL CONNECTIONS W/O TERMINAL LEAD TO AUX1 AUX1 IN LINE 5 PIECES PER PACKAGING UNIT | 38.8 | ΠΑΚ | 1 | Simatic | 0.315 | 0
6ES71934CE100AA0 | SIMATIC DP, TERMINAL MODULE TM-P15C22-01 FOR ET 200S FOR POWER MODULES 15MM WIDE,SPRING-LOAD TERMINALS (CAGE CLAMP), 2 X 2 TERMINAL CONNECTIONS W/O TERMINAL LEAD TO AUX1, AUX1 IN LINE | 7 | TEM | 1 | Simatic | 0.057 | 1
6ES71934CE101AA0 | SIMATIC DP, 5 TERMINAL MODULES TM-P15C22-01 FOR ET 200S FOR POWER MODULES 15MM WIDE,SPRING-LOAD TERMINALS (CAGE CLAMP), 2 X 2 TERMINAL CONNECTIONS W/O TERMINAL LEAD TO AUX1, AUX1 IN LINE 5 PIECES PER PACKAGING UNIT | 38.1 | ΠΑΚ | 1 | Simatic | 0.28 | 0
6ES71934CE600AA0 | SIMATIC DP, TERMINAL MODULE TM-P15N22-01 FOR ET 200S FOR POWER MODULES, 15MM WIDTH, FAST CONNECT TERMINAL, 2X2 TERMINAL CONNECTIONS W/O TERMINAL LEAD TO AUX1, AUX1 IN LINE | 8.8 | TEM | 1 | Simatic | 0.072 | 1
6ES71934CF400AA0 | SIMATIC DP, TERMINAL MODULE TM-E30S46-A1 FOR ET 200S FOR ELECTRONIC MODULES 30MM WIDE, SCREW-TYPE TERMINALS 4X6 TERMINAL CONNECTIONS WITH TERMINAL LEAD TO AUX1, AUX1 IN LINE, | 33.4 | TEM | 1 | Simatic | 0.177 | 1
6ES71934CF500AA0 | SIMATIC DP, TERMINAL MODULE TM-E30C46-A1 FOR ET 200S FOR ELECTRONIC MODULES 30MM WIDE,SPRING-LOAD TERMINALS 4X6 TERMINAL CONNECTIONS WITH TERMINAL LEAD TO AUX1, AUX1 IN LINE, | 32.8 | TEM | 1 | Simatic | 0.156 | 1
6ES71934CG200AA0 | SIMATIC DP, 1 TERMINAL MODULE TM-E30S44-01 FOR ET 200S FOR ELECTRONIC MODULES 30MM WIDE, SCREW-TYPE TERMINALS 4X4 TERMINAL CONNECTIONS W/O TERMINAL LEAD TO AUX1, AUX1 IN LINE, | 28.7 | TEM | 1 | Simatic | 0.14 | 1
6ES71934CG300AA0 | SIMATIC DP, 1 TERMINAL MODULE TM-E30C44-01 FOR ET 200S FOR ELECTRONIC MODULES 30MM WIDE,SPRING-LOAD TERMINALS 4X4 TERMINAL CONNECTIONS W/O TERMINAL LEAD TO AUX1, AUX1 IN LINE, | 28.2 | TEM | 1 | Simatic | 0.119 | 1
6ES71934CK200AA0 | SIMATIC DP, TERMINAL MODULE TM-P30S44-A0 FOR ET 200S, FOR POWER MODULE PM-E F PROFISAFE, 30MM WIDE, SCREW-TYPE TERMINALS 2X3 + 2X4 TERMINAL CONNECTIONS WITH TERMINAL LEAD TO AUX1 AUX1 INTERRUPTED | 29.2 | TEM | 1 | Simatic | 0.133 | 1
6ES71934CK300AA0 | SIMATIC DP, TERMINAL MODULE TM-P30C44-A0 FOR ET 200S, FOR POWER MODULE PM-E F PROFISAFE, 30MM WIDE,SPRING-LOAD TERMINALS 2X3 + 2X4 TERMINAL CONNECTIONS WITH TERMINAL LEAD TO AUX1 AUX1 INTERRUPTED | 29.2 | TEM | 1 | Simatic | 0.115 | 1
6ES71934CL200AA0 | SIMATIC DP, 1 TERMINAL MODULE TM-E15S24-AT FOR ET 200S FOR ELECTRONIC MODULE 2 AI TC HIGH FEATURE, 15 MM WIDE,SCREW-TYPE TERMINALS W/O TERMINAL LEAD TO AUX1, AUX1 IN LINE, | 21.2 | TEM | 1 | Simatic | 0.069 | 1
6ES71934CL300AA0 | SIMATIC DP, 1 TERMINAL MODULE TM-E15C24-AT FOR ET 200S FOR ELECTRONIC MODULE 2 AI TC HIGH FEATURE, 15MM WIDE,SPRING-LOAD TERMINALS TERMINAL LEAD TO AUX1, AUX1 IN LINE, | 20.7 | TEM | 1 | Simatic | 0.064 | 1
6ES71934DL000AA0 | SIMATIC DP, TERMINAL MODULE TM-C120C FOR ET 200S COMPACT, SPRING-LOADED TERMINALS, 4 X 21 CONNECTORS, FIT FOR 32PT MODULES IN 2-WIRE | 56.3 | TEM | 1 | Simatic | 0.393 | 1
6ES71934DL100AA0 | SIMATIC DP, TERMINAL MODULE TM-C120S FOR ET 200S COMPACT, SCREW-TYPE TERMINALS, 4 X 21 CONNECTORS, FIT FOR 32PT MODULES IN 2-WIRE | 56.3 | TEM | 1 | Simatic | 0.49 | 1
6ES71934FL000AA0 | SIMATIC DP, ADDITIONAL TERM. FOR ET 200S AND ET 200S COMPACT 32PT IN 3 WIRE CLAMP-TYPE TERMINAL USE 2 ADDITIONAL TERMINALS FOR 4-WIRE | 21.9 | TEM | 1 | Simatic | 0.16 | 1
6ES71934FL100AA0 | SIMATIC DP, ADDITIONAL TERM. FOR ET 200S AND ET 200S COMPACT 32PT IN 3 WIRE SCREW-TYPE TERMINAL USE 2 ADDITIONAL TERMINALS FOR 4-WIRE | 22.3 | TEM | 1 | Simatic | 0.204 | 1
6ES71934GA000AA0 | 5 SHIELD CONNECTING ELEMENTS TERMINAL MODULES TM-P AND TM-E THE ET 200S AS RETAINING DEVICE FOR POWER RAIL 3 X 10 MM F. CONNECTION OF SHIELDED LEADS 5 PIECES PER PACKAGING UNIT | 35 | ΠΑΚ | 1 | Simatic | 0.009 | 1
6ES71934GB000AA0 | 5 TERMINAL ELEMENTS F. ET 200S F.CONNECTION OF BRAIDED SHIELDS WITH THE POWER RAIL 5 PIECES PER PACKAGING UNIT | 23.3 | ΠΑΚ | 1 | Simatic | 0.064 | 1
6ES71934JA000AA0 | SIMATIC DP, SPARE PART TERMINATING MODULE FOR ET 200S | 24.8 | TEM | 1 | Simatic | 0.023 | 1
6ES71934JB000AA0 | CONNECTOR, FEMALE, 2X2-PIN, 24 V DC FOR ET200S, INTERFACE MODULE, KP32F, PN/PN COUPLER, SPRING-LOADED TERMINALS, INTERNALLY BRIDGED, COLOR-CODED AMOUNT: SEE TECHNICAL DATA | 26.3 | ΠΑΚ | 1 | Simatic | 0.049 | 1
6ES71934JB500AA0 | SIMATIC DP, SPARE PART DC 24V PLUG FOR ET 200S INTERFACE MODULES UND PN/PN-COUPLER 2-POLES, SCREW-TYPE TERMINALS, FOR ELECTRONIC POWER SUPPLY 10 PIECES PER PACKAGING UNIT | 27.7 | ΠΑΚ | 1 | Simatic | 0.061 | 1
6ES71934LA200AA0 | 200 COLOR CODING PLATES FOR TERMINAL MODULES OF THE ET 200S AND ET 200S COMPACT IN THE COLOR WHITE | 13.4 | ΠΑΚ | 1 | Simatic | 0.001 | 0
6ES71934LB200AA0 | 200 COLOR CODING PLATES FOR TERMINAL MODULES OF THE ET 200S AND ET 200S COMPACT IN THE COLOR YELLOW | 13.4 | ΠΑΚ | 1 | Simatic | 0.001 | 0
6ES71934LC200AA0 | 200 COLOR CODING PLATES FOR TERMINAL MODULES OF THE ET 200S AND ET 200S COMPACT IN THE COLOR YELLOW-GREEN | 40.5 | ΠΑΚ | 1 | Simatic | 0.001 | 0
6ES71934LD200AA0 | 200 COLOR CODING PLATES FOR TERMINAL MODULES OF THE ET 200S AND ET 200S COMPACT IN THE COLOR RED | 13.4 | ΠΑΚ | 1 | Simatic | 0.001 | 0
6ES71934LF200AA0 | 200 COLOR CODING PLATES FOR TERMINAL MODULES OF THE ET 200S AND ET 200S COMPACT IN THE COLOR BLUE | 13.4 | ΠΑΚ | 1 | Simatic | 0.001 | 0
6ES71934LG200AA0 | 200 COLOR CODING PLATES FOR TERMINAL MODULES OF THE ET 200S AND ET 200S COMPACT IN THE COLOR BROWN | 13.4 | ΠΑΚ | 1 | Simatic | 0.001 | 0
6ES71934LH200AA0 | 200 COLOR CODING PLATES FOR TERMINAL MODULES OF THE ET 200S AND ET 200S COMPACT IN THE COLOR TURQUOISE | 13.4 | ΠΑΚ | 1 | Simatic | 0.001 | 0
6ES71936AF000AA0 | SIMATIC ET 200SP, BUSADAPTER BA 2XFC, 2X FAST CONNECT TERMINALS FOR PROFINET | 62.2 | TEM | 1 | Simatic | 0.063 | 1
6ES71936AG000AA0 | SIMATIC BUSADAPTER BA 2XLC, 2 X LC GLASS-FO-CONNECTORS, FOR PROFINET | 276 | TEM | 1 | Simatic | 0.063 | 1
6ES71936AG200AA0 | SIMATIC BUSADAPTER BA LC/RJ45, MEDIA CONVERTER FO - CU 1 X LC GLASS-FO-SOCKET AND, 1 X RJ45 SOCKET FOR PROFINET | 213 | TEM | 1 | Simatic | 0.063 | 1
6ES71936AG400AA0 | SIMATIC BUSADAPTER BA LC/FC, MEDIA CONVERTER FO - CU 1 X LC GLASS-FO-SOCKET AND, 1 X FASTCONNECT (FC) SOCKET FOR PROFINET | 223 | TEM | 1 | Simatic | 0.063 | 1
6ES71936AP000AA0 | SIMATIC ET 200SP, BUSADAPTER BA 2XSCRJ, 2 SCRJ FO-CONNECTORS, FOR PROFINET | 276 | TEM | 1 | Simatic | 0.078 | 1
6ES71936AP200AA0 | SIMATIC ET 200SP, BUSADAPTER BA SCRJ/RJ45, MEDIA CONVERTER FO - CU 1 X SCRJ FO-SOCKET AND, 1 X RJ45 SOCKET FOR PROFINET | 213 | TEM | 1 | Simatic | 0.05 | 1
6ES71936AP400AA0 | SIMATIC ET 200SP, BUSADAPTER BA SCRJ/FC, MEDIA CONVERTER FO - CU 1 X SCRJ FO-SOCKET AND, 1 X FASTCONNECT (FC) SOCKET FOR PROFINET | 223 | TEM | 1 | Simatic | 0.05 | 1
6ES71936AR000AA0 | SIMATIC ET 200SP, BUSADAPTER BA 2X RJ45, 2 RJ45 SOCKETS FOR PROFINET | 51.5 | TEM | 1 | Simatic | 0.055 | 1
6ES71936AS000AA0 | SIMATIC ET 200SP, BUSADAPTER BA-SEND BA1XFC, 1X FAST CONNECT TERMINAL FOR ET-CONNECTION | 104 | TEM | 1 | Simatic | 0.053 | 1
6ES71936BN000NE0 | SIMATIC ET 200SP, BASEUNIT BU-SEND FOR EXTENSION OF AN ET 200SP STATION VIA ET-CONNECTION WXH: 20MMX117MM | 51.5 | TEM | 1 | Simatic | 0.04 | 1
6ES71936BP000BA0 | SIMATIC ET 200SP, BASEUNIT BU15-P16+A0+2B, BU-TYPE A0, PUSH-IN TERMINALS, W/O AUX-TERMINALS, BRIDGED TO LEFT BU WXH: 15MMX117MM | 14.1 | TEM | 1 | Simatic | 0.048 | 1
6ES71936BP000BA1 | SIMATIC ET 200SP, BASEUNIT BU15-P16+A0+2B/T, BU-TYPE A1, PUSH-IN TERMINALS, W/O AUX-TERMINALS, BRIDGED TO LEFT BU, WXH: 15MMX117MM, WITH TEMPERATUR MEASURING | 19.4 | TEM | 1 | Simatic | 0.049 | 1
6ES71936BP000BD0 | SIMATIC ET 200SP, BASEUNIT BU20-P12+A0+0B, BU-TYPE D0, PUSH-IN KLEMMEN, W/O AUX-TERMINALS, BRIDGED TO LEFT BU WXH: 20MMX117MM | 19.3 | TEM | 1 | Simatic | 0.055 | 1
6ES71936BP000DA0 | SIMATIC ET 200SP, BASEUNIT BU15-P16+A0+2D, BU-TYPE A0, PUSH-IN TERMINALS, W/O AUX-TERMINALS, NEW LOADGROUP, WXH: 15MMX117MM | 24.8 | TEM | 1 | Simatic | 0.048 | 1
6ES71936BP000DA1 | SIMATIC ET 200SP, BASEUNIT BU15-P16+A0+2D/T, BU-TYPE A1, PUSH-IN TERMINALS, W/O AUX-TERMINALS, NEW LOAD GROUP, WXH: 15MMX117MM, WITH TEMPERATURE MEASURING | 30.2 | TEM | 1 | Simatic | 0.048 | 1
6ES71936BP002BA0 | SIMATIC ET 200SP, BASEUNIT BU15-P16+A0+2B, BU-TYPE A0, PACKING UNIT: 10 PIECES, PUSH-IN TERMINALS, W/O AUX-TERMINALS, BRIDGED TO LEFT BU, WXH: 15MMX117MM | 14.1 | TEM | 1 | Simatic | 0.4 | 0
6ES71936BP002DA0 | SIMATIC ET 200SP, BASEUNIT BU15-P16+A0+2D, BU-TYPE A0, PACKING UNIT: 10 PIECES, PUSH-IN TERMINALS, W/O AUX-TERMINALS, NEW LOADGROUP, WXH: 15MMX117MM | 24.8 | TEM | 1 | Simatic | 0.4 | 0
6ES71936BP200BA0 | SIMATIC ET 200SP, BASEUNIT BU15-P16+A10+2B, BU-TYPE A0, PUSH-IN TERMINALS, WITH 10 AUX-TERMINALS, BRIDGED TO LEFT BU WXH: 15MMX141MM | 18.8 | TEM | 1 | Simatic | 0.059 | 1
6ES71936BP200BB0 | SIMATIC ET 200SP, BASEUNIT BU20-P12+A4+0B, BU-TYPE B0, PUSH-IN KLEMMEN, WITH 4 AUX-TERMINALS, BRIDGED TO LEFT BU WXH: 20MMX117MM | 19.3 | TEM | 1 | Simatic | 0.057 | 1
6ES71936BP200BB1 | SIMATIC ET 200SP, BASEUNIT BU20-P12+A0+4B, BU-TYPE B1, PUSH-IN KLEMMEN, W/O AUX-TERMINALS, BRIDGED TO LEFT BU WXH: 20MMX117MM | 19.3 | TEM | 1 | Simatic | 0.057 | 1
6ES71936BP200BC1 | SIMATIC ET 200SP, BASEUNIT TYP B0, BU20-P6+A2+4B BU-TYPE C1, PUSH-IN KLEMMEN, WITH 2 AUX-TERMINALS, BRIDGED TO LEFT BU WXH: 20MMX117MM | 19.3 | TEM | 1 | Simatic | 0.056 | 1
6ES71936BP200BF0 | SIMATIC ET 200SP, BASEUNIT BU20-P8+A4+0B, BU-TYPE F0, PUSH-IN KLEMMEN, WITH AUX-TERMINALS, BRIDGED TO LEFT BU WXH: 20MMX117MM | 19.3 | TEM | 1 | Simatic | 0.057 | 1
6ES71936BP200DA0 | SIMATIC ET 200SP, BASEUNIT BU15-P16+A10+2D, BU-TYPE A0, PUSH-IN TERMINALS, WITH 10 AUX-TERMINALS, NEW LOADGROUP, WXH: 15MMX141MM | 29.5 | TEM | 1 | Simatic | 0.059 | 1
6ES71936BP200DC0 | SIMATIC ET 200SP, BASEUNIT BU20-P6+A2+4D BU-TYPE C0, PUSH-IN KLEMMEN, WITH 2 AUX-TERMINALS, NEW LOADGROUP, WXH: 20MMX117MM | 30.1 | TEM | 1 | Simatic | 0.056 | 1
6ES71936BP202BA0 | SIMATIC ET 200SP, BASEUNIT BU15-P16+A10+2B, BU-TYPE A0, PACKING UNIT: 10 PIECES, PUSH-IN TERMINALS, WITH 10 AUX-TERMINALS, BRIDGED TO LEFT BU, WXH: 15MMX141MM | 18.8 | TEM | 1 | Simatic | 0.5 | 0
6ES71936BP202BB0 | SIMATIC ET 200SP, BASEUNIT BU20-P12+A4+0B, BU-TYPE B0, PACKING UNIT: 10 PIECES, PUSH-IN KLEMMEN, WITH 4 AUX-TERMINALS, BRIDGED TO LEFT BU, WXH: 20MMX117MM | 19.3 | TEM | 1 | Simatic | 0.4 | 0
6ES71936BP202DA0 | SIMATIC ET 200SP, BASEUNIT BU15-P16+A10+2D, BU-TYPE A0, PACKING UNIT: 10 PIECES, PUSH-IN TERMINALS, WITH 10 AUX-TERMINALS, NEW LOADGROUP, WXH: 15MMX141MM | 29.5 | TEM | 1 | Simatic | 0.5 | 0
6ES71936BP400BA1 | SIMATIC ET 200SP, BASEUNIT BU15-P16+A0+12B/T, BU-TYPE A1, PUSH-IN TERMINALS, WITH 2X 5 ADDITIONAL TERMINALS, BRIDGED TO LEFT BU BXH: 15MMX141MM, WITH TEMPERATUR MEASURING | 24.1 | TEM | 1 | Simatic | 0.06 | 1
6ES71936BP400DA1 | SIMATIC ET 200SP, BASEUNIT BU15-P16+A0+12D/T. BU-TYPE A1, PUSH-IN TERMINALS, WITH 2X 5 ADDITIONAL TERMINALS, NEW LOADGROUP, BXH: 15MMX141MM, WITH TEMPERATURE MEASURING | 34.9 | TEM | 1 | Simatic | 0.059 | 1
6ES71936CP002MA0 | SIMATIC ET 200SP, 10 COLOR IDENTIFICATION LABELS COLOR CODE CC00, FOR PERIPHERY MODULES, MODULE SPECIFIC, FOR 16 PUSH-IN TERMINALS | 11.3 | ΠΑΚ | 1 | Simatic | 0.003 | 0
6ES71936CP012MA0 | SIMATIC ET 200SP, 10 COLOR IDENTIFICATION LABELS COLOR CODE CC01, FOR PERIPHERY MODULES, MODULE SPECIFIC, FOR 16 PUSH-IN TERMINALS | 11.3 | ΠΑΚ | 1 | Simatic | 0.007 | 0
6ES71936CP022MA0 | SIMATIC ET 200SP, 10 COLOR IDENTIFICATION LABELS COLOR CODE CC02, FOR PERIPHERY MODULES, MODULE SPECIFIC, FOR 16 PUSH-IN TERMINALS | 11.3 | ΠΑΚ | 1 | Simatic | 0.007 | 0
6ES71936CP032MA0 | SIMATIC ET 200SP, 10 COLOR IDENTIFICATION LABELS COLOR CODE CC03, FOR PERIPHERY MODULES, MODULE SPECIFIC, FOR 16 PUSH-IN TERMINALS | 11.3 | ΠΑΚ | 1 | Simatic | 0.007 | 0
6ES71936CP042MA0 | SIMATIC ET 200SP, 10 COLOR IDENTIFICATION LABELS COLOR CODE CC04, FOR PERIPHERY MODULES, MODULE SPECIFIC, FOR 16 PUSH-IN TERMINALS | 11.3 | ΠΑΚ | 1 | Simatic | 0.007 | 0
6ES71936CP052MA0 | SIMATIC ET 200SP, 10 COLOR IDENTIFICATION LABELS COLOR CODE CC05, FOR PERIPHERY MODULES, MODULE SPECIFIC, FOR 16 PUSH-IN TERMINALS | 11.3 | ΠΑΚ | 1 | Simatic | 0.007 | 0
6ES71936CP412MB0 | SIMATIC ET 200SP, 10 COLOR IDENTIFICATION LABELS COLOR CODE CC41, FOR PERIPHERY MODULES, MODULE SPECIFIC, FOR 12 PUSH-IN TERMINALS | 11.3 | ΠΑΚ | 1 | Simatic | 0.009 | 0
6ES71936CP422MB0 | SIMATIC ET 200SP, 10 COLOR IDENTIFICATION LABELS COLOR CODE CC42, FOR PERIPHERY MODULES, MODULE SPECIFIC, FOR BU-TYPE F0 | 11.3 | ΠΑΚ | 1 | Simatic | 0.009 | 0
6ES71936CP512MC0 | SIMATIC ET 200SP, 10 COLOR IDENTIFICATION LABELS COLOR CODE CC51, FOR PERIPHERY MODULES, MODULE SPECIFIC, FOR 12 PUSH-IN TERMINALS | 11.3 | ΠΑΚ | 1 | Simatic | 0.006 | 0
6ES71936CP522MC0 | SIMATIC ET 200SP, 10 COLOR IDENTIFICATION LABELS COLOR CODE CC52, FOR PERIPHERY MODULES, MODULE SPECIFIC, FOR BU-TYPE C0 | 11.3 | ΠΑΚ | 1 | Simatic | 0.006 | 0
6ES71936CP712AA0 | SIMATIC ET 200SP, 10 COLOR IDENTIFICATION LABELS COLOR CODE CC71, FOR 10 AUX TERMINALS, FOR BU-TYPE A0, WITH PUSH-IN TERMINALS | 11.3 | ΠΑΚ | 1 | Simatic | 0.006 | 0
6ES71936CP722AA0 | SIMATIC ET 200SP, 10 COLOR IDENTIFICATION LABELS COLOR CODE CC72, FOR 10 AUX TERMINALS, FOR BU-TYPE A0, WITH PUSH-IN TERMINALS | 11.3 | ΠΑΚ | 1 | Simatic | 0.006 | 0
6ES71936CP732AA0 | SIMATIC ET 200SP, 10 COLOR IDENTIFICATION LABELS COLOR CODE CC73, FOR 10 AUX TERMINALS, FOR BU-TYPE A0, WITH PUSH-IN TERMINALS | 11.3 | ΠΑΚ | 1 | Simatic | 0.006 | 0
6ES71936CP742AA0 | SIMATIC ET 200SP, 10 COLOR IDENTIFICATION LABELS COLOR CODE CC74, FOR 2X 5 ADDITIONAL TERMINALS, FOR BU-TYPE A1, WITH PUSH-IN TERMINALS | 11.3 | ΠΑΚ | 1 | Simatic | 0.006 | 0
6ES71936CP812AB0 | SIMATIC ET 200SP, 10 COLOR IDENTIFICATION LABELS COLOR CODE CC81, FOR 4 AUX TERMINALS, FOR BU-TYPE B0, WITH PUSH-IN TERMINALS | 11.3 | ΠΑΚ | 1 | Simatic | 0.005 | 0
6ES71936CP822AB0 | SIMATIC ET 200SP, 10 COLOR IDENTIFICATION LABELS COLOR CODE CC82, FOR 4 AUX TERMINALS, FOR BU-TYPE B0, WITH PUSH-IN TERMINALS | 11.3 | ΠΑΚ | 1 | Simatic | 0.005 | 0
6ES71936CP832AB0 | SIMATIC ET 200SP, 10 COLOR IDENTIFICATION LABELS COLOR CODE CC83, FOR 4 AUX TERMINALS, FOR BU-TYPE B0, WITH PUSH-IN TERMINALS | 11.3 | ΠΑΚ | 1 | Simatic | 0.005 | 0
6ES71936CP842AC0 | SIMATIC ET 200SP, 10 COLOR IDENTIFICATION LABELS COLOR CODE CC84, FOR 2 AUX TERMINALS, FOR BU-TYPE C0, WITH PUSH-IN TERMINALS | 11.3 | ΠΑΚ | 1 | Simatic | 0.006 | 0
6ES71936CP852AC0 | SIMATIC ET 200SP, 10 COLOR IDENTIFICATION LABELS COLOR CODE CC85, FOR 2 AUX TERMINALS, FOR BU-TYPE C0, WITH PUSH-IN TERMINALS | 11.3 | ΠΑΚ | 1 | Simatic | 0.006 | 0
6ES71936CP862AC0 | SIMATIC ET 200SP, 10 COLOR IDENTIFICATION LABELS COLOR CODE CC86, FOR 2 AUX TERMINALS, FOR BU-TYPE C0, WITH PUSH-IN TERMINALS | 11.3 | ΠΑΚ | 1 | Simatic | 0.006 | 0
6ES71936EF001AA0 | SIMATIC DP, SPARE PART 5 E-CODING ELEMENTS TYPE F, USABLE FOR ET 200SP MODULES F-DI, F-DQ, F-PM-E; 5 PIECES PER PACKAGING UNIT | 84.2 | ΠΑΚ | 1 | Simatic | 0.009 | 1
6ES71936EH001AA0 | SIMATIC DP, SPARE PART 5 E-CODING ELEMENTS TYPE H, USABLE FOR ET 200SP MODULES AS-I SAFETY, IO-LINK 5 PIECES PER PACKAGING UNIT | 84.2 | ΠΑΚ | 1 | Simatic | 0.011 | 1
6ES71936LA100AA0 | SIMATIC ET 200SP, 1000 LABELING STRIPES, LIGHT GREY, 10 SHEETS DIN A4, PERFORATED, PAPER, 280G/M2 | 45.6 | TEM | 1 | Simatic | 0.195 | 0
6ES71936LA100AG0 | SIMATIC ET 200SP, 1000 LABELING STRIPES, YELLOW, 10 SHEETS DIN A4, PERFORATED, PAPER, 280G/M2 | 45.6 | TEM | 1 | Simatic | 0.187 | 0
6ES71936LF300AW0 | SIMATIC ET 200SP, 160 EQUIPMET IDENTIFIER PLATES, 10 SHEETS (160 LABELS), FOR BA, BU, IM AND PERIPHERY MODULES | 26.3 | ΠΑΚ | 1 | Simatic | 0.123 | 0
6ES71936LR100AA0 | SIMATIC ET 200SP, 500 LABELING STRIPES, LIGHT GREY, ROLL WITH 500 LABELS | 138 | TEM | 1 | Simatic | 0.202 | 0
6ES71936LR100AG0 | SIMATIC ET 200SP, 500 LABELING STRIPES, YELLOW, ROLL WITH 500 LABELS | 138 | TEM | 1 | Simatic | 0.199 | 0
6ES71936PA000AA0 | SIMATIC ET 200SP, SPARE PART SERVERMODULE FOR ET 200SP | 37.5 | TEM | 1 | Simatic | 0.026 | 1
6ES71936SC001AM0 | SIMATIC ET 200SP, 5 SHIELDING TERMINALS AND 5 SHIELDING PLATES, FOR DIRECT CONNECTION | 49.7 | ΠΑΚ | 1 | Simatic | 0.103 | 0
6ES71941AB010XA0 | SIMATIC DP, DISTRIBUTED I/O ET200 FREQUENCY CONVERTER CONNECTOR FOR MOTOR FEEDER SHIELDED HANQ8, ASSIGNMENT TO DESINA SPECIFICATIONS | 72.8 | TEM | 1 | Simatic | 0.234 | 1
6ES71941JB100XA0 | SIMATIC DP, BLANK PLUG ECOFAST FOR ET200, 10 PIECES PER EACH PACKAGING UNIT | 79.8 | ΠΑΚ | 1 | Simatic | 0.051 | 1
6ES71941KA010XA0 | SIMATIC DP, Y CONNECTOR FOR DISTRIBUTED I/O ET 200 FOR THE DOUBLE WIRING OF I/O WITH ONE CABLE TO ET 200 5-PIN M12 | 12.9 | TEM | 1 | Simatic | 0.03 | 1
6ES71942AA000AA0 | M8 POWER CONNECTOR, PIN INSERT, 4 PIN | 16.8 | TEM | 1 | Simatic | 0.026 | 1
6ES71942AB000AA0 | M8 CONNECTOR FOR ET-CONNECTION, 4 PIN, SHIELD | 25.2 | TEM | 1 | Simatic | 0.026 | 1
6ES71942AC000AA0 | M8 POWER CONNECTOR, SOCKET INSERT, 4 PIN | 16.8 | TEM | 1 | Simatic | 0.02 | 1
6ES71942BA000AA0 | IDENTIFICATION LABELS 10X5 MM RAL9016, CONSISTS OF 200 LABELS ON FRAME, 40 LABELS PER FRAME | 21.7 | TEM | 1 | Simatic | 0.055 | 0
6ES71942KA000AA0 | ET-CONNECTION FAST CONNECT STRIPPING TOOL, TOOL FOR FAST STRIPPING OF THE ET-CONNECTION BUS CABLE | 61.2 | TEM | 1 | Simatic | 0.092 | 0
6ES71942LH020AA0 | BUS CABLE FOR ET-CONNECTION, PREASSEMBLED WITH 2 X M8 CONNECTORS, 4 CORE, SHIELDED, LENGTH 0,19M | 20 | TEM | 1 | Simatic | 0.035 | 1
6ES71942LH021AA0 | POWER CABLE M8, PREASSEMBLED WITH M8 PLUG AND M8 SOCKET, 4 CORE, LENGTH 0,19M | 12.6 | TEM | 1 | Simatic | 0.03 | 1
6ES71942LH030AA0 | BUS CABLE FOR ET-CONNECTION, PREASSEMBLED WITH 2 X M8 CONNECTORS, 4 CORE, SHIELDED, LENGTH 0,3M | 20 | TEM | 1 | Simatic | 0.035 | 1
6ES71942LH030AB0 | BUS CABLE FOR ET-CONNECTION, PREASSEMBLED WITH 2 X M8 CONNECTORS ANGLED, 4 CORE, SHIELDED, LENGTH 0,3M | 22.1 | TEM | 1 | Simatic | 0.038 | 1
6ES71942LH031AA0 | POWER CABLE M8, PREASSEMBLED WITH M8 PLUG AND M8 SOCKET, 4 CORE, LENGTH 0,3M | 12.6 | TEM | 1 | Simatic | 0.03 | 1
6ES71942LH031AB0 | POWER CABLE M8, PREASSEMBLED WITH M8 PLUG ANGLED AND M8 SOCKET ANGLED, 4 CORE, LENGTH 0,3M | 14.7 | TEM | 1 | Simatic | 0.03 | 1
6ES71942LH100AA0 | BUS CABLE FOR ET-CONNECTION, PREASSEMBLED WITH 2 X M8 CONNECTORS, 4 CORE, SHIELDED, LENGTH 1,0M | 23.1 | TEM | 1 | Simatic | 0.063 | 1
6ES71942LH100AB0 | BUS CABLE FOR ET-CONNECTION, PREASSEMBLED WITH 2 X M8 CONNECTORS ANGLED, 4 CORE, SHIELDED, LENGTH 1,0M | 25.2 | TEM | 1 | Simatic | 0.064 | 1
6ES71942LH101AA0 | POWER CABLE M8, PREASSEMBLED WITH M8 PLUG AND M8 SOCKET, 4 CORE, LENGTH 1,0M | 13.2 | TEM | 1 | Simatic | 0.059 | 1
6ES71942LH101AB0 | POWER CABLE M8, PREASSEMBLED WITH M8 PLUG ANGLED AND M8 SOCKET ANGLED, 4 CORE, LENGTH 1,0M | 15.3 | TEM | 1 | Simatic | 0.061 | 1
6ES71942LH200AA0 | BUS CABLE FOR ET-CONNECTION, PREASSEMBLED WITH 2 X M8 CONNECTORS, 4 CORE, SHIELDED, LENGTH 2,0M | 26.3 | TEM | 1 | Simatic | 0.102 | 1
6ES71942LH200AB0 | BUS CABLE FOR ET-CONNECTION, PREASSEMBLED WITH 2 X M8 CONNECTORS ANGLED, 4 CORE, SHIELDED, LENGTH 2,0M | 29.4 | TEM | 1 | Simatic | 0.108 | 1
6ES71942LH200AC0 | BUS CABLE FOR ET-CONNECTION, PREASSEMBLED ONE SIDE WITH M8 CONNECTOR, 4 CORE, SHIELDED, LENGTH 2,0M | 21 | TEM | 1 | Simatic | 0.093 | 1
6ES71942LH201AA0 | POWER CABLE M8, PREASSEMBLED WITH M8 PLUG AND M8 SOCKET, 4 CORE, LENGTH 2,0M | 13.7 | TEM | 1 | Simatic | 0.102 | 1
6ES71942LH201AB0 | POWER CABLE M8, PREASSEMBLED WITH M8 PLUG ANGLED AND M8 SOCKET ANGLED, 4 CORE, LENGTH 2,0M | 15.8 | TEM | 1 | Simatic | 0.103 | 1
6ES71942LH201AC0 | POWER CABLE M8, PREASSEMBLED ONE SIDE WITH M8 SOCKET, 4 CORE, LENGTH 2,0M | 9.5 | TEM | 1 | Simatic | 0.096 | 1
6ES71942LH500AA0 | BUS CABLE FOR ET-CONNECTION, PREASSEMBLED WITH 2 X M8 CONNECTORS, 4 CORE, SHIELDED, LENGTH 5,0M | 34.7 | TEM | 1 | Simatic | 0.216 | 1
6ES71942LH500AB0 | BUS CABLE FOR ET-CONNECTION, PREASSEMBLED WITH 2 X M8 CONNECTORS ANGLED, 4 CORE, SHIELDED, LENGTH 5,0M | 37.8 | TEM | 1 | Simatic | 0.232 | 1
6ES71942LH500AC0 | BUS CABLE FOR ET-CONNECTION, PREASSEMBLED ONE SIDE WITH M8 CONNECTOR, 4 CORE, SHIELDED, LENGTH 5,0M | 29.4 | TEM | 1 | Simatic | 0.209 | 1
6ES71942LH501AA0 | POWER CABLE M8, PREASSEMBLED WITH M8 PLUG AND M8 SOCKET, 4 CORE, LENGTH 5,0M | 15.3 | TEM | 1 | Simatic | 0.23 | 1
6ES71942LH501AB0 | POWER CABLE M8, PREASSEMBLED WITH M8 PLUG ANGLED AND M8 SOCKET ANGLED, 4 CORE, LENGTH 5,0M | 17.4 | TEM | 1 | Simatic | 0.231 | 1
6ES71942LH501AC0 | POWER CABLE M8, PREASSEMBLED ONE SIDE WITH M8 SOCKET, 4 CORE, LENGTH 5,0M | 11.6 | TEM | 1 | Simatic | 0.224 | 1
6ES71942LN100AA0 | BUS CABLE FOR ET-CONNECTION, PREASSEMBLED WITH 2 X M8 CONNECTORS, 4 CORE, SHIELDED, LENGTH 10M | 49.4 | TEM | 1 | Simatic | 0.403 | 1
6ES71942LN100AB0 | BUS CABLE FOR ET-CONNECTION, PREASSEMBLED WITH 2 X M8 CONNECTORS ANGLED, 4 CORE, SHIELDED, LENGTH 10M | 52.5 | TEM | 1 | Simatic | 0.442 | 1
6ES71942LN100AC0 | BUS CABLE FOR ET-CONNECTION, PREASSEMBLED ONE SIDE WITH M8 CONNECTOR, 4 CORE, SHIELDED, LENGTH 10M | 44.1 | TEM | 1 | Simatic | 0.401 | 1
6ES71942LN101AA0 | POWER CABLE M8, PREASSEMBLED WITH M8 PLUG AND M8 SOCKET, 4 CORE, LENGTH 10M | 20 | TEM | 1 | Simatic | 0.441 | 1
6ES71942LN101AB0 | POWER CABLE M8, PREASSEMBLED WITH M8 PLUG ANGLED AND M8 SOCKET ANGLED, 4 CORE, LENGTH 10M | 22.1 | TEM | 1 | Simatic | 0.439 | 1
6ES71942LN101AC0 | POWER CABLE M8, PREASSEMBLED ONE SIDE WITH M8 SOCKET, 4 CORE, LENGTH 10M | 16.8 | TEM | 1 | Simatic | 0.423 | 1
6ES71942LN150AA0 | BUS CABLE FOR ET-CONNECTION, PREASSEMBLED WITH 2 X M8 CONNECTORS, 4 CORE, SHIELDED, LENGTH 15M | 65.1 | TEM | 1 | Simatic | 0.6 | 1
6ES71942LN150AB0 | BUS CABLE FOR ET-CONNECTION, PREASSEMBLED WITH 2 X M8 CONNECTORS ANGLED, 4 CORE, SHIELDED, LENGTH 15M | 68.3 | TEM | 1 | Simatic | 0.6 | 1
6ES71942LN150AC0 | BUS CABLE FOR ET-CONNECTION, PREASSEMBLED ONE SIDE WITH M8 CONNECTOR, 4 CORE, SHIELDED, LENGTH 15M | 59.9 | TEM | 1 | Simatic | 0.6 | 1
6ES71942LN151AA0 | POWER CABLE M8, PREASSEMBLED WITH M8 PLUG AND M8 SOCKET, 4 CORE, LENGTH 15M | 29.4 | TEM | 1 | Simatic | 0.66 | 1
6ES71942LN151AB0 | POWER CABLE M8, PREASSEMBLED WITH M8 PLUG ANGLED AND M8 SOCKET ANGLED, 4 CORE, LENGTH 15M | 31.5 | TEM | 1 | Simatic | 0.66 | 1
6ES71942LN151AC0 | POWER CABLE M8, PREASSEMBLED ONE SIDE WITH M8 SOCKET, 4 CORE, LENGTH 15M | 26.3 | TEM | 1 | Simatic | 0.66 | 1
6ES71943JA000AA0 | SIMATIC DP, BLANK PLUG 7/8" FOR ET 200, 10 PIECES PER PACKAGING UNIT | 7.7 | ΠΑΚ | 1 | Simatic | 0.004 | 1
6ES71944AA000AA0 | SIMATIC DP, CONNECTING MODULE FOR PROFIBUS INTERFACE MODULES ET 200PRO; ECOFAST CU, 2 X ECOFAST CONNECTION RS485, INTEGRATED ADRESS SETTING AND BUS TERMINATION FOR PROFIBUS DP | 80.4 | TEM | 1 | Simatic | 0.226 | 1
6ES71944AB000AA0 | SIMATIC DP, COMPENSATION CONNECTOR M12 WITH PT1000 INTEGRATED TO COLD-JUNCTION COMPENSATION AT THE CONNECTION OF | 26.8 | TEM | 1 | Simatic | 0.049 | 1
6ES71944AC000AA0 | SIMATIC DP, CONNECTING MODULE FOR PROFIBUS INTERFACE MODULES ET 200PRO; DIRECT CONNECTION, INTEGRATED ADRESS SETTING AND BUS TERMINATION FOR PROFIBUS DP | 69.7 | TEM | 1 | Simatic | 0.342 | 1
6ES71944AD000AA0 | SIMATIC DP, CONNECTING MODULE FOR PROFIBUS INTERFACE MODULES ET 200PRO; M12 / 7/8", 2 X M12 AND 2 X 7/8", INTEGRATED ADRESS SETTING AND BUS TERMINATION FOR PROFIBUS DP | 75 | TEM | 1 | Simatic | 0.465 | 1
6ES71944AF000AA0 | SIMATIC DP, CONNECTING MODULE FOR PROFINET INTERFACE MODULES ET 200PRO; CONNECTOR 2XRJ45 2X POWER PLUG PUSH PULL FOR PROFINET PN | 124 | TEM | 1 | Simatic | 0.37 | 1
6ES71944AG000AA0 | SIMATIC DP, CONNECTING MODULE FOR PROFINET INTERFACE MODULES ET 200PRO; CONNECTOR 2XSCRJ FO 2X POWER PLUG PUSH PULL FOR PROFINET PN | 258 | TEM | 1 | Simatic | 0.38 | 1
6ES71944AJ000AA0 | SIMATIC DP, CONNECTING MODULE FOR PROFINET INTERFACE MODULES ET 200PRO; M12 / 7/8", 2 X M12 AND 2 X 7/8", | 75 | TEM | 1 | Simatic | 0.617 | 1
6ES71944AN000AA0 | SIMATIC DP, CONNECTING MODULE FOR ET200PRO PLC IM154-8 PN/DP, 4 X M12 UND 2 X 7/8" , FOR PROFINET AND PROFIBUS DP | 120 | TEM | 1 | Simatic | 0.617 | 1
6ES71944AP000AA0 | SIMATIC DP, Connection module for ET200pro CPU 1516PRO-2 PN, 3 x M12 and 2 x 7/8" for 2 x PROFINET | 115 | TEM | 1 | Simatic | 0.617 | 1
6ES71944BA000AA0 | SIMATIC DP, CONNECTING MODULE FOR POWER MODULES PM-E ET 200PRO ECOFAST CU DP, 1 X ECOFAST CONNECTION RS485 | 75 | TEM | 1 | Simatic | 0.149 | 1
6ES71944BC000AA0 | SIMATIC DP, CONNECTING MODULE FOR POWER MODULES PM-E ET 200PRO DIRECT CONNECTION: UP TO 2 CABLE FITTINGS M20 | 69.7 | TEM | 1 | Simatic | 0.196 | 1
6ES71944BD000AA0 | SIMATIC DP, CONNECTING MODULE FOR POWER MODULES PM-E ET 200PRO 7/8", 1 X 7/8" | 75 | TEM | 1 | Simatic | 0.155 | 1
6ES71944BE000AA0 | SIMATIC DP, CONNECTING MODULE FOR POWER MODULES PM-E ET 200PRO PUSH PULL | 129 | TEM | 1 | Simatic | 0.157 | 1
6ES71944BH000AA0 | SIMATIC DP, CONNECTING MODULE FOR POWER MODULES OUTPUT PM-O ET 200PRO, 2XPUSH PULL | 129 | TEM | 1 | Simatic | 0.148 | 1
6ES71944CA000AA0 | SIMATIC DP, CONNECTING MODULE FOR DIGITAL AND ANALOG ELECTRONIC MODULES ET 200PRO 4 X M12 | 34.3 | TEM | 1 | Simatic | 0.358 | 1
6ES71944CA100AA0 | SIMATIC DP, CONNECTING MODULE FOR DIGITAL ELECTRONIC MODULES ET 200PRO, 4 X M12, PLASTIC VERSION | 29 | TEM | 1 | Simatic | 0.154 | 1
6ES71944CA200AA0 | SIMATIC DP, connecting module for IO-Link maSTer ET 200pro, 4 x M12, plaSTic version | 29 | TEM | 1 | Simatic | 0.154 | 1
6ES71944CA500AA0 | SIMATIC DP, CONNECTING MODULE FOR DIGITAL (4DO UND 4 DO HF) ELECTRONIC MODULES ET 200PRO 4 X M12 WITH 2 X M12 SINGLE-ASSIGNEMENT, 2 X M12 DOUBLE-ASSIGNEMENT | 40.8 | TEM | 1 | Simatic | 0.36 | 1
6ES71944CB000AA0 | SIMATIC DP, CONNECTING MDULE FOR DIGITAL ELECTRONIC MODULES ET 200PRO 8 X M12 | 48.2 | TEM | 1 | Simatic | 0.35 | 1
6ES71944CB100AA0 | SIMATIC DP, CONNECTING MODULE FOR DIGITAL ELECTRONIC MODULES ET 200PRO, 8 X M12, PLASTIC VERSION | 40.8 | TEM | 1 | Simatic | 0.154 | 1
6ES71944CB500AA0 | SIMATIC DP, CONNECTING MDULE FOR DIGITAL ELECTRONIC MODULE 16 DI DC24V AND 4 DIO / 4DO DC24V/0,5A, ET200PRO, 8 X M12 | 75 | TEM | 1 | Simatic | 0.359 | 1
6ES71944DA000AA0 | SIMATIC DP, ET200PRO CONNECTING MODULE FOR FAILSAFE ELECTRONIC MODULE F-SWITCH PROFISAFE | 43.7 | TEM | 1 | Simatic | 0.37 | 1
6ES71944DC000AA0 | SIMATIC DP, ET200PRO CONNECTING MODULE FOR FAILSAFE ELECTRONIC MODULE 4/8 F-DI/4 F-DO DC24V/2A | 87.4 | TEM | 1 | Simatic | 0.617 | 1
6ES71944DD000AA0 | SIMATIC DP, ET200PRO CONNECTING MODULE FOR FAILSAFE ELECTRONIC MODULE 8/16 F-DI DC24V | 87.4 | TEM | 1 | Simatic | 0.583 | 1
6ES71944EB000AA0 | SIMATIC DP, CONNECTING MDULE FOR DIGITAL ELECTRONIC MODULES ET 200PRO 8 X M8 | 48.2 | TEM | 1 | Simatic | 0.358 | 1
6ES71944FA000AA0 | SIMATIC DP, CONNECTING MODULE FOR DIGITAL ELECTRONIC MODULES ET 200PRO 1XM23 | 48.2 | TEM | 1 | Simatic | 0.194 | 1
6ES71944FB000AA0 | SIMATIC DP, CONNECTING MODULE FOR DIGITAL ELECTRONIC MODULES ET 200PRO 2XM12, 8-PIN; | 48.2 | TEM | 1 | Simatic | 0.154 | 1
6ES71944GA000AA0 | SIMATIC DP, MODULE CARRIER NARROW VERSION FOR IO MODULES ET 200PRO, LENGTH: 500 MM | 30 | TEM | 1 | Simatic | 1.59 | 1
6ES71944GA200AA0 | SIMATIC DP, MODULE CARRIER NARROW VERSION FOR IO MODULES ET 200PRO SOLD BY THE METER, CONFIGURABLE BY THE USER, LENGTH: 2000 MM | 77.1 | TEM | 1 | Simatic | 6.369 | 1
6ES71944GA600AA0 | SIMATIC DP, MODULE CARRIER NARROW VERSION FOR IO MODULES ET 200PRO LENGTH: 1000 MM, NEW HOLE PATTERN | 53.6 | TEM | 1 | Simatic | 3.16 | 1
6ES71944GB000AA0 | SIMATIC DP, MODULE CARRIER WIDE VERSION FOR IO MODULES AND MOTORSTARTERS ET 200PRO, LENGTH: 500 MM | 59 | TEM | 1 | Simatic | 2.332 | 0
6ES71944GB200AA0 | SIMATIC DP, MODULE CARRIER WIDE VERSION FOR IO MODULES AND MOTORSTARTERS ET 200PRO, SOLD BY THE METER, CONFIGURABLE BY THE USER, LENGTH: 2000 MM | 144 | TEM | 1 | Simatic | 9.7 | 0
6ES71944GB600AA0 | SIMATIC DP, MODULE CARRIER WIDE VERSION FOR IO MODULES AND MOTORSTARTERS ET 200PRO, LENGTH: 1000 MM NEW HOLE PATTERN | 97.5 | TEM | 1 | Simatic | 4.76 | 0
6ES71944GC200AA0 | SIMATIC DP, MODULE CARRIER COMPACT VERSION FOR IO MODULES ET 200PRO, SOLD BY THE METER, CONFIGURABLE BY THE USER, LENGTH: 2000 MM | 85.7 | TEM | 1 | Simatic | 6.58 | 1
6ES71944GC600AA0 | SIMATIC DP, MODULE CARRIER COMPACT VERSION FOR IO MODULES ET 200PRO LENGTH: 1000 MM NEW HOLE PATTERN | 57.9 | TEM | 1 | Simatic | 6.097 | 1
6ES71944GC700AA0 | SIMATIC DP, MODULE CARRIER COMPACT VERSION FOR IO MODULES ET 200PRO, LENGTH: 500 MM, NEW HOLE PATTERN | 34.3 | TEM | 1 | Simatic | 1.6 | 0
6ES71944GD000AA0 | SIMATIC DP, MODULE CARRIER COMPACT WIDE VERSION FOR IO MODULES AND MOTORSTARTERS ET 200PRO, LENGTH: 500 MM | 61.1 | TEM | 1 | Simatic | 2.536 | 0
6ES71944GD100AA0 | SIMATIC DP, MODULE CARRIER COMPACT WIDE VERSION FOR IO MODULES AND MOTORSTARTERS ET 200PRO, LENGTH: 1000 MM | 99.7 | TEM | 1 | Simatic | 5.068 | 0
6ES71944GD200AA0 | SIMATIC DP, MODULE CARRIER COMPACT WIDE VERSION FOR IO MODULES AND MOTORSTARTERS ET 200PRO, SOLD BY THE METER, CONFIGURABLE BY THE USER, LENGTH: 2000 MM | 146 | TEM | 1 | Simatic | 10.136 | 0
6ES71944HA000AA0 | SIMATIC DP, MODULE LABELS FOR ET 200PRO TO MARK THE CONNECTION MODULES IO IN TERMS OF COLOUR; PACKAGE EACH WITH 100 LABELS 20 X 7 IN THE COLOURS RED, GREEN, BLUE, WHITE, YELLOW | 62.2 | ΠΑΚ | 1 | Simatic | 0.103 | 0
6ES71944HB000AA0 | SIMATIC DP, FUSES 12.5A (SPARE PART) FOR ET 200PRO 10 PIECES PER PACKAGING UNIT | 20.9 | ΠΑΚ | 1 | Simatic | 0.012 | 1
6ES71944JA500AA0 | SIMATIC DP, PROFINET IO CAPS FOR PUSH PULL SOCKETS (1L+; 2L+) POWER, 5 PIECES PER PACKAGING UNIT | 64.3 | ΠΑΚ | 1 | Simatic | 0.169 | 1
6ES71944JD500AA0 | SIMATIC DP, PROFINET IO CAPS FOR PUSH PULL SOCKETS (SC RJ), 5 PIECES PER PACKAGING UNIT | 59 | ΠΑΚ | 1 | Simatic | 0.099 | 1
6ES71944JD600AA0 | SIMATIC DP, BLANK PLUG M12 WITH INSIDE THREAD, FOR PROTECTION OF PROFIBUS- INTERFACE X01/DP1 AT ET 200PRO IM154-8 PN/DP CPU, 5 PIECES PER PACKAGING UNIT | 13.4 | ΠΑΚ | 1 | Simatic | 0.017 | 1
6ES71946CA000AA0 | SIMATIC DP, PROFINET TERMINAL BLOCK FOR ET200ECO PN, 10A CUTTER CLAMPS | 68.3 | TEM | 1 | Simatic | 0.1 | 1
6ES71946GA000AA0 | SIMATIC DP, PROFINET MOUNTING BAR FOR ET200ECO PN LENGTHS 0,5M | 52.5 | TEM | 1 | Simatic | 2.06 | 1
6ES71946HB000AA0 | SIMATIC DP, PROFINET REPLACEMENT FUSE FOR TERMINAL BLOCK ET200ECO PN 10 PIECES PER PACKAGING UNIT | 10.5 | ΠΑΚ | 1 | Simatic | 0.007 | 1
6ES71946KA000XA0 | SIMATIC DP, Y CABLE FOR DISTRIBUTED I/O ET 200 FOR THE DOUBLE WIRING OF I/O WITH ONE CABLE TO ET 200 5-PIN M12, 200MM | 25.8 | TEM | 1 | Simatic | 0.059 | 1
6ES71946MA000AA0 | SIMATIC DP, PROFINET SELF-TAPPING SCREW FOR MOUNTING BAR ET200ECO PN 50 PIECES PER PACKAGING UNIT | 15.8 | ΠΑΚ | 1 | Simatic | 0.275 | 1
6ES71950AA050XA0 | DP, ASIC ASPC2 STEP E2 LEADFREE FOR PROFIBUS DP, MASTER, MAX. 12 MBIT/S 6 UNITS FOR LABORATORY DEVELOPMENT | 189 | ΠΑΚ | 1 | Simatic | 0.426 | 0
6ES71950AA150XA0 | DP, ASIC ASPC2 STEP E2 LEADFREE FOR PROFIBUS DP, MASTER, MAX. 12 MBIT/S 66 UNITS/TRAY | 1824 | ΠΑΚ | 1 | Simatic | 0.527 | 0
6ES71950AA250XA0 | DP, ASIC ASPC2 STEP E2 LEADFREE FOR PROFIBUS DP, MASTER, MAX. 12 MBIT/S 660 UNITS/TRAY BOX | 15433 | ΠΑΚ | 1 | Simatic | 2.783 | 0
6ES71950BA020XA0 | SIMATIC DP, ASIC LSPM2 LEADFREE FOR PROFIBUS DP, SLAVE, MAX. 12 MBITS/S, 32 I/O 6 FOR LABORATORY DEVELOPMENT | 99.8 | ΠΑΚ | 1 | Simatic | 0.404 | 0
6ES71950BA120XA0 | SIMATIC DP, ASIC LSPM2 LEADFREE FOR PROFIBUS DP, SLAVE, MAX. 12 MBITS/S, 32 I/O 66 PCS./TRAY | 965 | ΠΑΚ | 1 | Simatic | 0.515 | 0
6ES71950BA220XA0 | SIMATIC DP, ASIC LSPM2 LEADFREE FOR PROFIBUS DP, SLAVE, MAX. 12 MBITS/S, 32 I/O 330 PCS./1 TRAY-BOX | 4091 | ΠΑΚ | 1 | Simatic | 1.606 | 0
6ES71950BD040XA0 | DP, ASIC SPC3 STEPC LEADFREE FOR PROFIBUS DP, MAX. 12 MBAUD 6 FOR LABORATORY DEVELOPMENT | 116 | ΠΑΚ | 1 | Simatic | 0.457 | 0
6ES71950BD140XA0 | DP, ASIC SPC3, STEPC LEADFREE FOR PROFIBUS DP, MAX. 12 MBAUD 96 PCS. / 1 TRAY | 1148 | ΠΑΚ | 1 | Simatic | 0.496 | 0
6ES71950BD240XA0 | DP, ASIC SPC3 STEPC LEADFREE FOR PROFIBUS DP, MAX. 12 MBAUD 960 PCS. / 1 TRAY - BOX | 9476 | ΠΑΚ | 1 | Simatic | 2.298 | 0
6ES71950BD440XA0 | DP, ASIC SPC 3 STEP C LEADFREE FOR PROFIBUS DP, MAX. 12 MBAUD 750 PIECES T & R | 7560 | ΠΑΚ | 1 | Simatic | 1.217 | 0
6ES71950BE020XA0 | DP, ASIC DPC31 STEPB LEADFREE FOR PROFIBUS DP, SLAVE ASIC W. PROCESSOR KERNEL 6 FOR LABORATORY DEVELOPMENT | 99.8 | ΠΑΚ | 1 | Simatic | 0.562 | 0
6ES71950BE120XA0 | DP, ASIC, DPC31 STEPB LEADFREE FOR PROFIBUS DP, SLAVE ASIC W. PROCESSOR KERNEL 60 PCS. 1 TRAY | 921 | ΠΑΚ | 1 | Simatic | 0.637 | 0
6ES71950BE220XA0 | DP, ASIC DPC31 STEPB LEADFREE FOR PROFIBUS DP, SLAVE ASIC W. PROCESSOR KERNEL 300 PCS., 1 TRAY BOX | 3898 | ΠΑΚ | 1 | Simatic | 1.84 | 0
6ES71950BF020XA0 | DP, ASIC DPC31 STEP C1 LEADFREE FOR PROFIBUS DP, SLAVE ASIC W. PROCESSOR KERNEL, 6 PCS. FOR LABORATORY DEVELOPM. ++ PLEASE NOTE: NOT COMPATIBLE WITH DPC31 / STEP B ++ | 99.8 | ΠΑΚ | 1 | Simatic | 0.413 | 0
6ES71950BF120XA0 | DP, ASIC DPC31 STEP C1 LEADFREE FOR PROFIBUS DP, SLAVE ASIC W. PROCESSOR KERNEL 66 PCS. SINGLE TRAY +++ PLEASE NOTE: NOT COMPATIBLE WITH DPC31 / STEP B +++ | 912 | ΠΑΚ | 1 | Simatic | 0.546 | 0
6ES71950BF220XA0 | DP, ASIC DPC31 STEP C1 LEADFREE FOR PROFIBUS DP, SLAVE ASIC W. PROCESSOR KERNEL 660 PCS. TRAY BOX +++ PLEASE NOTE: NOT COMPATIBLE WITH DPC31 / STEP B +++ | 7717 | ΠΑΚ | 1 | Simatic | 2.893 | 0
6ES71950BG000XA0 | DP, ASIC SPC3LV (3,3V) LEADFREE FOR PROFIBUS DP, MAX. 12 MBAUD 5 FOR LABORATORY DEVELOPMENT | 89.3 | ΠΑΚ | 1 | Simatic | 0.498 | 0
6ES71950BG100XA0 | DP, ASIC SPC3LV (3,3V) LEADFREE FOR PROFIBUS DP, MAX. 12 MBAUD 160 PCS. / 1 TRAY | 1680 | ΠΑΚ | 1 | Simatic | 0.499 | 0
6ES71950BG200XA0 | DP, ASIC SPC3LV (3,3V) LEADFREE FOR PROFIBUS DP, MAX. 12 MBAUD 800 PCS. / 1 TRAY BOX | 7560 | ΠΑΚ | 1 | Simatic | 1.41 | 0
6ES71950BG400XA0 | DP, ASIC SPC3LV (3,3V) LEADFREE FOR PROFIBUS DP, MAX. 12 MBAUD 1000 PCS. T & R | 9135 | ΠΑΚ | 1 | Simatic | 1.176 | 0
6ES71950BH000XA0 | ERTEC 200P, PROFINET IO ASIC, INDUSTRIAL ETHERNET 100 MBIT/S, ASIC WITH ARM PROCESSOR, 2-PORT SWITCH, PHY INTEGRATED, LEADFREE, DRYPACK 10 PIECES | 392 | ΠΑΚ | 1 | Simatic | 0.396 | 0
6ES71950BH100XA0 | ERTEC 200P, PROFINET IO ASIC, INDUSTRIAL ETHERNET 100 MBIT/S, ASIC WITH ARM PROCESSOR, 2-PORT SWITCH, PHY INTEGRATED, LEADFREE, DRYPACK (1 TRAY) 90 PIECES | 2205 | ΠΑΚ | 1 | Simatic | 0.468 | 0
6ES71950BH200XA0 | ERTEC 200P, PROFINET IO ASIC, INDUSTRIAL ETHERNET 100 MBIT/S, ASIC WITH ARM PROCESSOR, 2-PORT SWITCH, PHY INTEGRATED, LEADFREE, DRYPACK (5 TRAYS) 450 PIECES | 10286 | ΠΑΚ | 1 | Simatic | 1.25 | 0
6ES71950BH300XA0 | ERTEC 200P, PROFINET IO ASIC, INDUSTRIAL ETHERNET 100 MBIT/S, ASIC WITH ARM PROCESSOR, 2-PORT SWITCH, PHY INTEGRATED, LEADFREE, 1000 PCS. T & R | 19821 | ΠΑΚ | 1 | Simatic | 2.5 | 0
6ES71951GA000XA0 | SIMATIC DP, RAIL FOR ET 200M 483 MM LONG F. MAX. 5 BUS MOD. FUNCTION: INSERT/REMOVE | 47.8 | TEM | 1 | Simatic | 1.208 | 0
6ES71951GC000XA0 | SIMATIC DP, RAIL FOR ET 200M 2000 MM LONG FOR BUS MODULES FUNCTION: INSERT/REMOVE | 168 | TEM | 1 | Simatic | 5.135 | 0
6ES71951GF300XA0 | SIMATIC DP, RAIL FOR ET 200M 530 MM LONG F. MAX. 5 BUS MOD. FUNCTION: INSERT/REMOVE | 52.8 | TEM | 1 | Simatic | 1.34 | 0
6ES71951GG300XA0 | SIMATIC DP, RAIL FOR ET 200M 620 MM LONG FOR BUS MODULES FUNCTION: INSERT/REMOVE | 59.9 | TEM | 1 | Simatic | 1.56 | 0
6ES71951JA000XA0 | SIMATIC DP, COVERS FOR BUS UNIT ET 200M,4 BACKPLANE BUS COVERS, 1 BUS BACKPLANE COVER,FUNCTION: INSERT/REMOVE | 10.6 | TEM | 1 | Simatic | 0.017 | 1
6ES71951KA000XA0 | SIMATIC DP, EXPLOSION-PROOF PARTITION PLATE FOR ET 200M TO PLUG IN TO A BUS MODULE FUNCTION: INSERT/REMOVE | 13.2 | TEM | 1 | Simatic | 0.043 | 1
6ES71952BA000XA0 | SIMATIC DP, FIRMWARE FOR ASIC SPC3 AND IM 182, SLAVE SOFTWARE FOR PROFIBUS DP, SOURCE CODE 6KB | 1182 | TEM | 1 | Simatic | 0.2 | 0
6ES71952BA010XA0 | SIMATIC DP, FIRMWARE FOR ASIC SPC3 AND IM 182, DP/V1 SLAVE SOFTWARE FOR PROFIBUS DP, SOURCE CODE APPR. 470 KB | 2067 | TEM | 1 | Simatic | 0.213 | 0
6ES71952BA020XA0 | SIMATIC DP, FIRMWARE UPGRADE FOR ASIC SPC3 AND IM 182, SLAVE SOFTWARE UPGRADE FROM DP TO DP/V1 SOURCE CODE APPR. 470 KB | 887 | TEM | 1 | Simatic | 0.138 | 0
6ES71952BB000XA0 | SIMATIC DP, FIRMWARE FOR ASIC DPC31, DP/V1 SLAVE SOFTWARE FOR PROFIBUS DP, SOURCE CODE APPR. 500 KB | 2067 | TEM | 1 | Simatic | 0.215 | 0
6ES71953AA000YA0 | PROFINET DRIVER FOR CONTROLLER DEVELOPMENT PACKAGE FOR PROFINET IO CONTROLLER V1.1, ON CD, SOURCE CODE WITH EXEMPLARY IMPLEMENTATION ON WINDOWS AND LINUX | 735 | TEM | 1 | Simatic | 0.226 | 0
6ES71953AA050XA0 | RUNTIME LICENSE PROFINET DRIVER 1 PIECE, STICKER, LICENSE ONLY, NO SOFTWARE | 572 | TEM | 1 | Simatic | 0.02 | 0
6ES71953AA100XA0 | RUNTIME LICENSE PROFINET DRIVER 10 PIECES, STICKERS, LICENSE ONLY, NO SOFTWARE | 3266 | TEM | 1 | Simatic | 0.022 | 0
6ES71953AA200XA0 | RUNTIME LICENSE PROFINET DRIVER 50 PIECES, STICKERS, LICENSE ONLY, NO SOFTWARE | 12245 | TEM | 1 | Simatic | 0.026 | 0
6ES71953BC100YA0 | PRODUCTLINE LICENSE FOR PN IO FW-STACK | 8000 | TEM | 1 | Simatic | 0.043 | 0
6ES71953BE004AB1 | TRAINER PACKAGE PROFINET & PROFISAFE, CONSISTING OF: EK-ERTEC 200P PN IO, EB200P, DOCUMENTATION, PN TREIBER FOR CONTROLLER, ETHERNET CABLE RJ45/RJ45 6M, PN IO DEVICE STACK, PROFISAFE-STARTERKIT V3.5, PROFISAFE DRIVER-SOFTWARE, IPARSERVER, TOOL-CALLING-INTERF EXAMPLE FOR EK-ERTEC 200P, BEISPIELE F. PN TREIBER (WINDOWS & LINUX) ******************************* FOR EDUCATIONAL PURPOSES ONLY | 1106 | TEM | 1 | Simatic | 1 | 0
6ES71953BF020YA0 | PROFISAFE-STARTERKIT V3.4 (FOR V1-MODE AND V2-MODE PROFISAFE-DEVICES) | 2100 | TEM | 1 | Simatic | 0.258 | 0
6ES71953BF030YA0 | PROFIsafe-STarterkit V3.5 with PROFIsafe profile V2.6.1 | 2100 | TEM | 1 | Simatic | 0.215 | 0
6ES71957HA000XA0 | SIMATIC DP, BUS UNIT FOR ET200M F. THE INTEGR.OF 1 PS A.1 IM153 FUNCTION:INSERT/REMOVE-MODULE WHILE OPERATING MODE RUN INCL. COVER FOR BUS UNIT | 41.4 | TEM | 1 | Simatic | 0.103 | 1
6ES71957HB000XA0 | SIMATIC DP, BUS UNIT FOR ET200M F. THE INTEGR.OF TWO 40 MM WIDE I/O SUBMODULES FOR INSERT/REMOVE | 92.2 | TEM | 1 | Simatic | 0.132 | 1
6ES71957HC000XA0 | SIMATIC DP, BUS UNIT FOR ET200M F. THE INTEGR.OF ONE 80 MM WIDE I/O SUBMODULE FOR INSERT/REMOVE | 78 | TEM | 1 | Simatic | 0.117 | 1
6ES71957HD100XA0 | SIMATIC DP, BUS UNIT FOR ET200M FOR INTEGRATING 2 IM153-2 RED. FUNCTION: INSERT/REMOVE WHILE OPERATING MODE RUN | 126 | TEM | 1 | Simatic | 0.128 | 1
6ES71957HG000XA0 | SIMATIC S7, SEPARATOR BUS MODUL BETWEEN F- AND STANDARD MODULES USE ONLY WITH SEPARATOR MODULE | 59.7 | TEM | 1 | Simatic | 0.119 | 1
6ES71957KF000XA0 | SIMATIC S7, SEPARATOR MODULE BETWEEN F- AND STANDARD MODULES WITH REDUNDANT ET200M INTERFACE MODULES USE ONLY WITH SEPARATOR BUS MODULE | 157 | TEM | 1 | Simatic | 0.295 | 1
6ES72111AE400XB0 | SIMATIC S7-1200, CPU 1211C, COMPACT CPU, DC/DC/DC, ONBOARD I/O: 6 DI 24V DC; 4 DO 24 V DC; 2 AI 0 - 10V DC, POWER SUPPLY: DC 20.4 - 28.8 V DC, PROGRAM/DATA MEMORY: 50 KB | 174 | TEM | 1 | S7-1200 | 0.337 | 1
6ES72111BE400XB0 | SIMATIC S7-1200, CPU 1211C, COMPACT CPU, AC/DC/RELAY, ONBOARD I/O: 6 DI 24V DC; 4 DO RELAY 2A; 2 AI 0 - 10V DC, POWER SUPPLY: AC 85 - 264 V AC AT 47 - 63 HZ, PROGRAM/DATA MEMORY: 50 KB | 174 | TEM | 1 | S7-1200 | 0.381 | 1
6ES72111HE400XB0 | SIMATIC S7-1200, CPU 1211C, COMPACT CPU, DC/DC/RELAY, ONBOARD I/O: 6 DI 24V DC; 4 DO RELAY 2A; 2 AI 0 - 10V DC, POWER SUPPLY: DC 20.4 - 28.8 V DC, PROGRAM/DATA MEMORY: 50 KB | 174 | TEM | 1 | S7-1200 | 0.346 | 1
6ES72121AE400XB0 | SIMATIC S7-1200, CPU 1212C, COMPACT CPU, DC/DC/DC, ONBOARD I/O: 8 DI 24V DC; 6 DO 24 V DC; 2 AI 0 - 10V DC, POWER SUPPLY: DC 20.4 - 28.8 V DC, PROGRAM/DATA MEMORY: 75 KB | 234 | TEM | 1 | S7-1200 | 0.34 | 1
6ES72121AF400XB0 | SIMATIC S7-1200F, CPU 1212 FC, COMPACT CPU, DC/DC/DC, ONBOARD I/O: 8 DI 24V DC; 6 DO 24 V DC; 2 AI 0 - 10V DC, POWER SUPPLY: DC 20.4 - 28.8 V DC, PROGRAM/DATA MEMORY 100 KB | 342 | TEM | 1 | S7-1200 | 0.34 | 1
6ES72121BD344YB0 | SIMATIC S7-1200, STARTERKIT, CONSISTING OF: CPU 1212C AC/DC/RLY, INPUT SIMULATOR, STEP7 BASIC CD, MANUAL CD, INFO MATERIAL, SYSTAINER | 587 | TEM | 1 | Simatic | 2.62 | 0
6ES72121BE400XB0 | SIMATIC S7-1200, CPU 1212C, COMPACT CPU, AC/DC/RLY, ONBOARD I/O: 8 DI 24V DC; 6 DO RELAY 2A; 2 AI 0 - 10V DC, POWER SUPPLY: AC 85 - 264 V AC AT 47 - 63 HZ, PROGRAM/DATA MEMORY: 75 KB | 234 | TEM | 1 | S7-1200 | 0.388 | 1
6ES72121HE400XB0 | SIMATIC S7-1200, CPU 1212C, COMPACT CPU, DC/DC/RLY, ONBOARD I/O: 8 DI 24V DC; 6 DO RELAY 2A; 2 AI 0 - 10V DC, POWER SUPPLY: DC 20.4 - 28.8 V DC, PROGRAM/DATA MEMORY: 75 KB | 234 | TEM | 1 | S7-1200 | 0.354 | 1
6ES72121HF400XB0 | SIMATIC S7-1200, CPU 1212FC, COMPACT CPU, DC/DC/RLY, ONBOARD I/O: 8 DI 24V DC; 6 DO RELAY 2A; 2 AI 0 - 10V DC, POWER SUPPLY: DC 20.4 - 28.8 V DC, PROGRAM/DATA MEMORY 100 KB | 342 | TEM | 1 | S7-1200 | 0.354 | 1
6ES72121HF404YB0 | SIMATIC S7-1200, FAIL-SAFE STARTERKIT CONSISTING OF: CPU 1214 FC DC/DC/RELAY, SM 1226 F-DI 16X 24V DC, SM 1226 F-DQ 4X 24V DC, INPUT SIMULATOR, STEP7 BASIC CD, STEP7 SAFETY BASIC CD, MANUAL CD, INFO MATERIAL, SYSTAINER | 1305 | TEM | 1 | Simatic | 3.5 | 0
6ES72121HF414YB0 | SIMATIC S7-1200, FAIL-SAFE STARTERKIT CONSISTING OF: CPU 1212 FC DC/DC/RELAY, SM 1226 F-DI 16X 24V DC, SM 1226 F-DQ 4X 24V DC, INPUT SIMULATOR, STEP7 BASIC CD, STEP7 SAFETY BASIC CD, MANUAL CD, INFO MATERIAL, SYSTAINER | 1060 | TEM | 1 | Simatic | 3.5 | 0
6ES72141AE304AB3 | TRAINING BUNDLE CPU1214C DC/DC/DC, CONSISTING OF: 6 X S7-1200 CPU 1214C DC/DC/DC, 6 X STEP7 BASIC, SINGLE LIC., 6 X ANALOG OUTPUT SB1232, 1 AO, 6 X SIMULATOR MOD. SIM1274 8CH, 6 X RJ45 CABLE, LENGTH 6 M, ******************************* FOR EDUCATIONAL PURPOSES ONLY | 1793 | TEM | 1 | Simatic | 9.5 | 0
6ES72141AF400XB0 | SIMATIC S7-1200F, CPU 1214 FC, COMPACT CPU, DC/DC/DC, ONBOARD I/O: 14 DI 24V DC; 10 DO 24 V DC; 2 AI 0 - 10V DC, POWER SUPPLY: DC 20.4 - 28.8 V DC, PROGRAM/DATA MEMORY 125 KB | 538 | TEM | 1 | S7-1200 | 0.433 | 1
6ES72141AG400XB0 | SIMATIC S7-1200, CPU 1214C, COMPACT CPU, DC/DC/DC, ONBOARD I/O: 14 DI 24V DC; 10 DO 24 V DC; 2 AI 0 - 10V DC, POWER SUPPLY: DC 20.4 - 28.8 V DC, PROGRAM/DATA MEMORY: 100 KB | 353 | TEM | 1 | S7-1200 | 0.412 | 1
6ES72141BE304AB3 | TRAINING BUNDLE CPU 1214C AC/DC/RLY, CONSISTING OF: 6 X S7-1200 CPU1214C AC/DC/RLY, 6 X STEP7 BASIC, SINGLE LIC., 6 X ANALOG OUTPUT SB1232, 1 AO, 6 X SIMULATOR MOD. SIM1274 8CH, 6 X RJ45 CABLE, LENGTH 6 M, ******************************* FOR EDUCATIONAL PURPOSES ONLY | 1793 | TEM | 1 | Simatic | 9.5 | 0
6ES72141BG400XB0 | SIMATIC S7-1200, CPU 1214C, COMPACT CPU, AC/DC/RLY, ONBOARD I/O: 14 DI 24V DC; 10 DO RELAY 2A; 2 AI 0 - 10V DC, POWER SUPPLY: AC 85 - 264 V AC AT 47 - 63 HZ, PROGRAM/DATA MEMORY: 100 KB | 353 | TEM | 1 | S7-1200 | 0.491 | 1
6ES72141HF400XB0 | SIMATIC S7-1200F, CPU 1214 FC, COMPACT CPU, DC/DC/RELAY, ONBOARD I/O: 14 DI 24V DC; 10 DO RELAY 2A; 2 AI 0 - 10V DC, POWER SUPPLY: DC 20.4 - 28.8 V DC, PROGRAM/DATA MEMORY 125 KB | 538 | TEM | 1 | S7-1200 | 0.452 | 1
6ES72141HG400XB0 | SIMATIC S7-1200, CPU 1214C, COMPACT CPU, DC/DC/RELAY, ONBOARD I/O: 14 DI 24V DC; 10 DO RELAY 2A; 2 AI 0 - 10V DC, POWER SUPPLY: DC 20.4 - 28.8 V DC, PROGRAM/DATA MEMORY: 100 KB | 353 | TEM | 1 | S7-1200 | 0.452 | 1
6ES72151AF400XB0 | SIMATIC S7-1200F, CPU 1215 FC, COMPACT CPU, DC/DC/DC, 2 PROFINET PORT, ONBOARD I/O: 14 DI 24VDC; 10 DO 24V DC 0.5A; 2 AI 0-10V DC, 2 AO 0-20MA DC, POWER SUPPLY: DC 20.4 - 28.8 V DC, PROGRAM/DATA MEMORY 150 KB | 791 | TEM | 1 | S7-1200 | 0.467 | 1
6ES72151AG400XB0 | SIMATIC S7-1200, CPU 1215C, COMPACT CPU, DC/DC/DC, 2 PROFINET PORT, ONBOARD I/O: 14 DI 24V DC; 10 DO 24V DC 0.5A 2 AI 0-10V DC, 2 AO 0-20MA DC, POWER SUPPLY: DC 20.4 - 28.8 V DC, PROGRAM/DATA MEMORY: 125 KB | 532 | TEM | 1 | S7-1200 | 0.446 | 1
6ES72151AL400XB0 | SIMATIC S7-1200, CPU 1215C, COMPACT CPU, DC/DC/DC, 2 PROFINET PORT, ONBOARD I/O: 14 DI 24V DC; 10 DO 24V DC 0.5A 2 AI 0-10V DC, 2 AO 0-20MA DC, POWER SUPPLY: DC 20.4 - 28.8 V DC, PROJECT SPECIFIC: 200KB MEMORY | 1564 | TEM | 1 | S7-1200 | 0.457 | 1
6ES72151AM400XB0 | SIMATIC S7-1200, CPU 1215C, COMPACT CPU, DC/DC/DC, 2 PROFINET PORT, ONBOARD I/O: 14 DI 24V DC; 10 DO 24V DC 0.5A 2 AI 0-10V DC, 2 AO 0-20MA DC, POWER SUPPLY: DC 20.4 - 28.8 V DC, PROJECT SPECIFIC: 500KB MEMORY | 2688 | TEM | 1 | S7-1200 | 0.452 | 1
6ES72151BG400XB0 | SIMATIC S7-1200, CPU 1215C, COMPACT CPU, AC/DC/RELAY, 2 PROFINET PORT, ONBOARD I/O: 14 DI 24V DC; 10 DO RELAY 2A, 2 AI 0-10V DC, 2 AO 0-20MA DC, POWER SUPPLY: AC 85 - 264 V AC AT 47 - 63 HZ, PROGRAM/DATA MEMORY: 125 KB | 532 | TEM | 1 | S7-1200 | 0.503 | 1
6ES72151HF400XB0 | SIMATIC S7-1200F, CPU 1215 FC, COMPACT CPU, DC/DC/RELAY, 2 PROFINET PORT, ONBOARD I/O: 14 DI 24V DC; 10 DO RELAY 2A, 2 AI 0-10V DC, 2 AO 0-20MA DC, POWER SUPPLY: DC 20.4 - 28.8 V DC, PROGRAM/DATA MEMORY 150 KB | 791 | TEM | 1 | S7-1200 | 0.475 | 1
6ES72151HG400XB0 | SIMATIC S7-1200, CPU 1215C, COMPACT CPU, DC/DC/RELAY, 2 PROFINET PORT, ONBOARD I/O: 14 DI 24V DC; 10 DO RELAY 2A, 2 AI 0-10V DC, 2 AO 0-20MA DC, POWER SUPPLY: DC 20.4 - 28.8 V DC, PROGRAM/DATA MEMORY: 125 KB | 532 | TEM | 1 | S7-1200 | 0.473 | 1
6ES72171AG400XB0 | SIMATIC S7-1200, CPU 1217C, COMPACT CPU, DC/DC/DC, 2 PROFINET PORT ONBOARD I/O: 10 DI 24V DC; 4 DI RS422/485; 6 DO 24V DC; 0,5A; 4 DO RS422/485; 2 AI 0- 10V DC, 2 AQ 0- 20MA; POWER SUPPLY: DC 20.4 - 28.8 V DC, PROGRAM/DATA MEMORY: 150 KB | 768 | TEM | 1 | S7-1200 | 0.504 | 1
6ES72211BF320XB0 | SIMATIC S7-1200, DIGITAL INPUT SM 1221, 8DI, 24V DC, SINK/SOURCE INPUT | 102 | TEM | 1 | S7-1200 | 0.17 | 1
6ES72211BH320XB0 | SIMATIC S7-1200, DIGITAL INPUT SM 1221, 16 DI, 24VDC, SINK/SOURCE INPUT | 162 | TEM | 1 | S7-1200 | 0.21 | 1
6ES72213AD300XB0 | SIMATIC S7-1200, DIGITAL INPUT SB 1221, 4DI, 5VDC 200KHZ, SOURCE | 59.7 | TEM | 1 | S7-1200 | 0.035 | 1
6ES72213BD300XB0 | SIMATIC S7-1200, DIGITAL INPUT SB 1221, 4DI, 24VDC 200KHZ, SOURCE | 59.7 | TEM | 1 | S7-1200 | 0.027 | 1
6ES72221AD300XB0 | SIMATIC S7-1200, DIGITAL OUTPUT SB 1222, 4DQ, 5VDC 200KHZ | 59.7 | TEM | 1 | S7-1200 | 0.033 | 1
6ES72221BD300XB0 | SIMATIC S7-1200, DIGITAL OUTPUT SB 1222, 4DQ, 24VDC 200KHZ | 59.7 | TEM | 1 | S7-1200 | 0.027 | 1
6ES72221BF320XB0 | SIMATIC S7-1200, DIGITAL OUTPUT SM 1222, 8 DO, 24V DC, TRANSISTOR 0.5A | 102 | TEM | 1 | S7-1200 | 0.18 | 1
6ES72221BH320XB0 | SIMATIC S7-1200, DIGITAL OUTPUT SM 1222, 16 DO, 24V DC, TRANSISTOR 0.5A | 162 | TEM | 1 | S7-1200 | 0.22 | 1
6ES72221HF320XB0 | SIMATIC S7-1200, DIGITAL OUTPUT SM 1222, 8 DO, RELAY 2A | 102 | TEM | 1 | S7-1200 | 0.19 | 1
6ES72221HH320XB0 | SIMATIC S7-1200, DIGITAL OUTPUT SM 1222, 16 DO, RELAY 2A | 162 | TEM | 1 | S7-1200 | 0.26 | 1
6ES72221XF300XB0 | SIMATIC S7-1200, DIGITAL OUTPUT SM 1222, 8 DO, RELAY CHANGEOVER CONTACT | 120 | TEM | 1 | S7-1200 | 0.372 | 1
6ES72221XF320XB0 | SIMATIC S7-1200, DIGITAL OUTPUT SM 1222, 8 DO, RELAY CHANGEOVER CONTACT | 120 | TEM | 1 | S7-1200 | 0.372 | 1
6ES72230BD300XB0 | SIMATIC S7-1200, DIGITAL I/O SB 1223, 2 DI / 2 DO, 2 DI 24V DC/2 DO 24V DC | 59.7 | TEM | 1 | S7-1200 | 0.029 | 1
6ES72231BH320XB0 | SIMATIC S7-1200, DIGITAL I/O SM 1223, 8DI / 8DO, 8DI DC 24 V, SINK/SOURCE, 8DO, TRANSISTOR 0.5A | 162 | TEM | 1 | S7-1200 | 0.21 | 1
6ES72231BL320XB0 | SIMATIC S7-1200, DIGITAL I/O SM 1223, 16DI / 16DO, 16DI DC 24 V, SINK/SOURCE, 16DO, TRANSISTOR 0.5A | 257 | TEM | 1 | S7-1200 | 0.31 | 1
6ES72231PH320XB0 | SIMATIC S7-1200, DIGITAL I/O SM 1223, 8DI / 8DO, 8DI DC 24 V, SINK/SOURCE, 8DO, RELAY 2A | 162 | TEM | 1 | S7-1200 | 0.21 | 1
6ES72231PL320XB0 | SIMATIC S7-1200, DIGITAL I/O SM 1223, 16DI / 16DO, 16DI DC 24 V, SINK/SOURCE, 16DO, RELAY 2A | 257 | TEM | 1 | S7-1200 | 0.23 | 1
6ES72231QH320XB0 | SIMATIC S7-1200, DIGITAL I/O SM 1223, 8DI AC / 8DO RLY, 8DI 120/230 V AC, 8DO, RELAY 2A | 222 | TEM | 1 | S7-1200 | 0.21 | 1
6ES72233AD300XB0 | SIMATIC S7-1200, DIGITAL I/O SB 1223, 2DI/2DQ, 5VDC 200KHZ | 59.7 | TEM | 1 | S7-1200 | 0.036 | 1
6ES72233BD300XB0 | SIMATIC S7-1200, DIGITAL I/O SB 1223, 2DI/2DQ, 24VDC 200KHZ | 59.7 | TEM | 1 | S7-1200 | 0.035 | 1
6ES72266BA320XB0 | SIMATIC S7-1200, DIGITAL INPUT, SM 1226, F-DI 16X 24VDC, PROFISAFE, 70 MM WIDTH, UP TO PL E (ISO 13849-1)/ UP TO SIL3 (IEC 61508) | 180 | TEM | 1 | S7-1200 | 0.09 | 1
6ES72266DA320XB0 | SIMATIC S7-1200, DIGITAL OUTPUT SM 1226, F-DQ 4X 24VDC 2A, PROFISAFE, 70 MM WIDTH, UP TO PL E (ISO 13849-1)/ UP TO SIL3 (IEC 61508) | 180 | TEM | 1 | S7-1200 | 0.09 | 1
6ES72266RA320XB0 | SIMATIC S7-1200, RELAY OUTPUT SM 1226, F-DQ 2X RLY 5A, PROFISAFE, 70 MM WIDTH, UP TO PL E (ISO 13849-1)/ UP TO SIL3 (IEC 61508) | 248 | TEM | 1 | S7-1200 | 0.001 | 1
6ES72314HA300XB0 | SIMATIC S7-1200, ANALOG INPUT SB 1231, 1 AI, +/- 10V DC (12 BIT RES.) OR 0 - 20 MA | 59.7 | TEM | 1 | S7-1200 | 0.027 | 1
6ES72314HD320XB0 | SIMATIC S7-1200, ANALOG INPUT, SM 1231, 4 AI, +/-10V, +/-5V, +/-2.5V, OR 0-20MA/4-20 MA, 12 BIT + SIGN BIT (13 BIT ADC) | 209 | TEM | 1 | S7-1200 | 0.172 | 1
6ES72314HF320XB0 | SIMATIC S7-1200, ANALOG INPUT, SM 1231, 8 AI, +/-10V, +/-5V, +/-2.5V, OR 0-20MA/4-20 MA, 12 BIT + SIGN OR (13 BIT ADC) | 341 | TEM | 1 | S7-1200 | 0.212 | 1
6ES72315ND320XB0 | SIMATIC S7-1200, ANALOG INPUT, SM 1231, 4 AI, +/-10V, +/-5V, +/-2.5V, +/-1.25 OR 0-20MA/4-20 MA, 15 BIT + SIGN BIT | 341 | TEM | 1 | S7-1200 | 0.165 | 1
6ES72315PA300XB0 | SIMATIC S7-1200, RTD INPUT, SB 1231 RTD, 1 AI RTD, 1 CHANNEL, PT 100 AND PT1000 | 90.1 | TEM | 1 | S7-1200 | 0.035 | 1
6ES72315PD320XB0 | SIMATIC S7-1200, ANALOG INPUT, SM 1231 RTD, 4 X AI RTD MODULE | 293 | TEM | 1 | S7-1200 | 0.207 | 1
6ES72315PF320XB0 | SIMATIC S7-1200, ANALOG INPUT, SM 1231RTD, 8 X AI RTD MODULE, | 472 | TEM | 1 | S7-1200 | 0.296 | 1
6ES72315QA300XB0 | SIMATIC S7-1200, ANALOG SB 1231 T, 1 X AI THERMOCOUPLE, TYPE J OR K | 90.1 | TEM | 1 | S7-1200 | 0.033 | 1
6ES72315QD320XB0 | SIMATIC S7-1200, ANALOG INPUT, SM 1231 TC, 4 AI THERMOCOUPLE | 293 | TEM | 1 | S7-1200 | 0.169 | 1
6ES72315QF320XB0 | SIMATIC S7-1200, ANALOG INPUT, SM 1231 TC, 8 AI THERMOCOUPLE | 423 | TEM | 1 | S7-1200 | 0.211 | 1
6ES72324HA300XB0 | SIMATIC S7-1200, ANALOG OUTPUT SB 1232, 1 AO, +/- 10VDC (12 BIT RES.) OR 0 - 20 MA (11 BIT RES) | 90.1 | TEM | 1 | S7-1200 | 0.028 | 1
6ES72324HB320XB0 | SIMATIC S7-1200, ANALOG OUTPUT, SM 1232, 2 AO, +/-10V, 14 BIT RESOLUTION, OR 0 - 20 MA/4 - 20 MA, 13 BIT RESOLUTION | 222 | TEM | 1 | S7-1200 | 0.169 | 1
6ES72324HD320XB0 | SIMATIC S7-1200, ANALOG OUTPUT, SM 1232, 4 AO, +/-10V, 14 BIT RESOLUTION, OR 0 - 20 MA/4 - 20 MA, 13 BIT RESOLUTION | 353 | TEM | 1 | S7-1200 | 0.214 | 1
6ES72344HE320XB0 | SIMATIC S7-1200, ANALOG I/O SM 1234, 4 AI / 2 AO, +/-10V, 14 BIT RESOLUTION OR 0(4) - 20 MA, 13 BIT RESOLUTION | 305 | TEM | 1 | S7-1200 | 0.218 | 1
6ES72385XA320XB0 | SIMATIC S7-1200, Analog input, SM 1238 Energy Meter 480V AC, Energy measurement module for recording electrical parameters in 1 and 3 phase networks (TN, TT) up to 480VAC; current range: 1A, 5A; recording of voltages, currents, phase angels, power, energy values, frequencies; channel diagnosis | 273 | TEM | 1 | S7-1200 | 0.2 | 1
6ES72411AH320XB0 | SIMATIC S7-1200, COMMUNICATION MODULE CM 1241, RS232, 9 PIN SUB D (MALE), SUPPORTS MESSAGE BASED FREEPORT | 120 | TEM | 1 | S7-1200 | 0.156 | 1
6ES72411CH301XB0 | SIMATIC S7-1200, COMMUNICATION COMMUNICATION BOARD CB 1241, RS485, SCREW CONNECTOR SUPPORTS MESSAGE BASED FREEPORT | 77.2 | TEM | 1 | S7-1200 | 0.029 | 1
6ES72411CH320XB0 | SIMATIC S7-1200, COMMUNICATION MODULE CM 1241, RS422/485, 9 PIN SUB D (FEMALE) SUPPORTS MESSAGE BASED FREEPORT | 120 | TEM | 1 | S7-1200 | 0.159 | 1
6ES72741XA300XA0 | SIMATIC S7-1200, SIM1274 ANALOG SIMULATOR 2 CH POTENTIOMETER INPUT, | 51.7 | TEM | 1 | S7-1200 | 0.013 | 1
6ES72741XF300XA0 | SIMATIC S7-1200, SIMULATOR MODULE SIM1274, 8 CHANNEL SIMULATOR DC INPUT SWITCHES | 96 | TEM | 1 | S7-1200 | 0.019 | 1
6ES72741XH300XA0 | SIMATIC S7-1200, SIMULATOR MODULE SIM 1274, 14 CHANNEL SIMULATOR DC INPUT SWITCHES | 132 | TEM | 1 | S7-1200 | 0.028 | 1
6ES72741XK300XA0 | SIMATIC S7-1200, SIMULATOR MODULE S7-1217C, 14 CHANNEL SIMULATOR, 10X 24V DC INPUT SWITCHES, 4X 1.5V DIFFERENTIAL INPUT SWITCHES, | 132 | TEM | 1 | S7-1200 | 0.041 | 1
6ES72784BD320XB0 | SIMATIC S7-1200, SM1278 IO-LINK, 4 X IO-LINK MASTER | 213 | TEM | 1 | S7-1200 | 0.197 | 1
6ES72903AA300XA0 | SIMATIC S7-1200, RJ45 STRAIN RELIEF, SINGLE PORT 4 PIECES PER PACKAGING UNIT | 17.6 | ΠΑΚ | 1 | S7-1200 | 0.03 | 1
6ES72903AB300XA0 | SIMATIC S7-1200, RJ45 STRAIN RELIEF, DUAL PORT 4 PIECES PER PACKAGING UNIT | 23.4 | ΠΑΚ | 1 | S7-1200 | 0.1 | 1
6ES72906AA300XA0 | SIMATIC S7-1200, EXPANSION CABLE TWO-ROW ARRANGEMENT FOR SM 12XX, 2.0 M | 53.8 | TEM | 1 | S7-1200 | 0.237 | 1
6ES72911AA300XA0 | SIMATIC S7-1200, SPARE PART DOOR KIT, CPU 1211/1212 (CPU 1211/1212 TOP & BOTTOM DOOR / SIGNAL BOARD COVER) 4 PIECES EACH | 23.9 | ΠΑΚ | 1 | S7-1200 | 0.145 | 0
6ES72911AB300XA0 | SIMATIC S7-1200, SPARE PART DOOR KIT, CPU 1214 (CPU 1214 TOP & BOTTOM DOOR / SIGNAL BOARD COVER) 4 PIECES EACH | 23.9 | ΠΑΚ | 1 | S7-1200 | 0.157 | 0
6ES72911AC300XA0 | SIMATIC S7-1200, SPARE PART DOOR KIT CPU 1215C (CPU 1215C TOP & BOTTOM DOOR / SIGNAL BOARD COVER) 4 PIECES EACH | 29.9 | ΠΑΚ | 1 | S7-1200 | 0.06 | 0
6ES72911AD300XA0 | SIMATIC S7-1200, SPARE PART DOOR KIT CPU 1217C (CPU 1217C TOP & BOTTOM DOOR / SIGNAL BOARD COVER) 4 PIECES EACH | 29.9 | TEM | 1 | S7-1200 | 0.17 | 0
6ES72911BA300XA0 | SIMATIC S7-1200, SPARE PART DOOR KIT, SIGNAL MODULE 45MM, (SINGAL MODULE 45MM TOP & BOTTOM DOOR) 6 PIECES EACH | 17.9 | ΠΑΚ | 1 | S7-1200 | 0.084 | 0
6ES72911BB300XA0 | SIMATIC S7-1200, SPARE PART DOOR KIT, SIGNAL MODULE 70MM, (SINGAL MODULE 70MM TOP & BOTTOM DOOR) 6 PIECES EACH | 17.9 | ΠΑΚ | 1 | S7-1200 | 0.11 | 0
6ES72911CC300XA0 | SIMATIC S7-1200, SPARE PART DOOR KIT, COMMUNICATION MODULES (COMMUNICATION MODULE TOP & BOTTOM DOOR) 4 PIECES EACH | 17.9 | ΠΑΚ | 1 | S7-1200 | 0.067 | 0
6ES72921AG300XA0 | SIMATIC S7-1200, SPARE PART I/O TERMINAL BLOCK TIN DIGITAL SIGNAL MODULE 8CH/16CH (4 PIECES W. 7 SCREWS EACH) | 23.9 | ΠΑΚ | 1 | S7-1200 | 0.079 | 1
6ES72921AG400XA0 | SIMATIC S7-1200, SPARE PART I/O TERMINAL BLOCK TIN, KEYED, FOR DIGITAL SIGNAL MODULES 8CH/16CH (4 PIECES W. 7 SCREWS EACH) | 23.9 | ΠΑΚ | 1 | S7-1200 | 0.079 | 1
6ES72921AG400XA1 | SIMATIC S7-1200, SPARE PART, I/O TERMINAL BLOCK TIN, KEYED LEFT, FOR DIGITAL SIGNAL MODULES 8CH/16CH (4 PIECES W. 7 SCREWS EACH) | 23.9 | ΠΑΚ | 1 | S7-1200 | 0.079 | 1
6ES72921AG400XA2 | SIMATIC S7-1200, Spare part, I/O Terminal block TIN, keyed middle, Top, 7 pins for Voltage Input SM 1238 Energy Meter (4 pieces w. 7 screws each) | 23.5 | TEM | 1 | S7-1200 | 0.08 | 1
6ES72921AH300XA0 | SIMATIC S7-1200, SPARE PART I/O TERMINAL BLOCK TIN CPU1211C/1212C BOTTOM CONNECTOR (4 PIECES W. 8 SCREWS EACH) | 35.9 | ΠΑΚ | 1 | S7-1200 | 0.089 | 1
6ES72921AH400XA0 | SIMATIC S7-1200, SPARE PART, I/O TERMINAL BLOCK TIN, KEYED RIGHT, CPU1211C/1212C BOTTOM CONNECTOR (4 PIECES W. 8 SCREWS EACH) | 35.9 | ΠΑΚ | 1 | S7-1200 | 0.089 | 1
6ES72921AK300XA0 | SIMATIC S7-1200, SPARE PART I/O TERMINAL BLOCK TIN CPU 1217C TOP CONNECTOR (4 PIECES W. 10 SCREWS EACH) | 48 | ΠΑΚ | 1 | S7-1200 | 0.079 | 1
6ES72921AL300XA0 | SIMATIC S7-1200, SPARE PART I/O TERMINAL BLOCK TIN DIGITAL SIGNAL MODUL 32CH (4 PIECES W. 11 SCREWS EACH) | 35.9 | ΠΑΚ | 1 | S7-1200 | 0.105 | 1
6ES72921AL400XA0 | SIMATIC S7-1200, SPARE PART, I/O TERMINAL BLOCK TIN, KEYED RIGHT, DIGITAL SIGNAL MODUL 32CH, (4 PIECES W. 11 SCREWS EACH) | 35.9 | ΠΑΚ | 1 | S7-1200 | 0.105 | 1
6ES72921AM300XA0 | SIMATIC S7-1200, SPARE PART I/O TERMINAL BLOCK TIN CPU1214C/1215C BOTTOM CONNECTOR (4 PIECES W. 12 SCREWS EACH) | 35.9 | ΠΑΚ | 1 | S7-1200 | 0.115 | 1
6ES72921AM400XA0 | SIMATIC S7-1200, SPARE PART, I/O TERMINAL BLOCK TIN, KEYED RIGHT, CPU1214C/1215C BOTTOM CONNECTOR (4 PIECES W. 12 SCREWS EACH) | 35.9 | ΠΑΚ | 1 | S7-1200 | 0.092 | 1
6ES72921AP300XA0 | SIMATIC S7-1200, SPARE PART I/O TERMINAL BLOCK TIN CPU 1211C / 1212C TOP CONNECTOR (4 PIECES W. 14 SCREWS EACH) | 48 | ΠΑΚ | 1 | S7-1200 | 0.125 | 1
6ES72921AP400XA0 | SIMATIC S7-1200, SPARE PART, I/O TERMINAL BLOCK TIN, KEYED RIGHT, CPU1211C/1212C TOP CONNECTOR, (4 PIECES W. 14 SCREWS EACH) | 48 | ΠΑΚ | 1 | S7-1200 | 0.125 | 1
6ES72921AR300XA0 | SIMATIC S7-1200, SPARE PART I/O TERMINAL BLOCK TIN CPU 1217C TOP CONNECTOR (4 PIECES W. 16 SCREWS EACH) | 48 | ΠΑΚ | 1 | S7-1200 | 0.116 | 1
6ES72921AT300XA0 | SIMATIC S7-1200, SPARE PART I/O TERMINAL BLOCK TIN CPU 1217C BOTTOM CONNECTOR (4 PIECES W. 18SCREWS EACH) | 48 | ΠΑΚ | 1 | S7-1200 | 0.127 | 1
6ES72921AV300XA0 | SIMATIC S7-1200, SPARE PART I/O TERMINAL BLOCK TIN CPU 1214C/1215C TOP CONNECTOR (4 PIECES W: 20 SCREWS EACH) | 52.8 | ΠΑΚ | 1 | S7-1200 | 0.164 | 1
6ES72921AV400XA0 | SIMATIC S7-1200, SPARE PART, I/O TERMINAL BLOCK TIN, KEYED RIGHT, CPU 1214C/1215C TOP CONNECTOR, (4 PIECES W. 20 SCREWS EACH) | 52.8 | ΠΑΚ | 1 | S7-1200 | 0.143 | 1
6ES72921BC300XA0 | SIMATIC S7-1200, SPARE PART I/O TERMINAL BLOCK GOLD ANALOG INPUTS CPU 1211C/1212C/1214C (4 PIECES W. 3 SCREWS EACH) | 23.9 | ΠΑΚ | 1 | S7-1200 | 0.056 | 1
6ES72921BF300XA0 | SIMATIC S7-1200, SPARE PART I/O TERMINAL BLOCK GOLD SIGNAL BOARD (4 PIECES W. 6 SCREWS EACH) | 23.9 | ΠΑΚ | 1 | S7-1200 | 0.05 | 1
6ES72921BF300XB0 | SIMATIC S7-1200, SPARE PART I/O TERMINAL BLOCK GOLD ANALOG SIGNALS CPU 1215C/1217C, (4 PIECES W. 6 SCREWS EACH) | 29.9 | ΠΑΚ | 1 | S7-1200 | 0.072 | 1
6ES72921BG300XA0 | SIMATIC S7-1200, SPARE PART I/O TERMINAL BLOCK GOLD ANALOG SIGNAL MODULE 8CH/16CH (4 PIECES W. 7 SCREWS EACH) | 35.9 | ΠΑΚ | 1 | S7-1200 | 0.08 | 1
6ES72921BL300XA0 | SIMATIC S7-1200, SPARE PART I/O TERMINAL BLOCK GOLD ANALOG SIGNAL MODULE 32CH (4 PIECES W. 11 SCREWS EACH) | 35.9 | ΠΑΚ | 1 | S7-1200 | 0.11 | 1
6ES72970AX300XA0 | SIMATIC S7-1200, BATTERY BOARD BB 1297 FOR LONG-TERM BACKUP OF THE REALTIME CLOCK; PLUGGABLE IN THE SIGNAL BOARD S7-12XX CPU (FW3.0 AND LATER); BATTERY (CR1025) NOT INCLUDED | 53.8 | TEM | 1 | S7-1200 | 0.021 | 1
6ES72980AA400AA0 | SIMATIC S7-200,TRAINING PACKAGE CONSISTING OF: 5 CPU222 DC, 5 USB/PPI-CABLE, 5 STEP7 MICRO/WIN 6 LANGUAGES (G,E,F,I,S,C), EXECUTABLE UNDER WIN2000/XP, REFERENCE-HW:SIMATIC S7-200 FOR EDUCATIONAL PURPOSES ONLY OFFER LIMITED UNTIL 12-31-2015 | 1251 | TEM | 1 | Simatic | 4 | 0
6ES73121AE140AB0 | SIMATIC S7-300, CPU 312 CPU WITH MPI INTERFACE, INTEGRATED 24 V DC POWER SUPPLY 32 KBYTE WORKING MEMORY, MICRO MEMORY CARD NECESSARY | 351 | TEM | 1 | Simatic | 0.306 | 1
6ES73125BF040AB0 | SIMATIC S7-300, CPU 312C COMPACT CPU WITH MPI, 10 DI/6 DO, 2 FAST COUNTERS (10 KHZ), INTEGRATED 24V DC POWER SUPPLY, 64 KBYTE WORKING MEMORY, FRONT CONNECTOR (1 X 40PIN) AND MICRO MEMORY CARD REQUIRED | 455 | TEM | 1 | Simatic | 0.458 | 1
6ES73135BG040AB0 | SIMATIC S7-300, CPU 313C, COMPACT CPU WITH MPI, 24 DI/16 DO, 4AI, 2AO 1 PT100, 3 FAST COUNTERS (30 KHZ), INTEGRATED 24V DC POWER SUPPLY, 128 KBYTE WORKING MEMORY, FRONT CONNECTOR (2 X 40PIN) AND MICRO MEMORY CARD REQUIRED | 936 | TEM | 1 | Simatic | 0.716 | 1
6ES73136BG040AB0 | SIMATIC S7-300, CPU 313C-2 PTP COMPACT CPU WITH MPI, 16 DI/16 DO, 3 FAST COUNTERS (30 KHZ), INTEGRATED INTERFACE RS485, INTEGRATED 24V DC POWER SUPPLY, 128 KBYTE WORKING MEMORY, FRONT CONNECTOR (1 X 40PIN) AND MICRO MEMORY CARD REQUIRED | 999 | TEM | 1 | Simatic | 0.542 | 1
6ES73136CG040AB0 | SIMATIC S7-300, CPU 313C-2DP COMPACT CPU WITH MPI, 16 DI/16 DO, 3 FAST COUNTERS (30 KHZ), INTEGRATED DP INTERFACE, INTEGRATED 24V DC POWER SUPPLY, 128 KBYTE WORKING MEMORY, FRONT CONNECTOR (1 X 40PIN) AND MICRO MEMORY CARD REQUIRED | 1196 | TEM | 1 | Simatic | 0.537 | 1
6ES73141AG140AB0 | SIMATIC S7-300, CPU 314 CPU WITH MPI INTERFACE, INTEGRATED 24V DC POWER SUPPLY, 128 KBYTE WORKING MEMORY, MICRO MEMORY CARD NECESSARY | 626 | TEM | 1 | Simatic | 0.314 | 1
6ES73146BH040AB0 | SIMATIC S7-300, CPU 314C-2 PTP COMPACT CPU WITH MPI, 24 DI/16 DO, 4AI, 2AO, 1 PT100, 4 FAST COUNTERS (60 KHZ), INTEGRATED INTERFACE RS485, INTEGRATED 24V DC POWER SUPPLY, 192 KBYTE WORKING MEMORY, FRONT CONNECTOR (2 X 40PIN) AND MICRO MEMORY CARD REQUIRED | 1520 | TEM | 1 | Simatic | 0.737 | 1
6ES73146CH040AB0 | SIMATIC S7-300, CPU 314C-2 DP COMPACT CPU WITH MPI, 24 DI/16 DO, 4AI, 2AO, 1 PT100, 4 FAST COUNTERS (60 KHZ), INTEGRATED DP INTERFACE, INTEGRATED 24V DC POWER SUPPLY, 192 KBYTE WORKING MEMORY, FRONT CONNECTOR (2 X 40PIN) AND MICRO MEMORY CARD REQUIRED | 1719 | TEM | 1 | Simatic | 0.733 | 1
6ES73146EH040AB0 | SIMATIC S7-300, CPU 314C-2PN/DP COMPACT CPU WITH 192 KBYTE WORKING MEMORY, 24 DI/16 DO, 4AI, 2AO, 1 PT100, 4 FAST COUNTERS (60 KHZ), 1. INTERFACE MPI/DP 12MBIT/S, 2. INTERFACE ETHERNET PROFINET, WITH 2 PORT SWITCH, INTEGRATED 24V DC POWER SUPPLY, FRONT CONNECTOR (2 X 40PIN) AND MICRO MEMORY CARD REQUIRED | 1868 | TEM | 1 | Simatic | 0.802 | 1
6ES73146EH044AB3 | TRAINING BUNDLE CPU 314C-2 PN/DP; CONSISTING OF: S7-300 CPU 314C-2 PN/DP 192 KB, POWER SUPPLY PS 307 24V/5A, SIMULATOR MODULE SM 374, RAIL 480MM, MICRO MEMORY CARD 512 KBYTE, PC-ADAPTER USB, 2 X 40-PIN FRONT CONNECTOR ******************************* FOR EDUCATIONAL PURPOSES ONLY | 1628 | TEM | 1 | Simatic | 3.5 | 0
6ES73146EH044AB4 | UPGRADE TRAINING BUNDLE CPU 314C-2 PN/DP; CONSISTING OF: S7-300 CPU 314C-2 PN/DP 192 KB, SM323, 16DI/DO, DC24V, 0,5A, MICRO MEMORY CARD 512 KBYTE, 3 X 40-PIN FRONT CONNECTOR ETHERNET CORD RJ45/RJ45 6M, ******************************* FOR EDUCATIONAL PURPOSES ONLY | 812 | TEM | 1 | Simatic | 1.8 | 0
6ES73146EH044AB8 | OEM EXAMINATION BUNDLE CPU 314C-2 PN/DP, CONSISTING OF: S7-300 CPU 314C-2 PN/DP 192 KB, SM322, 8DA, DC24V, 2A, MICRO MEMORY CARD 512 KBYTE, 2 X 40-PIN FRONT CONNECTOR, 1 X 20-PIN FRONT CONNECTOR, S7-300 RAIL L=480MM, ETHERNET CORD RJ45/RJ45 6M, SOFTWARE FOR TRAINING V13 SP1 ******************************* FOR EDUCATIONAL PURPOSES ONLY OFFER LIMITED UNTIL 01-13-2017 | 714 | TEM | 1 | Simatic | 3.2 | 0
6ES73152AH140AB0 | SIMATIC S7-300, CPU 315-2DP CPU WITH MPI INTERFACE INTEGRATED 24 V DC POWER SUPPLY 256 KBYTE WORKING MEMORY 2. INTERFACE DP-MASTER/SLAVE MICRO MEMORY CARD NECESSARY | 1564 | TEM | 1 | Simatic | 0.332 | 1
6ES73152EH140AB0 | SIMATIC S7-300 CPU 315-2 PN/DP, CENTRAL PROCESSING UNIT WITH 384 KBYTE WORKING MEMORY, 1. INTERFACE MPI/DP 12MBIT/S, 2. INTERFACE ETHERNET PROFINET, WITH 2 PORT SWITCH, MICRO MEMORY CARD NECESSARY | 2209 | TEM | 1 | Simatic | 0.385 | 1
6ES73152FH144AB1 | TRAINING BUNDLE CPU315-2PN CONTAINS S7-300 CPU 315F-PN POWER SUPPLY PS 307 5A, 1 X SM323 16DI/16DO, 1 X SM334 4AI/ 2AO, DIN RAIL 480MM MICRO MEMORY CARD 512 KBYTE, S7 DISTRIBUTED SAFETY V5.4 ******************************* FOR EDUCATIONAL PURPOSES ONLY | 2853 | TEM | 1 | Simatic | 2.6 | 0
6ES73152FJ140AB0 | SIMATIC S7-300 CPU315F-2 PN/DP, CENTRAL PROCESSING UNIT WITH 512 KBYTE WORKING MEMORY, 1. INTERFACE MPI/DP 12MBIT/S, 2. INTERFACE ETHERNET PROFINET, WITH 2 PORT SWITCH, MICRO MEMORY CARD NECESSARY | 2624 | TEM | 1 | Simatic | 0.388 | 1
6ES73156FF040AB0 | SIMATIC S7-300, CPU 315F-2DP FAILSAFE CPU WITH MPI INTERFACE INTEGRATED 24V DC POWER SUPPLY, 384 KB WORKING MEMORY, 40MM WIDE, 2. INTERFACE DP-MASTER/SLAVE MICRO MEMORY CARD REQUIRED | 1895 | TEM | 1 | Simatic | 0.339 | 1
6ES73157TJ100AB0 | SIMATIC S7-300, CPU 315T-3 PN/DP, CENTRAL PROCESSING UNIT FOR PLC AND TECHNOLOGY, 384 KBYTE WORKING MEMORY, 1. INTERFACE MPI/DP 12MBIT/S, 2. INTERFACE DP(DRIVE), 3. INTERFACE ETHERNET PROFINET WITH 2 PORT SWITCH, INTEGRATED I/O FOR TECHNOLOGY, FRONT CONNECTOR (1 X 40PIN) AND MICRO MEMORY CARD MIN. 8 MB NECESSARY | 2887 | TEM | 1 | Simatic | 0.719 | 1
6ES73157TJ100AB1 | TRAINING BUNDLE CPU315T-3 PN/DP CONSISTING OF: 1 X S7-300 CPU 315T-3 PN/DP; 1 X POWER SUPPLY PS 307 5A, 1 X IM174, 1 X SM323 16DI/16DO, 1X CONNECTION CABLE 830-2 PB, 1 X MICRO MEMORY CARD 8MB, 1 X ETHERNET CABLE RJ45/RJ45 6M 1 X DIN RAIL 480MM, 3 X FRONT CONN.,40PIN, SCREW, 1X S7-TECHNOLOGY OPTION PACKAGE ******************************* FOR EDUCATIONAL PURPOSES ONLY | 2200 | TEM | 1 | Simatic | 4.85 | 0
6ES73172AK140AB0 | SIMATIC S7-300, CPU317-2 DP, CENTRAL PROCESSING UNIT WITH 1 MBYTE WORKING MEMORY, 1. INTERFACE MPI/DP 12MBIT/S, 2. INTERFACE DP-MASTER/SLAVE, MICRO MEMORY CARD NECESSARY | 3436 | TEM | 1 | Simatic | 0.404 | 1
6ES73172EK140AB0 | SIMATIC S7-300 CPU 317-2 PN/DP, CENTRAL PROCESSING UNIT WITH 1 MB WORKING MEMORY, 1. INTERFACE MPI/DP 12MBIT/S, 2. INTERFACE ETHERNET PROFINET, WITH 2 PORT SWITCH, MICRO MEMORY CARD NECESSARY | 3903 | TEM | 1 | Simatic | 0.384 | 1
6ES73172FK140AB0 | SIMATIC S7-300 CPU317F-2 PN/DP, CENTRAL PROCESSING UNIT WITH 1.5 MBYTE WORKING MEMORY, 1. INTERFACE MPI/DP 12MBIT/S, 2. INTERFACE ETHERNET PROFINET, WITH 2 PORT SWITCH, MICRO MEMORY CARD NECESSARY | 4402 | TEM | 1 | Simatic | 0.385 | 1
6ES73176FF040AB0 | SIMATIC S7-300, CPU 317F-2DP, CENTRAL PROCESSING UNIT WITH 1.5 MBYTE WORKING MEMORY, 1. INTERFACE MPI/DP 12MBIT/S, 2. INTERFACE DP-MASTER/SLAVE, MICRO MEMORY CARD NECESSARY FOR USE WITH SOFTWARE OPTION S7 DISTRIBUTED SAFETY V5.2 SP1 AND HIGHER | 4018 | TEM | 1 | Simatic | 0.417 | 1
6ES73177TK100AB0 | SIMATIC S7-300, CPU 317T-3 PN/DP, CENTRAL PROCESSING UNIT FOR PLC AND TECHNOLOGY, 1024 KBYTE WORKING MEMORY, 1. INTERFACE MPI/DP 12MBIT/S, 2. INTERFACE DP(DRIVE), 3. INTERFACE ETHERNET PROFINET WITH 2 PORT SWITCH, INTEGRATED I/O FOR TECHNOLOGY, FRONT CONNECTOR (1 X 40PIN) AND MICRO MEMORY CARD MIN. 8 MB NECESSARY | 4877 | TEM | 1 | Simatic | 0.729 | 1
6ES73177UL100AB0 | SIMATIC S7-300, CPU 317TF-3 PN/DP, CENTRAL PROCESSING UNIT FOR PLC, TECHNOLOGY AND SAFETY, 1,5 MBYTE WORKING MEMORY, 1. INTERFACE MPI/DP 12MBIT/S, 2. INTERFACE DP(DRIVE), 3. INTERFACE ETHERNET PROFINET WITH 2 PORT SWITCH, INTEGRATED I/O FOR TECHNOLOGY, FRONT CONNECTOR (1 X 40PIN) AND MICRO MEMORY CARD MIN. 8 MB NECESSARY | 5453 | TEM | 1 | Simatic | 0.739 | 1
6ES73183EL010AB0 | SIMATIC S7-300 CPU 319-3 PN/DP, CENTRAL PROCESSING UNIT WITH 2 MBYTE WORKING MEMORY, 1. INTERFACE MPI/DP 12MBIT/S, 2. INTERFACE DP-MASTER/SLAVE, 3. INTERFACE ETHERNET PROFINET, WITH 2 PORT SWITCH, MICRO MEMORY CARD NECESSARY | 4693 | TEM | 1 | Simatic | 1.406 | 1
6ES73183FL010AB0 | SIMATIC S7-300 CPU319F-3 PN/DP, CENTRAL PROCESSING UNIT WITH 2.5 MBYTE WORKING MEMORY, 1. INTERFACE MPI/DP 12MBIT/S, 2. INTERFACE DP-MASTER/SLAVE, 3. INTERFACE ETHERNET PROFINET, WITH 2 PORT SWITCH, MICRO MEMORY CARD NECESSARY | 5284 | TEM | 1 | Simatic | 1.407 | 1
6ES73211BH020AA0 | SIMATIC S7-300, DIGITAL INPUT SM 321, OPTICALLY ISOLATED, 16DI, 24 V DC, 1 X 20 PIN | 168 | TEM | 1 | Simatic | 0.234 | 1
6ES73211BH100AA0 | SIMATIC S7-300, DIGITAL INPUT SM 321, GALVANICALLY ISOLATED, 16DI, 24 V DC, 1 X 20 PIN, 0.05 MS INPUT DELAY | 212 | TEM | 1 | Simatic | 0.235 | 1
6ES73211BH500AA0 | SIMATIC S7-300, DIGITAL INPUT SM 321, OPTICALLY ISOLATED 16DI, 24 V DC, SOURCE INPUT, 1 X 20 PIN | 150 | TEM | 1 | Simatic | 0.233 | 1
6ES73211BL000AA0 | SIMATIC S7-300, DIGITAL INPUT SM 321, OPTICALLY ISOLATED 32DI, 24 V DC, 1 X 40 PIN | 338 | TEM | 1 | Simatic | 0.301 | 1
6ES73211BP000AA0 | SIMATIC S7-300 DIGITAL INPUT SM321, OPTICALLY ISOLATED IN GROUPS OF 16, 64 DI,DC 24V, 3MS, SINKING/SOURCING TERMINAL BLOCKS 6ES7392-1.N00-0AA0 AND CABLES 6ES7392-4...0-0AA0 NECESSARY | 504 | TEM | 1 | Simatic | 0.286 | 1
6ES73211CH000AA0 | SIMATIC S7-300, DIGITAL INPUT SM 321, OPTICALLY ISOLATED, 16 DI, AC/DC 24 - 48V WITH ONE CHANNEL PER COMMON, 1 X 40 PIN | 298 | TEM | 1 | Simatic | 0.306 | 1
6ES73211CH200AA0 | SIMATIC S7-300, DIGITAL INPUT SM 321, OPTICALLY ISOLATED, 16 DI, DC 48-125V, 1 X 20 PIN | 329 | TEM | 1 | Simatic | 0.25 | 1
6ES73211EL000AA0 | SIMATIC S7-300, DIGITAL INPUT SM 321, OPTICALLY ISOLATED, 32 DI, 120V AC, 1 X 40 PIN | 430 | TEM | 1 | Simatic | 0.338 | 1
6ES73211FF010AA0 | SIMATIC S7-300, DIGITAL INPUT SM 321, OPTICALLY ISOLATED, 8 DI, 120V/230V AC, 1 X 20 PIN | 130 | TEM | 1 | Simatic | 0.254 | 1
6ES73211FF100AA0 | SIMATIC S7-300, DIGITAL INPUT SM 321, OPTICALLY ISOLATED, 8 DI, 120V/230V AC, 1 X 40 PIN, WITH 1 POINT PER COMMON | 190 | TEM | 1 | Simatic | 0.319 | 1
6ES73211FH000AA0 | SIMATIC S7-300, DIGITAL INPUT SM 321, OPTICALLY ISOLATED 16 DI, 120/230V AC, 1 X 20 PIN | 217 | TEM | 1 | Simatic | 0.291 | 1
6ES73217BH010AB0 | SIMATIC S7-300, DIGITAL INPUT SM 321, GALVANICALLY ISOLATED, 16 DI, DC 24V, 1 X 20 PIN, PROCESS INTERRUPT, DIAGNOSTICS, FIT FOR ISOCHRONE MODE | 336 | TEM | 1 | Simatic | 0.245 | 1
6ES73221BF010AA0 | SIMATIC S7-300, DIGITAL OUTPUT SM 322, OPTICALLY ISOLATED, 8 DO, 24V DC, 2A, 1 X 20 PIN | 188 | TEM | 1 | Simatic | 0.234 | 1
6ES73221BH010AA0 | SIMATIC S7-300, DIGITAL OUTPUT SM 322, OPTICALLY ISOLATED, 16 DO, 24V DC, 0.5A, 1 X 20 PIN SUM OF OUTPUT CURRENTS 4A/GROUP (8A/MODULE) | 233 | TEM | 1 | Simatic | 0.24 | 1
6ES73221BH100AA0 | SIMATIC S7-300, DIGITAL OUTPUT SM 322 HIGH SPEED, GALVANICALLY ISOLATED, 16 DO, 24V DC, 0.5A, 1 X 20 PIN | 282 | TEM | 1 | Simatic | 0.246 | 1
6ES73221BL000AA0 | SIMATIC S7-300, DIGITAL OUTPUT SM 322, OPTICALLY ISOLATED, 32DO, 24V DC, 0.5A, 1 X 40 PIN, SUM OF OUTPUT CURRENTS 4A/GROUP (16A/MODULE) | 467 | TEM | 1 | Simatic | 0.302 | 1
6ES73221BP000AA0 | SIMATIC S7-300 DIGITAL OUTPUT SM322, OPTICALLY ISOLATED IN GROUPS OF 16, 64 DO, DC 24V, 0.3A, (SOURCING) TOTAL CURRENT 2A/GROUP 8A/MODULE TERMINAL BLOCKS 6ES7392-1.N00-0AA0 AND CABLES 6ES7392-4...0-0AA0 NECESSARY | 704 | TEM | 1 | Simatic | 0.305 | 1
6ES73221BP500AA0 | SIMATIC S7-300 DIGITAL OUTPUT SM322, OPTICALLY ISOLATED IN GROUPS OF 16, 64DO, DC 24V, 0.3A M-WRITE TOTAL CURRENT 2A/GROUP 8A/MODULE TERMINAL BLOCKS 6ES7392-1.N00-0AA0 AND CABLES 6ES7392-4...0-0AA0 NECESSARY | 704 | TEM | 1 | Simatic | 0.297 | 1
6ES73221CF000AA0 | SIMATIC S7-300, DIGITAL OUTPUT SM 322, OPTICALLY ISOLATED, 8 DO, DC 48-125V, 1.5A, 1 X 20 PIN | 361 | TEM | 1 | Simatic | 0.31 | 1
6ES73221FF010AA0 | SIMATIC S7-300, DIGITAL OUTPUT SM 322, OPTICALLY ISOLATED, 8 DO, 120/230V AC, 1A, 1 X 20 PIN | 245 | TEM | 1 | Simatic | 0.294 | 1
6ES73221FH000AA0 | SIMATIC S7-300, DIGITAL OUTPUT SM 322, OPTICALLY ISOLATED 16 DO, 120/230V AC, 1 A, 1 X 20 PIN | 355 | TEM | 1 | Simatic | 0.326 | 1
6ES73221FL000AA0 | SIMATIC S7-300, DIGITAL OUTPUT SM 322, OPTICALLY ISOLATED, 32 DO, AC 120V/230V, 1A, DOUBLE WIDTH HOUSING, 2 X 20 PIN | 712 | TEM | 1 | Simatic | 0.574 | 1
6ES73221HF010AA0 | SIMATIC S7-300, DIGITAL OUTPUT SM 322, OPTICALLY ISOLATED, 8 DO (RELAY), 1 X 20 PIN, 24V DC, 2A OR 230V AC, 2A | 163 | TEM | 1 | Simatic | 0.31 | 1
6ES73221HF100AA0 | SIMATIC S7-300, DIGITAL OUTPUT SM 322, OPTICALLY ISOLATED, 8 DO (RELAY), 1 X 40 PIN, 24V DC, 5A OR 230V AC, 5A, CONNECTOR W.SPRING TERMINAL CAN BE USED FROM 6ES7392-1BM01-0AA0 | 199 | TEM | 1 | Simatic | 0.369 | 1
6ES73221HH010AA0 | SIMATIC S7-300, DIGITAL OUTPUT SM 322, OPTICALLY ISOLATED 16DO, RELAY CONTACTS, 1 X 20 PIN | 347 | TEM | 1 | Simatic | 0.27 | 1
6ES73225FF000AB0 | SIMATIC S7-300, DIGITAL OUTPUT SM 322, OPTICALLY ISOLATED, 8 DO, 120/230V AC, 2A, WITH 1 POINT PER COMMON AND SELECTABLE FAIL MODE, 1 X 40 PIN | 298 | TEM | 1 | Simatic | 0.32 | 1
6ES73225GH000AB0 | SIMATIC S7-300, DIGITAL OUTPUT SM 322, OPTICALLY ISOLATED, 16 DA (SOLID STATE RELAY), AC/DC 24 - 48V; 0.5A; 1.5A SURGE CURRENT, ONE CHANNEL PER COMMON, 1 X 40 PIN | 538 | TEM | 1 | Simatic | 0.315 | 1
6ES73225HF000AB0 | SIMATIC S7-300, DIGITAL OUTPUT SM 322, OPTICALLY ISOLATED, 8 DO (RELAY), 1 X 40 PIN, 24V DC, 120 - 230V AC, 5A WITH INTEGR. SNUBBER F. IND. LOADS | 222 | TEM | 1 | Simatic | 0.353 | 1
6ES73228BF000AB0 | SIMATIC S7-300, DIGITAL OUTPUT SM 322, OPTICALLY ISOLATED, 8 DO, 24V DC, 0.5 A (1 X 8 DO), SHORT-CIRCUIT PROTECTION, DIAGNOSTICS, 1 X 20 PIN | 391 | TEM | 1 | Simatic | 0.244 | 1
6ES73231BH010AA0 | SIMATIC S7-300, DIGITAL MODULE SM 323, OPTICALLY ISOLATED, 8 DI AND 8 DO, 24V DC, 0.5A AGGREGATE CURRENT 2A, 1X20 PIN | 256 | TEM | 1 | Simatic | 0.238 | 1
6ES73231BL000AA0 | SIMATIC S7-300, DIGITAL MODULE SM 323, OPTICALLY ISOLATED, 16 DI AND 16 DO, 24V DC, 0.5A, AGGREGATE CURRENT 4A, 1X40 PIN | 436 | TEM | 1 | Simatic | 0.305 | 1
6ES73261BK020AB0 | SIMATIC S7, DIGITAL INPUT SM 326, F-DI 24 X DC 24V, FAILSAFE DIGITAL INPUTS FOR SIMATIC S7 FAILSAFE SYSTEMS WITH DIAGNOST. INTERRUPT, UP TO CATEGORY 4 (EN954-1)/ SIL3 (IEC61508)/PLE (ISO13849), 1 X 40 PIN | 949 | TEM | 1 | Simatic | 0.491 | 1
6ES73261RF010AB0 | SIMATIC S7, DIGITAL INPUT SM 326, 8 DI; DC 24V, NAMUR, FAILSAFE NAMUR INPUTS FOR SIMATIC S7 F SYSTEMS, UP TO CATEGORY 4 (EN954-1)/ SIL3 (IEC61508)/PLE (ISO13849), 1 X 40 PIN | 914 | TEM | 1 | Simatic | 0.562 | 1
6ES73262BF100AB0 | SIMATIC S7, DIGITAL OUTPUT SM326, F-DO10 X DC24V/2A PP, FAILSAFE DIGITAL OUTPUTS FOR SIMATIC S7F SYSTEMS WITH DIAGNOST. INTERRUPT, LVV, UP TO CATEGORY 4 (EN954-1)/ SIL3 (IEC61508)/PLE (ISO13849), 1 X 40 PIN | 1042 | TEM | 1 | Simatic | 0.36 | 1
6ES73262BF410AB0 | SIMATIC S7, DIGITAL OUTPUT SM 326, F-DO 8 X DC 24V/2A PM FAILSAFE DIGITAL OUTPUTS P-M SWITCHING UP TO CATEGORY 4 (EN954-1)/ SIL3 (IEC61508)/PLE (ISO13849), 1 X 40 PIN | 878 | TEM | 1 | Simatic | 0.501 | 1
6ES73262FS004AB1 | TRAINING BUNDLE FAILSAFE S7-300 CONTAINS: 1 X SM326 24 F-DI 24V 1 X SM326 8 F-DO 24V/2A 1 X SEPERATOR MODUL ******************************* FOR EDUCATIONAL PURPOSES ONLY ******************************* OPTION FOR 6ES7315-2FH14-4AB1 | 1628 | TEM | 1 | Simatic | 1.6 | 0
6ES73271BH000AB0 | SIMATIC S7-300, DIGITAL MODULE SM 327, OPTICALLY ISOLATED, 8 DI AND 8 DX, 24V DC, 0.5A 1 X 20 PIN, 8DX CHANNELWISE PROGRAMMABLE AS DI OR DO | 293 | TEM | 1 | Simatic | 0.24 | 1
6ES73280AA007AA0 | SIMATIC S7-300, FRONT DOOR EXTENDED FOR 32-CHANNELSIGNAL MODULES, ALLOWS CONNECTION OF 1.3 QMM OR 16 AWG WIRE SIZE ON A 32 POINT MODULE 5 PIECES PER PACKAGING UNIT | 51.8 | ΠΑΚ | 1 | Simatic | 0.317 | 1
6ES73287AA100AA0 | SIMATIC S7-300, EXTENDED FRONT DOOR FOR SAFETY MODULES, ALLOWS CONNECTION OF 1.3 QMM OR 16 AWG WIRE SIZE 5 PIECES PER PACKAGING UNIT INCL. LABELING SHEETS AND WIRING DIAGRAM (YELLOW) | 51.8 | ΠΑΚ | 1 | Simatic | 0.206 | 1
6ES73287AA200AA0 | SIMATIC S7-300, EXTENDED FRONT DOOR FOR COMPACT-CPU, ALLOWS CONNECTION OF 1.3 QMM OR 16 AWG WIRE SIZE 5 PIECES PER PACKAGING UNIT INCL. LABELING SHEETS AND WIRING DIAGRAM (PETROLE) | 51.8 | ΠΑΚ | 1 | Simatic | 0.17 | 1
6ES73311KF020AB0 | SIMATIC S7-300, ANALOG INPUT SM 331, OPTICALLY ISOLATED, 8 AI, 13 BIT RESOLUTION, U/I/RESISTANCE/PT100, NI100, NI1000, LG-NI1000, PTC / KTY, 66 MS MODULE UPDATE, 1 X 40 PIN | 443 | TEM | 1 | Simatic | 0.302 | 1
6ES73317HF010AB0 | SIMATIC S7-300, ANALOG INPUT SM 331, GALVANICALLY ISOLATED, 8 AI, 14 BIT, 0.052 MS/CHANNEL, CURRENT, VOLTAGE, INTERRUPTS, DIAGNOSTICS,1 X 20 PIN, FIT FOR ISOCHRONE MODE IMPROVED DP-CYCLE TIME FOR ISOCHRONE MODE | 706 | TEM | 1 | Simatic | 0.291 | 1
6ES73317KB020AB0 | SIMATIC S7-300, ANALOG INPUT SM 331, OPTICALLY ISOLATED, 2 AI, 9/12/14 BITS RESOLUTION, U/I/THERMOCOUPLE/RESISTANCE, ALERT, DIAGNOSTICS, 1 X 20 PIN, REMOVE/INSERT W. BACKPLANE BUS | 202 | TEM | 1 | Simatic | 0.246 | 1
6ES73317KF020AB0 | SIMATIC S7-300, ANALOG INPUT SM 331, FLOATING, 8AI, RESOLUTION 9/12/14 BITS, U/I/THERMOCOUPLE/RESISTANCE ALERT, DIAGNOSTICS; 1X20PIN REMOVE/INSERT W. BACKPLANE BUS | 646 | TEM | 1 | Simatic | 0.289 | 1
6ES73317NF000AB0 | SIMATIC S7-300, ANALOG INPUT SM 331, OPTICALLY ISOLATED, 8 AE; +/-5/10V, 1-5 V, +/-20MA, 0/4 TO 20MA, 16 BIT (55 MS), 1 COMMON POINT(50 V COM.), 1 X 40 PIN | 605 | TEM | 1 | Simatic | 0.312 | 1
6ES73317NF100AB0 | SIMATIC S7-300, ANALOG INPUT SM 331, OPTICALLY ISOLATED, 8 AE; +/-5/10V, 1-5 V, +/-20MA, 0/4 TO 20MA, 16 BIT, 1 COMMON POINT(60 V COM.), 4 CHANNEL MODE: 10 MS, 8 CHANNEL MODE: 23-95 MS, 1 X 40 PIN | 770 | TEM | 1 | Simatic | 0.324 | 1
6ES73317PE100AB0 | SIMATIC S7-300, ANALOG INPUT SM 331, INDIVIDUALLY ISOLATATED AC250V, 6 AI THERMOCOUPLE, TYPE B, E, J, K, L, N, R, S, T VOLTAGE: +/-25MV BIS +/-1V 16 BIT, 50 MS, 1 X 40 PIN | 935 | TEM | 1 | Simatic | 0.33 | 1
6ES73317PF010AB0 | SIMATIC S7-300, ANALOG INPUT SM 331, OPT. ISOL.,2/3/4 WIRE, 8AI, RESISTANCE, PT100/200/1000 NI100/120/200/500/1000, CU10, PLUS CHARACTERISTICS ACCORDING TO GOST STANDARD 16 (INTERN 24) BIT, 50MS, 1 X 40 PIN | 770 | TEM | 1 | Simatic | 0.342 | 1
6ES73317PF110AB0 | SIMATIC S7-300, ANALOG INPUT SM 331, OPTICALLY ISOLATATED, 8 AI THERMOCOUPLE, TYPE B, E, J, K, L, N, R, S, T TXK/TXK(L) ACCORDING GOST 16 BIT, 50 MS, 1 X 40 PIN | 770 | TEM | 1 | Simatic | 0.329 | 1
6ES73325HB010AB0 | SIMATIC S7-300, ANALOG OUTPUT SM 332, FLOATING, 2 AO, U/I; 11/12 BITS RESOL., 20 PIN., REMOVE/INSERT WITH ACTIVE BACKPLANE BUS | 336 | TEM | 1 | Simatic | 0.252 | 1
6ES73325HD010AB0 | SIMATIC S7-300, ANALOG OUTPUT SM 332, OPTICALLY ISOLATED, 4 AO, U/I; DIAGNOSTICS; RESOLUTION 11/12 BITS, 20 PIN, REMOVE/INSERT W. ACTIVE, BACKPLANE BUS | 538 | TEM | 1 | Simatic | 0.252 | 1
6ES73325HF000AB0 | SIMATIC S7-300, ANALOG OUTPUT SM 332, OPTICALLY ISOLATED, 8 AO, U/I; DIAGNOSTICS; RESOLUTION 11/12 BITS, 40 PIN, REMOVE/INSERT W. ACTIVE, BACKPLANE BUS | 1003 | TEM | 1 | Simatic | 0.328 | 1
6ES73327ND020AB0 | SIMATIC S7,SM 332 ANALOG OUTPUT CHANNEL TO CHANNEL ISOLATION, 4 AO, 16 BIT RESOLUTION, 0-10V, 1-5V, +/-10V, +/-20MA, 0/4 - 20MA, 20 PIN, FIT FOR ISOCHRONE MODE IMPROVED DP-CYCLE TIME FOR ISOCHRONE MODE | 665 | TEM | 1 | Simatic | 0.295 | 1
6ES73340CE010AA0 | SIMATIC S7, ANALOG INPUT/OUTPUT SM 334, NON-ISOLATED, 4 AI/2 AO, 1 X 20 PIN, REMOVE AND INSERT WITH BACKPLAIN BUS | 396 | TEM | 1 | Simatic | 0.244 | 1
6ES73340KE000AB0 | SIMATIC S7-300, ANALOG MODULE SM 334, OPTICALLY ISOLATED, 4AE/2AA, 12 BIT, 0-10V F. PT100 (CLIMAT RANGE -120 - 155 DEGR.) AND 10 KOHM MEASURING RANGE, 1 X 20 PIN | 396 | TEM | 1 | Simatic | 0.239 | 1
6ES73364GE000AB0 | SIMATIC S7, ANALOG INPUT SM336 6 AI; 15 BIT; FAILSAFE ANALOG INPUTS FOR SIMATIC SAFETY, WITH HART SUPPORT, UP TO CATEGORY 4 (EN954-1)/ SIL3 (IEC61508)/PLE (ISO13849), 1 X 20 PIN, | 878 | TEM | 1 | Simatic | 0.34 | 1
6ES73384BC010AB0 | SIMATIC S7-300, SIGNAL. MODULE FOR 3 SSI SENSORS FOR READ-IN OF POSITIONING VALUE WITH 2 FREEZE INPUTS , 1 X 20 PIN, SUPPORTS ISOCHRONE MODE | 318 | TEM | 1 | Simatic | 0.25 | 1
6ES73401AH020AE0 | SIMATIC S7-300, CP 340 COMMUNICATION PROCESSOR WITH RS232C INTERFACE (V.24) INCL. CONFIG. PACKAGE ON CD | 429 | TEM | 1 | Simatic | 0.355 | 1
6ES73401BH020AE0 | SIMATIC S7-300, CP 340 COMMUNICATION PROCESSOR WITH 20MA INTERFACE (TTY) INCL. CONFIG. PACKAGE ON CD | 569 | TEM | 1 | Simatic | 0.353 | 1
6ES73401CH020AE0 | SIMATIC S7-300, CP 340 COMMUNICATION PROCESSOR WITH RS422/485 INTERFACE INCL. CONFIG. PACKAGE ON CD | 569 | TEM | 1 | Simatic | 0.36 | 1
6ES73411AH020AE0 | SIMATIC S7-300, CP341 COMMUNICATION PROCESSOR WITH RS232C INTERFACE (V.24) INCL. CONFIG. PACKAGE ON CD | 863 | TEM | 1 | Simatic | 0.303 | 1
6ES73411BH020AE0 | SIMATIC S7-300, CP341 COMMUNICATION PROCESSOR WITH 20MA INTERFACE (TTY) INCL. CONFIG. PACKAGE ON CD | 927 | TEM | 1 | Simatic | 0.307 | 1
6ES73411CH020AE0 | SIMATIC S7-300, CP341 COMMUNICATION PROCESSOR WITH RS422/485 INTERFACE INCL. CONFIG. PACKAGE ON CD | 927 | TEM | 1 | Simatic | 0.308 | 1
6ES73501AH030AE0 | SIMATIC S7-300, COUNTER MODULE FM 350-1 FOR S7-300, COUNTER FUNCTIONS UP TO 500 KHZ 1 CHANNEL FOR CONNECTION OF 5V AND 24V INCREMENTAL ENCODERS ISOCHRON MODE, MEASUREMENT MODE INCL. CONFIG. PACKAGE ON CD | 429 | TEM | 1 | Simatic | 0.283 | 1
6ES73502AH010AE0 | SIMATIC S7-300, COUNTER MODULE FM 350-2, 8 CHANNELS, 20 KHZ, 24V ENCODER FOR COUNTING, MEASURING FREQUENCIES, SPEED MEASUREMENT, PERIOD DURATION MEASUREMENT AND PROPORTIONING INCL. CONFIG. PACKAGE AND ELECTRONIC DOCU ON CD | 987 | TEM | 1 | Simatic | 0.483 | 1
6ES73511AH020AE0 | SIMATIC S7-300, FM 351 POSITIONING MODULE FOR RAPID/ CREEP FEED DRIVE INCL. CONFIG. PACKAGE ON CD | 769 | TEM | 1 | Simatic | 0.496 | 1
6ES73521AH020AE0 | SIMATIC S7-300, FM 352 ELECTRON. CAM-OPERATED CONTROL INCL. CONFIG. PACKAGE ON CD | 810 | TEM | 1 | Simatic | 0.468 | 1
6ES73525AH010AE0 | SIMATIC S7-300, FM352-5 WITH SINK OUT, HIGH SPEED BOOLEAN PROCESSOR, FOR HIGH-SPEED LOGIC OPERATION 12 DI, 8 DO, 1 ENCODER INTERF. FOR RS422 INCR./SSI ENCODER | 1036 | TEM | 1 | Simatic | 0.537 | 1
6ES73525AH110AE0 | SIMATIC S7-300, FM352-5 WITH SRC OUT, HIGH SPEED BOOLEAN PROCESSOR, FOR HIGH-SPEED LOGIC OPERATION 12 DI, 8 DO, 1 ENCODER INTERF. FOR RS422 INCR./SSI ENCODER | 1132 | TEM | 1 | Simatic | 0.526 | 1
6ES73550VH100AE0 | SIMATIC S7-300, CONROL MODULE FM 355 C, 4 CHANNELS, CONTIN. 4 AI + 8 DI + 4 AO INCL. MULTI-LANG CONFIG. PACK., MANUAL AND GETTING STARTED (GER/EN/FR/IT) ON CD-ROM | 1052 | TEM | 1 | Simatic | 0.579 | 1
6ES73551VH100AE0 | SIMATIC S7-300, CONTROL MODULE FM 355 S, 4 CHANNELS, STEP AND PULSE, 4 AI + 8 DI + 8 DO INCL. MULTI-LANG CONFIG. PACK., MANUAL AND GETTING STARTED (GER/EN/FR/IT) ON CD-ROM | 911 | TEM | 1 | Simatic | 0.573 | 1
6ES73552CH000AE0 | SIMATIC S7-300, TEMPERATURE CONTROL MODULE FM 355-2 C, 4 CHANNELS, CONTIN. 4 AI + 8 DI + 4 AO INCL. MULTI-LANG CONFIG. PACK., MANUAL AND GETTING STARTED (GER/EN/IT) ON CD-ROM | 972 | TEM | 1 | Simatic | 0.568 | 1
6ES73552SH000AE0 | SIMATIC S7-300, TEMPERATURE CONTROL MODULE FM 355 S, 4 CHANNELS, STEP AND PULSE, 4 AI + 8 DI + 8 DO INCL. MULTI-LANG CONFIG. PACK., MANUAL AND GETTING STARTED (GER/EN/IT) ON CD-ROM | 840 | TEM | 1 | Simatic | 0.57 | 1
6ES73603AA010AA0 | SIMATIC S7-300,INTERFACE MODULE IM 360 IN CENTRAL RACK FOR CONNECTING MAX. 3 EXPANSION RACKS, WITH K-BUS | 198 | TEM | 1 | Simatic | 0.245 | 1
6ES73613CA010AA0 | SIMATIC S7-300,INTERFACE MODULE IM 361 IN EXPANSION RACK FOR CONNECTING TO CENTRAL RACK (IM360),24 V DC SUPPLY VOLTAGE, WITH K-BUS | 226 | TEM | 1 | Simatic | 0.407 | 1
6ES73650BA010AA0 | SIMATIC S7-300,INTERFACE MODULE IM 365 FOR CONNECTING AN EXPANSION RACK, W/O K-BUS, 2 MODULES + CONNECTING CABLE 1M | 140 | TEM | 1 | Simatic | 0.599 | 1
6ES73683BB010AA0 | SIMATIC S7-300, CONNECTING CABLE BETWEEN IM 360/IM 361 LENGTH: 1M | 63 | TEM | 1 | Simatic | 0.335 | 1
6ES73683BC510AA0 | SIMATIC S7-300, CONNECTING CABLE BETWEEN IM 360/IM 361 LENGTH: 2.5M | 84.4 | TEM | 1 | Simatic | 0.478 | 1
6ES73683BF010AA0 | SIMATIC S7-300, CONNECTING CABLE BETWEEN IM 360/IM 361 LENGTH: 5M | 113 | TEM | 1 | Simatic | 0.76 | 1
6ES73683CB010AA0 | SIMATIC S7-300, CONNECTING CABLE BETWEEN IM 360/IM 361 LENGTH: 10M | 134 | TEM | 1 | Simatic | 1.323 | 1
6ES73700AA010AA0 | SIMATIC S7-300, DUMMY MODULE DM 370, FOR USE WITH MODULE EXCHANGE | 93.5 | TEM | 1 | Simatic | 0.22 | 1
6ES73742XH010AA0 | SIMATIC S7-300,SIMULATOR MODULE SM 374, FOR SIMULATING 16 INPUTS OR 16 OUTPUTS RESP. 8 INPUTS AND 8 OUTPUTS; 16 SWITCHES, 16 LED | 240 | TEM | 1 | Simatic | 0.247 | 1
6ES73900AA000AA0 | SIMATIC S7-300, BUS CONNECTOR (SPARE PART) | 6.9 | TEM | 1 | Simatic | 0.013 | 1
6ES73901AB600AA0 | SIMATIC S7-300, RAIL L=160MM | 20.3 | TEM | 1 | Simatic | 0.227 | 0
6ES73901AE800AA0 | SIMATIC S7-300, RAIL L=480MM | 31.5 | TEM | 1 | Simatic | 0.654 | 0
6ES73901AF300AA0 | SIMATIC S7-300, RAIL L=530MM | 37.8 | TEM | 1 | Simatic | 0.733 | 0
6ES73901AJ300AA0 | SIMATIC S7-300, RAIL L=830MM | 50.7 | TEM | 1 | Simatic | 1.1 | 0
6ES73901BC000AA0 | SIMATIC S7-300, RAIL L=2000MM | 84.4 | TEM | 1 | Simatic | 2.64 | 0
6ES73905AA000AA0 | SIMATIC S7, SHIELD CONNECTING ELEMENT 80MM WIDE, WITH 2 ROWS FOR 4 SHIELDED TERMINALS EACH | 13.9 | TEM | 1 | Simatic | 0.094 | 0
6ES73905AB000AA0 | SIMATIC S7, TERMINAL ELEMENT F. 2 CABLES W. 2 - 6MM IN DIA. 2 PIECES PER PACKAGING UNIT | 10.4 | ΠΑΚ | 1 | Simatic | 0.022 | 0
6ES73905BA000AA0 | SIMATIC S7, TERMINAL ELEMENT F. 1 CABLE W. 3...8MM IN DIA. 2 PIECES PER PACKAGING UNIT | 10.4 | ΠΑΚ | 1 | Simatic | 0.02 | 0
6ES73905CA000AA0 | SIMATIC S7, TERMINAL ELEMENT F. 1 CABLE W. 4...13MM IN DIA. 2 PIECES PER PACKAGING UNIT | 10.4 | ΠΑΚ | 1 | Simatic | 0.035 | 0
6ES73911AA000AA0 | SIMATIC S7-300, SPARE PART PLUG FOR 24V SUPPLY FOR S7-300 CPUS AND FM352-5 10 PIECES PER PACKAGING UNIT | 30 | ΠΑΚ | 1 | Simatic | 0.063 | 1
6ES73921AJ000AA0 | SIMATIC S7-300, FRONT CONNECTOR FOR SIGNAL MODULES WITH SCREW CONTACTS, 20-PIN | 24.6 | TEM | 1 | Simatic | 0.069 | 1
6ES73921AJ001AB0 | SIMATIC S7-300, FRONT CONNECTOR FOR SIGNAL MODULES WITH SCREW CONTACTS, 20-PIN 100 PIECES PER PACKAGING UNIT | 2460 | ΠΑΚ | 1 | Simatic | 6.18 | 0
6ES73921AM000AA0 | SIMATIC S7-300,FRONT CONNECTOR WITH SCREW CONTACTS, 40-PIN | 38.9 | TEM | 1 | Simatic | 0.134 | 1
6ES73921AM001AB0 | SIMATIC S7-300,FRONT CONNECTOR WITH SCREW CONTACTS, 40-PIN 100 PIECES PER PACKAGING UNIT | 3863 | ΠΑΚ | 1 | Simatic | 12.84 | 0
6ES73921AN000AA0 | S7-300, TERMINAL BLOCK WITH SCREW-TYPE TERMINALS FOR 64 CHANNEL MODULES OF S7-300, 2 PIECES PER PACKAGING UNIT | 82.3 | ΠΑΚ | 1 | Simatic | 0.266 | 1
6ES73921BJ000AA0 | SIMATIC S7-300, FRONT CONNECTOR FOR SIGNAL MODULES WITH SPRING CONTACTS, 20-PIN | 24.6 | TEM | 1 | Simatic | 0.06 | 1
6ES73921BJ001AB0 | SIMATIC S7-300, FRONT CONNECTOR FOR SIGNAL MODULES WITH SPRING CONTACTS, 20-PIN 100 PIECES PER PACKAGING UNIT | 2460 | ΠΑΚ | 1 | Simatic | 5.2 | 0
6ES73921BM010AA0 | SIMATIC S7-300, FRONT CONNECTOR FOR SIGNAL MODULES WITH SPRING CONTACTS, 40-PIN, | 38.9 | TEM | 1 | Simatic | 0.122 | 1
6ES73921BM011AB0 | SIMATIC S7-300, FRONT CONNECTOR FOR SIGNAL MODULES WITH SPRING CONTACTS, 40-PIN 100 PIECES PER PACKAGING UNIT | 3863 | ΠΑΚ | 1 | Simatic | 0.08 | 0
6ES73921BN000AA0 | S7-300, TERMINAL BLOCK WITH SPRING-LOAD TERMINALS FOR 64 CHANNEL MODULES OF S7-300, 2 PIECES PER PACKAGING UNIT | 92.3 | ΠΑΚ | 1 | Simatic | 0.266 | 1
6ES73922AX000AA0 | SIMATIC S7-300, 10 DIN A4 LABELLING SHEETS COLOR: PETROL, 10 LABELLING STRIPS/SHEETS FOR SIGNAL MODULES (16 CHANNELS), MATERIAL: MEMBRANE, PREPERFO- RATED, FOR PRINTING ON A LASER PRINTER, 10 SHEETS PER PACKAGING UNIT | 54 | ΠΑΚ | 1 | Simatic | 0.224 | 0
6ES73922AX100AA0 | SIMATIC S7-300, 10 DIN A4 LABELLING SHEETS COLOR: PETROL, 10 LABELLING STRIPS/SHEETS FOR SIGNAL MODULES (32 CHANNELS), MATERIAL: MEMBRANE, PREPERFO- RATED, FOR PRINTING ON A LASER PRINTER, 10 SHEETS PER PACKAGING UNIT | 54 | ΠΑΚ | 1 | Simatic | 0.214 | 0
6ES73922BX000AA0 | SIMATIC S7-300, 10 DIN A4 LABELLING SHEETS COLOR: LIGHT-BEIGE, 10 LABELLING STRIPS/SHEETS FOR SIGNAL MODULES (16 CHANNELS), MATERIAL: MEMBRANE, PREPERFO- RATED, FOR PRINTING ON A LASER PRINTER, 10 SHEETS PER PACKAGING UNIT | 54 | ΠΑΚ | 1 | Simatic | 0.226 | 0
6ES73922BX100AA0 | SIMATIC S7-300, 10 DIN A4 LABELLING SHEETS COLOR: LIGHT-BEIGE, 10 LABELLING STRIPS/SHEETS FOR SIGNAL MODULES (32 CHANNELS), MATERIAL: MEMBRANE, PREPERFO- RATED, FOR PRINTING ON A LASER PRINTER, 10 SHEETS PER PACKAGING UNIT | 54 | ΠΑΚ | 1 | Simatic | 0.223 | 0
6ES73922CX000AA0 | SIMATIC S7-300, 10 DIN A4 LABELLING SHEETS COLOR: YELLOW, 10 LABELLING STRIPS/SHEETS FOR SIGNAL MODULES (16 CHANNELS), MATERIAL: MEMBRANE, PREPERFO- RATED, FOR PRINTING ON A LASER PRINTER, 10 SHEETS PER PACKAGING UNIT | 54 | ΠΑΚ | 1 | Simatic | 0.234 | 0
6ES73922CX100AA0 | SIMATIC S7-300, 10 DIN A4 LABELLING SHEETS COLOR: YELLOW, 10 LABELLING STRIPS/SHEETS FOR SIGNAL MODULES (32 CHANNELS), MATERIAL: MEMBRANE, PREPERFO- RATED, FOR PRINTING ON A LASER PRINTER, 10 SHEETS PER PACKAGING UNIT | 54 | ΠΑΚ | 1 | Simatic | 0.222 | 0
6ES73922DX000AA0 | SIMATIC S7-300, 10 DIN A4 LABELLING SHEETS COLOR: RED, 10 LABELLING STRIPS/SHEETS FOR SIGNAL MODULES (16 CHANNELS), MATERIAL: MEMBRANE, PREPERFO- RATED, FOR PRINTING ON A LASER PRINTER, 10 SHEETS PER PACKAGING UNIT | 54 | ΠΑΚ | 1 | Simatic | 0.225 | 0
6ES73922DX100AA0 | SIMATIC S7-300, 10 DIN A4 LABELLING SHEETS COLOR: RED, 10 LABELLING STRIPS/SHEETS FOR SIGNAL MODULES (32 CHANNELS), MATERIAL: MEMBRANE, PREPERFO- RATED, FOR PRINTING ON A LASER PRINTER, 10 SHEETS PER PACKAGING UNIT | 54 | ΠΑΚ | 1 | Simatic | 0.228 | 0
6ES73922XX000AA0 | SIMATIC S7-300, LABELING STRIPS (SPARE PART), FOR MODULES WITH FRONT CONNECTOR 20-PIN, 10 PIECES PER PACKAGING UNIT | 7 | ΠΑΚ | 1 | Simatic | 0.009 | 0
6ES73922XX100AA0 | SIMATIC S7-300, LABELING STRIPS (SPARE PART), FOR MODULES WITH FRONT CONNECTOR 40-PIN, 10 PIECES PER PACKAGING UNIT | 7 | ΠΑΚ | 1 | Simatic | 0.007 | 0
6ES73922XX200AA0 | SIMATIC S7-300,LABELLING STRIPS FOR F - MODULES (SPARE PART) 10 PIECES PER PACKAGING UNIT | 10.9 | ΠΑΚ | 1 | Simatic | 0.007 | 0
6ES73922XY000AA0 | SIMATIC S7-300, LABELING COVER (SPARE PART), FOR MODULES WITH FRONT CONNECTOR 20-PIN, 10 PIECES PER PACKAGING UNIT | 7 | ΠΑΚ | 1 | Simatic | 0.009 | 0
6ES73922XY100AA0 | SIMATIC S7-300, LABELING COVER (SPARE PART), FOR MODULES WITH FRONT CONNECTOR 40-PIN, 10 PIECES PER PACKAGING UNIT | 7 | ΠΑΚ | 1 | Simatic | 0.007 | 0
6ES73922XY200AA0 | SIMATIC S7-300, LABELL. COVER FOR F - MODULES (SPARE PART) 10 PIECES PER PACKAGING UNIT | 9.2 | ΠΑΚ | 1 | Simatic | 0.007 | 0
6ES73924BB000AA0 | S7-300 CONNECTING CABLE FOR 64 CHANNEL MODULES, LENGTH: 1M 2 PIECES PER PACKAGING UNIT | 63 | ΠΑΚ | 1 | Simatic | 0.42 | 1
6ES73924BC500AA0 | S7-300 CONNECTING CABLE FOR 64 CHANNEL MODULES, LENGTH: 2.5M 2 PIECES PER PACKAGING UNIT | 75.4 | ΠΑΚ | 1 | Simatic | 0.78 | 1
6ES73924BF000AA0 | S7-300 CONNECTING CABLE FOR 64 CHANNEL MODULES, LENGTH: 5M 2 PIECES PER PACKAGING UNIT | 126 | ΠΑΚ | 1 | Simatic | 1.57 | 1
6ES73934AA000AA0 | SIMATIC S7-300, CABLE CELL LK 393 FOR EX (I) MODULES L+ AND M INTRINSICALLY SAFE CONNECTIONS TO TERMINALS 5 PIECES PER PACKAGING UNIT | 13.9 | ΠΑΚ | 1 | Simatic | 0.034 | 0
6ES73934AA100AA0 | SIMATIC S7-300, CABLE CELL LK 393 FOR F - MODULES L+ AND M FAILSAFE CONNECTIONS TO TERMINALS, 5 PIECES PER PACKAGING UNIT | 14.2 | ΠΑΚ | 1 | Simatic | 0.005 | 1
6ES75050KA000AB0 | SIMATIC S7-1500, SYSTEM POWER SUPPLY PS 25W 24V DC, SUPPLIES THE OPERATING VOLTAGE FOR THE S7-1500 VIA THE BACKPLANE BUS | 195 | TEM | 1 | Simatic | 0.365 | 1
6ES75050RA000AB0 | SIMATIC S7-1500, SYSTEM POWER SUPPLY PS 60W 24/48/60V DC, SUPPLIES THE OPERATING VOLTAGE FOR THE S7-1500 VIA THE BACKPLANE BUS | 483 | TEM | 1 | Simatic | 0.664 | 1
6ES75070RA000AB0 | SIMATIC S7-1500, SYSTEM POWER SUPPLY PS 60W 120/230V AC/DC, SUPPLIES THE OPERATING VOLTAGE FOR THE S7-1500 VIA THE BACKPLANE BUS | 483 | TEM | 1 | Simatic | 0.655 | 1
6ES75101DJ010AB0 | SIMATIC DP, CPU 1510SP-1 PN FOR ET 200SP, CENTRAL PROCESSING UNIT WITH WORKING MEMORY 100 KB FOR PROGRAM AND 750 KB FOR DATA, 1. INTERFACE: PROFINET IRT WITH 3 PORT SWITCH, 72 NS BIT-PERFORMANCE, SIMATIC MEMORY CARD NECESSARY, BUSADAPTER NECESSARY FOR PORT 1 AND 2 | 611 | TEM | 1 | Simatic | 0.404 | 1
6ES75101SJ010AB0 | SIMATIC DP, CPU 1510SP F-1 PN FOR ET 200SP, CENTRAL PROCESSING UNIT WITH WORKING MEMORY 150 KB FOR PROGRAM AND 750 KB FOR DATA, 1. INTERFACE: PROFINET IRT WITH 3 PORT SWITCH, 72 NS BIT-PERFORMANCE, SIMATIC MEMORY CARD NECESSARY, BUSADAPTER NECESSARY FOR PORT 1 AND 2 | 732 | TEM | 1 | Simatic | 0.5 | 1
6ES75111AK010AB0 | SIMATIC S7-1500, CPU 1511-1 PN, CENTRAL PROCESSING UNIT WITH WORKING MEMORY 150 KB FOR PROGRAM AND 1 MB FOR DATA, 1. INTERFACE: PROFINET IRT WITH 2 PORT SWITCH, 60 NS BIT-PERFORMANCE, SIMATIC MEMORY CARD NECESSARY | 664 | TEM | 1 | Simatic | 0.507 | 1
6ES75111CK000AB0 | SIMATIC S7-1500 COMPACT CPU CPU 1511C-1PN, CENTRAL PROCESSING UNIT WITH WORKING MEMORY 175 KB FOR PROGRAM AND 1 MB FOR DATA, 16 DIGITAL INPUTS, 16 DIGITAL OUTPUTS, 5 ANALOG INPUTS, 2 ANALOG OUTPUTS, 6 HIGH SPEED COUNTERS, 4 HIGH SPEED COUNTERS FOR PTO/PWM/FREQUENZY OUTPUT 1. INTERFACE: PROFINET IRT WITH 2 PORT SWITCH, 60 NS BIT-PERFORMANCE, INCL. FRONT CONNECTOR PUSH-IN, SIMATIC MEMORY CARD NECESSARY | 1232 | TEM | 1 | Simatic | 1.267 | 1
6ES75111CK004YB5 | SIMATIC S7-1500, STARTERKIT, CONSISTING OF: CPU 1511C-1 PN, POWER SUPPLY PM1507, 24V/3A, MOUNTING RAIL 160MM, SIMATIC MEMORY CARD, 4 MB, ETHERNET CABLE. STEP 7 V14 PROFESSIONAL TRIAL365-LICENSE, INFO MATERIAL, IN SYSTAINER | 2121 | TEM | 1 | Simatic | 3.6 | 0
6ES75111FK010AB0 | SIMATIC S7-1500F, CPU 1511F-1 PN, CENTRAL PROCESSING UNIT WITH WORKING MEMORY 225 KB FOR PROGRAM AND 1 MB FOR DATA, 1. INTERFACE: PROFINET IRT WITH 2 PORT SWITCH, 60 NS BIT-PERFORMANCE, SIMATIC MEMORY CARD NECESSARY | 907 | TEM | 1 | Simatic | 0.513 | 1
6ES75121CK000AB0 | SIMATIC S7-1500 COMPACT CPU CPU 1512C-1 PN, CENTRAL PROCESSING UNIT WITH WORKING MEMORY 250 KB FOR PROGRAM AND 1 MB FOR DATA, 32 DIGITAL INPUTS, 32 DIGITAL OUTPUTS, 5 ANALOG INPUTS, 2 ANALOG OUTPUTS, 6 HIGH SPEED COUNTERS, 4 HIGH SPEED COUNTERS FOR PTO/PWM/FREQUENZY OUTPUT 1. INTERFACE: PROFINET IRT WITH 2 PORT SWITCH, 48 NS BIT-PERFORMANCE, INCL. FRONT CONNECTOR PUSH-IN, SIMATIC MEMORY CARD NECESSARY | 1768 | TEM | 1 | Simatic | 1.584 | 1
6ES75121CK004AB1 | TRAINING BUNDLE COMPACT CPU 1512C-1 PN CONSISTING OF: S7-1500 CPU 1512C-1 PN, 250 KB / 1 MB, 32 DI, 32 DQ, 5 AI, 2 AQ, SIMATIC MEMORY CARD 24 MB, INCLUSIVE FRONTCONNECTOR, ETHERNET CORD RJ45/RJ45 6M, MOUNTING RAIL, 482 MM, PM 24V/8A, SOFTWARE F. TRAINING STEP 7 V13 ******************************* FOR EDUCATIONAL PURPOSES ONLY | 1612 | TEM | 1 | Simatic | 4.6 | 0
6ES75121CK004AB2 | TRAINING BUNDLE COMPACT CPU 1512C-1 PN CONSISTING OF: S7-1500 CPU 1512C-1 PN, 250 KB / 1 MB, 32 DI, 32 DQ, 5 AI, 2 AQ, SIMATIC MEMORY CARD 24 MB, INCLUSIVE FRONTCONNECTOR, ETHERNET CORD RJ45/RJ45 6M, MOUNTING RAIL, 482 MM, CP 1542-5 DP, PM 24V/8A, SOFTWARE F. TRAINING STEP 7 V13 ******************************* FOR EDUCATIONAL PURPOSES ONLY | 2183 | TEM | 1 | Simatic | 4.9 | 0
6ES75121CK004AB6 | TRAINING BUNDLE COMPACT CPU 1512C-1 PN CONSISTING OF: S7-1500 CPU 1512C-1 PN, 250 KB / 1 MB, 32 DI, 32 DQ, 5 AI, 2 AQ, SIMATIC MEMORY CARD 24 MB, INCLUSIVE FRONTCONNECTOR, ETHERNET CORD RJ45/RJ45 6M, MOUNTING RAIL, 482 MM, SOFTWARE F. TRAINING STEP 7 V13 ******************************* FOR EDUCATIONAL PURPOSES ONLY | 1449 | TEM | 1 | Simatic | 3.8 | 0
6ES75121CK004AB7 | TRAINING BUNDLE COMPACT CPU 1512C-1 PN CONSISTING OF: S7-1500 CPU 1512C-1 PN, 250 KB / 1 MB, 32 DI, 32 DQ, 5 AI, 2 AQ, SIMATIC MEMORY CARD 24 MB, INCLUSIVE FRONTCONNECTOR, ETHERNET CORD RJ45/RJ45 6M, MOUNTING RAIL, 482 MM, CP 1542-5 DP, SOFTWARE F. TRAINING STEP 7 V13 ******************************* FOR EDUCATIONAL PURPOSES ONLY | 2020 | TEM | 1 | Simatic | 4.1 | 0
6ES75121DK010AB0 | SIMATIC DP, CPU 1512SP-1 PN FOR ET 200SP, CENTRAL PROCESSING UNIT WITH WORKING MEMORY 200 KB FOR PROGRAM AND 1 MB FOR DATA, 1. INTERFACE: PROFINET IRT WITH 3 PORT SWITCH, 48 NS BIT-PERFORMANCE, SIMATIC MEMORY CARD NECESSARY, BUSADAPTER NECESSARY FOR PORT 1 AND 2 | 783 | TEM | 1 | Simatic | 0.5 | 1
6ES75121SK004AB2 | TRAINING BUNDLE CPU 1512SP F-1 PN CONSISTING OF: S7-1500 CPU 1512SP F-1 PN, 300 KB / 1 MB, 1X BUS ADAPTER BA 2XRJ45, 16 DI, 16 DQ, 4X BASE UNITS, ETHERNET CORD RJ45/RJ45 6M, MOUNTING RAIL, 483 MM, LABELING STRIPS, COLOUR CODED LABELS SOFTWARE F. TRAINING STEP 7 V13 ******************************* FOR EDUCATIONAL PURPOSES ONLY | 1106 | TEM | 1 | Simatic | 2.6 | 0
6ES75121SK010AB0 | SIMATIC DP, CPU 1512SP F-1 PN FOR ET 200SP, CENTRAL PROCESSING UNIT WITH WORKING MEMORY 300 KB FOR PROGRAM AND 1 MB FOR DATA, 1. INTERFACE: PROFINET IRT WITH 3 PORT SWITCH, 48 NS BIT-PERFORMANCE, SIMATIC MEMORY CARD NECESSARY, BUSADAPTER NECESSARY FOR PORT 1 AND 2 | 1016 | TEM | 1 | Simatic | 0.415 | 1
6ES75131AL004AB0 | TRAINING BUNDLE CPU 1513-1 PN CONSISTING OF: S7-1500 CPU 1513-1 PN , 300 KB / 1,5 MB, 32 DI, 32 DQ SIMATIC MEMORY CARD 24 MB, 2 X 40 POL FRONTCONNECTOR ETHERNET CORD RJ45/RJ45 6M, MOUNTING RAIL, 482 MM PM 24V/8A ******************************* FOR EDUCATIONAL PURPOSES ONLY OFFER LIMITED UNTIL 12-31-2015 | 1628 | TEM | 1 | Simatic | 3 | 0
6ES75131AL004AB5 | TRAINING BUNDLE CPU 1513-1 PN (OEM) CONSISTING OF: S7-1500 CPU 1513-1 PN , 300 KB / 1,5 MB, 32 DI, 32 DQ SIMATIC MEMORY CARD 24 MB, 2 X 40 POL FRONTCONNECTOR ETHERNET CORD RJ45/RJ45 6M, MOUNTING RAIL, 482 MM ******************************* FOR EDUCATIONAL PURPOSES ONLY OFFER LIMITED UNTIL 12-31-2015 | 1465 | TEM | 1 | Simatic | 2.1 | 0
6ES75131AL010AB0 | SIMATIC S7-1500, CPU 1513-1 PN, CENTRAL PROCESSING UNIT WITH WORKING MEMORY 300 KB FOR PROGRAM AND 1.5 MB FOR DATA, 1. INTERFACE: PROFINET IRT WITH 2 PORT SWITCH, 40 NS BIT-PERFORMANCE, SIMATIC MEMORY CARD NECESSARY | 1479 | TEM | 1 | Simatic | 0.504 | 1
6ES75131FL010AB0 | SIMATIC S7-1500F, CPU 1513F-1 PN, CENTRAL PROCESSING UNIT WITH WORKING MEMORY 450 KB FOR PROGRAM AND 1.5 MB FOR DATA, 1. INTERFACE: PROFINET IRT WITH 2 PORT SWITCH, 40 NS BIT-PERFORMANCE, SIMATIC MEMORY CARD NECESSARY | 1792 | TEM | 1 | Simatic | 0.511 | 1
6ES75152AM010AB0 | SIMATIC S7-1500, CPU 1515-2 PN, CENTRAL PROCESSING UNIT WITH WORKING MEMORY 500 KB FOR PROGRAM AND 3 MB FOR DATA, 1. INTERFACE: PROFINET IRT WITH 2 PORT SWITCH, 2. INTERFACE: PROFINET RT, 30 NS BIT-PERFORMANCE, SIMATIC MEMORY CARD NECESSARY | 2207 | TEM | 1 | Simatic | 0.915 | 1
6ES75152FM010AB0 | SIMATIC S7-1500F, CPU 1515F-2 PN, CENTRAL PROCESSING UNIT WITH WORKING MEMORY 750 KB FOR PROGRAM AND 3 MB FOR DATA, 1. INTERFACE: PROFINET IRT WITH 2 PORT SWITCH, 2. INTERFACE: PROFINET RT, 30 NS BIT-PERFORMANCE, SIMATIC MEMORY CARD NECESSARY | 2589 | TEM | 1 | Simatic | 0.916 | 1
6ES75162GN000AB0 | SIMATIC DP, CPU 1516PRO F-2 PN for ET 200pro, Central processing unit with work memory 1.5 MB for program and 5 MB for data, 1. interface: PROFINET IRT with 3-port switch, 2. interface: PROFINET RT, 10 ns bit performance, degree of protection IP65/67 SIMATIC memory card neccessary connection module necessary | 3633 | TEM | 1 | Simatic | 0.7 | 1
6ES75162PN000AB0 | SIMATIC DP, CPU 1516PRO-2 PN for ET 200pro, Central processing unit with work memory 1 MB for program and 5 MB for data, 1. interface: PROFINET IRT with 3-port switch, 2. interface: PROFINET RT, 10 ns bit performance, degree of protection IP65/67 SIMATIC memory card neccessary connection module necessary | 3255 | TEM | 1 | Simatic | 0.7 | 1
6ES75163AN004AB3 | TRAINING BUNDLE CPU 1516-3 PN/DP CONSISTING OF: S7-1500 CPU 1516-3 PN/DP , 1 MB / 5 MB, 32 DI, 32 DQ, 8 AI, 4 AQ,32 DI, SIMATIC MEMORY CARD 24 MB, 4 X 40 POL FRONTCONNECTOR ETHERNET CORD RJ45/RJ45 6M MOUNTING RAIL, 482 MM PM 24V/8A SOFTWARE F. TRAINING STEP 7 V13 ******************************* FOR EDUCATIONAL PURPOSES ONLY | 2015 | TEM | 1 | Simatic | 4.8 | 0
6ES75163AN004AB8 | TRAINING BUNDLE CPU 1516-3 PN/DP (OEM) CONSISTING OF: S7-1500 CPU 1516-3 PN/DP , 1 MB / 5 MB, 32 DI, 32 DQ, 8 AI, 4 AQ,32 DI, SIMATIC MEMORY CARD 24 MB, 2 X 40 POL FRONTCONNECTOR 2 X IDC-CONNECTION 4 X 16-PIN, ETHERNET CORD RJ45/RJ45 6M MOUNTING RAIL, 482 MM SOFTWARE F. TRAINING STEP 7 V13 ******************************* FOR EDUCATIONAL PURPOSES ONLY | 1852 | TEM | 1 | Simatic | 4.8 | 0
6ES75163AN010AB0 | SIMATIC S7-1500, CPU 1516-3 PN/DP, CENTRAL PROCESSING UNIT WITH WORKING MEMORY 1 MB FOR PROGRAM AND 5 MB FOR DATA, 1. INTERFACE: PROFINET IRT WITH 2 PORT SWITCH, 2. INTERFACE: PROFINET RT, 3. INTERFACE: PROFIBUS, 10 NS BIT-PERFORMANCE, SIMATIC MEMORY CARD NECESSARY | 3570 | TEM | 1 | Simatic | 0.94 | 1
6ES75163FN004AB2 | Training bundle CPU 1516F-3 PN/DP consiSTing of: S7-1500 CPU 1516F-3 PN/DP , 1,5 MB / 5 MB, 32 DI, 32 DQ, 8 AI, 4 AQ, SIMATIC memory card 24 MB, 4 X 40 pin frontconnector Ethernet cord RJ45/RJ45 6m mounting rail, 482 mm PM 24V/8A Software f. Training STEP 7 V13 ******************************* for educational Purposes only | 2445 | TEM | 1 | Simatic | 7 | 0
6ES75163FN004AB8 | Training bundle CPU 1516F-3 PN/DP (OEM) consiSTing of: S7-1500 CPU 1516F-3 PN/DP , 1,5 MB / 5 MB, 32 DI, 32 DQ, 8 AI, 4 AQ, SIMATIC memory card 24 MB, 2 x frontconnector 40 pin, 2 X IDC connection 4 x 16-pin, Ethernet cord RJ45/RJ45 6m, mounting rail, 482 mm Software f. Training STEP 7 V13 ******************************* for educational purposes only | 2281 | TEM | 1 | Simatic | 5.2 | 0
6ES75163FN010AB0 | SIMATIC S7-1500F, CPU 1516F-3 PN/DP, CENTRAL PROCESSING UNIT WITH WORKING MEMORY 1,5 MB FOR PROGRAM AND 5 MB FOR DATA, 1. INTERFACE: PROFINET IRT WITH 2 PORT SWITCH, 2. INTERFACE: PROFINET RT, 3. INTERFACE: PROFIBUS, 10 NS BIT-PERFORMANCE, SIMATIC MEMORY CARD NECESSARY | 4027 | TEM | 1 | Simatic | 0.936 | 1
6ES75173AP000AB0 | SIMATIC S7-1500, CPU 1517-3 PN/DP, CENTRAL PROCESSING UNIT WITH WORKING MEMORY 2 MB FOR PROGRAM AND 8 MB FOR DATA, 1. INTERFACE: PROFINET IRT WITH 2 PORT SWITCH, 2. INTERFACE: PROFINET RT, 3. INTERFACE: PROFIBUS, 2 NS BIT-PERFORMANCE, SIMATIC MEMORY CARD NECESSARY | 4620 | TEM | 1 | Simatic | 2.139 | 1
6ES75173FP000AB0 | SIMATIC S7-1500F, CPU 1517F-3 PN/DP, CENTRAL PROCESSING UNIT WITH WORKING MEMORY 3 MB FOR PROGRAM AND 8 MB FOR DATA, 1. INTERFACE: PROFINET IRT WITH 2 PORT SWITCH, 2. INTERFACE: PROFINET RT, 3. INTERFACE: PROFIBUS, 2 NS BIT-PERFORMANCE, SIMATIC MEMORY CARD NECESSARY | 5205 | TEM | 1 | Simatic | 2.141 | 1
6ES75184AP000AB0 | SIMATIC S7-1500, CPU 1518-4 PN/DP, CENTRAL PROCESSING UNIT WITH WORKING MEMORY 4 MB FOR PROGRAM AND 20 MB FOR DATA, 1. INTERFACE: PROFINET IRT WITH 2 PORT SWITCH, 2. INTERFACE: PROFINET RT, 3. INTERFACE: ETHERNET, 4. INTERFACE: PROFIBUS, 1 NS BIT-PERFORMANCE, SIMATIC MEMORY CARD NECESSARY | 6720 | TEM | 1 | Simatic | 2.135 | 1
6ES75184AP003AB0 | SIMATIC S7-1500, CPU 1518-4 PN/DP, CENTRAL PROCESSING UNIT WITH ODK RUNTIME INTERFACE, WORKING MEMORY 4 MB FOR PROGRAM AND 20 MB FOR DATA, 1. INTERFACE: PROFINET IRT WITH 2 PORT SWITCH, 2. INTERFACE: PROFINET RT, 3. INTERFACE: ETHERNET, 4. INTERFACE: PROFIBUS, 1 NS BIT-PERFORMANCE, SIMATIC MEMORY CARD NECESSARY | 7560 | TEM | 1 | Simatic | 2.135 | 1
6ES75184FP000AB0 | SIMATIC S7-1500F, CPU 1518F-4 PN/DP, CENTRAL PROCESSING UNIT WITH WORKING MEMORY 6 MB FOR PROGRAM AND 20 MB FOR DATA, 1. INTERFACE: PROFINET IRT WITH 2 PORT SWITCH, 2. INTERFACE: PROFINET RT, 3. INTERFACE: ETHERNET, 4. INTERFACE: PROFIBUS, 1 NS BIT-PERFORMANCE, SIMATIC MEMORY CARD NECESSARY | 7562 | TEM | 1 | Simatic | 2.144 | 1
6ES75184FP003AB0 | SIMATIC S7-1500F, CPU 1518F-4 PN/DP ODK, CENTRAL PROCESSING UNIT WITH SIMATIC S7-1500F, WORKING MEMORY 6 MB FOR PROGRAM AND 20 MB FOR DATA, 1. INTERFACE: PROFINET IRT WITH 2 PORT SWITCH, 2. INTERFACE: PROFINET RT, 3. INTERFACE: ETHERNET, 4. INTERFACE: PROFIBUS, 1 NS BIT-PERFORMANCE, SIMATIC MEMORY CARD NECESSARY | 8348 | TEM | 1 | Simatic | 2.135 | 1
6ES75211BH000AB0 | SIMATIC S7-1500, DIGITAL INPUT MODULE DI 16xDC 24V HF, 16 CHANNELS IN GROUPS OF 16; INPUT DELAY 0.05 ... 20MS; INPUT TYPE 3 (IEC 61131); DIAGNOSIS, PROCESSALARMS | 192 | TEM | 1 | Simatic | 0.29 | 1
6ES75211BH100AA0 | SIMATIC S7-1500, DIGITAL INPUT MODULE, DI 16xDC 24V BA, 16 CHANNELS IN GROUPS OF 16; INPUT DELAY TYP. 3.2MS; INPUT TYPE 3 (IEC 61131) INCL. FRONT CONNECTOR PUSH-IN | 200 | TEM | 1 | Simatic | 0.311 | 1
6ES75211BH500AA0 | SIMATIC S7-1500, DIGITAL INPUT MODULE DI16 X DC24V BA, SOURCE; 16 CHANNELS IN GROUPS OF 16; INPUT DELAY 3.2MS; INPUT TYPE 3 (IEC 61131) | 154 | TEM | 1 | Simatic | 0.286 | 1
6ES75211BL000AB0 | SIMATIC S7-1500, DIGITAL INPUT MODULE DI 32xDC 24V HF, 32 CHANNELS IN GROUPS OF 16; INPUT DELAY 0.05... 20MS; INPUT TYPE 3 (IEC 61131); DIAGNOSIS, PROCESSALARMS | 301 | TEM | 1 | Simatic | 0.312 | 1
6ES75211BL100AA0 | SIMATIC S7-1500, DIGITAL INPUT MODULE, DI 32xDC 24V BA, 32 CHANNELS IN GROUPS OF 16; INPUT DELAY TYP. 3.2MS; INPUT TYPE 3 (IEC 61131) INCL. FRONT CONNECTOR PUSH-IN | 304 | TEM | 1 | Simatic | 0.355 | 1
6ES75211FH000AA0 | SIMATIC S7-1500, DIGITAL INPUT MODULE DI 16xAC 230V BA, 16 CHANNELS IN GROUPS OF 4; INPUT DELAY 20MS; INPUT TYPE 1 (IEC 61131) | 215 | TEM | 1 | Simatic | 0.351 | 1
6ES75217EH000AB0 | SIMATIC S7-1500, DIGITAL INPUT MODULE DI 16 X 24...125V UC HF, 16 CHANNELS IN GROUPS OF 1; INPUT DELAY 0.05 ... 20MS; INPUT TYPE 3 (IEC 61131); DIAGNOSIS, PROCESSALARMS | 481 | TEM | 1 | Simatic | 0.271 | 1
6ES75221BF000AB0 | SIMATIC S7-1500, DIGITAL OUTPUT MODULE DQ 8xDC 24V/2A HF; 8 CHANNELS IN GROUPS OF 8, 8 A PER GROUP; DIAGNOSIS; SUBSTITUTE VALUE | 173 | TEM | 1 | Simatic | 0.295 | 1
6ES75221BH010AB0 | SIMATIC S7-1500, DIGITAL OUTPUT MODULE DQ 16 X 24V DC/0.5A HF; 16 CHANNELS IN GROUPS OF 8, 4 A PER GROUP; SINGLE-CHANNEL DIAGNOSIS; SUBSTITUTE VALUE | 204 | TEM | 1 | Simatic | 0.291 | 1
6ES75221BH100AA0 | SIMATIC S7-1500, DIGITAL OUTPUT MODULE, DQ 16 X 24VDC/0.5A BA; 16 CHANNELS IN GROUPS OF 8, 4 A PER GROUP; INCL. FRONT CONNECTOR PUSH-IN | 185 | TEM | 1 | Simatic | 0.316 | 1
6ES75221BL010AB0 | SIMATIC S7-1500, DIGITAL OUTPUT MODULE DQ 32 X 24V DC/0.5A HF; 32 CHANNELS IN GROUPS OF 8, 4 A PER GROUP; SINGLE-CHANNEL DIAGNOSIS; SUBSTITUTE VALUE | 428 | TEM | 1 | Simatic | 0.339 | 1
6ES75221BL100AA0 | SIMATIC S7-1500, DIGITAL OUTPUT MODULE, DQ 32 X 24VDC/0.5A BA; 32 CHANNELS IN GROUPS OF 8, 4 A PER GROUP; INCL. FRONT CONNECTOR PUSH-IN | 370 | TEM | 1 | Simatic | 0.367 | 1
6ES75225EH000AB0 | SIMATIC S7-1500, DIGITAL OUTPUT MODULE DQ16x24..48VUC/125V DC/0.5A ST; 16 CHANNELS IN GROUPS OF 1, 0.5A PER GROUP; SUBSTITUTE VALUE; PLEASE NOTE DERATING | 717 | TEM | 1 | Simatic | 0.2 | 1
6ES75225FF000AB0 | SIMATIC S7-1500, DIGITAL OUTPUT MODULE DQ 8 X 230VAC,2A ST,TRIAC; 8 CHANNELS IN GROUPS OF 1, 2A PER GROUP; SUBSTITUTE VALUE | 214 | TEM | 1 | Simatic | 0.346 | 1
6ES75225FH000AB0 | SIMATIC S7-1500, DIGITAL OUTPUT MODULE DQ 16 X 230VAC / 1A ST,TRIAC; 16 CHANNELS IN GROUPS OF 2, 2A PER GROUP; SUBSTITUTE VALUE | 353 | TEM | 1 | Simatic | 0.2 | 1
6ES75225HF000AB0 | SIMATIC S7-1500, DIGITAL OUTPUT MODULE DQ 8 X 230VAC/5A ST,RELAY; 8 CHANNELS IN GROUPS OF 1, 5A PER GROUP; DIAGNOSIS; SUBSTITUTE VALUE | 320 | TEM | 1 | Simatic | 0.405 | 1
6ES75225HH000AB0 | SIMATIC S7-1500, DIGITAL OUTPUT MODULE DQ 16 X 230VAC / 2A ST; RELAY; 16 CHANNELS IN GROUPS OF 2, 4A PER GROUP; DIAGNOSIS; SUBSTITUTE VALUE | 342 | TEM | 1 | Simatic | 0.2 | 1
6ES75231BL000AA0 | SIMATIC S7-1500 DIGITAL IN-/OUTPUT MODULE, DI16x 24VDC BA, 16 CHANNELS IN GROUPS OF 16, INPUT DELAY TYP. 3.2MS; INPUT TYPE 3 (IEC 61131), DQ 16X24VDC/0.5A BA; 16 CHANNELS IN GROUPS OF 8; 4A PER GROUP INCL. FRONT CONNECTOR PUSH-IN | 388 | TEM | 1 | Simatic | 0.36 | 1
6ES75261BH000AB0 | SIMATIC S7-1500, FAILSAFE DIGITAL INPUT MODULE, F-DI 16X24VDC PROFISAFE; 35 MM WIDTH; UP TO PL E (ISO 13849-1)/ SIL3 (IEC 61508) | 630 | TEM | 1 | Simatic | 0.09 | 1
6ES75262BF000AB0 | SIMATIC S7-1500, FAILSAFE DIGITAL OUTPUT MODULE F-DQ 8X24VDC 2A PPM PROFISAFE; 35 MM WIDTH; UP TO PL E (ISO 13849-1)/ SIL3 (IEC 61508) | 725 | TEM | 1 | Simatic | 0.09 | 1
6ES75280AA000AA0 | SIMATIC S7-1500, SPARE PART FRONT DOOR FOR 25MM WIDE IO MODUELS, CONSISTING OF: * FRONT DOOR (UNLABELED), * LABEL (FRONT), * WIRING DIAGRAM, 5 PIECES PER PACKAGING UNIT | 59 | ΠΑΚ | 1 | Simatic | 0.212 | 0
6ES75280AA007AA0 | SIMATIC S7-1500, SPARE PART FRONT DOOR FOR 35MM WIDE IO MODUELS, CONSISTING OF: * FRONT DOOR (UNLABELED), * LABEL (FRONT), * WIRING DIAGRAM, 5 PIECES PER PACKAGING UNIT | 59 | ΠΑΚ | 1 | Simatic | 0.279 | 0
6ES75280AA107AA0 | SIMATIC S7-1500, SPARE PART FRONT DOOR FOR F-IO MODUELS, CONSISTING OF: * FRONT DOOR (UNLABELED), * LABEL (FRONT, YELLOW FOR F MODULES * WIRING DIAGRAM, 5 PIECES PER PACKAGING UNIT | 57.8 | ΠΑΚ | 1 | Simatic | 0.279 | 0
6ES75280AA607AA0 | SIMATIC S7-1500, SPARE PART FRONT DOOR FOR 70MM WIDE POWER SUPPLY 5 PIECES PER PACKAGING UNIT | 59 | TEM | 1 | Simatic | 0.279 | 0
6ES75280AA707AA0 | SIMATIC ET 200MP, SPARE PART FRONT DOOR FOR IM155-5 (6ES7 155-5AA00-0AB0) 5 PIECES PER PACKAGING UNIT | 37.5 | ΠΑΚ | 1 | Simatic | 0.176 | 0
6ES75280AA807AA0 | SIMATIC S7-1500, SPARE PART FRONT DOOR FOR 35MM WIDE POWER SUPPLY AND PTP CP 5 PIECES PER PACKAGING UNIT | 59 | TEM | 1 | Simatic | 0.279 | 0
6ES75317KF000AB0 | SIMATIC S7-1500, ANALOG INPUT MODULE AI 8 X U/I/RTD/TC ST, 16 BITS OF RESOLUTION, ACCURACY 0.3 %; 8 CHANNELS IN GROUPS OF 8; 4 CHANNNELS FOR RTD MEASURING, COMMON MODE VOLTAGE APPR. 10 V; DIAGNOSIS, PROCESSALARMS INCL. INFEED ELEMENT, SHIELD CLAMP AND SHIELD TERMINAL | 579 | TEM | 1 | Simatic | 0.437 | 1
6ES75317NF000AB0 | SIMATIC S7-1500, ANALOG INPUT MODULE AI 8 X U/I HF, 16 BITS OF RESOLUTION, ACCURACY 0.1%, 8 CHANNELS IN GROUPS OF 1; COMMON MODE VOLTAGE: 30V AC/60V DC, DIAGNOSIS, PROCESSALARMS; INCL. INFEED ELEMENT, SHIELD CLAMP AND SHIELD TERMINAL | 783 | TEM | 1 | Simatic | 0.3 | 1
6ES75317NF100AB0 | SIMATIC S7-1500, ANALOG INPUT MODULE AI 8 X U/I HS, 16 BITS OF RESOLUTION, ACCURACY 0.3 %; 8 CHANNELS IN GROUPS OF 8; COMMON MODE VOLTAGE APPR. 10V; DIAGNOSIS, PROCESSALARMS; 8 CHANNELS IN 0.0625 MS INCL. INFEED ELEMENT, SHIELD CLAMP AND SHIELD TERMINAL | 705 | TEM | 1 | Simatic | 0.429 | 1
6ES75317PF000AB0 | SIMATIC S7-1500, ANALOG INPUT MODULE AI 8 X U/R/RTD/TC HF, 16 BITS OF RESOLUTION, ACCURACY 0.1%, 8 CHANNELS IN GROUPS OF 1; COMMON MODE VOLTAGE: 30V AC/60V DC, DIAGNOSIS, PROCESSALARMS; INCL. INFEED ELEMENT, SHIELD CLAMP AND SHIELD TERMINAL | 885 | TEM | 1 | Simatic | 0.3 | 1
6ES75317QD000AB0 | SIMATIC S7-1500, ANALOG INPUT MODULE AI 4 X U/I/RTD/TC ST, 16 BITS OF RESOLUTION, ACCURACY 0.3 %; 4 CHANNELS IN GROUPS OF 4; 2 CHANNNELS FOR RTD MEASURING, COMMON MODE VOLTAGE APPR. 10 V; DIAGNOSIS, PROCESSALARMS INCL. FRONT CONNECTOR PUSH-IN, FEEDING ELEMENT, SHIELDING ELEMENT, SHIELDING CLAMP | 302 | TEM | 1 | Simatic | 0.38 | 1
6ES75325HD000AB0 | SIMATIC S7-1500, ANALOG OUTPUT MODULE AQ 4 X U/I ST; 16 BITS OF RESOLUTION, ACCURACY 0.3 %; 4 CHANNELS IN GROUPS OF 4; DIAGNOSIS, SUBSTITUTE VALUE INCL. INFEED ELEMENT, SHIELD CLAMP AND SHIELD TERMINAL | 492 | TEM | 1 | Simatic | 0.415 | 1
6ES75325HF000AB0 | SIMATIC S7-1500, ANALOG OUTPUT MODULE AQ 8 X U/I HS 16 BITS OF RESOLUTION, ACCURACY 0.3 %, 8CHANNELS IN GROUPS OF 8, DIAGNOSIS, SUBSTITUTE VALUE 8 CHANNELS IN 0.125 MS INCL. INFEED ELEMENT, SHIELD CLAMP AND SHIELD TERMINAL | 705 | TEM | 1 | Simatic | 0.435 | 1
6ES75325NB000AB0 | SIMATIC S7-1500, ANALOG OUTPUT MODULE AQ 2 X U/I ST, 16 BITS OF RESOLUTION, ACCURACY 0.3 %. 2 CHANNELS IN GROUPS OF 2, DIAGNOSIS, SUBSTITUTE VALUE INCL. FRONT CONNECTOR PUSH-IN, FEEDING ELEM., SHIELDING ELEM., SHIELDING CLAMP | 259 | TEM | 1 | Simatic | 0.371 | 1
6ES75325ND000AB0 | SIMATIC S7-1500, ANALOG OUTPUT MODULE AQ 4 X U/I HF, 16 BITS OF RESOLUTION, ACCURACY 0.1%, 4 CHANNELS IN GROUPS OF 1; COMMON MODE VOLTAGE: 30V AC/60V DC, DIAGNOSIS, SUBSTITUTE VALUE INCL. INFEED ELEMENT, SHIELD CLAMP AND SHIELD TERMINAL | 676 | TEM | 1 | Simatic | 0.3 | 1
6ES75347QE000AB0 | SIMATIC S7-1500, ANALOG IN-/OUTPUT MODULE AI 4X U/I/R/RTD/TC ST; 4 CHANNELS IN GROUPS OF 4 PROCESSALARMS; DIAGNOSTICS AQ 2X U/I ST; 2 CHANNELS IN GROUPS OF 2; SUBSTITUTE VALUE; DIAGNOSTICS; COMMON-MODE-VOLTAGE APPR. 10V; 16BIT; ACCURACY 0.3% INCL. FRONT CONNECTOR PUSH IN, FEEDING ELEMENT, SHIELDING ELE- MENT, SHIELDING CLAMP | 560 | TEM | 1 | Simatic | 0.418 | 1
6ES75401AB000AA0 | SIMATIC S7-1500, CM PTP RS422/485 BA COMMUNICATION MODULE FOR SERIAL CONNECTION RS422, RS485 FREEPORT, 3964(R), USS, 19200 KBIT/S, 15-PIN SUB-D FEMALE CONNECTOR | 531 | TEM | 1 | Simatic | 0.273 | 1
6ES75401AD000AA0 | SIMATIC S7-1500, CM PTP RS232 BA COMMUNICATION MODUL FOR SERIAL CONNECTION RS232, FREEPORT, 3964(R), USS, 19200 KBIT/S, 9-PIN SUB-D CONNECTOR | 399 | TEM | 1 | Simatic | 0.268 | 1
6ES75411AB000AB0 | SIMATIC S7-1500, CM PTP RS422/485 HF COMMUNICATION MODUL FOR SERIAL CONNECTION RS422, RS485, FREEPORT, 3964(R), USS, MODBUS RTU MASTER, SLAVE, 115200 KBIT/S, 15-PIN SUB-D FEMALE CONNECTOR | 865 | TEM | 1 | Simatic | 0.273 | 1
6ES75411AD000AB0 | SIMATIC S7-1500, CM PTP RS232 HF COMMUNICATION MODUL FOR SERIAL CONNECTION RS232, FREEPORT, 3964(R), USS, MODBUS RTU MASTER, SLAVE, 115200 KBIT/S, 9-PIN SUB-D CONNECTOR | 805 | TEM | 1 | Simatic | 0.269 | 1
6ES75455DA000AB0 | SIMATIC DP, CM PROFIBUS DP FOR ET 200SP CPU MODULE WITH PROFIBUS DP INTERF. (9 PIN SUB-D, FEMALE) DP-MASTER FOR 125 DP-SLAVES | 415 | TEM | 1 | Simatic | 0.104 | 1
6ES75501AA000AB0 | SIMATIC S7-1500, TM COUNT 2X24V COUNTING MODULE, 2 CHANNELS FOR 24V INCREMENTAL ENCODER OR 24V PULSES, 3DI, 2DQ PER CHANNEL | 482 | TEM | 1 | Simatic | 0.395 | 1
6ES75511AB000AB0 | SIMATIC S7-1500, TM POSINPUT 2 COUNTING AND POSITON DETECTION MODULE, FOR RS422 INCREMENTAL ENCODER OR SSI ABSOLUTE ENCODER, 2 CHANNELS, 2DI,2DQ PER CHANNEL | 482 | TEM | 1 | Simatic | 0.453 | 1
6ES75521AA000AB0 | SIMATIC S7-1500, TM TIMER DIDQ 16X24V TIME BASED DIGITAL INPUTS AND OUTPUTS MAX. 8DI, 16DQ MAX. 16 WITH TIMESTAMP COUNT, PWM, OVERSAMPLING | 482 | TEM | 1 | Simatic | 0.424 | 1
6ES75900AA000AA0 | SIMATIC S7-1500, SPARE PART, U-TYPE-CONNECTOR FOR CONNECTING IO MODULES (SELF CONFIGURING BACKPLANE) 5 PIECES PER PACKAGING UNIT | 52.5 | ΠΑΚ | 1 | Simatic | 0.106 | 1
6ES75901AB600AA0 | SIMATIC S7-1500, MOUNTING RAIL 160 MM (APPR. 6.3 INCH); INCL. GROUNDING ELEMENT, INTEGRATED DIN RAIL FOR MOUNTING OF SMALL COMPONENTS SUCH AS CLAMPS, FUSES OR RELAYS | 19.3 | TEM | 1 | Simatic | 0.368 | 0
6ES75901AC400AA0 | SIMATIC S7-1500, MOUNTING RAIL 245 MM (APPR. 9.6 INCH); INCL. GROUNDING ELEMENT, INTEGRATED DIN RAIL FOR MOUNTING OF SMALL COMPONENTS SUCH AS CLAMPS, FUSES OR RELAYS | 32.2 | TEM | 1 | Simatic | 0.554 | 0
6ES75901AE800AA0 | SIMATIC S7-1500, MOUNTING RAIL 482 MM (APPR. 19 INCH) INCL. GROUNDING ELEMENT, INTEGRATED DIN RAIL FOR MOUNTING OF SMALL COMPONENTS SUCH AS CLAMPS, FUSES OR RELAYS | 29 | TEM | 1 | Simatic | 1.038 | 0
6ES75901AF300AA0 | SIMATIC S7-1500, MOUNTING RAIL 530 MM (APPR. 20.9 INCH); INCL. GROUNDING ELEMENT, INTEGRATED DIN RAIL FOR MOUNTING OF SMALL COMPONENTS SUCH AS CLAMPS, FUSES OR RELAYS | 35.4 | TEM | 1 | Simatic | 1.151 | 0
6ES75901AJ300AA0 | SIMATIC S7-1500, MOUNTING RAIL 830 MM (APPR. 32,7 INCH); INCL. GROUNDING ELEMENT, INTEGRATED DIN RAIL FOR MOUNTING OF SMALL COMPONENTS SUCH AS CLAMPS, FUSES OR RELAYS | 46.1 | TEM | 1 | Simatic | 1.78 | 0
6ES75901BC000AA0 | SIMATIC S7-1500, MOUNTING RAIL 2000 MM (APPR. 78.7 INCH); W/O GROUNDING ELEMENT, INTEGRATED DIN RAIL FOR MOUNTING OF SMALL COMPONENTS SUCH AS CLAMPS, FUSES OR RELAYS FOR SELF CONFIGURING, GROUNDING ELEMENT (6ES7590-5AA00-0AA0, 20 PIECES) MUST BE ORDERED SEPARTELY | 78.3 | TEM | 1 | Simatic | 4.34 | 0
6ES75905AA000AA0 | SIMATIC S7, 1500, GROUNDING ELEMENT FOR CONNECTING PE TO THE S7-1500 MOUNTING RAIL; OBLIGATORY FOR THE 2000 MM MOUNTING RAIL 20 PIECES PER PACKAGING UNIT | 20.4 | ΠΑΚ | 1 | Simatic | 0.339 | 1
6ES75905BA000AA0 | SIMATIC S7-1500, SPARE PART SHIELDING TERMINAL APPLICABLE FOR ANALOG MODULES AND TECHNOLOGY MODULES W/O SHILDING FRAME AND W/O DC 24V FEEDING ELEMENTS 10 PIECES PER PACKAGING UNIT | 31.1 | ΠΑΚ | 1 | Simatic | 0.255 | 1
6ES75905CA000AA0 | SIMATIC S7-1500, SPARE PART SHIELDING SET SET CONSISTS OF * SHIELDING TERMINAL * SHIELDING FRAME * FEEDING ELEMENT DC24V SCREW TYPE, APPLICABLE FOR ANALOG MODULES AND TECHNOLOGY MODULES SUITABLE FOR ALL FRONT CONNECTORS F. 35MM WIDE MODULES 5 PIECES PER PACKAGING UNIT | 52.5 | ΠΑΚ | 1 | Simatic | 0.313 | 1
6ES75905CA100XA0 | SIMATIC S7-1500, SPARE PART SHIELDING SET SET CONSISTS OF * 4X SHIELDING TERMINAL * 4X SHIELDING FRAME * 4X FEEDING ELEMENT DC24V PUSH-IN TERMINALS, APPLICABLE FOR S7-1500 ANALOG MODULES, TECHNOLOGY MODULES AND COMPACT CPU, SUITABLE FOR ALL FRONT CONNECTORS F. 25MM WIDE MODULES | 42.9 | TEM | 1 | Simatic | 0.212 | 1
6ES75908AA000AA0 | SIMATIC S7-1500 SPARE PART, CONNECTOR PLUG FOR SYSTEM POWER SUPPLY MODULE (PS) AND POWER MODULE (PM) 10 PIECES PER PACKAGING UNIT | 108 | ΠΑΚ | 1 | Simatic | 0.284 | 1
6ES75911AA000AA0 | SIMATIC S7-1500, SPARE PART DISPLAY FOR CPU 1511-1 PN AND CPU 1513-1 PN | 108 | TEM | 1 | Simatic | 0.088 | 1
6ES75911AA010AA0 | SIMATIC S7-1500, SPARE PART DISPLAY FOR CPU 1511-1 PN, CPU 1511F-1 PN, CPU 1511C-1 PN, CPU 1512C-1 PN, CPU 1513-1 PN AND CPU 1513F-1 PN | 105 | TEM | 1 | Simatic | 0.088 | 1
6ES75911BA000AA0 | SIMATIC S7-1500, SPARE PART DISPLAY FORCPU 1515-2 PN, CPU 1516-3 PN/DP, CPU 1517-3 PN/DP AND CPU 1518-4 PN/DP | 134 | TEM | 1 | Simatic | 0.148 | 1
6ES75911BA010AA0 | SIMATIC S7-1500, SPARE PART DISPLAY FOR CPU 1515(F)-2 PN, CPU 1516(F)-3 PN/DP, CPU 1517(F)-3 PN/DP AND CPU 1518(F)-4 PN/DP | 132 | TEM | 1 | Simatic | 0.148 | 1
6ES75913AA000AA0 | SIMATIC ET 200SP, SPARE PART 5 FRONT COVERS FOR BUSADAPTER INTERFACE OF ET200SP CPU | 25.8 | TEM | 1 | Simatic | 0.021 | 1
6ES75918AA000AA0 | SIMATIC S7-1500 SPARE PART, FRONT COVER FOR DP-INTERFACE OF CPU 1518-4 PN/DP | 7.5 | TEM | 1 | Simatic | 0.158 | 1
6ES75921AM000XB0 | SIMATIC S7-1500, FRONTCONNECTOR SCREW-TYPE, 40PIN, FOR 35MM WIDE MODULES, INCL. 4 JUMPERS, AND CABLE STRAP | 35.4 | TEM | 1 | Simatic | 0.142 | 1
6ES75921AX000AA0 | SIMATIC S7-1500, LABELING SHEETS FOR 25MM WIDE S7-1500 MODULES, AND COMPACT CPU, COLOR: AL GREY; MATERIAL: MEMBRANE, PERFORATED, CAN BE USED WITH STANDARD LASER PRINTERS; 10 SHEETS WITH 20 LABELS EACH PER PACKAGING UNIT SUFFICIENT FOR 200 MODULES | 51.5 | ΠΑΚ | 1 | Simatic | 0.218 | 0
6ES75921BM000XA0 | SIMATIC S7-1500, FRONTCONNECTOR PUSH-IN TYPE; 40PIN, FOR 25MM WIDE S7-1500 MODULES AND COMPACT CPU, INCL. CABLE STRAP | 35.4 | TEM | 1 | Simatic | 0.067 | 1
6ES75921BM000XB0 | SIMATIC S7-1500, FRONTCONNECTOR PUSH-IN TYPE, 40PIN, FOR 35MM WIDE MODULES INCL. 4 JUMPERS AND CABLE STRAP | 35.4 | TEM | 1 | Simatic | 0.151 | 1
6ES75922AX000AA0 | SIMATIC S7-1500, LABELING SHEETS FOR 35MM WIDE S7-1500 MODULES COLOR: AL GREY MATERIAL: MEMBRANE, PERFORATED; CAN BE USED WITH STANDARD LASER PRINTERS; 10 SHEETS WITH 10 LABELS EACH PER PACKAGING UNIT SUFFICIENT FOR 100 MODULES | 51.5 | ΠΑΚ | 1 | Simatic | 0.227 | 0
6ES75922CX000AA0 | SIMATIC S7-1500, LABELING SHEETS FOR 35MM WIDE S7-1500 MODULES COLOR: YELLOW, MATERIAL: MEMBRANE, PERFORATED; CAN BE USED WITH STANDARD LASER PRINTERS; 10 SHEETS WITH 10 LABELS EACH PER PACKAGING UNIT SUFFICIENT FOR 100 MODULES | 51.5 | TEM | 1 | Simatic | 0.227 | 0
6ES75923AA000AA0 | SIMATIC S7-1500, SPARE PART JUMPERS FOR FRONT CONNECTORS FOR 35MM WIDTH IO-MODULES; CAN BE USED FOR ALL DC24V MODULES; 20 PIECES PER PACKAGING UNIT NOTE: MUST NOT BE USED FOR 230V, MUSTNOT BE USED FOR ANALOG MODULES | 10.8 | ΠΑΚ | 1 | Simatic | 0.008 | 0
6ES75926EF001AA0 | SIMATIC DP, SPARE PART 5 E-CODING ELEMENTS TYPE F, USABLE FOR ET 200MP MODULES F-DI, F-DQ; 5 PIECES PER PACKAGING UNIT | 82.5 | ΠΑΚ | 1 | Simatic | 0.009 | 1
6ES76710RC080YA0 | SIMATIC WINAC RTX 2010, SINGLE LICENSE F. 1 INSTALL., R-SW, SW AND DOCU. ON DVD, LICENSE KEY ON USB STICK, CLASS A, 3 LANGUAGES (G,E,F), EXECUTABLE UNDER WINDOWS XP SP2, SP3 OR WINDOWS 7 32 BIT, INCL. INTERVALZERO RTX, REFERENCE-HW: SIMATIC PC | 1399 | TEM | 1 | Simatic | 0.227 | 0
6ES76710RC080YE0 | SIMATIC WINAC RTX 2010 UPGRADE UPGRADE F. WINAC BASIS/RTX VERSIONS V3.X, V4.X, 200X. SINGLE LICENSE FOR 1 INSTALL., R-SW, SW AND DOCU. ON CD, LICENSE KEY ON USB STICK, CLASS A, 3 LANGUAGES (G,E,F), EXECUTABLE UNDER WINDOWS XP SP2, SP3 OR WINDOWS 7 32 BIT, INCL. INTERVALZERO RTX, REFERENCE-HW: SIMATIC PC | 512 | TEM | 1 | Simatic | 0.225 | 0
6ES76710RC080YU8 | SIMATIC WINAC RTX 2010, UPDATE DVD FOR SP2 R-SW, SW AND DOCU. ON DVD WITHOUT LICENSE ONLY TO BE USED WITH EXISTING WINAC RTX 2010 LICENSE | 55.7 | TEM | 1 | Simatic | 0.218 | 0
6ES76710RC086YA0 | SIMATIC WINAC RTX 2010 PACKAGE, SW PACKAGE FOR SIMATIC IPC CONSISTING OF: SIMATIC WINAC RTX 2010 AVAILABLE ONLY W. SAME QTY OF SIMATIC IPC ON SAME ORDER FORM | 1045 | TEM | 1 | Simatic | 0.236 | 0
6ES76710XY004AB0 | SIMATIC WINAC SIBAS PN RTX V1.0 CUSTOER SPECIFIC CONTROL SW FORSIBAS SYSTEMS LICENSE ONLY (COL) | 433 | TEM | 1 | Simatic | 0.05 | 0
6ES76711RC080YA0 | SIMATIC WINAC RTX F 2010, SINGLE LICENSE F. 1 INSTALL., R-SW, SW AND DOCU. ON DVD, LICENSE KEY ON USB STICK, CLASS A, 2 LANGUAGES (G,E), EXECUTABLE UNDER WINDOWS XP SP2, SP3 OR WINDOWS 7 32 BIT, INCL. INTERVALZERO RTX, REFERENCE-HW: SIMATIC PC | 2713 | TEM | 1 | Simatic | 0.232 | 0
6ES76711RC080YE0 | SIMATIC WINAC RTX F 2010 UPGR UPGRADE F. WINAC RTX F VERSION 2009, SINGLE LICENSE FOR 1 INSTALL., R-SW, SW AND DOCU. ON CD, LICENSE KEY ON USB STICK, CLASS A, 2 LANGUAGES (G,E), EXECUTABLE UNDER WINDOWS XP SP2, SP3 OR WINDOWS 7 32 BIT, INCL. INTERVALZERO RTX, REFERENCE-HW: SIMATIC PC | 953 | TEM | 1 | Simatic | 0.224 | 0
6ES76711RC080YS0 | TRAINING BUNDLE WINAC RTX F 2010 / CP 5622 CONSISTING OF: 1 X SIMATIC WINAC RTX F 2010, SINGLE LICENSE F. 1 INSTALL., R-SW, SW AND DOCU. ON CD, LICENSE KEY ON USB STICK, CLASS A, 2LANGUAGES (G, E), EXECUTABLE UNDER WINXP SP2/SP3 ODER WIN7 32BIT, INCL. INTERVALZERO RTX, REFERENCE HW: SIMATIC PC 1 X COMMUNICATION PROC. CP5622 PCI EXPRESS X1-CARD (32 BIT); FOR CONNECT. A PG OR A PC WITH PCI EXPRESS-BUS TO PROFIBUS OR MPI; ******************************* FOR EDUCATIONAL PURPOSES ONLY | 1223 | TEM | 1 | Simatic | 0.8 | 0
6ES76711RC080YU8 | SIMATIC WINAC RTX F 2010, UPDATE DVD FOR SP2 R-SW, SW AND DOCU. ON DVD WITHOUT LICENSE ONLY TO BE USED WITH EXISTING WINAC RTX 2010 LICENSE | 55.8 | TEM | 1 | Simatic | 0.215 | 0
6ES76711RC086YA0 | SIMATIC WINACRTX F 2010 PACKAGE SW PACKAGE FOR SIMATIC IPC CONSISTING OF: SIMATIC WINAC RTX F 2010 AVAILABLE ONLY WITH SAME QTY OF SIMATIC IPC ON SAME ORDER FORM | 1428 | TEM | 1 | Simatic | 0.1 | 0
6ES76711RC185YB0 | SIMATIC WINAC RTX F 2010 OEM, UNLOCK COPY LICENSE, ADDITIONAL PACKAGE FOR 10 INSTALLATIONS, ONLY VALID COMBINED WITH UNLOCK COPY LIVENSE CONTRACT, REQUIRES UCL BASIC PACKAGE COL STICKER | 27124 | TEM | 1 | Simatic | 0.1 | 0
6ES76725DC010YK0 | SIMATIC S7-1500 software controller CPU 1505SP, version 2.0 upgrade, upgrade for CPU 1505S V1.X on ET 200SP open controller, Single License f. 1 InSTall., R-SW, software, docu and license key download, R-SW, class A, 6 languages (Ge,En,It,Fr,Sp,Cn) ******************************* Email address is mandatory for delivery! | 273 | TEM | 1 | Simatic | 0.001 | 0
6ES76727AC010YA0 | SIMATIC S7-1500, Software controller CPU 1507S Version 2.0, Single license f. 1 inSTall., R-SW, sw and docu. on DVD, license key on USB STick, RT-SW class A, 6 languages (Ge,En,It,Fr,Sp,Cn) executable under Windows 7 reference HW: SIMATIC IPC2x7E, IPC4x7D, IPC6x7D, IPC8x7D | 1024 | TEM | 1 | Simatic | 0.2 | 0
6ES76727AC010YG0 | SIMATIC S7-1500, Software Controller CPU 1507S Version 2.0, Single License f. 1 InSTall., R-SW, software, doku. and license key download, RT-SW class A, 6 languages (Ge,En,It,Fr,Sp,Cn) executable under Windows 7 reference HW: SIMATIC IPC2x7E, IPC4x7D, IPC6x7D, IPC8x7D ******************************* Email address is mandatory for delivery! | 977 | TEM | 1 | Simatic | 0.001 | 0
6ES76727AC010YK0 | SIMATIC S7-1500, Software Controller CPU 1507S Version 2.0 upgrade, upgrade for CPU 1507S V1.8, Single License f. 1 InSTall., R-SW, software, doku. and license key download, RT-SW class A, 6 languages (Ge,En,It,Fr,Sp,Cn) executable under Windows 7 reference HW: SIMATIC IPC2x7E, IPC4x7D, IPC6x7D, IPC8x7D ******************************* Email address is mandatory for delivery! | 391 | TEM | 1 | Simatic | 0.001 | 0
6ES76727FC010YA0 | SIMATIC S7-1500 Fail-safe Software controllerCPU 1507S F Version 2.0, Single license f. 1 inSTall., R-SW, sw and docu. on DVD, license key on USB STick, RT-SW class A, 6 languages (Ge,En,It,Fr,Sp,Cn) executable under Windows 7 reference HW: SIMATIC IPC2x7E and IPC4x7D | 1357 | TEM | 1 | Simatic | 0.2 | 0
6ES76727FC010YG0 | SIMATIC S7-1500 Failsafe Software Controller CPU 1507S F Version 2.0, Single License f. 1 InSTall., R-SW, software, doku. and license key download, RT-SW class A, 6 languages (Ge,En,It,Fr,Sp,Cn) executable under Windows 7 reference HW: SIMATIC IPC2x7E and IPC4x7D ******************************* Email address is mandatory for delivery! | 1292 | TEM | 1 | Simatic | 0.001 | 0
6ES76771FD004AB1 | TRAINING BUNDLE S7-MEC EC31-RTX F, CONSISTING OF: EC31-RTX F, EM PCI-104 EXTENSION MODULE EM PC EXTENSION MODULE RAIL 2000MM, POWER SUPPLY PS 307 10A, 1 X SM323 16DI/16DO, 1 X SM334 4AI/ 2AO, SM374 SIMULATOR MODULE, SIMATIC WINAC ODK V4.2, S7 DISTRIBUTED SAFETY V5.4 ******************************* FOR EDUCATIONAL PURPOSES ONLY | 3147 | TEM | 1 | Simatic | 8 | 0
6ES76772AA310EB0 | SIMATIC ET 200SP OPEN CONTROLLER, CPU 1515SP PC, 4 GB RAM, 8 GB CFAST WITH WINDOWS EMBEDDED STANDARD 7 E 32BIT PREINSTALLED, W. S7-1500 SOFTWARE CONTROLLER CPU 1505S V1.8 PREINSTALLED, INTERFACES: 1X SLOT CFAST, 1X SLOT SD/MMC, 1X PLUG F. ET 200SP BUS- ADAPTOR PROFINET, 1X 10/100/1000 MBIT/S ETHERNET, 3 X USB, 1 X DVI-I GRAPHIC INTERFACE, DOCUMENTATION ON DVD, RESTORE DVD | 2027 | TEM | 1 | Simatic | 1.075 | 0
6ES76772AA400AA0 | SIMATIC ET 200SP OPEN CONTROLLER, CPU 1515SP PC, SPARE PART, 4 GB RAM, WITHOUT CFAST INTERFACES: 1X SLOT CFAST, 1X SLOT SD/MMC, 1X PLUG F. ET 200SP BUS- ADAPTOR PROFINET, 1X 10/100/1000 MBIT/S ETHERNET 3 X USB, 1 X DVI-I GRAPHIC INTERFACE | 1733 | TEM | 1 | Simatic | 0.83 | 1
6ES76772AA410FB0 | SIMATIC ET 200SP OPEN CONTROLLER, CPU 1515SP PC, 4 GB RAM, 16 GB CFAST WITH WINDOWS EMBEDDED STANDARD 7 P 64BIT PREINSTALLED, W. S7-1500 SOFTWARE CONTROLLER CPU 1505S V1.8 PREINSTALLED, INTERFACES: 1X SLOT CFAST, 1X SLOT SD/MMC, 1X PLUG F. ET 200SP BUS- ADAPTOR PROFINET, 1X 10/100/1000 MBIT/S ETHERNET, 3 X USB, 1 X DVI-I GRAPHIC INTERFACE, DOCUMENTATION ON DVD, RESTORE DVD | 2363 | TEM | 1 | Simatic | 0.83 | 0
6ES76772AA410FK0 | SIMATIC ET 200SP OPEN CONTROLLER, CPU 1515SP PC + HMI 128PT, 4 GB RAM, 16 GB CFAST WITH WINDOWS EMBEDDED STANDARD 7 P 64BIT PREINSTALLED, W. S7-1500 SOFTWARE CONTROLLER CPU 1505S V1.8 PREINSTALLED, WITH WINCC RUNTIME ADVANCED V13 SP1 PREINSTALLED WITH 128 POWERTAGS LICENSE, INTERFACES: 1X SLOT CFAST, 1X SLOT SD/MMC, 1X PLUG F. ET 200SP BUS- ADAPTOR PROFINET, 1X 10/100/1000 MBIT/S ETHERNET, 3 X USB, 1 X DVI-I GRAPHIC INTERFACE, DOCUMENTATION ON DVD, RESTORE DVD | 2646 | TEM | 1 | Simatic | 0.83 | 0
6ES76772AA410FL0 | SIMATIC ET 200SP OPEN CONTROLLER, CPU 1515SP PC + HMI 512PT, 4 GB RAM, 16 GB CFAST WITH WINDOWS EMBEDDED STANDARD 7 P 64BIT PREINSTALLED, W. S7-1500 SOFTWARE CONTROLLER CPU 1505S V1.8 PREINSTALLED, WITH WINCC RUNTIME ADVANCED V13 SP1 PREINSTALLED WITH 512 POWERTAGS LICENSE, INTERFACES: 1X SLOT CFAST, 1X SLOT SD/MMC, 1X PLUG F. ET 200SP BUS- ADAPTOR PROFINET, 1X 10/100/1000 MBIT/S ETHERNET, 3 X USB, 1 X DVI-I GRAPHIC INTERFACE, DOCUMENTATION ON DVD, RESTORE DVD | 3255 | TEM | 1 | Simatic | 0.83 | 0
6ES76772AA410FM0 | SIMATIC ET 200SP OPEN CONTROLLER, CPU 1515SP PC + HMI 2048PT, 4 GB RAM, 16 GB CFAST WITH WINDOWS EMBEDDED STANDARD 7 P 64BIT PREINSTALLED, W. S7-1500 SOFTWARE CONTROLLER CPU 1505S V1.8 PREINSTALLED, WITH WINCC RUNTIME ADVANCED V13 SP1 PREINSTALLED WITH 2048 POWERTAGS LICENSE, INTERFACES: 1X SLOT CFAST, 1X SLOT SD/MMC, 1X PLUG F. ET 200SP BUS- ADAPTOR PROFINET, 1X 10/100/1000 MBIT/S ETHERNET, 3 X USB, 1 X DVI-I GRAPHIC INTERFACE, DOCUMENTATION ON DVD, RESTORE DVD | 3733 | TEM | 1 | Simatic | 0.83 | 0
6ES76772AA414AB1 | TRAINING BUNDLE CPU 1515SP PC + HMI 512PT CONSISTING OF: CPU 1515SP PC + HMI 512PT, 4GB RAM, 16GB CFAST W. WES7 P, S7-1500 SW-CONTROLLER INSTALL., WINCC RT ADV. 512PT INSTALL., SIMATIC ODK 1500S, 1X BUSADAPTER BA 2XRJ45, 16 DI, 16 DQ, 4X BASEUNITS, ETHERNET CORD RJ45/RJ45 6M, MOUNTING RAIL, 483 MM, LABELING STRIPS, COLOUR CODED LABELS ******************************* FOR EDUCATIONAL PURPOSES ONLY | 1922 | TEM | 1 | Simatic | 3 | 0
6ES77170BB008AB0 | SIMATIC FIELD PG M5 COMFORT FOR INTERNAL USE ONLY (ZN/LG); I5-6440EQ (2.7 UP TO 3.4 GHZ; 4 CORES, 6M SMART CACHE); 15.6" DISPLAY, FULL HD; WLAN 802.11AC & BLUETOOTH V4.0; DVD +/-RW; HD GRAPHICS 530; 1X 16GB DDR4 SDRAM SO-DIMM; 512 GB SSD SATA (2.5"); W/O S5-INTERFACE, W/O S5-EPROMMER; POWER CORD WITH POWER PLUG: EUROPE; KEYBOARD: QWERTZ / QWERTY; WINDOWS 7 ULTIMATE SP1, 64-BIT; LICENSE FOR STEP7 PROF V13; WINCC ADVANCED V13; VERSION OF SOFTWARE V13.0.1.0: | 6148 | TEM | 1 | Simatic | 3.5 | 0
6ES77171CC008AB0 | SIMATIC FIELD PG M5 ADVANCED FOR INTERNAL USE ONLY (ZN/LG); I7-6820EQ (2.8 UP TO 3.5 GHZ; 4 CORES + HYPER-THREADING; 8 MB SMART CACHE); 15.6" DISPLAY, FULL HD; WLAN 802.11AC & BLUETOOTH V4.0; DVD +/-RW; HD GRAPHICS 530; 2X 16GB DDR4 SDRAM SO-DIMM; 1 TB SSD SATA (2.5"); W/O S5-INTERFACE, W/O S5-EPROMMER; POWER CORD WITH POWER PLUG: EUROPE; KEYBOARD: QWERTZ / QWERTY; WINDOWS 7 ULTIMATE SP1, 64-BIT; LICENSE FOR STEP7 PROF V13; WINCC ADVANCED V13; VERSION OF SOFTWARE V13.0.1.0: | 7686 | TEM | 1 | Simatic | 3.5 | 0
6ES77901AA010AA0 | SIMATIC FIELD PG ACCESSORIES USB 3.0 - SATA - ADAPTER FOR HARDDRIVE KIT 6ES7791-2BA01-0AA0 6ES7791-2BA20-0AA0 FOR FIELD PG M5/M4/M3 | 68.3 | TEM | 1 | Simatic | 0.104 | 0
6ES77912BA020AA0 | SIMATIC FIELD PG M5/M4 HARDDRIVE-KIT 1 TB SATA INCL. BAG AND SCREW DRIVER FOR FIELD PG M5/M4 ONLY | 237 | TEM | 1 | Simatic | 0.421 | 0
6ES77912BA220AA0 | SIMATIC Field PG M5 Solid STate DriveE Kit, 512 GB SATA SSD incl. bag and screwdriver for Field PG M5 | 588 | TEM | 1 | Simatic | 0.383 | 0
6ES77912BA230AA0 | SIMATIC Field PG M5 Solid STate DriveE Kit, 1 TB SATA SSD incl. bag and screwdriver for Field PG M5 | 1050 | TEM | 1 | Simatic | 0.385 | 0
6ES77926WA011YA0 | SIMATIC FIELD PG M3 OPERATING SYSTEM PACKAGE, MICROSOFT WINDOWS 7 ULTIMATE SP1 X64 FOR FIELD PG M3 | 368 | TEM | 1 | Simatic | 0.204 | 0
6ES77926WA012YA0 | SIMATIC FIELD PG M4 OPERATING SYSTEM PACKAGE, MICROSOFT WINDOWS 7 ULTIMATE SP1 X64 FOR FIELD PG M4 | 368 | TEM | 1 | Simatic | 0.938 | 0
6ES77980AA080XA0 | SIMATIC PG, spare battery lithium-ion 8.8 Ah, for Field PG M5, warranty: 6 months | 200 | TEM | 1 | Simatic | 0.559 | 1
6ES77980CA000XA0 | SIMATIC PG, ADAPTER FOR S5 EPROM PROGRAMMING IN THE FIELD PG AND POWER PG | 189 | TEM | 1 | Simatic | 0.055 | 1
6ES77980DA020XA0 | SIMATIC PG, BACKPACK FOR FIELD PG M5/M4 IN THE SCOPE OF SUPPLY OF FIELD MG M5 | 68.3 | TEM | 1 | Simatic | 0.85 | 1
6ES77980GA040XA0 | SIMATIC PG, AC/DC power supply for Field PG M5 w/o power cable | 84 | TEM | 1 | Simatic | 0.589 | 1
6ES78030CA010YX2 | SIMATIC S7, DOCPRO SOFTWARE UPDATE SERVICE WITHIN THE FRAMEWORK OF THIS CONTRACT, YOU WILL RECEIVE UPDATED SOFTWARE VERSIONS FOR A PERIOD OF ONE YEAR. EXTENDED BY ANOTHER YEAR, IF IT IS NOT CANCELED THREE MONTHS PRIOR TO ITS EXPIRATION. PERIOD OF DELIVERY AND PERFORMANCE: 1 YEAR FROM DATE OF INVOICE PREREQUISITE FOR CONTRACT: CURRENT VERSION OF THE SOFTWARE | 179 | TEM | 1 | Simatic | 0.3 | 0
6ES78030CC002YX0 | SIMATIC S7, DOCPRO EPL-MASTER, ROYALTY-DUTY PER 1 INSTALLATION, ONLY VALID COMBINED W. ENTERPRISE LICENSE CONTRACT, E-SW, SW AND DOCU. ON CD, LICENSE KEY ON CD/FD; CLASS A | 360 | TEM | 1 | Simatic | 0.4 | 0
6ES78030CC002YX1 | SIMATIC S7, DOCPRO EPL-ROYALTY, SINGLE LICENSE F.1 INSTALLATION E-SW, WITHOUT SW AND DOCU., CLASS A, ONLY VALID COMBINED WITH ENTERPRISE LICENSE CONTRACT, REQUIRES EPL-MASTER | 861 | TEM | 1 | Simatic | 0.1 | 0
6ES78030CC002YX2 | SIMATIC S7, DOCPRO EPL-MAINTENANCE, MAINTENANCE CHARGE F. ROYALTY FOR 12 MONTHS, ONLY VALID COMBINED WITH ENTERPRISE LICENSE CONTRACT, REQUIRES EPL-MASTER | 179 | TEM | 1 | Simatic | 0.1 | 0
6ES78030CC030YA5 | SIMATIC S7, DOCPRO V5.4 FLOATING LICENSE F.1 USER E-SW, SW AND DOCU. ON CD, LICENSE KEY ON USB STICK, CLASS A, 5 LANGUAGES (G,E,F,I,S), EXECUTABLE UNDER WINXPPROF, WIN 7 ULTIMATE/PROF, REFERENCE-HW:PG/PC | 861 | TEM | 1 | Simatic | 0.23 | 0
6ES78030CC030YE5 | SIMATIC S7, DOCPRO V5.4 UPGRADE, FLOATING LICENSE FOR 1 USER E-SW, SW AND DOCU. ON CD LICENSE KEY ON USB STICK, CLASS A, 5 LANGUAGES (G,E,F,I,S), EXECUTABLE UNDER WINXPPROF, WIN 7 ULTIMATE/PROF, | 300 | TEM | 1 | Simatic | 0.253 | 0
6ES78030CC032YN8 | SIMATIC S7, DOCPRO V5.4 UNLOCK COPY LICENSE, ONLY VALID COMBINED W. UNLOCK COPY LICENSE CONTRACT AND VALID LICENSE | 360 | TEM | 1 | Simatic | 0.1 | 0
6ES78061CC030BA0 | SIMATIC WINAC ODK V4.2, SINGLE LICENSE F. 1 INSTALL., E-SW, SW AND DOCU. ON CD, CLASS A, 1 LANGUAGE (E), EXECUTABLE UNDER WINDOWS XP SP2, SP3 OR WINDOWS 7 32 BIT REFERENCE-HW: SIMATIC PC | 1364 | TEM | 1 | Simatic | 0.204 | 0
6ES78062CD020YA0 | SIMATIC ODK 1500S V2.0 Single License f. 1 InSTall., E-SW, sw and docu. on DVD, class A, 2 languages (Ge, En), executable under Windows 7, Windows 8.1 and Windows 10 | 2888 | TEM | 1 | Simatic | 0.2 | 0
6ES78062CD020YG0 | SIMATIC ODK 1500S V2.0 Single License f. 1 InSTall., E-SW, sw and docu. download, class A, 2 languages (Ge, En), executable under Windows 7, Windows 8.1 and Windows 10 ******************************* Email address is mandatory for delivery! | 2625 | TEM | 1 | Simatic | 0.001 | 0
6ES78073BA010YA0 | SIMATIC S7,PRODAVE MPI MINIV6.0 SINGLE LICENSE F.1 INSTALLATION R-SW, SW AND DOCU. ON CD, CLASS A, 2 LANGUAGES (G,E), EXECUTABLE UNDER WIN98/ME/ WINNT/2000PROF/XP, REFERENCE-HW:PG/PC | 236 | TEM | 1 | Simatic | 0.222 | 0
6ES78073BA010YA1 | SIMATIC S7,PRODAVE MPI MINIV6.0 SINGLE LICENSE F.1 INSTALLATION R-SW, WITHOUT SW AND DOCU., CLASS A, 2 LANGUAGES (G,E), EXECUTABLE UNDER WIN98/ME/ WINNT/2000PROF/XP, REFERENCE-HW:PG/PC | 168 | TEM | 1 | Simatic | 0.22 | 0
6ES78074BA030YA0 | SIMATIC S7, PRODAVE MPI/IE V6.2 SINGLE LICENSE F.1 INSTALLATION R-SW, SW AND DOCU. ON CD, CLASS A, 2 LANGUAGES (G,E), EXECUTABLE UNDER WINXPPROF, WINDOWS 7 ULTIM./PRO 32/64BIT REFERENCE-HW:PG/PC | 605 | TEM | 1 | Simatic | 0.216 | 0
6ES78074BA030YA1 | SIMATIC S7, PRODAVE MPI/IE V6.2 COPY LICENSE F.1 INSTALLATION R-SW, SW AND DOCU. ON CD, CLASS A, 2 LANGUAGES (G,E), EXECUTABLE UNDER WINXPPROF, WINDOWS 7 ULTIM./PRO 32/64BIT REFERENCE-HW:PG/PC | 455 | TEM | 1 | Simatic | 0.224 | 0
6ES78104BC010YX2 | SIMATIC S7, STEP7 SOFTWARE UPDATE SERVICE WITHIN THE FRAMEWORK OF THIS CONTRACT, YOU WILL RECEIVE UPDATED SOFTWARE VERSIONS FOR A PERIOD OF ONE YEAR. EXTENDED BY ANOTHER YEAR, IF IT IS NOT CANCELED THREE MONTHS PRIOR TO ITS EXPIRATION. PERIOD OF DELIVERY AND PERFORMANCE: 1 YEAR FROM DATE OF INVOICE PREREQUISITE FOR CONTRACT: CURRENT VERSION OF THE SOFTWARE | 347 | TEM | 1 | Simatic | 0.3 | 0
6ES78104CA108AW0 | SIMATIC S7, STEP7 DOCUMENTATION BASIC KNOWLEDGE, COMPRISES: GETTING STARTED,HW-CONFIG-MAN., PROGRAMM. MANUAL, S5 CONVERTER MAN. FOR V5.5, GERMAN | 168 | TEM | 1 | Simatic | 7.5 | 0
6ES78104CA108AW1 | SIMATIC S7, STEP7 DOCUMENTATION REFERENCE MANUAL, COMPRISES: MANUAL FOR STL/LAD/CSF REFERENCE MANUAL S7-300/400 FOR V5.5, GERMAN | 168 | TEM | 1 | Simatic | 7.5 | 0
6ES78104CA108BW0 | SIMATIC S7, STEP7 DOCUMENTATION BASIC KNOWLEDGE, COMPRISES: GETTING STARTED,HW-CONFIG-MAN., PROGRAMM. MANUAL,S-5 CONVERTER MAN. FOR V5.5, ENGLISH | 168 | TEM | 1 | Simatic | 3.631 | 0
6ES78104CA108BW1 | SIMATIC S7, STEP7 DOCUMENTATION REFERENCE MANUAL, COMPRISES: MANUAL FOR STL/LAD/CSF REFERENCE MANUAL S7-300/400 FOR V5.5, ENGLISH | 168 | TEM | 1 | Simatic | 3.833 | 0
6ES78104CA108CW0 | SIMATIC S7, STEP7 DOCUMENTATION BASIC KNOWLEDGE, COMPRISES: GETTING STARTED,HW-CONFIG-MAN., PROGRAMM. MANUAL,S-5 CONVERTER MAN. FOR V5.5, FRENCH | 168 | TEM | 1 | Simatic | 3.856 | 0
6ES78104CA108CW1 | SIMATIC S7, STEP7 DOCUMENTATION REFERENCE MANUAL, COMPRISES: MANUAL FOR STL/LAD/CSF REFERENCE MANUAL S7-300/400 FOR V5.5, FRENCH | 168 | TEM | 1 | Simatic | 4.074 | 0
6ES78104CA108DW0 | SIMATIC S7, STEP7 DOCUMENTATION BASIC KNOWLEDGE, COMPRISES: GETTING STARTED,HW-CONFIG-MAN., PROGRAMM. MANUAL,S-5 CONVERTER MAN. FOR V5.5, SPANISH | 168 | TEM | 1 | Simatic | 3.767 | 0
6ES78104CA108DW1 | SIMATIC S7, STEP7 DOCUMENTATION REFERENCE MANUAL, COMPRISES: MANUAL FOR STL/LAD/CSF REFERENCE MANUAL S7-300/400 FOR V5.5, SPANISH | 168 | TEM | 1 | Simatic | 3.966 | 0
6ES78104CA108EW0 | SIMATIC S7, STEP7 DOCUMENTATION BASIC KNOWLEDGE, COMPRISES: GETTING STARTED,HW-CONFIG-MAN., PROGRAMM. MANUAL,S-5 CONVERTER MAN. FOR V5.5, ITALIAN | 168 | TEM | 1 | Simatic | 3.796 | 0
6ES78104CA108EW1 | SIMATIC S7, STEP7 DOCUMENTATION REFERENCE MANUAL, COMPRISES: MANUAL FOR STL/LAD/CSF REFERENCE MANUAL S7-300/400 FOR V5.5, ITALIAN | 168 | TEM | 1 | Simatic | 7.5 | 0
6ES78104CC002YX0 | SIMATIC S7, STEP7 EPL-MASTER, ROYALTY-DUTY PER 1 INSTALLATION, ONLY VALID COMBINED W. ENTERPRISE LICENSE CONTRACT, E-SW, SW AND DOCU. ON CD, LICENSE KEY ON CD/FD; CLASS A | 330 | TEM | 1 | Simatic | 0.25 | 0
6ES78104CC002YX1 | SIMATIC S7, STEP7 EPL-ROYALTY, SINGLE LICENSE F.1 INSTALLATION E-SW, WITHOUT SW AND DOCU., CLASS A, ONLY VALID COMBINED WITH ENTERPRISE LICENSE CONTRACT, REQUIRES EPL-MASTER | 1890 | TEM | 1 | Simatic | 0.001 | 0
6ES78104CC002YX2 | SIMATIC S7, STEP7 EPL-MAINTENANCE, MAINTENANCE CHARGE F. ROYALTY FOR 12 MONTHS, ONLY VALID COMBINED WITH ENTERPRISE LICENSE CONTRACT, REQUIRES EPL-MASTER | 347 | TEM | 1 | Simatic | 0.001 | 0
6ES78104CC100JA5 | SIMATIC S7, STEP7 V5.5 JAPANESE FLOATING LICENSE F.1 USER E-SW, SW AND DOCU. ON DVD, LICENSE KEY ON USB STICK CLASS A, 2 LANGUAGES (E,J), EXECUTABLE UNDER WIN XP PROF JAPANESE, WIN 7 ULTIMATE JAPANESE, WIN 7 PROFESSIONAL JAPANESE REFERENCE-HW: S7-300/400, C7 | 1890 | TEM | 1 | Simatic | 0.25 | 0
6ES78104CC100JE5 | SIMATIC S7, STEP7 V5.5 JAPANESE UPGRADE, FLOATING LICENSE F.1 USER E-SW, SW AND DOCU. ON DVD, LICENSE KEY ON USB STICK CLASS A, 2 LANGUAGES (E,J), EXECUTABLE UNDER WIN XP PROF JAPANESE, WIN 7 ULTIMATE JAPANESE, WIN 7 PROFESSIONAL JAPANESE REFERENCE-HW: S7-300/400, C7 | 475 | TEM | 1 | Simatic | 0.248 | 0
6ES78104CC100KA5 | SIMATIC S7, STEP7 V5.5 CHINESE FLOATING LICENSE F.1 USER E-SW, SW AND DOCU. ON DVD, LICENSE KEY ON USB STICK KLASSE A, 2 LANGUAGES (E,C), EXECUTABLE UNDER WIN XP PROF CHINESE, WIN 7 PROF CHINESE, WIN 7 ULTIMATE REFERENCE-HW: S7-300/400, C7 | 1890 | TEM | 1 | Simatic | 0.222 | 0
6ES78104CC100KE5 | SIMATIC S7, STEP7 V5.5 CHINESE UPGRADE, FLOATING LICENSE F.1 USER E-SW, SW AND DOCU. ON DVD, LICENSE KEY ON USB STICK CLASS A, 2 LANGUAGES (E,C), EXECUTABLE UNDER WIN XP PROF CHINESE, WIN 7 PROF CHINESE, WIN 7 ULTIMATE REFERENCE-HW: S7-300/400, C7 | 475 | TEM | 1 | Simatic | 0.228 | 0
6ES78104CC100YA5 | SIMATIC S7, STEP7 V5.5 SP4, FLOATING LICENSE FOR 1 USER, E-SW, SW AND DOCU. ON DVD, LICENSE KEY ON USB STICK, CLASS A, 5 LANGUAGES (GE,EN,FR,IT,SP), EXECUTABLE UNDER WINXPPROF, WINDOWS 7 ULTIMATE, WINDOWS 7 PROFESSIONAL REFERENCE-HW: S7-300/400, C7 | 1890 | TEM | 1 | Simatic | 0.215 | 0
6ES78104CC100YA6 | SIMATIC S7, STEP7 V5.5 SP4, DATA MEDIUM INCL. RENTAL LICENSE FOR 50 HOURS, E-SW, SW AND DOCU. ON DVD, LICENSE KEY ON USB STICK, CLASS A, 5 LANGUAGES (GE,EN,FR,IT,SP), EXECUTABLE UNDER WINXPPROF, WINDOWS 7 ULTIMATE, WINDOWS 7 PROFESSIONAL REFERENCE-HW: S7-300/400, C7 | 336 | TEM | 1 | Simatic | 0.234 | 0
6ES78104CC100YA7 | SIMATIC S7, STEP7 V5.5 SP4, DATA MEDIUM INCL. TRIAL LICENSE FOR 14 DAYS, E-SW, SW AND DOCU. ON DVD, LICENSE KEY ON DVD, CLASS A, 5 LANGUAGES (GE,EN,FR,IT,SP), EXECUTABLE UNDER WINXPPROF, WINDOWS 7 ULTIMATE, WINDOWS 7 PROFESSIONAL, REFERENCE-HW: S7-300/400, C7 | 29 | TEM | 1 | Simatic | 0.213 | 0
6ES78104CC100YE5 | SIMATIC S7, STEP7 V5.5 UPGRADE, (V3.X ... V5.4 TO V5.5), FLOATING LICENSE FOR 1 USER, E-SW, SW AND DOCU. ON DVD, LICENSE KEY ON USB STICK, CLASS A, 5 LANGUAGES (GE,EN,FR,IT,SP), EXECUTABLE UNDER WINXPPROF, WINDOWS 7 ULTIMATE, WINDOWS 7 PROFESSIONAL REFERENCE-HW: S7-300/400, C7 | 475 | TEM | 1 | Simatic | 0.22 | 0
6ES78104CC102YA0 | SIMATIC S7, STEP7 V5.5, UNLOCK COPY LICENSE (UCL), BASIC PACKAGE FOR 20 INSTALLATIONS, ONLY VALID COMBINED WITH UNLOCK COPY LICENSE CONTRACT | 22683 | TEM | 1 | Simatic | 0.265 | 0
6ES78104CC102YB0 | SIMATIC S7, STEP7 V5.5, UNLOCK COPY LICENSE (UCL), ADDITIONAL PACKAGE FOR 5 INSTALLATIONS, ONLY VALID COMBINED WITH UNLOCK COPY LICENSE CONTRACT, REQUIRES UCL BASIC PACKAGE | 5672 | TEM | 1 | Simatic | 0.05 | 0
6ES78104CC102YE0 | SIMATIC S7,STEP7 V5.5 UNLOCK COPY LICENSE (UCL), UCL UPGRADE (V5.4 TO V5.5) FOR 1 INSTALLATION, ONLY VALID COMBINED WITH UNLOCK COPY LICENSE CONTRACT, REQUIRES UCL BASIC PACKAGE MINIMUM ORDER QUANTITY 20 PIECES | 285 | TEM | 1 | Simatic | 0.265 | 0
6ES78104CE100YB5 | SIMATIC S7, STEP7 V5.5 SP4 FLOATING LICENSE FOR 1 USER E-SW, SW AND DOKU AS DOWNLOAD, LICENSE KEY AS DOWNLOAD, CLASS A, 5 LANGUAGES (GE,EN,FR,IT,SP), EXECUTABLE UNDER WINXPPROF, WINDOWS 7 ULTIMATE, WINDOWS 7 PROFESSIONAL REFERENCE-HW: S7-300/400, C7 ******************************* E-MAIL ADDRESS IS MANDATORY FOR DELIVERY! | 1748 | TEM | 1 | Simatic | 0.015 | 0
6ES78104CE100YB6 | SIMATIC S7, STEP7 V5.5 SP4 RENTAL LICENSE FOR 50 HOURS, E-SW, SW AND DOKU AS DOWNLOAD, LICENSE KEY AS DOWNLOAD, CLASS A, 5 LANGUAGES (GE,EN,FR,IT,SP), EXECUTABLE UNDER WINXPPROF, WINDOWS 7 ULTIMATE WINDOWS 7 PROFESSIONAL REFERENCE-HW: S7-300/400, C7 ******************************* E-MAIL ADDRESS IS MANDATORY FOR DELIVERY! | 311 | TEM | 1 | Simatic | 0.015 | 0
6ES78105AA002YL0 | STEP 7 PROFESSIONAL COMBO INCL. TIA PORTAL, SOFTWARE UPDATE SERVICE F. UCL UNLOCK COPY LICENSE, AUTOMATIC SUPPLY OF UPGRADES AND SERVICE PACKS FOR ONE YEAR WITH AUTOMATIC RENEWAL, REQUIRES LATEST SW VERSION, ONLY VALID COMBINED WITH UNLOCK COPY LICENSE CONTRACT | 315 | TEM | 1 | Simatic | 0.1 | 0
6ES78105CC000YM2 | SIMATIC S7 STEP7 PROF COMBO INCL. TIA PORTAL, SOFTWARE UPDATE SERVICE COMPACT WITH MULTIPLE ORDERS FROM ONE IST SUPPLIES WILL BE COMBINED INTO ONE PACKAGE. MINIMUM QUANTITY ORDER: 3 PCS. WITHIN THE FRAMEWORK OF THIS CONTRACT YOU WILL RECEIVE ALL UPDATED SOFTWARE VERSIONS FOR A PERIOD OF ONE YEAR. THE CONTRACT WILL BE EXTENDED AUTOMATICALLY BY ANOTHER YEAR, IF IT IS NOT CANCELED THREE MONTHS PRIOR TO ITS EXPIRATION. PERIOD OF DELIVERY AND PERFORMANCE: 1 YEAR FROM DATE OF INVOICE. PREREQUISITE FOR CONTRACT: CURRENT VERSION OF THE SOFTWARE | 525 | TEM | 1 | Simatic | 0.1 | 0
6ES78105CC002YD0 | SIMATIC S7, STEP7 PROF 2010 SR4 W/O TIA PORTAL, EPL-POWERPACK, SINGLE LICENSE F.1 INSTALLATION E-SW, WITHOUT SW AND DOCU. CLASS A, ONLY VALID COMBINED WITH ENTERPRISE LICENSE CONTRACT, REQUIRES EPL-MASTER | 1217 | TEM | 1 | Simatic | 0.05 | 0
6ES78105CC002YE0 | SIMATIC S7, STEP7 PROF 2010 SR4/V14, COMBO INCL. TIA PORTAL, EPL-MASTER, ROYALTY-DUTY PER 1 INSTALLATION, REQUIRES LATEST SW-RELEASE ENTERPRISE LICENSE CONTRACT E-SW, SW AND DOCU. ON CD, LICENSE KEY ONF CD/FD; CLASS A | 330 | TEM | 1 | Simatic | 0.3 | 0
6ES78105CC002YE1 | SIMATIC S7 STEP7 PROF 2010 SR4/V14, COMBO INCL. TIA PORTAL, EPL-ROYALTY, SINGLE LICENSE F.1 INSTALLATION E-SW, WITHOUT SW AND DOCU. CLASS A, ONLY VALID COMBINED WITH ENTERPRISE LICENSE CONTRACT, REQUIRES EPL-MASTER | 3304 | TEM | 1 | Simatic | 0.05 | 0
6ES78105CC002YE2 | SIMATIC S7 STEP7 PROF 2010 SR4/V14, COMBO INCL. TIA PORTAL, EPL-MAINTENANCE, MAINTENANCE CHARGE F. ROYALTY FOR 12 MONTHS, ONLY VALID COMBINED WITH ENTERPRISE LICENSE CONTRACT, REQUIRES EPL-MASTER | 525 | TEM | 1 | Simatic | 0.05 | 0
6ES78105CC040YE2 | SIMATIC S7 STEP7 PROF COMBO INKL. TIA PORTAL, SOFTWARE UPDATE SERVICE WITHIN THE FRAMEWORK OF THIS CONTRACT, YOU WILL RECEIVE UPDATED SOFTWARE VERSIONS FOR A PERIOD OF ONE YEAR. EXTENDED BY ANOTHER YEAR, IF IT IS NOT CANCELED THREE MONTHS PRIOR TO ITS EXPIRATION. PERIOD OF DELIVERY AND PERFORMANCE: 1 YEAR FROM DATE OF INVOICE PREREQUISITE FOR CONTRACT: CURRENT VERSION OF THE SOFTWARE | 525 | TEM | 1 | Simatic | 0.021 | 0
6ES78105CC040YY2 | SIMATIC STEP7 PROF COMBO SUS DL INCL. TIA PORTAL, SOFTWARE UPDATE SERVICE (SUS) DOWNLOAD, WITHIN THE FRAMEWORK OF THIS CONTRACT, YOU WILL RECEIVE UPDATED SOFTWARE VERSIONS FOR A PERIOD OF ONE YEAR. EXTENDED BY ANOTHER YEAR, IF IT IS NOT CANCELED THREE MONTHS PRIOR TO ITS EXPIRATION. PERIOD OF DELIVERY AND PERFORMANCE: 1 YEAR FROM DATE OF INVOICE PREREQUISITE FOR CONTRACT: CURRENT VERSION OF THE SOFTWARE ******************************* E-MAIL ADDRESS IS MANDATORY FOR DELIVERY! | 515 | TEM | 1 | Simatic | 0.001 | 0
6ES78105CC110YA5 | SIMATIC S7 STEP7 PROF 2010 SR4/V14 COMBO INCL. TIA PORTAL, FLOATING LICENSE FOR 1 USER, E-SW, SW AND DOCU. ON DVD, LICENSE KEY ON USB STICK , CLASS A, 5/6 LANGUAGES (GE,EN,FR,IT,SP)/(CN), EXECUTABLE UNDER WINDOWS XP FOR 2010 ONLY, WINDOWS 7 FOR 2010 & V14, WINDOWS 8.1 FOR V14 ONLY REFERENCE-HW: S7-300/400 (S7-1200/1500) | 3304 | TEM | 1 | Simatic | 0.667 | 0
6ES78105CC110YA6 | SIMATIC S7, STEP7 PROF 2010 SR4 W/O TIA PORTAL, RENTAL LICENSE FOR 50 HOURS, E-SW, SW AND DOCU. ON DVD, LICENSE KEY ON USB STICK , CLASS A, 5 LANGUAGES (GE,EN,FR,IT,SP), EXECUTABLE UNDER WINXPPROF, WINDOWS 7 ULTIMATE, WINDOWS 7 PROFESSIONAL REFERENCE-HW: S7-300/400, C7 | 569 | TEM | 1 | Simatic | 0.257 | 0
6ES78105CC110YA7 | SIMATIC S7 STEP7 PROF 2010 SR4 W/O TIA PORTAL, DATA MEDIUM INCL. TRIAL LICENSE FOR 14 DAYS, E-SW, SW AND DOCU. ON DVD, LICENSE KEY ON DVD, CLASS A, 5 LANGUAGES (GE,EN,FR,IT,SP), EXECUTABLE UNDER WINXPPROF, WINDOWS 7 ULTIMATE, WINDOWS 7 PROFESSIONAL, REFERENCE-HW: S7-300/400, C7 | 29 | TEM | 1 | Simatic | 0.215 | 0
6ES78105CC110YC5 | SIMATIC S7, STEP7 PROF 2010 SR4 POWERPACK (CHANGEOVER PACKAGE) W/O TIA PORTAL, FROM STEP7 V3.X ... V.5.5 TO STEP7 PROF 2010 SR4, FLOATING LICENSE FOR 1 USER, E-SW, SW AND DOCU. ON DVD, LICENSE KEY ON USB STICK, CLASS A, 5 LANGUAGES (GE,EN,FR,IT,SP), EXECUTABLE UNDER WINXPPROF, WINDOWS 7 ULTIMATE, WINDOWS 7 PROFESSIONAL REFERENCE-HW: S7-300/400, C7 | 1217 | TEM | 1 | Simatic | 0.214 | 0
6ES78105CC110YE5 | SIMATIC S7, STEP7 PROF 2010 SR4 UPGRADE W/O TIA PORTAL, FLOATING LICENSE FOR 1 USER, E-SW, SW AND DOCU. ON DVD, LICENSE KEY ON USB STICK , CLASS A, 5 LANGUAGES (GE,EN,FR,IT,SP), EXECUTABLE UNDER WINXPPROF, WINDOWS 7 ULTIMATE, WINDOWS 7 PROFESSIONAL REFERENCE-HW: S7-300/400, C7 | 754 | TEM | 1 | Simatic | 0.219 | 0
6ES78105CC112YC0 | SIMATIC S7, STEP7 PROF 2010 SR3 UNLOCK COPY LICENSE (UCL), UCL POWERPACK (STEP 7 V5.4 TO PROF 2010), FOR 1 INSTALLATION, W/O TIA PORTAL, ONLY VALID COMBINED WITH UNLOCK COPY LICENSE CONTRACT, REQUIRES UCL BASIC PACKAGE MINIMUM ORDER QUANTITY 20 PIECES | 730 | TEM | 1 | Simatic | 0.265 | 0
6ES78105CC112YE0 | SIMATIC S7, STEP7 PROF 2010 SR4 UNLOCK COPY LICENSE (UCL), UCL UPGRADE (ED 2006 TO 2010) FOR 1 INSTALLATION, W/O TIA PORTAL, ONLY VALID COMBINED WITH UNLOCK COPY LICENSE CONTRACT, REQUIRES UCL BASIC PACKAGE MINIMUM ORDER QUANTITY 20 PIECES | 453 | TEM | 1 | Simatic | 0.265 | 0
6ES78105CC122YA0 | SIMATIC S7 STEP 7 PROF 2010 SR4/V14, COMBO INCL. TIA PORTAL, UNLOCK COPY LICENSE (UCL), PACKAGE FOR ONE INSTALLATION SOFTWARE AND DOCU ON DVD, MASTER LICENSE KEY ON CD ONLY VALID COMBINED WITH UNLOCK COPY LICENSE CONTRACT | 1886 | TEM | 1 | Simatic | 0.25 | 0
6ES78105CE110YB5 | SIMATIC S7 STEP7 Prof 2010 SR4/V14, COMBO INCL. TIA PORTAL, FLOATING LICENSE FOR 1 USER, E-SW, SOFTWARE, DOCU AND LICENSE KEY DOWNLOAD, CLASS A, 5/6 LANGUAGES (G,E,F,I,S)/(CN), EXECUTABLE UNDER WINDOWS XP FOR 2010 ONLY, WINDOWS 7 FOR 2010 & V14, WINDOWS 8.1 FOR V14 ONLY REFERENCE-HW: S7-300/400 (S7-1200/1500) ******************************* E-MAIL ADDRESS IS MANDATORY FOR DELIVERY! | 3053 | TEM | 1 | Simatic | 0.015 | 0
6ES78105CE110YB6 | SIMATIC S7 STEP7 PROF 2010 SR4, RENTAL LICENSE FOR 50 HOURS, W/O TIA PORTAL, E-SW, W/O SW AND DOCU, LICENSE KEY DOWNLOAD, CLASS A, 5 LANGUAGES (G,E,F,I,S), EXECUTABLE UNDER WINXPPROF, WINDOWS 7 ULTIMATE WNDOWS 7 PROFESSIONAL REFERENCE-HW: S7-300/400, C7 ******************************* E-MAIL ADDRESS IS MANDATORY FOR DELIVERY! | 525 | TEM | 1 | Simatic | 0.015 | 0
6ES78110CA010YX2 | SIMATIC S7, S7-GRAPH SOFTWARE UPDATE SERVICE WITHIN THE FRAMEWORK OF THIS CONTRACT, YOU WILL RECEIVE UPDATED SOFTWARE VERSIONS FOR A PERIOD OF ONE YEAR. EXTENDED BY ANOTHER YEAR, IF IT IS NOT CANCELED THREE MONTHS PRIOR TO ITS EXPIRATION. PERIOD OF DELIVERY AND PERFORMANCE: 1 YEAR FROM DATE OF INVOICE PREREQUISITE FOR CONTRACT: CURRENT VERSION OF THE SOFTWARE | 179 | TEM | 1 | Simatic | 0.3 | 0
6ES78110CC002YX0 | SIMATIC S7, S7-GRAPH EPL-MASTER, ROYALTY-DUTY PER 1 INSTALLATION, ONLY VALID COMBINED WITH ENTERPRISE LICENSE CONTRACT, E-SW, SW AND DOCU. ON CD, LICENSE KEY ON CD/FD; CLASS A | 330 | TEM | 1 | Simatic | 0.25 | 0
6ES78110CC002YX1 | SIMATIC S7, S7-GRAPH EPL-ROYALTY, SINGLE LICENSE F.1 INSTALLATION E-SW, WITHOUT SW AND DOCU., CLASS A, ONLY VALID COMBINED WITH ENTERPRISE LICENSE CONTRACT, REQUIRES EPL-MASTER | 784 | TEM | 1 | Simatic | 0.05 | 0
6ES78110CC002YX2 | SIMATIC S7, S7-GRAPH EPL-MAINTENANCE, MAINTENANCE CHARGE F. ROYALTY FOR 12 MONTHS, ONLY VALID COMBINED WITH ENTERPRISE LICENSE CONTRACT, REQUIRES EPL-MASTER | 179 | TEM | 1 | Simatic | 0.05 | 0
6ES78110CC060YA5 | SIMATIC S7, S7-GRAPH V5.3 FLOATING LICENSE FOR 1 USER E-SW, SW AND DOCU. ON CD, LICENSE KEY ON USB STICK, CLASS A,5 LANGUAGES(G,E,F,I,S), AS OF STEP7 V5.4 SP4 OR SP5 OR STEP7 V5.5 WITH OR W/O SP1, WINXPPROF, WIN 7 PROF/ULTIMATE, REFERENCE-HW: S7-300/400, C7 | 784 | TEM | 1 | Simatic | 0.231 | 0
6ES78110CC060YE5 | SIMATIC S7, S7-GRAPH V5.3 UPGRADE, FLOATING LICENSE FOR 1 USER E-SW, SW AND DOCUMENT. ON CD, LICENSE KEY ON USB STICK, CLASS A,5 LANGUAGES(G,E,F,I,S), AS OF STEP7 V5.4 SP4 OR SP5 OR STEP7 V5.5 WITH OR W/O SP1, WINXPPROF, WIN 7 PROF/ULTIMATE, REFERENCE-HW:S7-300/400, C7 | 273 | TEM | 1 | Simatic | 0.26 | 0
6ES78110CC062YN8 | SIMATIC S7, S7-GRAPH V5.3 UNLOCK COPY LICENSE, ONLY VALID COMBINED WITH UNLOCK COPY LICENSE CONTRACT AND VALID LICENSE | 326 | TEM | 1 | Simatic | 0.5 | 0
6ES78111CA010YX2 | SIMATIC S7, S7-SCL SOFTWARE UPDATE SERVICE WITHIN THE FRAMEWORK OF THIS CONTRACT, YOU WILL RECEIVE UPDATED SOFTWARE VERSIONS FOR A PERIOD OF ONE YEAR. EXTENDED BY ANOTHER YEAR, IF IT IS NOT CANCELED THREE MONTHS PRIOR TO ITS EXPIRATION. PERIOD OF DELIVERY AND PERFORMANCE: 1 YEAR FROM DATE OF INVOICE PREREQUISITE FOR CONTRACT: CURRENT VERSION OF THE SOFTWARE | 179 | TEM | 1 | Simatic | 0.3 | 0
6ES78111CC002YX0 | SIMATIC S7, S7-SCL EPL-MASTER, ROYALTY-DUTY PER 1 INSTALLATION, ONLY VALID COMBINED WITH ENTERPRISE LICENSE CONTRACT, E-SW, SW AND DOCU. ON CD, LICENSE KEY ON CD/FD; CLASS A | 330 | TEM | 1 | Simatic | 0.25 | 0
6ES78111CC002YX1 | SIMATIC S7, S7-SCL EPL-ROYALTY, SINGLE LICENSE F.1 INSTALLATION E-SW, WITHOUT SW AND DOCU., CLASS A, ONLY VALID COMBINED WITH ENTERPRISE LICENSE CONTRACT, REQUIRES EPL-MASTER | 784 | TEM | 1 | Simatic | 0.01 | 0
6ES78111CC002YX2 | SIMATIC S7, S7-SCL EPL-MAINTENANCE, MAINTENANCE CHARGE F. ROYALTY FOR 12 MONTHS, ONLY VALID COMBINED WITH ENTERPRISE LICENSE CONTRACT, REQUIRES EPL-MASTER | 179 | TEM | 1 | Simatic | 0.05 | 0
6ES78111CC050YA5 | SIMATIC S7, S7-SCL V5.3 FLOATING LICENSE FOR 1 USER E-SW, SW AND DOCU. ON CD, LICENSE KEY ON FD, CLASS A, 5 LANGUAGES (G,E,F,I,S), AS OF STEP 7 V5.4, WINXPPROF, WIN 7 ULTIMATE/PROF, REFERENCE-HW: S7-300/400, C7 | 784 | TEM | 1 | Simatic | 0.233 | 0
6ES78111CC050YE5 | SIMATIC S7, S7-SCL V5.3 | 273 | TEM | 1 | Simatic | 0.272 | 0
6ES78111CC052YN8 | SIMATIC S7, S7-SCL V5.3 UNLOCK COPY LICENSE, ONLY VALID COMBINED WITH UNLOCK COPY LICENSE CONTRACT AND VALID LICENSES ACCORDING TO THE NUMBER OF USERS | 326 | TEM | 1 | Simatic | 0.1 | 0
6ES78200CC002YX0 | SIMATIC S7, IMAP, EPL-MASTER, ROYALTY-DUTY PER 1 INSTALLATION, ONLY VALID COMBINED W. ENTERPRISE LICENSE CONTRACT, E-SW, SW AND DOCU. ON CD, LICENSE KEY ON CD/FD; CLASS A | 364 | TEM | 1 | Simatic | 0.25 | 0
6ES78200CC002YX1 | SIMATIC S7, IMAP EPL-ROYALTY, SINGLE LICENSE F.1 INSTALLATION E-SW, WITHOUT SW AND DOCU., CLASS A, ONLY VALID COMBINED WITH ENTERPRISE LICENSE CONTRACT, REQUIRES EPL-MASTER | 2202 | TEM | 1 | Simatic | 0.01 | 0
6ES78200CC002YX2 | SIMATIC S7, IMAP EPL-MAINTENANCE, MAINTENANCE CHARGE F. ROYALTY FOR 12 MONTHS, ONLY VALID COMBINED WITH ENTERPRISE LICENSE CONTRACT, REQUIRES EPL-MASTER | 483 | TEM | 1 | Simatic | 0.01 | 0
6ES78200CC010YX2 | SIMATIC S7, IMAP SOFTWARE UPDATE SERVICE WITHIN THE FRAMEWORK OF THIS CONTRACT, YOU WILL RECEIVE UPDATED SOFTWARE VERSIONS FOR A PERIOD OF ONE YEAR. EXTENDED BY ANOTHER YEAR, IF IT IS NOT CANCELED THREE MONTHS PRIOR TO ITS EXPIRATION. PERIOD OF DELIVERY AND PERFORMANCE: 1 YEAR FROM DATE OF INVOICE PREREQUISITE FOR CONTRACT: CURRENT VERSION OF THE SOFTWARE | 483 | TEM | 1 | Simatic | 0.1 | 0
6ES78200CC040YA5 | SIMATIC S7, IMAP V3.0 FLOATING LICENSE FOR 1 USER, E-SW, SW AND DOCU. ON CD, LICENSE KEY ON USB STICK, CLASS A, 5 LANGUAGES (GE/EN/FR/IT/SP), EXECUTABLE UNDER WINXPPROF, WIN 7 ULTIMATE/PROF, REFERENCE-HW:S7-300/400, ET 200X/S, PROFINET CBA | 2202 | TEM | 1 | Simatic | 0.247 | 0
6ES78200CC040YE5 | SIMATIC S7, IMAP V3.0 UPGRADE, FLOATING LICENSE FOR 1 USER, E-SW, SW AND DOCU. ON CD, LICENSE KEY ON USB STICK, CLASS A, 5 LANGUAGES (GE/EN/FR/IT/SP), EXECUTABLE UNDER WINXPPROF, WIN 7 ULTIMATE/PROF, REFERENCE-HW:S7-300/400, ET 200X/S, PROFINET CBA | 754 | TEM | 1 | Simatic | 0.242 | 0
6ES78220AA000YL0 | SIMATIC S7, STEP 7 BASIC, SOFTWARE UPDATE SERVICE WITHIN THE FRAMEWORK OF THIS CONTRACT, YOU WILL RECEIVE UPDATED SOFTWARE VERSIONS FOR A PERIOD OF ONE YEAR. EXTENDED BY ANOTHER YEAR, IF IT IS NOT CANCELED THREE MONTHS PRIOR TO ITS EXPIRATION. PERIOD OF DELIVERY AND PERFORMANCE: 1 YEAR FROM DATE OF INVOICE PREREQUISITE FOR CONTRACT: CURRENT VERSION OF THE SOFTWARE | 84 | TEM | 1 | Simatic | 0.3 | 0
6ES78220AA000YM0 | SIMATIC S7, STEP 7 BASIC, SOFTWARE UPDATE SERVICE COMPACT WITH MULTIPLE ORDERS FROM ONE IST SUPPLIES WILL BE COMBINED INTO ONE PACKAGE. MINIMUM QUANTITY ORDER: 3 PCS. WITHIN THE FRAMEWORK OF THIS CONTRACT, YOU WILL RECEIVE UPDATED SOFTWARE VERSIONS FOR A PERIOD OF ONE YEAR. EXTENDED BY ANOTHER YEAR, IF IT IS NOT CANCELED THREE MONTHS PRIOR TO ITS EXPIRATION. PERIOD OF DELIVERY AND PERFORMANCE: 1 YEAR FROM DATE OF INVOICE. PREREQUISITE FOR CONTRACT: CURRENT VERSION OF THE SOFTWARE | 84 | TEM | 1 | Simatic | 0.1 | 0
6ES78220AA002YP4 | SIMATIC STEP 7 Basic V14 EPL MASTER; ENGINEERING SOFTWARE IN TIA PORTAL; ROYALTY-DUTY PER 1 INSTALLATION; ONLY VALID IN COMBINATION WITH ENTERPRISE LICENSE AGREEMENT; SOFTWARE ON DVD; LICENSE ON CD; CLASS A | 309 | TEM | 1 | Simatic | 0.1 | 0
6ES78220AA030YA5 | SIMATIC STEP 7 BASIC V13 SP1 FLOATING LICENSE; ENGINEERING SOFTWARE IN TIA PORTAL; SOFTWARE AND DOCUMENTATION ON DVD; LICENSE KEY ON USB-STICK; CLASS A; 6 LANGUAGES: GE,EN,IT,FR,SP,CN; EXECUTABLE UNDER WINDOWS 7 (32 BIT, 64 BIT), WINDOWS 8.1 (64 BIT); FOR CONFIGURATION OF SIMATIC S7-1200 SIMATIC BASIC PANELS | 330 | TEM | 1 | Simatic | 0.353 | 0
6ES78220AA030YA7 | SIMATIC STEP 7 BASIC V13 SP1 TRIAL LICENSE FOR 21 DAYS; ENGINEERING SOFTWARE IN TIA PORTAL; SOFTWARE AND DOCUMENTATION ON DVD; CLASS A; 6 LANGUAGES: GE,EN,IT,FR,SP,CN EXECUTABLE UNDER WINDOWS 7 (32 BIT, 64 BIT), WINDOWS 8.1 (64 BIT); FOR CONFIGURATION OF SIMATIC S7-1200 SIMATIC BASIC PANELS | 27.7 | TEM | 1 | Simatic | 0.347 | 0
6ES78220AA030YE5 | SIMATIC STEP 7 BASIC V13 SP1 UPGRADE V11..V12 -> V13 FLOATING LICENSE; ENGINEERING SOFTWARE IN TIA PORTAL; SOFTWARE AND DOCUMENTATION ON DVD; LICENSE KEY ON USB-STICK; CLASS A; 6 LANGUAGES: GE,EN,IT,FR,SP,CN; EXECUTABLE UNDER WINDOWS 7 (32 BIT, 64 BIT), WINDOWS 8.1 (64 BIT); FOR CONFIGURATION OF SIMATIC S7-1200 SIMATIC BASIC PANELS | 133 | TEM | 1 | Simatic | 0.354 | 0
6ES78220AA040YA5 | SIMATIC STEP 7 Basic V14, floating license; engineering software in TIA PORTAL; software and documentation on DVD; license key on USB-STick; class A; 6 languages: GE,EN,IT,FR,SP,CN; executable under Windows 7 (64 BIT), Windows 8.1 (64 BIT); for configuration of SIMATIC S7-1200 SIMATIC Basic Panels | 330 | TEM | 1 | Simatic | 0.394 | 0
6ES78220AA040YA7 | SIMATIC STEP 7 Basic V14, Trial license for 21 days; engineering software in TIA PORTAL; software and documentation on DVD; class A; 6 languages: GE,EN,IT,FR,SP,CN executable under Windows 7 (64 BIT), Windows 8.1 (64 BIT); for configuration of SIMATIC S7-1200 SIMATIC Basic Panels | 27.3 | TEM | 1 | Simatic | 0.308 | 0
6ES78220AA040YE5 | SIMATIC STEP 7 Basic V14, Upgrade V11..V13 -> V14 floating license; engineering software in TIA PORTAL; software and documentation on DVD; license key on USB STick; class A; 6 languages: GE,EN,IT,FR,ES,ZH; executable under Windows 7 (64 BIT), Windows 8.1 (64 BIT); for configuration of SIMATIC S7-1200 SIMATIC Basic Panels | 133 | TEM | 1 | Simatic | 0.393 | 0
6ES78220AA044YE5 | SIMATIC STEP 7 Basic V14 Trainer Pack Upgrade V14, Engineering-Software; Upgrade for 6x V1x Single/ Floating-> V14 Floating; SW and Documentation on DVD; License-Keys on USB; 6 languages: ge,en,it,fr,sp,cn; executable under Windows 7 (64 Bit); Windows 8.1 (64 Bit); for configuration of SIMATIC S7-1200, SIMATIC Basic Panels; for educational purposes only | 175 | TEM | 1 | Simatic | 0.2 | 0
6ES78220AE000YY0 | SIMATIC STEP7 BASIC SUS DOWNLOAD TIA PORTAL WITHIN THE FRAMEWORK OF THIS CONTRACT, YOU WILL RECEIVE UPDATED SOFTWARE VERSIONS FOR A PERIOD OF ONE YEAR. EXTENDED BY ANOTHER YEAR, IF IT IS NOT CANCELED THREE MONTHS PRIOR TO ITS EXPIRATION. PERIOD OF DELIVERY AND PERFORMANCE: 1 YEAR FROM DATE OF INVOICE PREREQUISITE FOR CONTRACT: CURRENT VERSION OF THE SOFTWARE ******************************* E-MAIL ADDRESS IS MANDATORY FOR DELIVERY | 79.5 | TEM | 1 | Simatic | 0.001 | 0
6ES78220AE030YA5 | SIMATIC STEP 7 BASIC V13 SP1 FLOATING LICENSE DOWNLOAD; ENGINEERING SOFTWARE IN TIA PORTAL; SOFTWARE, DOCUMENTATION AND LICENSE KEY FOR DOWNLOAD; CLASS A; 6 LANGUAGES: GE,EN,IT,FR,SP,CN EXECUTABLE UNDER WINDOWS 7 (32 BIT, 64 BIT), WINDOWS 8.1 (64 BIT); FOR CONFIGURATION OF SIMATIC S7-1200, SIMATIC BASIC PANELS ******************************* E-MAIL ADDRESS IS MANDATORY FOR DELIVERY | 314 | TEM | 1 | Simatic | 0.001 | 0
6ES78220AE030YE5 | SIMATIC STEP 7 BASIC V13 SP1 UPGRADE V11..V12 -> V13 FLOATING LICENSE DOWNLOAD; ENGINEERING SOFTWARE IN TIA PORTAL; SOFTWARE, DOCUMENTATION AND LICENSE KEY FOR DOWNLOAD; CLASS A; 6 LANGUAGES: GE,EN,IT,FR,SP,CN EXECUTABLE UNDER WINDOWS 7 (32 BIT, 64 BIT), WINDOWS 8.1 (64 BIT); FOR CONFIGURATION OF SIMATIC S7-1200, SIMATIC BASIC PANELS ******************************* E-MAIL ADDRESS IS MANDATORY FOR DELIVERY | 126 | TEM | 1 | Simatic | 0.001 | 0
6ES78220AE040YA5 | SIMATIC STEP 7 Basic V14, floating license download; engineering software in TIA PORTAL; software, documentation and license key for download; class A; 6 languages: GE,EN,IT,FR,SP,CN executable under Windows 7 (64 BIT), Windows 8.1 (64 BIT); for configuration of SIMATIC S7-1200, SIMATIC Basic Panels ******************************* email address is mandatory for delivery | 314 | TEM | 1 | Simatic | 0.001 | 0
6ES78220AE040YE5 | SIMATIC STEP 7 Basic V14, Upgrade V11..V13 -> V14 floating license Download; engineering software in TIA PORTAL; software, documentation and license key for download; class A; 6 languages: GE,EN,IT,FR,ES,ZH; executable under Windows 7 (64 BIT), Windows 8.1 (64 BIT); for configuration of SIMATIC S7-1200, SIMATIC Basic Panels ******************************* email address is mandatory for delivery | 126 | TEM | 1 | Simatic | 0.001 | 0
6ES78220BE030YE5 | SIMATIC STEP 7 BASIC V13 SP1 UPGRADE V10.5 -> V13 FLOATING LICENSE, ENGINEERING SOFTWARE IM TIA PORTAL, SOFTWARE, DOCUMENTATION AND LICENSE KEY FOR DOWNLOAD; CLASS A; 6 LANGUAGES: GE,EN,IT,FR,SP,CN; EXECUTABLE UNDER WINDOWS 7 (32 BIT, 64 BIT), WINDOWS 8.1 (64 BIT); FOR CONFIGURATION OF SIMATIC S7-1200, SIMATIC BASIC PANELS ******************************* E-MAIL ADDRESS IS MANDATORY FOR DELIVERY | 133 | TEM | 1 | Simatic | 0.001 | 0
6ES78220BE040YE5 | SIMATIC STEP 7 Basic V14, Upgrade V10.5 -> V14 floating license, engineering software im TIA PORTAL, software, documentation and license key for download; class A; 6 languages: GE,EN,IT,FR,ES,ZH; executable under Windows 7 (64 BIT), Windows 8.1 (64 BIT); for configuration of SIMATIC S7-1200, SIMATIC Basic Panels ******************************* email address is mandatory for delivery | 133 | TEM | 1 | Simatic | 0.001 | 0
6ES78221AA000YL5 | SIMATIC STEP 7 PROFESSIONAL SOFTWARE UPDATE SERVICE (SUS) FOR STEP 7 IM TIA PORTAL; WITHIN THE FRAMEWORK OF THIS CONTRACT, YOU WILL RECEIVE UPDATED SOFTWARE VERSIONS FOR A PERIOD OF ONE YEAR. EXTENDED BY ANOTHER YEAR, IF IT IS NOT CANCELED THREE MONTHS PRIOR TO ITS EXPIRATION. PERIOD OF DELIVERY AND PERFORMANCE: 1 YEAR FROM DATE OF INVOICE. PREREQUISITE FOR CONTRACT: CURRENT VERSION OF THE SOFTWARE | 420 | TEM | 1 | Simatic | 0.1 | 0
6ES78221AA000YM5 | SIMATIC STEP 7 PROFESSIONAL SOFTWARE UPDATE SERVICE (SUS) COMPACT FOR STEP 7 TIA PORTAL; WITH MULTIPLE ORDERS FROM ONE IST SUPPLIES WILL BE COMBINED INTO ONE PACKAGE. MINIMUM QUANTITY ORDER: 3 PCS. WITHIN THE FRAMEWORK OF THIS CONTRACT, YOU WILL RECEIVE UPDATED SOFTWARE VERSIONS FOR A PERIOD OF ONE YEAR. EXTENDED BY ANOTHER YEAR, IF IT IS NOT CANCELED THREE MONTHS PRIOR TO ITS EXPIRATION. PERIOD OF DELIVERY AND PERFORMANCE: 1 YEAR FROM DATE OF INVOICE. PREREQUISITE FOR CONTRACT: CURRENT VERSION OF THE SOFTWARE | 420 | TEM | 1 | Simatic | 0.1 | 0
6ES78221AA002XQ2 | SIMATIC STEP 7 Prof. V14 POWERPACK & UPGRADE V5.5 -> V14 COMBO EPL ROYALTY FOR ONE INSTALLATION; WITHOUT SOFTWARE; PRECONDITION IS AN EXISTING STEP 7 V5.X EPL AGREEMENT WITH EPL-MASTER, ROYALTY AND MAINTENANCE; ONLY VALID IN CONJUNCION WITH ORDER OF EPL-MASTER AND EPL-MAINTENANCE 2010/V13; CONTAINS ONLY EPL ROYALTY 2010/V13; CONTAINS NO SOFTWARE AND NO DOCUMENTATION. | 368 | TEM | 1 | Simatic | 0.895 | 0
6ES78221AA002YN4 | SIMATIC STEP 7 PROFESSIONAL TIA PORTAL EPL MAINTENANCE; MAINTENANCE CHARGE FOR ROYALTY FOR 12 MONTHS; ONLY VALID COMBINED WITH ENTERPRISE LICENSE CONTRACT; REQUIRES EPL-MASTER | 433 | TEM | 1 | Simatic | 0.1 | 0
6ES78221AA022YP4 | SIMATIC STEP 7 Prof. V14 EPL MASTER; ENGINEERING SOFTWARE IN TIA PORTAL ROYALTY-DUTY PER 1 INSTALLATION; ONLY VALID IN COMBINATION WITH ENTERPRISE LICENSE AGREEMENT; SOFTWARE ON DVD; LICENSE ON CD; CLASS A | 309 | TEM | 1 | Simatic | 0.1 | 0
6ES78221AA022YQ4 | SIMATIC STEP 7 Prof. V14 EPL ROYALTY FOR ONE INSTALLATION; WITHOUT SOFTWARE NOR DOCUMENTATION; ONLY VALID COMBINED WITH ENTERPRISE LICENSE AGREEMENT; REQUIRES EPL-MASTER | 2086 | TEM | 1 | Simatic | 0.895 | 0
6ES78221AA022YR4 | SIMATIC STEP 7 Prof. V14 EPL-ROYALTY FOR SERVICE FOR ONE INSTALLATION; WITHOUT SOFTWARE NOR DOCUMENTATION; ONLY VALID COMBINED WITH ENTERPRISE LICENSE AGREEMENT; REQUIRES EPL-MASTER | 2086 | TEM | 1 | Simatic | 0.895 | 0
6ES78221AA030XC2 | SIMATIC STEP 7 PROF. V13 SP1 TRANSITION PACKAGE; POWERPACK & UPGRADE STEP 7 V5.4..V5.5 -> V13 COMBO; FLOATING LICENSE; THIS PRODUCT IS ONLY AVAILABLE IN CONJUNCTION WITH ORDER OF SUS 6ES78105CC040YE2. PRECONDITION IS AN EXISTING STEP 7 SUS; SW AND DOCU. ON DVD, CLASS A, LICENSE KEY ON USB STICK , 6 LANGUAGES(GE,EN,IT,FR,SP,CN), EXECUTABLE UNDER WINDOWS 7 (32 BIT, 64BIT), WINDOWS 8.1 (64 BIT); FOR CONFIGURATION OF SIMATIC S7-1200/1500 SIMATIC S7-300/400/WINAC SIMATIC BASIC PANELS | 387 | TEM | 1 | Simatic | 0.215 | 0
6ES78221AA030XC5 | SIMATIC STEP 7 PROF. V13 SP1 POWERPACK & UPGRADE STEP 7 V5.4..V5.5 -> V13 COMBO FLOATING LICENSE; ENGINEERING SOFTWARE IN TIA PORTAL; SOFTWARE AND DOCUMENTATION ON DVD; LICENSE KEY ON USB-STICK; CLASS A; 6 LANGUAGES: GE,EN,IT,FR,SP,CN; EXECUTABLE UNDER WINDOWS 7 (32 BIT, 64 BIT), WINDOWS 8.1 (64 BIT); FOR CONFIGURATION OF SIMATIC S7-1200/1500, SIMATIC S7-300/400/WINAC, SIMATIC BASIC PANELS | 1379 | TEM | 1 | Simatic | 0.532 | 0
6ES78221AA030XE5 | SIMATIC STEP 7 PROF. V13 SP1 UPGRADE 2006..2010 -> V13 COMBO FLOATING LICENSE; ENGINEERING SOFTWARE IN TIA PORTAL; SOFTWARE AND DOCUMENTATION ON DVD; LICENSE KEY ON USB-STICK; CLASS A; 6 LANGUAGES: GE,EN,IT,FR,SP,CN; EXECUTABLE UNDER WINDOWS 7 (32 BIT, 64 BIT), WINDOWS 8.1 (64 BIT); FOR CONFIGURATION OF SIMATIC S7-1200/1500, SIMATIC S7-300/400/WINAC, SIMATIC BASIC PANELS | 834 | TEM | 1 | Simatic | 0.528 | 0
6ES78221AA030YA5 | SIMATIC STEP 7 PROF. V13 SP1 FLOATING LICENSE; ENGINEERING SOFTWARE IN TIA PORTAL; SOFTWARE AND DOCUMENTATION ON DVD; LICENSE KEY ON USB-STICK; CLASS A; 6 LANGUAGES: GE,EN,IT,FR,SP,CN; EXECUTABLE UNDER WINDOWS 7 (32 BIT, 64 BIT), WINDOWS 8.1 (64 BIT); FOR CONFIGURATION OF SIMATIC S7-1200/1500, SIMATIC S7-300/400/WINAC, SIMATIC BASIC PANELS | 2086 | TEM | 1 | Simatic | 0.464 | 0
6ES78221AA030YA7 | SIMATIC STEP 7 PROF. V13 SP1 TRIAL FOR 21 DAYS; ENGINEERING SOFTWARE IN TIA PORTAL; SOFTWARE AND DOCUMENTATION ON DVD; CLASS A; 6 LANGUAGES: GE,EN,IT,FR,SP,CN; EXECUTABLE UNDER WINDOWS 7 (32 BIT, 64 BIT), WINDOWS 8.1 (64 BIT); FOR CONFIGURATION OF SIMATIC S7-1200/1500, SIMATIC S7-300/400/WINAC, SIMATIC BASIC PANELS | 27.7 | TEM | 1 | Simatic | 0.438 | 0
6ES78221AA030YC5 | SIMATIC STEP 7 PROF. V13 SP1 POWERPACK BASIC V13 -> PROFESSIONAL V13 FLOATING LICENSE; ENGINEERING SOFTWARE IN TIA PORTAL; SOFTWARE AND DOCUMENTATION ON DVD; LICENSE KEY ON USB-STICK; CLASS A; 6 LANGUAGES: GE,EN,IT,FR,SP,CN; EXECUTABLE UNDER WINDOWS 7 (32 BIT, 64 BIT), WINDOWS 8.1 (64 BIT); FOR CONFIGURATION OF SIMATIC S7-1200/1500, SIMATIC S7-300/400/WINAC, SIMATIC BASIC PANELS | 1766 | TEM | 1 | Simatic | 0.442 | 0
6ES78221AA030YE5 | SIMATIC STEP 7 PROF. V13 SP1 UPGRADE V11..V12 -> V13 OR V11..V12 COMBO -> V13 COMBO FLOATING LICENSE; ENGINEERING SOFTWARE IN TIA PORTAL; ALSO VALID FOR UPGRADING V11 SINGLE LICENSES; SOFTWARE AND DOCUMENTATION ON DVD; LICENSE KEY ON USB-STICK; CLASS A; 6 LANGUAGES: GE,EN,IT,FR,SP,CN; EXECUTABLE UNDER WINDOWS 7 (32 BIT, 64 BIT), WINDOWS 8.1 (64 BIT); FOR CONFIGURATION OF SIMATIC S7-1200/1500, SIMATIC S7-300/400/WINAC, SIMATIC BASIC PANELS | 834 | TEM | 1 | Simatic | 0.524 | 0
6ES78221AA032XC6 | SIMATIC STEP 7 PROF. V13 SP1 POWERPACK & UPGRADE V5.X -> V13 COMBO UCL (2010 AND TIA PORTAL) FOR ONE INSTALLATION; ENGINEERING-SOFTWARE; SOFTWARE AND DOCUMENTATION ON DVD; MASTER LICENSE ON CD; ONLY VALID WITH UCL AGREEMENT | 828 | TEM | 1 | Simatic | 0.895 | 0
6ES78221AA032XE6 | SIMATIC STEP 7 PROF. V13 SP1 UPGRADE 2006..2010 -> V13 COMBO UCL (2010 AND TIA PORTAL) FOR ONE INSTALLATION ENGINEERING-SOFTWARE; SOFTWARE AND DOCUMENTATION ON DVD; MASTER LICENSE ON CD; ONLY VALID WITH UCL AGREEMENT | 668 | TEM | 1 | Simatic | 0.2 | 0
6ES78221AA032YA6 | SIMATIC STEP 7 PROF. V13 SP1 UCL PACKAGE (TIA PORTAL) FOR ONE INSTALLATION; ENGINEERING-SOFTWARE; SOFTWARE AND DOCUMENTATION ON DVD; MASTER LICENSE ON CD; ONLY VALID WITH UCL AGREEMENT | 1668 | TEM | 1 | Simatic | 0.895 | 0
6ES78221AA032YE6 | SIMATIC STEP 7 PROF. V13 SP1 UPGRADE V11..V12 -> V13 UCL (TIA PORTAL) FOR ONE INSTALLATION ENGINEERING-SOFTWARE; SOFTWARE AND DOCUMENTATION ON DVD; MASTER LICENSE ON CD; ONLY VALID WITH UCL AGREEMENT | 667 | TEM | 1 | Simatic | 0.895 | 0
6ES78221AA034YE5 | SIMATIC STEP 7 PROFESSIONAL 2010 SR4 / V13 SP1 COMBO TRAINER PACK UPGRADE; STEP 7 PROFESSIONAL V13 SP1, STEP 7 PROFESIONAL 2010 SR4, DISTRIBUTED SAFETY V5.4, S7-TECHNOLOGY V4.2, FLOATING LICENSE FOR 12 USER; SOFTWARE AND DOCUMENTATION ON DVD; LICENSE KEY ON USB-STICK; CLASS A; 6 LANGUAGES: GE,EN,IT,FR,SP,CN; EXECUTABLE UNDER WINDOWS 7 (32 BIT, 64 BIT); FOR CONFIGURATION OF SIMATIC S7-1500/1200/300/400/WINAC, SIMATIC BASIC PANELS, 3 X SW. FOR 20 STUDENTS V13 (6ES7822-1AC03-4YA5), FOR EDUCATIONAL PURPOSES ONLY | 1307 | TEM | 1 | Simatic | 8.76 | 0
6ES78221AA040XC2 | SIMATIC STEP 7 Prof. V14, Transition Package; Powerpack & Upgrade STEP 7 V5.4..V5.5 -> V14 Combo; floating license; this product is only available in conjunction with order of SUS 6ES78105CC040YE2. precondition is an exiSTing STEP 7 SUS; SW and Docu. On DVD, class A, license key on USB STick , 6 languages(GE,EN,IT,FR,ES,ZH), executable under Windows 7 (64BIT), Windows 8.1 (64 BIT); for configuration of SIMATIC S7-1200/1500 SIMATIC S7-300/400/WinAC SIMATIC Basic Panels | 387 | TEM | 1 | Simatic | 0.215 | 0
6ES78221AA040XC5 | SIMATIC STEP 7 Prof. V14, Powerpack & Upgrade STEP 7 V5.4..V5.5 -> V14 Combo floating license; engineering software in TIA PORTAL; software and documentation on DVD; license key on USB STick; class A; 6 languages: GE,EN,IT,FR,ES,ZH; executable under Windows 7 (64 BIT), Windows 8.1 (64 BIT); for configuration of SIMATIC S7-1200/1500, SIMATIC S7-300/400/WinAC, SIMATIC Basic Panels | 1379 | TEM | 1 | Simatic | 0.592 | 0
6ES78221AA040XE5 | SIMATIC STEP 7 Prof. V14, Upgrade 2006..2010 -> V14 Combo floating license; engineering software in TIA PORTAL; software and documentation on DVD; license key on USB STick; class A; 6 languages: GE,EN,IT,FR,ES,ZH; executable under Windows 7 (64 BIT), Windows 8.1 (64 BIT); for configuration of SIMATIC S7-1200/1500, SIMATIC S7-300/400/WinAC, SIMATIC Basic Panels | 834 | TEM | 1 | Simatic | 0.591 | 0
6ES78221AA040YA5 | SIMATIC STEP 7 Prof. V14, floating license; engineering software in TIA PORTAL; software and documentation on DVD; license key on USB STick; class A; 6 languages: GE,EN,IT,FR,ES,ZH; executable under Windows 7 (64 BIT), Windows 8.1 (64 BIT); for configuration of SIMATIC S7-1200/1500, SIMATIC S7-300/400/WinAC, SIMATIC Basic Panels | 2086 | TEM | 1 | Simatic | 0.52 | 0
6ES78221AA040YA7 | SIMATIC STEP 7 Prof. V14, trial for 21 days; engineering software in TIA PORTAL; software and documentation on DVD; class A; 6 languages: GE,EN,IT,FR,ES,ZH; executable under Windows 7 (64 BIT), Windows 8.1 (64 BIT); for configuration of SIMATIC S7-1200/1500, SIMATIC S7-300/400/WinAC, SIMATIC Basic Panels | 27.7 | TEM | 1 | Simatic | 0.401 | 0
6ES78221AA040YC5 | SIMATIC STEP 7 Prof. V14, Powerpack Basic V14 -> Professional V14 floating license; engineering software in TIA PORTAL; software and documentation on DVD; license key on USB STick; class A; 6 languages: GE,EN,IT,FR,ES,ZH; executable under Windows 7 (64 BIT), Windows 8.1 (64 BIT); for configuration of SIMATIC S7-1200/1500, SIMATIC S7-300/400/WinAC, SIMATIC Basic Panels | 1766 | TEM | 1 | Simatic | 0.504 | 0
6ES78221AA040YE5 | SIMATIC STEP 7 Prof. V14, Upgrade V11..V13 -> V14 or V11..V13 Combo -> V14 Combo floating license; engineering software in TIA PORTAL; also valid for upgrading V11 single licenses; software and documentation on DVD; license key on USB STick; class A; 6 languages: GE,EN,IT,FR,ES,ZH; executable under Windows 7 (64 BIT), Windows 8.1 (64 BIT); for configuration of SIMATIC S7-1200/1500, SIMATIC S7-300/400/WinAC, SIMATIC Basic Panels | 834 | TEM | 1 | Simatic | 0.501 | 0
6ES78221AA042XC6 | SIMATIC STEP 7 Prof. V14, Powerpack & Upgrade V5.X -> V14 Combo UCL (2010 and TIA PORTAL) for one inSTallation; engineering software; Software and Documentation on DVD; MaSTer License on CD; only valid with UCL agreement | 828 | TEM | 1 | Simatic | 0.895 | 0
6ES78221AA042XE6 | SIMATIC STEP 7 Prof. V14, Upgrade 2006..2010 -> V14 Combo UCL (2010 and TIA PORTAL) for one inSTallation engineering software; software and documentation on DVD; MaSTer License on CD; only valid with UCL agreement | 668 | TEM | 1 | Simatic | 0.895 | 0
6ES78221AA042YA6 | SIMATIC STEP 7 Prof. V14, UCL Package (TIA PORTAL) for one inSTallation; engineering software; software and documentation on DVD; MaSTer License on CD; only valid with UCL agreement | 1668 | TEM | 1 | Simatic | 0.895 | 0
6ES78221AA042YE6 | SIMATIC STEP 7 Prof. V14, Upgrade V11..V12 -> V14 UCL (TIA PORTAL) for one inSTallation engineering software; Software and Documentation on DVD; MaSTer License on CD; only valid with UCL agreement | 667 | TEM | 1 | Simatic | 0.895 | 0
6ES78221AA044YA5 | SIMATIC STEP 7 Professional 2010 SR4/V14 Combo Software for Training; STEP7 Professional Combo, Safety Combo, S7-PLCSIM Advanced, OPC UA, Cloud Connector Floating-License for 1 User; SW and Docu on DVD, Class A, 6 languages: ge,en,it,fr,sp,cn; executable under Windows 7 (64 BIT); for configuration of SIMATIC S7-1200/1500, SIMATIC S7-300/400/WINAC, SIMATIC Basic Panels; for educational purposes only | 485 | TEM | 1 | Simatic | 1.2 | 0
6ES78221AA044YE5 | SIMATIC STEP7 Professional 2010 SR4/V14 Combo Trainer Pack; STEP7 Professional Combo, Safety Combo, S7-PLCSIM Advanced, OPC UA, Cloud Connector Floating-License for 6 user; SW and Docu on DVD, Class A, license key on USB-STick; 6 languages: ge,en,it,fr,sp,cn; executable under Windows 7 (64 BIT); for configuration of SIMATIC S7-1500/1200/300/400/WinAC, SIMATIC Basic Panels; 1x SW for 20 STudents V14 (6ES7822-1AC04-4YA5), for educational purposes only | 485 | TEM | 1 | Simatic | 1.2 | 0
6ES78221AC044YA5 | SIMATIC STEP 7 Professional V14/2010 SR4 Combo, Safety Combo Engineering-Software for 20 STudents; 20 Trial licenses for 365 days on USB-STick, software and documentation on DVD; 6 languages: ge,en,it,fr,sp,cn; executable under Windows 7 (64 Bit); for configuration of SIMATIC S7-1200/1500, SIMATIC S7-300/400/WINAC, SIMATIC Basic Panels for educational purposes only | 245 | TEM | 1 | Simatic | 0.3 | 0
6ES78221AD044YA5 | SIMATIC STEP 7 Professional V14/2010 SR4 Combo, Safety Combo Engineering-Software for 100 STudents; 100 Trial licenses for 365 days on USB-STick, software and documentation on DVD; 6 languages: ge,en,it,fr,sp,cn; executable under Windows 7 (64 Bit); for configuration of SIMATIC S7-1200/1500, SIMATIC S7-300/400/WINAC, SIMATIC Basic Panels for educational purposes only | 138 | TEM | 1 | Simatic | 0.3 | 0
6ES78221AE000YY0 | SIMATIC STEP 7 PROFESSIONAL SOFTWARE UPDATE SERVICE (SUS) DOWNLOAD FOR TIA PORTAL; WITHIN THE FRAMEWORK OF THIS CONTRACT, YOU WILL RECEIVE UPDATED SOFTWARE VERSIONS FOR A PERIOD OF ONE YEAR. EXTENDED BY ANOTHER YEAR, IF IT IS NOT CANCELED THREE MONTHS PRIOR TO ITS EXPIRATION. PERIOD OF DELIVERY AND PERFORMANCE: 1 YEAR FROM DATE OF INVOICE. PREREQUISITE FOR CONTRACT: CURRENT VERSION OF THE SOFTWARE ******************************* E-MAIL ADDRESS IS MANDATORY FOR DELIVERY | 399 | TEM | 1 | Simatic | 0.001 | 0
6ES78221AE030XC2 | SIMATIC STEP 7 PROF. V13 SP1 TRANSITION PACKAGE DOWNLOAD; POWERPACK & UPGRADE STEP 7 V5.5 -> V13 COMBO FLOATING LICENSE; THIS PRODUCT IS ONLY AVAILABLE IN CONJUNCTION WITH ORDER OF SUS 6ES7810-5CC04-0YY2 PRECONDITION IS AN EXISTING STEP 7 SUS; CLASS A; SOFTWARE,DOCUMENTATION AND LICENSE KEY AS DOWNLOAD; 6 LANGUAGES(GE,EN,IT,FR,SP,CN), EXECUTABLE UNDER WINDOWS 7 (32 BIT, 64BIT), WINDOWS 8.1 (64 BIT); ******************************* E-MAIL ADDRESS IS MANDATORY FOR DELIVERY | 368 | TEM | 1 | Simatic | 0.001 | 0
6ES78221AE030XC5 | SIMATIC STEP 7 PROF. V13 SP1 POWERPACK & UPGRADE STEP 7 V5.4..V5.5 -> V13 COMBO FLOATING LICENSE DOWNLOAD; ENGINEERING SOFTWARE IN TIA PORTAL; SOFTWARE, DOCUMENTATION AND LICENSE KEY FOR DOWNLOAD; CLASS A; 6 LANGUAGES: GE,EN,IT,FR,SP,CN; EXECUTABLE UNDER WINDOWS 7 (32 BIT, 64BIT), WINDOWS 8.1 (64 BIT); FOR CONFIGURATION OF SIMATIC S7-1200/1500, SIMATIC S7-300/400/WINAC, SIMATIC BASIC PANELS ******************************* E-MAIL ADDRESS IS MANDATORY FOR DELIVERY | 1313 | TEM | 1 | Simatic | 0.001 | 0
6ES78221AE030XE5 | SIMATIC STEP 7 PROF. V13 SP1 UPGRADE 2006..2010 -> V13 COMBO FLOATING LICENSE DOWNLOAD; ENGINEERING SOFTWARE IN TIA PORTAL; SOFTWARE, DOCUMENTATION AND LICENSE KEY FOR DOWNLOAD; CLASS A; 6 LANGUAGES: GE,EN,IT,FR,SP,CN; EXECUTABLE UNDER WINDOWS 7 (32 BIT, 64BIT), WINDOWS 8.1 (64 BIT); FOR CONFIGURATION OF SIMATIC S7-1200/1500, SIMATIC S7-300/400/WINAC, SIMATIC BASIC PANELS ******************************* E-MAIL ADDRESS IS MANDATORY FOR DELIVERY | 794 | TEM | 1 | Simatic | 0.001 | 0
6ES78221AE030YA5 | SIMATIC STEP 7 PROF. V13 SP1 FLOATING LICENSE DOWNLOAD; ENGINEERING SOFTWARE IN TIA PORTAL; SOFTWARE, DOCUMENTATION AND LICENSE KEY FOR DOWNLOAD; CLASS A; 6 LANGUAGES: GE,EN,IT,FR,SP,CN; EXECUTABLE UNDER WINDOWS 7 (32 BIT, 64BIT), WINDOWS 8.1 (64 BIT); FOR CONFIGURATION OF SIMATIC S7-1200/1500, SIMATIC S7-300/400/WINAC, SIMATIC BASIC PANELS ******************************* E-MAIL ADDRESS IS MANDATORY FOR DELIVERY | 1985 | TEM | 1 | Simatic | 0.001 | 0
6ES78221AE030YC5 | SIMATIC STEP 7 PROF. V13 SP1 POWERPACK BASIC V13 -> PROFESSIONAL V13 FLOATING LICENSE DOWNLOAD; ENGINEERING SOFTWARE IN TIA PORTAL; SOFTWARE, DOCUMENTATION AND LICENSE KEY FOR DOWNLOAD; CLASS A; 6 LANGUAGES: GE,EN,IT,FR,SP,CN; EXECUTABLE UNDER WINDOWS 7 (32 BIT, 64BIT), WINDOWS 8.1 (64 BIT); FOR CONFIGURATION OF SIMATIC S7-1200/1500, SIMATIC S7-300/400/WINAC, SIMATIC BASIC PANELS ******************************* E-MAIL ADDRESS IS MANDATORY FOR DELIVERY | 1680 | TEM | 1 | Simatic | 0.001 | 0
6ES78221AE030YE5 | SIMATIC STEP 7 PROF. V13 SP1 UPGRADE V11..V12 -> V13 OR V11..V12 COMBO -> V13 COMBO FLOATING LICENSE DOWNLOAD; ENGINEERING SOFTWARE IN TIA PORTAL; ALSO VALID FOR UPGRADING V11 SINGLE LICENSES; SOFTWARE, DOCUMENTATION AND LICENSE KEY FOR DOWNLOAD; CLASS A; 6 LANGUAGES: GE,EN,IT,FR,SP,CN; EXECUTABLE UNDER WINDOWS 7 (32 BIT, 64BIT), WINDOWS 8.1 (64 BIT); ******************************* E-MAIL ADDRESS IS MANDATORY FOR DELIVERY | 794 | TEM | 1 | Simatic | 0.001 | 0
6ES78221AE040XC2 | SIMATIC STEP 7 Prof. V14, Transition Package Download; Powerpack & Upgrade STEP 7 V5.5 -> V14 Combo floating license; this product is only available in conjunction with order of SUS 6ES7810-5CC04-0YY2 precondition is an exiSTing STEP 7 SUS; class A; Software,Documentation and license key AS Download; 6 languages(GE,EN,IT,FR,ES,ZH), executable under Windows 7 (64BIT), Windows 8.1 (64 BIT); ******************************* email address is mandatory for delivery | 368 | TEM | 1 | Simatic | 0.001 | 0
6ES78221AE040XC5 | SIMATIC STEP 7 Prof. V14, Powerpack & Upgrade STEP 7 V5.4..V5.5 -> V14 Combo floating license download; engineering software in TIA PORTAL; software, documentation and license key for Download; class A; 6 languages: GE,EN,IT,FR,ES,ZH; executable under Windows 7 (64BIT), Windows 8.1 (64 BIT); for configuration of SIMATIC S7-1200/1500, SIMATIC S7-300/400/WinAC, SIMATIC Basic Panels ******************************* email address is mandatory for delivery | 1313 | TEM | 1 | Simatic | 0.001 | 0
6ES78221AE040XE5 | SIMATIC STEP 7 Prof. V14, Upgrade 2006..2010 -> V14 Combo floating license download; engineering software in TIA PORTAL; software, documentation and license key for download; class A; 6 languages: GE,EN,IT,FR,ES,ZH; executable under Windows 7 (64BIT), Windows 8.1 (64 BIT); for configuration of SIMATIC S7-1200/1500, SIMATIC S7-300/400/WinAC, SIMATIC Basic Panels ******************************* email address is mandatory for delivery | 794 | TEM | 1 | Simatic | 0.001 | 0
6ES78221AE040YA5 | SIMATIC STEP 7 Prof. V14, floating license download; engineering software in TIA PORTAL; software, documentation and license key for download; class A; 6 languages: GE,EN,IT,FR,ES,ZH; executable under Windows 7 (64BIT), Windows 8.1 (64 BIT); for configuration of SIMATIC S7-1200/1500, SIMATIC S7-300/400/WinAC, SIMATIC Basic Panels ******************************* email address is mandatory for delivery | 1985 | TEM | 1 | Simatic | 0.001 | 0
6ES78221AE040YC5 | SIMATIC STEP 7 Prof. V14, Powerpack Basic V14 -> Professional V14 floating license download; engineering software in TIA PORTAL; software, documentation and license key for download; class A; 6 languages: GE,EN,IT,FR,ES,ZH; executable under Windows 7 (64BIT), Windows 8.1 (64 BIT); for configuration of SIMATIC S7-1200/1500, SIMATIC S7-300/400/WinAC, SIMATIC Basic Panels ******************************* email address is mandatory for delivery | 1680 | TEM | 1 | Simatic | 0.001 | 0
6ES78221AE040YE5 | SIMATIC STEP 7 Prof. V14, Upgrade V11..V13 -> V14 or V11..V13 Combo -> V14 Combo floating license download; engineering software in TIA PORTAL; also valid for upgrading V11 single licenses; software, documentation and license key for download; class A; 6 languages: GE,EN,IT,FR,ES,ZH; executable under Windows 7 (64BIT), Windows 8.1 (64 BIT); ******************************* email address is mandatory for delivery | 794 | TEM | 1 | Simatic | 0.001 | 0
6ES78221BA030XE5 | SIMATIC STEP 7 PROF. V13 SP1 UPGRADE V13 -> V13 COMBO FLOATING LICENSE; ENGINEERING SOFTWARE IN TIA PORTAL; SOFTWARE AND DOCUMENTATION ON DVD; LICENSE KEY ON USB-STICK; CLASS A; 6 LANGUAGES: GE,EN,IT,FR,SP,CN; EXECUTABLE UNDER WINDOWS 7 (32 BIT, 64 BIT), WINDOWS 8.1 (64 BIT); FOR CONFIGURATION OF SIMATIC S7-1200/1500, SIMATIC S7-300/400/WINAC, SIMATIC BASIC PANELS | 1082 | TEM | 1 | Simatic | 0.23 | 0
6ES78221BA034YA5 | SIMATIC STEP 7 PROFESSIONAL 2010 SR4 / V13 SP1 COMBO TRAINER PACK; STEP 7 PROFESSIONAL V13 SP1, STEP 7 PROFESSIONAL 2010 SR4, DISTRIBUTED SAFETY V5.4, S7-TECHNOLOGY V4.2, FLOATING LICENSE FOR 12 USER; SOFTWARE AND DOCUMENTATION ON DVD; LICENSE KEY ON USB-STICK; CLASS A; 6 LANGUAGES: GE,EN,IT,FR,SP,CN; EXECUTABLE UNDER WINDOWS 7 (32 BIT, 64 BIT); FOR CONFIGURATION OF SIMATIC S7-1500/1200/300/400/WINAC, SIMATIC BASIC PANELS; 3 X SW FOR 20 STUDENTS V13 SP1 (6ES7822-1AC03-4YA5), FOR EDUCATIONAL PURPOSES ONLY | 3919 | TEM | 1 | Simatic | 8.77 | 0
6ES78221BA034YE5 | SIMATIC STEP 7 PROFESSIONAL 2010 SR4 / V13 SP1 COMBO COMPANY UPGRADE, STEP 7 PROFESSIONAL V13 SP1, STEP 7 PROFESSIONAL 2010 SR4, DISTRIBUTED SAFETY V5.4, S7-TECHNOLOGY V4.2, FLOATING LICENSE FOR 12 USER; SW AND DOCU ON DVD, CLASS A, 6 LANGUAGES: GE,EN,IT,FR,SP,CN; EXECUTABLE UNDER WINDOWS 7 (32 BIT, 64 BIT); FOR CONFIGURATION OF SIMATIC S7-1500/1200/300/400/WINAC, SIMATIC BASIC PANELS, FOR EDUCATIONAL PURPOSES ONLY | 1307 | TEM | 1 | Simatic | 1.2 | 0
6ES78221BA040XE5 | SIMATIC STEP 7 Prof. V14, Upgrade V14-> V14/2010 Combo Floating License; Engineering Software in TIA PORTAL; Software and Documentation on DVD; License key ON USB-STick; class A; 6 languages: GE,EN,IT,FR,ES,ZH; executable under Windows 7 (64 BIT), Windows 8.1 (64 BIT); for configuration of SIMATIC S7-1200/1500, SIMATIC S7-300/400/WinAC, SIMATIC Basic Panels | 1082 | TEM | 1 | Simatic | 0.504 | 0
6ES78221BA044YA5 | SIMATIC STEP7 Professional 2010 SR4/V14 Combo Trainer Pack; STEP7 Professional Combo, Safety Combo, S7-PLCSIM Advanced, OPC UA, Cloud Connector Floating-License for 6 user; SW and Docu on DVD, Class A, license key on USB-STick; 6 languages: ge,en,it,fr,sp,cn; executable under Windows 7 (64 BIT); for configuration of SIMATIC S7-1500/1200/300/400/WinAC, SIMATIC Basic Panels; 1x SW for 20 STudents V14 (6ES7822-1AC04-4YA5), for educational purposes only | 1628 | TEM | 1 | Simatic | 1.2 | 0
6ES78221BE030YC5 | SIMATIC STEP 7 PROF. V13 SP1 POWERPACK V13 TRIAL 365 -> V13 FLOATING LICENSE DOWNLOAD; ENGINEERING SOFTWARE IN TIA PORTAL; THIS PRODUCT IS ONLY AVAILABLE IN CONJUNCTION WITH ORDER OF SUS 6ES78221AE000YY0; PRECONDITION IS AN EXISTING STEP 7 V13 SP1 TRIAL 365 LICENSE; LICENSE KEY FOR DOWNLOAD W/O SW AND W/O DOCU. ******************************* E-MAIL ADDRESS IS MANDATORY FOR DELIVERY | 834 | TEM | 1 | Simatic | 0.001 | 0
6ES78221BE040YC5 | SIMATIC STEP 7 Prof. V14, Powerpack V14 Trial 365 -> V14 Floating License Download; Engineering Software in TIA PORTAL; this product is only available in conjunction with order of SUS 6ES78221AE000YY0; precondition is an exiSTing STEP 7 V14 Trial 365 License; License key for Download w/o SW and w/o Docu. ******************************* email address is mandatory for delivery | 834 | TEM | 1 | Simatic | 0.001 | 0
6ES78221XA002YQ4 | SIMATIC STEP 7 Prof. V14 EPL-ROYALTY; ROYALTY FOR 1 INSTALLATION; ONLY VALID COMBINED WITH ENTERPRISE LICENSE AGREEMENT; 00011-GB8; REQUIRES EPL-MASTER | 1985 | TEM | 1 | Simatic | 0.895 | 0
6ES78221XA002YR4 | SIMATIC STEP 7 Prof. V14 EPL ROYALTY FOR SERVICE; ROYALTY FOR 1 INSTALLATION; ONLY VALID COMBINED WITH ENTERPRISE LICENSE AGREEMENT; 00011-GB8; REQUIRES EPL-MASTER | 1985 | TEM | 1 | Simatic | 0.895 | 0
6ES78230AA001AA0 | SIMATIC ProDiag S7-1500, Single Runtime License, contains certificate of license for 250 supervisions, class A, running on all S7-1500 from firmware V2.0 | 174 | TEM | 1 | Simatic | 0.012 | 0
6ES78230AE001AA0 | SIMATIC ProDiag S7-1500, Single Runtime License Download contains certificate of license for 250 supervisions, as pdf for download, class A, running on all S7-1500 from firmware V2.0 ******************************* email address is mandatory for delivery | 158 | TEM | 1 | Simatic | 0.001 | 0
6ES78230BA001BA0 | SIMATIC OPC UA S7-1500 Small, single runtime license, contains certificate of license OPC UA Server (Data Access), class A, running on every ET 200SP CPU, S7-1500 up to CPU-1513, 1505S incl. F and T derivates from firmware V2.0 | 116 | TEM | 1 | Simatic | 0.016 | 0
6ES78230BA001CA0 | SIMATIC OPC UA S7-1500 Medium, single runtime license, contains certificate of license OPC UA Server (Data Access), class A, running on every ET 200SP CPU, S7-1500 up to CPU-1516, 1505S and 1507S incl. F and T derivates from firmware V2.0 | 231 | TEM | 1 | Simatic | 0.015 | 0
6ES78230BA001DA0 | SIMATIC OPC UA S7-1500 Large, single runtime license, contains certificate of license OPC UA Server (Data Access), class A, running on every ET 200SP CPU, every S7-1500 CPU, 1505S and 1507S incl. F and T derivates from firmware V2.0 | 347 | TEM | 1 | Simatic | 0.014 | 0
6ES78230BE001BA0 | SIMATIC OPC UA S7-1500 Small, single runtime license download contains certificate of license OPC UA Server (Data Access), class A, running on every ET 200SP CPU, S7-1500 up to CPU-1513, 1505S incl. F and T derivates from firmware V2.0 ******************************* e-mail address is mandatory for delivery | 105 | TEM | 1 | Simatic | 0.001 | 0
6ES78230BE001CA0 | SIMATIC OPC UA S7-1500 Medium, single runtime license download contains certificate of license OPC UA Server (Data Access), class A, running on every ET 200SP CPU, S7-1500 up to CPU-1516, 1505S and 1507S incl. F and T derivates from firmware V2.0 ******************************* e-mail address is mandatory for delivery | 210 | TEM | 1 | Simatic | 0.001 | 0
6ES78230BE001DA0 | SIMATIC OPC UA S7-1500 Large, single runtime license download contains certificate of license OPC UA Server (Data Access), class A, running on every ET 200SP CPU, every S7-1500 CPU, 1505S and 1507S incl. F and T derivates from firmware V2.0 ******************************* e-mail address is mandatory for delivery | 315 | TEM | 1 | Simatic | 0.001 | 0
6ES78231AA000YL5 | TIA Portal Multiuser Engineering Software Update Service (SUS); Within the framwork of this contract, you will receive updated software versions for a period of one year. Extended by another year, if it is not canceled three months prior to its expiration. Period of delivery and performance: 1 year from date of invoice prerequisite for contract: current version of the software | 116 | TEM | 1 | Simatic | 0.3 | 0
6ES78231AA002YN4 | TIA Portal Multiuser Engineering TIA Portal EPL Maintenance; maintenance charge for royalty for 12 months; only valid combined with Enterprise License Contract; requires EPL-MaSTer | 116 | TEM | 1 | Simatic | 0.895 | 0
6ES78231AA002YP4 | TIA Portal Multiuser Engineering V14 EPL MaSTer option for engineering software in TIA Portal Royalty-Duty per 1 InSTallation; only valid in combination with Enterprise License Agreement; Software on STEP7 / WinCC DVD; license on CD; class A | 231 | TEM | 1 | Simatic | 0.1 | 0
6ES78231AA002YQ4 | TIA Portal Multiuser Engineering V14 EPL Royalty for one inSTallation; without software nor documentation; only valid in combination with Enterprise License Agreement; requires EPL-MaSTer | 578 | TEM | 1 | Simatic | 0.895 | 0
6ES78231AA040YA5 | TIA Portal Multiuser Engineering V14 floating license download; option for engineering software in TIA Portal; software and documentation on STEP 7 / WinCC DVD license key on USB STick; class A; 6 languages: ge,en,it,fr,sp,cn; executable under Windows 7 (64Bit), Windows 8.1 (64 Bit); | 578 | TEM | 1 | Simatic | 0.149 | 0
6ES78231AA042YA6 | TIA Portal Multiuser Engineering V14 UCL package for one inSTallation; Engineering-Software; software and documentation on STEP 7 / WinCC DVD; maSTer license on CD; only valid with UCL agreement | 462 | TEM | 1 | Simatic | 0.2 | 0
6ES78231AA042YL6 | TIA Portal Multiuser Engineering Software Update Service for UCL Unlock Copy License, automatic supply of upgrades and service packs for one year with automatic renewal, requires lateST software version, only valid combined with Unlock Copy License contract | 92.4 | TEM | 1 | Simatic | 0.1 | 0
6ES78231AE000YL5 | TIA Portal Multiuser Engineering SUS (Download) Software Update Service; Within the framwork of this contract, you will receive updated software versions for a period of one year. Extended by another year, if it is not canceled three months prior to its expiration. Period of delivery and performance: 1 year from date of invoice prerequisite for contract: current version of the software ******************************* email address is mandatory for delivery | 105 | TEM | 1 | Simatic | 0.001 | 0
6ES78231AE002YN4 | TIA Portal Multiuser Engineering EPL Maintenance download; maintenance charge for royalty for 12 months; only valid combined with Enterprise License Contract; requires EPL-MaSTer ******************************* email address is mandatory for delivery | 105 | TEM | 1 | Simatic | 0.001 | 0
6ES78231AE002YP4 | TIA Portal Multiuser Engineering V14 EPL MaSTer download option for engineering software in TIA Portal Royalty-Duty per 1 InSTallation; only valid in combination with Enterprise License Agreement; Software with STEP 7 / WinCC download; license for download; class A ******************************* email address is mandatory for delivery | 210 | TEM | 1 | Simatic | 0.001 | 0
6ES78231AE002YQ4 | TIA Portal Multiuser Engineering V14 EPL Royalty download for one inSTallation; without software nor documentation; only valid in combination with Enterprise License Agreement; requires EPL-MaSTer ******************************* email address is mandatory for delivery | 525 | TEM | 1 | Simatic | 0.001 | 0
6ES78231AE040YA5 | TIA Portal Multiuser Engineering V14 floating License download; option for engineering software in TIA Portal; software and docu contained in STEP 7 / WinCC download; license key for download; class A; 6 languages: DE,EN,IT,FR,ES,ZH; executable under Windows 7 (64Bit), Windows 8.1 (64 Bit); ******************************* email address is mandatory for delivery | 525 | TEM | 1 | Simatic | 0.001 | 0
6ES78231AE042YA6 | TIA Portal Multiuser Engineering V14 UCL package (download) for one inSTallation; Engineering-Software; software and docu contained in STEP 7 / WinCC download; maSTer license for download; only valid with UCL agreement ******************************* email address is mandatory for delivery | 420 | TEM | 1 | Simatic | 0.001 | 0
6ES78231AE042YL6 | TIA Portal Multiuser Engineering Software Update Service for UCL Unlock Copy License, download, automatic supply of upgrades and service packs for one year with automatic renewal, requires lateST software version only valid combined with Unlock Copy License contract ******************************* email address is mandatory for delivery | 84 | TEM | 1 | Simatic | 0.001 | 0
6ES78231BE000YA5 | SIMATIC Target 1500S (TM) for Simulink(R) V1.0 Single License Download; Engineering Software Software, Documentation and License cert. for download; Class A; 2 languages: Ge,En; Executable under Windows 7 (64 Bit); Windows 8.1 (64 Bit) Software for integration of Simulink models to the S7 program of S7-1500 SW Controller and CPU 1518 ODK; ******************************* E-mail address is mandatory for delivery | 1575 | TEM | 1 | Simatic | 0.001 | 0
6ES78231BE100YA0 | Target 1500S + ODK 1500S Bundle Contains: SIMATIC ODK 1500S V2.0 and SIMATIC Target 1500S (TM) for Simulink (R) V1.0, Single License Download, E-SW, SW Documentation and License certific. for download, Class A, 2 languages: ge,en, Executable under Windows 7 (64 Bit), Windows 8.1 (64 Bit), Software for integration of Simulink models to the S7-program of S7-1500 SW Controller and CPU 1518 ODK ******************************* E-mail address is mandatory for delivery | 3150 | TEM | 1 | Simatic | 0.001 | 0
6ES78231CA000YA0 | TIA Portal Cloud Connector single license; for use with separately licensed TIA Portal products, which are released for the Cloud Connec tor, according to "Specific Terms for the Use of Software in Connection with the TIA Portal Cloud Connector" https://siemens.com/ cloud-connector-info; software and documentation on STEP7/WinCC DVD; license key on USB-STick; class A; 6 languages: ge,en,it,fr,sp,cn; executable under Win 7(64 Bit), Win 8.1(64 Bit), Win 10(64 Bit) | 405 | TEM | 1 | Simatic | 0.15 | 0
6ES78231CE000YA0 | TIA Portal Cloud Connector single license download; for use with separately licensed TIA Portal products, which are released for the Cloud Connec tor, according to "Specific Terms for the Use of Software in Connection with the TIA Portal Cloud Connector" https://siemens.com/ cloud-connector-info; sw and docu with STEP 7/WinCC download; license key for download; class A; 6 languages: ge,en,it,fr,sp,cn; executable under Win 7(64 Bit), Win 8.1(64 Bit), Win 10(64 Bit) ******************************* e-mail address is mandatory for delivery | 368 | TEM | 1 | Simatic | 0.001 | 0
6ES78231EA000YA5 | TIA Portal Teamcenter Gateway floating license contains certificate of license Tia Portal Teamcenter Gateway V14 SW und documentaion on DVD; license key on USB STick class A; | 1155 | TEM | 1 | Simatic | 0.2 | 0
6ES78231EA000YL5 | TIA Portal Teamcenter Gateway software update service (SUS) for TIA Portal Teamcenter Gateway; Under this contract you will receive updated software versions for a period of one year. This will be extended for another year if not cancelled three months prior to its expiration date. Period of delivery and performance: 1 year from the date of invoice Prerequisite for contract: Current version of the software | 231 | TEM | 1 | Simatic | 0.3 | 0
6ES78231EE000YA5 | TIA Portal Teamcenter Gateway download - floating license contains certificate of license Tia Portal Teamcenter Gateway V14 class A; compatibility only between TIA Portal V14 and Teamcenter V11.2 ******************************* email address is mandatory for delivery | 1050 | TEM | 1 | Simatic | 0.001 | 0
6ES78231EE000YL5 | TIA Portal Teamcenter Gateway software update service (SUS) for TIA Portal Teamcenter Gateway download version; Under this contract you will receive updated software versions for a period of one year. This will be extended for another year if not cancelled three months prior to its expiration date. Period of delivery and performance: 1 year from the date of invoice Prerequisite for contract: Current version of the software ******************************* email address is mandatory for delivery | 210 | TEM | 1 | Simatic | 0.001 | 0
6ES78231FA000YA5 | SIMATIC S7-PLCSIM Advanced V1.0 floating license; option for simulation of S7-1500 & ET200SP; SW and documentation on DVD, license key on USB STick; class A; SW 1 language: en, Docu 2 languages: ge,en; executable under Windows 7 (64 bit), | 2888 | TEM | 1 | Simatic | 0.223 | 0
6ES78231FA000YL5 | SIMATIC S7-PLCSIM Advanced Software Update Service (SUS); Within the framwork of this contract, you will receive updated software versions for a period of one year. Extended by another year, if it is not canceled three months prior to its expiration. Period of delivery and performance: 1 year from date of invoice prerequisite for contract: current version of the software | 578 | TEM | 1 | Simatic | 0.3 | 0
6ES78231FA002YN4 | SIMATIC S7-PLCSIM Advanced V1.0 TIA Portal EPL Maintenance; maintenance charge for royalty for 12 months; only valid combined with Enterprise License Contract; requires EPL-MaSTer | 578 | TEM | 1 | Simatic | 0.895 | 0
6ES78231FA002YP4 | SIMATIC S7-PLCSIM Advanced V1.0 EPL MaSTer option for simulation of S7-1500 & ET200SP; Royalty-Duty per 1 InSTallation; only valid in combination with Enterprise License Agreement; Software on DVD; license on CD; class A | 1155 | TEM | 1 | Simatic | 0.2 | 0
6ES78231FA002YQ4 | SIMATIC S7-PLCSIM Advanced V1.0 EPL Royalty for one inSTallation; without software nor documentation; only valid in combination with Enterprise License Agreement; requires EPL-MaSTer | 2888 | TEM | 1 | Simatic | 0.895 | 0
6ES78231FE000YA5 | SIMATIC S7-PLCSIM Advanced V1.0 floating License download; option for simulation of S7-1500 & ET200SP; software, documentation and license key for download; class A; SW 1 language: en, Docu 2 languages: ge,en; executable under Windows 7 (64Bit), ******************************* email address is mandatory for delivery | 2625 | TEM | 1 | Simatic | 0.001 | 0
6ES78231FE000YL5 | SIMATIC S7-PLCSIM Advanced SUS (Download) Software Update Service; Within the framwork of this contract, you will receive updated software versions for a period of one year. Extended by another year, if it is not canceled three months prior to its expiration. Period of delivery and performance: 1 year from date of invoice prerequisite for contract: current version of the software ******************************* email address is mandatory for delivery | 525 | TEM | 1 | Simatic | 0.001 | 0
6ES78231FE002YN4 | SIMATIC S7-PLCSIM Advanced V1.0 EPL Maintenance download; maintenance charge for royalty for 12 months; only valid combined with Enterprise License Contract; requires EPL-MaSTer ******************************* email address is mandatory for delivery | 525 | TEM | 1 | Simatic | 0.001 | 0
6ES78231FE002YP4 | SIMATIC S7-PLCSIM Advanced V1.0 EPL MaSTer download option for simulation of S7-1500 & ET200SP; Royalty-Duty per 1 InSTallation; only valid in combination with Enterprise License Agreement; Software and licenskey for download; class A ******************************* email address is mandatory for delivery | 1050 | TEM | 1 | Simatic | 0.001 | 0
6ES78231FE002YQ4 | SIMATIC S7-PLCSIM Advanced V1.0 EPL Royalty download for one inSTallation; without software nor documentation; only valid in combination with Enterprise License Agreement; requires EPL-MaSTer ******************************* email address is mandatory for delivery | 2625 | TEM | 1 | Simatic | 0.001 | 0
6ES78231GE040YA5 | SIMATIC 50h Eng. V14 Combo floating license download; 50h actual use of the following SIMATIC Engineering Software: STEP 7 Professional 2010 SR4, STEP 7 Professional V14, WinCC flexible 2008, WinCC Professional V14, STEP 7 DiSTributed Safety V5.4, STEP 7 Safety Advanced V14; software, documentation and license key for download; class A; ******************************* e-mail address is mandatory for delivery | 515 | TEM | 1 | Simatic | 0.001 | 0
6ES78301AA102YE0 | SIMATIC S7, MODULAR PID CONTROL V5.1 SP1, PARAMETR.SW AND FB, EPL-MASTER, ROYALTY-DUTY PER 1 INSTALLATION, E-SW AND R-SW, SW AND DOCU. ON CD, LICENSE KEY ON CD; CLASS A, 2 LANGUAGES (G,E), EXECUT. F. STEP7 V5.3 SP2 ONLY VALID COMBINED WITH ENTERPRISE LICENSE-CONTRACT | 332 | TEM | 1 | Simatic | 1.007 | 0
6ES78301AA102YE1 | SIMATIC S7, MODULAR PID CONTROL V5.1, PARAMETR.SW, EPL-ROYALTY, SINGLE LICENSE F.1 INSTALLATION E-SW, WITHOUT SW AND DOCU., CLASS A, 2 LANGUAGES (G,E), EXECUT. F. STEP7 V5.3 SP2 ONLY VALID COMBINED WITH ENTERPRISE LICENSE CONTRACT, REQUIRES EPL-MASTER | 399 | TEM | 1 | Simatic | 0.01 | 0
6ES78301AA102YE2 | SIMATIC S7, MODULAR PID CONTROL V5.1, PARAMETR.SW, EPL-MAINTENANCE, MAINTENANCE CHARGE F. ROYALITY FOR 12 MONTHS, ONLY VALID COMBINED WITH ENTERPRISE LICENSE-CONTRACT, REQUIRES EPL-MASTER | 99.8 | TEM | 1 | Simatic | 0.01 | 0
6ES78301AA110YX0 | SIMATIC S7, MODULAR PID CONTROL V5.1, PARAMETR.SW, FLOATING LICENSE FOR 1 INSTALLATION E-SW, SW AND DOCU ON CD, LICENSE KEY ON USB-STICK, CLASS A, 2 LANGUAGES (G,E), EXECUTABLE UNDER STEP7 AB V5.3 SP2 | 399 | TEM | 1 | Simatic | 0.226 | 0
6ES78302AA220YX0 | SIMATIC S7, STANDARD PID CONTROL V5.2, PARAMETR.SW, FLOATING LICENSE FOR 1 INSTALLATION, E-SW, SW AND DOCU. ON CD, LICENSE KEY ON USB-STICK, CLASS A, 2 LANGUAGES (G,E), EXECUTABLE UNDER STEP7 FROM V5.3 SP2 | 424 | TEM | 1 | Simatic | 0.21 | 0
6ES78331FA002YX0 | SIMATIC S7, F PROGRAMMING TOOL, STEP 7 SAFETY ADVANCED; EPL-MASTER, ROYALTY-DUTY PER 1 INSTALLATION, ONLY VALID COMBINED WITH ENTERPRISE LICENCE CONTRACT E-SW, SW AND DOCU. ON DVD LICENSE KEY ON CD/FD, LANGUAGES (G,E), EXECUTABLE UNDER TIA PORTAL V14 FROM STEP 7 PROFESSIONAL V14 | 309 | TEM | 1 | Simatic | 0.2 | 0
6ES78331FA130YA5 | SIMATIC S7, F PROGRAMMING TOOL, STEP 7 SAFETY ADVANCED V13 SP1; ENGINEERING-SW; FLOATING LICENSE FOR 1 USER; SOFTWARE AND DOCU. ON DVD; LICENSE KEY ON USB-STICK; CLASS A, 2 LANGUAGES (G,E); EXECUTABLE UNDER TIA PORTAL V13 SP1 FROM STEP7 PROFESSIONAL V13 SP1 | 616 | TEM | 1 | Simatic | 0.264 | 0
6ES78331FA130YA8 | SIMATIC S7, F PROGRAMMING TOOL STEP 7 SAFETY ADVANCED V13 SP1 TRIAL FOR 21 DAYS; ENGINEERING-SW; SOFTWARE AND DOCU. ON DVD; CLASS A, 2 LANGUAGES (G,E); EXECUTABLE UNDER TIA PORTAL V13 SP1 FROM STEP 7 PROF. V13 SP1; FOR CONFIGURATION OF SIMATIC S7-1200F/1500F, SIMATIC S7-300F/400F/WINAC F | 27.7 | TEM | 1 | Simatic | 0.238 | 0
6ES78331FA130YC5 | SIMATIC S7, F PROGRAMMING TOOL STEP 7 SAFETY ADVANCED POWERPACK BASIC V13 SP1 -> ADVANCED V13 SP1; ENGINEERING-SW; FLOATING LICENSE FOR 1 USER; LICENSE KEY ON USB-STICK; CLASS A, 2 LANGUAGES (G,E); EXECUTABLE UNDER TIA PORTAL V13 SP1 FROM STEP 7 PROF. V13 SP1; FOR CONFIGURATION OF SIMATIC S7-1200F/1500F, SIMATIC S7-300F/400F/WINAC F | 523 | TEM | 1 | Simatic | 0.158 | 0
6ES78331FA130YE5 | SIMATIC S7, F PROGRAMMING TOOL, STEP 7 SAFETY ADVANCED V13 SP1; UPGRADE V11..V12 -> V13 OR V11..V12 COMBO -> V13 COMBO; FOR PARALLEL USING OF STEP 7 SAFETY ADVANCED V11/V12 AND STEP 7 SAFETY ADVANCED V13; ENGINEERING-SW; UPGRADE LICENSE; SOFTWARE AND DOCU. ON DVD; LICENSE KEY ON USB-STICK; CLASS A, 2 LANGUAGES (G,E); EXECUTABLE UNDER TIA PORTAL V13 SP1 FROM STEP7 PROFESSIONAL V13 SP1 | 247 | TEM | 1 | Simatic | 0.251 | 0
6ES78331FA130YF5 | SIMATIC S7, F PROGRAMMING TOOL, STEP 7 SAFETY ADVANCED V13 SP1; UPGRADE DISTRIBUTED SAFETY V5.4 SP5 -> V13 COMBO; FOR PARALLEL USING OF DISTRIBUTED SAFETY V5.4 SP5, AND STEP 7 SAFETY ADVANCED V13; ENGINEERING-SW; UPGRADE COMBO LICENSE SOFTWARE AND DOCU. ON DVD; LICENSE KEY ON USB-STICK; CLASS A, 2 LANGUAGES (G,E); EXECUTABLE UNDER TIA PORTAL V13 SP1 FROM STEP7 PROFESSIONAL V13 SP1 | 247 | TEM | 1 | Simatic | 0.256 | 0
6ES78331FA130YH5 | SIMATIC S7, F PROGRAMMING TOOL, STEP 7 SAFETY ADVANCED V13 SP1; ENGINEERING-SW; FLOATING LICENSE FOR 1 USER, SOFTWARE, DOCUMENTATION AND LICENSE KEY FOR DOWNLOAD; CLASS A, 2 LANGUAGES (GE,EN); EXECUTABLE UNDER TIA PORTAL V13 SP1 FROM STEP7 PROFESSIONAL V13 SP1 ******************************* E-MAIL ADDRESS IS MANDATORY FOR DELIVERY | 588 | TEM | 1 | Simatic | 0.001 | 0
6ES78331FA130YJ5 | SIMATIC S7, F PROGRAMMING TOOL STEP 7 SAFETY ADVANCED POWERPACK BASIC V13 SP1 -> ADVANCED V13 SP1; ENGINEERING-SW; FLOATING LICENSE FOR 1 USER; LICENSE KEY FOR DOWNLOAD; CLASS A, 2 LANGUAGES (GE,EN); EXECUTABLE UNDER TIA PORTAL V13 SP1 FROM STEP 7 PROF. V13 SP1; FOR CONFIGURATION OF SIMATIC S7-1200F/1500F, SIMATIC S7-300F/400F/WINAC F; ******************************* E-MAIL ADDRESS IS MANDATORY FOR DELIVERY | 497 | TEM | 1 | Simatic | 0.001 | 0
6ES78331FA130YK5 | SIMATIC S7, F PROGRAMMING TOOL, STEP 7 SAFETY ADVANCED V13 SP1; UPGRADE V11..V12 -> V13 OR V11..V12 COMBO -> V13 COMBO; FOR PARALLEL USING OF STEP 7 SAFETY ADVANCED V11/V12 AND STEP 7 SAFETY ADVANCED V13; ENGINEERING-SW; UPGRADE LICENSE; SOFTWARE, DOCUMENTATION AND LICENSE KEY FOR DOWNLOAD; CLASS A, 2 LANGUAGES (GE,EN); EXECUTABLE UNDER TIA PORTAL V13 SP1 FROM STEP7 PROFESSIONAL V13 SP1 ******************************* E-MAIL ADDRESS IS MANDATORY FOR DELIVERY | 236 | TEM | 1 | Simatic | 0.001 | 0
6ES78331FA130YY5 | SIMATIC S7, F PROGRAMMING TOOL, STEP 7 SAFETY ADVANCED V13 SP1; UPGRADE DISTRIBUTED SAFETY V5.4 SP5 -> V13 COMBO; FOR PARALLEL USING OF DISTRIBUTED SAFETY V5.4 SP5, AND STEP 7 SAFETY ADVANCED V13; ENGINEERING-SW; UPGRADE COMBO LICENSE SOFTWARE, DOCUMENTATION AND LICENSE KEY FOR DOWNLOAD; CLASS A, 2 LANGUAGES (GE,EN); EXECUTABLE UNDER TIA PORTAL V13 SP1 FROM STEP7 PROFESSIONAL V13 SP1 ******************************* E-MAIL ADDRESS IS MANDATORY FOR DELIVERY | 236 | TEM | 1 | Simatic | 0.001 | 0
6ES78331FA132YA0 | SIMATIC S7, F PROGRAMMING TOOL, STEP 7 SAFETY ADVANCED V13 SP1; UNLOCK COPY LICENSE (UCL); PACKAGE FOR ONE INSTALLATION; ENGINEERING-SOFTWARE; SOFTWARE AND DOKU ON DVD; MASTER LICENSE KEY ON CD; LANGUAGES (G,E), CLASS A; EXECUTABLE UNDER TIA PORTAL V13 SP1 FROM STEP7 PROFESSIONAL V13 SP1 ONLY VALID COMBINED WITH UCL CONTRACT | 352 | TEM | 1 | Simatic | 0.2 | 0
6ES78331FA132YE0 | SIMATIC S7, F PROGRAMMING TOOL, STEP 7 SAFETY ADVANCED V13 SP1; UNLOCK COPY LICENSE (UCL); UPGRADE DSITRIBUTED SAFETY V5.4 -> STEP 7 SAFETY ADVANCED V13; PACKAGE FOR ONE INSTALLATION; ENGINEERING-SOFTWARE; SOFTWARE AND DOCU ON DVD; MASTER LICENSE KEY ON CD; 2 LANGUAGES (G,E), CLASS A; EXECUTABLE UNDER TIA PORTAL V13 SP1 FROM STEP7 PROFESSIONAL V13 SP1 ONLY VALID COMBINED WITH UCL CONTRACT | 141 | TEM | 1 | Simatic | 0.2 | 0
6ES78331FA132YQ0 | SIMATIC S7, F PROGRAMMING TOOL, STEP 7 SAFETY ADVANCED V14; EPL-ROYALTY; SINGLE LICENSE FOR ONE INSTALLATION; ESW, W/O SW AND DOCU.; ONLY VALID COMBINED WITH ENTERPRISE LICENSE CONTRACT; REQUIRES EPL-MASTER | 616 | TEM | 1 | Simatic | 0.2 | 0
6ES78331FA132YQ1 | SIMATIC S7, F PROGRAMMING TOOL, STEP 7 SAFETY ADVANCED V14; EPL-ROYALTY SERVICE; SINGLE LICENSE FOR ONE INSTALLATION; E-SW, W/O SW AND DOCU.; KLASSE A; ONLY VALID COMBINED WITH ENTERPRISE LICENSE CONTRACT; REQUIRES EPL-MASTER | 616 | TEM | 1 | Simatic | 0.2 | 0
6ES78331FA132YR0 | SIMATIC S7, F PROGRAMMING TOOL, STEP 7 SAFETY ADVANCED V14; EPL-MAINTENANCE; MAINTENANCE CHARGE F. ROYALTY; FOR 12 MONTHS; ONLY VALID COMBINED WITH ENTERPRISE LICENSE CONTRACT; REQUIRES EPL-MASTER | 147 | TEM | 1 | Simatic | 0.2 | 0
6ES78331FA132YS0 | SIMATIC S7, F-Programming-Tool, STEP 7 Safety Advanced V14; EPL-Royalty Upgrade DiSTributed Safety V5.4 -> V14 Combo; Single License f.1 inSTallation E-SW, without SW and Docu.; Class A; only valid combined with Enterprise License Contract; requires EPL-MaSTer | 247 | TEM | 1 | Simatic | 0.2 | 0
6ES78331FA140YA5 | SIMATIC S7, F-Programming Tool, STEP 7 Safety Advanced V14; Engineering-Software; Floating License for 1 User; Software and Docu. on DVD; License Key on USB-STick; Class A, 2 Languages (ge,en); executable under TIA Portal V14 from STEP 7 Professional V14; for configuration of SIMATIC S7-1200F/1500F, SIMATIC S7-1500F SW Controller, SIMATIC S7-300F/400F/WINAC F | 616 | TEM | 1 | Simatic | 0.335 | 0
6ES78331FA140YA8 | SIMATIC S7, F Programming Tool STEP 7 Safety Advanced V14 Trial for 21 days; Engineering-Software; Software and Docu. on DVD; Class A, 2 Languages (ge,en); executable under TIA Portal V14 from STEP 7 Professional V14; for configuration of SIMATIC S7-1200F/1500F, SIMATIC S7-1500F SW Controller, SIMATIC S7-300F/400F/WINAC F; | 27.7 | TEM | 1 | Simatic | 0.328 | 0
6ES78331FA140YC5 | SIMATIC S7, F Programming Tool STEP 7 Safety Advanced Powerpack Basic V14 -> Advanced V14; Engineering-Software; Floating License for 1 User; License Key on USB-STick; Class A, 2 Languages (ge,en); executable under TIA Portal V14 from STEP 7 Professional V14; for configuration of SIMATIC S7-1200F/1500F, SIMATIC S7-1500F SW Controller, SIMATIC S7-300F/400F/WINAC F; | 523 | TEM | 1 | Simatic | 0.2 | 0
6ES78331FA140YE5 | SIMATIC S7, F Programming Tool STEP 7 Safety Advanced V14, Upgrade V11..V13-> V14 or V11..V13 combo-> V14 combo; for parallel using of STEP 7 Safety Advanced V11..V13 and STEP 7 Safety Advanced V14; Engineering-SW; Upgrade License for 1 User; Software and Docu. on DVD; License Key on USB-STick; Class A, 2 Languages (ge,en); executable under TIA Portal V14 from STEP 7 Professional V14; for configuration of SIMATIC S7-1200F/1500F, SIMATIC S7-1500F SW Controller, SIMATIC S7-300F/400F/WINAC F; | 247 | TEM | 1 | Simatic | 0.338 | 0
6ES78331FA140YF5 | SIMATIC S7, F Programming Tool, STEP 7 Safety Advanced V14, Upgrade DiSTributed Safety V5.4 SP5-> V14 Combo; for parallel using of DiSTributed Safety V5.4 SP5, and STEP 7 Safety Advanced V14; Engineering-SW; Upgrade Combo License; Software and Docu. on DVD; License Key on USB-STick; Class A, 2 Languages (ge,en); executable under TIA Portal V14 from STEP 7 Professional V14; for configuration of SIMATIC S7-1200F/1500F, SIMATIC S7-1500F SW Controller, SIMATIC S7-300F/400F/WINAC F; | 247 | TEM | 1 | Simatic | 0.337 | 0
6ES78331FA140YH5 | SIMATIC S7, F Programming Tool, STEP 7 Safety Advanced V14; Engineering-Software; Floating License for 1 User; Software, Documentation and License Key for Download; Class A, 2 Languages (ge,en); executable under TIA Portal V14 from STEP 7 Professional V14; for configuration of SIMATIC S7-1200F/1500F, SIMATIC S7-1500F SW Controller, SIMATIC S7-300F/400F/WINAC F; ******************************* E-mail address is mandatory for delivery; | 588 | TEM | 1 | Simatic | 0.001 | 0
6ES78331FA140YJ5 | SIMATIC S7, F Programming Tool, STEP 7 Safety Advanced Powerpack Basic V14 -> Advanced V14; Engineering-Software; Floating License for 1 User; License Key for Download; Class A, 2 Languages (ge,en); executable under TIA Portal V14 from STEP 7 Professional V14; for configuration of SIMATIC S7-1200F/1500F, SIMATIC S7-1500F SW Controller, SIMATIC S7-300F/400F/WINAC F; ******************************* E-mail address is mandatory for delivery; | 497 | TEM | 1 | Simatic | 0.001 | 0
6ES78331FA140YK5 | SIMATIC S7, F Programming Tool, STEP 7 Safety Advanced V14, Upgrade V11..V13 -> V14 or V11..V14 Combo -> V14 Combo; for parallel using of STEP 7 Safety Advanced V11..V13 and STEP 7 Safety Advanced V14; Engineering-Software; Upgrade License; Software, Documentation and License Key for Download; Class A, 2 Languages (ge,en); executable under TIA Portal V14 from STEP 7 Professional V14; ******************************* E-mail address is mandatory for delivery; | 236 | TEM | 1 | Simatic | 0.001 | 0
6ES78331FA140YY5 | SIMATIC S7, F Programming Tool, STEP 7 Safety Advanced V14, Upgrade DiSTributed Safety V5.4 SP5-> V14 Combo; for parallel using of DiSTributed Safety V5.4 SP5, and STEP 7 Safety Advanced V14; Engineering-SW; Upgrade Combo License; Software, Documentation and License Key for Download; Class A, 2 Languages (ge,en); executable under TIA Portal V14 from STEP 7 Professional V14; ******************************* E-mail address is mandatory for delivery; | 236 | TEM | 1 | Simatic | 0.001 | 0
6ES78331FA142YA0 | SIMATIC S7, F Programming Tool STEP 7 Safety Advanced V14; Unlock Copy License (UCL); Package for one InSTallation; Engineering-SW; Software and Docu. on DVD; MaSTer License Key on CD; Class A, 2 Languages (ge,en); executable under TIA Portal V14 from STEP 7 Professional V14; for configuration of SIMATIC S7-1200F/1500F, SIMATIC S7-1500F SW Controller, SIMATIC S7-300F/400F/WINAC F; ONLY VALID COMBINED WITH UCL CONTRACT | 352 | TEM | 1 | Simatic | 0.2 | 0
6ES78331FA142YE0 | SIMATIC S7, F Programming Tool, STEP 7 Safety Advanced V14, Unlock Copy License (UCL); Upgrade DiSTributed Safety V5.4 -> STEP 7 Safety Advanced V14; Package for one inSTallation; Engineering-Software; Software and Docu. on DVD; MaSTer License Key on CD; Class A, 2 Languages (ge,en); executable under TIA Portal V14 from STEP 7 Professional V14; for configuration of SIMATIC S7-1200F/1500F, SIMATIC S7-1500F SW Controller, SIMATIC S7-300F/400F/WINAC F; only valid combined with UCL contract | 141 | TEM | 1 | Simatic | 0.2 | 0
6ES78331FB130YA5 | SIMATIC S7, F PROGRAMMING TOOL STEP 7 SAFETY BASIC V13 SP1; ENGINEERING-SW; FLOATING LICENSE FOR 1 USER; SOFTWARE AND DOCU. ON DVD; LICENSE KEY ON USB-STICK; CLASS A, 2 LANGUAGES (G,E); EXECUTABLE UNDER TIA PORTAL V13 SP1 FROM STEP 7 BASIC V13 SP1; FOR CONFIGURATION OF SIMATIC S7-1200F | 188 | TEM | 1 | Simatic | 0.256 | 0
6ES78331FB130YH5 | SIMATIC S7, F PROGRAMMING TOOL STEP 7 SAFETY BASIC V13 SP1; ENGINEERING-SW; FLOATING LICENSE FOR 1 USER; SOFTWARE, DOCUMENTATION AND LICENSE KEY FOR DOWNLOAD; CLASS A, 2 LANGUAGES (GE,EN); EXECUTABLE UNDER TIA PORTAL V13 SP1 FROM STEP 7 BASIC V13 SP1; FOR CONFIGURATION OF SIMATIC S7-1200F; ******************************* E-MAIL ADDRESS IS MANDATORY FOR DELIVERY | 179 | TEM | 1 | Simatic | 0.001 | 0
6ES78331FB140YA5 | SIMATIC S7, F Programming Tool STEP 7 Safety Basic V14; Engineering-Software; Floating License for 1 User; Software and Docu. on DVD; License Key on USB-STick; Class A, 2 Languages (ge,en); executable under TIA Portal V14 from STEP 7 Basic V14; for configuration of SIMATIC S7-1200F | 188 | TEM | 1 | Simatic | 0.335 | 0
6ES78331FB140YE5 | SIMATIC S7, F Programming Tool, STEP 7 Safety Basic V14, Upgrade V13 SP1 -> V14; for parallel using of STEP 7 Safety Basic V13 SP1 and STEP 7 Safety Basic V14; Engineering-Software; Upgrade License for 1 User; Software and Docu. on DVD; License Key on USB-STick; Class A, 2 Languages (ge,en); executable under TIA Portal V14 from STEP 7 Basic V14; for configuration of SIMATIC S7-1200F | 75.6 | TEM | 1 | Simatic | 0.334 | 0
6ES78331FB140YH5 | SIMATIC S7, F Programming Tool, STEP 7 Safety Basic V14; Engineering-Software; Floating License for 1 User; Software, Documentation and License Key for Download; Class A, 2 Languages (ge,en); executable under TIA Portal V14 from STEP 7 Basic V14; for configuration of SIMATIC S7-1200F ******************************* E-mail address is mandatory for delivery; | 179 | TEM | 1 | Simatic | 0.001 | 0
6ES78331FB140YK5 | SIMATIC S7, F Programming Tool, STEP 7 Safety Basic V14, Upgrade V13 SP1 -> V14; for parallel using of STEP 7 Safety Basic V13 SP1 and STEP 7 Safety Basic V14; Engineering-Software; Upgrade License for 1 User; Software, Documentation and License Key for Download; Class A, 2 Languages (ge,en); executable under TIA Portal V14 from STEP 7 Basic V14; for configuration of SIMATIC S7-1200F ******************************* E-mail address is mandatory for delivery; | 71.4 | TEM | 1 | Simatic | 0.001 | 0
6ES78331FC000YL0 | STEP 7 SAFETY ADVANCED F PROGRAMMING TOOL SUS FOR UCL UNLOCK COPY LICENSE, SOFTWARE UPDATE SERVICE WITHIN THE FRAMEWORK OF THIS CONTRACT, YOU WILL RECEIVE UPDATED SOFTWARE VERSIONS FOR A PERIOD OF ONE YEAR. EXTENDED BY ANOTHER YEAR, IF IT IS NOT CANCELED THREE MONTHS PRIOR TO ITS EXPIRATION. PERIOD OF DELIVERY AND PERFORMANCE: 1 YEAR FROM DATE OF INVOICE PREREQUISITE FOR CONTRACT: UNLOCK COPY LICENSE CONTRACT | 92.4 | TEM | 1 | Simatic | 0.1 | 0
6ES78331FC000YM2 | SIMATIC S7, F PROGRAMMING TOOL STEP 7 SAFETY ADVANCED, SOFTWARE UPDATE SERVICE COMPACT WITH MULTIPLE ORDERS FROM ONE IST SUPPLIES WILL BE COMBINED INTO ONE PACKAGE. MINIMUM QUANTITY ORDER: 3 PCS. WITHIN THE FRAMEWORK OF THIS CONTRACT, YOU WILL RECEIVE UPDATED SOFTWARE VERSIONS FOR A PERIOD OF ONE YEAR. EXTENDED BY ANOTHER YEAR, IF IT IS NOT CANCELED THREE MONTHS PRIOR TO ITS EXPIRATION. PERIOD OF DELIVERY AND PERFORMANCE: 1 YEAR FROM DATE OF INVOICE. PREREQUISITE FOR CONTRACT: CURRENT VERSION OF THE SOFTWARE | 129 | TEM | 1 | Simatic | 0.1 | 0
6ES78331FC000YX2 | SIMATIC S7, F PROGRAMMING TOOL, STEP 7 SAFETY ADVANCED, SOFTWARE UPDATE SERVICE WITHIN THE FRAMEWORK OF THIS CONTRACT, YOU WILL RECEIVE UPDATED SOFTWARE VERSIONS FOR A PERIOD OF ONE YEAR. EXTENDED BY ANOTHER YEAR, IF IT IS NOT CANCELED THREE MONTHS PRIOR TO ITS EXPIRATION. PERIOD OF DELIVERY AND PERFORMANCE: 1 YEAR FROM DATE OF INVOICE PREREQUISITE FOR CONTRACT: CURRENT VERSION OF THE SOFTWARE | 131 | TEM | 1 | Simatic | 0.1 | 0
6ES78331FC000YY0 | SIMATIC S7, F PROGRAMMING TOOL STEP 7 SAFETY ADVANCED, SOFTWARE UPDATE SERVICE DOWNLD WITHIN THE FRAMEWORK OF THIS CONTRACT, YOU WILL RECEIVE UPDATED SOFTWARE VERSIONS FOR A PERIOD OF ONE YEAR. EXTENDED BY ANOTHER YEAR, IF IT IS NOT CANCELED THREE MONTHS PRIOR TO ITS EXPIRATION. PERIOD OF DELIVERY AND PERFORMANCE: 1 YEAR FROM DATE OF INVOICE. PREREQUISITE FOR CONTRACT: CURRENT VERSION OF THE SOFTWARE ******************************* E-MAIL ADDRESS IS MANDATORY FOR DELIVERY | 124 | TEM | 1 | Simatic | 0.001 | 0
6ES78331FC002YX0 | SIMATIC S7, F-Programming-Tool, STEP 7 Safety Advanced Combo V14 / DiSTributed Safety V5.4 EPL-MaSTer, Royalty-Duty per 1 inSTallation; E-SW, SW and Docu. on DVD; License Key on CD/FD; Languages (G, E), Class A; ONLY VALID COMBINED WITH ENTERPRISE LICENCE CONTRACT | 345 | TEM | 1 | Simatic | 0.5 | 0
6ES78331FC002YX1 | SIMATIC S7, F-Programming-Tool, STEP 7 Safety Advanced Combo V14 / DiSTributed Safety V5.4 EPL-Royalty, single license f.1 inSTallation E-SW, without SW and Docu.; Class A; only valid combined with Enterprise License Contract; requires EPL-MaSTer | 779 | TEM | 1 | Simatic | 0.05 | 0
6ES78331FC002YX2 | SIMATIC S7, F-Programming-Tool, STEP 7 Safety Advanced Combo V14 / DiSTributed Safety V5.4 EPL-Maintenance; Maintenance Charge f. Royalty for 12 month; only valid combined with Enterprise License Contract; requires EPL-MaSTer | 154 | TEM | 1 | Simatic | 0.001 | 0
6ES78331FC020YA5 | SIMATIC S7, F PROGRAMMING TOOL S7 DISTRIBUTED SAFETY V5.4, FLOATING LICENSE FOR 1 USER, E-SW, SW AND DOCU. ON CD, CLASS A, 3 LANGUAGES (G,E,F), EXECUTABLE UNDER STEP7 V5.3 SP3 | 627 | TEM | 1 | Simatic | 0.241 | 0
6ES78331FC020YE5 | SIMATIC S7, F PROGRAMMING TOOL S7 DISTRIBUTED SAFETY V5.4, UPGRADE FROM V5.X TO V5.4, FLOATING LICENSE FOR 1 USER, E-SW, SW AND DOCU. ON CD, CLASS A, 3 LANGUAGES (G,E,F), EXECUTABLE UNDER STEP7 V5.3 SP3 | 242 | TEM | 1 | Simatic | 0.241 | 0
6ES78331FC020YH5 | SIMATIC S7, F PROGRAMMING TOOL S7 DISTRIBUTED SAFETY V5.4, LICENSE KEY DOWNLOAD FLOATING LICENSE FOR 1 USER, E-SW, W/O SW AND DOCU, CLASS A, 3 LANGUAGES (G,E,F), EXECUTABLE UNDER STEP7 V5.3 SP3 ******************************* E-MAIL ADDRESS MANDATORY FOR DELIVERY | 569 | TEM | 1 | Simatic | 0.015 | 0
6ES78331FC022YA0 | SIMATIC S7, DISTRIBUTED SAFETY UNLOCK COPY LICENSE (UCL), PACKAGE FOR ONE INSTALLATION, ENGINEERING-SOFTWARE SOFTWARE AND DOCUMENTATION ON DVD MASTER LICENSE KEY ON CD ONLY VALID WITH UCL AGREEMENT | 377 | TEM | 1 | Simatic | 0.257 | 0
6ES78331FD000YM2 | SIMATIC S7, F PROGRAMMING TOOL, STEP 7 SAFETY BASIC, SOFTWARE UPDATE SERVICE COMPACT WITH MULTIPLE ORDERS FROM ONE IST SUPPLIES WILL BE COMBINED INTO ONE PACKAGE. MINIMUM QUANTITY ORDER: 3 PCS. WITHIN THE FRAMEWORK OF THIS CONTRACT, YOU WILL RECEIVE UPDATED SOFTWARE VERSIONS FOR A PERIOD OF ONE YEAR. EXTENDED BY ANOTHER YEAR, IF IT IS NOT CANCELED THREE MONTHS PRIOR TO ITS EXPIRATION. PERIOD OF DELIVERY AND PERFORMANCE: 1 YEAR FROM DATE OF INVOICE. PREREQUISITE FOR CONTRACT: CURRENT VERSION OF THE SOFTWARE | 51.5 | TEM | 1 | Simatic | 0.1 | 0
6ES78331FD000YN2 | SIMATIC S7, F PROGRAMMING TOOL, STEP 7 SAFETY BASIC, SOFTWARE UPDATE SERVICE DOWNLD WITHIN THE FRAMEWORK OF THIS CONTRACT, YOU WILL RECEIVE UPDATED SOFTWARE VERSIONS FOR A PERIOD OF ONE YEAR. EXTENDED BY ANOTHER YEAR, IF IT IS NOT CANCELED THREE MONTHS PRIOR TO ITS EXPIRATION. PERIOD OF DELIVERY AND PERFORMANCE: 1 YEAR FROM DATE OF INVOICE. PREREQUISITE FOR CONTRACT: CURRENT VERSION OF THE SOFTWARE ******************************* E-MAIL ADDRESS IS MANDATORY FOR DELIVERY | 49.4 | TEM | 1 | Simatic | 0.001 | 0
6ES78331FD000YX2 | SIMATIC S7, F PROGRAMMING TOOL, STEP 7 SAFETY BASIC, SOFTWARE UPDATE SERVICE WITHIN THE FRAMEWORK OF THIS CONTRACT, YOU WILL RECEIVE UPDATED SOFTWARE VERSIONS FOR A PERIOD OF ONE YEAR. EXTENDED BY ANOTHER YEAR, IF IT IS NOT CANCELED THREE MONTHS PRIOR TO ITS EXPIRATION. PERIOD OF DELIVERY AND PERFORMANCE: 1 YEAR FROM DATE OF INVOICE PREREQUISITE FOR CONTRACT: CURRENT VERSION OF THE SOFTWARE | 51.5 | TEM | 1 | Simatic | 0.1 | 0
6ES78331XF002YQ4 | SIMATIC S7, SAFETY ADVANCED V14 EPL-ROYALTY; ROYALTY FOR 1 INSTALLATION; ONLY VALID COMBINED WITH ENTERPRISE LICENSE CONTRACT: 00011-GB8; REQUIRES EPL-MASTER | 577 | TEM | 1 | Simatic | 0.2 | 0
6ES78331XF002YR4 | SIMATIC S7, SAFETY ADVANCED V14 EPL-ROYALTY FOR SERVICE; ROYALTY FOR 1 INSTALLATION; ONLY VALID COMBINED WITH ENTERPRISE LICENSE CONTRACT: 00011-GB8; REQUIRES EPL-MASTER | 577 | TEM | 1 | Simatic | 0.2 | 0
6ES78400CA010YX2 | SIMATIC S7, S7-PDIAG SOFTWARE UPDATE SERVICE WITHIN THE FRAMEWORK OF THIS CONTRACT, YOU WILL RECEIVE UPDATED SOFTWARE VERSIONS FOR A PERIOD OF ONE YEAR. EXTENDED BY ANOTHER YEAR, IF IT IS NOT CANCELED THREE MONTHS PRIOR TO ITS EXPIRATION. PERIOD OF DELIVERY AND PERFORMANCE: 1 YEAR FROM DATE OF INVOICE PREREQUISITE FOR CONTRACT: CURRENT VERSION OF THE SOFTWARE | 242 | TEM | 1 | Simatic | 0.3 | 0
6ES78400CC002YX0 | SIMATIC S7, S7-PDIAG EPL-MASTER, ROYALTY-DUTY PER 1 INSTALLATION, ONLY VALID COMBINED WITH ENTERPRISE LICENSE CONTRACT E-SW, SW AND DOCU. ON CD LICENSE KEY ON CD/FD; CLASS A | 485 | TEM | 1 | Simatic | 0.25 | 0
6ES78400CC002YX1 | SIMATIC S7, S7-PDIAG EPL-ROYALTY, SINGLE LICENSE F.1 INSTALLATION E-SW, WITHOUT SW AND DOCU., CLASS A, ONLY VALID COMBINED WITH ENTERPRISE LICENSE CONTRACT, REQUIRES EPL-MASTER | 1525 | TEM | 1 | Simatic | 0.05 | 0
6ES78400CC002YX2 | SIMATIC S7, S7-PDIAG EPL-MAINTENANCE, MAINTENANCE CHARGE F. ROYALTY FOR 12 MONTHS, ONLY VALID COMBINED WITH ENTERPRISE LICENSE CONTRACT, REQUIRES EPL-MASTER | 317 | TEM | 1 | Simatic | 0.1 | 0
6ES78400CC040YA5 | SIMATIC S7, S7-PDIAG V5.3 FLOATING LICENSE FOR 1 USER E-SW, SW AND DOCU. ON CD, LICENSE KEY ON USB STICK, CLASS A, 5 LANGUAGES (GE, EN, FR, IT, SP), EXECUTABLE FROM STEP7 V5.4, WINXPPROF, WINDOWS 7 ULTIMATE, WINDOWS 7 PROFESSIONAL, REFERENCE-HW:SIMATIC S7-300/400 | 1525 | TEM | 1 | Simatic | 0.227 | 0
6ES78400CC040YE5 | SIMATIC S7, S7-PDIAG V5.3 UPGRADE, FLOATING LICENSE FOR 1 USER E-SW, SW AND DOCUMENTAT. ON CD, LICENSE KEY ON USB STICK, CLASS A, 5 LANGUAGES (GE, EN, FR, IT, SP), EXECUTABLE FROM STEP7 V5.4, WINXPPROF, WINDOWS 7 ULTIMATE, WINDOWS 7 PROFESSIONAL, REFERENCE-HW:SIMATIC S7-300/400 | 538 | TEM | 1 | Simatic | 0.231 | 0
6ES78400CC042YN8 | SIMATIC S7, S7-PDIAG V5.3 UNLOCK COPY LICENSE, ONLY VALID COMBINED WITH UNLOCK COPY LICENSE CONTRACT AND VALID LICENSE | 485 | TEM | 1 | Simatic | 0.2 | 0
6ES78410CA010YX2 | SIMATIC S7, S7-PLCSIM SOFTWARE UPDATE SERVICE WITHIN THE FRAMEWORK OF THIS CONTRACT, YOU WILL RECEIVE UPDATED SOFTWARE VERSIONS FOR A PERIOD OF ONE YEAR. EXTENDED BY ANOTHER YEAR, IF IT IS NOT CANCELED THREE MONTHS PRIOR TO ITS EXPIRATION. PERIOD OF DELIVERY AND PERFORMANCE: 1 YEAR FROM DATE OF INVOICE PREREQUISITE FOR CONTRACT: CURRENT VERSION OF THE SOFTWARE | 105 | TEM | 1 | Simatic | 0.1 | 0
6ES78410CC002YX0 | SIMATIC S7, S7-PLCSIM EPL-MASTER, ROYALTY-DUTY PER 1 INSTALLATION, ONLY VALID COMBINED WITH ENTERPRISE LICENSE CONTRACT E-SW, SW AND DOCU. ON CD, LICENSE KEY ON CD/FD; CLASS A | 364 | TEM | 1 | Simatic | 0.25 | 0
6ES78410CC002YX1 | SIMATIC S7, S7-PLCSIM EPL-ROYALTY, SINGLE LICENSE F.1 INSTALLATION E-SW, WITHOUT SW AND DOCU. CLASS A ONLY VALID COMBINED WITH ENTERPRISE LICENSE CONTRACT, REQUIRES EPL-MASTER | 502 | TEM | 1 | Simatic | 0.05 | 0
6ES78410CC002YX2 | SIMATIC S7, S7-PLCSIM EPL-MAINTENANCE, MAINTENANCE CHARGE F. ROYALTY FOR 12 MONTHS ONLY VALID COMBINED WITH ENTERPRISE LICENSE CONTRACT, REQUIRES EPL-MASTER | 105 | TEM | 1 | Simatic | 0.02 | 0
6ES78410CC050YA5 | SIMATIC S7, S7-PLCSIM V5.4 FLOATING LICENSE FOR 1 USER E-SW, SW AND DOCU. ON CD, LICENSE KEY ON USB STICK, CLASS A,5 LANGUAGES(G,E,F,I,S), AS OF STEP7 V5.4 SP4 OR SP5 OR STEP7 V5.5 WITH OR W/O SP1, WINXPPROF, WIN 7 PROF/ULTIMATE, REFERENCE-HW:PG/PC | 502 | TEM | 1 | Simatic | 0.214 | 0
6ES78410CC050YE5 | SIMATIC S7, S7-PLCSIM V5.4 UPGRADE, FLOATING LICENSE FOR 1 USER E-SW, SW AND DOCU. ON CD, LICENSE KEY ON USB STICK, CLASS A,5 LANGUAGES(G,E,F,I,S), AS OF STEP7 V5.4 SP4 OR SP5 OR STEP7 V5.5 WITH OR W/O SP1, WINXPPROF, WIN 7 PROF/ULTIMATE, REFERENCE-HW:PG/PC | 177 | TEM | 1 | Simatic | 0.214 | 0
6ES78410CC052YA0 | SIMATIC S7, S7-PLCSIM V5.4, UNLOCK COPY LICENSE (UCL), BASIC PACKAGE FOR 20 INSTALLATIONS ONLY VALID COMBINED WITH UNLOCK COPY LICENSE CONTRACT | 6022 | TEM | 1 | Simatic | 0.235 | 0
6ES78410CC052YB0 | SIMATIC S7, S7-PLCSIM V5.4, UNLOCK COPY LICENSE (UCL), ADDITIONAL PACKAGE FOR 5 INSTALLATIONS ONLY VALID COMBINED WITH UNLOCK COPY LICENSE CONTRACT; REQUIRES UCL BASIC PACKAGE | 1506 | TEM | 1 | Simatic | 0.1 | 0
6ES78520CC010YA5 | SIMATIC D7-SYS V7.0 FLOATING LICENSE F. 1 INSTALL., E-SW, SW AND DOCU ON CD, CLASS A, 2 LANGUAGES (G, E), RUNS UNDER 2000/XP, REFERENCE-HARDWARE: SIMATIC FM 458, T400, SIMATIC TDC, SIMADYN D | 2614 | TEM | 1 | Simatic | 0.234 | 0
6ES78520CC010YE5 | SIMATIC D7-SYS V7.0 UPGRADE FROM RELEASE 5.X, FLOATING LICENSE F. 1 INSTALL., E-SW, SW AND DOKU ON CD, CLASS A, 2 LANGUAGES (G, E), RUNS UNDER WIN2000/XP, REFERENCE-HARDWARE: SIMATIC FM 458, T400, SIMATIC TDC, SIMADYN D | 515 | TEM | 1 | Simatic | 0.234 | 0
6ES78520CC010YL5 | SIMATIC D7-SYS SOFTWARE UPDATE SERVICE WITHIN THE FRAMEWORK OF THIS CONTRACT, YOU WILL RECEIVE UPDATED SOFTWARE VERSIONS FOR A PERIOD OF ONE YEAR. EXTENDED BY ANOTHER YEAR, IF IT IS NOT CANCELED THREE MONTHS PRIOR TO ITS EXPIRATION. PERIOD OF DELIVERY AND PERFORMANCE: 1 YEAR FROM DATE OF INVOICE PREREQUISITE FOR CONTRACT: CURRENT VERSION OF THE SOFTWARE | 380 | TEM | 1 | Simatic | 0.2 | 0
6ES78520CC020YA5 | SIMATIC D7-SYS V7.1 FLOATING LICENSE F. 1 INSTALL., E-SW, SW AND DOCU ON CD, CLASS A, 2 LANGUAGES (G, E), RUNS UNDER 2000/XP, REFERENCE-HARDWARE: SIMATIC FM 458, T400, SIMATIC TDC, SIMADYN D | 2614 | TEM | 1 | Simatic | 0.237 | 0
6ES78520CC020YE5 | SIMATIC D7-SYS V7.1 UPGRADE FROM RELEASE 5.X, FLOATING LICENSE F. 1 INSTALL., E-SW, SW AND DOKU ON CD, CLASS A, 2 LANGUAGES (G, E), RUNS UNDER WIN2000/XP, REFERENCE-HARDWARE: SIMATIC FM 458, T400, SIMATIC TDC, SIMADYN D | 515 | TEM | 1 | Simatic | 0.237 | 0
6ES78520CC020YN5 | SIMATIC D7-SYS V7.1 UCL UNLOCK COPY LICENCE, ONLY VALID COMBINED WITH UNLOCK COPY LICNECE CONTRACT AND VALID LICENCES ACCORDING TO THE NUMBER OF USERS | 371 | TEM | 1 | Simatic | 0.2 | 0
6ES78520CC030YA5 | SIMATIC D7-SYS V8.0 FLOATING LICENSE F. 1 INSTALL., E-SW, SW AND DOCU ON CD, CLASS A, 2 LANGUAGES (G, E), EXECUTABLE UNDER WINXP, WIN7, REFERENCE-HARDWARE: SIMATIC FM 458, T400, SIMATIC TDC, SIMADYN D | 2614 | TEM | 1 | Simatic | 0.235 | 0
6ES78520CC030YE5 | SIMATIC D7-SYS V8.0 UPGRADE FROM RELEASE 7.X, FLOATING LICENSE F. 1 INSTALL., E-SW, SW AND DOKU ON CD, CLASS A, 2 LANGUAGES (G, E), EXECUTABLE UNDER WINXP, WIN7, REFERENCE-HARDWARE: SIMATIC FM 458, T400, SIMATIC TDC, SIMADYN D | 515 | TEM | 1 | Simatic | 0.229 | 0
6ES78520CC040YA5 | SIMATIC D7-SYS V8.1 INCL. D7-FB-GEN, FLOATING LICENSE F. 1 INSTALL., E-SW, SW AND DOCU ON CD, CLASS A, 2 LANGUAGES (G, E), EXECUTABLE UNDER WINXP, WIN7, REFERENCE-HARDWARE: SIMATIC FM 458, T400, SIMATIC TDC | 3019 | TEM | 1 | Simatic | 0.235 | 0
6ES78520CC040YE5 | SIMATIC D7-SYS V8.1 INCL. D7-FB-GEN, UPGRADE FROM V8.X, FLOATING LICENSE F. 1 INSTALL., E-SW, SW AND DOKU ON CD, CLASS A, 2 LANGUAGES (G, E), EXECUTABLE UNDER WINXP, WIN7, REFERENCE-HARDWARE: SIMATIC FM 458, T400, SIMATIC TDC | 604 | TEM | 1 | Simatic | 0.234 | 0
6ES78530AA000YA5 | SIEMENS Network Planner V1.0 Floating License; Software for simulation of PROFINET networks; software and documentation on DVD; license key on USB-STick; class A; 2 languages: GE,EN; executable under Windows 7 (32 BIT, 64 BIT) | 1081 | TEM | 1 | Simatic | 0.227 | 0
6ES78530AE000YA5 | SIEMENS Network Planner V1.0 Floating License download; Software for simulation of PROFINET networks; software, documentation and license key for download; class A; 2 languages: GE,EN; executable under Windows 7 (32 BIT, 64 BIT) ******************************* email address is mandatory for delivery | 1029 | TEM | 1 | Simatic | 0.001 | 0
6ES78601AA004YX0 | SIMATIC S7,TRAINERPACKAGE PID MODULUAR, SINGLE LICENSE F.6 INSTALLATION R-SW, SW AND DOCU. ON CD, LICENSE KEY ON FD, CLASS A, 2 LANGUAGES (G,E), EXECUTABLE UNDER WIN95/98/NT; REFERENCE-HW:SIMATIC S7-300/400 FOR EDUCATIONAL PURPOSES ONLY | 1454 | TEM | 1 | Simatic | 1.1 | 0
6ES78601AA100YX0 | SIMATIC S7,MOD.PID CTRL,FB V5.1 SINGLE LICENSE F.1 INSTALLATION R-SW, SW AND DOCU. ON CD, CLASS A, 2 LANGUAGES (G,E), REFERENCE-HW: S7-300/-400, C7 | 798 | TEM | 1 | Simatic | 0.21 | 0
6ES78601AA100YX1 | SIMATIC S7,MOD.PID CTRL,FB V5.1 SINGLE LICENSE F.1 INSTALLATION R-SW, WITHOUT SW AND DOCU., CLASS A, 2 LANGUAGES (G,E), REFERENCE-HW: S7-300/-400, C7 | 160 | TEM | 1 | Simatic | 0.019 | 0
6ES78601AA102YE1 | SIMATIC S7, MOD.PID CTRL V5.1 FB, EPL-ROYALTY, SINGLE LICENSE F.1 INSTALLATION R-SW WITHOUT SW AND DOCU., CLASS A, 2 LANGUAGES (G,E), REFERENCE-HW: S7-300/-400, C7 ONLY VALID COMBINED WITH ENTERPRISE LICENSE CONTRACT, REQUIRES EPL-MASTER | 160 | TEM | 1 | Simatic | 0.01 | 0
6ES78601XA010XB0 | SIMATIC S7 PID PROFESSIONAL RUNTIME SINGLE LICENSE, W/O SOFTWARE AND DOCUMENTATION CLASS A, REFERENCE-HW: S7-300/400/WINAC | 150 | TEM | 1 | Simatic | 0.012 | 0
6ES78601XA010XH5 | SIMATIC S7 PID PROFESSIONAL LICENSE KEY DOWNLOAD, FLOATING LICENSE FROM V11 W/O SOFTWARE AND DOCUMENTATION, CLASS A, REQUIRES STEP 7 PROFESSIONAL V1X REFERENCE-HW: S7-300/400/WINAC ******************************* E-MAIL ADDRESS IS MANDATORY FOR DELIVERY | 804 | TEM | 1 | Simatic | 0.015 | 0
6ES78601XA010XK5 | SIMATIC S7 PID PROFESSIONAL LICENSE KEY DOWNLOAD UPGRADE LICENSE STANDARD PID CONTROL/ MODULAR PID CONTROL-> PID PROFESSIONAL FROM V11 W/O SOFTWARE AND DOCUMENTATION, CLASS A, REQUIRES STEP 7 PROFESSIONAL V1X REFERENCE-HW: S7-300/400/WINAC ******************************* E-MAIL ADDRESS IS MANDATORY FOR DELIVERY | 115 | TEM | 1 | Simatic | 0.015 | 0
6ES78601XA020XA5 | SIMATIC S7 PID PROFESSIONAL FOR TIA PORTAL, FLOATING LICENSE FROM V11, RUNTIME SINGLE LICENSE, W/O SOFTWARE AND DOCUMENTATION, LICENSE KEY ON USB STICK, CLASS A, REQUIRES STEP 7 PROFESSIONAL V1X REFERENCE-HW: S7-300/400/WINAC | 994 | TEM | 1 | Simatic | 0.251 | 0
6ES78601XA020XE5 | SIMATIC S7 PID PROFESSIONAL FOR TIA PORTAL, UPGRADE LICENSE STANDARD PID CONTROL/ MODULAR PID CONTROL FROM V5.1-> PID PROFESSIONAL FROM V11 RUNTIME LICENSE W/O SOFTWARE AND DOCUMENTATION LICENSE KEY ON USB STICK, CLASS A, REQUIRES STEP 7 PROFESSIONAL V1X REFERENCE-HW: S7-300/400/WINAC | 298 | TEM | 1 | Simatic | 0.162 | 0
6ES78602AA004YX0 | SIMATIC S7,TRAINERPACKAGE PID STANDARD, SINGLE LICENSE F.6 INSTALLATION R-SW, SW AND DOCU. ON CD, LICENSE KEY ON FD, CLASS A, 2 LANGUAGES (G,E), EXECUTABLE UNDER WIN95/98/NT; REFERENCE-HW:SIMATIC S7-300/400 FOR EDUCATIONAL PURPOSES ONLY | 1454 | TEM | 1 | Simatic | 1.1 | 0
6ES78602AA210YX0 | SIMATIC S7, STAND.PID CTRL V5.2 SINGLE LICENSE F.1 INSTALLATION R-SW, SW AND DOCU. ON CD, CLASS A, 2 LANGUAGES (G,E), REFERENCE-HW: S7-300/-400, C7 | 637 | TEM | 1 | Simatic | 0.21 | 0
6ES78602AA210YX1 | SIMATIC S7, STAND.PID CTRL V5.2 SINGLE LICENSE F.1 INSTALLATION R-SW, WITHOUT SW AND DOCU., CLASS A, 2 LANGUAGES (G,E), REFERENCE-HW: S7-300/-400, C7 | 128 | TEM | 1 | Simatic | 0.014 | 0
6ES78604AA010YX0 | SIMATIC S7, PID SELF TUNER V5.1 SINGLE LICENSE F.1 INSTALLATION R-SW, SW AND DOCU. ON CD, CLASS A, 2 LANGUAGES (G,E), REFERENCE-HW: S7-300/-400, C7 | 297 | TEM | 1 | Simatic | 0.223 | 0
6ES78604AA010YX1 | SIMATIC S7, PID SELF TUNER V5.1 SINGLE LICENSE F.1 INSTALLATION R-SW, WITHOUT SW AND DOCU., CLASS A, 2 LANGUAGES (G,E), REFERENCE-HW: S7-300/-400, C7 | 59.3 | TEM | 1 | Simatic | 0.009 | 0
6ES78620AC010YA0 | SIMATIC S7, SW REDUNDANCY V1.2 SINGLE LICENSE F.1 INSTALLATION R-SW (FOR TWO CPU), SW AND DOCU. ON CD, CLASS A,5 LANGUAGES(G,E,F,I,S), EXECUTABLE UNDER WIN95/98/ME/ WINNT/2000PROF, REFERENCE-HW:SIMATIC S7-300/400 FROM CPU 315 | 663 | TEM | 1 | Simatic | 0.213 | 0
6ES78620AC010YA1 | SIMATIC S7, SW REDUNDANCY V1.2 SINGLE LICENSE F.1 INSTALLATION R-SW, WITHOUT SW AND DOCU., CLASS A,5 LANGUAGES(G,E,F,I,S), EXECUTABLE UNDER WIN95/98/ME/ WINNT/2000PROF, REFERENCE-HW:SIMATIC S7-300/400 FROM CPU 315 | 532 | TEM | 1 | Simatic | 0.02 | 0
6ES78640AC010YX0 | SIMATIC S7,EASY MOTION CTRL 2.1 SINGLE LICENSE F.1 INSTALLATION R-SW, SW AND DOCU. ON CD, CLASS A, 2 LANGUAGES (G,E), EXECUTABLE UNDER STEP7 FROM V5.3 SP2, REFERENCE-HW: SIMATIC S7-300/400/WINAC | 473 | TEM | 1 | Simatic | 0.206 | 0
6ES78640AF010YX0 | SIMATIC S7, EASY MOTION CONTROL RUNTIME SINGLE LICENSE W/O SOFTWARE AND DOCUMENTATION CLASS A, REFERENCE-HW: S7-300/400/WINAC | 320 | TEM | 1 | Simatic | 0.012 | 0
6ES78641CC002YP0 | SIMATIC S7, S7-TECHNOLOGY OPTIONAL PACKAGE FOR STEP7 V5.5 SP1 (OR HIGHER), EPL-MASTER, ROYALTY-DUTY PER 1 INSTALLATION, ONLY VALID COMBINED WITH ENTERPRISE LICENSE CONTRACT E-SW, SW AND DOCU. ON CD, LICENSE KEY ONF CD/FD; CLASS A | 330 | TEM | 1 | Simatic | 0.2 | 0
6ES78641CC420XH5 | SIMATIC S7, S7-TECHNOLOGY V4.2, OPTIONAL PACKAGE FOR STEP7, LICENSE KEY DOWNLOAD, FLOATING LICENSE FOR 1 USER, FOR CONFIGURING AND PROGRAMMING OF TECHNOLOGY USER PROGRAMS CLASS A, EXECUTABLE UNDER WINDOWS XP (32 BIT), WINDOWS 7 (32/64 BIT), REFERENCE-HW: S7-315T, S7-317T, S7-317TF, MICROBOX 420-T, ******************************* E-MAIL ADDRESS IS MANDATORY FOR DELIVERY! | 427 | TEM | 1 | Simatic | 0.001 | 0
6ES78641CC420YA5 | SIMATIC S7, S7-TECHNOLOGY V4.2 INCL. LATEST SERVICE PACK, OPTIONAL PACKAGE FOR STEP7 FOR CONFIGURING AND PROGRAMMING OF TECHNOLOGY USER PROGRAMS FLOATING LICENSE FOR 1 USER, E-SW, SW AND DOCU. ON DVD, LICENSE KEY ON USB STICK, CLASS A, 4 LANGUAGES (GE,EN,FR,IT), EXECUTABLE UNDER WINDOWS 7 (32/64 BIT), REFERENCE-HW: S7-315T, S7-317T, S7-317TF, MICROBOX 420-T | 461 | TEM | 1 | Simatic | 0.318 | 0
6ES78641CC420YA7 | SIMATIC S7, S7-TECHNOLOGY V4.2 INCL. LATEST SERVICE PACK, TRIAL VERSION, FOR CONFIGURING AND PROGRAMMING OF TECHNOLOGY USER PROGRAMS DATA MEDIUM INCL. TRIAL LICENSE FOR 14 DAYS, E-SW, SW AND DOCU. ON DVD, LICENSE KEY ON USB STICK, CLASS A, 4 LANGUAGES (GE,EN,FR,IT), EXECUTABLE UNDER WINDOWS 7 (32/64 BIT), REFERENCE-HW: S7-315T, S7-317T, S7-317TF, MICROBOX 420-T | 29 | TEM | 1 | Simatic | 0.316 | 0
6ES78641CC420YE5 | SIMATIC S7, S7-TECHNOLOGY V4.2 UPGRADE (V4.1.X TO V4.2), INCL. LATEST SERVICE PACK, FOR CONFIGURING AND PROGRAMMING OF TECHNOLOGY USER PROGRAMS FLOATING LICENSE FOR 1 USER, E-SW, SW AND DOCU. ON DVD, LICENSE KEY ON USB STICK, CLASS A, 4 LANGUAGES (GE,EN,FR,IT), EXECUTABLE UNDER WINDOWS 7 (32/64 BIT), REFERENCE-HW: S7-315T, S7-317T, S7-317TF, MICROBOX 420-T | 143 | TEM | 1 | Simatic | 0.316 | 0
6ES78642XA010XH5 | SIMATIC S7, EASY MOTION CONTROL LICENSE KEY DOWNLOAD FLOATING LICENSE FROM V11 W/O SOFTWARE AND DOCUMENTATION CLASS A, REQUIRES STEP 7 PROFESSIONAL V1X REFERENCE-HW: S7-300/400/WINAC ******************************* E-MAIL ADDRESS IS MANDATORY FOR DELIVERY | 140 | TEM | 1 | Simatic | 0.015 | 0
6ES78642XA020XA5 | SIMATIC S7 EASY MOTION CONTROL FOR TIA PORTAL, FLOATING LICENSE FROM V11 W/O SOFTWARE AND DOCUMENTATION LICENSE KEY ON USB STICK, CLASS A, REQUIRES STEP 7 PROFESSIONAL V1X REFERENCE-HW: S7-300/400/WINAC | 450 | TEM | 1 | Simatic | 0.148 | 0
6ES78701AA010YA0 | SIMATIC S7, MODBUS MASTER V3.1 SINGLE LICENSE F.1 INSTALLATION R-SW, SW AND DOCU. ON CD, HW-DONGLE, CLASS A, 3 LANGUAGES (G,E,F), EXECUTABLE U. STEP7 FROM V4.2, REFERENCE-HW: CP341 AND CP441-2 | 1323 | TEM | 1 | Simatic | 0.213 | 0
6ES78701AA010YA1 | SIMATIC S7, MODBUS MASTER V3.1 SINGLE LICENSE F.1 INSTALLATION R-SW, WITHOUT SW AND DOCU., HW-DONGLE, CLASS A, 3 LANGUAGES (G,E,F), EXECUTABLE U. STEP7 FROM V4.2, REFERENCE-HW: CP341 AND CP441-2 | 994 | TEM | 1 | Simatic | 0.039 | 0
6ES78701AB010YA0 | SIMATIC S7, MODBUS SLAVE V3.1 SINGLE LICENSE F.1 INSTALLATION R-SW, SW AND DOCU. ON CD, HW-DONGLE, CLASS A, 3 LANGUAGES (G,E,F), EXECUTABLE U. STEP7 FROM V4.2, REFERENCE-HW: CP341 AND CP441-2 | 1323 | TEM | 1 | Simatic | 0.217 | 0
6ES78701AB010YA1 | SIMATIC S7, MODBUS SLAVE V3.1 SINGLE LICENSE F.1 INSTALLATION R-SW, WITHOUT SW AND DOCU., HW-DONGLE, CLASS A, 3 LANGUAGES (G,E,F), EXECUTABLE U. STEP7 FROM V4.2, REFERENCE-HW: CP341 AND CP441-2 | 994 | TEM | 1 | Simatic | 0.038 | 0
6ES79005AA000XA0 | SIMATIC PG, SUPPLY CABLE 3M FOR FIELD PG M5/M4/M2 FOR GERMANY; FRANCE; SPAIN; NETHERLANDS; BELGIUM; SWEDEN; AUSTRIA; FINLAND | 12.1 | TEM | 1 | Simatic | 0.247 | 1
6ES79005BA000XA0 | SIMATIC PG, SUPPLY CABLE 3M FOR FIELD PG M5/M4/M2 FOR UNITED KINGDOM | 12.1 | TEM | 1 | Simatic | 0.275 | 1
6ES79005CA000XA0 | SIMATIC PG, SUPPLY CABLE 3M FOR FIELD PG M5/M4/M2 FOR SWITZERLAND | 12.1 | TEM | 1 | Simatic | 0.231 | 1
6ES79005DA000XA0 | SIMATIC PG, SUPPLY CABLE 3M FOR FIELD PG M5/M4/M2 FOR USA | 12.1 | TEM | 1 | Simatic | 0.224 | 1
6ES79005EA000XA0 | SIMATIC PG, SUPPLY CABLE 3M FOR FIELD PG M5/M4/M2 FOR ITALY | 12.1 | TEM | 1 | Simatic | 0.225 | 1
6ES79005FA000XA0 | SIMATIC PG, SUPPLY CABLE 3M FOR FIELD PG M4/M2 FOR CHINA | 12.1 | TEM | 1 | Simatic | 0.237 | 1
6ES79010BF000AA0 | SIMATIC S7, MPI CABLE FOR CONNECTING SIMATIC S7 AND PG VIA MPI 5M | 29.6 | TEM | 1 | Simatic | 0.258 | 1
6ES79011BF000XA0 | SIMATIC S7,CONNECTING CABLE FOR HMI ADAPTER AND PC/TS ADAPTER, (RS232 / ZERO MODEM CABLE), 6 M | 21.4 | TEM | 1 | Simatic | 0.259 | 0
6ES79014BD000XA0 | SIMATIC DP, CONNECTION CABLE F. PROFIBUS, 12 MBAUD, F. CONN. A PG TO PROFUBUS DP, PRECUT A. PREASSEMBLED WITH 2 X 9-PIN SUB-D CONNECTOR, 3 M | 104 | TEM | 1 | Simatic | 0.315 | 1
6ES79021AB000AA0 | SIMATIC S7/M7, CABLE FOR POINT TO POINT CONNECTIONS RS232C - RS232C, 9-POLE SUBMIN. D SOCKETS, 5 M LENGTH | 85.4 | TEM | 1 | Simatic | 0.257 | 0
6ES79021AC000AA0 | SIMATIC S7/M7, CABLE FOR POINT TO POINT CONNECTIONS RS232C - RS232C, 9-POLE SUBMIN. D SOCKETS, 10 M LENGTH | 107 | TEM | 1 | Simatic | 0.449 | 0
6ES79021AD000AA0 | SIMATIC S7/M7, CABLE FOR POINT TO POINT CONNECTIONS RS232C - RS232C, 9-POLE SUBMIN. D SOCKETS, 15 M LENGTH | 121 | TEM | 1 | Simatic | 0.655 | 0
6ES79022AB000AA0 | SIMATIC S7/M7, CABLE FOR POINT TO POINT CONNECTIONS TTY - TTY, 9-POLE SUBMIN.D PINS 5 M | 85.4 | TEM | 1 | Simatic | 0.201 | 0
6ES79022AC000AA0 | SIMATIC S7/M7, CABLE FOR POINT TO POINT CONNECTIONS TTY - TTY, 9-POLE SUBMIN.D PINS 10 M | 107 | TEM | 1 | Simatic | 0.349 | 0
6ES79022AG000AA0 | SIMATIC S7/M7, CABLE FOR POINT TO POINT CONNECTIONS TTY - TTY, 9-POLE SUBMIN.D PINS 50 M | 185 | TEM | 1 | Simatic | 1.598 | 0
6ES79023AB000AA0 | SIMATIC S7/M7, CABLE FOR POINT TO POINT CONNECTIONS RS422 - RS422, 15-POLE SUBMIN. D PINS, 5 M LENGTH | 85.4 | TEM | 1 | Simatic | 0.247 | 0
6ES79023AC000AA0 | SIMATIC S7/M7, CABLE FOR POINT TO POINT CONNECTIONS RS422 - RS422, 15-POLE SUB-D PINS, LENGTH 10 M | 107 | TEM | 1 | Simatic | 0.431 | 0
6ES79023AG000AA0 | SIMATIC S7/M7, CABLE FOR POINT TO POINT CONNECTIONS RS422 - RS422, 15-POLE SUBMIN. D PINS, 50 M | 185 | TEM | 1 | Simatic | 1.987 | 0
6ES79120AA000AA0 | SIMATIC S7, SLOT NUMBER LABELS | 7.1 | TEM | 1 | Simatic | 0.006 | 0
6ES79538LF310AA0 | SIMATIC S7, MICRO MEMORY CARD FOR S7-300/C7/ET 200, 3.3 V NFLASH, 64 KB | 39.9 | TEM | 1 | Simatic | 0.03 | 1
6ES79538LG310AA0 | SIMATIC S7, MICRO MEMORY CARD FOR S7-300/C7/ET 200, 3.3 V NFLASH, 128 KB | 76.5 | TEM | 1 | Simatic | 0.03 | 1
6ES79538LJ310AA0 | SIMATIC S7, MICRO MEMORY CARD F. S7-300/C7/ET 200, 3.3 V NFLASH, 512 KB | 182 | TEM | 1 | Simatic | 0.03 | 1
6ES79538LL310AA0 | SIMATIC S7, MICRO MEMORY CARD P. S7-300/C7/ET 200, 3.3 V NFLASH, 2 MBYTES | 261 | TEM | 1 | Simatic | 0.03 | 1
6ES79538LM310AA0 | SIMATIC S7, MICRO MEMORY CARD FOR S7-300/C7/ET 200, 3.3 V NFLASH, 4 MB | 319 | TEM | 1 | Simatic | 0.03 | 1
6ES79538LP310AA0 | SIMATIC S7, MICRO MEMORY CARD FOR S7-300/C7/ET 200, 3.3 V NFLASH, 8 MB | 397 | TEM | 1 | Simatic | 0.03 | 1
6ES79548LC020AA0 | SIMATIC S7, MEMORY CARD FOR S7-1X00 CPU/SINAMICS, 3,3 V FLASH, 4 MBYTE | 53.6 | TEM | 1 | S7-1200 | 0.03 | 1
6ES79548LE020AA0 | SIMATIC S7, MEMORY CARD FOR S7-1X00 CPU/SINAMICS, 3,3 V FLASH, 12 MBYTE | 177 | TEM | 1 | S7-1200 | 0.03 | 1
6ES79548LF020AA0 | SIMATIC S7, MEMORY CARD FOR S7-1X00 CPU/SINAMICS, 3,3 V FLASH, 24 MBYTE | 268 | TEM | 1 | S7-1200 | 0.031 | 1
6ES79548LL020AA0 | SIMATIC S7, MEMORY CARD FOR S7-1X00 CPU, 3,3 V FLASH, 256 MBYTE | 368 | TEM | 1 | S7-1200 | 0.031 | 1
6ES79548LP020AA0 | SIMATIC S7, MEMORY CARD FOR S7-1X00 CPU, 3,3 V FLASH, 2 GBYTE | 683 | TEM | 1 | S7-1200 | 0.031 | 1
6ES79548LT020AA0 | SIMATIC S7, MEMORY CARD FOR S7-1X00 CPU, 3,3 V FLASH, 32 GBYTE | 1048 | TEM | 1 | S7-1200 | 0.031 | 1
6ES79711AA000AA0 | SIMATIC S7, BACKUP BATTERY (LI) 3.6V/MIN. 0.85AH, FOR FOR S7-300 CPUS AND S5-90U | 14.1 | TEM | 1 | Simatic | 0.012 | 1
6ES79715BB000AA0 | SIMATIC S7-300, SUPERCAP FOR THE BACKUP OF THE REAL-TIME CLOCK FROM CPU 314 AND UPWARDS | 32.5 | TEM | 1 | Simatic | 0.008 | 1
6ES79720AA020XA0 | SIMATIC DP, RS485 REPEATER FOR THE CONNECTION OF PROFIBUS/MPI BUS SYSTEMS WITH MAX. 31 NODES; MAX. 12 MBIT/S, DEGREE OF PRO- TECTION IP20 IMPROVED USABILITY | 320 | TEM | 1 | Simatic | 0.248 | 1
6ES79720AB010XA0 | SIMATIC S7, DIAGNOSIS-REPEATER FOR PROFIBUS DP, FOR ONLINE PROFIBUS CABLE DIAGNOSTICS, DP-STANDARD SLAVE TO 12MBIT/S, DEGREE OF PROTECTION IP20, FAST-CONNECT TECHNOLOGY | 768 | TEM | 1 | Simatic | 0.322 | 1
6ES79720BA120XA0 | SIMATIC DP, BUS CONNECTOR FOR PROFIBUS UP TO 12 MBIT/S 90 DEGREE ANGLE OUTGOING CABLE, 15,8 X 64 X 35,6 MM (WXHXD), TERMINAT. RESIST. WITH ISOLAT. FUNCTION, WITHOUT PG SOCKET | 40.2 | TEM | 1 | Simatic | 0.05 | 1
6ES79720BA300XA0 | SIMATIC DP, BUS CONNECTOR FOR PROFIBUS WITH TILTED CABLE OUTLET, MAX.1.5 MBIT/S, INSUL.PIERCING CONN.DEV., 15 X 57,6 X 39,5 MM (WXHXD), W/O LAN TERMINAT.RESIST. AND.PG CONNECTION SOCKET | 23.4 | TEM | 1 | Simatic | 0.043 | 1
6ES79720BA420XA0 | SIMATIC DP,BUS CONNECTOR FOR PROFIBUS UP TO 12 MBIT/S WITH TILTED CABLE OUTLET, 15,8 X 54 X 39,5 MM (WXHXD), TERMINAT. RESIST. WITH ISOLAT. FUNCTION, WITHOUT PG SOCKET | 40.2 | TEM | 1 | Simatic | 0.043 | 1
6ES79720BA520XA0 | SIMATIC DP,BUS CONNECTOR FOR PROFIBUS UP TO 12 MBIT/S 90 DEGREE ANGLE CABLE OUTLET, IPCD TECHOLOGY FAST CONNECT, WITHOUT PG SOCKET 15,8 X 59 X 35,6 MM (WXHXD), | 40.2 | TEM | 1 | Simatic | 0.043 | 1
6ES79720BA520XB0 | SIMATIC DP,BUS CONNECTOR FOR PROFIBUS UP TO 12 MBIT/S 90 DEGREE ANGLE CABLE OUTLET, 15,8 X 59 X 35,6 MM (WXHXD), IPCD TECHOLOGY FAST CONNECT, WITHOUT PG SOCKET 100 PIECES PER PACKAGING UNIT | 3914 | ΠΑΚ | 1 | Simatic | 3.213 | 0
6ES79720BA610XA0 | SIMATIC DP, BUS CONNECTOR FOR PROFIBUS UP TO 12 MBIT/S 35 DEGREE ANGLE CABLE OUTLET, IPCD TECHOLOGY FAST CONNECT, WITHOUT PG SOCKET 15,8 X 54 X 39,5 MM (WXHXD), | 40.2 | TEM | 1 | Simatic | 0.045 | 1
6ES79720BA700XA0 | SIMATIC DP, BUS CONNECTOR FOR PROFIBUS UP TO 12 MBIT/S 90 DEGREE ANGLE CABLE OUTLET, 15.8 X 72.2 X 36.4 MM (WXHXD), IPCD TECHOLOGY FAST CONNECT, WITHOUT PG SOCKET | 40.2 | TEM | 1 | Simatic | 0.047 | 1
6ES79720BB120XA0 | SIMATIC DP, BUS CONNECTOR FOR PROFIBUS UP TO 12 MBIT/S 90 DEGREE ANGLE CABLE OUTLET, 15,8 X 64 X 35,6 MM (WXHXD), TERMINAT. RESIST. WITH ISOLAT. FUNCTION, WITH PG SOCKET | 52.4 | TEM | 1 | Simatic | 0.06 | 1
6ES79720BB420XA0 | SIMATIC DP, BUS CONNECTOR FOR PROFIBUS UP TO 12 MBIT/S WITH TILTED CABLE OUTLET, 15,8 X 54 X 39,5 MM (WXHXD), TERMINAT. RESIST. WITH ISOLAT. FUNCTION, WITH PG SOCKET | 52.4 | TEM | 1 | Simatic | 0.047 | 1
6ES79720BB520XA0 | SIMATIC DP,BUS CONNECTOR FOR PROFIBUS UP TO 12 MBIT/S 90 DEGREE ANGLE CABLE OUTLET, IPCD TECHOLOGY FAST CONNECT, WITH PG SOCKET 15,8 X 59 X 35,6 MM (WXHXD), | 52.4 | TEM | 1 | Simatic | 0.047 | 1
6ES79720BB520XB0 | SIMATIC DP,BUS CONNECTOR FOR PROFIBUS UP TO 12 MBIT/S 90 DEGREE ANGLE OUTGOING CABLE, 15,8 X 59 X 35,6 MM (WXHXD), IPCD TECHOLOGY FAST CONNECT, WITH PG SOCKET 100 PIECES PER PACKAGING UNIT | 5218 | ΠΑΚ | 1 | Simatic | 3.734 | 0
6ES79720BB610XA0 | SIMATIC DP, BUS CONNECTOR FOR PROFIBUS UP TO 12 MBIT/S 35 DEGREE ANGLE CABLE OUTLET, IPCD TECHOLOGY FAST CONNECT, WITH PG SOCKET 15,8 X 54 X 39,5 MM (WXHXD), | 52.4 | TEM | 1 | Simatic | 0.05 | 1
6ES79720BB700XA0 | SIMATIC DP,BUS CONNECTOR FOR PROFIBUS UP TO 12 MBIT/S 90 DEGREE ANGLE CABLE OUTLET, 15,8 X 72,2 X 36,4 MM (WXHXD), IPCD TECHOLOGY FAST CONNECT, WITH PG SOCKET | 52.4 | TEM | 1 | Simatic | 0.051 | 1
6ES79720DA000AA0 | SIMATIC DP, RS485 RESISTOR FOR TERMINATING PROFIBUS-/MPI-NETWORKS | 79.6 | TEM | 1 | Simatic | 0.105 | 1
6ES79724AA020XA0 | SIMATIC DP, POWER RAIL BOOSTER SIGNAL AMPLIFIER FOR TRANSMITTING THE PROTOCOL OF PROFIBUS-DP USING COLLECTOR WIRES, MAX 500 KBIT/S | 797 | TEM | 1 | Simatic | 0.512 | 1
6ES79724AA500XA0 | SIMATIC DP, PRB SEGMENT CONTROLLER, AUTOMATIC CHANGE-OVER SWITCH BETWEEN PRB SEGMENTS | 672 | TEM | 1 | Simatic | 0.837 | 1
6ES79731GC000AA0 | SIMATIC S7-300, FUSE SET 6,3A FOR SM 322 6ES7322-1CF00-0AA0 10 PIECES PER PACKAGING UNIT | 23.3 | ΠΑΚ | 1 | Simatic | 0.034 | 1
6ES79731HD000AA0 | SIMATIC S7, FUSE SET FOR 6ES7322-1FF01-0AA0 AND 6ES7322-1FH00-0AA0: 10 FUSES 8A RAPID, 2 FUSE HOLDERS | 30.4 | TEM | 1 | Simatic | 0.023 | 1
6ES79740AA000AA0 | SIMATIC S7, MEAS. RANGE MODULES FOR ANALOG INPUTS, 2 PIECES PER PACKAGING UNIT | 20.8 | ΠΑΚ | 1 | Simatic | 0.013 | 1
6ES79971BA004AX2 | SIEMENS SOLUTION PARTNER STEP7 PROFESSIONAL SUS SOFTWARE UPDATE SERVICE | 158 | TEM | 1 | Simatic | 0.1 | 0
6ES79971BB004AX0 | SIEMENS SOLUTION PARTNER STEP7 PROFESSIONAL STANDARD SOFTWARE | 788 | TEM | 1 | Simatic | 0.4 | 0
6ES79971BB004AX5 | SIEMENS SOLUTION PARTNER STEP7 POWER PACK UPGRADE STEP7 TO STEP7 PROFESSIONAL | 331 | TEM | 1 | Simatic | 0.4 | 0
6ES79971BC004AX0 | SIEMENS SOLUTION PARTNER STEP7 PROFESSIONAL PLUS CONSISTS OF: CFC, S7-PDIAG | 1064 | TEM | 1 | Simatic | 0.75 | 0
6ES79971BD004AX2 | SIEMENS SOLUTION PARTNER STEP7 PROFESSIONAL PLUS SUS SOFTWARE UPDATE SERVICE FOR STEP7 PROFESSIONAL PLUS | 243 | TEM | 1 | Simatic | 0.1 | 0
6ES79971CA004BA0 | SIEMENS SOLUTION PARTNER WELCOME / FOLLOW UP PACKAGE "AUTOMATION" CONSISTS OF A&D SOFTWARE ( PREMIUM STUDIO + SELECTED LICENSES) AUTOMATION VALUE CARD, ANUAL FEE FOR FOLLOW-UP SERVICE | 525 | TEM | 1 | Simatic | 1.037 | 0
6ES79971CA004BA1 | SIEMENS VALUE ADDED RESELLER PARTNER WELCOME / FOLLOW UP VALUE PACKAGE "SIMATIC FA/HMI" CONSISTING OF: FA/HMI SOFTWARE (SELECTED LICENSES), AUTOMATION VALUE CARD, ANUAL FEE FOR FOLLOW-UP SERVICE | 525 | TEM | 1 | Simatic | 0.037 | 0
6ES79971CA004BA2 | SIEMENS VALUE ADDED RESELLER PARTNER WELCOME / FOLLOW UP VALUE PACKAGE MICRO AUTOMATION CONSISTING OF: MICRO AUTOMATION (MA) SOFTWARE (SELECTED LICENSES), AUTOMATION VALUE CARD, ANUAL FEE FOR FOLLOW-UP SERVICE | 525 | TEM | 1 | Simatic | 0.037 | 0
6ES79971CA004BA3 | SIEMENS PACKAGE APPROVED PARTNER AUTOMATION DRIVES WELCOME CONSISTING OF: WELCOME LETTER, DESIGN GUIDELINES, EMBLEM | 105 | TEM | 1 | Simatic | 0.037 | 0
6ES79971CA004BA7 | Siemens Package Solution Partner Automation Drives Welcome consiSTing of: Welcome letter, Design guidelines, Emblem | 105 | TEM | 1 | Simatic | 1.037 | 0
6ES79971CA004KA0 | SIEMENS SOLUTION PARTNER WELCOME / FOLLOW UP PACKAGE "AUTOMATION" CONSISTS OF A&D SOFTWARE ( PREMIUM STUDIO + SELECTED LICENSES) AUTOMATION VALUE CARD, ANUAL FEE FOR FOLLOW-UP SERVICE INCL. CHINESE EXTENSION PACKAGE | 525 | TEM | 1 | Simatic | 0.45 | 0
6ES79971CA007AA0 | SIEMENS SOLUTION PARTNER PARTNER PLATE | 94.5 | TEM | 1 | Simatic | 0.1 | 0
6ES79971CB044BA0 | WELCOME PACKAGE MICRO AUTOMATION CONSISTING OF: 1 X S7-1200 CPU 1214C DC/DC/DC, 1 X STEP7 BASIC, SINGLE LIC., 1X ANALOG OUTPUT SB1232, 1 AO, 1 X POWER MODULE 2,5A, PM 1207, 1 X SWITCH MODULE CSM 1277, 1 X KTP700 BASIC COLOR PN 7", 1 X LOGO! 12/24RCE, 1 X LOGO! SOFT COMFORT, SINGLE LIC., ******************************* FOR SOLUTION PARTNERS ONLY | 817 | TEM | 1 | Simatic | 3 | 0
6ES79971CB404BA0 | SIEMENS SOLUTION PARTNER WELCOME/FOLLOW UP PACKAGE AUTOMATION - OVERSEAS" CONSISTS OF: A&D SOFTWARE (PREMIUM STUDIO AND SELECTED LICENSES) | 315 | TEM | 1 | Simatic | 0.2 | 0
6ES79971CF104BA0 | SIEMENS SOLUTION PARTNER FOLLOW UP PACKAGE "SIEMENS RUSSIA GROUP 1" CONSISTS OF: FOLLOW UP A&D SOFTWARE (PREMIUM STUDIO AND SELECTED LICENSES) | 200 | TEM | 1 | Simatic | 0.1 | 0
6ES79971CF204BA0 | SIEMENS SOLUTION PARTNER FOLLOW UP PACKAGE "SIEMENS RUSSIA GROUP 2" CONSISTS OF: FOLLOW UP A&D SOFTWARE (PREMIUM STUDIO AND SELECTED LICENSES) | 504 | TEM | 1 | Simatic | 0.1 | 0
6ES79971CF304BA0 | SIEMENS SOLUTION PARTNER FOLLOW UP PACKAGE "SIEMENS RUSSIA GROUP 3" CONSISTS OF: FOLLOW UP A&D SOFTWARE (PREMIUM STUDIO AND SELECTED LICENSES) | 983 | TEM | 1 | Simatic | 0.1 | 0
6ES79971CF404BA0 | SIEMENS SOLUTION PARTNER FOLLOW UP PACKAGE "SIEMENS RUSSIA GROUP 4" CONSISTS OF: FOLLOW UP A&D SOFTWARE (PREMIUM STUDIO AND SELECTED LICENSES) | 1208 | TEM | 1 | Simatic | 0.1 | 0
6ES79971CF504BA0 | SIEMENS SOLUTION PARTNER FOLLOW UP PACKAGE "SIEMENS RUSSIA GROUP 5" CONSISTS OF: FOLLOW UP A&D SOFTWARE (PREMIUM STUDIO AND SELECTED LICENSES) | 1575 | TEM | 1 | Simatic | 0.1 | 0
6ES79971CF604BA0 | SIEMENS SOLUTION PARTNER FOLLOW UP PACKAGE "SIEMENS RUSSIA GROUP 6" CONSISTS OF: FOLLOW UP A&D SOFTWARE (PREMIUM STUDIO AND SELECTED LICENSES) | 2100 | TEM | 1 | Simatic | 0.1 | 0
6ES79971DA004BA0 | SIEMENS SOLUTION PARTNER PARTNER FEE FOR PROGRAM MODULE "AUTOMATION SYSTEM SIMATIC", ANUAL FEE | 525 | TEM | 1 | Simatic | 0.038 | 0
6ES79971DB004BA0 | SIEMENS SOLUTION PARTNER PARTNER FEE FOR PROGRAM MODULE "MICRO AUTOMATION", ANUAL FEE | 525 | TEM | 1 | Simatic | 0.2 | 0
6ES79971DG104BA0 | SIEMENS SOLUTION PARTNER PARTNER FEE FOR PROGRAM MODULE "WIND AUTOMATION SIMATIC" ANUAL FEE | 525 | TEM | 1 | Simatic | 0.1 | 0
6ES79988XC018YE0 | SIMATIC MANUAL COLLECTION ON DVD, 5 LANGUAGES, ALL MANUALS ABOUT S7-1200/1500/200/300/400,LOGO!, SIMATIC DP, PC, PG, STEP7, ENGINEERING SW, RUNTIME SW, PCS7, SIMATIC HMI, SIMATIC NET, SIMATIC IDENT | 112 | TEM | 1 | Simatic | 0.118 | 0
6ES79988XC018YE2 | SIMATIC MANUAL COLLECTION ON DVD, 5 LANGUAGES, SOFTWARE UPDATE SERVICE WITHIN THE FRAMEWORK OF THIS CONTRACT, YOU WILL RECEIVE UPDATED SOFTWARE VERSIONS FOR A PERIOD OF ONE YEAR. EXTENDED BY ANOTHER YEAR, IF IT IS NOT CANCELED THREE MONTHS PRIOR TO ITS EXPIRATION. PERIOD OF DELIVERY AND PERFORMANCE: 1 YEAR FROM DATE OF INVOICE | 339 | TEM | 1 | Simatic | 0.4 | 0
6GK11820BB010AA1 | PROFINET IO ASIC, ERTEC 200 (LEADFREE), 10/100 MBIT/S INDUSTRIAL ETHERNET, ASIC WITH ARM 946 PROZESSOR, 2-PORT SWITCH, PHY INTEGRATED, SINGLE-TRAY 70 PCS. | 1552 | ΠΑΚ | 1 | Simatic | 0.484 | 0
6GK11820BB010AA2 | PROFINET IO ASIC, ERTEC 200 (LEADFREE), 10/100 MBIT/S INDUSTRIAL ETHERNET, ASIC WITH ARM 946 PROCESSOR, 2-PORT SWITCH, PHY INTEGRATED, DRYPACK (5 TRAYS) 350 PCS. | 7184 | ΠΑΚ | 1 | Simatic | 1.321 | 0
6GK11828BB010AA2 | PROFINET IO ASIC, SPNC021E20 (LEADFREE),10/100MBIT/S ASIC WITH ARM 946 PROCESSOR, 2-PORT-SWITCH, PHY INTEGRIERT, DRYPACK (5 TRAYS) 350 PIECES FOR INTERNAL USE ONLY | 12000 | ΠΑΚ | 1 | Simatic | 1.331 | 0
6GK11840BB010AA1 | PROFINET IO ASIC, ERTEC 400 (LEADFREE), 10/100 MBIT/S INDUSTRIAL ETHERNET, ASIC WITH ARM 946 PROCESSOR, 4-PORT SWITCH, PCI-INTERFACE, SINGLE-TRAY 70 PIECES | 3756 | ΠΑΚ | 1 | Simatic | 0.484 | 0
6GK11840BB010AA2 | PROFINET IO ASIC, ERTEC 400 (LEADFREE), 10/100 MBIT/S INDUSTRIAL ETHERNET, ASIC WITH ARM 946 PROCESSOR, 4-PORT-SWITCH, PCI-INTERFACE DRYPACK (5 TRAYS) 350 PIECES | 17143 | ΠΑΚ | 1 | Simatic | 1.333 | 0
A5E00086045 | SIMATIC PG, SPARE PART SERIAL PORT ADAPTERS D9/D25 FOR FIELD PG | 2.6 | TEM | 1 | Simatic | 0.04 | 1
A5E00166133 | SIMATIC PG, SPARE PART SET RUBBER FEET (10 PIECES) FOR FIELD PG | 25.5 | ΠΑΚ | 1 | Simatic | 0.029 | 1
A5E00448516 | PLUG-IN POWER SUPPLY UNIT FOR DK-ERTEC 200/400 PN IO CANNOT BE ORDERED SEPARATELY | 81.7 | TEM | 1 | Simatic | 0.25 | 1
A5E00749366 | SIMATIC PG, SPARE PART TOUCH PAD FOR FIELD PG | 20 | TEM | 1 | Simatic | 0.1 | 1
A5E02237594 | SIMATIC PG, SPARE PART, DVI-VGA-ADAPTER FOR FIELD PG M5/M4/M3 | 10.5 | TEM | 1 | Simatic | 0.001 | 1
A5E02262046 | SIMATIC PG, SPARE PART, HDD SLIDE IN FOR FIELD PG M5/M4/M3 | 26.3 | TEM | 1 | Simatic | 0.1 | 1
A5E02916227 | SIMATIC PG, SPARE PART, COVER MEMORY CARD COVER, SPRING FOR FIELD PG M5/M4/M3 (20 PIECES EACH) | 36.8 | TEM | 1 | Simatic | 0.001 | 1
A5E02916228 | SIMATIC PG, SPARE PART, DISPLAY LOCKING SLIDER, SPRING FOR FIELD PG M5/M4/M3 (20 PIECES EACH) | 21 | TEM | 1 | Simatic | 0.001 | 1
A5E02944871 | SIMATIC PG, SPARE PART, ASSEMBLY HANDLE FOR FIELD PG M5/M4/M3 CONSISTING OF: 2X HANDLE, 2X HANDLE GUIDE RIGHT, 2X HANDLE GUIDE LEFT | 78.8 | TEM | 1 | Simatic | 0.001 | 1
A5E03306000 | EVALUATION BOARD F. ERTEC 200P EB 200P, PART OF EK-ERTEC 200P INCL. POWERPLUG AND JUMPER W/O SOFTWARE W/O DOCUMENTATION | 1225 | TEM | 1 | Simatic | 0.02 | 0
A5E03362966 | SIMATIC PG, SPARE PART, SHRINK TUBING WLAN ANTENNA CABLE FOR FIELD PG M5/M4 | 21 | TEM | 1 | Simatic | 0.1 | 1
A5E03437668 | SIMATIC PG, SPARE PART, BATTERY COVER FOR FIELD PG M5/M4/M3 | 19.5 | TEM | 1 | Simatic | 0.056 | 1
A5E03835763 | SIMATIC PG, SPARE PART, INDICATOR BOARD FOR FIELD PG M5/M4 | 22.1 | TEM | 1 | Simatic | 0.1 | 1
A5E31210282 | SIMATIC PG, SPARE PART, SATA (FLEX-) CABLE FOR FIELD PG M5/M4 | 18.9 | TEM | 1 | Simatic | 0.2 | 1
A5E31473960 | SIMATIC PG, SPARE PART KIT FOAM MATERIAL(20 X A5E31315242) FOR FIELD PG M5/M4/M3 | 15.8 | ΠΑΚ | 1 | Simatic | 0.02 | 1
A5E31671633 | SIMATIC PG, SPARE PART, INTERFACE COVER FOR FIELD PG M5/M4 (10 PIECES) | 36.8 | TEM | 1 | Simatic | 0.14 | 1
A5E33941231 | IDEC BRAND LABELING LOGO! 24CE,LOGIC MODULE,DISPLAY PU/I/O: 24V/24V/24V TRANS., 8DI (4AI)/4DO; MEM 400 BLOCKS, EXPANDABLE, ETHERNET BIULD IN WEB-SERVER, DATALOG STANDARD MICRO SD CARD FOR LOGO! SOFT COMFORT V8 PREVIOS PROJECT USABEL | 120 | TEM | 1 | LOGO! | 0.246 | 1
A5E33941234 | WIDEC BRAND LABELING LOGO!230RCE,LOGIC MODULE,DISPL. PU/I/O: 115V/230V/RELAY, 8 DI/4 DO; MEM 400 BLOCKS MOD. EXPANDABLE, ETHERNET BUILT IN WEB-SERVER, DATALOG STANDARD MICRO SD CARD FOR LOGO! SOFT COMFORT V8 PREVIOUS PROJECTS EXECUTABLE | 139 | TEM | 1 | LOGO! | 0.239 | 1
A5E33941237 | IDEC BRAND LABELING LOGO! 24RCE,LOGICMODULE,DISPLAY PU/I/O: 24V AC/24V DC/RELAY, 8 DI/4 DO; MEM. 400 BLOCKS, EXPANDABLE, ETHERNET BIULD IN WEB-SERVER, DATALOG STANDARD MICRO SD CARD FOR LOGO! SOFT COMFORT V8 PREVIOS PROJECT USABEL | 136 | TEM | 1 | LOGO! | 0.29 | 1
A5E33941241 | IDEC BRAND LABELING LOGO!12/24RCE,LOGIC MOD.,DISPL. PU/I/O: 12/24V DC/RELAY, 8 DI (4AI)/4 DO; MEM 400 BLOCKS EXPANDABLE, ETHERNET BIULD IN WEB-SERVER, DATALOG STANDARD MICRO SD CARD FOR LOGO! SOFT COMFORT V8 PREVIOS PROJECT USABEL | 136 | TEM | 1 | LOGO! | 0.296 | 1
A5E33941243 | IDEC BRAND LABELING LOGO! 230RCEO, LOGIC MODULE, PS/I/O: 230V/230V/RELAY, 8DI (4AI)/4DO; W/O DISPLAY, MEMORY 400 BLOCKS, EXPANDABLE MODULAR, ETHERNET BUILD IN WEB-SERVER, DATALOG, STANDARD MICRO SD CARD FOR LOGO! SOFT COMFORT V8 OR HIGHER PREVIOS PROJECTS USABLE | 112 | TEM | 1 | LOGO! | 0.254 | 1
A5E33941244 | IDEC BRAND LABELING LOGO! 24RCO (AC), LOGIC MODULE, PU/I/O: 24V AC/24V DC/RELAY, 8 DI/4 DO; W/O DISPLAY, MEMORY 400 BLOCKS, EXPANDABLE, ETHERNET BIULD IN WEB-SERVER, DATALOG STANDARD MICRO SD CARD FOR LOGO! SOFT COMFORT V8 PREVIOS PROJECT USABEL | 109 | TEM | 1 | LOGO! | 0.254 | 1
A5E33941245 | IDEC BRAND LABELING LOGO! 12/24RCEO, LOGIC MODULE PU/I/O: 12/24V DC/RELAY, 8 DI (4AI)/4 DO; W/O DISPLAY, MEMORY 400 BLOCKS EXPANDABLE, ETHERNET BIULD IN WEB-SERVER, DATALOG STANDARD MICRO SD CARD FOR LOGO! SOFT COMFORT V8 PREVIOS PROJECT USABEL | 109 | TEM | 1 | LOGO! | 0.25 | 1
A5E33941246 | IDEC BRAND LABELING LOGO! DM8 24 EXPANSION MODULE, PU/I/O: 24V/24V/TRANS., 4 DI/4 DO FOR LOGO! 8 | 65.1 | TEM | 1 | LOGO! | 0.136 | 1
A5E33941247 | IDEC BRAND LABELING LOGO! DM8 230R, EXP. MODULE, PU/I/O: 230V/230V/RELAIS, 2TE, 4 DI/4 DO FOR LOGO! 8 | 70.4 | TEM | 1 | LOGO! | 0.172 | 1
A5E33941248 | IDEC BRAND LABELING LOGO! DM8 24R EXPANSION MODULE, PU/I/O: 24V/24V/RELAY, 2TE 4 DI/4 DO, AC/DC/NPN INPUT FOR LOGO! 8 | 70.4 | TEM | 1 | LOGO! | 0.172 | 1
A5E33941249 | IDEC BRAND LABELING LOGO! AM2 EXPANSION MODULE, PU: DC 12/24V, 2 AI, 0 - 10V OR 0/4 - 20MA FOR LOGO! 8 | 86.1 | TEM | 1 | LOGO! | 0.137 | 1
A5E33941250 | IDEC BRAND LABELING LOGO! DM8 12/24R, EXP. MODULE PU/I/O: 12, 24V/12V/24V/RELAIS, 2TE, 4 DI/4 DO FOR LOGO! 8 | 70.4 | TEM | 1 | LOGO! | 0.172 | 1
A5E33941252 | IDEC BRAND LABELING LOGO! AM2 AQ EXPAN. MODULE, PU: DC 24V, 0/4-20MA 2AQ, 0-10V FOR LOGO! 8 | 123 | TEM | 1 | LOGO! | 0.137 | 1
A5E33941253 | IDEC BRAND LABELING LOGO! TD TEXTDISPLAY, 6 LINES, 3 BACKGROUND COLORS 2 ETHERNET PORTS ACCESSORIES, FOR LOGO! 8 | 154 | TEM | 1 | LOGO! | 0.32 | 1
A5E33943265 | SIMATIC PG, SPARE PART, HDD, 2,5" 1 TB SATA FOR FIELD PG M5/M4 | 184 | TEM | 1 | Simatic | 0.258 | 1
A5E34781577 | SIMATIC PG, SPARE PART, Processor i7-3540M,up to 3.6GHz for Field PG M4 | 861 | TEM | 1 | Simatic | 0.1 | 1
A5E35678339 | SIMATIC PG, spare part, flex cable ODD for Field PG M5 | 12.6 | TEM | 1 | Simatic | 0.02 | 1
A5E35697356 | SIMATIC PG, spare part, motherboard for Field PG M5, with i7 processor, w/o S5 interface, w/o S5 EPrommer, w/o RAM | 1890 | TEM | 1 | Simatic | 0.6 | 1
A5E35697378 | SIMATIC PG, spare part, motherboard for Field PG M5, with i5 processor, w/o S5 interface, w/o S5 EPrommer, w/o RAM | 1575 | TEM | 1 | Simatic | 0.6 | 1
A5E35711253 | SIMATIC PG, spare part, heat sink for Field PG M5 | 26.3 | TEM | 1 | Simatic | 0.085 | 1
A5E36032292 | SIMATIC PG, spare part, Wireless LAN module for Field PG M5 | 57.8 | TEM | 1 | Simatic | 0.1 | 1
A5E36285491 | IDEC BRAND LABELING LOGO! SOFT COMFORT V8, SINGLE LICENSE, 1 INSTALLATION E-SW,SW AND DOCU. ON DVD, 6-LANGUAGES, EXECUTABLE UNTER WINXP, WIN7, WIN8 ALL VERISONS, 32/64 BIT MAC OSX 10.6 .. 10.9 LINUX SUSE 11.3, SP3, K 3.0.76 | 52.5 | TEM | 1 | LOGO! | 0.098 | 0
A5E36502303 | SIMATIC PG, spare part, complete display housing with WLAN antennas for Field PG M5 | 84 | TEM | 1 | Simatic | 0.31 | 1
A5E36647746 | SIMATIC PG, spare part, Display cable for Field PG M5 | 36.8 | TEM | 1 | Simatic | 0.005 | 1
A5E36742440 | SIMATIC PG, spare part, 15,6", Display (16:9) Full HD for Field PG M5 | 289 | TEM | 1 | Simatic | 0.35 | 1
A5E37015313 | SIMATIC PG, spare part, SSD, 2,5" 512 GB SATA for Field PG M5 | 578 | TEM | 1 | Simatic | 0.18 | 1
A5E37015817 | SIMATIC PG, spare part, SSD, 2,5" 1 TB SATA for Field PG M5 | 1040 | TEM | 1 | Simatic | 0.2 | 1
A5E37019306 | SIMATIC PG, spare part, motherboard for Field PG M5, with i7 processor, with S5 interface, with S5 EPrommer, w/o RAM | 1785 | TEM | 1 | Simatic | 0.6 | 1
A5E37121313 | SIMATIC PG, spare part, fan for Field PG M5 | 36.8 | TEM | 1 | Simatic | 0.04 | 1
A5E37745600 | SIMATIC PG, spare part, slot extender Express Card for Field PG M5 5 pcs. per packaging unit | 10.5 | TEM | 1 | Simatic | 0.06 | 1
A5E37745809 | SIMATIC PG, spare part, rubber cover USB for Field PG M5 20 pcs. per packaging unit | 21.6 | TEM | 1 | Simatic | 0.01 | 1
A5E37746165 | SIMATIC PG, spare part, lower housing incl. ventilation grif for Field PG M5 | 147 | TEM | 1 | Simatic | 0.5 | 1
A5E37748116 | SIMATIC PG, Spare part, keyboard module, keyboard German/International; keyboard frame, touchpad for Field PG M5 | 247 | TEM | 1 | Simatic | 0.5 | 1
A5E37748137 | SIMATIC PG, Spare part, keyboard module, keyboard French; keyboard frame, touchpad for Field PG M5 | 247 | TEM | 1 | Simatic | 0.5 | 1
A5E38011975 | SIMATIC PG, spare part, display parts (plaSTic), display front (5 pcs.), display buffer (20 pcs.), Siemens logo (5 pcs.) display adhesive foil (5 pcs.) for Field PG M5 | 52.5 | TEM | 1 | Simatic | 0.765 | 1
A5E38057509 | SIMATIC PG, spare part, display brake left brake, right brake for Field PG M5 5 pcs. per packaging unit | 65.1 | TEM | 1 | Simatic | 0.245 | 1
S79220B2535E | SIMATIC IMAP V3.0 INCL. SP2 TRIAL LICENSE FOR 14 DAYS, E-SW, SW AND DOCU. ON CD, CLASS A, 5 LANGUAGES (GE/EN/FR/IT/SP), EXECUTABLE UNDER WIN7 PROF/WIN7 ULTIMATE, WINXPPROF/WINSERVER2003, REFERENCE-HW:S7-300/400, ET 200X/S, PROFINET CBA | 29 | TEM | 1 | Simatic | 0.25 | 0
S79220B5445F888 | SIMATIC STEP 7 PROF V13 ENGINEERING-SW,TRIAL365-LICENSE SW AND DOCUMENTATION ON DVD CLASS A LICENSE KEY ON USB STICK 6 LANGUAGES(GE,EN,IT,FR,SP,CH), EXECUTABLE UNDER WINDOWS 7 (32 BIT, 64BIT), WINDOWS 8 SP1 (64 BIT), FOR CONFIGURATION OF SIMATIC S7-1200/1500 SIMATIC S7-300/400/WINAC SIMATIC BASIC PANELS | 2100 | TEM | 1 | Simatic | 0.554 | 0
S79220B6638F888 | TIA PORTAL UPDATE COLLECTION V13 SP1 07/2015; CONTAINS 50 DVD WITH TIA PORTAL UPDATE 4, STEP 7 SAFETY UPDATE 4, WINCC RT ADVANCED UPDATE 4, WINCC RT PROFESSIONAL UPDATE 4, TIA PORTAL OPENESS UPDATE 4 AND STEP 7 PLCSIM UPDATE 1 FOR V13 SP1; | 89.3 | TEM | 1 | Simatic | 2.5 | 0
S79220B7261F888 | SIMATIC STEP 7 PROF V14 ENGINEERING-SW,TRIAL365-LICENSE SW AND DOCUMENTATION ON DVD CLASS A LICENSE KEY ON USB STICK 6 LANGUAGES(GE,EN,IT,FR,SP,CH), EXECUTABLE UNDER WINDOWS 7 (64BIT), WINDOWS 8 SP1 (64 BIT), FOR CONFIGURATION OF SIMATIC S7-1200/1500 SIMATIC S7-300/400/WINAC SIMATIC BASIC PANELS | 2100 | TEM | 1 | Simatic | 0.445 | 0
ZNX:100000005188 | SIMATIC DP, DEVICENET HEAD ASSEMBLY FOR ET200S, CONSISTING OF: DEVICENET ADAPTER MODULE, CONNECTOR FOR CAN, BUS TERMINATING MODULE FOR ET200S, POWER MODULE DC 24V, TERMINAL MODULE | 490 | TEM | 1 | Simatic | 0.3 | 1
ZNX:EIP200S | SIMATIC DP, ETHERNET/IP HEAD ASSEMBLY FOR ET 200S, UP TO 63 MOUDLES INCL. MOTOR STARTERS; NO SAFTEY MODULES. INTEGRATED 2-PORT-SWITCH. CONSISTING OF: * INTERFACE MODULE INCL. TERMINATION MODULE, * SD CARD, * CONFIGURATION TOOL (DVD) | 458 | TEM | 1 | Simatic | 0.204 | 0
ZNX:EIP200PRO | SIMATIC DP, ETHERNET/IP HEAD ASSEMBLY FOR ET 200PRO, UP TO 12 MOUDLES INCL. MOTOR STARTERS; NO SAFTEY MODULES. INTEGRATED 2-PORT-SWITCH. INCL. CONFIGURATION TOOL (DVD) | 436 | TEM | 1 | Simatic | 0.528 | 1
ZNX:EIP200PROCM1 | SIMATIC DP, CONNECTING MODULE FOR ETHERNET/IP HEAD ASSEMBLY ET 200PRO; M12 / 7/8", 2 X M12 AND 2 X 7/8", | 75 | TEM | 1 | Simatic | 0.617 | 1
ZNX:SYTEMA8 | TANOS SYSTAINER II T-LOC ANTHRAZITE RAL 7016 | 105 | TEM | 1 | Simatic | 1.5 | 0
6AG40121AA100XX0 | SIMATIC IPC347E (RACK PC, 19", 4U); PENTIUM DUAL CORE 3420 (2C/2T, 3.2 GHZ, 3 MB CACHE); INTERFACES: 2X GBIT ETHERNET, 1X DVI-D, 1X VGA, 2X USB FRONT, 4X USB BACK, 1X USB INTERNAL, 2X SERIAL, 2X PS/2, AUDIO; 1X 500 GBYTE HDD, INTERNAL; 2 GBYTE DDR3 SDRAM (1X 2 GBYTE), SINGLE CHANNEL; W/O OPERATING SYSTEM; 100/240 V INDUSTRIAL POWER SUPPLY, W/O POWER CORD; | 982 | TEM | 1 | Simatic | 17 | 1
6AG40121AA210BX0 | SIMATIC IPC347E (RACK PC, 19", 4U); PENTIUM DUAL CORE 3420 (2C/2T, 3.2 GHZ, 3 MB CACHE); INTERFACES: 2X GBIT ETHERNET, 1X DVI-D, 1X VGA, 2X USB FRONT, 4X USB BACK, 1X USB INTERNAL, 2X SERIAL, 2X PS/2, AUDIO; 1X 500 GBYTE HDD, INTERNAL; 4 GBYTE DDR3 SDRAM (1X 4 GBYTE), SINGLE CHANNEL; DVD+/-RW; WINDOWS 7 ULT. 64 BIT SP1; 100/240 V INDUSTRIAL POWER SUPPLY, W/O POWER CORD; | 1537 | TEM | 1 | Simatic | 17 | 1
6AG40121AA210XX0 | SIMATIC IPC347E (RACK PC, 19", 4U); PENTIUM DUAL CORE 3420 (2C/2T, 3.2 GHZ, 3 MB CACHE); INTERFACES: 2X GBIT ETHERNET, 1X DVI-D, 1X VGA, 2X USB FRONT, 4X USB BACK, 1X USB INTERNAL, 2X SERIAL, 2X PS/2, AUDIO; 1X 500 GBYTE HDD, INTERNAL; 4 GBYTE DDR3 SDRAM (1X 4 GBYTE), SINGLE CHANNEL; DVD+/-RW; W/O OPERATING SYSTEM; 100/240 V INDUSTRIAL POWER SUPPLY, W/O POWER CORD; | 1167 | TEM | 1 | Simatic | 17 | 1
6AG40121CA210BX0 | SIMATIC IPC347E (RACK PC, 19", 4U); CORE I5-4570S (4C/4T, 2.9 (3.6) GHZ, 6 MB CACHE); INTERFACES: 2X GBIT ETHERNET, 1X DVI-D, 1X VGA, 2X USB FRONT, 4X USB BACK, 1X USB INTERNAL, 2X SERIAL, 2X PS/2, AUDIO; 1X 500 GBYTE HDD, INTERNAL; 4 GBYTE DDR3 SDRAM (1X 4 GBYTE), SINGLE CHANNEL; DVD+/-RW; WINDOWS 7 ULT. 64 BIT SP1; 100/240 V INDUSTRIAL POWER SUPPLY, W/O POWER CORD; | 1826 | TEM | 1 | Simatic | 17 | 1
6AG40121CA210XX0 | SIMATIC IPC347E (RACK PC, 19", 4U); CORE I5-4570S (4C/4T, 2.9 (3.6) GHZ, 6 MB CACHE); INTERFACES: 2X GBIT ETHERNET, 1X DVI-D, 1X VGA, 2X USB FRONT, 4X USB BACK, 1X USB INTERNAL, 2X SERIAL, 2X PS/2, AUDIO; 1X 500 GBYTE HDD, INTERNAL; 4 GBYTE DDR3 SDRAM (1X 4 GBYTE), SINGLE CHANNEL; DVD+/-RW; W/O OPERATING SYSTEM; 100/240 V INDUSTRIAL POWER SUPPLY, W/O POWER CORD; | 1456 | TEM | 1 | Simatic | 17 | 1
6AG41043CA403BX4 | SIMATIC IPC547E (RACK PC, 19", 4HE); INTERFACES: 2X USB 3.0 FRONT, 1X DVI-I, 6X USB 2.0 REAR, 2X PS/2, AUDIO; 7 EXPANSION SLOTS: 2X PCIE X16, 1X PCIE X8, 4X PCI; TEMPERATURE AND FAN CONTROL; WATCHDOG; BOARD RETAINERS; PENTIUM DUAL CORE G3420 (2C/2T, 3.2 GHZ, 3 MB CACHE), 1X GBIT ETHERNET, 1X DISPLAYPORT V1.2, (IN COMBINATION WITH SHORT HOUSING ONLY); 1X 500 GB HDD, INTERNALLY MOUNTED; 16 GB DDR3 SDRAM (2X 8 GB), DUAL CHANNEL; HOUSING (SHORT) NOT PAINTED, W/O EXCHANGEABLE MEDIA; SERIAL INTERFACE (COM2) + PARALLEL (LPT); GRAPHICS ONBOARD; ADAPTER CABLE DVI-I TO VGA FOR ONBOARD GRAPHICS; WINDOWS 7 ULTIMATE MUI (EN/DE/FR/IT/SP), 64-BIT, SP1; WITHOUT EXTENSION (SW); 100/240V AC INDUSTRIAL POWER SUPPLY; POWER CORD USA; | 2409 | TEM | 1 | Simatic | 17 | 1
6AG41043CB103XX0 | SIMATIC IPC547E (RACK PC, 19", 4U); PENTIUM DUAL CORE G3420 (2C/2T, 3.2 GHZ, 3 MB CACHE); 2X USB 3.0 FRONT, 6X USB 2.0 BACK, 1X GBIT ETHERNET, 1X DISPLAYPORT V1.2, 1X DVI-I, 2X PS/2, AUDIO; SHORT HOUSING, UNPAINTED, W/O EXCHANGEABLE MEDIA; 1X 1 TB HDD, INTERNAL; 2 GBYTE DDR3 SDRAM (1X 2 GBYTE), SINGLE CHANNEL; SERIAL (COM2) + PARALLEL (LPT), ADAPTER CABLE DVI-I TO VGA; W/O OPERATING SYSTEM; 100/240 V INDUSTRIAL POWER SUPPLY, POWER CORD EUROPE; | 1559 | TEM | 1 | Simatic | 17 | 1
6AG41043DA220AX4 | SIMATIC IPC547E (RACK PC, 19", 4HE); INTERFACES: 2X USB 3.0 FRONT, 1X DVI-I, 6X USB 2.0 REAR, 2X PS/2, AUDIO; 7 EXPANSION SLOTS: 2X PCIE X16, 1X PCIE X8, 4X PCI; TEMPERATURE AND FAN CONTROL; WATCHDOG; BOARD RETAINERS; PENTIUM DUAL CORE G3420 (2C/2T, 3.2 GHZ, 3 MB CACHE), 2X GBIT ETHERNET, 2X DISPLAYPORT V1.2, 2X USB 3.0 REAR, 1X USB 2.0 INTERNAL, 1X COM1; 1X 500 GB HDD, INTERNALLY MOUNTED; 4 GB DDR3 SDRAM (2X 2 GB), DUAL CHANNEL; HOUSING NOT PAINTED, DVD+/-RW (SLIM); WITHOUT EXTENSION (HW); GRAPHICS ONBOARD; WINDOWS 7 ULTIMATE MUI (EN/DE/FR/IT/SP), 32-BIT, SP1; WITHOUT EXTENSION (SW); 100/240V AC INDUSTRIAL POWER SUPPLY; POWER CORD USA; | 2089 | TEM | 1 | Simatic | 17 | 1
6AG41043DA222BC4 | SIMATIC IPC547E (RACK PC, 19", 4HE); INTERFACES: 2X USB 3.0 FRONT, 1X DVI-I, 6X USB 2.0 REAR, 2X PS/2, AUDIO; 7 EXPANSION SLOTS: 2X PCIE X16, 1X PCIE X8, 4X PCI; TEMPERATURE AND FAN CONTROL; WATCHDOG; BOARD RETAINERS; PENTIUM DUAL CORE G3420 (2C/2T, 3.2 GHZ, 3 MB CACHE), 2X GBIT ETHERNET, 2X DISPLAYPORT V1.2, 2X USB 3.0 REAR, 1X USB 2.0 INTERNAL, 1X COM1; 1X 500 GB HDD, INTERNALLY MOUNTED; 4 GB DDR3 SDRAM (2X 2 GB), DUAL CHANNEL; HOUSING NOT PAINTED, DVD+/-RW (SLIM); SERIAL INTERFACE (COM2) + PARALLEL (LPT); GRAPHICS ONBOARD; WINDOWS 7 ULTIMATE MUI (EN/DE/FR/IT/SP), 64-BIT, SP1; SIMATIC IPC DIAGMONITOR V4.5 & IMAGE&PARTITION CREATOR V3.4 ADDED; 100/240V AC INDUSTRIAL POWER SUPPLY; POWER CORD USA; | 2362 | TEM | 1 | Simatic | 17 | 1
6AG41043DA344BA4 | SIMATIC IPC547E (RACK PC, 19", 4HE); INTERFACES: 2X USB 3.0 FRONT, 1X DVI-I, 6X USB 2.0 REAR, 2X PS/2, AUDIO; 7 EXPANSION SLOTS: 2X PCIE X16, 1X PCIE X8, 4X PCI; TEMPERATURE AND FAN CONTROL; WATCHDOG; BOARD RETAINERS; PENTIUM DUAL CORE G3420 (2C/2T, 3.2 GHZ, 3 MB CACHE), 2X GBIT ETHERNET, 2X DISPLAYPORT V1.2, 2X USB 3.0 REAR, 1X USB 2.0 INTERNAL, 1X COM1; 1X 500 GB HDD, INTERNALLY MOUNTED; 8 GB DDR3 SDRAM (2X 4 GB), DUAL CHANNEL; HOUSING PAINTED, DVD+/-RW (SLIM); SERIAL INTERFACE (COM2) + PARALLEL (LPT) AND PCIE X16 GRAPHICS CARD (DH:2X VGA OR 2X DVI-D); 512MB; WINDOWS 7 ULTIMATE MUI (EN/DE/FR/IT/SP), 64-BIT, SP1; SIMATIC IPC DIAGMONITOR V4,5 ADDED; 100/240V AC INDUSTRIAL POWER SUPPLY; POWER CORD USA; | 2761 | TEM | 1 | Simatic | 17 | 1
6AG41043DB243XX0 | SIMATIC IPC547E (RACK PC, 19", 4U); PENTIUM DUAL CORE G3420 (2C/2T, 3.2 GHZ, 3 MB CACHE); 2X USB 3.0 FRONT, 2X USB 3.0 & 6X USB 2.0 BACK, 1X USB 2.0 INTERNAL, 2X GBIT ETHERNET, 2X DISPLAYPORT V1.2, 1X DVI-I, 1X SERIAL, 2X PS/2, AUDIO; PAINTED, DVD+/-RW (SLIM); 1X 1 TB HDD, INTERNAL; 4 GBYTE DDR3 SDRAM (2X 2 GBYTE), DUAL CHANNEL; SERIAL (COM2) + PARALLEL (LPT), ADAPTER CABLE DVI-I TO VGA; W/O OPERATING SYSTEM; 100/240 V INDUSTRIAL POWER SUPPLY, POWER CORD EUROPE; | 1937 | TEM | 1 | Simatic | 17 | 1
6AG41043DD110BX5 | SIMATIC IPC547E (RACK PC, 19", 4HE); INTERFACES: 2X USB 3.0 FRONT, 1X DVI-I, 6X USB 2.0 REAR, 2X PS/2, AUDIO; 7 EXPANSION SLOTS: 2X PCIE X16, 1X PCIE X8, 4X PCI; TEMPERATURE AND FAN CONTROL; WATCHDOG; BOARD RETAINERS; PENTIUM DUAL CORE G3420 (2C/2T, 3.2 GHZ, 3 MB CACHE), 2X GBIT ETHERNET, 2X DISPLAYPORT V1.2, 2X USB 3.0 REAR, 1X USB 2.0 INTERNAL, 1X COM1; 2X 1 TB HDD, INTERNALLY MOUNTED; 2 GB DDR3 SDRAM (1X 2 GB), SINGLE CHANNEL; HOUSING NOT PAINTED, W/O EXCHANGEABLE MEDIA; WITHOUT EXTENSION (HW); GRAPHICS ONBOARD; WINDOWS 7 ULTIMATE MUI (EN/DE/FR/IT/SP), 64-BIT, SP1; WITHOUT EXTENSION (SW); 100/240V AC INDUSTRIAL POWER SUPPLY; POWER CORD CHINA; | 2183 | TEM | 1 | Simatic | 17 | 1
6AG41043DD120BX5 | SIMATIC IPC547E (RACK PC, 19", 4HE); INTERFACES: 2X USB 3.0 FRONT, 1X DVI-I, 6X USB 2.0 REAR, 2X PS/2, AUDIO; 7 EXPANSION SLOTS: 2X PCIE X16, 1X PCIE X8, 4X PCI; TEMPERATURE AND FAN CONTROL; WATCHDOG; BOARD RETAINERS; PENTIUM DUAL CORE G3420 (2C/2T, 3.2 GHZ, 3 MB CACHE), 2X GBIT ETHERNET, 2X DISPLAYPORT V1.2, 2X USB 3.0 REAR, 1X USB 2.0 INTERNAL, 1X COM1; 2X 1 TB HDD, INTERNALLY MOUNTED; 2 GB DDR3 SDRAM (1X 2 GB), SINGLE CHANNEL; HOUSING NOT PAINTED, DVD+/-RW (SLIM); WITHOUT EXTENSION (HW); GRAPHICS ONBOARD; WINDOWS 7 ULTIMATE MUI (EN/DE/FR/IT/SP), 64-BIT, SP1; WITHOUT EXTENSION (SW); 100/240V AC INDUSTRIAL POWER SUPPLY; POWER CORD CHINA; | 2267 | TEM | 1 | Simatic | 17 | 1
6AG41043HA220BX4 | SIMATIC IPC547E (RACK PC, 19", 4HE); INTERFACES: 2X USB 3.0 FRONT, 1X DVI-I, 6X USB 2.0 REAR, 2X PS/2, AUDIO; 7 EXPANSION SLOTS: 2X PCIE X16, 1X PCIE X8, 4X PCI; TEMPERATURE AND FAN CONTROL; WATCHDOG; BOARD RETAINERS; CORE I5-4570S (4C/4T, 2.9(3.6) GHZ, 6MB CACHE, IAMT), 2X GBIT ETHERNET, 2X DISPLAYPORT V1.2, 2X USB 3.0 REAR, 1X USB 2.0 INTERNAL, 1X COM1; 1X 500 GB HDD, INTERNALLY MOUNTED; 4 GB DDR3 SDRAM (2X 2 GB), DUAL CHANNEL; HOUSING NOT PAINTED, DVD+/-RW (SLIM); WITHOUT EXTENSION (HW); GRAPHICS ONBOARD; WINDOWS 7 ULTIMATE MUI (EN/DE/FR/IT/SP), 64-BIT, SP1; WITHOUT EXTENSION (SW); 100/240V AC INDUSTRIAL POWER SUPPLY; POWER CORD USA; | 2351 | TEM | 1 | Simatic | 17 | 1
6AG41043HA224AX4 | SIMATIC IPC547E (RACK PC, 19", 4HE); INTERFACES: 2X USB 3.0 FRONT, 1X DVI-I, 6X USB 2.0 REAR, 2X PS/2, AUDIO; 7 EXPANSION SLOTS: 2X PCIE X16, 1X PCIE X8, 4X PCI; TEMPERATURE AND FAN CONTROL; WATCHDOG; BOARD RETAINERS; CORE I5-4570S (4C/4T, 2.9(3.6) GHZ, 6MB CACHE, IAMT), 2X GBIT ETHERNET, 2X DISPLAYPORT V1.2, 2X USB 3.0 REAR, 1X USB 2.0 INTERNAL, 1X COM1; 1X 500 GB HDD, INTERNALLY MOUNTED; 4 GB DDR3 SDRAM (2X 2 GB), DUAL CHANNEL; HOUSING NOT PAINTED, DVD+/-RW (SLIM); SERIAL INTERFACE (COM2) + PARALLEL (LPT) AND PCIE X16 GRAPHICS CARD (DH:2X VGA OR 2X DVI-D); 512MB; WINDOWS 7 ULTIMATE MUI (EN/DE/FR/IT/SP), 32-BIT, SP1; WITHOUT EXTENSION (SW); 100/240V AC INDUSTRIAL POWER SUPPLY; POWER CORD USA; | 2698 | TEM | 1 | Simatic | 17 | 1
6AG41043HA314BX0 | SIMATIC IPC547E (RACK PC, 19", 4HE); INTERFACES: 2X USB 3.0 FRONT, 1X DVI-I, 6X USB 2.0 REAR, 2X PS/2, AUDIO; 7 EXPANSION SLOTS: 2X PCIE X16, 1X PCIE X8, 4X PCI; TEMPERATURE AND FAN CONTROL; WATCHDOG; BOARD RETAINERS; CORE I5-4570S (4C/4T, 2.9(3.6) GHZ, 6MB CACHE, IAMT), 2X GBIT ETHERNET, 2X DISPLAYPORT V1.2, 2X USB 3.0 REAR, 1X USB 2.0 INTERNAL, 1X COM1; 1X 500 GB HDD, INTERNALLY MOUNTED; 8 GB DDR3 SDRAM (2X 4 GB), DUAL CHANNEL; HOUSING NOT PAINTED, W/O EXCHANGEABLE MEDIA; SERIAL INTERFACE (COM2) + PARALLEL (LPT) AND PCIE X16 GRAPHICS CARD (DH:2X VGA OR 2X DVI-D); 512MB; WINDOWS 7 ULTIMATE MUI (EN/DE/FR/IT/SP), 64-BIT, SP1; WITHOUT EXTENSION (SW); 100/240V AC INDUSTRIAL POWER SUPPLY; POWER CORD EUROPE | 2761 | TEM | 1 | Simatic | 17 | 1
6AG41043HD320BX4 | SIMATIC IPC547E (RACK PC, 19", 4HE); INTERFACES: 2X USB 3.0 FRONT, 1X DVI-I, 6X USB 2.0 REAR, 2X PS/2, AUDIO; 7 EXPANSION SLOTS: 2X PCIE X16, 1X PCIE X8, 4X PCI; TEMPERATURE AND FAN CONTROL; WATCHDOG; BOARD RETAINERS; CORE I5-4570S (4C/4T, 2.9(3.6) GHZ, 6MB CACHE, IAMT), 2X GBIT ETHERNET, 2X DISPLAYPORT V1.2, 2X USB 3.0 REAR, 1X USB 2.0 INTERNAL, 1X COM1; 2X 1 TB HDD, INTERNALLY MOUNTED; 8 GB DDR3 SDRAM (2X 4 GB), DUAL CHANNEL; HOUSING NOT PAINTED, DVD+/-RW (SLIM); WITHOUT EXTENSION (HW); GRAPHICS ONBOARD; WINDOWS 7 ULTIMATE MUI (EN/DE/FR/IT/SP), 64-BIT, SP1; WITHOUT EXTENSION (SW); 100/240V AC INDUSTRIAL POWER SUPPLY; POWER CORD USA; | 2761 | TEM | 1 | Simatic | 17 | 1
6AG41043HD342AX4 | SIMATIC IPC547E (RACK PC, 19", 4HE); INTERFACES: 2X USB 3.0 FRONT, 1X DVI-I, 6X USB 2.0 REAR, 2X PS/2, AUDIO; 7 EXPANSION SLOTS: 2X PCIE X16, 1X PCIE X8, 4X PCI; TEMPERATURE AND FAN CONTROL; WATCHDOG; BOARD RETAINERS; CORE I5-4570S (4C/4T, 2.9(3.6) GHZ, 6MB CACHE, IAMT), 2X GBIT ETHERNET, 2X DISPLAYPORT V1.2, 2X USB 3.0 REAR, 1X USB 2.0 INTERNAL, 1X COM1; 2X 1 TB HDD, INTERNALLY MOUNTED; 8 GB DDR3 SDRAM (2X 4 GB), DUAL CHANNEL; HOUSING PAINTED, DVD+/-RW (SLIM); SERIAL INTERFACE (COM2) + PARALLEL (LPT); GRAPHICS ONBOARD; WINDOWS 7 ULTIMATE MUI (EN/DE/FR/IT/SP), 32-BIT, SP1; WITHOUT EXTENSION (SW); 100/240V AC INDUSTRIAL POWER SUPPLY; POWER CORD USA; | 2866 | TEM | 1 | Simatic | 17 | 1
6AG41043HD342BX4 | SIMATIC IPC547E (RACK PC, 19", 4HE); INTERFACES: 2X USB 3.0 FRONT, 1X DVI-I, 6X USB 2.0 REAR, 2X PS/2, AUDIO; 7 EXPANSION SLOTS: 2X PCIE X16, 1X PCIE X8, 4X PCI; TEMPERATURE AND FAN CONTROL; WATCHDOG; BOARD RETAINERS; CORE I5-4570S (4C/4T, 2.9(3.6) GHZ, 6MB CACHE, IAMT), 2X GBIT ETHERNET, 2X DISPLAYPORT V1.2, 2X USB 3.0 REAR, 1X USB 2.0 INTERNAL, 1X COM1; 2X 1 TB HDD, INTERNALLY MOUNTED; 8 GB DDR3 SDRAM (2X 4 GB), DUAL CHANNEL; HOUSING PAINTED, DVD+/-RW (SLIM); SERIAL INTERFACE (COM2) + PARALLEL (LPT); GRAPHICS ONBOARD; WINDOWS 7 ULTIMATE MUI (EN/DE/FR/IT/SP), 64-BIT, SP1; WITHOUT EXTENSION (SW); 100/240V AC INDUSTRIAL POWER SUPPLY; POWER CORD USA; | 2866 | TEM | 1 | Simatic | 17 | 1
6AG41043HD342FX4 | SIMATIC IPC547E (RACK PC, 19", 4HE); INTERFACES: 2X USB 3.0 FRONT, 1X DVI-I, 6X USB 2.0 REAR, 2X PS/2, AUDIO; 7 EXPANSION SLOTS: 2X PCIE X16, 1X PCIE X8, 4X PCI; TEMPERATURE AND FAN CONTROL; WATCHDOG; BOARD RETAINERS; CORE I5-4570S (4C/4T, 2.9(3.6) GHZ, 6MB CACHE, IAMT), 2X GBIT ETHERNET, 2X DISPLAYPORT V1.2, 2X USB 3.0 REAR, 1X USB 2.0 INTERNAL, 1X COM1; 2X 1 TB HDD, INTERNALLY MOUNTED; 8 GB DDR3 SDRAM (2X 4 GB), DUAL CHANNEL; HOUSING PAINTED, DVD+/-RW (SLIM); SERIAL INTERFACE (COM2) + PARALLEL (LPT); GRAPHICS ONBOARD; WINDOWS SERVER 2008 R2 STANDARD EDITION INCL. 5 CLIENTS MUI (EN/GE/FR/IT/SP), 64-BIT, SP1; WITHOUT EXTENSION (SW); 100/240V AC INDUSTRIAL POWER SUPPLY; POWER CORD USA; | 3685 | TEM | 1 | Simatic | 17 | 1
6AG41043HG122AX4 | SIMATIC IPC547E (RACK PC, 19", 4HE); INTERFACES: 2X USB 3.0 FRONT, 1X DVI-I, 6X USB 2.0 REAR, 2X PS/2, AUDIO; 7 EXPANSION SLOTS: 2X PCIE X16, 1X PCIE X8, 4X PCI; TEMPERATURE AND FAN CONTROL; WATCHDOG; BOARD RETAINERS; CORE I5-4570S (4C/4T, 2.9(3.6) GHZ, 6MB CACHE, IAMT), 2X GBIT ETHERNET, 2X DISPLAYPORT V1.2, 2X USB 3.0 REAR, 1X USB 2.0 INTERNAL, 1X COM1; RAID1, 1 TB (2X 1 TB HDD, DATA MORRORING) INTERNALLY MOUNTED; 2 GB DDR3 SDRAM (1X 2 GB), SINGLE CHANNEL; HOUSING NOT PAINTED, DVD+/-RW (SLIM); SERIAL INTERFACE (COM2) + PARALLEL (LPT); GRAPHICS ONBOARD; WINDOWS 7 ULTIMATE MUI (EN/DE/FR/IT/SP), 32-BIT, SP1; WITHOUT EXTENSION (SW); 100/240V AC INDUSTRIAL POWER SUPPLY; POWER CORD USA; | 2687 | TEM | 1 | Simatic | 17 | 1
6AG41043HG322BB4 | SIMATIC IPC547E (RACK PC, 19", 4HE); INTERFACES: 2X USB 3.0 FRONT, 1X DVI-I, 6X USB 2.0 REAR, 2X PS/2, AUDIO; 7 EXPANSION SLOTS: 2X PCIE X16, 1X PCIE X8, 4X PCI; TEMPERATURE AND FAN CONTROL; WATCHDOG; BOARD RETAINERS; CORE I5-4570S (4C/4T, 2.9(3.6) GHZ, 6MB CACHE, IAMT), 2X GBIT ETHERNET, 2X DISPLAYPORT V1.2, 2X USB 3.0 REAR, 1X USB 2.0 INTERNAL, 1X COM1; RAID1, 1 TB (2X 1 TB HDD, DATA MORRORING) INTERNALLY MOUNTED; 8 GB DDR3 SDRAM (2X 4 GB), DUAL CHANNEL; HOUSING NOT PAINTED, DVD+/-RW (SLIM); SERIAL INTERFACE (COM2) + PARALLEL (LPT); GRAPHICS ONBOARD; WINDOWS 7 ULTIMATE MUI (EN/DE/FR/IT/SP), 64-BIT, SP1; SIMATIC IPC IMAGE&PARTITION CREATOR V3.4 ADDED; 100/240V AC INDUSTRIAL POWER SUPPLY; POWER CORD USA; | 3013 | TEM | 1 | Simatic | 17 | 1
6AG41043HG322FC4 | SIMATIC IPC547E (RACK PC, 19", 4HE); INTERFACES: 2X USB 3.0 FRONT, 1X DVI-I, 6X USB 2.0 REAR, 2X PS/2, AUDIO; 7 EXPANSION SLOTS: 2X PCIE X16, 1X PCIE X8, 4X PCI; TEMPERATURE AND FAN CONTROL; WATCHDOG; BOARD RETAINERS; CORE I5-4570S (4C/4T, 2.9(3.6) GHZ, 6MB CACHE, IAMT), 2X GBIT ETHERNET, 2X DISPLAYPORT V1.2, 2X USB 3.0 REAR, 1X USB 2.0 INTERNAL, 1X COM1; RAID1, 1 TB (2X 1 TB HDD, DATA MORRORING) INTERNALLY MOUNTED; 8 GB DDR3 SDRAM (2X 4 GB), DUAL CHANNEL; HOUSING NOT PAINTED, DVD+/-RW (SLIM); SERIAL INTERFACE (COM2) + PARALLEL (LPT); GRAPHICS ONBOARD; WINDOWS SERVER 2008 R2 STANDARD EDITION INCL. 5 CLIENTS MUI (EN/GE/FR/IT/SP), 64-BIT, SP1; SIMATIC IPC DIAGMONITOR V4.5 & IMAGE&PARTITION CREATOR V3.4 ADDED; 100/240V AC INDUSTRIAL POWER SUPPLY; POWER CORD USA; | 3958 | TEM | 1 | Simatic | 17 | 1
6AG41043HG342AX4 | SIMATIC IPC547E (RACK PC, 19", 4HE); INTERFACES: 2X USB 3.0 FRONT, 1X DVI-I, 6X USB 2.0 REAR, 2X PS/2, AUDIO; 7 EXPANSION SLOTS: 2X PCIE X16, 1X PCIE X8, 4X PCI; TEMPERATURE AND FAN CONTROL; WATCHDOG; BOARD RETAINERS; CORE I5-4570S (4C/4T, 2.9(3.6) GHZ, 6MB CACHE, IAMT), 2X GBIT ETHERNET, 2X DISPLAYPORT V1.2, 2X USB 3.0 REAR, 1X USB 2.0 INTERNAL, 1X COM1; RAID1, 1 TB (2X 1 TB HDD, DATA MORRORING) INTERNALLY MOUNTED; 8 GB DDR3 SDRAM (2X 4 GB), DUAL CHANNEL; HOUSING PAINTED, DVD+/-RW (SLIM); SERIAL INTERFACE (COM2) + PARALLEL (LPT); GRAPHICS ONBOARD; WINDOWS 7 ULTIMATE MUI (EN/DE/FR/IT/SP), 32-BIT, SP1; WITHOUT EXTENSION (SW); 100/240V AC INDUSTRIAL POWER SUPPLY; POWER CORD USA; | 2971 | TEM | 1 | Simatic | 17 | 1
6AG41043HP243AX0 | SIMATIC IPC547E (RACK PC, 19", 4U); CORE I5-4570S (4C/4T, 2.9 (3.6) GHZ, 6 MB CACHE, IAMT); 2X USB 3.0 FRONT, 2X USB 3.0 & 6X USB 2.0 BACK, 1X USB 2.0 INTERNAL, 2X GBIT ETHERNET, 2X DISPLAYPORT V1.2, 1X DVI-I, 1X SERIAL, 2X PS/2, AUDIO; PAINTED, DVD+/-RW (SLIM); RAID1 2X 1 TBYTE IN REMOVABLE FRAME, FRONT; 4 GBYTE DDR3 SDRAM (2X 2 GBYTE), DUAL CHANNEL; SERIAL (COM2) + PARALLEL (LPT), ADAPTER CABLE DVI-I TO VGA; WINDOWS 7 ULT. 32 BIT SP1; 100/240 V INDUSTRIAL POWER SUPPLY, POWER CORD EUROPE; | 3123 | TEM | 1 | Simatic | 17 | 1
6AG41043HP322FC4 | SIMATIC IPC547E (RACK PC, 19", 4HE); INTERFACES: 2X USB 3.0 FRONT, 1X DVI-I, 6X USB 2.0 REAR, 2X PS/2, AUDIO; 7 EXPANSION SLOTS: 2X PCIE X16, 1X PCIE X8, 4X PCI; TEMPERATURE AND FAN CONTROL; WATCHDOG; BOARD RETAINERS; CORE I5-4570S (4C/4T, 2.9(3.6) GHZ, 6MB CACHE, IAMT), 2X GBIT ETHERNET, 2X DISPLAYPORT V1.2, 2X USB 3.0 REAR, 1X USB 2.0 INTERNAL, 1X COM1; RAID1, 1 TB (2X 1 TB HDD, DATA MORRORING) REMOVEABLE FRAME; HOT SWAP; FRONTSIDE MOUNTED; 8 GB DDR3 SDRAM (2X 4 GB), DUAL CHANNEL; HOUSING NOT PAINTED, DVD+/-RW (SLIM); SERIAL INTERFACE (COM2) + PARALLEL (LPT); GRAPHICS ONBOARD; WINDOWS SERVER 2008 R2 STANDARD EDITION INCL. 5 CLIENTS MUI (EN/GE/FR/IT/SP), 64-BIT, SP1; SIMATIC IPC DIAGMONITOR V4.5 & IMAGE&PARTITION CREATOR V3.4 ADDED; 100/240V AC INDUSTRIAL POWER SUPPLY; POWER CORD USA; | 4231 | TEM | 1 | Simatic | 17 | 1
6AG41043KA220AX4 | SIMATIC IPC547E (RACK PC, 19", 4HE); INTERFACES: 2X USB 3.0 FRONT, 1X DVI-I, 6X USB 2.0 REAR, 2X PS/2, AUDIO; 7 EXPANSION SLOTS: 2X PCIE X16, 1X PCIE X8, 4X PCI; TEMPERATURE AND FAN CONTROL; WATCHDOG; BOARD RETAINERS; CORE I7-4770S (4C/8T, 3.1(3.9) GHZ, 8MB CACHE, IAMT), 2X GBIT ETHERNET, 2X DISPLAYPORT V1.2, 2X USB 3.0 REAR, 1X USB 2.0 INTERNAL, 1X COM1; 1X 500 GB HDD, INTERNALLY MOUNTED; 4 GB DDR3 SDRAM (2X 2 GB), DUAL CHANNEL; HOUSING NOT PAINTED, DVD+/-RW (SLIM); WITHOUT EXTENSION (HW); GRAPHICS ONBOARD; WINDOWS 7 ULTIMATE MUI (EN/DE/FR/IT/SP), 32-BIT, SP1; WITHOUT EXTENSION (SW); 100/240V AC INDUSTRIAL POWER SUPPLY; POWER CORD USA; | 2561 | TEM | 1 | Simatic | 17 | 1
6AG41043KA220XX4 | SIMATIC IPC547E (RACK PC, 19", 4HE); INTERFACES: 2X USB 3.0 FRONT, 1X DVI-I, 6X USB 2.0 REAR, 2X PS/2, AUDIO; 7 EXPANSION SLOTS: 2X PCIE X16, 1X PCIE X8, 4X PCI; TEMPERATURE AND FAN CONTROL; WATCHDOG; BOARD RETAINERS; CORE I7-4770S (4C/8T, 3.1(3.9) GHZ, 8MB CACHE, IAMT), 2X GBIT ETHERNET, 2X DISPLAYPORT V1.2, 2X USB 3.0 REAR, 1X USB 2.0 INTERNAL, 1X COM1; 1X 500 GB HDD, INTERNALLY MOUNTED; 4 GB DDR3 SDRAM (2X 2 GB), DUAL CHANNEL; HOUSING NOT PAINTED, DVD+/-RW (SLIM); WITHOUT EXTENSION (HW); GRAPHICS ONBOARD; WITHOUT OPERATING SYSTEM WITHOUT EXTENSION (SW); 100/240V AC INDUSTRIAL POWER SUPPLY; POWER CORD USA; | 2225 | TEM | 1 | Simatic | 17 | 1
6AG41043KA242BC4 | SIMATIC IPC547E (RACK PC, 19", 4HE); INTERFACES: 2X USB 3.0 FRONT, 1X DVI-I, 6X USB 2.0 REAR, 2X PS/2, AUDIO; 7 EXPANSION SLOTS: 2X PCIE X16, 1X PCIE X8, 4X PCI; TEMPERATURE AND FAN CONTROL; WATCHDOG; BOARD RETAINERS; CORE I7-4770S (4C/8T, 3.1(3.9) GHZ, 8MB CACHE, IAMT), 2X GBIT ETHERNET, 2X DISPLAYPORT V1.2, 2X USB 3.0 REAR, 1X USB 2.0 INTERNAL, 1X COM1; 1X 500 GB HDD, INTERNALLY MOUNTED; 4 GB DDR3 SDRAM (2X 2 GB), DUAL CHANNEL; HOUSING PAINTED, DVD+/-RW (SLIM); SERIAL INTERFACE (COM2) + PARALLEL (LPT); GRAPHICS ONBOARD; WINDOWS 7 ULTIMATE MUI (EN/DE/FR/IT/SP), 64-BIT, SP1; SIMATIC IPC DIAGMONITOR V4.5 & IMAGE&PARTITION CREATOR V3.4 ADDED; 100/240V AC INDUSTRIAL POWER SUPPLY; POWER CORD USA; | 2887 | TEM | 1 | Simatic | 17 | 1
6AG41043KA320FA4 | SIMATIC IPC547E (RACK PC, 19", 4HE); INTERFACES: 2X USB 3.0 FRONT, 1X DVI-I, 6X USB 2.0 REAR, 2X PS/2, AUDIO; 7 EXPANSION SLOTS: 2X PCIE X16, 1X PCIE X8, 4X PCI; TEMPERATURE AND FAN CONTROL; WATCHDOG; BOARD RETAINERS; CORE I7-4770S (4C/8T, 3.1(3.9) GHZ, 8MB CACHE, IAMT), 2X GBIT ETHERNET, 2X DISPLAYPORT V1.2, 2X USB 3.0 REAR, 1X USB 2.0 INTERNAL, 1X COM1; 1X 500 GB HDD, INTERNALLY MOUNTED; 8 GB DDR3 SDRAM (2X 4 GB), DUAL CHANNEL; HOUSING NOT PAINTED, DVD+/-RW (SLIM); WITHOUT EXTENSION (HW); GRAPHICS ONBOARD; WINDOWS SERVER 2008 R2 STANDARD EDITION INCL. 5 CLIENTS MUI (EN/GE/FR/IT/SP), 64-BIT, SP1; SIMATIC IPC DIAGMONITOR V4,5 ADDED; 100/240V AC INDUSTRIAL POWER SUPPLY; POWER CORD USA; | 3653 | TEM | 1 | Simatic | 17 | 1
6AG41043KA424BX4 | SIMATIC IPC547E (RACK PC, 19", 4HE); INTERFACES: 2X USB 3.0 FRONT, 1X DVI-I, 6X USB 2.0 REAR, 2X PS/2, AUDIO; 7 EXPANSION SLOTS: 2X PCIE X16, 1X PCIE X8, 4X PCI; TEMPERATURE AND FAN CONTROL; WATCHDOG; BOARD RETAINERS; CORE I7-4770S (4C/8T, 3.1(3.9) GHZ, 8MB CACHE, IAMT), 2X GBIT ETHERNET, 2X DISPLAYPORT V1.2, 2X USB 3.0 REAR, 1X USB 2.0 INTERNAL, 1X COM1; 1X 500 GB HDD, INTERNALLY MOUNTED; 16 GB DDR3 SDRAM (2X 8 GB), DUAL CHANNEL; HOUSING NOT PAINTED, DVD+/-RW (SLIM); SERIAL INTERFACE (COM2) + PARALLEL (LPT) AND PCIE X16 GRAPHICS CARD (DH:2X VGA OR 2X DVI-D); 512MB; WINDOWS 7 ULTIMATE MUI (EN/DE/FR/IT/SP), 64-BIT, SP1; WITHOUT EXTENSION (SW); 100/240V AC INDUSTRIAL POWER SUPPLY; POWER CORD USA; | 3391 | TEM | 1 | Simatic | 17 | 1
6AG41043KA440BA4 | SIMATIC IPC547E (RACK PC, 19", 4HE); INTERFACES: 2X USB 3.0 FRONT, 1X DVI-I, 6X USB 2.0 REAR, 2X PS/2, AUDIO; 7 EXPANSION SLOTS: 2X PCIE X16, 1X PCIE X8, 4X PCI; TEMPERATURE AND FAN CONTROL; WATCHDOG; BOARD RETAINERS; CORE I7-4770S (4C/8T, 3.1(3.9) GHZ, 8MB CACHE, IAMT), 2X GBIT ETHERNET, 2X DISPLAYPORT V1.2, 2X USB 3.0 REAR, 1X USB 2.0 INTERNAL, 1X COM1; 1X 500 GB HDD, INTERNALLY MOUNTED; 16 GB DDR3 SDRAM (2X 8 GB), DUAL CHANNEL; HOUSING PAINTED, DVD+/-RW (SLIM); WITHOUT EXTENSION (HW); GRAPHICS ONBOARD; WINDOWS 7 ULTIMATE MUI (EN/DE/FR/IT/SP), 64-BIT, SP1; SIMATIC IPC DIAGMONITOR V4,5 ADDED; 100/240V AC INDUSTRIAL POWER SUPPLY; POWER CORD USA; | 3223 | TEM | 1 | Simatic | 17 | 1
6AG41043KB444BA4 | SIMATIC IPC547E (RACK PC, 19", 4HE); INTERFACES: 2X USB 3.0 FRONT, 1X DVI-I, 6X USB 2.0 REAR, 2X PS/2, AUDIO; 7 EXPANSION SLOTS: 2X PCIE X16, 1X PCIE X8, 4X PCI; TEMPERATURE AND FAN CONTROL; WATCHDOG; BOARD RETAINERS; CORE I7-4770S (4C/8T, 3.1(3.9) GHZ, 8MB CACHE, IAMT), 2X GBIT ETHERNET, 2X DISPLAYPORT V1.2, 2X USB 3.0 REAR, 1X USB 2.0 INTERNAL, 1X COM1; 1X 1 TB HDD, INTERNALLY MOUNTED; 16 GB DDR3 SDRAM (2X 8 GB), DUAL CHANNEL; HOUSING PAINTED, DVD+/-RW (SLIM); SERIAL INTERFACE (COM2) + PARALLEL (LPT) AND PCIE X16 GRAPHICS CARD (DH:2X VGA OR 2X DVI-D); 512MB; WINDOWS 7 ULTIMATE MUI (EN/DE/FR/IT/SP), 64-BIT, SP1; SIMATIC IPC DIAGMONITOR V4,5 ADDED; 100/240V AC INDUSTRIAL POWER SUPPLY; POWER CORD USA; | 3622 | TEM | 1 | Simatic | 17 | 1
6AG41043KB444BX4 | SIMATIC IPC547E (RACK PC, 19", 4HE); INTERFACES: 2X USB 3.0 FRONT, 1X DVI-I, 6X USB 2.0 REAR, 2X PS/2, AUDIO; 7 EXPANSION SLOTS: 2X PCIE X16, 1X PCIE X8, 4X PCI; TEMPERATURE AND FAN CONTROL; WATCHDOG; BOARD RETAINERS; CORE I7-4770S (4C/8T, 3.1(3.9) GHZ, 8MB CACHE, IAMT), 2X GBIT ETHERNET, 2X DISPLAYPORT V1.2, 2X USB 3.0 REAR, 1X USB 2.0 INTERNAL, 1X COM1; 1X 1 TB HDD, INTERNALLY MOUNTED; 16 GB DDR3 SDRAM (2X 8 GB), DUAL CHANNEL; HOUSING PAINTED, DVD+/-RW (SLIM); SERIAL INTERFACE (COM2) + PARALLEL (LPT) AND PCIE X16 GRAPHICS CARD (DH:2X VGA OR 2X DVI-D); 512MB; WINDOWS 7 ULTIMATE MUI (EN/DE/FR/IT/SP), 64-BIT, SP1; WITHOUT EXTENSION (SW); 100/240V AC INDUSTRIAL POWER SUPPLY; POWER CORD USA; | 3496 | TEM | 1 | Simatic | 17 | 1
6AG41043KD342AX4 | SIMATIC IPC547E (RACK PC, 19", 4HE); INTERFACES: 2X USB 3.0 FRONT, 1X DVI-I, 6X USB 2.0 REAR, 2X PS/2, AUDIO; 7 EXPANSION SLOTS: 2X PCIE X16, 1X PCIE X8, 4X PCI; TEMPERATURE AND FAN CONTROL; WATCHDOG; BOARD RETAINERS; CORE I7-4770S (4C/8T, 3.1(3.9) GHZ, 8MB CACHE, IAMT), 2X GBIT ETHERNET, 2X DISPLAYPORT V1.2, 2X USB 3.0 REAR, 1X USB 2.0 INTERNAL, 1X COM1; 2X 1 TB HDD, INTERNALLY MOUNTED; 8 GB DDR3 SDRAM (2X 4 GB), DUAL CHANNEL; HOUSING PAINTED, DVD+/-RW (SLIM); SERIAL INTERFACE (COM2) + PARALLEL (LPT); GRAPHICS ONBOARD; WINDOWS 7 ULTIMATE MUI (EN/DE/FR/IT/SP), 32-BIT, SP1; WITHOUT EXTENSION (SW); 100/240V AC INDUSTRIAL POWER SUPPLY; POWER CORD USA; | 3076 | TEM | 1 | Simatic | 17 | 1
6AG41043KD342BX4 | SIMATIC IPC547E (RACK PC, 19", 4HE); INTERFACES: 2X USB 3.0 FRONT, 1X DVI-I, 6X USB 2.0 REAR, 2X PS/2, AUDIO; 7 EXPANSION SLOTS: 2X PCIE X16, 1X PCIE X8, 4X PCI; TEMPERATURE AND FAN CONTROL; WATCHDOG; BOARD RETAINERS; CORE I7-4770S (4C/8T, 3.1(3.9) GHZ, 8MB CACHE, IAMT), 2X GBIT ETHERNET, 2X DISPLAYPORT V1.2, 2X USB 3.0 REAR, 1X USB 2.0 INTERNAL, 1X COM1; 2X 1 TB HDD, INTERNALLY MOUNTED; 8 GB DDR3 SDRAM (2X 4 GB), DUAL CHANNEL; HOUSING PAINTED, DVD+/-RW (SLIM); SERIAL INTERFACE (COM2) + PARALLEL (LPT); GRAPHICS ONBOARD; WINDOWS 7 ULTIMATE MUI (EN/DE/FR/IT/SP), 64-BIT, SP1; WITHOUT EXTENSION (SW); 100/240V AC INDUSTRIAL POWER SUPPLY; POWER CORD USA; | 3076 | TEM | 1 | Simatic | 17 | 1
6AG41043KD342FX4 | SIMATIC IPC547E (RACK PC, 19", 4HE); INTERFACES: 2X USB 3.0 FRONT, 1X DVI-I, 6X USB 2.0 REAR, 2X PS/2, AUDIO; 7 EXPANSION SLOTS: 2X PCIE X16, 1X PCIE X8, 4X PCI; TEMPERATURE AND FAN CONTROL; WATCHDOG; BOARD RETAINERS; CORE I7-4770S (4C/8T, 3.1(3.9) GHZ, 8MB CACHE, IAMT), 2X GBIT ETHERNET, 2X DISPLAYPORT V1.2, 2X USB 3.0 REAR, 1X USB 2.0 INTERNAL, 1X COM1; 2X 1 TB HDD, INTERNALLY MOUNTED; 8 GB DDR3 SDRAM (2X 4 GB), DUAL CHANNEL; HOUSING PAINTED, DVD+/-RW (SLIM); SERIAL INTERFACE (COM2) + PARALLEL (LPT); GRAPHICS ONBOARD; WINDOWS SERVER 2008 R2 STANDARD EDITION INCL. 5 CLIENTS MUI (EN/GE/FR/IT/SP), 64-BIT, SP1; WITHOUT EXTENSION (SW); 100/240V AC INDUSTRIAL POWER SUPPLY; POWER CORD USA; | 3895 | TEM | 1 | Simatic | 17 | 1
6AG41043KD510BX4 | SIMATIC IPC547E (RACK PC, 19", 4HE); INTERFACES: 2X USB 3.0 FRONT, 1X DVI-I, 6X USB 2.0 REAR, 2X PS/2, AUDIO; 7 EXPANSION SLOTS: 2X PCIE X16, 1X PCIE X8, 4X PCI; TEMPERATURE AND FAN CONTROL; WATCHDOG; BOARD RETAINERS; CORE I7-4770S (4C/8T, 3.1(3.9) GHZ, 8MB CACHE, IAMT), 2X GBIT ETHERNET, 2X DISPLAYPORT V1.2, 2X USB 3.0 REAR, 1X USB 2.0 INTERNAL, 1X COM1; 2X 1 TB HDD, INTERNALLY MOUNTED; 32 GB DDR3 SDRAM (4X 8 GB), DUAL CHANNEL; HOUSING NOT PAINTED, W/O EXCHANGEABLE MEDIA; WITHOUT EXTENSION (HW); GRAPHICS ONBOARD; WINDOWS 7 ULTIMATE MUI (EN/DE/FR/IT/SP), 64-BIT, SP1; WITHOUT EXTENSION (SW); 100/240V AC INDUSTRIAL POWER SUPPLY; POWER CORD USA; | 3884 | TEM | 1 | Simatic | 17 | 1
6AG41043KG322BC4 | SIMATIC IPC547E (RACK PC, 19", 4HE); INTERFACES: 2X USB 3.0 FRONT, 1X DVI-I, 6X USB 2.0 REAR, 2X PS/2, AUDIO; 7 EXPANSION SLOTS: 2X PCIE X16, 1X PCIE X8, 4X PCI; TEMPERATURE AND FAN CONTROL; WATCHDOG; BOARD RETAINERS; CORE I7-4770S (4C/8T, 3.1(3.9) GHZ, 8MB CACHE, IAMT), 2X GBIT ETHERNET, 2X DISPLAYPORT V1.2, 2X USB 3.0 REAR, 1X USB 2.0 INTERNAL, 1X COM1; RAID1, 1 TB (2X 1 TB HDD, DATA MORRORING) INTERNALLY MOUNTED; 8 GB DDR3 SDRAM (2X 4 GB), DUAL CHANNEL; HOUSING NOT PAINTED, DVD+/-RW (SLIM); SERIAL INTERFACE (COM2) + PARALLEL (LPT); GRAPHICS ONBOARD; WINDOWS 7 ULTIMATE MUI (EN/DE/FR/IT/SP), 64-BIT, SP1; SIMATIC IPC DIAGMONITOR V4.5 & IMAGE&PARTITION CREATOR V3.4 ADDED; 100/240V AC INDUSTRIAL POWER SUPPLY; POWER CORD USA; | 3349 | TEM | 1 | Simatic | 17 | 1
6AG41043KG322FC4 | SIMATIC IPC547E (RACK PC, 19", 4HE); INTERFACES: 2X USB 3.0 FRONT, 1X DVI-I, 6X USB 2.0 REAR, 2X PS/2, AUDIO; 7 EXPANSION SLOTS: 2X PCIE X16, 1X PCIE X8, 4X PCI; TEMPERATURE AND FAN CONTROL; WATCHDOG; BOARD RETAINERS; CORE I7-4770S (4C/8T, 3.1(3.9) GHZ, 8MB CACHE, IAMT), 2X GBIT ETHERNET, 2X DISPLAYPORT V1.2, 2X USB 3.0 REAR, 1X USB 2.0 INTERNAL, 1X COM1; RAID1, 1 TB (2X 1 TB HDD, DATA MORRORING) INTERNALLY MOUNTED; 8 GB DDR3 SDRAM (2X 4 GB), DUAL CHANNEL; HOUSING NOT PAINTED, DVD+/-RW (SLIM); SERIAL INTERFACE (COM2) + PARALLEL (LPT); GRAPHICS ONBOARD; WINDOWS SERVER 2008 R2 STANDARD EDITION INCL. 5 CLIENTS MUI (EN/GE/FR/IT/SP), 64-BIT, SP1; SIMATIC IPC DIAGMONITOR V4.5 & IMAGE&PARTITION CREATOR V3.4 ADDED; 100/240V AC INDUSTRIAL POWER SUPPLY; POWER CORD USA; | 4168 | TEM | 1 | Simatic | 17 | 1
6AG41043KG342AX4 | SIMATIC IPC547E (RACK PC, 19", 4HE); INTERFACES: 2X USB 3.0 FRONT, 1X DVI-I, 6X USB 2.0 REAR, 2X PS/2, AUDIO; 7 EXPANSION SLOTS: 2X PCIE X16, 1X PCIE X8, 4X PCI; TEMPERATURE AND FAN CONTROL; WATCHDOG; BOARD RETAINERS; CORE I7-4770S (4C/8T, 3.1(3.9) GHZ, 8MB CACHE, IAMT), 2X GBIT ETHERNET, 2X DISPLAYPORT V1.2, 2X USB 3.0 REAR, 1X USB 2.0 INTERNAL, 1X COM1; RAID1, 1 TB (2X 1 TB HDD, DATA MORRORING) INTERNALLY MOUNTED; 8 GB DDR3 SDRAM (2X 4 GB), DUAL CHANNEL; HOUSING PAINTED, DVD+/-RW (SLIM); SERIAL INTERFACE (COM2) + PARALLEL (LPT); GRAPHICS ONBOARD; WINDOWS 7 ULTIMATE MUI (EN/DE/FR/IT/SP), 32-BIT, SP1; WITHOUT EXTENSION (SW); 100/240V AC INDUSTRIAL POWER SUPPLY; POWER CORD USA; | 3181 | TEM | 1 | Simatic | 17 | 1
6AG41043KG410BA4 | SIMATIC IPC547E (RACK PC, 19", 4HE); INTERFACES: 2X USB 3.0 FRONT, 1X DVI-I, 6X USB 2.0 REAR, 2X PS/2, AUDIO; 7 EXPANSION SLOTS: 2X PCIE X16, 1X PCIE X8, 4X PCI; TEMPERATURE AND FAN CONTROL; WATCHDOG; BOARD RETAINERS; CORE I7-4770S (4C/8T, 3.1(3.9) GHZ, 8MB CACHE, IAMT), 2X GBIT ETHERNET, 2X DISPLAYPORT V1.2, 2X USB 3.0 REAR, 1X USB 2.0 INTERNAL, 1X COM1; RAID1, 1 TB (2X 1 TB HDD, DATA MORRORING) INTERNALLY MOUNTED; 16 GB DDR3 SDRAM (2X 8 GB), DUAL CHANNEL; HOUSING NOT PAINTED, W/O EXCHANGEABLE MEDIA; WITHOUT EXTENSION (HW); GRAPHICS ONBOARD; WINDOWS 7 ULTIMATE MUI (EN/DE/FR/IT/SP), 64-BIT, SP1; SIMATIC IPC DIAGMONITOR V4,5 ADDED; 100/240V AC INDUSTRIAL POWER SUPPLY; POWER CORD USA; | 3454 | TEM | 1 | Simatic | 17 | 1
6AG41043KG520FX4 | SIMATIC IPC547E (RACK PC, 19", 4HE); INTERFACES: 2X USB 3.0 FRONT, 1X DVI-I, 6X USB 2.0 REAR, 2X PS/2, AUDIO; 7 EXPANSION SLOTS: 2X PCIE X16, 1X PCIE X8, 4X PCI; TEMPERATURE AND FAN CONTROL; WATCHDOG; BOARD RETAINERS; CORE I7-4770S (4C/8T, 3.1(3.9) GHZ, 8MB CACHE, IAMT), 2X GBIT ETHERNET, 2X DISPLAYPORT V1.2, 2X USB 3.0 REAR, 1X USB 2.0 INTERNAL, 1X COM1; RAID1, 1 TB (2X 1 TB HDD, DATA MORRORING) INTERNALLY MOUNTED; 32 GB DDR3 SDRAM (4X 8 GB), DUAL CHANNEL; HOUSING NOT PAINTED, DVD+/-RW (SLIM); WITHOUT EXTENSION (HW); GRAPHICS ONBOARD; WINDOWS SERVER 2008 R2 STANDARD EDITION INCL. 5 CLIENTS MUI (EN/GE/FR/IT/SP), 64-BIT, SP1; WITHOUT EXTENSION (SW); 100/240V AC INDUSTRIAL POWER SUPPLY; POWER CORD USA; | 4892 | TEM | 1 | Simatic | 17 | 1
6AG41043KM310BA6 | SIMATIC IPC547E (RACK PC, 19", 4HE); INTERFACES: 2X USB 3.0 FRONT, 1X DVI-I, 6X USB 2.0 REAR, 2X PS/2, AUDIO; 7 EXPANSION SLOTS: 2X PCIE X16, 1X PCIE X8, 4X PCI; TEMPERATURE AND FAN CONTROL; WATCHDOG; BOARD RETAINERS; CORE I7-4770S (4C/8T, 3.1(3.9) GHZ, 8MB CACHE, IAMT), 2X GBIT ETHERNET, 2X DISPLAYPORT V1.2, 2X USB 3.0 REAR, 1X USB 2.0 INTERNAL, 1X COM1; 2X TB HDD REMOVABLE FRAME, FRONTSIDE MOUNTED; 8 GB DDR3 SDRAM (2X 4 GB), DUAL CHANNEL; HOUSING NOT PAINTED, W/O EXCHANGEABLE MEDIA; WITHOUT EXTENSION (HW); GRAPHICS ONBOARD; WINDOWS 7 ULTIMATE MUI (EN/DE/FR/IT/SP), 64-BIT, SP1; SIMATIC IPC DIAGMONITOR V4,5 ADDED; 2X 100/240V AC REDUNDANT INDUSTRIAL POWER SUPPLY; W/O POWER CORD; | 3706 | TEM | 1 | Simatic | 17 | 1
6AG41043KM544BC6 | SIMATIC IPC547E (RACK PC, 19", 4HE); INTERFACES: 2X USB 3.0 FRONT, 1X DVI-I, 6X USB 2.0 REAR, 2X PS/2, AUDIO; 7 EXPANSION SLOTS: 2X PCIE X16, 1X PCIE X8, 4X PCI; TEMPERATURE AND FAN CONTROL; WATCHDOG; BOARD RETAINERS; CORE I7-4770S (4C/8T, 3.1(3.9) GHZ, 8MB CACHE, IAMT), 2X GBIT ETHERNET, 2X DISPLAYPORT V1.2, 2X USB 3.0 REAR, 1X USB 2.0 INTERNAL, 1X COM1; 2X TB HDD REMOVABLE FRAME, FRONTSIDE MOUNTED; 32 GB DDR3 SDRAM (4X 8 GB), DUAL CHANNEL; HOUSING PAINTED, DVD+/-RW (SLIM); SERIAL INTERFACE (COM2) + PARALLEL (LPT) AND PCIE X16 GRAPHICS CARD (DH:2X VGA OR 2X DVI-D); 512MB; WINDOWS 7 ULTIMATE MUI (EN/DE/FR/IT/SP), 64-BIT, SP1; SIMATIC IPC DIAGMONITOR V4.5 & IMAGE&PARTITION CREATOR V3.4 ADDED; 2X 100/240V AC REDUNDANT INDUSTRIAL POWER SUPPLY; W/O POWER CORD; | 5281 | TEM | 1 | Simatic | 17 | 1
6AG41043KN321BX4 | SIMATIC IPC547E (RACK PC, 19", 4HE); INTERFACES: 2X USB 3.0 FRONT, 1X DVI-I, 6X USB 2.0 REAR, 2X PS/2, AUDIO; 7 EXPANSION SLOTS: 2X PCIE X16, 1X PCIE X8, 4X PCI; TEMPERATURE AND FAN CONTROL; WATCHDOG; BOARD RETAINERS; CORE I7-4770S (4C/8T, 3.1(3.9) GHZ, 8MB CACHE, IAMT), 2X GBIT ETHERNET, 2X DISPLAYPORT V1.2, 2X USB 3.0 REAR, 1X USB 2.0 INTERNAL, 1X COM1; 1X 240 GB SSD REMOVABLE FRAME, FRONTSIDE MOUNTED; 8 GB DDR3 SDRAM (2X 4 GB), DUAL CHANNEL; HOUSING NOT PAINTED, DVD+/-RW (SLIM); WITHOUT EXTENSION (HW); GRAPHICS ONBOARD; ADAPTER CABLE DVI-I TO VGA FOR ONBOARD GRAPHICS; WINDOWS 7 ULTIMATE MUI (EN/DE/FR/IT/SP), 64-BIT, SP1; WITHOUT EXTENSION (SW); 100/240V AC INDUSTRIAL POWER SUPPLY; POWER CORD USA; | 3354 | TEM | 1 | Simatic | 17 | 1
6AG41043KP320BX4 | SIMATIC IPC547E (RACK PC, 19", 4HE); INTERFACES: 2X USB 3.0 FRONT, 1X DVI-I, 6X USB 2.0 REAR, 2X PS/2, AUDIO; 7 EXPANSION SLOTS: 2X PCIE X16, 1X PCIE X8, 4X PCI; TEMPERATURE AND FAN CONTROL; WATCHDOG; BOARD RETAINERS; CORE I7-4770S (4C/8T, 3.1(3.9) GHZ, 8MB CACHE, IAMT), 2X GBIT ETHERNET, 2X DISPLAYPORT V1.2, 2X USB 3.0 REAR, 1X USB 2.0 INTERNAL, 1X COM1; RAID1, 1 TB (2X 1 TB HDD, DATA MORRORING) REMOVEABLE FRAME; HOT SWAP; FRONTSIDE MOUNTED; 8 GB DDR3 SDRAM (2X 4 GB), DUAL CHANNEL; HOUSING NOT PAINTED, DVD+/-RW (SLIM); WITHOUT EXTENSION (HW); GRAPHICS ONBOARD; WINDOWS 7 ULTIMATE MUI (EN/DE/FR/IT/SP), 64-BIT, SP1; WITHOUT EXTENSION (SW); 100/240V AC INDUSTRIAL POWER SUPPLY; POWER CORD USA; | 3349 | TEM | 1 | Simatic | 17 | 1
6AG41043KP322BC4 | SIMATIC IPC547E (RACK PC, 19", 4HE); INTERFACES: 2X USB 3.0 FRONT, 1X DVI-I, 6X USB 2.0 REAR, 2X PS/2, AUDIO; 7 EXPANSION SLOTS: 2X PCIE X16, 1X PCIE X8, 4X PCI; TEMPERATURE AND FAN CONTROL; WATCHDOG; BOARD RETAINERS; CORE I7-4770S (4C/8T, 3.1(3.9) GHZ, 8MB CACHE, IAMT), 2X GBIT ETHERNET, 2X DISPLAYPORT V1.2, 2X USB 3.0 REAR, 1X USB 2.0 INTERNAL, 1X COM1; RAID1, 1 TB (2X 1 TB HDD, DATA MORRORING) REMOVEABLE FRAME; HOT SWAP; FRONTSIDE MOUNTED; 8 GB DDR3 SDRAM (2X 4 GB), DUAL CHANNEL; HOUSING NOT PAINTED, DVD+/-RW (SLIM); SERIAL INTERFACE (COM2) + PARALLEL (LPT); GRAPHICS ONBOARD; WINDOWS 7 ULTIMATE MUI (EN/DE/FR/IT/SP), 64-BIT, SP1; SIMATIC IPC DIAGMONITOR V4.5 & IMAGE&PARTITION CREATOR V3.4 ADDED; 100/240V AC INDUSTRIAL POWER SUPPLY; POWER CORD USA; | 3622 | TEM | 1 | Simatic | 17 | 1
6AG41043KP341AX4 | SIMATIC IPC547E (RACK PC, 19", 4HE); INTERFACES: 2X USB 3.0 FRONT, 1X DVI-I, 6X USB 2.0 REAR, 2X PS/2, AUDIO; 7 EXPANSION SLOTS: 2X PCIE X16, 1X PCIE X8, 4X PCI; TEMPERATURE AND FAN CONTROL; WATCHDOG; BOARD RETAINERS; CORE I7-4770S (4C/8T, 3.1(3.9) GHZ, 8MB CACHE, IAMT), 2X GBIT ETHERNET, 2X DISPLAYPORT V1.2, 2X USB 3.0 REAR, 1X USB 2.0 INTERNAL, 1X COM1; RAID1, 1 TB (2X 1 TB HDD, DATA MORRORING) REMOVEABLE FRAME; HOT SWAP; FRONTSIDE MOUNTED; 8 GB DDR3 SDRAM (2X 4 GB), DUAL CHANNEL; HOUSING PAINTED, DVD+/-RW (SLIM); WITHOUT EXTENSION (HW); GRAPHICS ONBOARD; ADAPTER CABLE DVI-I TO VGA FOR ONBOARD GRAPHICS; WINDOWS 7 ULTIMATE MUI (EN/DE/FR/IT/SP), 32-BIT, SP1; WITHOUT EXTENSION (SW); 100/240V AC INDUSTRIAL POWER SUPPLY; POWER CORD USA; | 3428 | TEM | 1 | Simatic | 17 | 1
6AG41043KP342FC6 | SIMATIC IPC547E (RACK PC, 19", 4HE); INTERFACES: 2X USB 3.0 FRONT, 1X DVI-I, 6X USB 2.0 REAR, 2X PS/2, AUDIO; 7 EXPANSION SLOTS: 2X PCIE X16, 1X PCIE X8, 4X PCI; TEMPERATURE AND FAN CONTROL; WATCHDOG; BOARD RETAINERS; CORE I7-4770S (4C/8T, 3.1(3.9) GHZ, 8MB CACHE, IAMT), 2X GBIT ETHERNET, 2X DISPLAYPORT V1.2, 2X USB 3.0 REAR, 1X USB 2.0 INTERNAL, 1X COM1; RAID1, 1 TB (2X 1 TB HDD, DATA MORRORING) REMOVEABLE FRAME; HOT SWAP; FRONTSIDE MOUNTED; 8 GB DDR3 SDRAM (2X 4 GB), DUAL CHANNEL; HOUSING PAINTED, DVD+/-RW (SLIM); SERIAL INTERFACE (COM2) + PARALLEL (LPT); GRAPHICS ONBOARD; WINDOWS SERVER 2008 R2 STANDARD EDITION INCL. 5 CLIENTS MUI (EN/GE/FR/IT/SP), 64-BIT, SP1; SIMATIC IPC DIAGMONITOR V4.5 & IMAGE&PARTITION CREATOR V3.4 ADDED; 2X 100/240V AC REDUNDANT INDUSTRIAL POWER SUPPLY; W/O POWER CORD; | 4913 | TEM | 1 | Simatic | 17 | 1
6AG41043KP344BX6 | SIMATIC IPC547E (RACK PC, 19", 4U); CORE I7-4770S (4C/8T, 3.1 (3.9) GHZ, 8 MB CACHE, IAMT); 2X USB 3.0 FRONT, 2X USB 3.0 & 6X USB 2.0 BACK, 1X USB 2.0 INTERNAL, 2X GBIT ETHERNET, 2X DISPLAYPORT V1.2, 1X DVI-I, 1X SERIAL, 2X PS/2, AUDIO; PAINTED, DVD+/-RW (SLIM); RAID1 2X 1 TBYTE IN REMOVABLE FRAME, FRONT; 8 GBYTE DDR3 SDRAM (2X 4 GBYTE), DUAL CHANNEL; SERIAL (COM2) + PARALLEL (LPT), GRAPHICS CARD (DH: 2X VGA/DVI); WINDOWS 7 ULT. 64 BIT SP1; 2X 100/240 V REDUNDANT INDUSTRIAL POWER SUPPLY, W/O POWER CORD; | 4168 | TEM | 1 | Simatic | 17 | 1
6AG41043KP420FX4 | SIMATIC IPC547E (RACK PC, 19", 4HE); INTERFACES: 2X USB 3.0 FRONT, 1X DVI-I, 6X USB 2.0 REAR, 2X PS/2, AUDIO; 7 EXPANSION SLOTS: 2X PCIE X16, 1X PCIE X8, 4X PCI; TEMPERATURE AND FAN CONTROL; WATCHDOG; BOARD RETAINERS; CORE I7-4770S (4C/8T, 3.1(3.9) GHZ, 8MB CACHE, IAMT), 2X GBIT ETHERNET, 2X DISPLAYPORT V1.2, 2X USB 3.0 REAR, 1X USB 2.0 INTERNAL, 1X COM1; RAID1, 1 TB (2X 1 TB HDD, DATA MORRORING) REMOVEABLE FRAME; HOT SWAP; FRONTSIDE MOUNTED; 16 GB DDR3 SDRAM (2X 8 GB), DUAL CHANNEL; HOUSING NOT PAINTED, DVD+/-RW (SLIM); WITHOUT EXTENSION (HW); GRAPHICS ONBOARD; WINDOWS SERVER 2008 R2 STANDARD EDITION INCL. 5 CLIENTS MUI (EN/GE/FR/IT/SP), 64-BIT, SP1; WITHOUT EXTENSION (SW); 100/240V AC INDUSTRIAL POWER SUPPLY; POWER CORD USA; | 4504 | TEM | 1 | Simatic | 17 | 1
6AG41043KP540BA4 | SIMATIC IPC547E (RACK PC, 19", 4HE); INTERFACES: 2X USB 3.0 FRONT, 1X DVI-I, 6X USB 2.0 REAR, 2X PS/2, AUDIO; 7 EXPANSION SLOTS: 2X PCIE X16, 1X PCIE X8, 4X PCI; TEMPERATURE AND FAN CONTROL; WATCHDOG; BOARD RETAINERS; CORE I7-4770S (4C/8T, 3.1(3.9) GHZ, 8MB CACHE, IAMT), 2X GBIT ETHERNET, 2X DISPLAYPORT V1.2, 2X USB 3.0 REAR, 1X USB 2.0 INTERNAL, 1X COM1; RAID1, 1 TB (2X 1 TB HDD, DATA MORRORING) REMOVEABLE FRAME; HOT SWAP; FRONTSIDE MOUNTED; 32 GB DDR3 SDRAM (4X 8 GB), DUAL CHANNEL; HOUSING PAINTED, DVD+/-RW (SLIM); WITHOUT EXTENSION (HW); GRAPHICS ONBOARD; WINDOWS 7 ULTIMATE MUI (EN/DE/FR/IT/SP), 64-BIT, SP1; SIMATIC IPC DIAGMONITOR V4,5 ADDED; 100/240V AC INDUSTRIAL POWER SUPPLY; POWER CORD USA; | 4525 | TEM | 1 | Simatic | 17 | 1
6AG41043KP544BB4 | SIMATIC IPC547E (RACK PC, 19", 4HE); INTERFACES: 2X USB 3.0 FRONT, 1X DVI-I, 6X USB 2.0 REAR, 2X PS/2, AUDIO; 7 EXPANSION SLOTS: 2X PCIE X16, 1X PCIE X8, 4X PCI; TEMPERATURE AND FAN CONTROL; WATCHDOG; BOARD RETAINERS; CORE I7-4770S (4C/8T, 3.1(3.9) GHZ, 8MB CACHE, IAMT), 2X GBIT ETHERNET, 2X DISPLAYPORT V1.2, 2X USB 3.0 REAR, 1X USB 2.0 INTERNAL, 1X COM1; RAID1, 1 TB (2X 1 TB HDD, DATA MORRORING) REMOVEABLE FRAME; HOT SWAP; FRONTSIDE MOUNTED; 32 GB DDR3 SDRAM (4X 8 GB), DUAL CHANNEL; HOUSING PAINTED, DVD+/-RW (SLIM); SERIAL INTERFACE (COM2) + PARALLEL (LPT) AND PCIE X16 GRAPHICS CARD (DH:2X VGA OR 2X DVI-D); 512MB; WINDOWS 7 ULTIMATE MUI (EN/DE/FR/IT/SP), 64-BIT, SP1; SIMATIC IPC IMAGE&PARTITION CREATOR V3.4 ADDED; 100/240V AC INDUSTRIAL POWER SUPPLY; POWER CORD USA; | 4840 | TEM | 1 | Simatic | 17 | 1
6AG41043KQ444BX4 | SIMATIC IPC547E (RACK PC, 19", 4HE); INTERFACES: 2X USB 3.0 FRONT, 1X DVI-I, 6X USB 2.0 REAR, 2X PS/2, AUDIO; 7 EXPANSION SLOTS: 2X PCIE X16, 1X PCIE X8, 4X PCI; TEMPERATURE AND FAN CONTROL; WATCHDOG; BOARD RETAINERS; CORE I7-4770S (4C/8T, 3.1(3.9) GHZ, 8MB CACHE, IAMT), 2X GBIT ETHERNET, 2X DISPLAYPORT V1.2, 2X USB 3.0 REAR, 1X USB 2.0 INTERNAL, 1X COM1; RAID1, 1 TB (2X 1 TB HDD, DATA MORRORING) REMOVEABLE FRAME; HOT SWAP; FRONTSIDE MOUNTED AND 1X 1 TB HDD AS HOT SPARE IN REMOVABLE FRAME; FRONTSIDE MOUNTED: 16 GB DDR3 SDRAM (2X 8 GB), DUAL CHANNEL; HOUSING PAINTED, DVD+/-RW (SLIM); SERIAL INTERFACE (COM2) + PARALLEL (LPT) AND PCIE X16 GRAPHICS CARD (DH:2X VGA OR 2X DVI-D); 512MB; WINDOWS 7 ULTIMATE MUI (EN/DE/FR/IT/SP), 64-BIT, SP1; WITHOUT EXTENSION (SW); 100/240V AC INDUSTRIAL POWER SUPPLY; POWER CORD USA; | 4420 | TEM | 1 | Simatic | 17 | 1
6AG41043KR442BC6 | SIMATIC IPC547E (RACK PC, 19", 4HE); INTERFACES: 2X USB 3.0 FRONT, 1X DVI-I, 6X USB 2.0 REAR, 2X PS/2, AUDIO; 7 EXPANSION SLOTS: 2X PCIE X16, 1X PCIE X8, 4X PCI; TEMPERATURE AND FAN CONTROL; WATCHDOG; BOARD RETAINERS; CORE I7-4770S (4C/8T, 3.1(3.9) GHZ, 8MB CACHE, IAMT), 2X GBIT ETHERNET, 2X DISPLAYPORT V1.2, 2X USB 3.0 REAR, 1X USB 2.0 INTERNAL, 1X COM1; RAID1, 1 TB (2X 1 TB HDD, DATA MORRORING) REMOVEABLE DISKS; HOT SWAP; FRONTSIDE MOUNTED AND 1X 240 GB SSD (FOR OPERTING SYSTEM) IN REMOVABLE FRAME; FRONTSIDE MOUNTED: (OPERATING SYSTEM IF ORDERED IS INSTALLED ON SSD); 16 GB DDR3 SDRAM (2X 8 GB), DUAL CHANNEL; HOUSING PAINTED, DVD+/-RW (SLIM); SERIAL INTERFACE (COM2) + PARALLEL (LPT); GRAPHICS ONBOARD; WINDOWS 7 ULTIMATE MUI (EN/DE/FR/IT/SP), 64-BIT, SP1; SIMATIC IPC DIAGMONITOR V4.5 & IMAGE&PARTITION CREATOR V3.4 ADDED; 2X 100/240V AC REDUNDANT INDUSTRIAL POWER SUPPLY; W/O POWER CORD; | 5176 | TEM | 1 | Simatic | 17 | 1
6AG41043KR510XX6 | SIMATIC IPC547E (RACK PC, 19", 4HE); INTERFACES: 2X USB 3.0 FRONT, 1X DVI-I, 6X USB 2.0 REAR, 2X PS/2, AUDIO; 7 EXPANSION SLOTS: 2X PCIE X16, 1X PCIE X8, 4X PCI; TEMPERATURE AND FAN CONTROL; WATCHDOG; BOARD RETAINERS; CORE I7-4770S (4C/8T, 3.1(3.9) GHZ, 8MB CACHE, IAMT), 2X GBIT ETHERNET, 2X DISPLAYPORT V1.2, 2X USB 3.0 REAR, 1X USB 2.0 INTERNAL, 1X COM1; RAID1, 1 TB (2X 1 TB HDD, DATA MORRORING) REMOVEABLE DISKS; HOT SWAP; FRONTSIDE MOUNTED AND 1X 240 GB SSD (FOR OPERTING SYSTEM) IN REMOVABLE FRAME; FRONTSIDE MOUNTED: (OPERATING SYSTEM IF ORDERED IS INSTALLED ON SSD); 32 GB DDR3 SDRAM (4X 8 GB), DUAL CHANNEL; HOUSING NOT PAINTED, W/O EXCHANGEABLE MEDIA; WITHOUT EXTENSION (HW); GRAPHICS ONBOARD; WITHOUT OPERATING SYSTEM WITHOUT EXTENSION (SW); 2X 100/240V AC REDUNDANT INDUSTRIAL POWER SUPPLY; W/O POWER CORD; | 5092 | TEM | 1 | Simatic | 17 | 1
6AG41043KR540BC4 | SIMATIC IPC547E (RACK PC, 19", 4HE); INTERFACES: 2X USB 3.0 FRONT, 1X DVI-I, 6X USB 2.0 REAR, 2X PS/2, AUDIO; 7 EXPANSION SLOTS: 2X PCIE X16, 1X PCIE X8, 4X PCI; TEMPERATURE AND FAN CONTROL; WATCHDOG; BOARD RETAINERS; CORE I7-4770S (4C/8T, 3.1(3.9) GHZ, 8MB CACHE, IAMT), 2X GBIT ETHERNET, 2X DISPLAYPORT V1.2, 2X USB 3.0 REAR, 1X USB 2.0 INTERNAL, 1X COM1; RAID1, 1 TB (2X 1 TB HDD, DATA MORRORING) REMOVEABLE DISKS; HOT SWAP; FRONTSIDE MOUNTED AND 1X 240 GB SSD (FOR OPERTING SYSTEM) IN REMOVABLE FRAME; FRONTSIDE MOUNTED: (OPERATING SYSTEM IF ORDERED IS INSTALLED ON SSD); 32 GB DDR3 SDRAM (4X 8 GB), DUAL CHANNEL; HOUSING PAINTED, DVD+/-RW (SLIM); WITHOUT EXTENSION (HW); GRAPHICS ONBOARD; WINDOWS 7 ULTIMATE MUI (EN/DE/FR/IT/SP), 64-BIT, SP1; SIMATIC IPC DIAGMONITOR V4.5 & IMAGE&PARTITION CREATOR V3.4 ADDED; 100/240V AC INDUSTRIAL POWER SUPPLY; POWER CORD USA; | 5365 | TEM | 1 | Simatic | 17 | 1
6AG41043KT424FB0 | SIMATIC IPC547E (RACK PC, 19", 4HE); INTERFACES: 2X USB 3.0 FRONT, 1X DVI-I, 6X USB 2.0 REAR, 2X PS/2, AUDIO; 7 EXPANSION SLOTS: 2X PCIE X16, 1X PCIE X8, 4X PCI; TEMPERATURE AND FAN CONTROL; WATCHDOG; BOARD RETAINERS; CORE I7-4770S (4C/8T, 3.1(3.9) GHZ, 8MB CACHE, IAMT), 2X GBIT ETHERNET, 2X DISPLAYPORT V1.2, 2X USB 3.0 REAR, 1X USB 2.0 INTERNAL, 1X COM1; RAID5, 2 TB (3X 1 TB HDD, STRIPING WITH PARITY) IN REMOVABLE FRAME; HOT SWAP; FRONTSIDE MOUNTED AND 1X 1 TB HDD AS HOT SPARE IN REMOVABLE FRAME; FRONTSIDE MOUNTED: 16 GB DDR3 SDRAM (2X 8 GB), DUAL CHANNEL; HOUSING NOT PAINTED, DVD+/-RW (SLIM); SERIAL INTERFACE (COM2) + PARALLEL (LPT) AND PCIE X16 GRAPHICS CARD (DH:2X VGA OR 2X DVI-D); 512MB; WINDOWS SERVER 2008 R2 STANDARD EDITION INCL. 5 CLIENTS MUI (EN/GE/FR/IT/SP), 64-BIT, SP1; SIMATIC IPC IMAGE&PARTITION CREATOR V3.4 ADDED; 100/240V AC INDUSTRIAL POWER SUPPLY; POWER CORD EUROPE | 5606 | TEM | 1 | Simatic | 17 | 1
6AG41043KT520BC4 | SIMATIC IPC547E (RACK PC, 19", 4HE); INTERFACES: 2X USB 3.0 FRONT, 1X DVI-I, 6X USB 2.0 REAR, 2X PS/2, AUDIO; 7 EXPANSION SLOTS: 2X PCIE X16, 1X PCIE X8, 4X PCI; TEMPERATURE AND FAN CONTROL; WATCHDOG; BOARD RETAINERS; CORE I7-4770S (4C/8T, 3.1(3.9) GHZ, 8MB CACHE, IAMT), 2X GBIT ETHERNET, 2X DISPLAYPORT V1.2, 2X USB 3.0 REAR, 1X USB 2.0 INTERNAL, 1X COM1; RAID5, 2 TB (3X 1 TB HDD, STRIPING WITH PARITY) IN REMOVABLE FRAME; HOT SWAP; FRONTSIDE MOUNTED AND 1X 1 TB HDD AS HOT SPARE IN REMOVABLE FRAME; FRONTSIDE MOUNTED: 32 GB DDR3 SDRAM (4X 8 GB), DUAL CHANNEL; HOUSING NOT PAINTED, DVD+/-RW (SLIM); WITHOUT EXTENSION (HW); GRAPHICS ONBOARD; WINDOWS 7 ULTIMATE MUI (EN/DE/FR/IT/SP), 64-BIT, SP1; SIMATIC IPC DIAGMONITOR V4.5 & IMAGE&PARTITION CREATOR V3.4 ADDED; 100/240V AC INDUSTRIAL POWER SUPPLY; POWER CORD USA; | 5228 | TEM | 1 | Simatic | 17 | 1
6AG41044AA053XX0 | SIMATIC IPC547G (RACK PC, 19", 4U); PENTIUM DUAL CORE G4400 (2C/2T, 3.3 GHZ, 3 MB CACHE); MB (CHIPSET H110, 2X GBIT LAN, 2X USB 3.0 FRONT, 2X USB 3.0 & 4X USB 2.0 REAR, 2X PS/2, AUDIO; 1X DISPLAYPORT V1.2, 1X DVI-D, 7 SLOTS: 5x PCI-E, 2x PCI) 1X 1 TB HDD, INTERNALLY; 4 GBYTE DDR4 SDRAM (1x 4GB) HOUSING PAINTED, COM2+LPT, 100/240V AC INDUSTRIAL PS WITHOUT POWER CORD; WITHOUT OPERATING SYSTEM; | 1670 | TEM | 1 | Simatic | 17 | 1
6AG41044GN164BX0 | SIMATIC IPC547G (RACK PC, 19", 4U); CORE i5-6500 (4C/4T, 3.2(3.6) GHz, 6MB CACHE, iAMT); MB (CHIPSET C236, 2X GBIT LAN, 2X USB3.0 FRONT, 4X USB3.0 & 4X USB2.0 REAR, 1X USB2.0 INT. 1X COM1, 2X PS/2, AUDIO; 2X DISPLAYPORT V1.2, 1X DVI-D, 7 SLOTS: 5x PCI-E, 2x PCI) RAID1 2X 1 TBYTE HDD IN REMOVABLE FRAME, FRONT; 8 GBYTE DDR4 SDRAM (2x 4GB) HOUSING PAINTED, COM2+LPT, DVD+/-RW (SLIM); ADAPTER CABLE DP NACH VGA; 100/240V AC INDUSTRIAL PS WITHOUT POWER CORD; WINDOWS 7 ULT. 64 BIT SP1; | 3045 | TEM | 1 | Simatic | 18 | 1
6AG41044HP185BX0 | SIMATIC IPC547G (RACK PC, 19", 4U); CORE i7-6700 (4C/8T, 3.4(4.0) GHz, 8MB CACHE, iAMT); MB (CHIPSET C236, 2X GBIT LAN, 2X USB 3.0 FRONT, 4X USB 3.0 & 4X USB2.0 RUECK, 1X USB2.0 INT. 1X COM1, 2X PS/2, AUDIO; 2X DISPLAYPORT V1.2, 1X DVI-D, 7 SLOTS: 5x PCI-E, 2x PCI) RAID1 2X 1 TBYTE HDD ENTERPRISE IN REMOVABLE FRAME, FRONT; 8 GBYTE DDR4 SDRAM (2x 4GB) HOUSING PAINTED, COM2+LPT, DVD+/-RW (SLIM); GRAPHICS CARD (DH: 2X DVI/VGA); 2X 100/240 V REDUNDANT INDUSTRIAL POWER SUPPLY, WITHOUT POWER CORD; WINDOWS 7 ULT. 64 BIT SP1; | 4211 | TEM | 1 | Simatic | 19 | 1
6AG41121GA010XX3 | SIMATIC IPC647C (RACK PC, 19", 2U); INTERFACES:2 X GBIT LAN (RJ45), 1 X DVI-I; AUDIO, 2 X COM; 1 X LPT; 2 X PS/2; 4X USB 2.0 BACKSIDE, 2X USB 2.0 FRONTSIDE; 1X USB 2.0 INTERNALLY; TEMPERATURE AND FAN CONTROL; WATCHDOG; BOARD RETAINER; CORE I3-330E (2C/4T, 2.13 GHZ, 3MB CACHE, VT-X, EM64-T); MOTHERBOARD W/O FIELDBUS; 250 GB HDD SATA, 0,5 G VIBRATION, 5 G SHOCK, INTERNALLY MOUNTED; 1 GB DDR3 SDRAM (1 X 1GB), SINGLE CHANNEL; DVD +/- RW, SLIMLINE; BOARD WITH 3 SLOTS: 2 X PCI, 1 X PCIE X16; WITHOUT HW EXTENSIONS; WITHOUT OPERATING SYSTEM, WITHOUT SOFTWARE 110/230 INDUSTRIAL POWER SUPPLY WITH NAMUR; PS CORD USA | 2566 | TEM | 1 | Simatic | 17 | 1
6AG41121GA110BX0 | SIMATIC IPC647C (RACK PC, 19", 2U); INTERFACES:2 X GBIT LAN (RJ45), 1 X DVI-I; AUDIO, 2 X COM; 1 X LPT; 2 X PS/2; 4X USB 2.0 BACKSIDE, 2X USB 2.0 FRONTSIDE; 1X USB 2.0 INTERNALLY; TEMPERATURE AND FAN CONTROL; WATCHDOG; BOARD RETAINER; CORE I3-330E (2C/4T, 2.13 GHZ, 3MB CACHE, VT-X, EM64-T); MOTHERBOARD W/O FIELDBUS; 250 GB HDD SATA, 0,5 G VIBRATION, 5 G SHOCK, INTERNALLY MOUNTED; 2 GB DDR3 SDRAM (1 X 2GB), SINGLE CHANNEL; DVD +/- RW, SLIMLINE; BOARD WITH 3 SLOTS: 2 X PCI, 1 X PCIE X16; WITHOUT HW EXTENSIONS; WINDOWS XP PROFESSIONAL, 32BIT, MUI (EN, GER, FR, IT, SP), SP3, WITHOUT SOFTWARE 110/230 INDUSTRIAL POWER SUPPLY WITH NAMUR; PS CORD EUROPE | 2975 | TEM | 1 | Simatic | 17 | 1
6AG41121GA210QC3 | SIMATIC IPC647C (RACK PC, 19", 2U); INTERFACES:2 X GBIT LAN (RJ45), 1 X DVI-I; AUDIO, 2 X COM; 1 X LPT; 2 X PS/2; 4X USB 2.0 BACKSIDE, 2X USB 2.0 FRONTSIDE; 1X USB 2.0 INTERNALLY; TEMPERATURE AND FAN CONTROL; WATCHDOG; BOARD RETAINER; CORE I3-330E (2C/4T, 2.13 GHZ, 3MB CACHE, VT-X, EM64-T); MOTHERBOARD W/O FIELDBUS; 250 GB HDD SATA, 0,5 G VIBRATION, 5 G SHOCK, INTERNALLY MOUNTED; 4 GB DDR3 SDRAM (2 X 2GB), DUAL CHANNEL; DVD +/- RW, SLIMLINE; BOARD WITH 3 SLOTS: 2 X PCI, 1 X PCIE X16; WITHOUT HW EXTENSIONS; WINDOWS SERVER 2008 R2 STANDARD EDITION INCL. 5 CLIENT, 64BIT, MUI (EN, GE, FR, IT, SP), SP1 INCLUDED; SIMATIC PC DIAGMONITOR V4.4 & IMAGE&PARTITION CREATOR V3.3 INCLUDED; 110/230 INDUSTRIAL POWER SUPPLY WITH NAMUR; PS CORD USA | 4298 | TEM | 1 | Simatic | 17 | 1
6AG41121GA214FX5 | SIMATIC IPC647C (RACK PC, 19", 2U); INTERFACES:2 X GBIT LAN (RJ45), 1 X DVI-I; AUDIO, 2 X COM; 1 X LPT; 2 X PS/2; 4X USB 2.0 BACKSIDE, 2X USB 2.0 FRONTSIDE; 1X USB 2.0 INTERNALLY; TEMPERATURE AND FAN CONTROL; WATCHDOG; BOARD RETAINER; CORE I3-330E (2C/4T, 2.13 GHZ, 3MB CACHE, VT-X, EM64-T); MOTHERBOARD W/O FIELDBUS; 250 GB HDD SATA, 0,5 G VIBRATION, 5 G SHOCK, INTERNALLY MOUNTED; 4 GB DDR3 SDRAM (2 X 2GB), DUAL CHANNEL; DVD +/- RW, SLIMLINE; BOARD WITH 3 SLOTS: 1 X PCI, 1 X PCIE X8 (4 LANE), 1 X PCIE X16, WITHOUT HW EXTENSIONS; WINDOWS 7 ULTIMATE, 64BIT, MUI (EN, GER, FR, IT, SP), SP1 INCLUDED; WITHOUT SOFTWARE 110/230 INDUSTRIAL POWER SUPPLY WITH NAMUR; PS CORD CHINA | 3290 | TEM | 1 | Simatic | 17 | 1
6AG41121GA515BB3 | SIMATIC IPC647C (RACK PC, 19", 2U); INTERFACES:2 X GBIT LAN (RJ45), 1 X DVI-I; AUDIO, 2 X COM; 1 X LPT; 2 X PS/2; 4X USB 2.0 BACKSIDE, 2X USB 2.0 FRONTSIDE; 1X USB 2.0 INTERNALLY; TEMPERATURE AND FAN CONTROL; WATCHDOG; BOARD RETAINER; CORE I3-330E (2C/4T, 2.13 GHZ, 3MB CACHE, VT-X, EM64-T); MOTHERBOARD W/O FIELDBUS; 250 GB HDD SATA, 0,5 G VIBRATION, 5 G SHOCK, INTERNALLY MOUNTED; 2 GB DDR3 SDRAM, ECC (2 X 1GB), DUAL CHANNEL; DVD +/- RW, SLIMLINE; BOARD WITH 3 SLOTS: 1 X PCI, 1 X PCIE X8 (4 LANE), 1 X PCIE X16; ADAPTER CABLE, DVI-I TO VGA, FOR ONBOARD GRAPHICS; WINDOWS XP PROFESSIONAL, 32BIT, MUI (EN, GER, FR, IT, SP), SP3, SIMATIC PC IMAGE&PARTITION CREATOR V3.3 INCLUDED; 110/230 INDUSTRIAL POWER SUPPLY WITH NAMUR; PS CORD USA | 3159 | TEM | 1 | Simatic | 17 | 1
6AG41121GC212BA3 | SIMATIC IPC647C (RACK PC, 19", 2U); INTERFACES:2 X GBIT LAN (RJ45), 1 X DVI-I; AUDIO, 2 X COM; 1 X LPT; 2 X PS/2; 4X USB 2.0 BACKSIDE, 2X USB 2.0 FRONTSIDE; 1X USB 2.0 INTERNALLY; TEMPERATURE AND FAN CONTROL; WATCHDOG; BOARD RETAINER; CORE I3-330E (2C/4T, 2.13 GHZ, 3MB CACHE, VT-X, EM64-T); MOTHERBOARD W/O FIELDBUS; 2 X 500 GB HDD SATA; 0,5 G VIBRATION, 5 G SHOCK, INTERNALLY MOUNTED; 4 GB DDR3 SDRAM (2 X 2GB), DUAL CHANNEL; DVD +/- RW, SLIMLINE; BOARD WITH 3 SLOTS: 2 X PCI, 1 X PCIE X16 OCCUPIED; 1 X PCIE X16 OCCUPIED; +GRAPHICS CARD PCIE X16, 256MB, (DH: 2 X DVI-D PER DP-ADAPTER); WINDOWS XP PROFESSIONAL, 32BIT, MUI (EN, GER, FR, IT, SP), SP3, SIMATIC PC DIAGMONITOR V4.4 INCLUDED; 110/230 INDUSTRIAL POWER SUPPLY WITH NAMUR; PS CORD USA | 3868 | TEM | 1 | Simatic | 17 | 1
6AG41121GD010XX6 | SIMATIC IPC647C (RACK PC, 19", 2U); INTERFACES:2 X GBIT LAN (RJ45), 1 X DVI-I; AUDIO, 2 X COM; 1 X LPT; 2 X PS/2; 4X USB 2.0 BACKSIDE, 2X USB 2.0 FRONTSIDE; 1X USB 2.0 INTERNALLY; TEMPERATURE AND FAN CONTROL; WATCHDOG; BOARD RETAINER; CORE I3-330E (2C/4T, 2.13 GHZ, 3MB CACHE, VT-X, EM64-T); MOTHERBOARD W/O FIELDBUS; RAID1 500GB (2X 500GB HDD SATA, 0,5G VIBRATION, 5 G SHOCK, INTERNALLY MOUNTED; 1 GB DDR3 SDRAM (1 X 1GB), SINGLE CHANNEL; DVD +/- RW, SLIMLINE; BOARD WITH 3 SLOTS: 2 X PCI, 1 X PCIE X16; WITHOUT HW EXTENSIONS; WITHOUT OPERATING SYSTEM, WITHOUT SOFTWARE 2 X 110/230 IREDUNDANT POWER SUPPLY W/O POWER CORD | 3301 | TEM | 1 | Simatic | 17 | 1
6AG41121GD213BX3 | SIMATIC IPC647C (RACK PC, 19", 2U); INTERFACES:2 X GBIT LAN (RJ45), 1 X DVI-I; AUDIO, 2 X COM; 1 X LPT; 2 X PS/2; 4X USB 2.0 BACKSIDE, 2X USB 2.0 FRONTSIDE; 1X USB 2.0 INTERNALLY; TEMPERATURE AND FAN CONTROL; WATCHDOG; BOARD RETAINER; CORE I3-330E (2C/4T, 2.13 GHZ, 3MB CACHE, VT-X, EM64-T); MOTHERBOARD W/O FIELDBUS; RAID1 500GB (2X 500GB HDD SATA, 0,5G VIBRATION, 5 G SHOCK, INTERNALLY MOUNTED; 4 GB DDR3 SDRAM (2 X 2GB), DUAL CHANNEL; DVD +/- RW, SLIMLINE; BOARD WITH 3 SLOTS: 2 X PCI, 1 X PCIE X16 OCCUPIED; 1 X PCIE X16 OCCUPIED; +GRAPHICS CARD PCIE X16, 256MB, (DH: 2 X VGA PER DP-ADAPTER); WINDOWS XP PROFESSIONAL, 32BIT, MUI (EN, GER, FR, IT, SP), SP3, WITHOUT SOFTWARE 110/230 INDUSTRIAL POWER SUPPLY WITH NAMUR; PS CORD USA | 3889 | TEM | 1 | Simatic | 17 | 1
6AG41121GH110XX0 | SIMATIC IPC647C (RACK PC, 19", 2U); INTERFACES:2 X GBIT LAN (RJ45), 1 X DVI-I; AUDIO, 2 X COM; 1 X LPT; 2 X PS/2; 4X USB 2.0 BACKSIDE, 2X USB 2.0 FRONTSIDE; 1X USB 2.0 INTERNALLY; TEMPERATURE AND FAN CONTROL; WATCHDOG; BOARD RETAINER; CORE I3-330E (2C/4T, 2.13 GHZ, 3MB CACHE, VT-X, EM64-T); MOTHERBOARD W/O FIELDBUS; 250 GB HDD SATA, REMOVABLE DISK; FRONTSIDE MOUNTED; 2 GB DDR3 SDRAM (1 X 2GB), SINGLE CHANNEL; DVD +/- RW, SLIMLINE; BOARD WITH 3 SLOTS: 2 X PCI, 1 X PCIE X16; WITHOUT HW EXTENSIONS; WITHOUT OPERATING SYSTEM, WITHOUT SOFTWARE 110/230 INDUSTRIAL POWER SUPPLY WITH NAMUR; PS CORD EUROPE | 2744 | TEM | 1 | Simatic | 17.25 | 1
6AG41121HA213EX3 | SIMATIC IPC647C (RACK PC, 19", 2U); INTERFACES:2 X GBIT LAN (RJ45), 1 X DVI-I; AUDIO, 2 X COM; 1 X LPT; 2 X PS/2; 4X USB 2.0 BACKSIDE, 2X USB 2.0 FRONTSIDE; 1X USB 2.0 INTERNALLY; TEMPERATURE AND FAN CONTROL; WATCHDOG; BOARD RETAINER; CORE I3-330E (2C/4T, 2.13 GHZ, 3MB CACHE, VT-X, EM64-T); MOTHERBOARD WITH PROFIBUS/MPI; 250 GB HDD SATA, 0,5 G VIBRATION, 5 G SHOCK, INTERNALLY MOUNTED; 4 GB DDR3 SDRAM (2 X 2GB), DUAL CHANNEL; DVD +/- RW, SLIMLINE; BOARD WITH 3 SLOTS: 2 X PCI, 1 X PCIE X16 OCCUPIED; 1 X PCIE X16 OCCUPIED; +GRAPHICS CARD PCIE X16, 256MB, (DH: 2 X VGA PER DP-ADAPTER); WINDOWS 7 ULTIMATE, 32BIT, MUI (EN, GER, FR, IT, SP), SP1 INCLUDED; WITHOUT SOFTWARE 110/230 INDUSTRIAL POWER SUPPLY WITH NAMUR; PS CORD USA | 3815 | TEM | 1 | Simatic | 17 | 1
6AG41121HD210BC3 | SIMATIC IPC647C (RACK PC, 19", 2U); INTERFACES:2 X GBIT LAN (RJ45), 1 X DVI-I; AUDIO, 2 X COM; 1 X LPT; 2 X PS/2; 4X USB 2.0 BACKSIDE, 2X USB 2.0 FRONTSIDE; 1X USB 2.0 INTERNALLY; TEMPERATURE AND FAN CONTROL; WATCHDOG; BOARD RETAINER; CORE I3-330E (2C/4T, 2.13 GHZ, 3MB CACHE, VT-X, EM64-T); MOTHERBOARD WITH PROFIBUS/MPI; RAID1 500GB (2X 500GB HDD SATA, 0,5G VIBRATION, 5 G SHOCK, INTERNALLY MOUNTED; 4 GB DDR3 SDRAM (2 X 2GB), DUAL CHANNEL; DVD +/- RW, SLIMLINE; BOARD WITH 3 SLOTS: 2 X PCI, 1 X PCIE X16; WITHOUT HW EXTENSIONS; WINDOWS XP PROFESSIONAL, 32BIT, MUI (EN, GER, FR, IT, SP), SP3, SIMATIC PC DIAGMONITOR V4.4 & IMAGE&PARTITION CREATOR V3.3 INCLUDED; 110/230 INDUSTRIAL POWER SUPPLY WITH NAMUR; PS CORD USA | 3973 | TEM | 1 | Simatic | 17 | 1
6AG41121JA210FC3 | SIMATIC IPC647C (RACK PC, 19", 2U); INTERFACES:2 X GBIT LAN (RJ45), 1 X DVI-I; AUDIO, 2 X COM; 1 X LPT; 2 X PS/2; 4X USB 2.0 BACKSIDE, 2X USB 2.0 FRONTSIDE; 1X USB 2.0 INTERNALLY; TEMPERATURE AND FAN CONTROL; WATCHDOG; BOARD RETAINER; CORE I3-330E (2C/4T, 2.13 GHZ, 3MB CACHE, VT-X, EM64-T); MOTHERBOARD WITH PROFINET (3XRJ45, CP1616 COMPATIBLE); 250 GB HDD SATA, 0,5 G VIBRATION, 5 G SHOCK, INTERNALLY MOUNTED; 4 GB DDR3 SDRAM (2 X 2GB), DUAL CHANNEL; DVD +/- RW, SLIMLINE; BOARD WITH 3 SLOTS: 2 X PCI, 1 X PCIE X16; WITHOUT HW EXTENSIONS; WINDOWS 7 ULTIMATE, 64BIT, MUI (EN, GER, FR, IT, SP), SP1 INCLUDED; SIMATIC PC DIAGMONITOR V4.4 & IMAGE&PARTITION CREATOR V3.3 INCLUDED; 110/230 INDUSTRIAL POWER SUPPLY WITH NAMUR; PS CORD USA | 4088 | TEM | 1 | Simatic | 17 | 1
6AG41121KA010XX3 | SIMATIC IPC647C (RACK PC, 19", 2U); INTERFACES:2 X GBIT LAN (RJ45), 1 X DVI-I; AUDIO, 2 X COM; 1 X LPT; 2 X PS/2; 4X USB 2.0 BACKSIDE, 2X USB 2.0 FRONTSIDE; 1X USB 2.0 INTERNALLY; TEMPERATURE AND FAN CONTROL; WATCHDOG; BOARD RETAINER; CORE I5-520E (2C/4T, 2.4 GHZ, 3MB CACHE,TB,VT-X,VT-D, EM64-T, AMT); MOTHERBOARD W/O FIELDBUS; 250 GB HDD SATA, 0,5 G VIBRATION, 5 G SHOCK, INTERNALLY MOUNTED; 1 GB DDR3 SDRAM (1 X 1GB), SINGLE CHANNEL; DVD +/- RW, SLIMLINE; BOARD WITH 3 SLOTS: 2 X PCI, 1 X PCIE X16; WITHOUT HW EXTENSIONS; WITHOUT OPERATING SYSTEM, WITHOUT SOFTWARE 110/230 INDUSTRIAL POWER SUPPLY WITH NAMUR; PS CORD USA | 2702 | TEM | 1 | Simatic | 17 | 1
6AG41121KA080XX3 | SIMATIC IPC647C (RACK PC, 19", 2U); INTERFACES:2 X GBIT LAN (RJ45), 1 X DVI-I; AUDIO, 2 X COM; 1 X LPT; 2 X PS/2; 4X USB 2.0 BACKSIDE, 2X USB 2.0 FRONTSIDE; 1X USB 2.0 INTERNALLY; TEMPERATURE AND FAN CONTROL; WATCHDOG; BOARD RETAINER; CORE I5-520E (2C/4T, 2.4 GHZ, 3MB CACHE,TB,VT-X,VT-D, EM64-T, AMT); MOTHERBOARD W/O FIELDBUS; 250 GB HDD SATA, 0,5 G VIBRATION, 5 G SHOCK, INTERNALLY MOUNTED; 1 GB DDR3 SDRAM (1 X 1GB), SINGLE CHANNEL; WITHOUT EXCHANGEABLE MEDIA; BOARD WITH 3 SLOTS: 2 X PCI, 1 X PCIE X16; WITHOUT HW EXTENSIONS; WITHOUT OPERATING SYSTEM, WITHOUT SOFTWARE 110/230 INDUSTRIAL POWER SUPPLY WITH NAMUR; PS CORD USA | 2545 | TEM | 1 | Simatic | 17 | 1
6AG41121KA110BX3 | SIMATIC IPC647C (RACK PC, 19", 2U); INTERFACES:2 X GBIT LAN (RJ45), 1 X DVI-I; AUDIO, 2 X COM; 1 X LPT; 2 X PS/2; 4X USB 2.0 BACKSIDE, 2X USB 2.0 FRONTSIDE; 1X USB 2.0 INTERNALLY; TEMPERATURE AND FAN CONTROL; WATCHDOG; BOARD RETAINER; CORE I5-520E (2C/4T, 2.4 GHZ, 3MB CACHE,TB,VT-X,VT-D, EM64-T, AMT); MOTHERBOARD W/O FIELDBUS; 250 GB HDD SATA, 0,5 G VIBRATION, 5 G SHOCK, INTERNALLY MOUNTED; 2 GB DDR3 SDRAM (1 X 2GB), SINGLE CHANNEL; DVD +/- RW, SLIMLINE; BOARD WITH 3 SLOTS: 2 X PCI, 1 X PCIE X16; WITHOUT HW EXTENSIONS; WINDOWS XP PROFESSIONAL, 32BIT, MUI (EN, GER, FR, IT, SP), SP3, WITHOUT SOFTWARE 110/230 INDUSTRIAL POWER SUPPLY WITH NAMUR; PS CORD USA | 3112 | TEM | 1 | Simatic | 17 | 1
6AG41121KA210BX3 | SIMATIC IPC647C (RACK PC, 19", 2U); INTERFACES:2 X GBIT LAN (RJ45), 1 X DVI-I; AUDIO, 2 X COM; 1 X LPT; 2 X PS/2; 4X USB 2.0 BACKSIDE, 2X USB 2.0 FRONTSIDE; 1X USB 2.0 INTERNALLY; TEMPERATURE AND FAN CONTROL; WATCHDOG; BOARD RETAINER; CORE I5-520E (2C/4T, 2.4 GHZ, 3MB CACHE,TB,VT-X,VT-D, EM64-T, AMT); MOTHERBOARD W/O FIELDBUS; 250 GB HDD SATA, 0,5 G VIBRATION, 5 G SHOCK, INTERNALLY MOUNTED; 4 GB DDR3 SDRAM (2 X 2GB), DUAL CHANNEL; DVD +/- RW, SLIMLINE; BOARD WITH 3 SLOTS: 2 X PCI, 1 X PCIE X16; WITHOUT HW EXTENSIONS; WINDOWS XP PROFESSIONAL, 32BIT, MUI (EN, GER, FR, IT, SP), SP3, WITHOUT SOFTWARE 110/230 INDUSTRIAL POWER SUPPLY WITH NAMUR; PS CORD USA | 3374 | TEM | 1 | Simatic | 17 | 1
6AG41121KA214PX3 | SIMATIC IPC647C (RACK PC, 19", 2U); INTERFACES:2 X GBIT LAN (RJ45), 1 X DVI-I; AUDIO, 2 X COM; 1 X LPT; 2 X PS/2; 4X USB 2.0 BACKSIDE, 2X USB 2.0 FRONTSIDE; 1X USB 2.0 INTERNALLY; TEMPERATURE AND FAN CONTROL; WATCHDOG; BOARD RETAINER; CORE I5-520E (2C/4T, 2.4 GHZ, 3MB CACHE,TB,VT-X,VT-D, EM64-T, AMT); MOTHERBOARD W/O FIELDBUS; 250 GB HDD SATA, 0,5 G VIBRATION, 5 G SHOCK, INTERNALLY MOUNTED; 4 GB DDR3 SDRAM (2 X 2GB), DUAL CHANNEL; DVD +/- RW, SLIMLINE; BOARD WITH 3 SLOTS: 1 X PCI, 1 X PCIE X8 (4 LANE), 1 X PCIE X16, WITHOUT HW EXTENSIONS; WINDOWS SERVER 2008 STANDARD EDITION INCL. 5 CLIENT, 32BIT, MUI (EN, GE, FR, IT, SP),SP2; WITHOUT SOFTWARE 110/230 INDUSTRIAL POWER SUPPLY WITH NAMUR; PS CORD USA | 4246 | TEM | 1 | Simatic | 17 | 1
6AG41121KA284PA3 | SIMATIC IPC647C (RACK PC, 19", 2U); INTERFACES:2 X GBIT LAN (RJ45), 1 X DVI-I; AUDIO, 2 X COM; 1 X LPT; 2 X PS/2; 4X USB 2.0 BACKSIDE, 2X USB 2.0 FRONTSIDE; 1X USB 2.0 INTERNALLY; TEMPERATURE AND FAN CONTROL; WATCHDOG; BOARD RETAINER; CORE I5-520E (2C/4T, 2.4 GHZ, 3MB CACHE,TB,VT-X,VT-D, EM64-T, AMT); MOTHERBOARD W/O FIELDBUS; 250 GB HDD SATA, 0,5 G VIBRATION, 5 G SHOCK, INTERNALLY MOUNTED; 4 GB DDR3 SDRAM (2 X 2GB), DUAL CHANNEL; WITHOUT EXCHANGEABLE MEDIA; BOARD WITH 3 SLOTS: 1 X PCI, 1 X PCIE X8 (4 LANE), 1 X PCIE X16, WITHOUT HW EXTENSIONS; WINDOWS SERVER 2008 STANDARD EDITION INCL. 5 CLIENT, 32BIT, MUI (EN, GE, FR, IT, SP),SP2; SIMATIC PC DIAGMONITOR V4.4 INCLUDED; 110/230 INDUSTRIAL POWER SUPPLY WITH NAMUR; PS CORD USA | 4214 | TEM | 1 | Simatic | 17 | 1
6AG41121KA310FX6 | SIMATIC IPC647C (RACK PC, 19", 2U); INTERFACES:2 X GBIT LAN (RJ45), 1 X DVI-I; AUDIO, 2 X COM; 1 X LPT; 2 X PS/2; 4X USB 2.0 BACKSIDE, 2X USB 2.0 FRONTSIDE; 1X USB 2.0 INTERNALLY; TEMPERATURE AND FAN CONTROL; WATCHDOG; BOARD RETAINER; CORE I5-520E (2C/4T, 2.4 GHZ, 3MB CACHE,TB,VT-X,VT-D, EM64-T, AMT); MOTHERBOARD W/O FIELDBUS; 250 GB HDD SATA, 0,5 G VIBRATION, 5 G SHOCK, INTERNALLY MOUNTED; 6 GB DDR3 SDRAM (1X2GB, 1X4GB), DUAL CHANNEL; DVD +/- RW, SLIMLINE; BOARD WITH 3 SLOTS: 2 X PCI, 1 X PCIE X16; WITHOUT HW EXTENSIONS; WINDOWS 7 ULTIMATE, 64BIT, MUI (EN, GER, FR, IT, SP), SP1 INCLUDED; WITHOUT SOFTWARE 2 X 110/230 IREDUNDANT POWER SUPPLY W/O POWER CORD | 4088 | TEM | 1 | Simatic | 17 | 1
6AG41121KA410FX3 | SIMATIC IPC647C (RACK PC, 19", 2U); INTERFACES:2 X GBIT LAN (RJ45), 1 X DVI-I; AUDIO, 2 X COM; 1 X LPT; 2 X PS/2; 4X USB 2.0 BACKSIDE, 2X USB 2.0 FRONTSIDE; 1X USB 2.0 INTERNALLY; TEMPERATURE AND FAN CONTROL; WATCHDOG; BOARD RETAINER; CORE I5-520E (2C/4T, 2.4 GHZ, 3MB CACHE,TB,VT-X,VT-D, EM64-T, AMT); MOTHERBOARD W/O FIELDBUS; 250 GB HDD SATA, 0,5 G VIBRATION, 5 G SHOCK, INTERNALLY MOUNTED; 8 GB DDR3 SDRAM (2 X 4GB), DUAL CHANNEL; DVD +/- RW, SLIMLINE; BOARD WITH 3 SLOTS: 2 X PCI, 1 X PCIE X16; WITHOUT HW EXTENSIONS; WINDOWS 7 ULTIMATE, 64BIT, MUI (EN, GER, FR, IT, SP), SP1 INCLUDED; WITHOUT SOFTWARE 110/230 INDUSTRIAL POWER SUPPLY WITH NAMUR; PS CORD USA | 3931 | TEM | 1 | Simatic | 17 | 1
6AG41121KA412FX3 | SIMATIC IPC647C (RACK PC, 19", 2U); INTERFACES:2 X GBIT LAN (RJ45), 1 X DVI-I; AUDIO, 2 X COM; 1 X LPT; 2 X PS/2; 4X USB 2.0 BACKSIDE, 2X USB 2.0 FRONTSIDE; 1X USB 2.0 INTERNALLY; TEMPERATURE AND FAN CONTROL; WATCHDOG; BOARD RETAINER; CORE I5-520E (2C/4T, 2.4 GHZ, 3MB CACHE,TB,VT-X,VT-D, EM64-T, AMT); MOTHERBOARD W/O FIELDBUS; 250 GB HDD SATA, 0,5 G VIBRATION, 5 G SHOCK, INTERNALLY MOUNTED; 8 GB DDR3 SDRAM (2 X 4GB), DUAL CHANNEL; DVD +/- RW, SLIMLINE; BOARD WITH 3 SLOTS: 2 X PCI, 1 X PCIE X16 OCCUPIED; 1 X PCIE X16 OCCUPIED; +GRAPHICS CARD PCIE X16, 256MB, (DH: 2 X DVI-D PER DP-ADAPTER); WINDOWS 7 ULTIMATE, 64BIT, MUI (EN, GER, FR, IT, SP), SP1 INCLUDED; WITHOUT SOFTWARE 110/230 INDUSTRIAL POWER SUPPLY WITH NAMUR; PS CORD USA | 4225 | TEM | 1 | Simatic | 17 | 1
6AG41121KA413FX3 | SIMATIC IPC647C (RACK PC, 19", 2U); INTERFACES:2 X GBIT LAN (RJ45), 1 X DVI-I; AUDIO, 2 X COM; 1 X LPT; 2 X PS/2; 4X USB 2.0 BACKSIDE, 2X USB 2.0 FRONTSIDE; 1X USB 2.0 INTERNALLY; TEMPERATURE AND FAN CONTROL; WATCHDOG; BOARD RETAINER; CORE I5-520E (2C/4T, 2.4 GHZ, 3MB CACHE,TB,VT-X,VT-D, EM64-T, AMT); MOTHERBOARD W/O FIELDBUS; 250 GB HDD SATA, 0,5 G VIBRATION, 5 G SHOCK, INTERNALLY MOUNTED; 8 GB DDR3 SDRAM (2 X 4GB), DUAL CHANNEL; DVD +/- RW, SLIMLINE; BOARD WITH 3 SLOTS: 2 X PCI, 1 X PCIE X16 OCCUPIED; 1 X PCIE X16 OCCUPIED; +GRAPHICS CARD PCIE X16, 256MB, (DH: 2 X VGA PER DP-ADAPTER); WINDOWS 7 ULTIMATE, 64BIT, MUI (EN, GER, FR, IT, SP), SP1 INCLUDED; WITHOUT SOFTWARE 110/230 INDUSTRIAL POWER SUPPLY WITH NAMUR; PS CORD USA | 4267 | TEM | 1 | Simatic | 17 | 1
6AG41121KA610FX3 | SIMATIC IPC647C (RACK PC, 19", 2U); INTERFACES:2 X GBIT LAN (RJ45), 1 X DVI-I; AUDIO, 2 X COM; 1 X LPT; 2 X PS/2; 4X USB 2.0 BACKSIDE, 2X USB 2.0 FRONTSIDE; 1X USB 2.0 INTERNALLY; TEMPERATURE AND FAN CONTROL; WATCHDOG; BOARD RETAINER; CORE I5-520E (2C/4T, 2.4 GHZ, 3MB CACHE,TB,VT-X,VT-D, EM64-T, AMT); MOTHERBOARD W/O FIELDBUS; 250 GB HDD SATA, 0,5 G VIBRATION, 5 G SHOCK, INTERNALLY MOUNTED; 4 GB DDR3 SDRAM, ECC (2 X 2GB), DUAL CHANNEL; DVD +/- RW, SLIMLINE; BOARD WITH 3 SLOTS: 2 X PCI, 1 X PCIE X16; WITHOUT HW EXTENSIONS; WINDOWS 7 ULTIMATE, 64BIT, MUI (EN, GER, FR, IT, SP), SP1 INCLUDED; WITHOUT SOFTWARE 110/230 INDUSTRIAL POWER SUPPLY WITH NAMUR; PS CORD USA | 3511 | TEM | 1 | Simatic | 17 | 1
6AG41121KB210PX3 | SIMATIC IPC647C (RACK PC, 19", 2U); INTERFACES:2 X GBIT LAN (RJ45), 1 X DVI-I; AUDIO, 2 X COM; 1 X LPT; 2 X PS/2; 4X USB 2.0 BACKSIDE, 2X USB 2.0 FRONTSIDE; 1X USB 2.0 INTERNALLY; TEMPERATURE AND FAN CONTROL; WATCHDOG; BOARD RETAINER; CORE I5-520E (2C/4T, 2.4 GHZ, 3MB CACHE,TB,VT-X,VT-D, EM64-T, AMT); MOTHERBOARD W/O FIELDBUS; 500 GB HDD SATA, 0,5 G VIBRATION, 5 G SHOCK, INTERNALLY MOUNTED; 4 GB DDR3 SDRAM (2 X 2GB), DUAL CHANNEL; DVD +/- RW, SLIMLINE; BOARD WITH 3 SLOTS: 2 X PCI, 1 X PCIE X16; WITHOUT HW EXTENSIONS; WINDOWS SERVER 2008 STANDARD EDITION INCL. 5 CLIENT, 32BIT, MUI (EN, GE, FR, IT, SP),SP2; WITHOUT SOFTWARE 110/230 INDUSTRIAL POWER SUPPLY WITH NAMUR; PS CORD USA | 4277 | TEM | 1 | Simatic | 17 | 1
6AG41121KD380BX3 | SIMATIC IPC647C (RACK PC, 19", 2U); INTERFACES:2 X GBIT LAN (RJ45), 1 X DVI-I; AUDIO, 2 X COM; 1 X LPT; 2 X PS/2; 4X USB 2.0 BACKSIDE, 2X USB 2.0 FRONTSIDE; 1X USB 2.0 INTERNALLY; TEMPERATURE AND FAN CONTROL; WATCHDOG; BOARD RETAINER; CORE I5-520E (2C/4T, 2.4 GHZ, 3MB CACHE,TB,VT-X,VT-D, EM64-T, AMT); MOTHERBOARD W/O FIELDBUS; RAID1 500GB (2X 500GB HDD SATA, 0,5G VIBRATION, 5 G SHOCK, INTERNALLY MOUNTED; 6 GB DDR3 SDRAM (1X2GB, 1X4GB), DUAL CHANNEL; WITHOUT EXCHANGEABLE MEDIA; BOARD WITH 3 SLOTS: 2 X PCI, 1 X PCIE X16; WITHOUT HW EXTENSIONS; WINDOWS XP PROFESSIONAL, 32BIT, MUI (EN, GER, FR, IT, SP), SP3, WITHOUT SOFTWARE 110/230 INDUSTRIAL POWER SUPPLY WITH NAMUR; PS CORD USA | 3794 | TEM | 1 | Simatic | 17 | 1
6AG41121KD680BA0 | SIMATIC IPC647C (RACK PC, 19", 2U); INTERFACES:2 X GBIT LAN (RJ45), 1 X DVI-I; AUDIO, 2 X COM; 1 X LPT; 2 X PS/2; 4X USB 2.0 BACKSIDE, 2X USB 2.0 FRONTSIDE; 1X USB 2.0 INTERNALLY; TEMPERATURE AND FAN CONTROL; WATCHDOG; BOARD RETAINER; CORE I5-520E (2C/4T, 2.4 GHZ, 3MB CACHE,TB,VT-X,VT-D, EM64-T, AMT); MOTHERBOARD W/O FIELDBUS; RAID1 500GB (2X 500GB HDD SATA, 0,5G VIBRATION, 5 G SHOCK, INTERNALLY MOUNTED; 4 GB DDR3 SDRAM, ECC (2 X 2GB), DUAL CHANNEL; WITHOUT EXCHANGEABLE MEDIA; BOARD WITH 3 SLOTS: 2 X PCI, 1 X PCIE X16; WITHOUT HW EXTENSIONS; WINDOWS XP PROFESSIONAL, 32BIT, MUI (EN, GER, FR, IT, SP), SP3, SIMATIC PC DIAGMONITOR V4.4 INCLUDED; 110/230 INDUSTRIAL POWER SUPPLY WITH NAMUR; PS CORD EUROPE | 3763 | TEM | 1 | Simatic | 17 | 1
6AG41121KD680BA3 | SIMATIC IPC647C (RACK PC, 19", 2U); INTERFACES:2 X GBIT LAN (RJ45), 1 X DVI-I; AUDIO, 2 X COM; 1 X LPT; 2 X PS/2; 4X USB 2.0 BACKSIDE, 2X USB 2.0 FRONTSIDE; 1X USB 2.0 INTERNALLY; TEMPERATURE AND FAN CONTROL; WATCHDOG; BOARD RETAINER; CORE I5-520E (2C/4T, 2.4 GHZ, 3MB CACHE,TB,VT-X,VT-D, EM64-T, AMT); MOTHERBOARD W/O FIELDBUS; RAID1 500GB (2X 500GB HDD SATA, 0,5G VIBRATION, 5 G SHOCK, INTERNALLY MOUNTED; 4 GB DDR3 SDRAM, ECC (2 X 2GB), DUAL CHANNEL; WITHOUT EXCHANGEABLE MEDIA; BOARD WITH 3 SLOTS: 2 X PCI, 1 X PCIE X16; WITHOUT HW EXTENSIONS; WINDOWS XP PROFESSIONAL, 32BIT, MUI (EN, GER, FR, IT, SP), SP3, SIMATIC PC DIAGMONITOR V4.4 INCLUDED; 110/230 INDUSTRIAL POWER SUPPLY WITH NAMUR; PS CORD USA | 3763 | TEM | 1 | Simatic | 17 | 1
6AG41121KK210BX6 | SIMATIC IPC647C (RACK PC, 19", 2U); INTERFACES:2 X GBIT LAN (RJ45), 1 X DVI-I; AUDIO, 2 X COM; 1 X LPT; 2 X PS/2; 4X USB 2.0 BACKSIDE, 2X USB 2.0 FRONTSIDE; 1X USB 2.0 INTERNALLY; TEMPERATURE AND FAN CONTROL; WATCHDOG; BOARD RETAINER; CORE I5-520E (2C/4T, 2.4 GHZ, 3MB CACHE,TB,VT-X,VT-D, EM64-T, AMT); MOTHERBOARD W/O FIELDBUS; 500 GB HDD SATA, REMOVABLE DISK; FRONTSIDE MOUNTED; 4 GB DDR3 SDRAM (2 X 2GB), DUAL CHANNEL; DVD +/- RW, SLIMLINE; BOARD WITH 3 SLOTS: 2 X PCI, 1 X PCIE X16; WITHOUT HW EXTENSIONS; WINDOWS XP PROFESSIONAL, 32BIT, MUI (EN, GER, FR, IT, SP), SP3, WITHOUT SOFTWARE 2 X 110/230 IREDUNDANT POWER SUPPLY W/O POWER CORD | 3920 | TEM | 1 | Simatic | 17.25 | 1
6AG41121KP210BA3 | SIMATIC IPC647C (RACK PC, 19", 2U); INTERFACES:2 X GBIT LAN (RJ45), 1 X DVI-I; AUDIO, 2 X COM; 1 X LPT; 2 X PS/2; 4X USB 2.0 BACKSIDE, 2X USB 2.0 FRONTSIDE; 1X USB 2.0 INTERNALLY; TEMPERATURE AND FAN CONTROL; WATCHDOG; BOARD RETAINER; CORE I5-520E (2C/4T, 2.4 GHZ, 3MB CACHE,TB,VT-X,VT-D, EM64-T, AMT); MOTHERBOARD W/O FIELDBUS; RAID1 500GB (2X 500GB HDD SATA, REMOVABLE DISK, HOT-SWAP; FRONTSIDE MOUNTED; 4 GB DDR3 SDRAM (2 X 2GB), DUAL CHANNEL; DVD +/- RW, SLIMLINE; BOARD WITH 3 SLOTS: 2 X PCI, 1 X PCIE X16; WITHOUT HW EXTENSIONS; WINDOWS XP PROFESSIONAL, 32BIT, MUI (EN, GER, FR, IT, SP), SP3, SIMATIC PC DIAGMONITOR V4.4 INCLUDED; 110/230 INDUSTRIAL POWER SUPPLY WITH NAMUR; PS CORD USA | 4004 | TEM | 1 | Simatic | 17.25 | 1
6AG41121KP210XA3 | SIMATIC IPC647C (RACK PC, 19", 2U); INTERFACES:2 X GBIT LAN (RJ45), 1 X DVI-I; AUDIO, 2 X COM; 1 X LPT; 2 X PS/2; 4X USB 2.0 BACKSIDE, 2X USB 2.0 FRONTSIDE; 1X USB 2.0 INTERNALLY; TEMPERATURE AND FAN CONTROL; WATCHDOG; BOARD RETAINER; CORE I5-520E (2C/4T, 2.4 GHZ, 3MB CACHE,TB,VT-X,VT-D, EM64-T, AMT); MOTHERBOARD W/O FIELDBUS; RAID1 500GB (2X 500GB HDD SATA, REMOVABLE DISK, HOT-SWAP; FRONTSIDE MOUNTED; 4 GB DDR3 SDRAM (2 X 2GB), DUAL CHANNEL; DVD +/- RW, SLIMLINE; BOARD WITH 3 SLOTS: 2 X PCI, 1 X PCIE X16; WITHOUT HW EXTENSIONS; WITHOUT OPERATING SYSTEM, SIMATIC PC DIAGMONITOR V4.4 INCLUDED; 110/230 INDUSTRIAL POWER SUPPLY WITH NAMUR; PS CORD USA | 3700 | TEM | 1 | Simatic | 17.25 | 1
6AG41121KP211XA0 | SIMATIC IPC647C (RACK PC, 19", 2U); INTERFACES:2 X GBIT LAN (RJ45), 1 X DVI-I; AUDIO, 2 X COM; 1 X LPT; 2 X PS/2; 4X USB 2.0 BACKSIDE, 2X USB 2.0 FRONTSIDE; 1X USB 2.0 INTERNALLY; TEMPERATURE AND FAN CONTROL; WATCHDOG; BOARD RETAINER; CORE I5-520E (2C/4T, 2.4 GHZ, 3MB CACHE,TB,VT-X,VT-D, EM64-T, AMT); MOTHERBOARD W/O FIELDBUS; RAID1 500GB (2X 500GB HDD SATA, REMOVABLE DISK, HOT-SWAP; FRONTSIDE MOUNTED; 4 GB DDR3 SDRAM (2 X 2GB), DUAL CHANNEL; DVD +/- RW, SLIMLINE; BOARD WITH 3 SLOTS: 2 X PCI, 1 X PCIE X16; ADAPTER CABLE, DVI-I TO VGA, FOR ONBOARD GRAPHICS; WITHOUT OPERATING SYSTEM, SIMATIC PC DIAGMONITOR V4.4 INCLUDED; 110/230 INDUSTRIAL POWER SUPPLY WITH NAMUR; PS CORD EUROPE | 3726 | TEM | 1 | Simatic | 17.25 | 1
6AG41121KP212EX0 | SIMATIC IPC647C (RACK PC, 19", 2U); INTERFACES:2 X GBIT LAN (RJ45), 1 X DVI-I; AUDIO, 2 X COM; 1 X LPT; 2 X PS/2; 4X USB 2.0 BACKSIDE, 2X USB 2.0 FRONTSIDE; 1X USB 2.0 INTERNALLY; TEMPERATURE AND FAN CONTROL; WATCHDOG; BOARD RETAINER; CORE I5-520E (2C/4T, 2.4 GHZ, 3MB CACHE,TB,VT-X,VT-D, EM64-T, AMT); MOTHERBOARD W/O FIELDBUS; RAID1 500GB (2X 500GB HDD SATA, REMOVABLE DISK, HOT-SWAP; FRONTSIDE MOUNTED; 4 GB DDR3 SDRAM (2 X 2GB), DUAL CHANNEL; DVD +/- RW, SLIMLINE; BOARD WITH 3 SLOTS: 2 X PCI, 1 X PCIE X16 OCCUPIED; 1 X PCIE X16 OCCUPIED; +GRAPHICS CARD PCIE X16, 256MB, (DH: 2 X DVI-D PER DP-ADAPTER); WINDOWS 7 ULTIMATE, 32BIT, MUI (EN, GER, FR, IT, SP), SP1 INCLUDED; WITHOUT SOFTWARE 110/230 INDUSTRIAL POWER SUPPLY WITH NAMUR; PS CORD EUROPE | 4204 | TEM | 1 | Simatic | 17.25 | 1
6AG41121KP610BX3 | SIMATIC IPC647C (RACK PC, 19", 2U); INTERFACES:2 X GBIT LAN (RJ45), 1 X DVI-I; AUDIO, 2 X COM; 1 X LPT; 2 X PS/2; 4X USB 2.0 BACKSIDE, 2X USB 2.0 FRONTSIDE; 1X USB 2.0 INTERNALLY; TEMPERATURE AND FAN CONTROL; WATCHDOG; BOARD RETAINER; CORE I5-520E (2C/4T, 2.4 GHZ, 3MB CACHE,TB,VT-X,VT-D, EM64-T, AMT); MOTHERBOARD W/O FIELDBUS; RAID1 500GB (2X 500GB HDD SATA, REMOVABLE DISK, HOT-SWAP; FRONTSIDE MOUNTED; 4 GB DDR3 SDRAM, ECC (2 X 2GB), DUAL CHANNEL; DVD +/- RW, SLIMLINE; BOARD WITH 3 SLOTS: 2 X PCI, 1 X PCIE X16; WITHOUT HW EXTENSIONS; WINDOWS XP PROFESSIONAL, 32BIT, MUI (EN, GER, FR, IT, SP), SP3, WITHOUT SOFTWARE 110/230 INDUSTRIAL POWER SUPPLY WITH NAMUR; PS CORD USA | 3983 | TEM | 1 | Simatic | 17.25 | 1
6AG41121KP611EX3 | SIMATIC IPC647C (RACK PC, 19", 2U); INTERFACES:2 X GBIT LAN (RJ45), 1 X DVI-I; AUDIO, 2 X COM; 1 X LPT; 2 X PS/2; 4X USB 2.0 BACKSIDE, 2X USB 2.0 FRONTSIDE; 1X USB 2.0 INTERNALLY; TEMPERATURE AND FAN CONTROL; WATCHDOG; BOARD RETAINER; CORE I5-520E (2C/4T, 2.4 GHZ, 3MB CACHE,TB,VT-X,VT-D, EM64-T, AMT); MOTHERBOARD W/O FIELDBUS; RAID1 500GB (2X 500GB HDD SATA, REMOVABLE DISK, HOT-SWAP; FRONTSIDE MOUNTED; 4 GB DDR3 SDRAM, ECC (2 X 2GB), DUAL CHANNEL; DVD +/- RW, SLIMLINE; BOARD WITH 3 SLOTS: 2 X PCI, 1 X PCIE X16; ADAPTER CABLE, DVI-I TO VGA, FOR ONBOARD GRAPHICS; WINDOWS 7 ULTIMATE, 32BIT, MUI (EN, GER, FR, IT, SP), SP1 INCLUDED; WITHOUT SOFTWARE 110/230 INDUSTRIAL POWER SUPPLY WITH NAMUR; PS CORD USA | 4041 | TEM | 1 | Simatic | 17.25 | 1
6AG41121KS610FX3 | SIMATIC IPC647C (RACK PC, 19", 2U); INTERFACES:2 X GBIT LAN (RJ45), 1 X DVI-I; AUDIO, 2 X COM; 1 X LPT; 2 X PS/2; 4X USB 2.0 BACKSIDE, 2X USB 2.0 FRONTSIDE; 1X USB 2.0 INTERNALLY; TEMPERATURE AND FAN CONTROL; WATCHDOG; BOARD RETAINER; CORE I5-520E (2C/4T, 2.4 GHZ, 3MB CACHE,TB,VT-X,VT-D, EM64-T, AMT); MOTHERBOARD W/O FIELDBUS; 50 GB SSD (SLC) SATA; INTERNALLY MOUNTED; 4 GB DDR3 SDRAM, ECC (2 X 2GB), DUAL CHANNEL; DVD +/- RW, SLIMLINE; BOARD WITH 3 SLOTS: 2 X PCI, 1 X PCIE X16; WITHOUT HW EXTENSIONS; WINDOWS 7 ULTIMATE, 64BIT, MUI (EN, GER, FR, IT, SP), SP1 INCLUDED; WITHOUT SOFTWARE 110/230 INDUSTRIAL POWER SUPPLY WITH NAMUR; PS CORD USA | 3983 | TEM | 1 | Simatic | 17 | 1
6AG41121LA181EX3 | SIMATIC IPC647C (RACK PC, 19", 2U); INTERFACES:2 X GBIT LAN (RJ45), 1 X DVI-I; AUDIO, 2 X COM; 1 X LPT; 2 X PS/2; 4X USB 2.0 BACKSIDE, 2X USB 2.0 FRONTSIDE; 1X USB 2.0 INTERNALLY; TEMPERATURE AND FAN CONTROL; WATCHDOG; BOARD RETAINER; CORE I5-520E (2C/4T, 2.4 GHZ, 3MB CACHE,TB,VT-X,VT-D, EM64-T, AMT); MOTHERBOARD WITH PROFIBUS/MPI; 250 GB HDD SATA, 0,5 G VIBRATION, 5 G SHOCK, INTERNALLY MOUNTED; 2 GB DDR3 SDRAM (1 X 2GB), SINGLE CHANNEL; WITHOUT EXCHANGEABLE MEDIA; BOARD WITH 3 SLOTS: 2 X PCI, 1 X PCIE X16; ADAPTER CABLE, DVI-I TO VGA, FOR ONBOARD GRAPHICS; WINDOWS 7 ULTIMATE, 32BIT, MUI (EN, GER, FR, IT, SP), SP1 INCLUDED; WITHOUT SOFTWARE 110/230 INDUSTRIAL POWER SUPPLY WITH NAMUR; PS CORD USA | 3222 | TEM | 1 | Simatic | 17 | 1
6AG41121LP211BC3 | SIMATIC IPC647C (RACK PC, 19", 2U); INTERFACES:2 X GBIT LAN (RJ45), 1 X DVI-I; AUDIO, 2 X COM; 1 X LPT; 2 X PS/2; 4X USB 2.0 BACKSIDE, 2X USB 2.0 FRONTSIDE; 1X USB 2.0 INTERNALLY; TEMPERATURE AND FAN CONTROL; WATCHDOG; BOARD RETAINER; CORE I5-520E (2C/4T, 2.4 GHZ, 3MB CACHE,TB,VT-X,VT-D, EM64-T, AMT); MOTHERBOARD WITH PROFIBUS/MPI; RAID1 500GB (2X 500GB HDD SATA, REMOVABLE DISK, HOT-SWAP; FRONTSIDE MOUNTED; 4 GB DDR3 SDRAM (2 X 2GB), DUAL CHANNEL; DVD +/- RW, SLIMLINE; BOARD WITH 3 SLOTS: 2 X PCI, 1 X PCIE X16; ADAPTER CABLE, DVI-I TO VGA, FOR ONBOARD GRAPHICS; WINDOWS XP PROFESSIONAL, 32BIT, MUI (EN, GER, FR, IT, SP), SP3, SIMATIC PC DIAGMONITOR V4.4 & IMAGE&PARTITION CREATOR V3.3 INCLUDED; 110/230 INDUSTRIAL POWER SUPPLY WITH NAMUR; PS CORD USA | 4324 | TEM | 1 | Simatic | 17.25 | 1
6AG41121NA211BX3 | SIMATIC IPC647C (RACK PC, 19", 2U); INTERFACES:2 X GBIT LAN (RJ45), 1 X DVI-I; AUDIO, 2 X COM; 1 X LPT; 2 X PS/2; 4X USB 2.0 BACKSIDE, 2X USB 2.0 FRONTSIDE; 1X USB 2.0 INTERNALLY; TEMPERATURE AND FAN CONTROL; WATCHDOG; BOARD RETAINER; CORE I7-610E (2C/4T, 2.53 GHZ, 4MB CACHE,TB,VT-X,VT-D, EM64-T, AMT); MOTHERBOARD W/O FIELDBUS; 250 GB HDD SATA, 0,5 G VIBRATION, 5 G SHOCK, INTERNALLY MOUNTED; 4 GB DDR3 SDRAM (2 X 2GB), DUAL CHANNEL; DVD +/- RW, SLIMLINE; BOARD WITH 3 SLOTS: 2 X PCI, 1 X PCIE X16; ADAPTER CABLE, DVI-I TO VGA, FOR ONBOARD GRAPHICS; WINDOWS XP PROFESSIONAL, 32BIT, MUI (EN, GER, FR, IT, SP), SP3, WITHOUT SOFTWARE 110/230 INDUSTRIAL POWER SUPPLY WITH NAMUR; PS CORD USA | 3589 | TEM | 1 | Simatic | 17 | 1
6AG41121NA214BX3 | SIMATIC IPC647C (RACK PC, 19", 2U); INTERFACES:2 X GBIT LAN (RJ45), 1 X DVI-I; AUDIO, 2 X COM; 1 X LPT; 2 X PS/2; 4X USB 2.0 BACKSIDE, 2X USB 2.0 FRONTSIDE; 1X USB 2.0 INTERNALLY; TEMPERATURE AND FAN CONTROL; WATCHDOG; BOARD RETAINER; CORE I7-610E (2C/4T, 2.53 GHZ, 4MB CACHE,TB,VT-X,VT-D, EM64-T, AMT); MOTHERBOARD W/O FIELDBUS; 250 GB HDD SATA, 0,5 G VIBRATION, 5 G SHOCK, INTERNALLY MOUNTED; 4 GB DDR3 SDRAM (2 X 2GB), DUAL CHANNEL; DVD +/- RW, SLIMLINE; BOARD WITH 3 SLOTS: 1 X PCI, 1 X PCIE X8 (4 LANE), 1 X PCIE X16, WITHOUT HW EXTENSIONS; WINDOWS XP PROFESSIONAL, 32BIT, MUI (EN, GER, FR, IT, SP), SP3, WITHOUT SOFTWARE 110/230 INDUSTRIAL POWER SUPPLY WITH NAMUR; PS CORD USA | 3584 | TEM | 1 | Simatic | 17 | 1
6AG41121NA410FA6 | SIMATIC IPC647C (RACK PC, 19", 2U); INTERFACES:2 X GBIT LAN (RJ45), 1 X DVI-I; AUDIO, 2 X COM; 1 X LPT; 2 X PS/2; 4X USB 2.0 BACKSIDE, 2X USB 2.0 FRONTSIDE; 1X USB 2.0 INTERNALLY; TEMPERATURE AND FAN CONTROL; WATCHDOG; BOARD RETAINER; CORE I7-610E (2C/4T, 2.53 GHZ, 4MB CACHE,TB,VT-X,VT-D, EM64-T, AMT); MOTHERBOARD W/O FIELDBUS; 250 GB HDD SATA, 0,5 G VIBRATION, 5 G SHOCK, INTERNALLY MOUNTED; 8 GB DDR3 SDRAM (2 X 4GB), DUAL CHANNEL; DVD +/- RW, SLIMLINE; BOARD WITH 3 SLOTS: 2 X PCI, 1 X PCIE X16; WITHOUT HW EXTENSIONS; WINDOWS 7 ULTIMATE, 64BIT, MUI (EN, GER, FR, IT, SP), SP1 INCLUDED; SIMATIC PC DIAGMONITOR V4.4 INCLUDED; 2 X 110/230 IREDUNDANT POWER SUPPLY W/O POWER CORD | 4666 | TEM | 1 | Simatic | 17 | 1
6AG41121NB210QX3 | SIMATIC IPC647C (RACK PC, 19", 2U); INTERFACES:2 X GBIT LAN (RJ45), 1 X DVI-I; AUDIO, 2 X COM; 1 X LPT; 2 X PS/2; 4X USB 2.0 BACKSIDE, 2X USB 2.0 FRONTSIDE; 1X USB 2.0 INTERNALLY; TEMPERATURE AND FAN CONTROL; WATCHDOG; BOARD RETAINER; CORE I7-610E (2C/4T, 2.53 GHZ, 4MB CACHE,TB,VT-X,VT-D, EM64-T, AMT); MOTHERBOARD W/O FIELDBUS; 500 GB HDD SATA, 0,5 G VIBRATION, 5 G SHOCK, INTERNALLY MOUNTED; 4 GB DDR3 SDRAM (2 X 2GB), DUAL CHANNEL; DVD +/- RW, SLIMLINE; BOARD WITH 3 SLOTS: 2 X PCI, 1 X PCIE X16; WITHOUT HW EXTENSIONS; WINDOWS SERVER 2008 R2 STANDARD EDITION INCL. 5 CLIENT, 64BIT, MUI (EN, GE, FR, IT, SP), SP1 INCLUDED; WITHOUT SOFTWARE 110/230 INDUSTRIAL POWER SUPPLY WITH NAMUR; PS CORD USA | 4466 | TEM | 1 | Simatic | 17 | 1
6AG41121NB284FX3 | SIMATIC IPC647C (RACK PC, 19", 2U); INTERFACES:2 X GBIT LAN (RJ45), 1 X DVI-I; AUDIO, 2 X COM; 1 X LPT; 2 X PS/2; 4X USB 2.0 BACKSIDE, 2X USB 2.0 FRONTSIDE; 1X USB 2.0 INTERNALLY; TEMPERATURE AND FAN CONTROL; WATCHDOG; BOARD RETAINER; CORE I7-610E (2C/4T, 2.53 GHZ, 4MB CACHE,TB,VT-X,VT-D, EM64-T, AMT); MOTHERBOARD W/O FIELDBUS; 500 GB HDD SATA, 0,5 G VIBRATION, 5 G SHOCK, INTERNALLY MOUNTED; 4 GB DDR3 SDRAM (2 X 2GB), DUAL CHANNEL; WITHOUT EXCHANGEABLE MEDIA; BOARD WITH 3 SLOTS: 1 X PCI, 1 X PCIE X8 (4 LANE), 1 X PCIE X16, WITHOUT HW EXTENSIONS; WINDOWS 7 ULTIMATE, 64BIT, MUI (EN, GER, FR, IT, SP), SP1 INCLUDED; WITHOUT SOFTWARE 110/230 INDUSTRIAL POWER SUPPLY WITH NAMUR; PS CORD USA | 3511 | TEM | 1 | Simatic | 17 | 1
6AG41121ND410FX3 | SIMATIC IPC647C (RACK PC, 19", 2U); INTERFACES:2 X GBIT LAN (RJ45), 1 X DVI-I; AUDIO, 2 X COM; 1 X LPT; 2 X PS/2; 4X USB 2.0 BACKSIDE, 2X USB 2.0 FRONTSIDE; 1X USB 2.0 INTERNALLY; TEMPERATURE AND FAN CONTROL; WATCHDOG; BOARD RETAINER; CORE I7-610E (2C/4T, 2.53 GHZ, 4MB CACHE,TB,VT-X,VT-D, EM64-T, AMT); MOTHERBOARD W/O FIELDBUS; RAID1 500GB (2X 500GB HDD SATA, 0,5G VIBRATION, 5 G SHOCK, INTERNALLY MOUNTED; 8 GB DDR3 SDRAM (2 X 4GB), DUAL CHANNEL; DVD +/- RW, SLIMLINE; BOARD WITH 3 SLOTS: 2 X PCI, 1 X PCIE X16; WITHOUT HW EXTENSIONS; WINDOWS 7 ULTIMATE, 64BIT, MUI (EN, GER, FR, IT, SP), SP1 INCLUDED; WITHOUT SOFTWARE 110/230 INDUSTRIAL POWER SUPPLY WITH NAMUR; PS CORD USA | 4435 | TEM | 1 | Simatic | 17 | 1
6AG41121ND710QX3 | SIMATIC IPC647C (RACK PC, 19", 2U); INTERFACES:2 X GBIT LAN (RJ45), 1 X DVI-I; AUDIO, 2 X COM; 1 X LPT; 2 X PS/2; 4X USB 2.0 BACKSIDE, 2X USB 2.0 FRONTSIDE; 1X USB 2.0 INTERNALLY; TEMPERATURE AND FAN CONTROL; WATCHDOG; BOARD RETAINER; CORE I7-610E (2C/4T, 2.53 GHZ, 4MB CACHE,TB,VT-X,VT-D, EM64-T, AMT); MOTHERBOARD W/O FIELDBUS; RAID1 500GB (2X 500GB HDD SATA, 0,5G VIBRATION, 5 G SHOCK, INTERNALLY MOUNTED; 8 GB DDR3 SDRAM, ECC (2 X 4GB), DUAL CHANNEL; DVD +/- RW, SLIMLINE; BOARD WITH 3 SLOTS: 2 X PCI, 1 X PCIE X16; WITHOUT HW EXTENSIONS; WINDOWS SERVER 2008 R2 STANDARD EDITION INCL. 5 CLIENT, 64BIT, MUI (EN, GE, FR, IT, SP), SP1 INCLUDED; WITHOUT SOFTWARE 110/230 INDUSTRIAL POWER SUPPLY WITH NAMUR; PS CORD USA | 5464 | TEM | 1 | Simatic | 17 | 1
6AG41121NH214XX6 | SIMATIC IPC647C (RACK PC, 19", 2U); INTERFACES:2 X GBIT LAN (RJ45), 1 X DVI-I; AUDIO, 2 X COM; 1 X LPT; 2 X PS/2; 4X USB 2.0 BACKSIDE, 2X USB 2.0 FRONTSIDE; 1X USB 2.0 INTERNALLY; TEMPERATURE AND FAN CONTROL; WATCHDOG; BOARD RETAINER; CORE I7-610E (2C/4T, 2.53 GHZ, 4MB CACHE,TB,VT-X,VT-D, EM64-T, AMT); MOTHERBOARD W/O FIELDBUS; 250 GB HDD SATA, REMOVABLE DISK; FRONTSIDE MOUNTED; 4 GB DDR3 SDRAM (2 X 2GB), DUAL CHANNEL; DVD +/- RW, SLIMLINE; BOARD WITH 3 SLOTS: 1 X PCI, 1 X PCIE X8 (4 LANE), 1 X PCIE X16, WITHOUT HW EXTENSIONS; WITHOUT OPERATING SYSTEM, WITHOUT SOFTWARE 2 X 110/230 IREDUNDANT POWER SUPPLY W/O POWER CORD | 3773 | TEM | 1 | Simatic | 17.25 | 1
6AG41121NM214XX6 | SIMATIC IPC647C (RACK PC, 19", 2U); INTERFACES:2 X GBIT LAN (RJ45), 1 X DVI-I; AUDIO, 2 X COM; 1 X LPT; 2 X PS/2; 4X USB 2.0 BACKSIDE, 2X USB 2.0 FRONTSIDE; 1X USB 2.0 INTERNALLY; TEMPERATURE AND FAN CONTROL; WATCHDOG; BOARD RETAINER; CORE I7-610E (2C/4T, 2.53 GHZ, 4MB CACHE,TB,VT-X,VT-D, EM64-T, AMT); MOTHERBOARD W/O FIELDBUS; 2 X 500 GB HDD SATA; REMOVABLE DISK; FRONTSIDE MOUNTED; 4 GB DDR3 SDRAM (2 X 2GB), DUAL CHANNEL; DVD +/- RW, SLIMLINE; BOARD WITH 3 SLOTS: 1 X PCI, 1 X PCIE X8 (4 LANE), 1 X PCIE X16, WITHOUT HW EXTENSIONS; WITHOUT OPERATING SYSTEM, WITHOUT SOFTWARE 2 X 110/230 IREDUNDANT POWER SUPPLY W/O POWER CORD | 4099 | TEM | 1 | Simatic | 17 | 1
6AG41121NP211PX3 | SIMATIC IPC647C (RACK PC, 19", 2U); INTERFACES:2 X GBIT LAN (RJ45), 1 X DVI-I; AUDIO, 2 X COM; 1 X LPT; 2 X PS/2; 4X USB 2.0 BACKSIDE, 2X USB 2.0 FRONTSIDE; 1X USB 2.0 INTERNALLY; TEMPERATURE AND FAN CONTROL; WATCHDOG; BOARD RETAINER; CORE I7-610E (2C/4T, 2.53 GHZ, 4MB CACHE,TB,VT-X,VT-D, EM64-T, AMT); MOTHERBOARD W/O FIELDBUS; RAID1 500GB (2X 500GB HDD SATA, REMOVABLE DISK, HOT-SWAP; FRONTSIDE MOUNTED; 4 GB DDR3 SDRAM (2 X 2GB), DUAL CHANNEL; DVD +/- RW, SLIMLINE; BOARD WITH 3 SLOTS: 2 X PCI, 1 X PCIE X16; ADAPTER CABLE, DVI-I TO VGA, FOR ONBOARD GRAPHICS; WINDOWS SERVER 2008 STANDARD EDITION INCL. 5 CLIENT, 32BIT, MUI (EN, GE, FR, IT, SP),SP2; WITHOUT SOFTWARE 110/230 INDUSTRIAL POWER SUPPLY WITH NAMUR; PS CORD USA | 4944 | TEM | 1 | Simatic | 17.25 | 1
6AG41121NP212XC6 | SIMATIC IPC647C (RACK PC, 19", 2U); INTERFACES:2 X GBIT LAN (RJ45), 1 X DVI-I; AUDIO, 2 X COM; 1 X LPT; 2 X PS/2; 4X USB 2.0 BACKSIDE, 2X USB 2.0 FRONTSIDE; 1X USB 2.0 INTERNALLY; TEMPERATURE AND FAN CONTROL; WATCHDOG; BOARD RETAINER; CORE I7-610E (2C/4T, 2.53 GHZ, 4MB CACHE,TB,VT-X,VT-D, EM64-T, AMT); MOTHERBOARD W/O FIELDBUS; RAID1 500GB (2X 500GB HDD SATA, REMOVABLE DISK, HOT-SWAP; FRONTSIDE MOUNTED; 4 GB DDR3 SDRAM (2 X 2GB), DUAL CHANNEL; DVD +/- RW, SLIMLINE; BOARD WITH 3 SLOTS: 2 X PCI, 1 X PCIE X16 OCCUPIED; 1 X PCIE X16 OCCUPIED; +GRAPHICS CARD PCIE X16, 256MB, (DH: 2 X DVI-D PER DP-ADAPTER); WITHOUT OPERATING SYSTEM, SIMATIC PC DIAGMONITOR V4.4 & IMAGE&PARTITION CREATOR V3.3 INCLUDED; 2 X 110/230 IREDUNDANT POWER SUPPLY W/O POWER CORD | 4687 | TEM | 1 | Simatic | 17.25 | 1
6AG41121NP216PX0 | SIMATIC IPC647C (RACK PC, 19", 2U); INTERFACES:2 X GBIT LAN (RJ45), 1 X DVI-I; AUDIO, 2 X COM; 1 X LPT; 2 X PS/2; 4X USB 2.0 BACKSIDE, 2X USB 2.0 FRONTSIDE; 1X USB 2.0 INTERNALLY; TEMPERATURE AND FAN CONTROL; WATCHDOG; BOARD RETAINER; CORE I7-610E (2C/4T, 2.53 GHZ, 4MB CACHE,TB,VT-X,VT-D, EM64-T, AMT); MOTHERBOARD W/O FIELDBUS; RAID1 500GB (2X 500GB HDD SATA, REMOVABLE DISK, HOT-SWAP; FRONTSIDE MOUNTED; 4 GB DDR3 SDRAM (2 X 2GB), DUAL CHANNEL; DVD +/- RW, SLIMLINE; BOARD WITH 3 SLOTS: 1 X PCI, 1 X PCIE X8 (4 LANE), 1 X PCIE X16 OCCUPIED; +GRAPHICS CARD PCIE X16, 256MB, (DH: 2 X DVI-D PER DP-ADAPTER); WINDOWS SERVER 2008 STANDARD EDITION INCL. 5 CLIENT, 32BIT, MUI (EN, GE, FR, IT, SP),SP2; WITHOUT SOFTWARE 110/230 INDUSTRIAL POWER SUPPLY WITH NAMUR; PS CORD EUROPE | 5233 | TEM | 1 | Simatic | 17.25 | 1
6AG41121NP611FX3 | SIMATIC IPC647C (RACK PC, 19", 2U); INTERFACES:2 X GBIT LAN (RJ45), 1 X DVI-I; AUDIO, 2 X COM; 1 X LPT; 2 X PS/2; 4X USB 2.0 BACKSIDE, 2X USB 2.0 FRONTSIDE; 1X USB 2.0 INTERNALLY; TEMPERATURE AND FAN CONTROL; WATCHDOG; BOARD RETAINER; CORE I7-610E (2C/4T, 2.53 GHZ, 4MB CACHE,TB,VT-X,VT-D, EM64-T, AMT); MOTHERBOARD W/O FIELDBUS; RAID1 500GB (2X 500GB HDD SATA, REMOVABLE DISK, HOT-SWAP; FRONTSIDE MOUNTED; 4 GB DDR3 SDRAM, ECC (2 X 2GB), DUAL CHANNEL; DVD +/- RW, SLIMLINE; BOARD WITH 3 SLOTS: 2 X PCI, 1 X PCIE X16; ADAPTER CABLE, DVI-I TO VGA, FOR ONBOARD GRAPHICS; WINDOWS 7 ULTIMATE, 64BIT, MUI (EN, GER, FR, IT, SP), SP1 INCLUDED; WITHOUT SOFTWARE 110/230 INDUSTRIAL POWER SUPPLY WITH NAMUR; PS CORD USA | 4230 | TEM | 1 | Simatic | 17.25 | 1
6AG41121NP615BB3 | SIMATIC IPC647C (RACK PC, 19", 2U); INTERFACES:2 X GBIT LAN (RJ45), 1 X DVI-I; AUDIO, 2 X COM; 1 X LPT; 2 X PS/2; 4X USB 2.0 BACKSIDE, 2X USB 2.0 FRONTSIDE; 1X USB 2.0 INTERNALLY; TEMPERATURE AND FAN CONTROL; WATCHDOG; BOARD RETAINER; CORE I7-610E (2C/4T, 2.53 GHZ, 4MB CACHE,TB,VT-X,VT-D, EM64-T, AMT); MOTHERBOARD W/O FIELDBUS; RAID1 500GB (2X 500GB HDD SATA, REMOVABLE DISK, HOT-SWAP; FRONTSIDE MOUNTED; 4 GB DDR3 SDRAM, ECC (2 X 2GB), DUAL CHANNEL; DVD +/- RW, SLIMLINE; BOARD WITH 3 SLOTS: 1 X PCI, 1 X PCIE X8 (4 LANE), 1 X PCIE X16; ADAPTER CABLE, DVI-I TO VGA, FOR ONBOARD GRAPHICS; WINDOWS XP PROFESSIONAL, 32BIT, MUI (EN, GER, FR, IT, SP), SP3, SIMATIC PC IMAGE&PARTITION CREATOR V3.3 INCLUDED; 110/230 INDUSTRIAL POWER SUPPLY WITH NAMUR; PS CORD USA | 4303 | TEM | 1 | Simatic | 17.25 | 1
6AG41121NP615QB3 | SIMATIC IPC647C (RACK PC, 19", 2U); INTERFACES:2 X GBIT LAN (RJ45), 1 X DVI-I; AUDIO, 2 X COM; 1 X LPT; 2 X PS/2; 4X USB 2.0 BACKSIDE, 2X USB 2.0 FRONTSIDE; 1X USB 2.0 INTERNALLY; TEMPERATURE AND FAN CONTROL; WATCHDOG; BOARD RETAINER; CORE I7-610E (2C/4T, 2.53 GHZ, 4MB CACHE,TB,VT-X,VT-D, EM64-T, AMT); MOTHERBOARD W/O FIELDBUS; RAID1 500GB (2X 500GB HDD SATA, REMOVABLE DISK, HOT-SWAP; FRONTSIDE MOUNTED; 4 GB DDR3 SDRAM, ECC (2 X 2GB), DUAL CHANNEL; DVD +/- RW, SLIMLINE; BOARD WITH 3 SLOTS: 1 X PCI, 1 X PCIE X8 (4 LANE), 1 X PCIE X16; ADAPTER CABLE, DVI-I TO VGA, FOR ONBOARD GRAPHICS; WINDOWS SERVER 2008 R2 STANDARD EDITION INCL. 5 CLIENT, 64BIT, MUI (EN, GE, FR, IT, SP), SP1 INCLUDED; SIMATIC PC IMAGE&PARTITION CREATOR V3.3 INCLUDED; 110/230 INDUSTRIAL POWER SUPPLY WITH NAMUR; PS CORD USA | 5154 | TEM | 1 | Simatic | 17.25 | 1
6AG41121NP616XC3 | SIMATIC IPC647C (RACK PC, 19", 2U); INTERFACES:2 X GBIT LAN (RJ45), 1 X DVI-I; AUDIO, 2 X COM; 1 X LPT; 2 X PS/2; 4X USB 2.0 BACKSIDE, 2X USB 2.0 FRONTSIDE; 1X USB 2.0 INTERNALLY; TEMPERATURE AND FAN CONTROL; WATCHDOG; BOARD RETAINER; CORE I7-610E (2C/4T, 2.53 GHZ, 4MB CACHE,TB,VT-X,VT-D, EM64-T, AMT); MOTHERBOARD W/O FIELDBUS; RAID1 500GB (2X 500GB HDD SATA, REMOVABLE DISK, HOT-SWAP; FRONTSIDE MOUNTED; 4 GB DDR3 SDRAM, ECC (2 X 2GB), DUAL CHANNEL; DVD +/- RW, SLIMLINE; BOARD WITH 3 SLOTS: 1 X PCI, 1 X PCIE X8 (4 LANE), 1 X PCIE X16 OCCUPIED; +GRAPHICS CARD PCIE X16, 256MB, (DH: 2 X DVI-D PER DP-ADAPTER); WITHOUT OPERATING SYSTEM, SIMATIC PC DIAGMONITOR V4.4 & IMAGE&PARTITION CREATOR V3.3 INCLUDED; 110/230 INDUSTRIAL POWER SUPPLY WITH NAMUR; PS CORD USA | 4393 | TEM | 1 | Simatic | 17.25 | 1
6AG41121NP714QA6 | SIMATIC IPC647C (RACK PC, 19", 2U); INTERFACES:2 X GBIT LAN (RJ45), 1 X DVI-I; AUDIO, 2 X COM; 1 X LPT; 2 X PS/2; 4X USB 2.0 BACKSIDE, 2X USB 2.0 FRONTSIDE; 1X USB 2.0 INTERNALLY; TEMPERATURE AND FAN CONTROL; WATCHDOG; BOARD RETAINER; CORE I7-610E (2C/4T, 2.53 GHZ, 4MB CACHE,TB,VT-X,VT-D, EM64-T, AMT); MOTHERBOARD W/O FIELDBUS; RAID1 500GB (2X 500GB HDD SATA, REMOVABLE DISK, HOT-SWAP; FRONTSIDE MOUNTED; 8 GB DDR3 SDRAM, ECC (2 X 4GB), DUAL CHANNEL; DVD +/- RW, SLIMLINE; BOARD WITH 3 SLOTS: 1 X PCI, 1 X PCIE X8 (4 LANE), 1 X PCIE X16, WITHOUT HW EXTENSIONS; WINDOWS SERVER 2008 R2 STANDARD EDITION INCL. 5 CLIENT, 64BIT, MUI (EN, GE, FR, IT, SP), SP1 INCLUDED; SIMATIC PC DIAGMONITOR V4.4 INCLUDED; 2 X 110/230 IREDUNDANT POWER SUPPLY W/O POWER CORD | 6220 | TEM | 1 | Simatic | 17.25 | 1
6AG41121NP715QB3 | SIMATIC IPC647C (RACK PC, 19", 2U); INTERFACES:2 X GBIT LAN (RJ45), 1 X DVI-I; AUDIO, 2 X COM; 1 X LPT; 2 X PS/2; 4X USB 2.0 BACKSIDE, 2X USB 2.0 FRONTSIDE; 1X USB 2.0 INTERNALLY; TEMPERATURE AND FAN CONTROL; WATCHDOG; BOARD RETAINER; CORE I7-610E (2C/4T, 2.53 GHZ, 4MB CACHE,TB,VT-X,VT-D, EM64-T, AMT); MOTHERBOARD W/O FIELDBUS; RAID1 500GB (2X 500GB HDD SATA, REMOVABLE DISK, HOT-SWAP; FRONTSIDE MOUNTED; 8 GB DDR3 SDRAM, ECC (2 X 4GB), DUAL CHANNEL; DVD +/- RW, SLIMLINE; BOARD WITH 3 SLOTS: 1 X PCI, 1 X PCIE X8 (4 LANE), 1 X PCIE X16; ADAPTER CABLE, DVI-I TO VGA, FOR ONBOARD GRAPHICS; WINDOWS SERVER 2008 R2 STANDARD EDITION INCL. 5 CLIENT, 64BIT, MUI (EN, GE, FR, IT, SP), SP1 INCLUDED; SIMATIC PC IMAGE&PARTITION CREATOR V3.3 INCLUDED; 110/230 INDUSTRIAL POWER SUPPLY WITH NAMUR; PS CORD USA | 5784 | TEM | 1 | Simatic | 17.25 | 1
6AG41121NS710QX3 | SIMATIC IPC647C (RACK PC, 19", 2U); INTERFACES:2 X GBIT LAN (RJ45), 1 X DVI-I; AUDIO, 2 X COM; 1 X LPT; 2 X PS/2; 4X USB 2.0 BACKSIDE, 2X USB 2.0 FRONTSIDE; 1X USB 2.0 INTERNALLY; TEMPERATURE AND FAN CONTROL; WATCHDOG; BOARD RETAINER; CORE I7-610E (2C/4T, 2.53 GHZ, 4MB CACHE,TB,VT-X,VT-D, EM64-T, AMT); MOTHERBOARD W/O FIELDBUS; 50 GB SSD (SLC) SATA; INTERNALLY MOUNTED; 8 GB DDR3 SDRAM, ECC (2 X 4GB), DUAL CHANNEL; DVD +/- RW, SLIMLINE; BOARD WITH 3 SLOTS: 2 X PCI, 1 X PCIE X16; WITHOUT HW EXTENSIONS; WINDOWS SERVER 2008 R2 STANDARD EDITION INCL. 5 CLIENT, 64BIT, MUI (EN, GE, FR, IT, SP), SP1 INCLUDED; WITHOUT SOFTWARE 110/230 INDUSTRIAL POWER SUPPLY WITH NAMUR; PS CORD USA | 5621 | TEM | 1 | Simatic | 17 | 1
6AG41121NT214XX6 | SIMATIC IPC647C (RACK PC, 19", 2U); INTERFACES:2 X GBIT LAN (RJ45), 1 X DVI-I; AUDIO, 2 X COM; 1 X LPT; 2 X PS/2; 4X USB 2.0 BACKSIDE, 2X USB 2.0 FRONTSIDE; 1X USB 2.0 INTERNALLY; TEMPERATURE AND FAN CONTROL; WATCHDOG; BOARD RETAINER; CORE I7-610E (2C/4T, 2.53 GHZ, 4MB CACHE,TB,VT-X,VT-D, EM64-T, AMT); MOTHERBOARD W/O FIELDBUS; 50 GB SSD (SLC) SATA; REMOVABLE DISK; FRONTSIDE MOUNTED; 4 GB DDR3 SDRAM (2 X 2GB), DUAL CHANNEL; DVD +/- RW, SLIMLINE; BOARD WITH 3 SLOTS: 1 X PCI, 1 X PCIE X8 (4 LANE), 1 X PCIE X16, WITHOUT HW EXTENSIONS; WITHOUT OPERATING SYSTEM, WITHOUT SOFTWARE 2 X 110/230 IREDUNDANT POWER SUPPLY W/O POWER CORD | 4288 | TEM | 1 | Simatic | 17 | 1
6AG41121PD214EX3 | SIMATIC IPC647C (RACK PC, 19", 2U); INTERFACES:2 X GBIT LAN (RJ45), 1 X DVI-I; AUDIO, 2 X COM; 1 X LPT; 2 X PS/2; 4X USB 2.0 BACKSIDE, 2X USB 2.0 FRONTSIDE; 1X USB 2.0 INTERNALLY; TEMPERATURE AND FAN CONTROL; WATCHDOG; BOARD RETAINER; CORE I7-610E (2C/4T, 2.53 GHZ, 4MB CACHE,TB,VT-X,VT-D, EM64-T, AMT); MOTHERBOARD WITH PROFIBUS/MPI; RAID1 500GB (2X 500GB HDD SATA, 0,5G VIBRATION, 5 G SHOCK, INTERNALLY MOUNTED; 4 GB DDR3 SDRAM (2 X 2GB), DUAL CHANNEL; DVD +/- RW, SLIMLINE; BOARD WITH 3 SLOTS: 1 X PCI, 1 X PCIE X8 (4 LANE), 1 X PCIE X16, WITHOUT HW EXTENSIONS; WINDOWS 7 ULTIMATE, 32BIT, MUI (EN, GER, FR, IT, SP), SP1 INCLUDED; WITHOUT SOFTWARE 110/230 INDUSTRIAL POWER SUPPLY WITH NAMUR; PS CORD USA | 4141 | TEM | 1 | Simatic | 17 | 1
6AG41121PM213EX3 | SIMATIC IPC647C (RACK PC, 19", 2U); INTERFACES:2 X GBIT LAN (RJ45), 1 X DVI-I; AUDIO, 2 X COM; 1 X LPT; 2 X PS/2; 4X USB 2.0 BACKSIDE, 2X USB 2.0 FRONTSIDE; 1X USB 2.0 INTERNALLY; TEMPERATURE AND FAN CONTROL; WATCHDOG; BOARD RETAINER; CORE I7-610E (2C/4T, 2.53 GHZ, 4MB CACHE,TB,VT-X,VT-D, EM64-T, AMT); MOTHERBOARD WITH PROFIBUS/MPI; 2 X 500 GB HDD SATA; REMOVABLE DISK; FRONTSIDE MOUNTED; 4 GB DDR3 SDRAM (2 X 2GB), DUAL CHANNEL; DVD +/- RW, SLIMLINE; BOARD WITH 3 SLOTS: 2 X PCI, 1 X PCIE X16 OCCUPIED; 1 X PCIE X16 OCCUPIED; +GRAPHICS CARD PCIE X16, 256MB, (DH: 2 X VGA PER DP-ADAPTER); WINDOWS 7 ULTIMATE, 32BIT, MUI (EN, GER, FR, IT, SP), SP1 INCLUDED; WITHOUT SOFTWARE 110/230 INDUSTRIAL POWER SUPPLY WITH NAMUR; PS CORD USA | 4540 | TEM | 1 | Simatic | 17 | 1
6AG41121PP615BB3 | SIMATIC IPC647C (RACK PC, 19", 2U); INTERFACES:2 X GBIT LAN (RJ45), 1 X DVI-I; AUDIO, 2 X COM; 1 X LPT; 2 X PS/2; 4X USB 2.0 BACKSIDE, 2X USB 2.0 FRONTSIDE; 1X USB 2.0 INTERNALLY; TEMPERATURE AND FAN CONTROL; WATCHDOG; BOARD RETAINER; CORE I7-610E (2C/4T, 2.53 GHZ, 4MB CACHE,TB,VT-X,VT-D, EM64-T, AMT); MOTHERBOARD WITH PROFIBUS/MPI; RAID1 500GB (2X 500GB HDD SATA, REMOVABLE DISK, HOT-SWAP; FRONTSIDE MOUNTED; 4 GB DDR3 SDRAM, ECC (2 X 2GB), DUAL CHANNEL; DVD +/- RW, SLIMLINE; BOARD WITH 3 SLOTS: 1 X PCI, 1 X PCIE X8 (4 LANE), 1 X PCIE X16; ADAPTER CABLE, DVI-I TO VGA, FOR ONBOARD GRAPHICS; WINDOWS XP PROFESSIONAL, 32BIT, MUI (EN, GER, FR, IT, SP), SP3, SIMATIC PC IMAGE&PARTITION CREATOR V3.3 INCLUDED; 110/230 INDUSTRIAL POWER SUPPLY WITH NAMUR; PS CORD USA | 4513 | TEM | 1 | Simatic | 17.25 | 1
6AG41121PP616XC3 | SIMATIC IPC647C (RACK PC, 19", 2U); INTERFACES:2 X GBIT LAN (RJ45), 1 X DVI-I; AUDIO, 2 X COM; 1 X LPT; 2 X PS/2; 4X USB 2.0 BACKSIDE, 2X USB 2.0 FRONTSIDE; 1X USB 2.0 INTERNALLY; TEMPERATURE AND FAN CONTROL; WATCHDOG; BOARD RETAINER; CORE I7-610E (2C/4T, 2.53 GHZ, 4MB CACHE,TB,VT-X,VT-D, EM64-T, AMT); MOTHERBOARD WITH PROFIBUS/MPI; RAID1 500GB (2X 500GB HDD SATA, REMOVABLE DISK, HOT-SWAP; FRONTSIDE MOUNTED; 4 GB DDR3 SDRAM, ECC (2 X 2GB), DUAL CHANNEL; DVD +/- RW, SLIMLINE; BOARD WITH 3 SLOTS: 1 X PCI, 1 X PCIE X8 (4 LANE), 1 X PCIE X16 OCCUPIED; +GRAPHICS CARD PCIE X16, 256MB, (DH: 2 X DVI-D PER DP-ADAPTER); WITHOUT OPERATING SYSTEM, SIMATIC PC DIAGMONITOR V4.4 & IMAGE&PARTITION CREATOR V3.3 INCLUDED; 110/230 INDUSTRIAL POWER SUPPLY WITH NAMUR; PS CORD USA | 4603 | TEM | 1 | Simatic | 17.25 | 1
6AG41121PU711FA6 | SIMATIC IPC647C (RACK PC, 19", 2U); INTERFACES:2 X GBIT LAN (RJ45), 1 X DVI-I; AUDIO, 2 X COM; 1 X LPT; 2 X PS/2; 4X USB 2.0 BACKSIDE, 2X USB 2.0 FRONTSIDE; 1X USB 2.0 INTERNALLY; TEMPERATURE AND FAN CONTROL; WATCHDOG; BOARD RETAINER; CORE I7-610E (2C/4T, 2.53 GHZ, 4MB CACHE,TB,VT-X,VT-D, EM64-T, AMT); MOTHERBOARD WITH PROFIBUS/MPI; RAID1 1TB (2 X 1 TB HDD SAS), REMOVABLE DISK, HOT-SWAP; FRONTSIDE MOUNTED; PCIE X8 RAID CONTROLLER IN PCIE X16 SLOT; 8 GB DDR3 SDRAM, ECC (2 X 4GB), DUAL CHANNEL; DVD +/- RW, SLIMLINE; BOARD WITH 3 SLOTS: 2 X PCI, 1 X PCIE X16; ADAPTER CABLE, DVI-I TO VGA, FOR ONBOARD GRAPHICS; WINDOWS 7 ULTIMATE, 64BIT, MUI (EN, GER, FR, IT, SP), SP1 INCLUDED; SIMATIC PC DIAGMONITOR V4.4 INCLUDED; 2 X 110/230 IREDUNDANT POWER SUPPLY W/O POWER CORD | 7138 | TEM | 1 | Simatic | 17.25 | 1
6AG41122DA300BX3 | SIMATIC IPC647D (RACK PC, 19", 2U); 2X GBIT ETHERNET(IE/PN), RJ45; 1X DVI-I; 2X DISPLAYPORT; 1X COM1; 2X PS/2; AUDIO; 4X USB 3.0, INKL.1X INTERNALLY; 3X USB 2.0; TEMPERATURE AND FAN CONTROL; WATCHDOG; BOARD RETAINER; CORE I3-4330TE (2C/4T, 2.4GHZ, 4MB CACHE); MAINBOARD W/O FIELDBUS; 500 GB HDD SATA, INTERNALLY MOUNTED; (0,5 G VIBRATION, 5 G SHOCK); 8 GB DDR3 SDRAM (2X 4GB), DUAL CHANNEL; BOARD WITH 2 SLOTS: 2X PCIE X16; WITHOUT HW EXTENSIONS; W/O EXTENSION (HW); GRAPHICS ONBOARD; WINDOWS 7 ULTIMATE, 64BIT, MUI (EN, GE, FR, IT, SP), SP1; WITHOUT EXTENSION (SW); 110/240V INDUSTR. POWER SUPPLY WITH NAMUR; PS CORD USA | 2699 | TEM | 1 | Simatic | 14 | 1
6AG41122DS231BX3 | SIMATIC IPC647D (RACK PC, 19", 2U); 2X GBIT ETHERNET(IE/PN), RJ45; 1X DVI-I; 2X DISPLAYPORT; 1X COM1; 2X PS/2; AUDIO; 4X USB 3.0, INKL.1X INTERNALLY; 3X USB 2.0; TEMPERATURE AND FAN CONTROL; WATCHDOG; BOARD RETAINER; CORE I3-4330TE (2C/4T, 2.4GHZ, 4MB CACHE); MAINBOARD W/O FIELDBUS; 240 GB SSD SATA, INTERNALLY MOUNTED; 4 GB DDR3 SDRAM (2X 2GB), DUAL CHANNEL; BOARD WITH 2 SLOTS: 2X PCIE X16; DVD +/- RW (SLIM); W/O EXTENSION (HW); GRAPHICS ONBOARD; ADAPTER CABLE DVI-I TO VGA FOR ONBOARD GRAPHICS; WINDOWS 7 ULTIMATE, 64BIT, MUI (EN, GE, FR, IT, SP), SP1; WITHOUT EXTENSION (SW); 110/240V INDUSTR. POWER SUPPLY WITH NAMUR; PS CORD USA | 3187 | TEM | 1 | Simatic | 14 | 1
6AG41122GA350BC3 | SIMATIC IPC647D (RACK PC, 19", 2U); 2X GBIT ETHERNET(IE/PN), RJ45; 1X DVI-I; 2X DISPLAYPORT; 1X COM1; 2X PS/2; AUDIO; 4X USB 3.0, INKL.1X INTERNALLY; 3X USB 2.0; TEMPERATURE AND FAN CONTROL; WATCHDOG; BOARD RETAINER; CORE I5-4570TE (2C/4T, 2.7(3.3) GHZ, 4MB CACHE, TB,VT-D, AMT); MAINBOARD W/O FELDBUS; 500 GB HDD SATA, INTERNALLY MOUNTED; (0,5 G VIBRATION, 5 G SHOCK); 8 GB DDR3 SDRAM (2X 4GB), DUAL CHANNEL; BOARD WITH 4 SLOTS: 4X PCIE X16; DVD +/- RW (SLIM); W/O EXTENSION (HW); GRAPHICS ONBOARD; WINDOWS 7 ULTIMATE, 64BIT, MUI (EN, GE, FR, IT, SP), SP1; SIMATIC PC DIAGMONITOR V4.5 AND IMAGE&PARTITION CREATOR V3.4 INCLUDED; 110/240V INDUSTR. POWER SUPPLY WITH NAMUR; PS CORD USA | 3297 | TEM | 1 | Simatic | 14 | 1
6AG41122GA350BX3 | SIMATIC IPC647D (RACK PC, 19", 2U); 2X GBIT ETHERNET(IE/PN), RJ45; 1X DVI-I; 2X DISPLAYPORT; 1X COM1; 2X PS/2; AUDIO; 4X USB 3.0, INKL.1X INTERNALLY; 3X USB 2.0; TEMPERATURE AND FAN CONTROL; WATCHDOG; BOARD RETAINER; CORE I5-4570TE (2C/4T, 2.7(3.3) GHZ, 4MB CACHE, TB,VT-D, AMT); MAINBOARD W/O FELDBUS; 500 GB HDD SATA, INTERNALLY MOUNTED; (0,5 G VIBRATION, 5 G SHOCK); 8 GB DDR3 SDRAM (2X 4GB), DUAL CHANNEL; BOARD WITH 4 SLOTS: 4X PCIE X16; DVD +/- RW (SLIM); W/O EXTENSION (HW); GRAPHICS ONBOARD; WINDOWS 7 ULTIMATE, 64BIT, MUI (EN, GE, FR, IT, SP), SP1; WITHOUT EXTENSION (SW); 110/240V INDUSTR. POWER SUPPLY WITH NAMUR; PS CORD USA | 3077 | TEM | 1 | Simatic | 14 | 1
6AG41122GB434FA3 | SIMATIC IPC647D (RACK PC, 19", 2U); 2X GBIT ETHERNET(IE/PN), RJ45; 1X DVI-I; 2X DISPLAYPORT; 1X COM1; 2X PS/2; AUDIO; 4X USB 3.0, INKL.1X INTERNALLY; 3X USB 2.0; TEMPERATURE AND FAN CONTROL; WATCHDOG; BOARD RETAINER; CORE I5-4570TE (2C/4T, 2.7(3.3) GHZ, 4MB CACHE, TB,VT-D, AMT); MAINBOARD W/O FELDBUS; 1 TB HDD SATA, INTERNALLY MOUNTED; (0,5 G VIBRATION, 5 G SHOCK); 16 GB DDR3 SDRAM (2X 8GB), DUAL CHANNEL; BOARD WITH 2 SLOTS: 2X PCIE X16; DVD +/- RW (SLIM); COM2; LPT (1 SLOT OCCUPIED); +PCIE X16 GRAPHICS CARD (DUAL HEAD: 2X VGA OR 2X DVI-D), 512MB, (1 SLOT OCCUPIED); WINDOWS SERVER 2008 R2 STANDARD EDITION INCL. 5 CLIENT, 64BIT, MUI (EN, GE, FR, IT, SP), SP1; SIMATIC PC DIAGMONITOR V4.5 INCLUDED; 110/240V INDUSTR. POWER SUPPLY WITH NAMUR; PS CORD USA | 4662 | TEM | 1 | Simatic | 14 | 1
6AG41122GP240BX6 | SIMATIC IPC647D (RACK PC, 19", 2U); 2X GBIT ETHERNET(IE/PN), RJ45; 1X DVI-I; 2X DISPLAYPORT; 1X COM1; 2X PS/2; AUDIO; 4X USB 3.0, INKL.1X INTERNALLY; 3X USB 2.0; TEMPERATURE AND FAN CONTROL; WATCHDOG; BOARD RETAINER; CORE I5-4570TE (2C/4T, 2.7(3.3) GHZ, 4MB CACHE, TB,VT-D, AMT); MAINBOARD W/O FELDBUS; RAID1, 1 TB (2X 1 TB HDD SATA, DATA MIRRORING), REMOVABLE DISK, HOT-SWAP; FRONTSIDE MOUNTED; 4 GB DDR3 SDRAM (2X 2GB), DUAL CHANNEL; BOARD WITH 4 SLOTS: 2X PCI, 2X PCIE X16; DVD +/- RW (SLIM); W/O EXTENSION (HW); GRAPHICS ONBOARD; WINDOWS 7 ULTIMATE, 64BIT, MUI (EN, GE, FR, IT, SP), SP1; WITHOUT EXTENSION (SW); 2 X 110/240V REDUNDANT POWER SUPPLY W/O POWER CORD | 3833 | TEM | 1 | Simatic | 14 | 1
6AG41122GT240BX6 | SIMATIC IPC647D (RACK PC, 19", 2U); 2X GBIT ETHERNET(IE/PN), RJ45; 1X DVI-I; 2X DISPLAYPORT; 1X COM1; 2X PS/2; AUDIO; 4X USB 3.0, INKL.1X INTERNALLY; 3X USB 2.0; TEMPERATURE AND FAN CONTROL; WATCHDOG; BOARD RETAINER; CORE I5-4570TE (2C/4T, 2.7(3.3) GHZ, 4MB CACHE, TB,VT-D, AMT); MAINBOARD W/O FELDBUS; 240 GB SSD SATA, REMOVABLE DISK; FRONTSIDE MOUNTED; 4 GB DDR3 SDRAM (2X 2GB), DUAL CHANNEL; BOARD WITH 4 SLOTS: 2X PCI, 2X PCIE X16; DVD +/- RW (SLIM); W/O EXTENSION (HW); GRAPHICS ONBOARD; WINDOWS 7 ULTIMATE, 64BIT, MUI (EN, GE, FR, IT, SP), SP1; WITHOUT EXTENSION (SW); 2 X 110/240V REDUNDANT POWER SUPPLY W/O POWER CORD | 3917 | TEM | 1 | Simatic | 14.25 | 1
6AG41122KA610BC3 | SIMATIC IPC647D (RACK PC, 19", 2U); 2X GBIT ETHERNET(IE/PN), RJ45; 1X DVI-I; 2X DISPLAYPORT; 1X COM1; 2X PS/2; AUDIO; 4X USB 3.0, INKL.1X INTERNALLY; 3X USB 2.0; TEMPERATURE AND FAN CONTROL; WATCHDOG; BOARD RETAINER; XEON E3-1268LV3 (4C/8T, 2.3(3.3) GHZ, 8MB CACHE VT-D, AMT); MAINBOARD W/O FELDBUS; 500 GB HDD SATA, INTERNALLY MOUNTED; (0,5 G VIBRATION, 5 G SHOCK); 8 GB DDR3 SDRAM (2X 4GB), ECC, DUAL CHANNEL; BOARD WITH 4 SLOTS: 2X PCI, 2X PCIE X16; WITHOUT HW EXTENSIONS; W/O EXTENSION (HW); GRAPHICS ONBOARD; WINDOWS 7 ULTIMATE, 64BIT, MUI (EN, GE, FR, IT, SP), SP1; SIMATIC PC DIAGMONITOR V4.5 AND IMAGE&PARTITION CREATOR V3.4 INCLUDED; 110/240V INDUSTR. POWER SUPPLY WITH NAMUR; PS CORD USA | 3612 | TEM | 1 | Simatic | 14 | 1
6AG41122KD711FX3 | SIMATIC IPC647D (RACK PC, 19", 2U); 2X GBIT ETHERNET(IE/PN), RJ45; 1X DVI-I; 2X DISPLAYPORT; 1X COM1; 2X PS/2; AUDIO; 4X USB 3.0, INKL.1X INTERNALLY; 3X USB 2.0; TEMPERATURE AND FAN CONTROL; WATCHDOG; BOARD RETAINER; XEON E3-1268LV3 (4C/8T, 2.3(3.3) GHZ, 8MB CACHE VT-D, AMT); MAINBOARD W/O FELDBUS; RAID1, 1 TB (2X 1 TB HDD SATA, DATA MIRRORING), INTERNALLY MOUNTED; 0,5G VIBRATION, 5 G SHOCK, 16 GB DDR3 SDRAM (2X 8GB), ECC, DUAL CHANNEL; BOARD WITH 4 SLOTS: 2X PCI, 2X PCIE X16; WITHOUT HW EXTENSIONS; W/O EXTENSION (HW); GRAPHICS ONBOARD; ADAPTER CABLE DVI-I TO VGA FOR ONBOARD GRAPHICS; WINDOWS SERVER 2008 R2 STANDARD EDITION INCL. 5 CLIENT, 64BIT, MUI (EN, GE, FR, IT, SP), SP1; WITHOUT EXTENSION (SW); 110/240V INDUSTR. POWER SUPPLY WITH NAMUR; PS CORD USA | 5046 | TEM | 1 | Simatic | 14 | 1
6AG41122KP431FX3 | SIMATIC IPC647D (RACK PC, 19", 2U); 2X GBIT ETHERNET(IE/PN), RJ45; 1X DVI-I; 2X DISPLAYPORT; 1X COM1; 2X PS/2; AUDIO; 4X USB 3.0, INKL.1X INTERNALLY; 3X USB 2.0; TEMPERATURE AND FAN CONTROL; WATCHDOG; BOARD RETAINER; XEON E3-1268LV3 (4C/8T, 2.3(3.3) GHZ, 8MB CACHE VT-D, AMT); MAINBOARD W/O FELDBUS; RAID1, 1 TB (2X 1 TB HDD SATA, DATA MIRRORING), REMOVABLE DISK, HOT-SWAP; FRONTSIDE MOUNTED; 16 GB DDR3 SDRAM (2X 8GB), DUAL CHANNEL; BOARD WITH 2 SLOTS: 2X PCIE X16; DVD +/- RW (SLIM); W/O EXTENSION (HW); GRAPHICS ONBOARD; ADAPTER CABLE DVI-I TO VGA FOR ONBOARD GRAPHICS; WINDOWS SERVER 2008 R2 STANDARD EDITION INCL. 5 CLIENT, 64BIT, MUI (EN, GE, FR, IT, SP), SP1; WITHOUT EXTENSION (SW); 110/240V INDUSTR. POWER SUPPLY WITH NAMUR; PS CORD USA | 4951 | TEM | 1 | Simatic | 14 | 1
6AG41122KP432FC3 | SIMATIC IPC647D (RACK PC, 19", 2U); 2X GBIT ETHERNET(IE/PN), RJ45; 1X DVI-I; 2X DISPLAYPORT; 1X COM1; 2X PS/2; AUDIO; 4X USB 3.0, INKL.1X INTERNALLY; 3X USB 2.0; TEMPERATURE AND FAN CONTROL; WATCHDOG; BOARD RETAINER; XEON E3-1268LV3 (4C/8T, 2.3(3.3) GHZ, 8MB CACHE VT-D, AMT); MAINBOARD W/O FELDBUS; RAID1, 1 TB (2X 1 TB HDD SATA, DATA MIRRORING), REMOVABLE DISK, HOT-SWAP; FRONTSIDE MOUNTED; 16 GB DDR3 SDRAM (2X 8GB), DUAL CHANNEL; BOARD WITH 2 SLOTS: 2X PCIE X16; DVD +/- RW (SLIM); COM2; LPT (1 SLOT OCCUPIED); GRAPHICS ONBOARD; WINDOWS SERVER 2008 R2 STANDARD EDITION INCL. 5 CLIENT, 64BIT, MUI (EN, GE, FR, IT, SP), SP1; SIMATIC PC DIAGMONITOR V4.5 AND IMAGE&PARTITION CREATOR V3.4 INCLUDED; 110/240V INDUSTR. POWER SUPPLY WITH NAMUR; PS CORD USA | 5208 | TEM | 1 | Simatic | 14 | 1
6AG41122KP531FX3 | SIMATIC IPC647D (RACK PC, 19", 2U); 2X GBIT ETHERNET(IE/PN), RJ45; 1X DVI-I; 2X DISPLAYPORT; 1X COM1; 2X PS/2; AUDIO; 4X USB 3.0, INKL.1X INTERNALLY; 3X USB 2.0; TEMPERATURE AND FAN CONTROL; WATCHDOG; BOARD RETAINER; XEON E3-1268LV3 (4C/8T, 2.3(3.3) GHZ, 8MB CACHE VT-D, AMT); MAINBOARD W/O FELDBUS; RAID1, 1 TB (2X 1 TB HDD SATA, DATA MIRRORING), REMOVABLE DISK, HOT-SWAP; FRONTSIDE MOUNTED; 32 GB DDR3 SDRAM (4X 8GB), DUAL CHANNEL; BOARD WITH 2 SLOTS: 2X PCIE X16; DVD +/- RW (SLIM); W/O EXTENSION (HW); GRAPHICS ONBOARD; ADAPTER CABLE DVI-I TO VGA FOR ONBOARD GRAPHICS; WINDOWS SERVER 2008 R2 STANDARD EDITION INCL. 5 CLIENT, 64BIT, MUI (EN, GE, FR, IT, SP), SP1; WITHOUT EXTENSION (SW); 110/240V INDUSTR. POWER SUPPLY WITH NAMUR; PS CORD USA | 5613 | TEM | 1 | Simatic | 14 | 1
6AG41122KT743FC3 | SIMATIC IPC647D (RACK PC, 19", 2U); 2X GBIT ETHERNET(IE/PN), RJ45; 1X DVI-I; 2X DISPLAYPORT; 1X COM1; 2X PS/2; AUDIO; 4X USB 3.0, INKL.1X INTERNALLY; 3X USB 2.0; TEMPERATURE AND FAN CONTROL; WATCHDOG; BOARD RETAINER; XEON E3-1268LV3 (4C/8T, 2.3(3.3) GHZ, 8MB CACHE VT-D, AMT); MAINBOARD W/O FELDBUS; 240 GB SSD SATA, REMOVABLE DISK; FRONTSIDE MOUNTED; 16 GB DDR3 SDRAM (2X 8GB), ECC, DUAL CHANNEL; BOARD WITH 4 SLOTS: 2X PCI, 2X PCIE X16; DVD +/- RW (SLIM); COM2; LPT (1 SLOT OCCUPIED); GRAPHICS ONBOARD; ADAPTER CABLE DVI-I TO VGA FOR ONBOARD GRAPHICS; WINDOWS SERVER 2008 R2 STANDARD EDITION INCL. 5 CLIENT, 64BIT, MUI (EN, GE, FR, IT, SP), SP1; SIMATIC PC DIAGMONITOR V4.5 AND IMAGE&PARTITION CREATOR V3.4 INCLUDED; 110/240V INDUSTR. POWER SUPPLY WITH NAMUR; PS CORD USA | 5739 | TEM | 1 | Simatic | 14.25 | 1
6AG41122MH800BC3 | SIMATIC IPC647D (RACK PC, 19", 2U); 2X GBIT ETHERNET(IE/PN), RJ45; 1X DVI-I; 2X DISPLAYPORT; 1X COM1; 2X PS/2; AUDIO; 4X USB 3.0, INKL.1X INTERNALLY; 3X USB 2.0; TEMPERATURE AND FAN CONTROL; WATCHDOG; BOARD RETAINER; XEON E3-1268LV3 (4C/8T, 2.3(3.3) GHZ, 8MB CACHE VT-D, AMT); MAINBOARD WITH PROFINET (3X RJ45, CP1616-COMPATIBLE); 500 GB HDD SATA, REMOVABLE DISK; FRONTSIDE MOUNTED; 32 GB DDR3 SDRAM (4X 8GB), ECC, DUAL CHANNEL; BOARD WITH 2 SLOTS: 2X PCIE X16; WITHOUT HW EXTENSIONS; W/O EXTENSION (HW); GRAPHICS ONBOARD; WINDOWS 7 ULTIMATE, 64BIT, MUI (EN, GE, FR, IT, SP), SP1; SIMATIC PC DIAGMONITOR V4.5 AND IMAGE&PARTITION CREATOR V3.4 INCLUDED; 110/240V INDUSTR. POWER SUPPLY WITH NAMUR; PS CORD USA | 5712 | TEM | 1 | Simatic | 14.25 | 1
6AG41122MT642AA0 | SIMATIC IPC647D (RACK PC, 19", 2U); 2X GBIT ETHERNET(IE/PN), RJ45; 1X DVI-I; 2X DISPLAYPORT; 1X COM1; 2X PS/2; AUDIO; 4X USB 3.0, INKL.1X INTERNALLY; 3X USB 2.0; TEMPERATURE AND FAN CONTROL; WATCHDOG; BOARD RETAINER; XEON E3-1268LV3 (4C/8T, 2.3(3.3) GHZ, 8MB CACHE VT-D, AMT); MAINBOARD WITH PROFINET (3X RJ45, CP1616-COMPATIBLE); 240 GB SSD SATA, REMOVABLE DISK; FRONTSIDE MOUNTED; 8 GB DDR3 SDRAM (2X 4GB), ECC, DUAL CHANNEL; BOARD WITH 4 SLOTS: 2X PCI, 2X PCIE X16; DVD +/- RW (SLIM); COM2; LPT (1 SLOT OCCUPIED); GRAPHICS ONBOARD; WINDOWS 7 ULTIMATE, 32BIT, MUI (EN, GE, FR, IT, SP), SP1; SIMATIC PC DIAGMONITOR V4.5 INCLUDED; 110/240V INDUSTR. POWER SUPPLY WITH NAMUR; PS CORD EUROPE | 4914 | TEM | 1 | Simatic | 14.25 | 1
6AG41141GA014XX0 | SIMATIC IPC847C (RACK PC, 19", 4U); INTERFACES:2 X GBIT LAN (RJ45); 1 X DVI-I; AUDIO; 2 X COM; 1 X LPT; 2 X PS/2; 4 X USB 2.0 BACKSIDE, 2 X USB 2.0 FRONTSIDE; TEMPERATURE AND FAN CONTROL; WATCHDOG; BOARD RETAINER CORE I3-330E (2C/4T, 2.13 GHZ, 3MB CACHE, VT-X, EM64-T); MOTHERBOARD W/O FIELDBUS; 250 GB HDD SATA, 0,5 G VIBRATION, 5 G SHOCK, INTERNALLY MOUNTED; 1 GB DDR3 SDRAM (1 X 1GB), SINGLE CHANNEL; DVD-ROM; BOARD WITH 11 SLOTS: 7 X PCI, 1 X PCIE X16, 3 X PCIE X4; WITHOUT HW EXTENSIONS; WITHOUT OPERATING SYSTEM, WITHOUT SOFTWARE 110/230 INDUSTRIAL POWER SUPPLY WITH NAMUR; PS CORD EUROPE | 2650 | TEM | 1 | Simatic | 17 | 1
6AG41141GA120BX0 | SIMATIC IPC847C (RACK PC, 19", 4U); INTERFACES:2 X GBIT LAN (RJ45); 1 X DVI-I; AUDIO; 2 X COM; 1 X LPT; 2 X PS/2; 4 X USB 2.0 BACKSIDE, 2 X USB 2.0 FRONTSIDE; TEMPERATURE AND FAN CONTROL; WATCHDOG; BOARD RETAINER CORE I3-330E (2C/4T, 2.13 GHZ, 3MB CACHE, VT-X, EM64-T); MOTHERBOARD W/O FIELDBUS; 250 GB HDD SATA, 0,5 G VIBRATION, 5 G SHOCK, INTERNALLY MOUNTED; 2 GB DDR3 SDRAM (1 X 2GB), SINGLE CHANNEL; DVD +/- RW; BOARD WITH 8 SLOTS: 7 X PCI, 1 X PCIE X16; WITHOUT HW EXTENSIONS; WINDOWS XP PROFESSIONAL, 32BIT, MUI (EN, GER, FR, IT, SP), SP3, WITHOUT SOFTWARE 110/230 INDUSTRIAL POWER SUPPLY WITH NAMUR; PS CORD EUROPE | 3007 | TEM | 1 | Simatic | 17 | 1
6AG41141GA120BX3 | SIMATIC IPC847C (RACK PC, 19", 4U); INTERFACES:2 X GBIT LAN (RJ45); 1 X DVI-I; AUDIO; 2 X COM; 1 X LPT; 2 X PS/2; 4 X USB 2.0 BACKSIDE, 2 X USB 2.0 FRONTSIDE; TEMPERATURE AND FAN CONTROL; WATCHDOG; BOARD RETAINER CORE I3-330E (2C/4T, 2.13 GHZ, 3MB CACHE, VT-X, EM64-T); MOTHERBOARD W/O FIELDBUS; 250 GB HDD SATA, 0,5 G VIBRATION, 5 G SHOCK, INTERNALLY MOUNTED; 2 GB DDR3 SDRAM (1 X 2GB), SINGLE CHANNEL; DVD +/- RW; BOARD WITH 8 SLOTS: 7 X PCI, 1 X PCIE X16; WITHOUT HW EXTENSIONS; WINDOWS XP PROFESSIONAL, 32BIT, MUI (EN, GER, FR, IT, SP), SP3, WITHOUT SOFTWARE 110/230 INDUSTRIAL POWER SUPPLY WITH NAMUR; PS CORD USA | 3007 | TEM | 1 | Simatic | 17 | 1
6AG41141GA120EX3 | SIMATIC IPC847C (RACK PC, 19", 4U); INTERFACES:2 X GBIT LAN (RJ45); 1 X DVI-I; AUDIO; 2 X COM; 1 X LPT; 2 X PS/2; 4 X USB 2.0 BACKSIDE, 2 X USB 2.0 FRONTSIDE; TEMPERATURE AND FAN CONTROL; WATCHDOG; BOARD RETAINER CORE I3-330E (2C/4T, 2.13 GHZ, 3MB CACHE, VT-X, EM64-T); MOTHERBOARD W/O FIELDBUS; 250 GB HDD SATA, 0,5 G VIBRATION, 5 G SHOCK, INTERNALLY MOUNTED; 2 GB DDR3 SDRAM (1 X 2GB), SINGLE CHANNEL; DVD +/- RW; BOARD WITH 8 SLOTS: 7 X PCI, 1 X PCIE X16; WITHOUT HW EXTENSIONS; WINDOWS 7 ULTIMATE, 32BIT, MUI (EN, GER, FR, IT, SP), SP1 INCLUDED; WITHOUT SOFTWARE 110/230 INDUSTRIAL POWER SUPPLY WITH NAMUR; PS CORD USA | 3038 | TEM | 1 | Simatic | 17 | 1
6AG41141GA220EX3 | SIMATIC IPC847C (RACK PC, 19", 4U); INTERFACES:2 X GBIT LAN (RJ45); 1 X DVI-I; AUDIO; 2 X COM; 1 X LPT; 2 X PS/2; 4 X USB 2.0 BACKSIDE, 2 X USB 2.0 FRONTSIDE; TEMPERATURE AND FAN CONTROL; WATCHDOG; BOARD RETAINER CORE I3-330E (2C/4T, 2.13 GHZ, 3MB CACHE, VT-X, EM64-T); MOTHERBOARD W/O FIELDBUS; 250 GB HDD SATA, 0,5 G VIBRATION, 5 G SHOCK, INTERNALLY MOUNTED; 4 GB DDR3 SDRAM (2 X 2GB), DUAL CHANNEL; DVD +/- RW; BOARD WITH 8 SLOTS: 7 X PCI, 1 X PCIE X16; WITHOUT HW EXTENSIONS; WINDOWS 7 ULTIMATE, 32BIT, MUI (EN, GER, FR, IT, SP), SP1 INCLUDED; WITHOUT SOFTWARE 110/230 INDUSTRIAL POWER SUPPLY WITH NAMUR; PS CORD USA | 3301 | TEM | 1 | Simatic | 17 | 1
6AG41141GA221NX3 | SIMATIC IPC847C (RACK PC, 19", 4U); INTERFACES:2 X GBIT LAN (RJ45); 1 X DVI-I; AUDIO; 2 X COM; 1 X LPT; 2 X PS/2; 4 X USB 2.0 BACKSIDE, 2 X USB 2.0 FRONTSIDE; TEMPERATURE AND FAN CONTROL; WATCHDOG; BOARD RETAINER CORE I3-330E (2C/4T, 2.13 GHZ, 3MB CACHE, VT-X, EM64-T); MOTHERBOARD W/O FIELDBUS; 250 GB HDD SATA, 0,5 G VIBRATION, 5 G SHOCK, INTERNALLY MOUNTED; 4 GB DDR3 SDRAM (2 X 2GB), DUAL CHANNEL; DVD +/- RW; BOARD WITH 8 SLOTS: 7 X PCI, 1 X PCIE X16; DVI-VGA-ADAPTER FOR ONBOARD GRAPHICS; WINDOWS SERVER 2003 R2 STANDARD EDITION INCL. 5 CLIENT, 32BIT, MUI (EN, GE, FR, IT, SP),SP2; WITHOUT SOFTWARE 110/230 INDUSTRIAL POWER SUPPLY WITH NAMUR; PS CORD USA | 4146 | TEM | 1 | Simatic | 17 | 1
6AG41141GB210EX0 | SIMATIC IPC847C (RACK PC, 19", 4U); INTERFACES:2 X GBIT LAN (RJ45); 1 X DVI-I; AUDIO; 2 X COM; 1 X LPT; 2 X PS/2; 4 X USB 2.0 BACKSIDE, 2 X USB 2.0 FRONTSIDE; TEMPERATURE AND FAN CONTROL; WATCHDOG; BOARD RETAINER CORE I3-330E (2C/4T, 2.13 GHZ, 3MB CACHE, VT-X, EM64-T); MOTHERBOARD W/O FIELDBUS; 500 GB HDD SATA, 0,5 G VIBRATION, 5 G SHOCK, INTERNALLY MOUNTED; 4 GB DDR3 SDRAM (2 X 2GB), DUAL CHANNEL; DVD-ROM; BOARD WITH 8 SLOTS: 7 X PCI, 1 X PCIE X16; WITHOUT HW EXTENSIONS; WINDOWS 7 ULTIMATE, 32BIT, MUI (EN, GER, FR, IT, SP), SP1 INCLUDED; WITHOUT SOFTWARE 110/230 INDUSTRIAL POWER SUPPLY WITH NAMUR; PS CORD EUROPE | 3269 | TEM | 1 | Simatic | 17 | 1
6AG41141GD010BX2 | SIMATIC IPC847C (RACK PC, 19", 4U); INTERFACES:2 X GBIT LAN (RJ45); 1 X DVI-I; AUDIO; 2 X COM; 1 X LPT; 2 X PS/2; 4 X USB 2.0 BACKSIDE, 2 X USB 2.0 FRONTSIDE; TEMPERATURE AND FAN CONTROL; WATCHDOG; BOARD RETAINER CORE I3-330E (2C/4T, 2.13 GHZ, 3MB CACHE, VT-X, EM64-T); MOTHERBOARD W/O FIELDBUS; RAID1 500GB (2X 500GB HDD SATA, 0,5G VIBRATION, 5 G SHOCK, INTERNALLY MOUNTED; 1 GB DDR3 SDRAM (1 X 1GB), SINGLE CHANNEL; DVD-ROM; BOARD WITH 8 SLOTS: 7 X PCI, 1 X PCIE X16; WITHOUT HW EXTENSIONS; WINDOWS XP PROFESSIONAL, 32BIT, MUI (EN, GER, FR, IT, SP), SP3, WITHOUT SOFTWARE 110/230 INDUSTRIAL POWER SUPPLY WITH NAMUR; PS CORD SWITZERLAND | 3133 | TEM | 1 | Simatic | 17 | 1
6AG41141GG120BX3 | SIMATIC IPC847C (RACK PC, 19", 4U); INTERFACES:2 X GBIT LAN (RJ45); 1 X DVI-I; AUDIO; 2 X COM; 1 X LPT; 2 X PS/2; 4 X USB 2.0 BACKSIDE, 2 X USB 2.0 FRONTSIDE; TEMPERATURE AND FAN CONTROL; WATCHDOG; BOARD RETAINER CORE I3-330E (2C/4T, 2.13 GHZ, 3MB CACHE, VT-X, EM64-T); MOTHERBOARD W/O FIELDBUS; 250 GB HDD SATA; 0,3 G VIBRATION, 3 G SHOCK, INTERNALLY MOUNTED; 2 GB DDR3 SDRAM (1 X 2GB), SINGLE CHANNEL; DVD +/- RW; BOARD WITH 8 SLOTS: 7 X PCI, 1 X PCIE X16; WITHOUT HW EXTENSIONS; WINDOWS XP PROFESSIONAL, 32BIT, MUI (EN, GER, FR, IT, SP), SP3, WITHOUT SOFTWARE 110/230 INDUSTRIAL POWER SUPPLY WITH NAMUR; PS CORD USA | 2954 | TEM | 1 | Simatic | 17 | 1
6AG41141GG221EX3 | SIMATIC IPC847C (RACK PC, 19", 4U); INTERFACES:2 X GBIT LAN (RJ45); 1 X DVI-I; AUDIO; 2 X COM; 1 X LPT; 2 X PS/2; 4 X USB 2.0 BACKSIDE, 2 X USB 2.0 FRONTSIDE; TEMPERATURE AND FAN CONTROL; WATCHDOG; BOARD RETAINER CORE I3-330E (2C/4T, 2.13 GHZ, 3MB CACHE, VT-X, EM64-T); MOTHERBOARD W/O FIELDBUS; 250 GB HDD SATA; 0,3 G VIBRATION, 3 G SHOCK, INTERNALLY MOUNTED; 4 GB DDR3 SDRAM (2 X 2GB), DUAL CHANNEL; DVD +/- RW; BOARD WITH 8 SLOTS: 7 X PCI, 1 X PCIE X16; DVI-VGA-ADAPTER FOR ONBOARD GRAPHICS; WINDOWS 7 ULTIMATE, 32BIT, MUI (EN, GER, FR, IT, SP), SP1 INCLUDED; WITHOUT SOFTWARE 110/230 INDUSTRIAL POWER SUPPLY WITH NAMUR; PS CORD USA | 3274 | TEM | 1 | Simatic | 17 | 1
6AG41141GH020BA0 | SIMATIC IPC847C (RACK PC, 19", 4U); INTERFACES:2 X GBIT LAN (RJ45); 1 X DVI-I; AUDIO; 2 X COM; 1 X LPT; 2 X PS/2; 4 X USB 2.0 BACKSIDE, 2 X USB 2.0 FRONTSIDE; TEMPERATURE AND FAN CONTROL; WATCHDOG; BOARD RETAINER CORE I3-330E (2C/4T, 2.13 GHZ, 3MB CACHE, VT-X, EM64-T); MOTHERBOARD W/O FIELDBUS; 250 GB HDD SATA, REMOVABLE DISK; FRONTSIDE MOUNTED; 1 GB DDR3 SDRAM (1 X 1GB), SINGLE CHANNEL; DVD +/- RW; BOARD WITH 8 SLOTS: 7 X PCI, 1 X PCIE X16; WITHOUT HW EXTENSIONS; WINDOWS XP PROFESSIONAL, 32BIT, MUI (EN, GER, FR, IT, SP), SP3, SIMATIC PC DIAGMONITOR V4.4 INCLUDED; 110/230 INDUSTRIAL POWER SUPPLY WITH NAMUR; PS CORD EUROPE | 3101 | TEM | 1 | Simatic | 17.25 | 1
6AG41141GH110BX3 | SIMATIC IPC847C (RACK PC, 19", 4U); INTERFACES:2 X GBIT LAN (RJ45); 1 X DVI-I; AUDIO; 2 X COM; 1 X LPT; 2 X PS/2; 4 X USB 2.0 BACKSIDE, 2 X USB 2.0 FRONTSIDE; TEMPERATURE AND FAN CONTROL; WATCHDOG; BOARD RETAINER CORE I3-330E (2C/4T, 2.13 GHZ, 3MB CACHE, VT-X, EM64-T); MOTHERBOARD W/O FIELDBUS; 250 GB HDD SATA, REMOVABLE DISK; FRONTSIDE MOUNTED; 2 GB DDR3 SDRAM (1 X 2GB), SINGLE CHANNEL; DVD-ROM; BOARD WITH 8 SLOTS: 7 X PCI, 1 X PCIE X16; WITHOUT HW EXTENSIONS; WINDOWS XP PROFESSIONAL, 32BIT, MUI (EN, GER, FR, IT, SP), SP3, WITHOUT SOFTWARE 110/230 INDUSTRIAL POWER SUPPLY WITH NAMUR; PS CORD USA | 2996 | TEM | 1 | Simatic | 17.25 | 1
6AG41141GM111BC3 | SIMATIC IPC847C (RACK PC, 19", 4U); INTERFACES:2 X GBIT LAN (RJ45); 1 X DVI-I; AUDIO; 2 X COM; 1 X LPT; 2 X PS/2; 4 X USB 2.0 BACKSIDE, 2 X USB 2.0 FRONTSIDE; TEMPERATURE AND FAN CONTROL; WATCHDOG; BOARD RETAINER CORE I3-330E (2C/4T, 2.13 GHZ, 3MB CACHE, VT-X, EM64-T); MOTHERBOARD W/O FIELDBUS; 2 X 500 GB HDD SATA; REMOVABLE DISK; FRONTSIDE MOUNTED; 2 GB DDR3 SDRAM (1 X 2GB), SINGLE CHANNEL; DVD-ROM; BOARD WITH 8 SLOTS: 7 X PCI, 1 X PCIE X16; DVI-VGA-ADAPTER FOR ONBOARD GRAPHICS; WINDOWS XP PROFESSIONAL, 32BIT, MUI (EN, GER, FR, IT, SP), SP3, SIMATIC PC DIAGMONITOR V4.4 & IMAGE&PARTITION CREATOR V3.3 INCLUDED; 110/230 INDUSTRIAL POWER SUPPLY WITH NAMUR; PS CORD USA | 3568 | TEM | 1 | Simatic | 17 | 1
6AG41141GP020BX0 | SIMATIC IPC847C (RACK PC, 19", 4U); INTERFACES:2 X GBIT LAN (RJ45); 1 X DVI-I; AUDIO; 2 X COM; 1 X LPT; 2 X PS/2; 4 X USB 2.0 BACKSIDE, 2 X USB 2.0 FRONTSIDE; TEMPERATURE AND FAN CONTROL; WATCHDOG; BOARD RETAINER CORE I3-330E (2C/4T, 2.13 GHZ, 3MB CACHE, VT-X, EM64-T); MOTHERBOARD W/O FIELDBUS; RAID1 500GB (2X 500GB HDD SATA, REMOVABLE DISK, HOT-SWAP; FRONTSIDE MOUNTED; 1 GB DDR3 SDRAM (1 X 1GB), SINGLE CHANNEL; DVD +/- RW; BOARD WITH 8 SLOTS: 7 X PCI, 1 X PCIE X16; WITHOUT HW EXTENSIONS; WINDOWS XP PROFESSIONAL, 32BIT, MUI (EN, GER, FR, IT, SP), SP3, WITHOUT SOFTWARE 110/230 INDUSTRIAL POWER SUPPLY WITH NAMUR; PS CORD EUROPE | 3416 | TEM | 1 | Simatic | 17.25 | 1
6AG41141GP121BX3 | SIMATIC IPC847C (RACK PC, 19", 4U); INTERFACES:2 X GBIT LAN (RJ45); 1 X DVI-I; AUDIO; 2 X COM; 1 X LPT; 2 X PS/2; 4 X USB 2.0 BACKSIDE, 2 X USB 2.0 FRONTSIDE; TEMPERATURE AND FAN CONTROL; WATCHDOG; BOARD RETAINER CORE I3-330E (2C/4T, 2.13 GHZ, 3MB CACHE, VT-X, EM64-T); MOTHERBOARD W/O FIELDBUS; RAID1 500GB (2X 500GB HDD SATA, REMOVABLE DISK, HOT-SWAP; FRONTSIDE MOUNTED; 2 GB DDR3 SDRAM (1 X 2GB), SINGLE CHANNEL; DVD +/- RW; BOARD WITH 8 SLOTS: 7 X PCI, 1 X PCIE X16; DVI-VGA-ADAPTER FOR ONBOARD GRAPHICS; WINDOWS XP PROFESSIONAL, 32BIT, MUI (EN, GER, FR, IT, SP), SP3, WITHOUT SOFTWARE 110/230 INDUSTRIAL POWER SUPPLY WITH NAMUR; PS CORD USA | 3547 | TEM | 1 | Simatic | 17.25 | 1
6AG41141HC220BA0 | SIMATIC IPC847C (RACK PC, 19", 4U); INTERFACES:2 X GBIT LAN (RJ45); 1 X DVI-I; AUDIO; 2 X COM; 1 X LPT; 2 X PS/2; 4 X USB 2.0 BACKSIDE, 2 X USB 2.0 FRONTSIDE; TEMPERATURE AND FAN CONTROL; WATCHDOG; BOARD RETAINER CORE I3-330E (2C/4T, 2.13 GHZ, 3MB CACHE, VT-X, EM64-T); MOTHERBOARD WITH PROFIBUS/MPI; 2 X 500 GB HDD SATA; 0,5 G VIBRATION, 5 G SHOCK, INTERNALLY MOUNTED; 4 GB DDR3 SDRAM (2 X 2GB), DUAL CHANNEL; DVD +/- RW; BOARD WITH 8 SLOTS: 7 X PCI, 1 X PCIE X16; WITHOUT HW EXTENSIONS; WINDOWS XP PROFESSIONAL, 32BIT, MUI (EN, GER, FR, IT, SP), SP3, SIMATIC PC DIAGMONITOR V4.4 INCLUDED; 110/230 INDUSTRIAL POWER SUPPLY WITH NAMUR; PS CORD EUROPE | 3815 | TEM | 1 | Simatic | 17 | 1
6AG41141HG080BX3 | SIMATIC IPC847C (RACK PC, 19", 4U); INTERFACES:2 X GBIT LAN (RJ45); 1 X DVI-I; AUDIO; 2 X COM; 1 X LPT; 2 X PS/2; 4 X USB 2.0 BACKSIDE, 2 X USB 2.0 FRONTSIDE; TEMPERATURE AND FAN CONTROL; WATCHDOG; BOARD RETAINER CORE I3-330E (2C/4T, 2.13 GHZ, 3MB CACHE, VT-X, EM64-T); MOTHERBOARD WITH PROFIBUS/MPI; 250 GB HDD SATA; 0,3 G VIBRATION, 3 G SHOCK, INTERNALLY MOUNTED; 1 GB DDR3 SDRAM (1 X 1GB), SINGLE CHANNEL; WITHOUT EXCHANGEABLE MEDIA; BOARD WITH 8 SLOTS: 7 X PCI, 1 X PCIE X16; WITHOUT HW EXTENSIONS; WINDOWS XP PROFESSIONAL, 32BIT, MUI (EN, GER, FR, IT, SP), SP3, WITHOUT SOFTWARE 110/230 INDUSTRIAL POWER SUPPLY WITH NAMUR; PS CORD USA | 2923 | TEM | 1 | Simatic | 17 | 1
6AG41141HG084BX3 | SIMATIC IPC847C (RACK PC, 19", 4U); INTERFACES:2 X GBIT LAN (RJ45); 1 X DVI-I; AUDIO; 2 X COM; 1 X LPT; 2 X PS/2; 4 X USB 2.0 BACKSIDE, 2 X USB 2.0 FRONTSIDE; TEMPERATURE AND FAN CONTROL; WATCHDOG; BOARD RETAINER CORE I3-330E (2C/4T, 2.13 GHZ, 3MB CACHE, VT-X, EM64-T); MOTHERBOARD WITH PROFIBUS/MPI; 250 GB HDD SATA; 0,3 G VIBRATION, 3 G SHOCK, INTERNALLY MOUNTED; 1 GB DDR3 SDRAM (1 X 1GB), SINGLE CHANNEL; WITHOUT EXCHANGEABLE MEDIA; BOARD WITH 11 SLOTS: 7 X PCI, 1 X PCIE X16, 3 X PCIE X4; WITHOUT HW EXTENSIONS; WINDOWS XP PROFESSIONAL, 32BIT, MUI (EN, GER, FR, IT, SP), SP3, WITHOUT SOFTWARE 110/230 INDUSTRIAL POWER SUPPLY WITH NAMUR; PS CORD USA | 3059 | TEM | 1 | Simatic | 17 | 1
6AG41141HS211BB3 | SIMATIC IPC847C (RACK PC, 19", 4U); INTERFACES:2 X GBIT LAN (RJ45); 1 X DVI-I; AUDIO; 2 X COM; 1 X LPT; 2 X PS/2; 4 X USB 2.0 BACKSIDE, 2 X USB 2.0 FRONTSIDE; TEMPERATURE AND FAN CONTROL; WATCHDOG; BOARD RETAINER CORE I3-330E (2C/4T, 2.13 GHZ, 3MB CACHE, VT-X, EM64-T); MOTHERBOARD WITH PROFIBUS/MPI; 50 GB SSD SATA; INTERNALLY MOUNTED; 4 GB DDR3 SDRAM (2 X 2GB), DUAL CHANNEL; DVD-ROM; BOARD WITH 8 SLOTS: 7 X PCI, 1 X PCIE X16; DVI-VGA-ADAPTER FOR ONBOARD GRAPHICS; WINDOWS XP PROFESSIONAL, 32BIT, MUI (EN, GER, FR, IT, SP), SP3, SIMATIC PC IMAGE&PARTITION CREATOR V3.3 INCLUDED; 110/230 INDUSTRIAL POWER SUPPLY WITH NAMUR; PS CORD USA | 3967 | TEM | 1 | Simatic | 17 | 1
6AG41141JA210EX3 | SIMATIC IPC847C (RACK PC, 19", 4U); INTERFACES:2 X GBIT LAN (RJ45); 1 X DVI-I; AUDIO; 2 X COM; 1 X LPT; 2 X PS/2; 4 X USB 2.0 BACKSIDE, 2 X USB 2.0 FRONTSIDE; TEMPERATURE AND FAN CONTROL; WATCHDOG; BOARD RETAINER CORE I3-330E (2C/4T, 2.13 GHZ, 3MB CACHE, VT-X, EM64-T); MOTHERBOARD WITH PROFINET (3XRJ45, CP1616 COMPATIBLE); 250 GB HDD SATA, 0,5 G VIBRATION, 5 G SHOCK, INTERNALLY MOUNTED; 4 GB DDR3 SDRAM (2 X 2GB), DUAL CHANNEL; DVD-ROM; BOARD WITH 8 SLOTS: 7 X PCI, 1 X PCIE X16; WITHOUT HW EXTENSIONS; WINDOWS 7 ULTIMATE, 32BIT, MUI (EN, GER, FR, IT, SP), SP1 INCLUDED; WITHOUT SOFTWARE 110/230 INDUSTRIAL POWER SUPPLY WITH NAMUR; PS CORD USA | 3826 | TEM | 1 | Simatic | 17 | 1
6AG41141JB211XX3 | SIMATIC IPC847C (RACK PC, 19", 4U); INTERFACES:2 X GBIT LAN (RJ45); 1 X DVI-I; AUDIO; 2 X COM; 1 X LPT; 2 X PS/2; 4 X USB 2.0 BACKSIDE, 2 X USB 2.0 FRONTSIDE; TEMPERATURE AND FAN CONTROL; WATCHDOG; BOARD RETAINER CORE I3-330E (2C/4T, 2.13 GHZ, 3MB CACHE, VT-X, EM64-T); MOTHERBOARD WITH PROFINET (3XRJ45, CP1616 COMPATIBLE); 500 GB HDD SATA, 0,5 G VIBRATION, 5 G SHOCK, INTERNALLY MOUNTED; 4 GB DDR3 SDRAM (2 X 2GB), DUAL CHANNEL; DVD-ROM; BOARD WITH 8 SLOTS: 7 X PCI, 1 X PCIE X16; DVI-VGA-ADAPTER FOR ONBOARD GRAPHICS; WITHOUT OPERATING SYSTEM, WITHOUT SOFTWARE 110/230 INDUSTRIAL POWER SUPPLY WITH NAMUR; PS CORD USA | 3568 | TEM | 1 | Simatic | 17 | 1
6AG41141KA120BX3 | SIMATIC IPC847C (RACK PC, 19", 4U); INTERFACES:2 X GBIT LAN (RJ45); 1 X DVI-I; AUDIO; 2 X COM; 1 X LPT; 2 X PS/2; 4 X USB 2.0 BACKSIDE, 2 X USB 2.0 FRONTSIDE; TEMPERATURE AND FAN CONTROL; WATCHDOG; BOARD RETAINER CORE I5-520E (2C/4T, 2.4 GHZ, 3MB CACHE,TB,VT-X,VT-D, EM64-T, AMT); MOTHERBOARD W/O FIELDBUS; 250 GB HDD SATA, 0,5 G VIBRATION, 5 G SHOCK, INTERNALLY MOUNTED; 2 GB DDR3 SDRAM (1 X 2GB), SINGLE CHANNEL; DVD +/- RW; BOARD WITH 8 SLOTS: 7 X PCI, 1 X PCIE X16; WITHOUT HW EXTENSIONS; WINDOWS XP PROFESSIONAL, 32BIT, MUI (EN, GER, FR, IT, SP), SP3, WITHOUT SOFTWARE 110/230 INDUSTRIAL POWER SUPPLY WITH NAMUR; PS CORD USA | 3143 | TEM | 1 | Simatic | 17 | 1
6AG41141KA220BX3 | SIMATIC IPC847C (RACK PC, 19", 4U); INTERFACES:2 X GBIT LAN (RJ45); 1 X DVI-I; AUDIO; 2 X COM; 1 X LPT; 2 X PS/2; 4 X USB 2.0 BACKSIDE, 2 X USB 2.0 FRONTSIDE; TEMPERATURE AND FAN CONTROL; WATCHDOG; BOARD RETAINER CORE I5-520E (2C/4T, 2.4 GHZ, 3MB CACHE,TB,VT-X,VT-D, EM64-T, AMT); MOTHERBOARD W/O FIELDBUS; 250 GB HDD SATA, 0,5 G VIBRATION, 5 G SHOCK, INTERNALLY MOUNTED; 4 GB DDR3 SDRAM (2 X 2GB), DUAL CHANNEL; DVD +/- RW; BOARD WITH 8 SLOTS: 7 X PCI, 1 X PCIE X16; WITHOUT HW EXTENSIONS; WINDOWS XP PROFESSIONAL, 32BIT, MUI (EN, GER, FR, IT, SP), SP3, WITHOUT SOFTWARE 110/230 INDUSTRIAL POWER SUPPLY WITH NAMUR; PS CORD USA | 3406 | TEM | 1 | Simatic | 17 | 1
6AG41141KD120BX3 | SIMATIC IPC847C (RACK PC, 19", 4U); INTERFACES:2 X GBIT LAN (RJ45); 1 X DVI-I; AUDIO; 2 X COM; 1 X LPT; 2 X PS/2; 4 X USB 2.0 BACKSIDE, 2 X USB 2.0 FRONTSIDE; TEMPERATURE AND FAN CONTROL; WATCHDOG; BOARD RETAINER CORE I5-520E (2C/4T, 2.4 GHZ, 3MB CACHE,TB,VT-X,VT-D, EM64-T, AMT); MOTHERBOARD W/O FIELDBUS; RAID1 500GB (2X 500GB HDD SATA, 0,5G VIBRATION, 5 G SHOCK, INTERNALLY MOUNTED; 2 GB DDR3 SDRAM (1 X 2GB), SINGLE CHANNEL; DVD +/- RW; BOARD WITH 8 SLOTS: 7 X PCI, 1 X PCIE X16; WITHOUT HW EXTENSIONS; WINDOWS XP PROFESSIONAL, 32BIT, MUI (EN, GER, FR, IT, SP), SP3, WITHOUT SOFTWARE 110/230 INDUSTRIAL POWER SUPPLY WITH NAMUR; PS CORD USA | 3458 | TEM | 1 | Simatic | 17 | 1
6AG41141KD121BX3 | SIMATIC IPC847C (RACK PC, 19", 4U); INTERFACES:2 X GBIT LAN (RJ45); 1 X DVI-I; AUDIO; 2 X COM; 1 X LPT; 2 X PS/2; 4 X USB 2.0 BACKSIDE, 2 X USB 2.0 FRONTSIDE; TEMPERATURE AND FAN CONTROL; WATCHDOG; BOARD RETAINER CORE I5-520E (2C/4T, 2.4 GHZ, 3MB CACHE,TB,VT-X,VT-D, EM64-T, AMT); MOTHERBOARD W/O FIELDBUS; RAID1 500GB (2X 500GB HDD SATA, 0,5G VIBRATION, 5 G SHOCK, INTERNALLY MOUNTED; 2 GB DDR3 SDRAM (1 X 2GB), SINGLE CHANNEL; DVD +/- RW; BOARD WITH 8 SLOTS: 7 X PCI, 1 X PCIE X16; DVI-VGA-ADAPTER FOR ONBOARD GRAPHICS; WINDOWS XP PROFESSIONAL, 32BIT, MUI (EN, GER, FR, IT, SP), SP3, WITHOUT SOFTWARE 110/230 INDUSTRIAL POWER SUPPLY WITH NAMUR; PS CORD USA | 3484 | TEM | 1 | Simatic | 17 | 1
6AG41141KG120BX3 | SIMATIC IPC847C (RACK PC, 19", 4U); INTERFACES:2 X GBIT LAN (RJ45); 1 X DVI-I; AUDIO; 2 X COM; 1 X LPT; 2 X PS/2; 4 X USB 2.0 BACKSIDE, 2 X USB 2.0 FRONTSIDE; TEMPERATURE AND FAN CONTROL; WATCHDOG; BOARD RETAINER CORE I5-520E (2C/4T, 2.4 GHZ, 3MB CACHE,TB,VT-X,VT-D, EM64-T, AMT); MOTHERBOARD W/O FIELDBUS; 250 GB HDD SATA; 0,3 G VIBRATION, 3 G SHOCK, INTERNALLY MOUNTED; 2 GB DDR3 SDRAM (1 X 2GB), SINGLE CHANNEL; DVD +/- RW; BOARD WITH 8 SLOTS: 7 X PCI, 1 X PCIE X16; WITHOUT HW EXTENSIONS; WINDOWS XP PROFESSIONAL, 32BIT, MUI (EN, GER, FR, IT, SP), SP3, WITHOUT SOFTWARE 110/230 INDUSTRIAL POWER SUPPLY WITH NAMUR; PS CORD USA | 3091 | TEM | 1 | Simatic | 17 | 1
6AG41141KH114EX0 | SIMATIC IPC847C (RACK PC, 19", 4U); INTERFACES:2 X GBIT LAN (RJ45); 1 X DVI-I; AUDIO; 2 X COM; 1 X LPT; 2 X PS/2; 4 X USB 2.0 BACKSIDE, 2 X USB 2.0 FRONTSIDE; TEMPERATURE AND FAN CONTROL; WATCHDOG; BOARD RETAINER CORE I5-520E (2C/4T, 2.4 GHZ, 3MB CACHE,TB,VT-X,VT-D, EM64-T, AMT); MOTHERBOARD W/O FIELDBUS; 250 GB HDD SATA, REMOVABLE DISK; FRONTSIDE MOUNTED; 2 GB DDR3 SDRAM (1 X 2GB), SINGLE CHANNEL; DVD-ROM; BOARD WITH 11 SLOTS: 7 X PCI, 1 X PCIE X16, 3 X PCIE X4; WITHOUT HW EXTENSIONS; WINDOWS 7 ULTIMATE, 32BIT, MUI (EN, GER, FR, IT, SP), SP1 INCLUDED; WITHOUT SOFTWARE 110/230 INDUSTRIAL POWER SUPPLY WITH NAMUR; PS CORD EUROPE | 3301 | TEM | 1 | Simatic | 17.25 | 1
6AG41141KM114XX0 | SIMATIC IPC847C (RACK PC, 19", 4U); INTERFACES:2 X GBIT LAN (RJ45); 1 X DVI-I; AUDIO; 2 X COM; 1 X LPT; 2 X PS/2; 4 X USB 2.0 BACKSIDE, 2 X USB 2.0 FRONTSIDE; TEMPERATURE AND FAN CONTROL; WATCHDOG; BOARD RETAINER CORE I5-520E (2C/4T, 2.4 GHZ, 3MB CACHE,TB,VT-X,VT-D, EM64-T, AMT); MOTHERBOARD W/O FIELDBUS; 2 X 500 GB HDD SATA; REMOVABLE DISK; FRONTSIDE MOUNTED; 2 GB DDR3 SDRAM (1 X 2GB), SINGLE CHANNEL; DVD-ROM; BOARD WITH 11 SLOTS: 7 X PCI, 1 X PCIE X16, 3 X PCIE X4; WITHOUT HW EXTENSIONS; WITHOUT OPERATING SYSTEM, WITHOUT SOFTWARE 110/230 INDUSTRIAL POWER SUPPLY WITH NAMUR; PS CORD EUROPE | 3301 | TEM | 1 | Simatic | 20.06 | 1
6AG41141KM211XX3 | SIMATIC IPC847C (RACK PC, 19", 4U); INTERFACES:2 X GBIT LAN (RJ45); 1 X DVI-I; AUDIO; 2 X COM; 1 X LPT; 2 X PS/2; 4 X USB 2.0 BACKSIDE, 2 X USB 2.0 FRONTSIDE; TEMPERATURE AND FAN CONTROL; WATCHDOG; BOARD RETAINER CORE I5-520E (2C/4T, 2.4 GHZ, 3MB CACHE,TB,VT-X,VT-D, EM64-T, AMT); MOTHERBOARD W/O FIELDBUS; 2 X 500 GB HDD SATA; REMOVABLE DISK; FRONTSIDE MOUNTED; 4 GB DDR3 SDRAM (2 X 2GB), DUAL CHANNEL; DVD-ROM; BOARD WITH 8 SLOTS: 7 X PCI, 1 X PCIE X16; DVI-VGA-ADAPTER FOR ONBOARD GRAPHICS; WITHOUT OPERATING SYSTEM, WITHOUT SOFTWARE 110/230 INDUSTRIAL POWER SUPPLY WITH NAMUR; PS CORD USA | 3453 | TEM | 1 | Simatic | 17 | 1
6AG41141KP110BX0 | SIMATIC IPC847C (RACK PC, 19", 4U); INTERFACES:2 X GBIT LAN (RJ45); 1 X DVI-I; AUDIO; 2 X COM; 1 X LPT; 2 X PS/2; 4 X USB 2.0 BACKSIDE, 2 X USB 2.0 FRONTSIDE; TEMPERATURE AND FAN CONTROL; WATCHDOG; BOARD RETAINER CORE I5-520E (2C/4T, 2.4 GHZ, 3MB CACHE,TB,VT-X,VT-D, EM64-T, AMT); MOTHERBOARD W/O FIELDBUS; RAID1 500GB (2X 500GB HDD SATA, REMOVABLE DISK, HOT-SWAP; FRONTSIDE MOUNTED; 2 GB DDR3 SDRAM (1 X 2GB), SINGLE CHANNEL; DVD-ROM; BOARD WITH 8 SLOTS: 7 X PCI, 1 X PCIE X16; WITHOUT HW EXTENSIONS; WINDOWS XP PROFESSIONAL, 32BIT, MUI (EN, GER, FR, IT, SP), SP3, WITHOUT SOFTWARE 110/230 INDUSTRIAL POWER SUPPLY WITH NAMUR; PS CORD EUROPE | 3574 | TEM | 1 | Simatic | 17.25 | 1
6AG41141KP110BX3 | SIMATIC IPC847C (RACK PC, 19", 4U); INTERFACES:2 X GBIT LAN (RJ45); 1 X DVI-I; AUDIO; 2 X COM; 1 X LPT; 2 X PS/2; 4 X USB 2.0 BACKSIDE, 2 X USB 2.0 FRONTSIDE; TEMPERATURE AND FAN CONTROL; WATCHDOG; BOARD RETAINER CORE I5-520E (2C/4T, 2.4 GHZ, 3MB CACHE,TB,VT-X,VT-D, EM64-T, AMT); MOTHERBOARD W/O FIELDBUS; RAID1 500GB (2X 500GB HDD SATA, REMOVABLE DISK, HOT-SWAP; FRONTSIDE MOUNTED; 2 GB DDR3 SDRAM (1 X 2GB), SINGLE CHANNEL; DVD-ROM; BOARD WITH 8 SLOTS: 7 X PCI, 1 X PCIE X16; WITHOUT HW EXTENSIONS; WINDOWS XP PROFESSIONAL, 32BIT, MUI (EN, GER, FR, IT, SP), SP3, WITHOUT SOFTWARE 110/230 INDUSTRIAL POWER SUPPLY WITH NAMUR; PS CORD USA | 3574 | TEM | 1 | Simatic | 17.25 | 1
6AG41141KP114EX0 | SIMATIC IPC847C (RACK PC, 19", 4U); INTERFACES:2 X GBIT LAN (RJ45); 1 X DVI-I; AUDIO; 2 X COM; 1 X LPT; 2 X PS/2; 4 X USB 2.0 BACKSIDE, 2 X USB 2.0 FRONTSIDE; TEMPERATURE AND FAN CONTROL; WATCHDOG; BOARD RETAINER CORE I5-520E (2C/4T, 2.4 GHZ, 3MB CACHE,TB,VT-X,VT-D, EM64-T, AMT); MOTHERBOARD W/O FIELDBUS; RAID1 500GB (2X 500GB HDD SATA, REMOVABLE DISK, HOT-SWAP; FRONTSIDE MOUNTED; 2 GB DDR3 SDRAM (1 X 2GB), SINGLE CHANNEL; DVD-ROM; BOARD WITH 11 SLOTS: 7 X PCI, 1 X PCIE X16, 3 X PCIE X4; WITHOUT HW EXTENSIONS; WINDOWS 7 ULTIMATE, 32BIT, MUI (EN, GER, FR, IT, SP), SP1 INCLUDED; WITHOUT SOFTWARE 110/230 INDUSTRIAL POWER SUPPLY WITH NAMUR; PS CORD EUROPE | 3742 | TEM | 1 | Simatic | 17.25 | 1
6AG41141KP121BX3 | SIMATIC IPC847C (RACK PC, 19", 4U); INTERFACES:2 X GBIT LAN (RJ45); 1 X DVI-I; AUDIO; 2 X COM; 1 X LPT; 2 X PS/2; 4 X USB 2.0 BACKSIDE, 2 X USB 2.0 FRONTSIDE; TEMPERATURE AND FAN CONTROL; WATCHDOG; BOARD RETAINER CORE I5-520E (2C/4T, 2.4 GHZ, 3MB CACHE,TB,VT-X,VT-D, EM64-T, AMT); MOTHERBOARD W/O FIELDBUS; RAID1 500GB (2X 500GB HDD SATA, REMOVABLE DISK, HOT-SWAP; FRONTSIDE MOUNTED; 2 GB DDR3 SDRAM (1 X 2GB), SINGLE CHANNEL; DVD +/- RW; BOARD WITH 8 SLOTS: 7 X PCI, 1 X PCIE X16; DVI-VGA-ADAPTER FOR ONBOARD GRAPHICS; WINDOWS XP PROFESSIONAL, 32BIT, MUI (EN, GER, FR, IT, SP), SP3, WITHOUT SOFTWARE 110/230 INDUSTRIAL POWER SUPPLY WITH NAMUR; PS CORD USA | 3684 | TEM | 1 | Simatic | 17.25 | 1
6AG41141KP220BX5 | SIMATIC IPC847C (RACK PC, 19", 4U); INTERFACES:2 X GBIT LAN (RJ45); 1 X DVI-I; AUDIO; 2 X COM; 1 X LPT; 2 X PS/2; 4 X USB 2.0 BACKSIDE, 2 X USB 2.0 FRONTSIDE; TEMPERATURE AND FAN CONTROL; WATCHDOG; BOARD RETAINER CORE I5-520E (2C/4T, 2.4 GHZ, 3MB CACHE,TB,VT-X,VT-D, EM64-T, AMT); MOTHERBOARD W/O FIELDBUS; RAID1 500GB (2X 500GB HDD SATA, REMOVABLE DISK, HOT-SWAP; FRONTSIDE MOUNTED; 4 GB DDR3 SDRAM (2 X 2GB), DUAL CHANNEL; DVD +/- RW; BOARD WITH 8 SLOTS: 7 X PCI, 1 X PCIE X16; WITHOUT HW EXTENSIONS; WINDOWS XP PROFESSIONAL, 32BIT, MUI (EN, GER, FR, IT, SP), SP3, WITHOUT SOFTWARE 110/230 INDUSTRIAL POWER SUPPLY WITH NAMUR; PS CORD CHINA | 3920 | TEM | 1 | Simatic | 17.25 | 1
6AG41141KP221BX3 | SIMATIC IPC847C (RACK PC, 19", 4U); INTERFACES:2 X GBIT LAN (RJ45); 1 X DVI-I; AUDIO; 2 X COM; 1 X LPT; 2 X PS/2; 4 X USB 2.0 BACKSIDE, 2 X USB 2.0 FRONTSIDE; TEMPERATURE AND FAN CONTROL; WATCHDOG; BOARD RETAINER CORE I5-520E (2C/4T, 2.4 GHZ, 3MB CACHE,TB,VT-X,VT-D, EM64-T, AMT); MOTHERBOARD W/O FIELDBUS; RAID1 500GB (2X 500GB HDD SATA, REMOVABLE DISK, HOT-SWAP; FRONTSIDE MOUNTED; 4 GB DDR3 SDRAM (2 X 2GB), DUAL CHANNEL; DVD +/- RW; BOARD WITH 8 SLOTS: 7 X PCI, 1 X PCIE X16; DVI-VGA-ADAPTER FOR ONBOARD GRAPHICS; WINDOWS XP PROFESSIONAL, 32BIT, MUI (EN, GER, FR, IT, SP), SP3, WITHOUT SOFTWARE 110/230 INDUSTRIAL POWER SUPPLY WITH NAMUR; PS CORD USA | 3946 | TEM | 1 | Simatic | 17.25 | 1
6AG41141KP222BX3 | SIMATIC IPC847C (RACK PC, 19", 4U); INTERFACES:2 X GBIT LAN (RJ45); 1 X DVI-I; AUDIO; 2 X COM; 1 X LPT; 2 X PS/2; 4 X USB 2.0 BACKSIDE, 2 X USB 2.0 FRONTSIDE; TEMPERATURE AND FAN CONTROL; WATCHDOG; BOARD RETAINER CORE I5-520E (2C/4T, 2.4 GHZ, 3MB CACHE,TB,VT-X,VT-D, EM64-T, AMT); MOTHERBOARD W/O FIELDBUS; RAID1 500GB (2X 500GB HDD SATA, REMOVABLE DISK, HOT-SWAP; FRONTSIDE MOUNTED; 4 GB DDR3 SDRAM (2 X 2GB), DUAL CHANNEL; DVD +/- RW; BOARD WITH 8 SLOTS: 7 X PCI, 1 X PCIE X16 OCCUPIED; + GRAPHICS CARD PCIE X16, 2 X DP (2 X DVI VIA 2 X DP-DVI-ADAPTER); WINDOWS XP PROFESSIONAL, 32BIT, MUI (EN, GER, FR, IT, SP), SP3, WITHOUT SOFTWARE 110/230 INDUSTRIAL POWER SUPPLY WITH NAMUR; PS CORD USA | 4214 | TEM | 1 | Simatic | 17.25 | 1
6AG41141KP425QX3 | SIMATIC IPC847C (RACK PC, 19", 4U); INTERFACES:2 X GBIT LAN (RJ45); 1 X DVI-I; AUDIO; 2 X COM; 1 X LPT; 2 X PS/2; 4 X USB 2.0 BACKSIDE, 2 X USB 2.0 FRONTSIDE; TEMPERATURE AND FAN CONTROL; WATCHDOG; BOARD RETAINER CORE I5-520E (2C/4T, 2.4 GHZ, 3MB CACHE,TB,VT-X,VT-D, EM64-T, AMT); MOTHERBOARD W/O FIELDBUS; RAID1 500GB (2X 500GB HDD SATA, REMOVABLE DISK, HOT-SWAP; FRONTSIDE MOUNTED; 8 GB DDR3 SDRAM (2 X 4GB), DUAL CHANNEL; DVD +/- RW; BOARD WITH 11 SLOTS: 7 X PCI, 1 X PCIE X16, 3 X PCIE X4; DVI-VGA-ADAPTER FOR ONBOARD GRAPHICS; WINDOWS SERVER 2008 R2 STANDARD EDITION INCL. 5 CLIENT, 64BIT, MUI (EN, GE, FR, IT, SP), SP1 INCLUDED; WITHOUT SOFTWARE 110/230 INDUSTRIAL POWER SUPPLY WITH NAMUR; PS CORD USA | 5458 | TEM | 1 | Simatic | 17.25 | 1
6AG41141KP610FC6 | SIMATIC IPC847C (RACK PC, 19", 4U); INTERFACES:2 X GBIT LAN (RJ45); 1 X DVI-I; AUDIO; 2 X COM; 1 X LPT; 2 X PS/2; 4 X USB 2.0 BACKSIDE, 2 X USB 2.0 FRONTSIDE; TEMPERATURE AND FAN CONTROL; WATCHDOG; BOARD RETAINER CORE I5-520E (2C/4T, 2.4 GHZ, 3MB CACHE,TB,VT-X,VT-D, EM64-T, AMT); MOTHERBOARD W/O FIELDBUS; RAID1 500GB (2X 500GB HDD SATA, REMOVABLE DISK, HOT-SWAP; FRONTSIDE MOUNTED; 4 GB DDR3 SDRAM, ECC (2 X 2GB), DUAL CHANNEL; DVD-ROM; BOARD WITH 8 SLOTS: 7 X PCI, 1 X PCIE X16; WITHOUT HW EXTENSIONS; WINDOWS 7 ULTIMATE, 64BIT, MUI (EN, GER, FR, IT, SP), SP1 INCLUDED; SIMATIC PC DIAGMONITOR V4.4 & IMAGE&PARTITION CREATOR V3.3 INCLUDED; 2 X 110/230 IREDUNDANT POWER SUPPLY W/O POWER CORD | 4603 | TEM | 1 | Simatic | 17.25 | 1
6AG41141KR721QA6 | SIMATIC IPC847C (RACK PC, 19", 4U); INTERFACES:2 X GBIT LAN (RJ45); 1 X DVI-I; AUDIO; 2 X COM; 1 X LPT; 2 X PS/2; 4 X USB 2.0 BACKSIDE, 2 X USB 2.0 FRONTSIDE; TEMPERATURE AND FAN CONTROL; WATCHDOG; BOARD RETAINER CORE I5-520E (2C/4T, 2.4 GHZ, 3MB CACHE,TB,VT-X,VT-D, EM64-T, AMT); MOTHERBOARD W/O FIELDBUS; RAID5 1 TB (3 X 500GB HDD SATA, REMOVABLE DISK, HOT-SWAP; FRONTSIDE MOUNTED; 8 GB DDR3 SDRAM, ECC (2 X 4GB), DUAL CHANNEL; DVD +/- RW; BOARD WITH 8 SLOTS: 7 X PCI, 1 X PCIE X16; DVI-VGA-ADAPTER FOR ONBOARD GRAPHICS; WINDOWS SERVER 2008 R2 STANDARD EDITION INCL. 5 CLIENT, 64BIT, MUI (EN, GE, FR, IT, SP), SP1 INCLUDED; SIMATIC PC DIAGMONITOR V4.4 INCLUDED; 2 X 110/230 IREDUNDANT POWER SUPPLY W/O POWER CORD | 6361 | TEM | 1 | Simatic | 17.25 | 1
6AG41141LA222FX3 | SIMATIC IPC847C (RACK PC, 19", 4U); INTERFACES:2 X GBIT LAN (RJ45); 1 X DVI-I; AUDIO; 2 X COM; 1 X LPT; 2 X PS/2; 4 X USB 2.0 BACKSIDE, 2 X USB 2.0 FRONTSIDE; TEMPERATURE AND FAN CONTROL; WATCHDOG; BOARD RETAINER CORE I5-520E (2C/4T, 2.4 GHZ, 3MB CACHE,TB,VT-X,VT-D, EM64-T, AMT); MOTHERBOARD WITH PROFIBUS/MPI: 250 GB HDD SATA, 0,5 G VIBRATION, 5 G SHOCK, INTERNALLY MOUNTED; 4 GB DDR3 SDRAM (2 X 2GB), DUAL CHANNEL; DVD +/- RW; BOARD WITH 8 SLOTS: 7 X PCI, 1 X PCIE X16 OCCUPIED; + GRAPHICS CARD PCIE X16, 2 X DP (2 X DVI VIA 2 X DP-DVI-ADAPTER); WINDOWS 7 ULTIMATE, 64BIT, MUI (EN, GER, FR, IT, SP), SP1 INCLUDED; WITHOUT SOFTWARE 110/230 INDUSTRIAL POWER SUPPLY WITH NAMUR; PS CORD USA | 3941 | TEM | 1 | Simatic | 17 | 1
6AG41141LB212BA3 | SIMATIC IPC847C (RACK PC, 19", 4U); INTERFACES:2 X GBIT LAN (RJ45); 1 X DVI-I; AUDIO; 2 X COM; 1 X LPT; 2 X PS/2; 4 X USB 2.0 BACKSIDE, 2 X USB 2.0 FRONTSIDE; TEMPERATURE AND FAN CONTROL; WATCHDOG; BOARD RETAINER CORE I5-520E (2C/4T, 2.4 GHZ, 3MB CACHE,TB,VT-X,VT-D, EM64-T, AMT); MOTHERBOARD WITH PROFIBUS/MPI: 500 GB HDD SATA, 0,5 G VIBRATION, 5 G SHOCK, INTERNALLY MOUNTED; 4 GB DDR3 SDRAM (2 X 2GB), DUAL CHANNEL; DVD-ROM; BOARD WITH 8 SLOTS: 7 X PCI, 1 X PCIE X16 OCCUPIED; + GRAPHICS CARD PCIE X16, 2 X DP (2 X DVI VIA 2 X DP-DVI-ADAPTER); WINDOWS XP PROFESSIONAL, 32BIT, MUI (EN, GER, FR, IT, SP), SP3, SIMATIC PC DIAGMONITOR V4.4 INCLUDED; 110/230 INDUSTRIAL POWER SUPPLY WITH NAMUR; PS CORD USA | 4004 | TEM | 1 | Simatic | 17 | 1
6AG41141LR620EC6 | SIMATIC IPC847C (RACK PC, 19", 4U); INTERFACES:2 X GBIT LAN (RJ45); 1 X DVI-I; AUDIO; 2 X COM; 1 X LPT; 2 X PS/2; 4 X USB 2.0 BACKSIDE, 2 X USB 2.0 FRONTSIDE; TEMPERATURE AND FAN CONTROL; WATCHDOG; BOARD RETAINER CORE I5-520E (2C/4T, 2.4 GHZ, 3MB CACHE,TB,VT-X,VT-D, EM64-T, AMT); MOTHERBOARD WITH PROFIBUS/MPI: RAID5 1 TB (3 X 500GB HDD SATA, REMOVABLE DISK, HOT-SWAP; FRONTSIDE MOUNTED; 4 GB DDR3 SDRAM, ECC (2 X 2GB), DUAL CHANNEL; DVD +/- RW; BOARD WITH 8 SLOTS: 7 X PCI, 1 X PCIE X16; WITHOUT HW EXTENSIONS; WINDOWS 7 ULTIMATE, 32BIT, MUI (EN, GER, FR, IT, SP), SP1 INCLUDED; SIMATIC PC DIAGMONITOR V4.4 & IMAGE&PARTITION CREATOR V3.3 INCLUDED; 2 X 110/230 IREDUNDANT POWER SUPPLY W/O POWER CORD | 5180 | TEM | 1 | Simatic | 17.25 | 1
6AG41141NA180XX3 | SIMATIC IPC847C (RACK PC, 19", 4U); INTERFACES:2 X GBIT LAN (RJ45); 1 X DVI-I; AUDIO; 2 X COM; 1 X LPT; 2 X PS/2; 4 X USB 2.0 BACKSIDE, 2 X USB 2.0 FRONTSIDE; TEMPERATURE AND FAN CONTROL; WATCHDOG; BOARD RETAINER CORE I7-610E (2C/4T, 2.53 GHZ, 4MB CACHE, TB, VT-X,VT-D, EM64-T, AMT); MOTHERBOARD W/O FIELDBUS; 250 GB HDD SATA, 0,5 G VIBRATION, 5 G SHOCK, INTERNALLY MOUNTED; 2 GB DDR3 SDRAM (1 X 2GB), SINGLE CHANNEL; WITHOUT EXCHANGEABLE MEDIA; BOARD WITH 8 SLOTS: 7 X PCI, 1 X PCIE X16; WITHOUT HW EXTENSIONS; WITHOUT OPERATING SYSTEM, WITHOUT SOFTWARE 110/230 INDUSTRIAL POWER SUPPLY WITH NAMUR; PS CORD USA | 2891 | TEM | 1 | Simatic | 17 | 1
6AG41141NA180XX6 | SIMATIC IPC847C (RACK PC, 19", 4U); INTERFACES:2 X GBIT LAN (RJ45); 1 X DVI-I; AUDIO; 2 X COM; 1 X LPT; 2 X PS/2; 4 X USB 2.0 BACKSIDE, 2 X USB 2.0 FRONTSIDE; TEMPERATURE AND FAN CONTROL; WATCHDOG; BOARD RETAINER CORE I7-610E (2C/4T, 2.53 GHZ, 4MB CACHE, TB, VT-X,VT-D, EM64-T, AMT); MOTHERBOARD W/O FIELDBUS; 250 GB HDD SATA, 0,5 G VIBRATION, 5 G SHOCK, INTERNALLY MOUNTED; 2 GB DDR3 SDRAM (1 X 2GB), SINGLE CHANNEL; WITHOUT EXCHANGEABLE MEDIA; BOARD WITH 8 SLOTS: 7 X PCI, 1 X PCIE X16; WITHOUT HW EXTENSIONS; WITHOUT OPERATING SYSTEM, WITHOUT SOFTWARE 2 X 110/230 IREDUNDANT POWER SUPPLY W/O POWER CORD | 3311 | TEM | 1 | Simatic | 17 | 1
6AG41141NB221PX3 | SIMATIC IPC847C (RACK PC, 19", 4U); INTERFACES:2 X GBIT LAN (RJ45); 1 X DVI-I; AUDIO; 2 X COM; 1 X LPT; 2 X PS/2; 4 X USB 2.0 BACKSIDE, 2 X USB 2.0 FRONTSIDE; TEMPERATURE AND FAN CONTROL; WATCHDOG; BOARD RETAINER CORE I7-610E (2C/4T, 2.53 GHZ, 4MB CACHE, TB, VT-X,VT-D, EM64-T, AMT); MOTHERBOARD W/O FIELDBUS; 500 GB HDD SATA, 0,5 G VIBRATION, 5 G SHOCK, INTERNALLY MOUNTED; 4 GB DDR3 SDRAM (2 X 2GB), DUAL CHANNEL; DVD +/- RW; BOARD WITH 8 SLOTS: 7 X PCI, 1 X PCIE X16; DVI-VGA-ADAPTER FOR ONBOARD GRAPHICS; WINDOWS SERVER 2008 STANDARD EDITION INCL. 5 CLIENT, 32BIT, MUI (EN, GE, FR, IT, SP), SP2; WITHOUT SOFTWARE 110/230 INDUSTRIAL POWER SUPPLY WITH NAMUR; PS CORD USA | 4524 | TEM | 1 | Simatic | 17 | 1
6AG41141NB226FX0 | SIMATIC IPC847C (RACK PC, 19", 4U); INTERFACES:2 X GBIT LAN (RJ45); 1 X DVI-I; AUDIO; 2 X COM; 1 X LPT; 2 X PS/2; 4 X USB 2.0 BACKSIDE, 2 X USB 2.0 FRONTSIDE; TEMPERATURE AND FAN CONTROL; WATCHDOG; BOARD RETAINER CORE I7-610E (2C/4T, 2.53 GHZ, 4MB CACHE, TB, VT-X,VT-D, EM64-T, AMT); MOTHERBOARD W/O FIELDBUS; 500 GB HDD SATA, 0,5 G VIBRATION, 5 G SHOCK, INTERNALLY MOUNTED; 4 GB DDR3 SDRAM (2 X 2GB), DUAL CHANNEL; DVD +/- RW; BOARD WITH 11 SLOTS: 7 X PCI, 1XPCIE X16 OCCUPIED, 3XPCIE X4; + GRAPHICS CARD PCIE X16, 2 X DP (2 X DVI VIA 2 X DP-DVI-ADAPTER); WINDOWS 7 ULTIMATE, 64BIT, MUI (EN, GER, FR, IT, SP), SP1 INCLUDED; WITHOUT SOFTWARE 110/230 INDUSTRIAL POWER SUPPLY WITH NAMUR; PS CORD EUROPE | 4109 | TEM | 1 | Simatic | 17 | 1
6AG41141ND120BX3 | SIMATIC IPC847C (RACK PC, 19", 4U); INTERFACES:2 X GBIT LAN (RJ45); 1 X DVI-I; AUDIO; 2 X COM; 1 X LPT; 2 X PS/2; 4 X USB 2.0 BACKSIDE, 2 X USB 2.0 FRONTSIDE; TEMPERATURE AND FAN CONTROL; WATCHDOG; BOARD RETAINER CORE I7-610E (2C/4T, 2.53 GHZ, 4MB CACHE, TB, VT-X,VT-D, EM64-T, AMT); MOTHERBOARD W/O FIELDBUS; RAID1 500GB (2X 500GB HDD SATA, 0,5G VIBRATION, 5 G SHOCK, INTERNALLY MOUNTED; 2 GB DDR3 SDRAM (1 X 2GB), SINGLE CHANNEL; DVD +/- RW; BOARD WITH 8 SLOTS: 7 X PCI, 1 X PCIE X16; WITHOUT HW EXTENSIONS; WINDOWS XP PROFESSIONAL, 32BIT, MUI (EN, GER, FR, IT, SP), SP3, WITHOUT SOFTWARE 110/230 INDUSTRIAL POWER SUPPLY WITH NAMUR; PS CORD USA | 3647 | TEM | 1 | Simatic | 17 | 1
6AG41141ND211FC3 | SIMATIC IPC847C (RACK PC, 19", 4U); INTERFACES:2 X GBIT LAN (RJ45); 1 X DVI-I; AUDIO; 2 X COM; 1 X LPT; 2 X PS/2; 4 X USB 2.0 BACKSIDE, 2 X USB 2.0 FRONTSIDE; TEMPERATURE AND FAN CONTROL; WATCHDOG; BOARD RETAINER CORE I7-610E (2C/4T, 2.53 GHZ, 4MB CACHE, TB, VT-X,VT-D, EM64-T, AMT); MOTHERBOARD W/O FIELDBUS; RAID1 500GB (2X 500GB HDD SATA, 0,5G VIBRATION, 5 G SHOCK, INTERNALLY MOUNTED; 4 GB DDR3 SDRAM (2 X 2GB), DUAL CHANNEL; DVD-ROM; BOARD WITH 8 SLOTS: 7 X PCI, 1 X PCIE X16; DVI-VGA-ADAPTER FOR ONBOARD GRAPHICS; WINDOWS 7 ULTIMATE, 64BIT, MUI (EN, GER, FR, IT, SP), SP1 INCLUDED; SIMATIC PC DIAGMONITOR V4.4 & IMAGE&PARTITION CREATOR V3.3 INCLUDED; 110/230 INDUSTRIAL POWER SUPPLY WITH NAMUR; PS CORD USA | 4093 | TEM | 1 | Simatic | 17 | 1
6AG41141ND220BX3 | SIMATIC IPC847C (RACK PC, 19", 4U); INTERFACES:2 X GBIT LAN (RJ45); 1 X DVI-I; AUDIO; 2 X COM; 1 X LPT; 2 X PS/2; 4 X USB 2.0 BACKSIDE, 2 X USB 2.0 FRONTSIDE; TEMPERATURE AND FAN CONTROL; WATCHDOG; BOARD RETAINER CORE I7-610E (2C/4T, 2.53 GHZ, 4MB CACHE, TB, VT-X,VT-D, EM64-T, AMT); MOTHERBOARD W/O FIELDBUS; RAID1 500GB (2X 500GB HDD SATA, 0,5G VIBRATION, 5 G SHOCK, INTERNALLY MOUNTED; 4 GB DDR3 SDRAM (2 X 2GB), DUAL CHANNEL; DVD +/- RW; BOARD WITH 8 SLOTS: 7 X PCI, 1 X PCIE X16; WITHOUT HW EXTENSIONS; WINDOWS XP PROFESSIONAL, 32BIT, MUI (EN, GER, FR, IT, SP), SP3, WITHOUT SOFTWARE 110/230 INDUSTRIAL POWER SUPPLY WITH NAMUR; PS CORD USA | 3910 | TEM | 1 | Simatic | 17 | 1
6AG41141ND225FB0 | SIMATIC IPC847C (RACK PC, 19", 4U); INTERFACES:2 X GBIT LAN (RJ45); 1 X DVI-I; AUDIO; 2 X COM; 1 X LPT; 2 X PS/2; 4 X USB 2.0 BACKSIDE, 2 X USB 2.0 FRONTSIDE; TEMPERATURE AND FAN CONTROL; WATCHDOG; BOARD RETAINER CORE I7-610E (2C/4T, 2.53 GHZ, 4MB CACHE, TB, VT-X,VT-D, EM64-T, AMT); MOTHERBOARD W/O FIELDBUS; RAID1 500GB (2X 500GB HDD SATA, 0,5G VIBRATION, 5 G SHOCK, INTERNALLY MOUNTED; 4 GB DDR3 SDRAM (2 X 2GB), DUAL CHANNEL; DVD +/- RW; BOARD WITH 11 SLOTS: 7 X PCI, 1 X PCIE X16, 3 X PCIE X4; DVI-VGA-ADAPTER FOR ONBOARD GRAPHICS; WINDOWS 7 ULTIMATE, 64BIT, MUI (EN, GER, FR, IT, SP), SP1 INCLUDED; SIMATIC PC IMAGE&PARTITION CREATOR V3.3 INCLUDED; 110/230 INDUSTRIAL POWER SUPPLY WITH NAMUR; PS CORD EUROPE | 4188 | TEM | 1 | Simatic | 17 | 1
6AG41141ND420PX0 | SIMATIC IPC847C (RACK PC, 19", 4U); INTERFACES:2 X GBIT LAN (RJ45); 1 X DVI-I; AUDIO; 2 X COM; 1 X LPT; 2 X PS/2; 4 X USB 2.0 BACKSIDE, 2 X USB 2.0 FRONTSIDE; TEMPERATURE AND FAN CONTROL; WATCHDOG; BOARD RETAINER CORE I7-610E (2C/4T, 2.53 GHZ, 4MB CACHE, TB, VT-X,VT-D, EM64-T, AMT); MOTHERBOARD W/O FIELDBUS; RAID1 500GB (2X 500GB HDD SATA, 0,5G VIBRATION, 5 G SHOCK, INTERNALLY MOUNTED; 8 GB DDR3 SDRAM (2 X 4GB), DUAL CHANNEL; DVD +/- RW; BOARD WITH 8 SLOTS: 7 X PCI, 1 X PCIE X16; WITHOUT HW EXTENSIONS; WINDOWS SERVER 2008 STANDARD EDITION INCL. 5 CLIENT, 32BIT, MUI (EN, GE, FR, IT, SP), SP2; WITHOUT SOFTWARE 110/230 INDUSTRIAL POWER SUPPLY WITH NAMUR; PS CORD EUROPE | 5285 | TEM | 1 | Simatic | 17 | 1
6AG41141ND522PC3 | SIMATIC IPC847C (RACK PC, 19", 4U); INTERFACES:2 X GBIT LAN (RJ45); 1 X DVI-I; AUDIO; 2 X COM; 1 X LPT; 2 X PS/2; 4 X USB 2.0 BACKSIDE, 2 X USB 2.0 FRONTSIDE; TEMPERATURE AND FAN CONTROL; WATCHDOG; BOARD RETAINER CORE I7-610E (2C/4T, 2.53 GHZ, 4MB CACHE, TB, VT-X,VT-D, EM64-T, AMT); MOTHERBOARD W/O FIELDBUS; RAID1 500GB (2X 500GB HDD SATA, 0,5G VIBRATION, 5 G SHOCK, INTERNALLY MOUNTED; 2 GB DDR3 SDRAM, ECC (2 X 1GB), DUAL CHANNEL; DVD +/- RW; BOARD WITH 8 SLOTS: 7 X PCI, 1 X PCIE X16 OCCUPIED; + GRAPHICS CARD PCIE X16, 2 X DP (2 X DVI VIA 2 X DP-DVI-ADAPTER); WINDOWS SERVER 2008 STANDARD EDITION INCL. 5 CLIENT, 32BIT, MUI (EN, GE, FR, IT, SP), SP2; SIMATIC PC DIAGMONITOR V4.4 & IMAGE&PARTITION CREATOR V3.3 INCLUDED; 110/230 INDUSTRIAL POWER SUPPLY WITH NAMUR; PS CORD USA | 5054 | TEM | 1 | Simatic | 17 | 1
6AG41141NG014XX3 | SIMATIC IPC847C (RACK PC, 19", 4U); INTERFACES:2 X GBIT LAN (RJ45); 1 X DVI-I; AUDIO; 2 X COM; 1 X LPT; 2 X PS/2; 4 X USB 2.0 BACKSIDE, 2 X USB 2.0 FRONTSIDE; TEMPERATURE AND FAN CONTROL; WATCHDOG; BOARD RETAINER CORE I7-610E (2C/4T, 2.53 GHZ, 4MB CACHE, TB, VT-X,VT-D, EM64-T, AMT); MOTHERBOARD W/O FIELDBUS; 250 GB HDD SATA; 0,3 G VIBRATION, 3 G SHOCK, INTERNALLY MOUNTED; 1 GB DDR3 SDRAM (1 X 1GB), SINGLE CHANNEL; DVD-ROM; BOARD WITH 11 SLOTS: 7 X PCI, 1 X PCIE X16, 3 X PCIE X4; WITHOUT HW EXTENSIONS; WITHOUT OPERATING SYSTEM, WITHOUT SOFTWARE 110/230 INDUSTRIAL POWER SUPPLY WITH NAMUR; PS CORD USA | 2923 | TEM | 1 | Simatic | 17 | 1
6AG41141NH381BX3 | SIMATIC IPC847C (RACK PC, 19", 4U); INTERFACES:2 X GBIT LAN (RJ45); 1 X DVI-I; AUDIO; 2 X COM; 1 X LPT; 2 X PS/2; 4 X USB 2.0 BACKSIDE, 2 X USB 2.0 FRONTSIDE; TEMPERATURE AND FAN CONTROL; WATCHDOG; BOARD RETAINER CORE I7-610E (2C/4T, 2.53 GHZ, 4MB CACHE, TB, VT-X,VT-D, EM64-T, AMT); MOTHERBOARD W/O FIELDBUS; 250 GB HDD SATA, REMOVABLE DISK; FRONTSIDE MOUNTED; 6 GB DDR3 SDRAM (1X2GB, 1X4GB), DUAL CHANNEL; WITHOUT EXCHANGEABLE MEDIA; BOARD WITH 8 SLOTS: 7 X PCI, 1 X PCIE X16; DVI-VGA-ADAPTER FOR ONBOARD GRAPHICS; WINDOWS XP PROFESSIONAL, 32BIT, MUI (EN, GER, FR, IT, SP), SP3, WITHOUT SOFTWARE 110/230 INDUSTRIAL POWER SUPPLY WITH NAMUR; PS CORD USA | 3820 | TEM | 1 | Simatic | 17.25 | 1
6AG41141NH421EX3 | SIMATIC IPC847C (RACK PC, 19", 4U); INTERFACES:2 X GBIT LAN (RJ45); 1 X DVI-I; AUDIO; 2 X COM; 1 X LPT; 2 X PS/2; 4 X USB 2.0 BACKSIDE, 2 X USB 2.0 FRONTSIDE; TEMPERATURE AND FAN CONTROL; WATCHDOG; BOARD RETAINER CORE I7-610E (2C/4T, 2.53 GHZ, 4MB CACHE, TB, VT-X,VT-D, EM64-T, AMT); MOTHERBOARD W/O FIELDBUS; 250 GB HDD SATA, REMOVABLE DISK; FRONTSIDE MOUNTED; 8 GB DDR3 SDRAM (2 X 4GB), DUAL CHANNEL; DVD +/- RW; BOARD WITH 8 SLOTS: 7 X PCI, 1 X PCIE X16; DVI-VGA-ADAPTER FOR ONBOARD GRAPHICS; WINDOWS 7 ULTIMATE, 32BIT, MUI (EN, GER, FR, IT, SP), SP1 INCLUDED; WITHOUT SOFTWARE 110/230 INDUSTRIAL POWER SUPPLY WITH NAMUR; PS CORD USA | 4251 | TEM | 1 | Simatic | 17.25 | 1
6AG41141NM211QB3 | SIMATIC IPC847C (RACK PC, 19", 4U); INTERFACES:2 X GBIT LAN (RJ45); 1 X DVI-I; AUDIO; 2 X COM; 1 X LPT; 2 X PS/2; 4 X USB 2.0 BACKSIDE, 2 X USB 2.0 FRONTSIDE; TEMPERATURE AND FAN CONTROL; WATCHDOG; BOARD RETAINER CORE I7-610E (2C/4T, 2.53 GHZ, 4MB CACHE, TB, VT-X,VT-D, EM64-T, AMT); MOTHERBOARD W/O FIELDBUS; 2 X 500 GB HDD SATA; REMOVABLE DISK; FRONTSIDE MOUNTED; 4 GB DDR3 SDRAM (2 X 2GB), DUAL CHANNEL; DVD-ROM; BOARD WITH 8 SLOTS: 7 X PCI, 1 X PCIE X16; DVI-VGA-ADAPTER FOR ONBOARD GRAPHICS; WINDOWS SERVER 2008 R2 STANDARD EDITION INCL. 5 CLIENT, 64BIT, MUI (EN, GE, FR, IT, SP), SP1 INCLUDED; SIMATIC PC IMAGE&PARTITION CREATOR V3.3 INCLUDED; 110/230 INDUSTRIAL POWER SUPPLY WITH NAMUR; PS CORD USA | 4881 | TEM | 1 | Simatic | 17 | 1
6AG41141NP210NX3 | SIMATIC IPC847C (RACK PC, 19", 4U); INTERFACES:2 X GBIT LAN (RJ45); 1 X DVI-I; AUDIO; 2 X COM; 1 X LPT; 2 X PS/2; 4 X USB 2.0 BACKSIDE, 2 X USB 2.0 FRONTSIDE; TEMPERATURE AND FAN CONTROL; WATCHDOG; BOARD RETAINER CORE I7-610E (2C/4T, 2.53 GHZ, 4MB CACHE, TB, VT-X,VT-D, EM64-T, AMT); MOTHERBOARD W/O FIELDBUS; RAID1 500GB (2X 500GB HDD SATA, REMOVABLE DISK, HOT-SWAP; FRONTSIDE MOUNTED; 4 GB DDR3 SDRAM (2 X 2GB), DUAL CHANNEL; DVD-ROM; BOARD WITH 8 SLOTS: 7 X PCI, 1 X PCIE X16; WITHOUT HW EXTENSIONS; WINDOWS SERVER 2003 R2 STANDARD EDITION INCL. 5 CLIENT, 32BIT, MUI (EN, GE, FR, IT, SP),SP2; WITHOUT SOFTWARE 110/230 INDUSTRIAL POWER SUPPLY WITH NAMUR; PS CORD USA | 4876 | TEM | 1 | Simatic | 17.25 | 1
6AG41141NP210NX6 | SIMATIC IPC847C (RACK PC, 19", 4U); INTERFACES:2 X GBIT LAN (RJ45); 1 X DVI-I; AUDIO; 2 X COM; 1 X LPT; 2 X PS/2; 4 X USB 2.0 BACKSIDE, 2 X USB 2.0 FRONTSIDE; TEMPERATURE AND FAN CONTROL; WATCHDOG; BOARD RETAINER CORE I7-610E (2C/4T, 2.53 GHZ, 4MB CACHE, TB, VT-X,VT-D, EM64-T, AMT); MOTHERBOARD W/O FIELDBUS; RAID1 500GB (2X 500GB HDD SATA, REMOVABLE DISK, HOT-SWAP; FRONTSIDE MOUNTED; 4 GB DDR3 SDRAM (2 X 2GB), DUAL CHANNEL; DVD-ROM; BOARD WITH 8 SLOTS: 7 X PCI, 1 X PCIE X16; WITHOUT HW EXTENSIONS; WINDOWS SERVER 2003 R2 STANDARD EDITION INCL. 5 CLIENT, 32BIT, MUI (EN, GE, FR, IT, SP),SP2; WITHOUT SOFTWARE 2 X 110/230 IREDUNDANT POWER SUPPLY W/O POWER CORD | 5296 | TEM | 1 | Simatic | 17.25 | 1
6AG41141NP220BX5 | SIMATIC IPC847C (RACK PC, 19", 4U); INTERFACES:2 X GBIT LAN (RJ45); 1 X DVI-I; AUDIO; 2 X COM; 1 X LPT; 2 X PS/2; 4 X USB 2.0 BACKSIDE, 2 X USB 2.0 FRONTSIDE; TEMPERATURE AND FAN CONTROL; WATCHDOG; BOARD RETAINER CORE I7-610E (2C/4T, 2.53 GHZ, 4MB CACHE, TB, VT-X,VT-D, EM64-T, AMT); MOTHERBOARD W/O FIELDBUS; RAID1 500GB (2X 500GB HDD SATA, REMOVABLE DISK, HOT-SWAP; FRONTSIDE MOUNTED; 4 GB DDR3 SDRAM (2 X 2GB), DUAL CHANNEL; DVD +/- RW; BOARD WITH 8 SLOTS: 7 X PCI, 1 X PCIE X16; WITHOUT HW EXTENSIONS; WINDOWS XP PROFESSIONAL, 32BIT, MUI (EN, GER, FR, IT, SP), SP3, WITHOUT SOFTWARE 110/230 INDUSTRIAL POWER SUPPLY WITH NAMUR; PS CORD CHINA | 4109 | TEM | 1 | Simatic | 17.25 | 1
6AG41141NP221PX3 | SIMATIC IPC847C (RACK PC, 19", 4U); INTERFACES:2 X GBIT LAN (RJ45); 1 X DVI-I; AUDIO; 2 X COM; 1 X LPT; 2 X PS/2; 4 X USB 2.0 BACKSIDE, 2 X USB 2.0 FRONTSIDE; TEMPERATURE AND FAN CONTROL; WATCHDOG; BOARD RETAINER CORE I7-610E (2C/4T, 2.53 GHZ, 4MB CACHE, TB, VT-X,VT-D, EM64-T, AMT); MOTHERBOARD W/O FIELDBUS; RAID1 500GB (2X 500GB HDD SATA, REMOVABLE DISK, HOT-SWAP; FRONTSIDE MOUNTED; 4 GB DDR3 SDRAM (2 X 2GB), DUAL CHANNEL; DVD +/- RW; BOARD WITH 8 SLOTS: 7 X PCI, 1 X PCIE X16; DVI-VGA-ADAPTER FOR ONBOARD GRAPHICS; WINDOWS SERVER 2008 STANDARD EDITION INCL. 5 CLIENT, 32BIT, MUI (EN, GE, FR, IT, SP), SP2; WITHOUT SOFTWARE 110/230 INDUSTRIAL POWER SUPPLY WITH NAMUR; PS CORD USA | 4986 | TEM | 1 | Simatic | 17.25 | 1
6AG41141NP222PA3 | SIMATIC IPC847C (RACK PC, 19", 4U); INTERFACES:2 X GBIT LAN (RJ45); 1 X DVI-I; AUDIO; 2 X COM; 1 X LPT; 2 X PS/2; 4 X USB 2.0 BACKSIDE, 2 X USB 2.0 FRONTSIDE; TEMPERATURE AND FAN CONTROL; WATCHDOG; BOARD RETAINER CORE I7-610E (2C/4T, 2.53 GHZ, 4MB CACHE, TB, VT-X,VT-D, EM64-T, AMT); MOTHERBOARD W/O FIELDBUS; RAID1 500GB (2X 500GB HDD SATA, REMOVABLE DISK, HOT-SWAP; FRONTSIDE MOUNTED; 4 GB DDR3 SDRAM (2 X 2GB), DUAL CHANNEL; DVD +/- RW; BOARD WITH 8 SLOTS: 7 X PCI, 1 X PCIE X16 OCCUPIED; + GRAPHICS CARD PCIE X16, 2 X DP (2 X DVI VIA 2 X DP-DVI-ADAPTER); WINDOWS SERVER 2008 STANDARD EDITION INCL. 5 CLIENT, 32BIT, MUI (EN, GE, FR, IT, SP), SP2; SIMATIC PC DIAGMONITOR V4.4 INCLUDED; 110/230 INDUSTRIAL POWER SUPPLY WITH NAMUR; PS CORD USA | 5380 | TEM | 1 | Simatic | 17.25 | 1
6AG41141NP222PA6 | SIMATIC IPC847C (RACK PC, 19", 4U); INTERFACES:2 X GBIT LAN (RJ45); 1 X DVI-I; AUDIO; 2 X COM; 1 X LPT; 2 X PS/2; 4 X USB 2.0 BACKSIDE, 2 X USB 2.0 FRONTSIDE; TEMPERATURE AND FAN CONTROL; WATCHDOG; BOARD RETAINER CORE I7-610E (2C/4T, 2.53 GHZ, 4MB CACHE, TB, VT-X,VT-D, EM64-T, AMT); MOTHERBOARD W/O FIELDBUS; RAID1 500GB (2X 500GB HDD SATA, REMOVABLE DISK, HOT-SWAP; FRONTSIDE MOUNTED; 4 GB DDR3 SDRAM (2 X 2GB), DUAL CHANNEL; DVD +/- RW; BOARD WITH 8 SLOTS: 7 X PCI, 1 X PCIE X16 OCCUPIED; + GRAPHICS CARD PCIE X16, 2 X DP (2 X DVI VIA 2 X DP-DVI-ADAPTER); WINDOWS SERVER 2008 STANDARD EDITION INCL. 5 CLIENT, 32BIT, MUI (EN, GE, FR, IT, SP), SP2; SIMATIC PC DIAGMONITOR V4.4 INCLUDED; 2 X 110/230 IREDUNDANT POWER SUPPLY W/O POWER CORD | 5800 | TEM | 1 | Simatic | 17.25 | 1
6AG41141NP285EX3 | SIMATIC IPC847C (RACK PC, 19", 4U); INTERFACES:2 X GBIT LAN (RJ45); 1 X DVI-I; AUDIO; 2 X COM; 1 X LPT; 2 X PS/2; 4 X USB 2.0 BACKSIDE, 2 X USB 2.0 FRONTSIDE; TEMPERATURE AND FAN CONTROL; WATCHDOG; BOARD RETAINER CORE I7-610E (2C/4T, 2.53 GHZ, 4MB CACHE, TB, VT-X,VT-D, EM64-T, AMT); MOTHERBOARD W/O FIELDBUS; RAID1 500GB (2X 500GB HDD SATA, REMOVABLE DISK, HOT-SWAP; FRONTSIDE MOUNTED; 4 GB DDR3 SDRAM (2 X 2GB), DUAL CHANNEL; WITHOUT EXCHANGEABLE MEDIA; BOARD WITH 11 SLOTS: 7 X PCI, 1 X PCIE X16, 3 X PCIE X4; DVI-VGA-ADAPTER FOR ONBOARD GRAPHICS; WINDOWS 7 ULTIMATE, 32BIT, MUI (EN, GER, FR, IT, SP), SP1 INCLUDED; WITHOUT SOFTWARE 110/230 INDUSTRIAL POWER SUPPLY WITH NAMUR; PS CORD USA | 4167 | TEM | 1 | Simatic | 17.25 | 1
6AG41141NP416QC3 | SIMATIC IPC847C (RACK PC, 19", 4U); INTERFACES:2 X GBIT LAN (RJ45); 1 X DVI-I; AUDIO; 2 X COM; 1 X LPT; 2 X PS/2; 4 X USB 2.0 BACKSIDE, 2 X USB 2.0 FRONTSIDE; TEMPERATURE AND FAN CONTROL; WATCHDOG; BOARD RETAINER CORE I7-610E (2C/4T, 2.53 GHZ, 4MB CACHE, TB, VT-X,VT-D, EM64-T, AMT); MOTHERBOARD W/O FIELDBUS; RAID1 500GB (2X 500GB HDD SATA, REMOVABLE DISK, HOT-SWAP; FRONTSIDE MOUNTED; 8 GB DDR3 SDRAM (2 X 4GB), DUAL CHANNEL; DVD-ROM; BOARD WITH 11 SLOTS: 7 X PCI, 1XPCIE X16 OCCUPIED, 3XPCIE X4; + GRAPHICS CARD PCIE X16, 2 X DP (2 X DVI VIA 2 X DP-DVI-ADAPTER); WINDOWS SERVER 2008 R2 STANDARD EDITION INCL. 5 CLIENT, 64BIT, MUI (EN, GE, FR, IT, SP), SP1 INCLUDED; SIMATIC PC DIAGMONITOR V4.4 & IMAGE&PARTITION CREATOR V3.3 INCLUDED; 110/230 INDUSTRIAL POWER SUPPLY WITH NAMUR; PS CORD USA | 6041 | TEM | 1 | Simatic | 17.25 | 1
6AG41141NP510FX3 | SIMATIC IPC847C (RACK PC, 19", 4U); INTERFACES:2 X GBIT LAN (RJ45); 1 X DVI-I; AUDIO; 2 X COM; 1 X LPT; 2 X PS/2; 4 X USB 2.0 BACKSIDE, 2 X USB 2.0 FRONTSIDE; TEMPERATURE AND FAN CONTROL; WATCHDOG; BOARD RETAINER CORE I7-610E (2C/4T, 2.53 GHZ, 4MB CACHE, TB, VT-X,VT-D, EM64-T, AMT); MOTHERBOARD W/O FIELDBUS; RAID1 500GB (2X 500GB HDD SATA, REMOVABLE DISK, HOT-SWAP; FRONTSIDE MOUNTED; 2 GB DDR3 SDRAM, ECC (2 X 1GB), DUAL CHANNEL; DVD-ROM; BOARD WITH 8 SLOTS: 7 X PCI, 1 X PCIE X16; WITHOUT HW EXTENSIONS; WINDOWS 7 ULTIMATE, 64BIT, MUI (EN, GER, FR, IT, SP), SP1 INCLUDED; WITHOUT SOFTWARE 110/230 INDUSTRIAL POWER SUPPLY WITH NAMUR; PS CORD USA | 3847 | TEM | 1 | Simatic | 17.25 | 1
6AG41141NP522NC3 | SIMATIC IPC847C (RACK PC, 19", 4U); INTERFACES:2 X GBIT LAN (RJ45); 1 X DVI-I; AUDIO; 2 X COM; 1 X LPT; 2 X PS/2; 4 X USB 2.0 BACKSIDE, 2 X USB 2.0 FRONTSIDE; TEMPERATURE AND FAN CONTROL; WATCHDOG; BOARD RETAINER CORE I7-610E (2C/4T, 2.53 GHZ, 4MB CACHE, TB, VT-X,VT-D, EM64-T, AMT); MOTHERBOARD W/O FIELDBUS; RAID1 500GB (2X 500GB HDD SATA, REMOVABLE DISK, HOT-SWAP; FRONTSIDE MOUNTED; 2 GB DDR3 SDRAM, ECC (2 X 1GB), DUAL CHANNEL; DVD +/- RW; BOARD WITH 8 SLOTS: 7 X PCI, 1 X PCIE X16 OCCUPIED; + GRAPHICS CARD PCIE X16, 2 X DP (2 X DVI VIA 2 X DP-DVI-ADAPTER); WINDOWS SERVER 2003 R2 STANDARD EDITION INCL. 5 CLIENT, 32BIT, MUI (EN, GE, FR, IT, SP),SP2; SIMATIC PC DIAGMONITOR V4.4 & IMAGE&PARTITION CREATOR V3.3 INCLUDED; 110/230 INDUSTRIAL POWER SUPPLY WITH NAMUR; PS CORD USA | 5254 | TEM | 1 | Simatic | 17.25 | 1
6AG41141NP624XX0 | SIMATIC IPC847C (RACK PC, 19", 4U); INTERFACES:2 X GBIT LAN (RJ45); 1 X DVI-I; AUDIO; 2 X COM; 1 X LPT; 2 X PS/2; 4 X USB 2.0 BACKSIDE, 2 X USB 2.0 FRONTSIDE; TEMPERATURE AND FAN CONTROL; WATCHDOG; BOARD RETAINER CORE I7-610E (2C/4T, 2.53 GHZ, 4MB CACHE, TB, VT-X,VT-D, EM64-T, AMT); MOTHERBOARD W/O FIELDBUS; RAID1 500GB (2X 500GB HDD SATA, REMOVABLE DISK, HOT-SWAP; FRONTSIDE MOUNTED; 4 GB DDR3 SDRAM, ECC (2 X 2GB), DUAL CHANNEL; DVD +/- RW; BOARD WITH 11 SLOTS: 7 X PCI, 1 X PCIE X16, 3 X PCIE X4; WITHOUT HW EXTENSIONS; WITHOUT OPERATING SYSTEM, WITHOUT SOFTWARE 110/230 INDUSTRIAL POWER SUPPLY WITH NAMUR; PS CORD EUROPE | 4046 | TEM | 1 | Simatic | 17.25 | 1
6AG41141NP724QA6 | SIMATIC IPC847C (RACK PC, 19", 4U); INTERFACES:2 X GBIT LAN (RJ45); 1 X DVI-I; AUDIO; 2 X COM; 1 X LPT; 2 X PS/2; 4 X USB 2.0 BACKSIDE, 2 X USB 2.0 FRONTSIDE; TEMPERATURE AND FAN CONTROL; WATCHDOG; BOARD RETAINER CORE I7-610E (2C/4T, 2.53 GHZ, 4MB CACHE, TB, VT-X,VT-D, EM64-T, AMT); MOTHERBOARD W/O FIELDBUS; RAID1 500GB (2X 500GB HDD SATA, REMOVABLE DISK, HOT-SWAP; FRONTSIDE MOUNTED; 8 GB DDR3 SDRAM, ECC (2 X 4GB), DUAL CHANNEL; DVD +/- RW; BOARD WITH 11 SLOTS: 7 X PCI, 1 X PCIE X16, 3 X PCIE X4; WITHOUT HW EXTENSIONS; WINDOWS SERVER 2008 R2 STANDARD EDITION INCL. 5 CLIENT, 64BIT, MUI (EN, GE, FR, IT, SP), SP1 INCLUDED; SIMATIC PC DIAGMONITOR V4.4 INCLUDED; 2 X 110/230 IREDUNDANT POWER SUPPLY W/O POWER CORD | 6377 | TEM | 1 | Simatic | 17.25 | 1
6AG41141NR210XX6 | SIMATIC IPC847C (RACK PC, 19", 4U); INTERFACES:2 X GBIT LAN (RJ45); 1 X DVI-I; AUDIO; 2 X COM; 1 X LPT; 2 X PS/2; 4 X USB 2.0 BACKSIDE, 2 X USB 2.0 FRONTSIDE; TEMPERATURE AND FAN CONTROL; WATCHDOG; BOARD RETAINER CORE I7-610E (2C/4T, 2.53 GHZ, 4MB CACHE, TB, VT-X,VT-D, EM64-T, AMT); MOTHERBOARD W/O FIELDBUS; RAID5 1 TB (3 X 500GB HDD SATA, REMOVABLE DISK, HOT-SWAP; FRONTSIDE MOUNTED; 4 GB DDR3 SDRAM (2 X 2GB), DUAL CHANNEL; DVD-ROM; BOARD WITH 8 SLOTS: 7 X PCI, 1 X PCIE X16; WITHOUT HW EXTENSIONS; WITHOUT OPERATING SYSTEM, WITHOUT SOFTWARE 2 X 110/230 IREDUNDANT POWER SUPPLY W/O POWER CORD | 4424 | TEM | 1 | Simatic | 17.25 | 1
6AG41141NR220EC3 | SIMATIC IPC847C (RACK PC, 19", 4U); INTERFACES:2 X GBIT LAN (RJ45); 1 X DVI-I; AUDIO; 2 X COM; 1 X LPT; 2 X PS/2; 4 X USB 2.0 BACKSIDE, 2 X USB 2.0 FRONTSIDE; TEMPERATURE AND FAN CONTROL; WATCHDOG; BOARD RETAINER CORE I7-610E (2C/4T, 2.53 GHZ, 4MB CACHE, TB, VT-X,VT-D, EM64-T, AMT); MOTHERBOARD W/O FIELDBUS; RAID5 1 TB (3 X 500GB HDD SATA, REMOVABLE DISK, HOT-SWAP; FRONTSIDE MOUNTED; 4 GB DDR3 SDRAM (2 X 2GB), DUAL CHANNEL; DVD +/- RW; BOARD WITH 8 SLOTS: 7 X PCI, 1 X PCIE X16; WITHOUT HW EXTENSIONS; WINDOWS 7 ULTIMATE, 32BIT, MUI (EN, GER, FR, IT, SP), SP1 INCLUDED; SIMATIC PC DIAGMONITOR V4.4 & IMAGE&PARTITION CREATOR V3.3 INCLUDED; 110/230 INDUSTRIAL POWER SUPPLY WITH NAMUR; PS CORD USA | 4634 | TEM | 1 | Simatic | 17.25 | 1
6AG41141NR420BC3 | SIMATIC IPC847C (RACK PC, 19", 4U); INTERFACES:2 X GBIT LAN (RJ45); 1 X DVI-I; AUDIO; 2 X COM; 1 X LPT; 2 X PS/2; 4 X USB 2.0 BACKSIDE, 2 X USB 2.0 FRONTSIDE; TEMPERATURE AND FAN CONTROL; WATCHDOG; BOARD RETAINER CORE I7-610E (2C/4T, 2.53 GHZ, 4MB CACHE, TB, VT-X,VT-D, EM64-T, AMT); MOTHERBOARD W/O FIELDBUS; RAID5 1 TB (3 X 500GB HDD SATA, REMOVABLE DISK, HOT-SWAP; FRONTSIDE MOUNTED; 8 GB DDR3 SDRAM (2 X 4GB), DUAL CHANNEL; DVD +/- RW; BOARD WITH 8 SLOTS: 7 X PCI, 1 X PCIE X16; WITHOUT HW EXTENSIONS; WINDOWS XP PROFESSIONAL, 32BIT, MUI (EN, GER, FR, IT, SP), SP3, SIMATIC PC DIAGMONITOR V4.4 & IMAGE&PARTITION CREATOR V3.3 INCLUDED; 110/230 INDUSTRIAL POWER SUPPLY WITH NAMUR; PS CORD USA | 5128 | TEM | 1 | Simatic | 17.25 | 1
6AG41141NR626XX6 | SIMATIC IPC847C (RACK PC, 19", 4U); INTERFACES:2 X GBIT LAN (RJ45); 1 X DVI-I; AUDIO; 2 X COM; 1 X LPT; 2 X PS/2; 4 X USB 2.0 BACKSIDE, 2 X USB 2.0 FRONTSIDE; TEMPERATURE AND FAN CONTROL; WATCHDOG; BOARD RETAINER CORE I7-610E (2C/4T, 2.53 GHZ, 4MB CACHE, TB, VT-X,VT-D, EM64-T, AMT); MOTHERBOARD W/O FIELDBUS; RAID5 1 TB (3 X 500GB HDD SATA, REMOVABLE DISK, HOT-SWAP; FRONTSIDE MOUNTED; 4 GB DDR3 SDRAM, ECC (2 X 2GB), DUAL CHANNEL; DVD +/- RW; BOARD WITH 11 SLOTS: 7 X PCI, 1XPCIE X16 OCCUPIED, 3XPCIE X4; + GRAPHICS CARD PCIE X16, 2 X DP (2 X DVI VIA 2 X DP-DVI-ADAPTER); WITHOUT OPERATING SYSTEM, WITHOUT SOFTWARE 2 X 110/230 IREDUNDANT POWER SUPPLY W/O POWER CORD | 5044 | TEM | 1 | Simatic | 17.25 | 1
6AG41141NR720PC6 | SIMATIC IPC847C (RACK PC, 19", 4U); INTERFACES:2 X GBIT LAN (RJ45); 1 X DVI-I; AUDIO; 2 X COM; 1 X LPT; 2 X PS/2; 4 X USB 2.0 BACKSIDE, 2 X USB 2.0 FRONTSIDE; TEMPERATURE AND FAN CONTROL; WATCHDOG; BOARD RETAINER CORE I7-610E (2C/4T, 2.53 GHZ, 4MB CACHE, TB, VT-X,VT-D, EM64-T, AMT); MOTHERBOARD W/O FIELDBUS; RAID5 1 TB (3 X 500GB HDD SATA, REMOVABLE DISK, HOT-SWAP; FRONTSIDE MOUNTED; 8 GB DDR3 SDRAM, ECC (2 X 4GB), DUAL CHANNEL; DVD +/- RW; BOARD WITH 8 SLOTS: 7 X PCI, 1 X PCIE X16; WITHOUT HW EXTENSIONS; WINDOWS SERVER 2008 STANDARD EDITION INCL. 5 CLIENT, 32BIT, MUI (EN, GE, FR, IT, SP), SP2; SIMATIC PC DIAGMONITOR V4.4 & IMAGE&PARTITION CREATOR V3.3 INCLUDED; 2 X 110/230 IREDUNDANT POWER SUPPLY W/O POWER CORD | 6608 | TEM | 1 | Simatic | 17.25 | 1
6AG41141NU224PC0 | SIMATIC IPC847C (RACK PC, 19", 4U); INTERFACES:2 X GBIT LAN (RJ45); 1 X DVI-I; AUDIO; 2 X COM; 1 X LPT; 2 X PS/2; 4 X USB 2.0 BACKSIDE, 2 X USB 2.0 FRONTSIDE; TEMPERATURE AND FAN CONTROL; WATCHDOG; BOARD RETAINER CORE I7-610E (2C/4T, 2.53 GHZ, 4MB CACHE, TB, VT-X,VT-D, EM64-T, AMT); MOTHERBOARD W/O FIELDBUS; RAID1 1TB (2 X 1 TB HDD SAS), REMOVABLE DISK, HOT-SWAP; FRONTSIDE MOUNTED; PCIE X8 RAID CONTROLLER IN PCIE X16 SLOT; 4 GB DDR3 SDRAM (2 X 2GB), DUAL CHANNEL; DVD +/- RW; BOARD WITH 11 SLOTS: 7 X PCI, 1 X PCIE X16, 3 X PCIE X4; WITHOUT HW EXTENSIONS; WINDOWS SERVER 2008 STANDARD EDITION INCL. 5 CLIENT, 32BIT, MUI (EN, GE, FR, IT, SP), SP2; SIMATIC PC DIAGMONITOR V4.4 & IMAGE&PARTITION CREATOR V3.3 INCLUDED; 110/230 INDUSTRIAL POWER SUPPLY WITH NAMUR; PS CORD EUROPE | 6829 | TEM | 1 | Simatic | 17.25 | 1
6AG41141PD210BX3 | SIMATIC IPC847C (RACK PC, 19", 4U); INTERFACES:2 X GBIT LAN (RJ45); 1 X DVI-I; AUDIO; 2 X COM; 1 X LPT; 2 X PS/2; 4 X USB 2.0 BACKSIDE, 2 X USB 2.0 FRONTSIDE; TEMPERATURE AND FAN CONTROL; WATCHDOG; BOARD RETAINER CORE I7-610E (2C/4T, 2.53 GHZ, 4MB CACHE, TB, VT-X,VT-D, EM64-T, AMT); MOTHERBOARD WITH PROFIBUS/MPI: RAID1 500GB (2X 500GB HDD SATA, 0,5G VIBRATION, 5 G SHOCK, INTERNALLY MOUNTED; 4 GB DDR3 SDRAM (2 X 2GB), DUAL CHANNEL; DVD-ROM; BOARD WITH 8 SLOTS: 7 X PCI, 1 X PCIE X16; WITHOUT HW EXTENSIONS; WINDOWS XP PROFESSIONAL, 32BIT, MUI (EN, GER, FR, IT, SP), SP3, WITHOUT SOFTWARE 110/230 INDUSTRIAL POWER SUPPLY WITH NAMUR; PS CORD USA | 4036 | TEM | 1 | Simatic | 17 | 1
6AG41141PD227NC3 | SIMATIC IPC847C (RACK PC, 19", 4U); INTERFACES:2 X GBIT LAN (RJ45); 1 X DVI-I; AUDIO; 2 X COM; 1 X LPT; 2 X PS/2; 4 X USB 2.0 BACKSIDE, 2 X USB 2.0 FRONTSIDE; TEMPERATURE AND FAN CONTROL; WATCHDOG; BOARD RETAINER CORE I7-610E (2C/4T, 2.53 GHZ, 4MB CACHE, TB, VT-X,VT-D, EM64-T, AMT); MOTHERBOARD WITH PROFIBUS/MPI: RAID1 500GB (2X 500GB HDD SATA, 0,5G VIBRATION, 5 G SHOCK, INTERNALLY MOUNTED; 4 GB DDR3 SDRAM (2 X 2GB), DUAL CHANNEL; DVD +/- RW; BOARD WITH 11 SLOTS: 7 X PCI, 1XPCIE X16 OCCUPIED, 3XPCIE X4; + GRAPHICS CARD PCIE X16, 2 X DP (2 X VGA VIA 2 X DP-VGA-ADAPTER); WINDOWS SERVER 2003 R2 STANDARD EDITION INCL. 5 CLIENT, 32BIT, MUI (EN, GE, FR, IT, SP),SP2; SIMATIC PC DIAGMONITOR V4.4 & IMAGE&PARTITION CREATOR V3.3 INCLUDED; 110/230 INDUSTRIAL POWER SUPPLY WITH NAMUR; PS CORD USA | 5653 | TEM | 1 | Simatic | 17 | 1
6AG41141PD625BB0 | SIMATIC IPC847C (RACK PC, 19", 4U); INTERFACES:2 X GBIT LAN (RJ45); 1 X DVI-I; AUDIO; 2 X COM; 1 X LPT; 2 X PS/2; 4 X USB 2.0 BACKSIDE, 2 X USB 2.0 FRONTSIDE; TEMPERATURE AND FAN CONTROL; WATCHDOG; BOARD RETAINER CORE I7-610E (2C/4T, 2.53 GHZ, 4MB CACHE, TB, VT-X,VT-D, EM64-T, AMT); MOTHERBOARD WITH PROFIBUS/MPI: RAID1 500GB (2X 500GB HDD SATA, 0,5G VIBRATION, 5 G SHOCK, INTERNALLY MOUNTED; 4 GB DDR3 SDRAM, ECC (2 X 2GB), DUAL CHANNEL; DVD +/- RW; BOARD WITH 11 SLOTS: 7 X PCI, 1 X PCIE X16, 3 X PCIE X4; DVI-VGA-ADAPTER FOR ONBOARD GRAPHICS; WINDOWS XP PROFESSIONAL, 32BIT, MUI (EN, GER, FR, IT, SP), SP3, SIMATIC PC IMAGE&PARTITION CREATOR V3.3 INCLUDED; 110/230 INDUSTRIAL POWER SUPPLY WITH NAMUR; PS CORD EUROPE | 4471 | TEM | 1 | Simatic | 17 | 1
6AG41141PG214EX3 | SIMATIC IPC847C (RACK PC, 19", 4U); INTERFACES:2 X GBIT LAN (RJ45); 1 X DVI-I; AUDIO; 2 X COM; 1 X LPT; 2 X PS/2; 4 X USB 2.0 BACKSIDE, 2 X USB 2.0 FRONTSIDE; TEMPERATURE AND FAN CONTROL; WATCHDOG; BOARD RETAINER CORE I7-610E (2C/4T, 2.53 GHZ, 4MB CACHE, TB, VT-X,VT-D, EM64-T, AMT); MOTHERBOARD WITH PROFIBUS/MPI: 250 GB HDD SATA; 0,3 G VIBRATION, 3 G SHOCK, INTERNALLY MOUNTED; 4 GB DDR3 SDRAM (2 X 2GB), DUAL CHANNEL; DVD-ROM; BOARD WITH 11 SLOTS: 7 X PCI, 1 X PCIE X16, 3 X PCIE X4; WITHOUT HW EXTENSIONS; WINDOWS 7 ULTIMATE, 32BIT, MUI (EN, GER, FR, IT, SP), SP1 INCLUDED; WITHOUT SOFTWARE 110/230 INDUSTRIAL POWER SUPPLY WITH NAMUR; PS CORD USA | 3836 | TEM | 1 | Simatic | 17 | 1
6AG41141PM221QX3 | SIMATIC IPC847C (RACK PC, 19", 4U); INTERFACES:2 X GBIT LAN (RJ45); 1 X DVI-I; AUDIO; 2 X COM; 1 X LPT; 2 X PS/2; 4 X USB 2.0 BACKSIDE, 2 X USB 2.0 FRONTSIDE; TEMPERATURE AND FAN CONTROL; WATCHDOG; BOARD RETAINER CORE I7-610E (2C/4T, 2.53 GHZ, 4MB CACHE, TB, VT-X,VT-D, EM64-T, AMT); MOTHERBOARD WITH PROFIBUS/MPI: 2 X 500 GB HDD SATA; REMOVABLE DISK; FRONTSIDE MOUNTED; 4 GB DDR3 SDRAM (2 X 2GB), DUAL CHANNEL; DVD +/- RW; BOARD WITH 8 SLOTS: 7 X PCI, 1 X PCIE X16; DVI-VGA-ADAPTER FOR ONBOARD GRAPHICS; WINDOWS SERVER 2008 R2 STANDARD EDITION INCL. 5 CLIENT, 64BIT, MUI (EN, GE, FR, IT, SP), SP1 INCLUDED; WITHOUT SOFTWARE 110/230 INDUSTRIAL POWER SUPPLY WITH NAMUR; PS CORD USA | 5091 | TEM | 1 | Simatic | 17 | 1
6AG41141PR722BC3 | SIMATIC IPC847C (RACK PC, 19", 4U); INTERFACES:2 X GBIT LAN (RJ45); 1 X DVI-I; AUDIO; 2 X COM; 1 X LPT; 2 X PS/2; 4 X USB 2.0 BACKSIDE, 2 X USB 2.0 FRONTSIDE; TEMPERATURE AND FAN CONTROL; WATCHDOG; BOARD RETAINER CORE I7-610E (2C/4T, 2.53 GHZ, 4MB CACHE, TB, VT-X,VT-D, EM64-T, AMT); MOTHERBOARD WITH PROFIBUS/MPI: RAID5 1 TB (3 X 500GB HDD SATA, REMOVABLE DISK, HOT-SWAP; FRONTSIDE MOUNTED; 8 GB DDR3 SDRAM, ECC (2 X 4GB), DUAL CHANNEL; DVD +/- RW; BOARD WITH 8 SLOTS: 7 X PCI, 1 X PCIE X16 OCCUPIED; + GRAPHICS CARD PCIE X16, 2 X DP (2 X DVI VIA 2 X DP-DVI-ADAPTER); WINDOWS XP PROFESSIONAL, 32BIT, MUI (EN, GER, FR, IT, SP), SP3, SIMATIC PC DIAGMONITOR V4.4 & IMAGE&PARTITION CREATOR V3.3 INCLUDED; 110/230 INDUSTRIAL POWER SUPPLY WITH NAMUR; PS CORD USA | 5842 | TEM | 1 | Simatic | 17.25 | 1
6AG41141PV224PX6 | SIMATIC IPC847C (RACK PC, 19", 4U); INTERFACES:2 X GBIT LAN (RJ45); 1 X DVI-I; AUDIO; 2 X COM; 1 X LPT; 2 X PS/2; 4 X USB 2.0 BACKSIDE, 2 X USB 2.0 FRONTSIDE; TEMPERATURE AND FAN CONTROL; WATCHDOG; BOARD RETAINER CORE I7-610E (2C/4T, 2.53 GHZ, 4MB CACHE, TB, VT-X,VT-D, EM64-T, AMT); MOTHERBOARD WITH PROFIBUS/MPI: RAID5 1,8TB (3 X 1 TB HDD SAS), REMOVABLE DISK, HOT-SWAP; FRONTSIDE MOUNTED; PCIE X8 RAID CONTROLLER IN PCIE X16 SLOT; 4 GB DDR3 SDRAM (2 X 2GB), DUAL CHANNEL; DVD +/- RW; BOARD WITH 11 SLOTS: 7 X PCI, 1 X PCIE X16, 3 X PCIE X4; WITHOUT HW EXTENSIONS; WINDOWS SERVER 2008 STANDARD EDITION INCL. 5 CLIENT, 32BIT, MUI (EN, GE, FR, IT, SP), SP2; WITHOUT SOFTWARE 2 X 110/230 IREDUNDANT POWER SUPPLY W/O POWER CORD | 7774 | TEM | 1 | Simatic | 17.25 | 1
6AG41141RD721EA4 | SIMATIC IPC847C (RACK PC, 19", 4U); INTERFACES:2 X GBIT LAN (RJ45); 1 X DVI-I; AUDIO; 2 X COM; 1 X LPT; 2 X PS/2; 4 X USB 2.0 BACKSIDE, 2 X USB 2.0 FRONTSIDE; TEMPERATURE AND FAN CONTROL; WATCHDOG; BOARD RETAINER CORE I7-610E (2C/4T, 2.53 GHZ, 4MB CACHE, TB, VT-X,VT-D, EM64-T, AMT); MOTHERBOARD WITH PROFINET (3XRJ45, CP1616 COMPATIBLE); RAID1 500GB (2X 500GB HDD SATA, 0,5G VIBRATION, 5 G SHOCK, INTERNALLY MOUNTED; 8 GB DDR3 SDRAM, ECC (2 X 4GB), DUAL CHANNEL; DVD +/- RW; BOARD WITH 8 SLOTS: 7 X PCI, 1 X PCIE X16; DVI-VGA-ADAPTER FOR ONBOARD GRAPHICS; WINDOWS 7 ULTIMATE, 32BIT, MUI (EN, GER, FR, IT, SP), SP1 INCLUDED; SIMATIC PC DIAGMONITOR V4.4 INCLUDED; 110/230 INDUSTRIAL POWER SUPPLY WITH NAMUR; PS CORD ITALY | 5437 | TEM | 1 | Simatic | 17 | 1
6AG41141RP622EC3 | SIMATIC IPC847C (RACK PC, 19", 4U); INTERFACES:2 X GBIT LAN (RJ45); 1 X DVI-I; AUDIO; 2 X COM; 1 X LPT; 2 X PS/2; 4 X USB 2.0 BACKSIDE, 2 X USB 2.0 FRONTSIDE; TEMPERATURE AND FAN CONTROL; WATCHDOG; BOARD RETAINER CORE I7-610E (2C/4T, 2.53 GHZ, 4MB CACHE, TB, VT-X,VT-D, EM64-T, AMT); MOTHERBOARD WITH PROFINET (3XRJ45, CP1616 COMPATIBLE); RAID1 500GB (2X 500GB HDD SATA, REMOVABLE DISK, HOT-SWAP; FRONTSIDE MOUNTED; 4 GB DDR3 SDRAM, ECC (2 X 2GB), DUAL CHANNEL; DVD +/- RW; BOARD WITH 8 SLOTS: 7 X PCI, 1 X PCIE X16 OCCUPIED; + GRAPHICS CARD PCIE X16, 2 X DP (2 X DVI VIA 2 X DP-DVI-ADAPTER); WINDOWS 7 ULTIMATE, 32BIT, MUI (EN, GER, FR, IT, SP), SP1 INCLUDED; SIMATIC PC DIAGMONITOR V4.4 & IMAGE&PARTITION CREATOR V3.3 INCLUDED; 110/230 INDUSTRIAL POWER SUPPLY WITH NAMUR; PS CORD USA | 5359 | TEM | 1 | Simatic | 17.25 | 1
6AG41141RP720EX3 | SIMATIC IPC847C (RACK PC, 19", 4U); INTERFACES:2 X GBIT LAN (RJ45); 1 X DVI-I; AUDIO; 2 X COM; 1 X LPT; 2 X PS/2; 4 X USB 2.0 BACKSIDE, 2 X USB 2.0 FRONTSIDE; TEMPERATURE AND FAN CONTROL; WATCHDOG; BOARD RETAINER CORE I7-610E (2C/4T, 2.53 GHZ, 4MB CACHE, TB, VT-X,VT-D, EM64-T, AMT); MOTHERBOARD WITH PROFINET (3XRJ45, CP1616 COMPATIBLE); RAID1 500GB (2X 500GB HDD SATA, REMOVABLE DISK, HOT-SWAP; FRONTSIDE MOUNTED; 8 GB DDR3 SDRAM, ECC (2 X 4GB), DUAL CHANNEL; DVD +/- RW; BOARD WITH 8 SLOTS: 7 X PCI, 1 X PCIE X16; WITHOUT HW EXTENSIONS; WINDOWS 7 ULTIMATE, 32BIT, MUI (EN, GER, FR, IT, SP), SP1 INCLUDED; WITHOUT SOFTWARE 110/230 INDUSTRIAL POWER SUPPLY WITH NAMUR; PS CORD USA | 5485 | TEM | 1 | Simatic | 17.25 | 1
6AG41141RP720FX3 | SIMATIC IPC847C (RACK PC, 19", 4U); INTERFACES:2 X GBIT LAN (RJ45); 1 X DVI-I; AUDIO; 2 X COM; 1 X LPT; 2 X PS/2; 4 X USB 2.0 BACKSIDE, 2 X USB 2.0 FRONTSIDE; TEMPERATURE AND FAN CONTROL; WATCHDOG; BOARD RETAINER CORE I7-610E (2C/4T, 2.53 GHZ, 4MB CACHE, TB, VT-X,VT-D, EM64-T, AMT); MOTHERBOARD WITH PROFINET (3XRJ45, CP1616 COMPATIBLE); RAID1 500GB (2X 500GB HDD SATA, REMOVABLE DISK, HOT-SWAP; FRONTSIDE MOUNTED; 8 GB DDR3 SDRAM, ECC (2 X 4GB), DUAL CHANNEL; DVD +/- RW; BOARD WITH 8 SLOTS: 7 X PCI, 1 X PCIE X16; WITHOUT HW EXTENSIONS; WINDOWS 7 ULTIMATE, 64BIT, MUI (EN, GER, FR, IT, SP), SP1 INCLUDED; WITHOUT SOFTWARE 110/230 INDUSTRIAL POWER SUPPLY WITH NAMUR; PS CORD USA | 5485 | TEM | 1 | Simatic | 17.25 | 1
6AG41141RP720FX5 | SIMATIC IPC847C (RACK PC, 19", 4U); INTERFACES:2 X GBIT LAN (RJ45); 1 X DVI-I; AUDIO; 2 X COM; 1 X LPT; 2 X PS/2; 4 X USB 2.0 BACKSIDE, 2 X USB 2.0 FRONTSIDE; TEMPERATURE AND FAN CONTROL; WATCHDOG; BOARD RETAINER CORE I7-610E (2C/4T, 2.53 GHZ, 4MB CACHE, TB, VT-X,VT-D, EM64-T, AMT); MOTHERBOARD WITH PROFINET (3XRJ45, CP1616 COMPATIBLE); RAID1 500GB (2X 500GB HDD SATA, REMOVABLE DISK, HOT-SWAP; FRONTSIDE MOUNTED; 8 GB DDR3 SDRAM, ECC (2 X 4GB), DUAL CHANNEL; DVD +/- RW; BOARD WITH 8 SLOTS: 7 X PCI, 1 X PCIE X16; WITHOUT HW EXTENSIONS; WINDOWS 7 ULTIMATE, 64BIT, MUI (EN, GER, FR, IT, SP), SP1 INCLUDED; WITHOUT SOFTWARE 110/230 INDUSTRIAL POWER SUPPLY WITH NAMUR; PS CORD CHINA | 5485 | TEM | 1 | Simatic | 17.25 | 1
6AG41141RR224EX3 | SIMATIC IPC847C (RACK PC, 19", 4U); INTERFACES:2 X GBIT LAN (RJ45); 1 X DVI-I; AUDIO; 2 X COM; 1 X LPT; 2 X PS/2; 4 X USB 2.0 BACKSIDE, 2 X USB 2.0 FRONTSIDE; TEMPERATURE AND FAN CONTROL; WATCHDOG; BOARD RETAINER CORE I7-610E (2C/4T, 2.53 GHZ, 4MB CACHE, TB, VT-X,VT-D, EM64-T, AMT); MOTHERBOARD WITH PROFINET (3XRJ45, CP1616 COMPATIBLE); RAID5 1 TB (3 X 500GB HDD SATA, REMOVABLE DISK, HOT-SWAP; FRONTSIDE MOUNTED; 4 GB DDR3 SDRAM (2 X 2GB), DUAL CHANNEL; DVD +/- RW; BOARD WITH 11 SLOTS: 7 X PCI, 1 X PCIE X16, 3 X PCIE X4; WITHOUT HW EXTENSIONS; WINDOWS 7 ULTIMATE, 32BIT, MUI (EN, GER, FR, IT, SP), SP1 INCLUDED; WITHOUT SOFTWARE 110/230 INDUSTRIAL POWER SUPPLY WITH NAMUR; PS CORD USA | 5170 | TEM | 1 | Simatic | 17.25 | 1
6AG41141RR726BX3 | SIMATIC IPC847C (RACK PC, 19", 4U); INTERFACES:2 X GBIT LAN (RJ45); 1 X DVI-I; AUDIO; 2 X COM; 1 X LPT; 2 X PS/2; 4 X USB 2.0 BACKSIDE, 2 X USB 2.0 FRONTSIDE; TEMPERATURE AND FAN CONTROL; WATCHDOG; BOARD RETAINER CORE I7-610E (2C/4T, 2.53 GHZ, 4MB CACHE, TB, VT-X,VT-D, EM64-T, AMT); MOTHERBOARD WITH PROFINET (3XRJ45, CP1616 COMPATIBLE); RAID5 1 TB (3 X 500GB HDD SATA, REMOVABLE DISK, HOT-SWAP; FRONTSIDE MOUNTED; 8 GB DDR3 SDRAM, ECC (2 X 4GB), DUAL CHANNEL; DVD +/- RW; BOARD WITH 11 SLOTS: 7 X PCI, 1XPCIE X16 OCCUPIED, 3XPCIE X4; + GRAPHICS CARD PCIE X16, 2 X DP (2 X DVI VIA 2 X DP-DVI-ADAPTER); WINDOWS XP PROFESSIONAL, 32BIT, MUI (EN, GER, FR, IT, SP), SP3, WITHOUT SOFTWARE 110/230 INDUSTRIAL POWER SUPPLY WITH NAMUR; PS CORD USA | 6167 | TEM | 1 | Simatic | 17.25 | 1
6AG41141RS727BC5 | SIMATIC IPC847C (RACK PC, 19", 4U); INTERFACES:2 X GBIT LAN (RJ45); 1 X DVI-I; AUDIO; 2 X COM; 1 X LPT; 2 X PS/2; 4 X USB 2.0 BACKSIDE, 2 X USB 2.0 FRONTSIDE; TEMPERATURE AND FAN CONTROL; WATCHDOG; BOARD RETAINER CORE I7-610E (2C/4T, 2.53 GHZ, 4MB CACHE, TB, VT-X,VT-D, EM64-T, AMT); MOTHERBOARD WITH PROFINET (3XRJ45, CP1616 COMPATIBLE); 50 GB SSD SATA; INTERNALLY MOUNTED; 8 GB DDR3 SDRAM, ECC (2 X 4GB), DUAL CHANNEL; DVD +/- RW; BOARD WITH 11 SLOTS: 7 X PCI, 1XPCIE X16 OCCUPIED, 3XPCIE X4; + GRAPHICS CARD PCIE X16, 2 X DP (2 X VGA VIA 2 X DP-VGA-ADAPTER); WINDOWS XP PROFESSIONAL, 32BIT, MUI (EN, GER, FR, IT, SP), SP3, SIMATIC PC DIAGMONITOR V4.4 & IMAGE&PARTITION CREATOR V3.3 INCLUDED; 110/230 INDUSTRIAL POWER SUPPLY WITH NAMUR; PS CORD CHINA | 6083 | TEM | 1 | Simatic | 17 | 1
6AG41142DJ321BB3 | SIMATIC IPC847D (RACK PC) (RACK PC, 19", 4U); 2X GBIT ETHERNET (IE/PN), RJ45; 1X DVI-I; 2X DISPLAYPORT; 1X COM1; 2X PS/2; AUDIO; 4X USB 3.0 INCL.1X INTERNALLY; 3X USB 2.0; TEMPERATURE AND FAN CONTROL; WATCHDOG; BOARD RETAINER CORE I3-4330TE (2C/4T, 2.4GHZ, 4MB CACHE); MAINBOARD W/O FIELDBUS; RAID1, 1 TB (2X 1 TB HDD SATA, DATA MIRRORING), REMOVABLE DISK, HOT-SWAP; FRONTSIDE MOUNTED; 8 GB DDR3 SDRAM (2X 4GB), DUAL CHANNEL; BOARD WITH 11 SLOTS: 7X PCI, 3X PCIE X4, 1X PCIE X16; DVD +/- RW (SLIM); W/O EXTENSION (HW); GRAPHICS ONBOARD; ADAPTER CABLE DVI-I TO VGA FOR ONBOARD GRAPHICS; WINDOWS 7 ULTIMATE, 64BIT, MUI (EN, GE, FR, IT, SP), SP1; SIMATIC PC IMAGE&PARTITION CREATOR V3.4 INCLUDED; 110/240V INDUSTR. POWER SUPPLY WITH NAMUR; PS CORD USA | 3523 | TEM | 1 | Simatic | 17 | 1
6AG41142GJ202BX0 | SIMATIC IPC847D (RACK PC) (RACK PC, 19", 4U); 2X GBIT ETHERNET (IE/PN), RJ45; 1X DVI-I; 2X DISPLAYPORT; 1X COM1; 2X PS/2; AUDIO; 4X USB 3.0 INCL.1X INTERNALLY; 3X USB 2.0; TEMPERATURE AND FAN CONTROL; WATCHDOG; BOARD RETAINER CORE I5-4570TE (2C/4T, 2.7(3.3) GHZ, 4MB CACHE, TB,VT-D, AMT); MAINBOARD W/O FELDBUS; RAID1, 1 TB (2X 1 TB HDD SATA, DATA MIRRORING), REMOVABLE DISK, HOT-SWAP; FRONTSIDE MOUNTED; 4 GB DDR3 SDRAM (2X 2GB), DUAL CHANNEL; BOARD WITH 11 SLOTS: 7X PCI, 3X PCIE X4, 1X PCIE X16; WITHOUT HW EXTENSIONS; COM2; LPT (1 SLOT OCCUPIED); GRAPHICS ONBOARD; WINDOWS 7 ULTIMATE, 64BIT, MUI (EN, GE, FR, IT, SP), SP1; WITHOUT EXTENSION (SW); 110/240V INDUSTR. POWER SUPPLY WITH NAMUR; PS CORD EUROPE | 3318 | TEM | 1 | Simatic | 17 | 1
6AG41142GJ222BX0 | SIMATIC IPC847D (RACK PC) (RACK PC, 19", 4U); 2X GBIT ETHERNET (IE/PN), RJ45; 1X DVI-I; 2X DISPLAYPORT; 1X COM1; 2X PS/2; AUDIO; 4X USB 3.0 INCL.1X INTERNALLY; 3X USB 2.0; TEMPERATURE AND FAN CONTROL; WATCHDOG; BOARD RETAINER CORE I5-4570TE (2C/4T, 2.7(3.3) GHZ, 4MB CACHE, TB,VT-D, AMT); MAINBOARD W/O FELDBUS; RAID1, 1 TB (2X 1 TB HDD SATA, DATA MIRRORING), REMOVABLE DISK, HOT-SWAP; FRONTSIDE MOUNTED; 4 GB DDR3 SDRAM (2X 2GB), DUAL CHANNEL; BOARD WITH 11 SLOTS: 7X PCI, 3X PCIE X4, 1X PCIE X16; DVD +/- RW (SLIM); COM2; LPT (1 SLOT OCCUPIED); GRAPHICS ONBOARD; WINDOWS 7 ULTIMATE, 64BIT, MUI (EN, GE, FR, IT, SP), SP1; WITHOUT EXTENSION (SW); 110/240V INDUSTR. POWER SUPPLY WITH NAMUR; PS CORD EUROPE | 3455 | TEM | 1 | Simatic | 17 | 1
6AG41142GN202BX0 | SIMATIC IPC847D (RACK PC) (RACK PC, 19", 4U); 2X GBIT ETHERNET (IE/PN), RJ45; 1X DVI-I; 2X DISPLAYPORT; 1X COM1; 2X PS/2; AUDIO; 4X USB 3.0 INCL.1X INTERNALLY; 3X USB 2.0; TEMPERATURE AND FAN CONTROL; WATCHDOG; BOARD RETAINER CORE I5-4570TE (2C/4T, 2.7(3.3) GHZ, 4MB CACHE, TB,VT-D, AMT); MAINBOARD W/O FELDBUS; 240 GB SSD SATA, REMOVABLE DISK; FRONTSIDE MOUNTED; 4 GB DDR3 SDRAM (2X 2GB), DUAL CHANNEL; BOARD WITH 11 SLOTS: 7X PCI, 3X PCIE X4, 1X PCIE X16; WITHOUT HW EXTENSIONS; COM2; LPT (1 SLOT OCCUPIED); GRAPHICS ONBOARD; WINDOWS 7 ULTIMATE, 64BIT, MUI (EN, GE, FR, IT, SP), SP1; WITHOUT EXTENSION (SW); 110/240V INDUSTR. POWER SUPPLY WITH NAMUR; PS CORD EUROPE | 3392 | TEM | 1 | Simatic | 17.25 | 1
6AG41142GN222BX0 | SIMATIC IPC847D (RACK PC) (RACK PC, 19", 4U); 2X GBIT ETHERNET (IE/PN), RJ45; 1X DVI-I; 2X DISPLAYPORT; 1X COM1; 2X PS/2; AUDIO; 4X USB 3.0 INCL.1X INTERNALLY; 3X USB 2.0; TEMPERATURE AND FAN CONTROL; WATCHDOG; BOARD RETAINER CORE I5-4570TE (2C/4T, 2.7(3.3) GHZ, 4MB CACHE, TB,VT-D, AMT); MAINBOARD W/O FELDBUS; 240 GB SSD SATA, REMOVABLE DISK; FRONTSIDE MOUNTED; 4 GB DDR3 SDRAM (2X 2GB), DUAL CHANNEL; BOARD WITH 11 SLOTS: 7X PCI, 3X PCIE X4, 1X PCIE X16; DVD +/- RW (SLIM); COM2; LPT (1 SLOT OCCUPIED); GRAPHICS ONBOARD; WINDOWS 7 ULTIMATE, 64BIT, MUI (EN, GE, FR, IT, SP), SP1; WITHOUT EXTENSION (SW); 110/240V INDUSTR. POWER SUPPLY WITH NAMUR; PS CORD EUROPE | 3528 | TEM | 1 | Simatic | 17.25 | 1
6AG41142KE710FX3 | SIMATIC IPC847D (RACK PC) (RACK PC, 19", 4U); 2X GBIT ETHERNET (IE/PN), RJ45; 1X DVI-I; 2X DISPLAYPORT; 1X COM1; 2X PS/2; AUDIO; 4X USB 3.0 INCL.1X INTERNALLY; 3X USB 2.0; TEMPERATURE AND FAN CONTROL; WATCHDOG; BOARD RETAINER XEON E3-1268LV3 (4C/8T, 2.3(3.3) GHZ, 8MB CACHE VT-D, AMT); MAINBOARD W/O FELDBUS; RAID1, 1 TB (2X 1 TB HDD SATA, DATA MIRRORING), INTERNALLY MOUNTED; 0,5G VIBRATION, 5 G SHOCK, 16 GB DDR3 SDRAM (2X 8GB), ECC, DUAL CHANNEL; BOARD WITH 11 SLOTS: 3X PCI, 3X PCIE X4, 5X PCIE X16; WITHOUT HW EXTENSIONS; W/O EXTENSION (HW); GRAPHICS ONBOARD; WINDOWS SERVER 2008 R2 STANDARD EDITION INCL. 5 CLIENT, 64BIT, MUI (EN, GE, FR, IT, SP), SP1; WITHOUT EXTENSION (SW); 110/240V INDUSTR. POWER SUPPLY WITH NAMUR; PS CORD USA | 5093 | TEM | 1 | Simatic | 17 | 1
6AG41142KJ302BX0 | SIMATIC IPC847D (RACK PC) (RACK PC, 19", 4U); 2X GBIT ETHERNET (IE/PN), RJ45; 1X DVI-I; 2X DISPLAYPORT; 1X COM1; 2X PS/2; AUDIO; 4X USB 3.0 INCL.1X INTERNALLY; 3X USB 2.0; TEMPERATURE AND FAN CONTROL; WATCHDOG; BOARD RETAINER XEON E3-1268LV3 (4C/8T, 2.3(3.3) GHZ, 8MB CACHE VT-D, AMT); MAINBOARD W/O FELDBUS; RAID1, 1 TB (2X 1 TB HDD SATA, DATA MIRRORING), REMOVABLE DISK, HOT-SWAP; FRONTSIDE MOUNTED; 8 GB DDR3 SDRAM (2X 4GB), DUAL CHANNEL; BOARD WITH 11 SLOTS: 7X PCI, 3X PCIE X4, 1X PCIE X16; WITHOUT HW EXTENSIONS; COM2; LPT (1 SLOT OCCUPIED); GRAPHICS ONBOARD; WINDOWS 7 ULTIMATE, 64BIT, MUI (EN, GE, FR, IT, SP), SP1; WITHOUT EXTENSION (SW); 110/240V INDUSTR. POWER SUPPLY WITH NAMUR; PS CORD EUROPE | 3759 | TEM | 1 | Simatic | 17 | 1
6AG41142KJ320BA3 | SIMATIC IPC847D (RACK PC) (RACK PC, 19", 4U); 2X GBIT ETHERNET (IE/PN), RJ45; 1X DVI-I; 2X DISPLAYPORT; 1X COM1; 2X PS/2; AUDIO; 4X USB 3.0 INCL.1X INTERNALLY; 3X USB 2.0; TEMPERATURE AND FAN CONTROL; WATCHDOG; BOARD RETAINER XEON E3-1268LV3 (4C/8T, 2.3(3.3) GHZ, 8MB CACHE VT-D, AMT); MAINBOARD W/O FELDBUS; RAID1, 1 TB (2X 1 TB HDD SATA, DATA MIRRORING), REMOVABLE DISK, HOT-SWAP; FRONTSIDE MOUNTED; 8 GB DDR3 SDRAM (2X 4GB), DUAL CHANNEL; BOARD WITH 11 SLOTS: 7X PCI, 3X PCIE X4, 1X PCIE X16; DVD +/- RW (SLIM); W/O EXTENSION (HW); GRAPHICS ONBOARD; WINDOWS 7 ULTIMATE, 64BIT, MUI (EN, GE, FR, IT, SP), SP1; SIMATIC PC DIAGMONITOR V4.5 INCLUDED; 110/240V INDUSTR. POWER SUPPLY WITH NAMUR; PS CORD USA | 3959 | TEM | 1 | Simatic | 17 | 1
6AG41142KJ322BX0 | SIMATIC IPC847D (RACK PC) (RACK PC, 19", 4U); 2X GBIT ETHERNET (IE/PN), RJ45; 1X DVI-I; 2X DISPLAYPORT; 1X COM1; 2X PS/2; AUDIO; 4X USB 3.0 INCL.1X INTERNALLY; 3X USB 2.0; TEMPERATURE AND FAN CONTROL; WATCHDOG; BOARD RETAINER XEON E3-1268LV3 (4C/8T, 2.3(3.3) GHZ, 8MB CACHE VT-D, AMT); MAINBOARD W/O FELDBUS; RAID1, 1 TB (2X 1 TB HDD SATA, DATA MIRRORING), REMOVABLE DISK, HOT-SWAP; FRONTSIDE MOUNTED; 8 GB DDR3 SDRAM (2X 4GB), DUAL CHANNEL; BOARD WITH 11 SLOTS: 7X PCI, 3X PCIE X4, 1X PCIE X16; DVD +/- RW (SLIM); COM2; LPT (1 SLOT OCCUPIED); GRAPHICS ONBOARD; WINDOWS 7 ULTIMATE, 64BIT, MUI (EN, GE, FR, IT, SP), SP1; WITHOUT EXTENSION (SW); 110/240V INDUSTR. POWER SUPPLY WITH NAMUR; PS CORD EUROPE | 3896 | TEM | 1 | Simatic | 17 | 1
6AG41142KM410BX0 | SIMATIC IPC847D (RACK PC) (RACK PC, 19", 4U); 2X GBIT ETHERNET (IE/PN), RJ45; 1X DVI-I; 2X DISPLAYPORT; 1X COM1; 2X PS/2; AUDIO; 4X USB 3.0 INCL.1X INTERNALLY; 3X USB 2.0; TEMPERATURE AND FAN CONTROL; WATCHDOG; BOARD RETAINER XEON E3-1268LV3 (4C/8T, 2.3(3.3) GHZ, 8MB CACHE VT-D, AMT); MAINBOARD W/O FELDBUS; 240 GB SSD SATA, INTERNALLY MOUNTED; 16 GB DDR3 SDRAM (2X 8GB), DUAL CHANNEL; BOARD WITH 11 SLOTS: 3X PCI, 3X PCIE X4, 5X PCIE X16; WITHOUT HW EXTENSIONS; W/O EXTENSION (HW); GRAPHICS ONBOARD; WINDOWS 7 ULTIMATE, 64BIT, MUI (EN, GE, FR, IT, SP), SP1; WITHOUT EXTENSION (SW); 110/240V INDUSTR. POWER SUPPLY WITH NAMUR; PS CORD EUROPE | 4085 | TEM | 1 | Simatic | 17 | 1
6AG41142KN302BX0 | SIMATIC IPC847D (RACK PC) (RACK PC, 19", 4U); 2X GBIT ETHERNET (IE/PN), RJ45; 1X DVI-I; 2X DISPLAYPORT; 1X COM1; 2X PS/2; AUDIO; 4X USB 3.0 INCL.1X INTERNALLY; 3X USB 2.0; TEMPERATURE AND FAN CONTROL; WATCHDOG; BOARD RETAINER XEON E3-1268LV3 (4C/8T, 2.3(3.3) GHZ, 8MB CACHE VT-D, AMT); MAINBOARD W/O FELDBUS; 240 GB SSD SATA, REMOVABLE DISK; FRONTSIDE MOUNTED; 8 GB DDR3 SDRAM (2X 4GB), DUAL CHANNEL; BOARD WITH 11 SLOTS: 7X PCI, 3X PCIE X4, 1X PCIE X16; WITHOUT HW EXTENSIONS; COM2; LPT (1 SLOT OCCUPIED); GRAPHICS ONBOARD; WINDOWS 7 ULTIMATE, 64BIT, MUI (EN, GE, FR, IT, SP), SP1; WITHOUT EXTENSION (SW); 110/240V INDUSTR. POWER SUPPLY WITH NAMUR; PS CORD EUROPE | 3833 | TEM | 1 | Simatic | 17.25 | 1
6AG41142KN322BX0 | SIMATIC IPC847D (RACK PC) (RACK PC, 19", 4U); 2X GBIT ETHERNET (IE/PN), RJ45; 1X DVI-I; 2X DISPLAYPORT; 1X COM1; 2X PS/2; AUDIO; 4X USB 3.0 INCL.1X INTERNALLY; 3X USB 2.0; TEMPERATURE AND FAN CONTROL; WATCHDOG; BOARD RETAINER XEON E3-1268LV3 (4C/8T, 2.3(3.3) GHZ, 8MB CACHE VT-D, AMT); MAINBOARD W/O FELDBUS; 240 GB SSD SATA, REMOVABLE DISK; FRONTSIDE MOUNTED; 8 GB DDR3 SDRAM (2X 4GB), DUAL CHANNEL; BOARD WITH 11 SLOTS: 7X PCI, 3X PCIE X4, 1X PCIE X16; DVD +/- RW (SLIM); COM2; LPT (1 SLOT OCCUPIED); GRAPHICS ONBOARD; WINDOWS 7 ULTIMATE, 64BIT, MUI (EN, GE, FR, IT, SP), SP1; WITHOUT EXTENSION (SW); 110/240V INDUSTR. POWER SUPPLY WITH NAMUR; PS CORD EUROPE | 3969 | TEM | 1 | Simatic | 17.25 | 1
6AG41142KN522BX5 | SIMATIC IPC847D (RACK PC) (RACK PC, 19", 4U); 2X GBIT ETHERNET (IE/PN), RJ45; 1X DVI-I; 2X DISPLAYPORT; 1X COM1; 2X PS/2; AUDIO; 4X USB 3.0 INCL.1X INTERNALLY; 3X USB 2.0; TEMPERATURE AND FAN CONTROL; WATCHDOG; BOARD RETAINER XEON E3-1268LV3 (4C/8T, 2.3(3.3) GHZ, 8MB CACHE VT-D, AMT); MAINBOARD W/O FELDBUS; 240 GB SSD SATA, REMOVABLE DISK; FRONTSIDE MOUNTED; 32 GB DDR3 SDRAM (4X 8GB), DUAL CHANNEL; BOARD WITH 11 SLOTS: 7X PCI, 3X PCIE X4, 1X PCIE X16; DVD +/- RW (SLIM); COM2; LPT (1 SLOT OCCUPIED); GRAPHICS ONBOARD; WINDOWS 7 ULTIMATE, 64BIT, MUI (EN, GE, FR, IT, SP), SP1; WITHOUT EXTENSION (SW); 110/240V INDUSTR. POWER SUPPLY WITH NAMUR; PS CORD CHINA | 4967 | TEM | 1 | Simatic | 17.25 | 1
6AG41142KQ730FX6 | SIMATIC IPC847D (RACK PC) (RACK PC, 19", 4U); 2X GBIT ETHERNET (IE/PN), RJ45; 1X DVI-I; 2X DISPLAYPORT; 1X COM1; 2X PS/2; AUDIO; 4X USB 3.0 INCL.1X INTERNALLY; 3X USB 2.0; TEMPERATURE AND FAN CONTROL; WATCHDOG; BOARD RETAINER XEON E3-1268LV3 (4C/8T, 2.3(3.3) GHZ, 8MB CACHE VT-D, AMT); MAINBOARD W/O FELDBUS; RAID1, 1 TB (2X 1 TB HDD SATA, DATA MIRRORING), REMOVABLE DISK, HOT-SWAP; FRONTSIDE MOUNTED; AND 1 TB HDD SATA AS HOT-SPARE REMOVABLE DISK, FRONTSIDE MOUNTED; 16 GB DDR3 SDRAM (2X 8GB), ECC, DUAL CHANNEL; BOARD WITH 11 SLOTS: 3X PCI, 3X PCIE X4, 5X PCIE X16; DVD +/- RW (SLIM); W/O EXTENSION (HW); GRAPHICS ONBOARD; WINDOWS SERVER 2008 R2 STANDARD EDITION INCL. 5 CLIENT, 64BIT, MUI (EN, GE, FR, IT, SP), SP1; WITHOUT EXTENSION (SW); 2 X 110/240V REDUNDANT POWER SUPPLY W/O POWER CORD | 6279 | TEM | 1 | Simatic | 17 | 1
6AG41142KR400XA3 | SIMATIC IPC847D (RACK PC) (RACK PC, 19", 4U); 2X GBIT ETHERNET (IE/PN), RJ45; 1X DVI-I; 2X DISPLAYPORT; 1X COM1; 2X PS/2; AUDIO; 4X USB 3.0 INCL.1X INTERNALLY; 3X USB 2.0; TEMPERATURE AND FAN CONTROL; WATCHDOG; BOARD RETAINER XEON E3-1268LV3 (4C/8T, 2.3(3.3) GHZ, 8MB CACHE VT-D, AMT); MAINBOARD W/O FELDBUS; RAID1, 1 TB (2X 1 TB HDD SATA, DATA MIRRORING), REMOVABLE DISK, HOT-SWAP; AND 240 GB SSD SATA (FOR OPERTING SYSTEM) REMOVABLE DISK, FRONTSIDE MOUNTED; 16 GB DDR3 SDRAM (2X 8GB), DUAL CHANNEL; BOARD WITH 11 SLOTS: 7X PCI, 3X PCIE X4, 1X PCIE X16; WITHOUT HW EXTENSIONS; W/O EXTENSION (HW); GRAPHICS ONBOARD; WITHOUT OPERATING SYSTEM, SIMATIC PC DIAGMONITOR V4.5 INCLUDED; 110/240V INDUSTR. POWER SUPPLY WITH NAMUR; PS CORD USA | 4715 | TEM | 1 | Simatic | 17 | 1
6AG41142LE523FX6 | SIMATIC IPC847D (RACK PC) (RACK PC, 19", 4U); 2X GBIT ETHERNET (IE/PN), RJ45; 1X DVI-I; 2X DISPLAYPORT; 1X COM1; 2X PS/2; AUDIO; 4X USB 3.0 INCL.1X INTERNALLY; 3X USB 2.0; TEMPERATURE AND FAN CONTROL; WATCHDOG; BOARD RETAINER XEON E3-1268LV3 (4C/8T, 2.3(3.3) GHZ, 8MB CACHE VT-D, AMT); MAINBOARD WITH PROFIBUS/MPI (CP5622-COMPATIBLE); RAID1, 1 TB (2X 1 TB HDD SATA, DATA MIRRORING), INTERNALLY MOUNTED; 0,5G VIBRATION, 5 G SHOCK, 32 GB DDR3 SDRAM (4X 8GB), DUAL CHANNEL; BOARD WITH 11 SLOTS: 7X PCI, 3X PCIE X4, 1X PCIE X16; DVD +/- RW (SLIM); COM2; LPT (1 SLOT OCCUPIED); GRAPHICS ONBOARD; ADAPTER CABLE DVI-I TO VGA FOR ONBOARD GRAPHICS; WINDOWS SERVER 2008 R2 STANDARD EDITION INCL. 5 CLIENT, 64BIT, MUI (EN, GE, FR, IT, SP), SP1; WITHOUT EXTENSION (SW); 2 X 110/240V REDUNDANT POWER SUPPLY W/O POWER CORD | 6169 | TEM | 1 | Simatic | 17 | 1
6AG41142LH504FX3 | SIMATIC IPC847D (RACK PC) (RACK PC, 19", 4U); 2X GBIT ETHERNET (IE/PN), RJ45; 1X DVI-I; 2X DISPLAYPORT; 1X COM1; 2X PS/2; AUDIO; 4X USB 3.0 INCL.1X INTERNALLY; 3X USB 2.0; TEMPERATURE AND FAN CONTROL; WATCHDOG; BOARD RETAINER XEON E3-1268LV3 (4C/8T, 2.3(3.3) GHZ, 8MB CACHE VT-D, AMT); MAINBOARD WITH PROFIBUS/MPI (CP5622-COMPATIBLE); 2X 1 TB HDD SATA, REMOVABLE DISK; FRONTSIDE MOUNTED; 32 GB DDR3 SDRAM (4X 8GB), DUAL CHANNEL; BOARD WITH 11 SLOTS: 7X PCI, 3X PCIE X4, 1X PCIE X16; WITHOUT HW EXTENSIONS; COM2; LPT (1 SLOT OCCUPIED); +PCIE X16 GRAPHICS CARD (DUAL HEAD: 2X VGA OR 2X DVI-D), 512MB, (1 SLOT OCCUPIED); WINDOWS SERVER 2008 R2 STANDARD EDITION INCL. 5 CLIENT, 64BIT, MUI (EN, GE, FR, IT, SP), SP1; WITHOUT EXTENSION (SW); 110/240V INDUSTR. POWER SUPPLY WITH NAMUR; PS CORD USA | 5975 | TEM | 1 | Simatic | 17.25 | 1
6AG41142ML434FC3 | SIMATIC IPC847D (RACK PC) (RACK PC, 19", 4U); 2X GBIT ETHERNET (IE/PN), RJ45; 1X DVI-I; 2X DISPLAYPORT; 1X COM1; 2X PS/2; AUDIO; 4X USB 3.0 INCL.1X INTERNALLY; 3X USB 2.0; TEMPERATURE AND FAN CONTROL; WATCHDOG; BOARD RETAINER XEON E3-1268LV3 (4C/8T, 2.3(3.3) GHZ, 8MB CACHE VT-D, AMT); MAINBOARD WITH PROFINET (3X RJ45, CP1616-COMPATIBLE); RAID5, 2 TB (3X 1 TB HDD SATA, STRIPING WITH PARITY), REMOVABLE DISK, HOT-SWAP; AND 1 TB HDD SATA AS HOT-SPARE REMOVABLE DISK, FRONTSIDE MOUNTED; 16 GB DDR3 SDRAM (2X 8GB), DUAL CHANNEL; BOARD WITH 11 SLOTS: 3X PCI, 3X PCIE X4, 5X PCIE X16; DVD +/- RW (SLIM); COM2; LPT (1 SLOT OCCUPIED); +PCIE X16 GRAPHICS CARD (DUAL HEAD: 2X VGA OR 2X DVI-D), 512MB, (1 SLOT OCCUPIED); WINDOWS SERVER 2008 R2 STANDARD EDITION INCL. 5 CLIENT, 64BIT, MUI (EN, GE, FR, IT, SP), SP1; SIMATIC PC DIAGMONITOR V4.5 AND IMAGE&PARTITION CREATOR V3.4 INCLUDED; 110/240V INDUSTR. POWER SUPPLY WITH NAMUR; PS CORD USA | 6993 | TEM | 1 | Simatic | 17 | 1
6AG41142ML523FC3 | SIMATIC IPC847D (RACK PC) (RACK PC, 19", 4U); 2X GBIT ETHERNET (IE/PN), RJ45; 1X DVI-I; 2X DISPLAYPORT; 1X COM1; 2X PS/2; AUDIO; 4X USB 3.0 INCL.1X INTERNALLY; 3X USB 2.0; TEMPERATURE AND FAN CONTROL; WATCHDOG; BOARD RETAINER XEON E3-1268LV3 (4C/8T, 2.3(3.3) GHZ, 8MB CACHE VT-D, AMT); MAINBOARD WITH PROFINET (3X RJ45, CP1616-COMPATIBLE); RAID5, 2 TB (3X 1 TB HDD SATA, STRIPING WITH PARITY), REMOVABLE DISK, HOT-SWAP; AND 1 TB HDD SATA AS HOT-SPARE REMOVABLE DISK, FRONTSIDE MOUNTED; 32 GB DDR3 SDRAM (4X 8GB), DUAL CHANNEL; BOARD WITH 11 SLOTS: 7X PCI, 3X PCIE X4, 1X PCIE X16; DVD +/- RW (SLIM); COM2; LPT (1 SLOT OCCUPIED); GRAPHICS ONBOARD; ADAPTER CABLE DVI-I TO VGA FOR ONBOARD GRAPHICS; WINDOWS SERVER 2008 R2 STANDARD EDITION INCL. 5 CLIENT, 64BIT, MUI (EN, GE, FR, IT, SP), SP1; SIMATIC PC DIAGMONITOR V4.5 AND IMAGE&PARTITION CREATOR V3.4 INCLUDED; 110/240V INDUSTR. POWER SUPPLY WITH NAMUR; PS CORD USA | 7282 | TEM | 1 | Simatic | 17 | 1
6AG41142MR322FA3 | SIMATIC IPC847D (RACK PC) (RACK PC, 19", 4U); 2X GBIT ETHERNET (IE/PN), RJ45; 1X DVI-I; 2X DISPLAYPORT; 1X COM1; 2X PS/2; AUDIO; 4X USB 3.0 INCL.1X INTERNALLY; 3X USB 2.0; TEMPERATURE AND FAN CONTROL; WATCHDOG; BOARD RETAINER XEON E3-1268LV3 (4C/8T, 2.3(3.3) GHZ, 8MB CACHE VT-D, AMT); MAINBOARD WITH PROFINET (3X RJ45, CP1616-COMPATIBLE); RAID1, 1 TB (2X 1 TB HDD SATA, DATA MIRRORING), REMOVABLE DISK, HOT-SWAP; AND 240 GB SSD SATA (FOR OPERTING SYSTEM) REMOVABLE DISK, FRONTSIDE MOUNTED; 8 GB DDR3 SDRAM (2X 4GB), DUAL CHANNEL; BOARD WITH 11 SLOTS: 7X PCI, 3X PCIE X4, 1X PCIE X16; DVD +/- RW (SLIM); COM2; LPT (1 SLOT OCCUPIED); GRAPHICS ONBOARD; WINDOWS SERVER 2008 R2 STANDARD EDITION INCL. 5 CLIENT, 64BIT, MUI (EN, GE, FR, IT, SP), SP1; SIMATIC PC DIAGMONITOR V4.5 INCLUDED; 110/240V INDUSTR. POWER SUPPLY WITH NAMUR; PS CORD USA | 6342 | TEM | 1 | Simatic | 17 | 1
6AG41312AB122AX6 | SIMATIC IPC627D (BOX PC), HD GRAPHIC ONBOARD, 2 X GIGABIT ETHERNET (IE/PN) 4 X USB V3.0; 1 X SERIELL (COM1); RAID-CONTROLLER ON BOARD; WATCHDOG, STP.-/FAN- MONITORING; CELERON G1820TE (2C/2T, 2.2GHZ, 2MB CACHE); 250 GB HDD SATA; DVD+/-RW; 2 GB DDR3 1600 DIMM; 1 X PCIE (X16); 1 X PCIE (X4); COM2; LPT (1 SLOT OCCUPIED); WINDOWS 7 ULTIMATE 32BIT SP1, MUI (EN, GE, FR, IT, SP); W/O EXTENSION (SW); DC 24V INDUSTRAL- POWER SUPPLY; | 2590 | TEM | 1 | Simatic | 6 | 1
6AG41312AB222AX6 | SIMATIC IPC627D (BOX PC), HD GRAPHIC ONBOARD, 2 X GIGABIT ETHERNET (IE/PN) 4 X USB V3.0; 1 X SERIELL (COM1); RAID-CONTROLLER ON BOARD; WATCHDOG, STP.-/FAN- MONITORING; CELERON G1820TE (2C/2T, 2.2GHZ, 2MB CACHE); 250 GB HDD SATA; DVD+/-RW; 4 GB DDR3 1600 DIMM; 1 X PCIE (X16); 1 X PCIE (X4); COM2; LPT (1 SLOT OCCUPIED); WINDOWS 7 ULTIMATE 32BIT SP1, MUI (EN, GE, FR, IT, SP); W/O EXTENSION (SW); DC 24V INDUSTRAL- POWER SUPPLY; | 2674 | TEM | 1 | Simatic | 6 | 1
6AG41312AB222BX6 | SIMATIC IPC627D (BOX PC), HD GRAPHIC ONBOARD, 2 X GIGABIT ETHERNET (IE/PN) 4 X USB V3.0; 1 X SERIELL (COM1); RAID-CONTROLLER ON BOARD; WATCHDOG, STP.-/FAN- MONITORING; CELERON G1820TE (2C/2T, 2.2GHZ, 2MB CACHE); 250 GB HDD SATA; DVD+/-RW; 4 GB DDR3 1600 DIMM; 1 X PCIE (X16); 1 X PCIE (X4); COM2; LPT (1 SLOT OCCUPIED); WINDOWS 7 ULTIMATE 64BIT SP1, MUI (EN, GE, FR, IT, SP); W/O EXTENSION (SW); DC 24V INDUSTRAL- POWER SUPPLY; | 2674 | TEM | 1 | Simatic | 6 | 1
6AG41312AB322BX6 | SIMATIC IPC627D (BOX PC), HD GRAPHIC ONBOARD, 2 X GIGABIT ETHERNET (IE/PN) 4 X USB V3.0; 1 X SERIELL (COM1); RAID-CONTROLLER ON BOARD; WATCHDOG, STP.-/FAN- MONITORING; CELERON G1820TE (2C/2T, 2.2GHZ, 2MB CACHE); 250 GB HDD SATA; DVD+/-RW; 8 GB DDR3 1600 DIMM; 1 X PCIE (X16); 1 X PCIE (X4); COM2; LPT (1 SLOT OCCUPIED); WINDOWS 7 ULTIMATE 64BIT SP1, MUI (EN, GE, FR, IT, SP); W/O EXTENSION (SW); DC 24V INDUSTRAL- POWER SUPPLY; | 2821 | TEM | 1 | Simatic | 6 | 1
6AG41312CM200AX3 | SIMATIC IPC627D (BOX PC), HD GRAPHIC ONBOARD, 2 X GIGABIT ETHERNET (IE/PN) 4 X USB V3.0; 1 X SERIELL (COM1); RAID-CONTROLLER ON BOARD; WATCHDOG, STP.-/FAN- MONITORING; CELERON G1820TE (2C/2T, 2.2GHZ, 2MB CACHE); PROFINET (IRT, 3 PORTS, CP1616-COMPATIBLE); 2 MB BUFFERED SRAM; SOLID STATE DRIVE 240 GB; 4 GB DDR3 1600 DIMM; 2 X PCI; W/O EXTENSION (HW); WINDOWS 7 ULTIMATE 32BIT SP1, MUI (EN, GE, FR, IT, SP); W/O EXTENSION (SW); AC 110/230V INDUSTRIAL POWER SUPPLY WITH NAMUR; POWER CORD USA; | 3356 | TEM | 1 | Simatic | 6 | 1
6AG41312DB122AX6 | SIMATIC IPC627D (BOX PC), HD GRAPHIC ONBOARD, 2 X GIGABIT ETHERNET (IE/PN) 4 X USB V3.0; 1 X SERIELL (COM1); RAID-CONTROLLER ON BOARD; WATCHDOG, STP.-/FAN- MONITORING; CORE I3-4330TE (2C/4T, 2.4GHZ, 4MB CACHE, VT-X); 250 GB HDD SATA; DVD+/-RW; 2 GB DDR3 1600 DIMM; 1 X PCIE (X16); 1 X PCIE (X4); COM2; LPT (1 SLOT OCCUPIED); WINDOWS 7 ULTIMATE 32BIT SP1, MUI (EN, GE, FR, IT, SP); W/O EXTENSION (SW); DC 24V INDUSTRAL- POWER SUPPLY; | 2873 | TEM | 1 | Simatic | 6 | 1
6AG41312DB200BX6 | SIMATIC IPC627D (BOX PC), HD GRAPHIC ONBOARD, 2 X GIGABIT ETHERNET (IE/PN) 4 X USB V3.0; 1 X SERIELL (COM1); RAID-CONTROLLER ON BOARD; WATCHDOG, STP.-/FAN- MONITORING; CORE I3-4330TE (2C/4T, 2.4GHZ, 4MB CACHE, VT-X); 250 GB HDD SATA; DVD+/-RW; 4 GB DDR3 1600 DIMM; 2 X PCI; W/O EXTENSION (HW); WINDOWS 7 ULTIMATE 64BIT SP1, MUI (EN, GE, FR, IT, SP); W/O EXTENSION (SW); DC 24V INDUSTRAL- POWER SUPPLY; | 2821 | TEM | 1 | Simatic | 6 | 1
6AG41312DB222AX6 | SIMATIC IPC627D (BOX PC), HD GRAPHIC ONBOARD, 2 X GIGABIT ETHERNET (IE/PN) 4 X USB V3.0; 1 X SERIELL (COM1); RAID-CONTROLLER ON BOARD; WATCHDOG, STP.-/FAN- MONITORING; CORE I3-4330TE (2C/4T, 2.4GHZ, 4MB CACHE, VT-X); 250 GB HDD SATA; DVD+/-RW; 4 GB DDR3 1600 DIMM; 1 X PCIE (X16); 1 X PCIE (X4); COM2; LPT (1 SLOT OCCUPIED); WINDOWS 7 ULTIMATE 32BIT SP1, MUI (EN, GE, FR, IT, SP); W/O EXTENSION (SW); DC 24V INDUSTRAL- POWER SUPPLY; | 2957 | TEM | 1 | Simatic | 6 | 1
6AG41312DB222BX6 | SIMATIC IPC627D (BOX PC), HD GRAPHIC ONBOARD, 2 X GIGABIT ETHERNET (IE/PN) 4 X USB V3.0; 1 X SERIELL (COM1); RAID-CONTROLLER ON BOARD; WATCHDOG, STP.-/FAN- MONITORING; CORE I3-4330TE (2C/4T, 2.4GHZ, 4MB CACHE, VT-X); 250 GB HDD SATA; DVD+/-RW; 4 GB DDR3 1600 DIMM; 1 X PCIE (X16); 1 X PCIE (X4); COM2; LPT (1 SLOT OCCUPIED); WINDOWS 7 ULTIMATE 64BIT SP1, MUI (EN, GE, FR, IT, SP); W/O EXTENSION (SW); DC 24V INDUSTRAL- POWER SUPPLY; | 2957 | TEM | 1 | Simatic | 6 | 1
6AG41312DB322BX6 | SIMATIC IPC627D (BOX PC), HD GRAPHIC ONBOARD, 2 X GIGABIT ETHERNET (IE/PN) 4 X USB V3.0; 1 X SERIELL (COM1); RAID-CONTROLLER ON BOARD; WATCHDOG, STP.-/FAN- MONITORING; CORE I3-4330TE (2C/4T, 2.4GHZ, 4MB CACHE, VT-X); 250 GB HDD SATA; DVD+/-RW; 8 GB DDR3 1600 DIMM; 1 X PCIE (X16); 1 X PCIE (X4); COM2; LPT (1 SLOT OCCUPIED); WINDOWS 7 ULTIMATE 64BIT SP1, MUI (EN, GE, FR, IT, SP); W/O EXTENSION (SW); DC 24V INDUSTRAL- POWER SUPPLY; | 3104 | TEM | 1 | Simatic | 6 | 1
6AG41312DD210AX6 | SIMATIC IPC627D (BOX PC), HD GRAPHIC ONBOARD, 2 X GIGABIT ETHERNET (IE/PN) 4 X USB V3.0; 1 X SERIELL (COM1); RAID-CONTROLLER ON BOARD; WATCHDOG, STP.-/FAN- MONITORING; CORE I3-4330TE (2C/4T, 2.4GHZ, 4MB CACHE, VT-X); 500 GB HDD SATA; 4 GB DDR3 1600 DIMM; 1 X PCIE (X16); 1 X PCI; W/O EXTENSION (HW); WINDOWS 7 ULTIMATE 32BIT SP1, MUI (EN, GE, FR, IT, SP); W/O EXTENSION (SW); DC 24V INDUSTRAL- POWER SUPPLY; | 2810 | TEM | 1 | Simatic | 6 | 1
6AG41312DE500XX3 | SIMATIC IPC627D (BOX PC), HD GRAPHIC ONBOARD, 2 X GIGABIT ETHERNET (IE/PN) 4 X USB V3.0; 1 X SERIELL (COM1); RAID-CONTROLLER ON BOARD; WATCHDOG, STP.-/FAN- MONITORING; CORE I3-4330TE (2C/4T, 2.4GHZ, 4MB CACHE, VT-X); 500 GB HDD SATA; DVD+/-RW; 8 GB DDR3 1600 DIMM; ECC; 2 X PCI; W/O EXTENSION (HW); W/O OPERATING SYSTEM; W/O EXTENSION (SW); AC 110/230V INDUSTRIAL POWER SUPPLY WITH NAMUR; POWER CORD USA; | 2926 | TEM | 1 | Simatic | 6 | 1
6AG41312DM310BX3 | SIMATIC IPC627D (BOX PC), HD GRAPHIC ONBOARD, 2 X GIGABIT ETHERNET (IE/PN) 4 X USB V3.0; 1 X SERIELL (COM1); RAID-CONTROLLER ON BOARD; WATCHDOG, STP.-/FAN- MONITORING; CORE I3-4330TE (2C/4T, 2.4GHZ, 4MB CACHE, VT-X); SOLID STATE DRIVE 240 GB; 8 GB DDR3 1600 DIMM; 1 X PCIE (X16); 1 X PCI; W/O EXTENSION (HW); WINDOWS 7 ULTIMATE 64BIT SP1, MUI (EN, GE, FR, IT, SP); W/O EXTENSION (SW); AC 110/230V INDUSTRIAL POWER SUPPLY WITH NAMUR; POWER CORD USA; | 3251 | TEM | 1 | Simatic | 6 | 1
6AG41312DM311BC3 | SIMATIC IPC627D (BOX PC), HD GRAPHIC ONBOARD, 2 X GIGABIT ETHERNET (IE/PN) 4 X USB V3.0; 1 X SERIELL (COM1); RAID-CONTROLLER ON BOARD; WATCHDOG, STP.-/FAN- MONITORING; CORE I3-4330TE (2C/4T, 2.4GHZ, 4MB CACHE, VT-X); SOLID STATE DRIVE 240 GB; 8 GB DDR3 1600 DIMM; 1 X PCIE (X16); 1 X PCI; 2X USB ADDITIV 1 SLOT OCCUPIED; WINDOWS 7 ULTIMATE 64BIT SP1, MUI (EN, GE, FR, IT, SP); SIMATIC IPC DIAGMONITOR V4.5 & IMAGE&PARTITION CREATOR V3.4 ADDED; AC 110/230V INDUSTRIAL POWER SUPPLY WITH NAMUR; POWER CORD USA; | 3535 | TEM | 1 | Simatic | 6 | 1
6AG41312FP413BC3 | SIMATIC IPC627D (BOX PC), HD GRAPHIC ONBOARD, 2 X GIGABIT ETHERNET (IE/PN) 4 X USB V3.0; 1 X SERIELL (COM1); RAID-CONTROLLER ON BOARD; WATCHDOG, STP.-/FAN- MONITORING; CORE I3-4330TE (2C/4T, 2.4GHZ, 4MB CACHE, VT-X); PROFINET (IRT, 3 PORTS, CP1616-COMPATIBLE); 2 MB BUFFERED SRAM; SOLID STATE DRIVE 240 GB; 320 GB HDD SATA (2,5"); DVD+/-RW; 16 GB DDR3 1600 DIMM; 1 X PCIE (X16); 1 X PCI; 2X USB ADDITIV; COM2; LPT (2 SLOTS OCCUPIED); WINDOWS 7 ULTIMATE 64BIT SP1, MUI (EN, GE, FR, IT, SP); SIMATIC IPC DIAGMONITOR V4.5 & IMAGE&PARTITION CREATOR V3.4 ADDED; AC 110/230V INDUSTRIAL POWER SUPPLY WITH NAMUR; POWER CORD USA; | 4952 | TEM | 1 | Simatic | 6 | 1
6AG41312GH200AX3 | SIMATIC IPC627D (BOX PC), HD GRAPHIC ONBOARD, 2 X GIGABIT ETHERNET (IE/PN) 4 X USB V3.0; 1 X SERIELL (COM1); RAID-CONTROLLER ON BOARD; WATCHDOG, STP.-/FAN- MONITORING; XEON E3-1268LV3 (4C/8T, 2,3(3.3)GHZ, 8MB CACHE VT-D, AMT); RAID1 2 X 320 GB SATA (2,5"); DVD+/-RW; 4 GB DDR3 1600 DIMM; 2 X PCI; W/O EXTENSION (HW); WINDOWS 7 ULTIMATE 32BIT SP1, MUI (EN, GE, FR, IT, SP); W/O EXTENSION (SW); AC 110/230V INDUSTRIAL POWER SUPPLY WITH NAMUR; POWER CORD USA; | 3766 | TEM | 1 | Simatic | 6 | 1
6AG41312GM220AX6 | SIMATIC IPC627D (BOX PC), HD GRAPHIC ONBOARD, 2 X GIGABIT ETHERNET (IE/PN) 4 X USB V3.0; 1 X SERIELL (COM1); RAID-CONTROLLER ON BOARD; WATCHDOG, STP.-/FAN- MONITORING; XEON E3-1268LV3 (4C/8T, 2,3(3.3)GHZ, 8MB CACHE VT-D, AMT); SOLID STATE DRIVE 240 GB; 4 GB DDR3 1600 DIMM; 1 X PCIE (X16); 1 X PCIE (X4); W/O EXTENSION (HW); WINDOWS 7 ULTIMATE 32BIT SP1, MUI (EN, GE, FR, IT, SP); W/O EXTENSION (SW); DC 24V INDUSTRAL- POWER SUPPLY; | 3535 | TEM | 1 | Simatic | 6 | 1
6AG41312GM320BX3 | SIMATIC IPC627D (BOX PC), HD GRAPHIC ONBOARD, 2 X GIGABIT ETHERNET (IE/PN) 4 X USB V3.0; 1 X SERIELL (COM1); RAID-CONTROLLER ON BOARD; WATCHDOG, STP.-/FAN- MONITORING; XEON E3-1268LV3 (4C/8T, 2,3(3.3)GHZ, 8MB CACHE VT-D, AMT); SOLID STATE DRIVE 240 GB; 8 GB DDR3 1600 DIMM; 1 X PCIE (X16); 1 X PCIE (X4); W/O EXTENSION (HW); WINDOWS 7 ULTIMATE 64BIT SP1, MUI (EN, GE, FR, IT, SP); W/O EXTENSION (SW); AC 110/230V INDUSTRIAL POWER SUPPLY WITH NAMUR; POWER CORD USA; | 3682 | TEM | 1 | Simatic | 6 | 1
6AG41312GM413BX6 | SIMATIC IPC627D (BOX PC), HD GRAPHIC ONBOARD, 2 X GIGABIT ETHERNET (IE/PN) 4 X USB V3.0; 1 X SERIELL (COM1); RAID-CONTROLLER ON BOARD; WATCHDOG, STP.-/FAN- MONITORING; XEON E3-1268LV3 (4C/8T, 2,3(3.3)GHZ, 8MB CACHE VT-D, AMT); SOLID STATE DRIVE 240 GB; 16 GB DDR3 1600 DIMM; 1 X PCIE (X16); 1 X PCI; 2X USB ADDITIV; COM2; LPT (2 SLOTS OCCUPIED); WINDOWS 7 ULTIMATE 64BIT SP1, MUI (EN, GE, FR, IT, SP); W/O EXTENSION (SW); DC 24V INDUSTRAL- POWER SUPPLY; | 4144 | TEM | 1 | Simatic | 6 | 1
6AG41312GN600BA6 | SIMATIC IPC627D (BOX PC), HD GRAPHIC ONBOARD, 2 X GIGABIT ETHERNET (IE/PN) 4 X USB V3.0; 1 X SERIELL (COM1); RAID-CONTROLLER ON BOARD; WATCHDOG, STP.-/FAN- MONITORING; XEON E3-1268LV3 (4C/8T, 2,3(3.3)GHZ, 8MB CACHE VT-D, AMT); SOLID STATE DRIVE 240 GB; 320 GB HDD SATA (2,5"); 16 GB DDR3 1600 DIMM; ECC; 2 X PCI; W/O EXTENSION (HW); WINDOWS 7 ULTIMATE 64BIT SP1, MUI (EN, GE, FR, IT, SP); SIMATIC IPC DIAGMONITOR V4.5 ADDED; DC 24V INDUSTRAL- POWER SUPPLY; | 4616 | TEM | 1 | Simatic | 6 | 1
6AG41312GP200BX0 | SIMATIC IPC627D (BOX PC), HD GRAPHIC ONBOARD, 2 X GIGABIT ETHERNET (IE/PN) 4 X USB V3.0; 1 X SERIELL (COM1); RAID-CONTROLLER ON BOARD; WATCHDOG, STP.-/FAN- MONITORING; XEON E3-1268LV3 (4C/8T, 2,3(3.3)GHZ, 8MB CACHE VT-D, AMT); SOLID STATE DRIVE 240 GB; 320 GB HDD SATA (2,5"); DVD+/-RW; 4 GB DDR3 1600 DIMM; 2 X PCI; W/O EXTENSION (HW); WINDOWS 7 ULTIMATE 64BIT SP1, MUI (EN, GE, FR, IT, SP); W/O EXTENSION (SW); AC 110/230V INDUSTRIAL POWER SUPPLY WITH NAMUR; POWER CORD EUROPE; | 3871 | TEM | 1 | Simatic | 6 | 1
6AG41312HM312BX0 | SIMATIC IPC627D (BOX PC), HD GRAPHIC ONBOARD, 2 X GIGABIT ETHERNET (IE/PN) 4 X USB V3.0; 1 X SERIELL (COM1); RAID-CONTROLLER ON BOARD; WATCHDOG, STP.-/FAN- MONITORING; XEON E3-1268LV3 (4C/8T, 2.3(3.3)GHZ, 8MB CACHE VT-D, AMT); PROFIBUS/MPI CP5622-COMPATIBLE); 2 MB BUFFERED SRAM; SOLID STATE DRIVE 240 GB; 8 GB DDR3 1600 DIMM; 1 X PCIE (X16); 1 X PCI; COM2; LPT (1 SLOT OCCUPIED); WINDOWS 7 ULTIMATE 64BIT SP1, MUI (EN, GE, FR, IT, SP); W/O EXTENSION (SW); AC 110/230V INDUSTRIAL POWER SUPPLY WITH NAMUR; POWER CORD EUROPE; | 3955 | TEM | 1 | Simatic | 6 | 1
6AG41312JH411BX3 | SIMATIC IPC627D (BOX PC), HD GRAPHIC ONBOARD, 2 X GIGABIT ETHERNET (IE/PN) 4 X USB V3.0; 1 X SERIELL (COM1); RAID-CONTROLLER ON BOARD; WATCHDOG, STP.-/FAN- MONITORING; XEON E3-1268LV3 (4C/8T, 2.3(3.3)GHZ, 8MB CACHE VT-D, AMT); PROFINET (IRT, 3 PORTS, CP1616-COMPATIBLE); 2 MB BUFFERED SRAM; RAID1 2 X 320 GB SATA (2,5"); DVD+/-RW; 16 GB DDR3 1600 DIMM; 1 X PCIE (X16); 1 X PCI; 2X USB ADDITIV 1 SLOT OCCUPIED; WINDOWS 7 ULTIMATE 64BIT SP1, MUI (EN, GE, FR, IT, SP); W/O EXTENSION (SW); AC 110/230V INDUSTRIAL POWER SUPPLY WITH NAMUR; POWER CORD USA; | 4994 | TEM | 1 | Simatic | 6 | 1
6AG41312JH610AA3 | SIMATIC IPC627D (BOX PC), HD GRAPHIC ONBOARD, 2 X GIGABIT ETHERNET (IE/PN) 4 X USB V3.0; 1 X SERIELL (COM1); RAID-CONTROLLER ON BOARD; WATCHDOG, STP.-/FAN- MONITORING; XEON E3-1268LV3 (4C/8T, 2.3(3.3)GHZ, 8MB CACHE VT-D, AMT); PROFINET (IRT, 3 PORTS, CP1616-COMPATIBLE); 2 MB BUFFERED SRAM; RAID1 2 X 320 GB SATA (2,5"); DVD+/-RW; 16 GB DDR3 1600 DIMM; ECC; 1 X PCIE (X16); 1 X PCI; W/O EXTENSION (HW); WINDOWS 7 ULTIMATE 32BIT SP1, MUI (EN, GE, FR, IT, SP); SIMATIC IPC DIAGMONITOR V4.5 ADDED; AC 110/230V INDUSTRIAL POWER SUPPLY WITH NAMUR; POWER CORD USA; | 5393 | TEM | 1 | Simatic | 6 | 1
6AG41322GE400BX3 | SIMATIC IPC827D (BOX PC) HD GRAPHIC ONBOARD, 2 X GIGABIT ETHERNET (IE/PN) 4 X USB V3.0; 1 X SERIELL (COM1); RAID-CONTROLLER ON BOARD; WATCHDOG, STP.-/FAN- MONITORING; XEON E3-1268LV3 4C/8T, 2,3(3.3)GHZ, 8MB CACHE VT-D, AMT); 500 GB HDD SATA; DVD+/-RW; 16 GB DDR3 1600 DIMM; 1 X PCIE (X16); 1 X PCIE (X4); 3 X PCI; W/O EXTENSION (HW); WINDOWS 7 ULTIMATE 64BIT SP1, MUI (EN, GE, FR, IT, SP); W/O EXTENSION (SW); AC 110/230V INDUSTRIAL POWER SUPPLY WITH NAMUR; POWER CORD USA; | 4064 | TEM | 1 | Simatic | 6 | 1
6AG41322GG600BA6 | SIMATIC IPC827D (BOX PC) HD GRAPHIC ONBOARD, 2 X GIGABIT ETHERNET (IE/PN) 4 X USB V3.0; 1 X SERIELL (COM1); RAID-CONTROLLER ON BOARD; WATCHDOG, STP.-/FAN- MONITORING; XEON E3-1268LV3 4C/8T, 2,3(3.3)GHZ, 8MB CACHE VT-D, AMT); RAID1 2 X 320 GB SATA (2,5"); 16 GB DDR3 1600 DIMM; ECC; 1 X PCIE (X16); 1 X PCIE (X4); 3 X PCI; W/O EXTENSION (HW); WINDOWS 7 ULTIMATE 64BIT SP1, MUI (EN, GE, FR, IT, SP); SIMATIC IPC DIAGMONITOR V4.5 ADDED; DC 24V INDUSTRAL- POWER SUPPLY; | 4725 | TEM | 1 | Simatic | 6 | 1
6AG41400BA000CA0 | SIMATIC IPC427D (MICROBOX PC), HD GRAPHIC ONBOARD, 2X10/100/1000 MBIT/S ETHERNET RJ45, 4 X USB V3.0 (HIGH CURRENT), PCIE (OPTIONAL), 24V DC POWER SUPPLY; PROCESSOR: CELERON U827E; 2 X GBIT ETHERNET (IE/PN); MOUNTING ACCESSORIES: MOUNTING ON DIN RAIL; MEMORY EXTENSION: 1 GB; EXTENSION (HW): 1X RS232; W/O PCIE; OPERATING SYSTEM: W/O OPERATING SYSTEM; MASS STORAGE CHANGEABLE: W/O MASS STORAGE CHANGEABLE; MASS STORAGE INTERNAL: CFAST 4 GB, W/O SIMATIC SOFTWARE; | 1305 | TEM | 1 | Simatic | 3 | 1
6AG41400BB000HA0 | SIMATIC IPC427D (MICROBOX PC), HD GRAPHIC ONBOARD, 2X10/100/1000 MBIT/S ETHERNET RJ45, 4 X USB V3.0 (HIGH CURRENT), PCIE (OPTIONAL), 24V DC POWER SUPPLY; PROCESSOR: CELERON U827E; 2 X GBIT ETHERNET (IE/PN); MOUNTING ACCESSORIES: MOUNTING ON DIN RAIL; MEMORY EXTENSION: 2 GB; EXTENSION (HW): 1X RS232; W/O PCIE; OPERATING SYSTEM: W/O OPERATING SYSTEM; MASS STORAGE CHANGEABLE: W/O MASS STORAGE CHANGEABLE; MASS STORAGE INTERNAL: SSD 80 GB STANDARD (MLC); W/O SIMATIC SOFTWARE; | 1504 | TEM | 1 | Simatic | 3 | 1
6AG41400BB040CA0 | SIMATIC IPC427D (MICROBOX PC), HD GRAPHIC ONBOARD, 2X10/100/1000 MBIT/S ETHERNET RJ45, 4 X USB V3.0 (HIGH CURRENT), PCIE (OPTIONAL), 24V DC POWER SUPPLY; PROCESSOR: CELERON U827E; 2 X GBIT ETHERNET (IE/PN); MOUNTING ACCESSORIES: MOUNTING ON DIN RAIL; MEMORY EXTENSION: 2 GB; EXTENSION (HW): 1X RS232; W/O PCIE; OPERATING SYSTEM: WIN EMBEDDED STANDARD 7, 32BIT; MASS STORAGE CHANGEABLE: W/O MASS STORAGE CHANGEABLE; MASS STORAGE INTERNAL: CFAST 4 GB, W/O SIMATIC SOFTWARE; | 1494 | TEM | 1 | Simatic | 3 | 1
6AG41400BB042CC0 | SIMATIC IPC427D (MICROBOX PC), HD GRAPHIC ONBOARD, 2X10/100/1000 MBIT/S ETHERNET RJ45, 4 X USB V3.0 (HIGH CURRENT), PCIE (OPTIONAL), 24V DC POWER SUPPLY; PROCESSOR: CELERON U827E; 2 X GBIT ETHERNET (IE/PN); MOUNTING ACCESSORIES: MOUNTING ON DIN RAIL; MEMORY EXTENSION: 2 GB; EXTENSION (HW): 1X RS232; W/O PCIE; OPERATING SYSTEM: WIN EMBEDDED STANDARD 7, 32BIT; MASS STORAGE CHANGEABLE: CFAST 4 GB, (ONLY WITH SW, IF NO INTERNAL MASS STORAGE); MASS STORAGE INTERNAL: CFAST 4 GB, WIN CC RT ADV. V13 SP1 128PT (INCL. LOGGING AND RECIPES); | 1914 | TEM | 1 | Simatic | 3 | 1
6AG41400BB043AA0 | SIMATIC IPC427D (MICROBOX PC), HD GRAPHIC ONBOARD, 2X10/100/1000 MBIT/S ETHERNET RJ45, 4 X USB V3.0 (HIGH CURRENT), PCIE (OPTIONAL), 24V DC POWER SUPPLY; PROCESSOR: CELERON U827E; 2 X GBIT ETHERNET (IE/PN); MOUNTING ACCESSORIES: MOUNTING ON DIN RAIL; MEMORY EXTENSION: 2 GB; EXTENSION (HW): 1X RS232; W/O PCIE; OPERATING SYSTEM: WIN EMBEDDED STANDARD 7, 32BIT; MASS STORAGE CHANGEABLE: CFAST 8 GB, (ONLY WITH SW, IF NO INTERNAL MASS STORAGE); MASS STORAGE INTERNAL: W/O MASS STORAGE INTERNAL; W/O SIMATIC SOFTWARE; | 1609 | TEM | 1 | Simatic | 3 | 1
6AG41400BB070HA0 | SIMATIC IPC427D (MICROBOX PC), HD GRAPHIC ONBOARD, 2X10/100/1000 MBIT/S ETHERNET RJ45, 4 X USB V3.0 (HIGH CURRENT), PCIE (OPTIONAL), 24V DC POWER SUPPLY; PROCESSOR: CELERON U827E; 2 X GBIT ETHERNET (IE/PN); MOUNTING ACCESSORIES: MOUNTING ON DIN RAIL; MEMORY EXTENSION: 2 GB; EXTENSION (HW): 1X RS232; W/O PCIE; OPERATING SYSTEM: WINDOWS 7 ULTIMATE, 64BIT; MASS STORAGE CHANGEABLE: W/O MASS STORAGE CHANGEABLE; MASS STORAGE INTERNAL: SSD 80 GB STANDARD (MLC); W/O SIMATIC SOFTWARE; | 1840 | TEM | 1 | Simatic | 3 | 1
6AG41400BB140HA0 | SIMATIC IPC427D (MICROBOX PC), HD GRAPHIC ONBOARD, 2X10/100/1000 MBIT/S ETHERNET RJ45, 4 X USB V3.0 (HIGH CURRENT), PCIE (OPTIONAL), 24V DC POWER SUPPLY; PROCESSOR: CELERON U827E; 2 X GBIT ETHERNET (IE/PN); MOUNTING ACCESSORIES: MOUNTING ON DIN RAIL; MEMORY EXTENSION: 2 GB; EXTENSION (HW): 1X RS232; 1X PCIE; OPERATING SYSTEM: WIN EMBEDDED STANDARD 7, 32BIT; MASS STORAGE CHANGEABLE: W/O MASS STORAGE CHANGEABLE; MASS STORAGE INTERNAL: SSD 80 GB STANDARD (MLC); W/O SIMATIC SOFTWARE; | 1767 | TEM | 1 | Simatic | 3 | 1
6AG41400BB360KA0 | SIMATIC IPC427D (MICROBOX PC), HD GRAPHIC ONBOARD, 2X10/100/1000 MBIT/S ETHERNET RJ45, 4 X USB V3.0 (HIGH CURRENT), PCIE (OPTIONAL), 24V DC POWER SUPPLY; PROCESSOR: CELERON U827E; 2 X GBIT ETHERNET (IE/PN); MOUNTING ACCESSORIES: MOUNTING ON DIN RAIL; MEMORY EXTENSION: 2 GB; EXTENSION (HW): 2X RS232; W/O PCIE; OPERATING SYSTEM: WINDOWS 7 ULTIMATE, 32BIT; MASS STORAGE CHANGEABLE: W/O MASS STORAGE CHANGEABLE; MASS STORAGE INTERNAL: 320 GB HDD SATA; W/O SIMATIC SOFTWARE; | 1824 | TEM | 1 | Simatic | 3 | 1
6AG41400BC043AA0 | SIMATIC IPC427D (MICROBOX PC), HD GRAPHIC ONBOARD, 2X10/100/1000 MBIT/S ETHERNET RJ45, 4 X USB V3.0 (HIGH CURRENT), PCIE (OPTIONAL), 24V DC POWER SUPPLY; PROCESSOR: CELERON U827E; 2 X GBIT ETHERNET (IE/PN); MOUNTING ACCESSORIES: MOUNTING ON DIN RAIL; MEMORY EXTENSION: 4 GB; EXTENSION (HW): 1X RS232; W/O PCIE; OPERATING SYSTEM: WIN EMBEDDED STANDARD 7, 32BIT; MASS STORAGE CHANGEABLE: CFAST 8 GB, (ONLY WITH SW, IF NO INTERNAL MASS STORAGE); MASS STORAGE INTERNAL: W/O MASS STORAGE INTERNAL; W/O SIMATIC SOFTWARE; | 1693 | TEM | 1 | Simatic | 3 | 1
6AG41400BC060KA0 | SIMATIC IPC427D (MICROBOX PC), HD GRAPHIC ONBOARD, 2X10/100/1000 MBIT/S ETHERNET RJ45, 4 X USB V3.0 (HIGH CURRENT), PCIE (OPTIONAL), 24V DC POWER SUPPLY; PROCESSOR: CELERON U827E; 2 X GBIT ETHERNET (IE/PN); MOUNTING ACCESSORIES: MOUNTING ON DIN RAIL; MEMORY EXTENSION: 4 GB; EXTENSION (HW): 1X RS232; W/O PCIE; OPERATING SYSTEM: WINDOWS 7 ULTIMATE, 32BIT; MASS STORAGE CHANGEABLE: W/O MASS STORAGE CHANGEABLE; MASS STORAGE INTERNAL: 320 GB HDD SATA; W/O SIMATIC SOFTWARE; | 1830 | TEM | 1 | Simatic | 3 | 1
6AG41400BC070HA0 | SIMATIC IPC427D (MICROBOX PC), HD GRAPHIC ONBOARD, 2X10/100/1000 MBIT/S ETHERNET RJ45, 4 X USB V3.0 (HIGH CURRENT), PCIE (OPTIONAL), 24V DC POWER SUPPLY; PROCESSOR: CELERON U827E; 2 X GBIT ETHERNET (IE/PN); MOUNTING ACCESSORIES: MOUNTING ON DIN RAIL; MEMORY EXTENSION: 4 GB; EXTENSION (HW): 1X RS232; W/O PCIE; OPERATING SYSTEM: WINDOWS 7 ULTIMATE, 64BIT; MASS STORAGE CHANGEABLE: W/O MASS STORAGE CHANGEABLE; MASS STORAGE INTERNAL: SSD 80 GB STANDARD (MLC); W/O SIMATIC SOFTWARE; | 1924 | TEM | 1 | Simatic | 3 | 1
6AG41400BC370KA0 | SIMATIC IPC427D (MICROBOX PC), HD GRAPHIC ONBOARD, 2X10/100/1000 MBIT/S ETHERNET RJ45, 4 X USB V3.0 (HIGH CURRENT), PCIE (OPTIONAL), 24V DC POWER SUPPLY; PROCESSOR: CELERON U827E; 2 X GBIT ETHERNET (IE/PN); MOUNTING ACCESSORIES: MOUNTING ON DIN RAIL; MEMORY EXTENSION: 4 GB; EXTENSION (HW): 2X RS232; W/O PCIE; OPERATING SYSTEM: WINDOWS 7 ULTIMATE, 64BIT; MASS STORAGE CHANGEABLE: W/O MASS STORAGE CHANGEABLE; MASS STORAGE INTERNAL: 320 GB HDD SATA; W/O SIMATIC SOFTWARE; | 1908 | TEM | 1 | Simatic | 3 | 1
6AG41400BK040HA0 | SIMATIC IPC427D (MICROBOX PC), HD GRAPHIC ONBOARD, 2X10/100/1000 MBIT/S ETHERNET RJ45, 4 X USB V3.0 (HIGH CURRENT), PCIE (OPTIONAL), 24V DC POWER SUPPLY; PROCESSOR: CELERON U827E; 2 X GBIT ETHERNET (IE/PN); MOUNTING ACCESSORIES: MOUNTING ON DIN RAIL; MEMORY EXTENSION: 2 GB WITH NVRAM; EXTENSION (HW): 1X RS232; W/O PCIE; OPERATING SYSTEM: WIN EMBEDDED STANDARD 7, 32BIT; MASS STORAGE CHANGEABLE: W/O MASS STORAGE CHANGEABLE; MASS STORAGE INTERNAL: SSD 80 GB STANDARD (MLC); W/O SIMATIC SOFTWARE; | 1714 | TEM | 1 | Simatic | 3 | 1
6AG41400BL040HA0 | SIMATIC IPC427D (MICROBOX PC), HD GRAPHIC ONBOARD, 2X10/100/1000 MBIT/S ETHERNET RJ45, 4 X USB V3.0 (HIGH CURRENT), PCIE (OPTIONAL), 24V DC POWER SUPPLY; PROCESSOR: CELERON U827E; 2 X GBIT ETHERNET (IE/PN); MOUNTING ACCESSORIES: MOUNTING ON DIN RAIL; MEMORY EXTENSION: 4 GB WITH NVRAM; EXTENSION (HW): 1X RS232; W/O PCIE; OPERATING SYSTEM: WIN EMBEDDED STANDARD 7, 32BIT; MASS STORAGE CHANGEABLE: W/O MASS STORAGE CHANGEABLE; MASS STORAGE INTERNAL: SSD 80 GB STANDARD (MLC); W/O SIMATIC SOFTWARE; | 1798 | TEM | 1 | Simatic | 3 | 1
6AG41400BL060HA0 | SIMATIC IPC427D (MICROBOX PC), HD GRAPHIC ONBOARD, 2X10/100/1000 MBIT/S ETHERNET RJ45, 4 X USB V3.0 (HIGH CURRENT), PCIE (OPTIONAL), 24V DC POWER SUPPLY; PROCESSOR: CELERON U827E; 2 X GBIT ETHERNET (IE/PN); MOUNTING ACCESSORIES: MOUNTING ON DIN RAIL; MEMORY EXTENSION: 4 GB WITH NVRAM; EXTENSION (HW): 1X RS232; W/O PCIE; OPERATING SYSTEM: WINDOWS 7 ULTIMATE, 32BIT; MASS STORAGE CHANGEABLE: W/O MASS STORAGE CHANGEABLE; MASS STORAGE INTERNAL: SSD 80 GB STANDARD (MLC); W/O SIMATIC SOFTWARE; | 1977 | TEM | 1 | Simatic | 3 | 1
6AG41400DC042KA0 | SIMATIC IPC427D (MICROBOX PC), HD GRAPHIC ONBOARD, 2X10/100/1000 MBIT/S ETHERNET RJ45, 4 X USB V3.0 (HIGH CURRENT), PCIE (OPTIONAL), 24V DC POWER SUPPLY; PROCESSOR: CELERON U827E; 2 X GBIT ETHERNET (IE/PN); MOUNTING: WALL MOUNTING; MEMORY EXTENSION: 4 GB; EXTENSION (HW): 1X RS232; W/O PCIE; OPERATING SYSTEM: WIN EMBEDDED STANDARD 7, 32BIT; MASS STORAGE CHANGEABLE: CFAST 4 GB, (ONLY WITH SW, IF NO INTERNAL MASS STORAGE); MASS STORAGE INTERNAL: 320 GB HDD SATA; W/O SIMATIC SOFTWARE; | 1788 | TEM | 1 | Simatic | 3 | 1
6AG41401BC170KA0 | SIMATIC IPC427D (MICROBOX PC), HD GRAPHIC ONBOARD, 2X10/100/1000 MBIT/S ETHERNET RJ45, 4 X USB V3.0 (HIGH CURRENT), PCIE (OPTIONAL), 24V DC POWER SUPPLY; PROCESSOR: CELERON U827E; 2 X GBIT ETHERNET (IE/PN); PROFIBUS DP 12; MOUNTING ACCESSORIES: MOUNTING ON DIN RAIL; MEMORY EXTENSION: 4 GB; EXTENSION (HW): 1X RS232; 1X PCIE; OPERATING SYSTEM: WINDOWS 7 ULTIMATE, 64BIT; MASS STORAGE CHANGEABLE: W/O MASS STORAGE CHANGEABLE; MASS STORAGE INTERNAL: 320 GB HDD SATA; W/O SIMATIC SOFTWARE; | 2145 | TEM | 1 | Simatic | 3 | 1
6AG41401BL573HA0 | SIMATIC IPC427D (MICROBOX PC), HD GRAPHIC ONBOARD, 2X10/100/1000 MBIT/S ETHERNET RJ45, 4 X USB V3.0 (HIGH CURRENT), PCIE (OPTIONAL), 24V DC POWER SUPPLY; PROCESSOR: CELERON U827E; 2 X GBIT ETHERNET (IE/PN); PROFIBUS DP 12; MOUNTING ACCESSORIES: MOUNTING ON DIN RAIL; MEMORY EXTENSION: 4 GB WITH NVRAM; EXTENSION (HW): 2X RS232; 2X PCIE; OPERATING SYSTEM: WINDOWS 7 ULTIMATE, 64BIT; MASS STORAGE CHANGEABLE: CFAST 8 GB, (ONLY WITH SW, IF NO INTERNAL MASS STORAGE); MASS STORAGE INTERNAL: SSD 80 GB STANDARD (MLC); W/O SIMATIC SOFTWARE; | 2727 | TEM | 1 | Simatic | 3 | 1
6AG41403BB000HA0 | SIMATIC IPC427D (MICROBOX PC), HD GRAPHIC ONBOARD, 2X10/100/1000 MBIT/S ETHERNET RJ45, 4 X USB V3.0 (HIGH CURRENT), PCIE (OPTIONAL), 24V DC POWER SUPPLY; PROCESSOR: CORE I3-3217UE; 2 X GBIT ETHERNET (IE/PN); MOUNTING ACCESSORIES: MOUNTING ON DIN RAIL; MEMORY EXTENSION: 2 GB; EXTENSION (HW): 1X RS232; W/O PCIE; OPERATING SYSTEM: W/O OPERATING SYSTEM; MASS STORAGE CHANGEABLE: W/O MASS STORAGE CHANGEABLE; MASS STORAGE INTERNAL: SSD 80 GB STANDARD (MLC); W/O SIMATIC SOFTWARE; | 1861 | TEM | 1 | Simatic | 3 | 1
6AG41403BB040HA0 | SIMATIC IPC427D (MICROBOX PC), HD GRAPHIC ONBOARD, 2X10/100/1000 MBIT/S ETHERNET RJ45, 4 X USB V3.0 (HIGH CURRENT), PCIE (OPTIONAL), 24V DC POWER SUPPLY; PROCESSOR: CORE I3-3217UE; 2 X GBIT ETHERNET (IE/PN); MOUNTING ACCESSORIES: MOUNTING ON DIN RAIL; MEMORY EXTENSION: 2 GB; EXTENSION (HW): 1X RS232; W/O PCIE; OPERATING SYSTEM: WIN EMBEDDED STANDARD 7, 32BIT; MASS STORAGE CHANGEABLE: W/O MASS STORAGE CHANGEABLE; MASS STORAGE INTERNAL: SSD 80 GB STANDARD (MLC); W/O SIMATIC SOFTWARE; | 2019 | TEM | 1 | Simatic | 3 | 1
6AG41403BB060KA0 | SIMATIC IPC427D (MICROBOX PC), HD GRAPHIC ONBOARD, 2X10/100/1000 MBIT/S ETHERNET RJ45, 4 X USB V3.0 (HIGH CURRENT), PCIE (OPTIONAL), 24V DC POWER SUPPLY; PROCESSOR: CORE I3-3217UE; 2 X GBIT ETHERNET (IE/PN); MOUNTING ACCESSORIES: MOUNTING ON DIN RAIL; MEMORY EXTENSION: 2 GB; EXTENSION (HW): 1X RS232; W/O PCIE; OPERATING SYSTEM: WINDOWS 7 ULTIMATE, 32BIT; MASS STORAGE CHANGEABLE: W/O MASS STORAGE CHANGEABLE; MASS STORAGE INTERNAL: 320 GB HDD SATA; W/O SIMATIC SOFTWARE; | 2103 | TEM | 1 | Simatic | 3 | 1
6AG41403BB070HA0 | SIMATIC IPC427D (MICROBOX PC), HD GRAPHIC ONBOARD, 2X10/100/1000 MBIT/S ETHERNET RJ45, 4 X USB V3.0 (HIGH CURRENT), PCIE (OPTIONAL), 24V DC POWER SUPPLY; PROCESSOR: CORE I3-3217UE; 2 X GBIT ETHERNET (IE/PN); MOUNTING ACCESSORIES: MOUNTING ON DIN RAIL; MEMORY EXTENSION: 2 GB; EXTENSION (HW): 1X RS232; W/O PCIE; OPERATING SYSTEM: WINDOWS 7 ULTIMATE, 64BIT; MASS STORAGE CHANGEABLE: W/O MASS STORAGE CHANGEABLE; MASS STORAGE INTERNAL: SSD 80 GB STANDARD (MLC); W/O SIMATIC SOFTWARE; | 2197 | TEM | 1 | Simatic | 3 | 1
6AG41403BB070PA0 | SIMATIC IPC427D (MICROBOX PC), HD GRAPHIC ONBOARD, 2X10/100/1000 MBIT/S ETHERNET RJ45, 4 X USB V3.0 (HIGH CURRENT), PCIE (OPTIONAL), 24V DC POWER SUPPLY; PROCESSOR: CORE I3-3217UE; 2 X GBIT ETHERNET (IE/PN); MOUNTING ACCESSORIES: MOUNTING ON DIN RAIL; MEMORY EXTENSION: 2 GB; EXTENSION (HW): 1X RS232; W/O PCIE; OPERATING SYSTEM: WINDOWS 7 ULTIMATE, 64BIT; MASS STORAGE CHANGEABLE: W/O MASS STORAGE CHANGEABLE; MASS STORAGE INTERNAL: SSD 240 GB STANDARD (MLC); W/O SIMATIC SOFTWARE; | 2407 | TEM | 1 | Simatic | 3 | 1
6AG41403BB071HA0 | SIMATIC IPC427D (MICROBOX PC), HD GRAPHIC ONBOARD, 2X10/100/1000 MBIT/S ETHERNET RJ45, 4 X USB V3.0 (HIGH CURRENT), PCIE (OPTIONAL), 24V DC POWER SUPPLY; PROCESSOR: CORE I3-3217UE; 2 X GBIT ETHERNET (IE/PN); MOUNTING ACCESSORIES: MOUNTING ON DIN RAIL; MEMORY EXTENSION: 2 GB; EXTENSION (HW): 1X RS232; W/O PCIE; OPERATING SYSTEM: WINDOWS 7 ULTIMATE, 64BIT; MASS STORAGE CHANGEABLE: CFAST 2 GB, W/O SW; MASS STORAGE INTERNAL: SSD 80 GB STANDARD (MLC); W/O SIMATIC SOFTWARE; | 2281 | TEM | 1 | Simatic | 3 | 1
6AG41403BB140HA0 | SIMATIC IPC427D (MICROBOX PC), HD GRAPHIC ONBOARD, 2X10/100/1000 MBIT/S ETHERNET RJ45, 4 X USB V3.0 (HIGH CURRENT), PCIE (OPTIONAL), 24V DC POWER SUPPLY; PROCESSOR: CORE I3-3217UE; 2 X GBIT ETHERNET (IE/PN); MOUNTING ACCESSORIES: MOUNTING ON DIN RAIL; MEMORY EXTENSION: 2 GB; EXTENSION (HW): 1X RS232; 1X PCIE; OPERATING SYSTEM: WIN EMBEDDED STANDARD 7, 32BIT; MASS STORAGE CHANGEABLE: W/O MASS STORAGE CHANGEABLE; MASS STORAGE INTERNAL: SSD 80 GB STANDARD (MLC); W/O SIMATIC SOFTWARE; | 2124 | TEM | 1 | Simatic | 3 | 1
6AG41403BB170KA0 | SIMATIC IPC427D (MICROBOX PC), HD GRAPHIC ONBOARD, 2X10/100/1000 MBIT/S ETHERNET RJ45, 4 X USB V3.0 (HIGH CURRENT), PCIE (OPTIONAL), 24V DC POWER SUPPLY; PROCESSOR: CORE I3-3217UE; 2 X GBIT ETHERNET (IE/PN); MOUNTING ACCESSORIES: MOUNTING ON DIN RAIL; MEMORY EXTENSION: 2 GB; EXTENSION (HW): 1X RS232; 1X PCIE; OPERATING SYSTEM: WINDOWS 7 ULTIMATE, 64BIT; MASS STORAGE CHANGEABLE: W/O MASS STORAGE CHANGEABLE; MASS STORAGE INTERNAL: 320 GB HDD SATA; W/O SIMATIC SOFTWARE; | 2208 | TEM | 1 | Simatic | 3 | 1
6AG41403BB360KA0 | SIMATIC IPC427D (MICROBOX PC), HD GRAPHIC ONBOARD, 2X10/100/1000 MBIT/S ETHERNET RJ45, 4 X USB V3.0 (HIGH CURRENT), PCIE (OPTIONAL), 24V DC POWER SUPPLY; PROCESSOR: CORE I3-3217UE; 2 X GBIT ETHERNET (IE/PN); MOUNTING ACCESSORIES: MOUNTING ON DIN RAIL; MEMORY EXTENSION: 2 GB; EXTENSION (HW): 2X RS232; W/O PCIE; OPERATING SYSTEM: WINDOWS 7 ULTIMATE, 32BIT; MASS STORAGE CHANGEABLE: W/O MASS STORAGE CHANGEABLE; MASS STORAGE INTERNAL: 320 GB HDD SATA; W/O SIMATIC SOFTWARE; | 2181 | TEM | 1 | Simatic | 3 | 1
6AG41403BC060KA0 | SIMATIC IPC427D (MICROBOX PC), HD GRAPHIC ONBOARD, 2X10/100/1000 MBIT/S ETHERNET RJ45, 4 X USB V3.0 (HIGH CURRENT), PCIE (OPTIONAL), 24V DC POWER SUPPLY; PROCESSOR: CORE I3-3217UE; 2 X GBIT ETHERNET (IE/PN); MOUNTING ACCESSORIES: MOUNTING ON DIN RAIL; MEMORY EXTENSION: 4 GB; EXTENSION (HW): 1X RS232; W/O PCIE; OPERATING SYSTEM: WINDOWS 7 ULTIMATE, 32BIT; MASS STORAGE CHANGEABLE: W/O MASS STORAGE CHANGEABLE; MASS STORAGE INTERNAL: 320 GB HDD SATA; W/O SIMATIC SOFTWARE; | 2187 | TEM | 1 | Simatic | 3 | 1
6AG41403BC070HA0 | SIMATIC IPC427D (MICROBOX PC), HD GRAPHIC ONBOARD, 2X10/100/1000 MBIT/S ETHERNET RJ45, 4 X USB V3.0 (HIGH CURRENT), PCIE (OPTIONAL), 24V DC POWER SUPPLY; PROCESSOR: CORE I3-3217UE; 2 X GBIT ETHERNET (IE/PN); MOUNTING ACCESSORIES: MOUNTING ON DIN RAIL; MEMORY EXTENSION: 4 GB; EXTENSION (HW): 1X RS232; W/O PCIE; OPERATING SYSTEM: WINDOWS 7 ULTIMATE, 64BIT; MASS STORAGE CHANGEABLE: W/O MASS STORAGE CHANGEABLE; MASS STORAGE INTERNAL: SSD 80 GB STANDARD (MLC); W/O SIMATIC SOFTWARE; | 2281 | TEM | 1 | Simatic | 3 | 1
6AG41403BC070KA0 | SIMATIC IPC427D (MICROBOX PC), HD GRAPHIC ONBOARD, 2X10/100/1000 MBIT/S ETHERNET RJ45, 4 X USB V3.0 (HIGH CURRENT), PCIE (OPTIONAL), 24V DC POWER SUPPLY; PROCESSOR: CORE I3-3217UE; 2 X GBIT ETHERNET (IE/PN); MOUNTING ACCESSORIES: MOUNTING ON DIN RAIL; MEMORY EXTENSION: 4 GB; EXTENSION (HW): 1X RS232; W/O PCIE; OPERATING SYSTEM: WINDOWS 7 ULTIMATE, 64BIT; MASS STORAGE CHANGEABLE: W/O MASS STORAGE CHANGEABLE; MASS STORAGE INTERNAL: 320 GB HDD SATA; W/O SIMATIC SOFTWARE; | 2187 | TEM | 1 | Simatic | 3 | 1
6AG41403BC070KA8 | SIMATIC IPC427D (MICROBOX PC), HD GRAPHIC ONBOARD, 2X10/100/1000 MBIT/S ETHERNET RJ45, 4 X USB V3.0 (HIGH CURRENT), PCIE (OPTIONAL), 24V DC POWER SUPPLY; WITH TPM, *NOT FOR CHINA AND RUSSIA* PROCESSOR: CORE I3-3217UE; 2 X GBIT ETHERNET (IE/PN); MOUNTING ACCESSORIES: MOUNTING ON DIN RAIL; MEMORY EXTENSION: 4 GB; EXTENSION (HW): 1X RS232; W/O PCIE; OPERATING SYSTEM: WINDOWS 7 ULTIMATE, 64BIT; MASS STORAGE CHANGEABLE: W/O MASS STORAGE CHANGEABLE; MASS STORAGE INTERNAL: 320 GB HDD SATA; W/O SIMATIC SOFTWARE; | 2240 | TEM | 1 | Simatic | 3 | 1
6AG41403BC072HA0 | SIMATIC IPC427D (MICROBOX PC), HD GRAPHIC ONBOARD, 2X10/100/1000 MBIT/S ETHERNET RJ45, 4 X USB V3.0 (HIGH CURRENT), PCIE (OPTIONAL), 24V DC POWER SUPPLY; PROCESSOR: CORE I3-3217UE; 2 X GBIT ETHERNET (IE/PN); MOUNTING ACCESSORIES: MOUNTING ON DIN RAIL; MEMORY EXTENSION: 4 GB; EXTENSION (HW): 1X RS232; W/O PCIE; OPERATING SYSTEM: WINDOWS 7 ULTIMATE, 64BIT; MASS STORAGE CHANGEABLE: CFAST 4 GB, (ONLY WITH SW, IF NO INTERNAL MASS STORAGE); MASS STORAGE INTERNAL: SSD 80 GB STANDARD (MLC); W/O SIMATIC SOFTWARE; | 2418 | TEM | 1 | Simatic | 3 | 1
6AG41403BC072PA0 | SIMATIC IPC427D (MICROBOX PC), HD GRAPHIC ONBOARD, 2X10/100/1000 MBIT/S ETHERNET RJ45, 4 X USB V3.0 (HIGH CURRENT), PCIE (OPTIONAL), 24V DC POWER SUPPLY; PROCESSOR: CORE I3-3217UE; 2 X GBIT ETHERNET (IE/PN); MOUNTING ACCESSORIES: MOUNTING ON DIN RAIL; MEMORY EXTENSION: 4 GB; EXTENSION (HW): 1X RS232; W/O PCIE; OPERATING SYSTEM: WINDOWS 7 ULTIMATE, 64BIT; MASS STORAGE CHANGEABLE: CFAST 4 GB, (ONLY WITH SW, IF NO INTERNAL MASS STORAGE); MASS STORAGE INTERNAL: SSD 240 GB STANDARD (MLC); W/O SIMATIC SOFTWARE; | 2628 | TEM | 1 | Simatic | 3 | 1
6AG41403BC163KA0 | SIMATIC IPC427D (MICROBOX PC), HD GRAPHIC ONBOARD, 2X10/100/1000 MBIT/S ETHERNET RJ45, 4 X USB V3.0 (HIGH CURRENT), PCIE (OPTIONAL), 24V DC POWER SUPPLY; PROCESSOR: CORE I3-3217UE; 2 X GBIT ETHERNET (IE/PN); MOUNTING ACCESSORIES: MOUNTING ON DIN RAIL; MEMORY EXTENSION: 4 GB; EXTENSION (HW): 1X RS232; 1X PCIE; OPERATING SYSTEM: WINDOWS 7 ULTIMATE, 32BIT; MASS STORAGE CHANGEABLE: CFAST 8 GB, (ONLY WITH SW, IF NO INTERNAL MASS STORAGE); MASS STORAGE INTERNAL: 320 GB HDD SATA; W/O SIMATIC SOFTWARE; | 2544 | TEM | 1 | Simatic | 3 | 1
6AG41403BC170KA8 | SIMATIC IPC427D (MICROBOX PC), HD GRAPHIC ONBOARD, 2X10/100/1000 MBIT/S ETHERNET RJ45, 4 X USB V3.0 (HIGH CURRENT), PCIE (OPTIONAL), 24V DC POWER SUPPLY; WITH TPM, *NOT FOR CHINA AND RUSSIA* PROCESSOR: CORE I3-3217UE; 2 X GBIT ETHERNET (IE/PN); MOUNTING ACCESSORIES: MOUNTING ON DIN RAIL; MEMORY EXTENSION: 4 GB; EXTENSION (HW): 1X RS232; 1X PCIE; OPERATING SYSTEM: WINDOWS 7 ULTIMATE, 64BIT; MASS STORAGE CHANGEABLE: W/O MASS STORAGE CHANGEABLE; MASS STORAGE INTERNAL: 320 GB HDD SATA; W/O SIMATIC SOFTWARE; | 2345 | TEM | 1 | Simatic | 3 | 1
6AG41403BC370KA0 | SIMATIC IPC427D (MICROBOX PC), HD GRAPHIC ONBOARD, 2X10/100/1000 MBIT/S ETHERNET RJ45, 4 X USB V3.0 (HIGH CURRENT), PCIE (OPTIONAL), 24V DC POWER SUPPLY; PROCESSOR: CORE I3-3217UE; 2 X GBIT ETHERNET (IE/PN); MOUNTING ACCESSORIES: MOUNTING ON DIN RAIL; MEMORY EXTENSION: 4 GB; EXTENSION (HW): 2X RS232; W/O PCIE; OPERATING SYSTEM: WINDOWS 7 ULTIMATE, 64BIT; MASS STORAGE CHANGEABLE: W/O MASS STORAGE CHANGEABLE; MASS STORAGE INTERNAL: 320 GB HDD SATA; W/O SIMATIC SOFTWARE; | 2265 | TEM | 1 | Simatic | 3 | 1
6AG41403BD070HA0 | SIMATIC IPC427D (MICROBOX PC), HD GRAPHIC ONBOARD, 2X10/100/1000 MBIT/S ETHERNET RJ45, 4 X USB V3.0 (HIGH CURRENT), PCIE (OPTIONAL), 24V DC POWER SUPPLY; PROCESSOR: CORE I3-3217UE; 2 X GBIT ETHERNET (IE/PN); MOUNTING ACCESSORIES: MOUNTING ON DIN RAIL; MEMORY EXTENSION: 8 GB; EXTENSION (HW): 1X RS232; W/O PCIE; OPERATING SYSTEM: WINDOWS 7 ULTIMATE, 64BIT; MASS STORAGE CHANGEABLE: W/O MASS STORAGE CHANGEABLE; MASS STORAGE INTERNAL: SSD 80 GB STANDARD (MLC); W/O SIMATIC SOFTWARE; | 2428 | TEM | 1 | Simatic | 3 | 1
6AG41403BD070PA0 | SIMATIC IPC427D (MICROBOX PC), HD GRAPHIC ONBOARD, 2X10/100/1000 MBIT/S ETHERNET RJ45, 4 X USB V3.0 (HIGH CURRENT), PCIE (OPTIONAL), 24V DC POWER SUPPLY; PROCESSOR: CORE I3-3217UE; 2 X GBIT ETHERNET (IE/PN); MOUNTING ACCESSORIES: MOUNTING ON DIN RAIL; MEMORY EXTENSION: 8 GB; EXTENSION (HW): 1X RS232; W/O PCIE; OPERATING SYSTEM: WINDOWS 7 ULTIMATE, 64BIT; MASS STORAGE CHANGEABLE: W/O MASS STORAGE CHANGEABLE; MASS STORAGE INTERNAL: SSD 240 GB STANDARD (MLC); W/O SIMATIC SOFTWARE; | 2638 | TEM | 1 | Simatic | 3 | 1
6AG41403BD150KA0 | SIMATIC IPC427D (MICROBOX PC), HD GRAPHIC ONBOARD, 2X10/100/1000 MBIT/S ETHERNET RJ45, 4 X USB V3.0 (HIGH CURRENT), PCIE (OPTIONAL), 24V DC POWER SUPPLY; PROCESSOR: CORE I3-3217UE; 2 X GBIT ETHERNET (IE/PN); MOUNTING ACCESSORIES: MOUNTING ON DIN RAIL; MEMORY EXTENSION: 8 GB; EXTENSION (HW): 1X RS232; 1X PCIE; OPERATING SYSTEM: WIN EMBEDDED STANDARD 7 SP1, ENGLISH, 64BIT; MASS STORAGE CHANGEABLE: W/O MASS STORAGE CHANGEABLE; MASS STORAGE INTERNAL: 320 GB HDD SATA; W/O SIMATIC SOFTWARE; | 2260 | TEM | 1 | Simatic | 3 | 1
6AG41403BL140HJ0 | SIMATIC IPC427D (MICROBOX PC), HD GRAPHIC ONBOARD, 2X10/100/1000 MBIT/S ETHERNET RJ45, 4 X USB V3.0 (HIGH CURRENT), PCIE (OPTIONAL), 24V DC POWER SUPPLY; PROCESSOR: CORE I3-3217UE; 2 X GBIT ETHERNET (IE/PN); MOUNTING ACCESSORIES: MOUNTING ON DIN RAIL; MEMORY EXTENSION: 4 GB WITH NVRAM; EXTENSION (HW): 1X RS232; 1X PCIE; OPERATING SYSTEM: WIN EMBEDDED STANDARD 7, 32BIT; MASS STORAGE CHANGEABLE: W/O MASS STORAGE CHANGEABLE; MASS STORAGE INTERNAL: SSD 80 GB STANDARD (MLC); WINAC RTX 2010 SP2; WIN CC RT ADV. V13 SP1 128PT (INCL. LOGGING AND RECIPES); | 3310 | TEM | 1 | Simatic | 3 | 1
6AG41403BM370HA0 | SIMATIC IPC427D (MICROBOX PC), HD GRAPHIC ONBOARD, 2X10/100/1000 MBIT/S ETHERNET RJ45, 4 X USB V3.0 (HIGH CURRENT), PCIE (OPTIONAL), 24V DC POWER SUPPLY; PROCESSOR: CORE I3-3217UE; 2 X GBIT ETHERNET (IE/PN); MOUNTING ACCESSORIES: MOUNTING ON DIN RAIL; MEMORY EXTENSION: 8 GB WITH NVRAM; EXTENSION (HW): 2X RS232; W/O PCIE; OPERATING SYSTEM: WINDOWS 7 ULTIMATE, 64BIT; MASS STORAGE CHANGEABLE: W/O MASS STORAGE CHANGEABLE; MASS STORAGE INTERNAL: SSD 80 GB STANDARD (MLC); W/O SIMATIC SOFTWARE; | 2559 | TEM | 1 | Simatic | 3 | 1
6AG41403BM370KA0 | SIMATIC IPC427D (MICROBOX PC), HD GRAPHIC ONBOARD, 2X10/100/1000 MBIT/S ETHERNET RJ45, 4 X USB V3.0 (HIGH CURRENT), PCIE (OPTIONAL), 24V DC POWER SUPPLY; PROCESSOR: CORE I3-3217UE; 2 X GBIT ETHERNET (IE/PN); MOUNTING ACCESSORIES: MOUNTING ON DIN RAIL; MEMORY EXTENSION: 8 GB WITH NVRAM; EXTENSION (HW): 2X RS232; W/O PCIE; OPERATING SYSTEM: WINDOWS 7 ULTIMATE, 64BIT; MASS STORAGE CHANGEABLE: W/O MASS STORAGE CHANGEABLE; MASS STORAGE INTERNAL: 320 GB HDD SATA; W/O SIMATIC SOFTWARE; | 2465 | TEM | 1 | Simatic | 3 | 1
6AG41403DA040KA0 | SIMATIC IPC427D (MICROBOX PC), HD GRAPHIC ONBOARD, 2X10/100/1000 MBIT/S ETHERNET RJ45, 4 X USB V3.0 (HIGH CURRENT), PCIE (OPTIONAL), 24V DC POWER SUPPLY; PROCESSOR: CORE I3-3217UE; 2 X GBIT ETHERNET (IE/PN); MOUNTING: WALL MOUNTING; MEMORY EXTENSION: 1 GB; EXTENSION (HW): 1X RS232; W/O PCIE; OPERATING SYSTEM: WIN EMBEDDED STANDARD 7, 32BIT; MASS STORAGE CHANGEABLE: W/O MASS STORAGE CHANGEABLE; MASS STORAGE INTERNAL: 320 GB HDD SATA; W/O SIMATIC SOFTWARE; | 1893 | TEM | 1 | Simatic | 3 | 1
6AG41403DB000HA0 | SIMATIC IPC427D (MICROBOX PC), HD GRAPHIC ONBOARD, 2X10/100/1000 MBIT/S ETHERNET RJ45, 4 X USB V3.0 (HIGH CURRENT), PCIE (OPTIONAL), 24V DC POWER SUPPLY; PROCESSOR: CORE I3-3217UE; 2 X GBIT ETHERNET (IE/PN); MOUNTING: WALL MOUNTING; MEMORY EXTENSION: 2 GB; EXTENSION (HW): 1X RS232; W/O PCIE; OPERATING SYSTEM: W/O OPERATING SYSTEM; MASS STORAGE CHANGEABLE: W/O MASS STORAGE CHANGEABLE; MASS STORAGE INTERNAL: SSD 80 GB STANDARD (MLC); W/O SIMATIC SOFTWARE; | 1861 | TEM | 1 | Simatic | 3 | 1
6AG41403DB060HA0 | SIMATIC IPC427D (MICROBOX PC), HD GRAPHIC ONBOARD, 2X10/100/1000 MBIT/S ETHERNET RJ45, 4 X USB V3.0 (HIGH CURRENT), PCIE (OPTIONAL), 24V DC POWER SUPPLY; PROCESSOR: CORE I3-3217UE; 2 X GBIT ETHERNET (IE/PN); MOUNTING: WALL MOUNTING; MEMORY EXTENSION: 2 GB; EXTENSION (HW): 1X RS232; W/O PCIE; OPERATING SYSTEM: WINDOWS 7 ULTIMATE, 32BIT; MASS STORAGE CHANGEABLE: W/O MASS STORAGE CHANGEABLE; MASS STORAGE INTERNAL: SSD 80 GB STANDARD (MLC); W/O SIMATIC SOFTWARE; | 2197 | TEM | 1 | Simatic | 3 | 1
6AG41403DC040CA0 | SIMATIC IPC427D (MICROBOX PC), HD GRAPHIC ONBOARD, 2X10/100/1000 MBIT/S ETHERNET RJ45, 4 X USB V3.0 (HIGH CURRENT), PCIE (OPTIONAL), 24V DC POWER SUPPLY; PROCESSOR: CORE I3-3217UE; 2 X GBIT ETHERNET (IE/PN); MOUNTING: WALL MOUNTING; MEMORY EXTENSION: 4 GB; EXTENSION (HW): 1X RS232; W/O PCIE; OPERATING SYSTEM: WIN EMBEDDED STANDARD 7, 32BIT; MASS STORAGE CHANGEABLE: W/O MASS STORAGE CHANGEABLE; MASS STORAGE INTERNAL: CFAST 4 GB, W/O SIMATIC SOFTWARE; | 1935 | TEM | 1 | Simatic | 3 | 1
6AG41403DC040HC0 | SIMATIC IPC427D (MICROBOX PC), HD GRAPHIC ONBOARD, 2X10/100/1000 MBIT/S ETHERNET RJ45, 4 X USB V3.0 (HIGH CURRENT), PCIE (OPTIONAL), 24V DC POWER SUPPLY; PROCESSOR: CORE I3-3217UE; 2 X GBIT ETHERNET (IE/PN); MOUNTING: WALL MOUNTING; MEMORY EXTENSION: 4 GB; EXTENSION (HW): 1X RS232; W/O PCIE; OPERATING SYSTEM: WIN EMBEDDED STANDARD 7, 32BIT; MASS STORAGE CHANGEABLE: W/O MASS STORAGE CHANGEABLE; MASS STORAGE INTERNAL: SSD 80 GB STANDARD (MLC); WIN CC RT ADV. V13 SP1 128PT (INCL. LOGGING AND RECIPES); | 2386 | TEM | 1 | Simatic | 3 | 1
6AG41403DC040PD0 | SIMATIC IPC427D (MICROBOX PC), HD GRAPHIC ONBOARD, 2X10/100/1000 MBIT/S ETHERNET RJ45, 4 X USB V3.0 (HIGH CURRENT), PCIE (OPTIONAL), 24V DC POWER SUPPLY; PROCESSOR: CORE I3-3217UE; 2 X GBIT ETHERNET (IE/PN); MOUNTING: WALL MOUNTING; MEMORY EXTENSION: 4 GB; EXTENSION (HW): 1X RS232; W/O PCIE; OPERATING SYSTEM: WIN EMBEDDED STANDARD 7, 32BIT; MASS STORAGE CHANGEABLE: W/O MASS STORAGE CHANGEABLE; MASS STORAGE INTERNAL: SSD 240 GB STANDARD (MLC); WIN CC RT ADV. V13 SP1 512PT (INCL. LOGGING AND RECIPES); | 3205 | TEM | 1 | Simatic | 3 | 1
6AG41403DC051HA0 | SIMATIC IPC427D (MICROBOX PC), HD GRAPHIC ONBOARD, 2X10/100/1000 MBIT/S ETHERNET RJ45, 4 X USB V3.0 (HIGH CURRENT), PCIE (OPTIONAL), 24V DC POWER SUPPLY; PROCESSOR: CORE I3-3217UE; 2 X GBIT ETHERNET (IE/PN); MOUNTING: WALL MOUNTING; MEMORY EXTENSION: 4 GB; EXTENSION (HW): 1X RS232; W/O PCIE; OPERATING SYSTEM: WIN EMBEDDED STANDARD 7 SP1, ENGLISH, 64BIT; MASS STORAGE CHANGEABLE: CFAST 2 GB, W/O SW; MASS STORAGE INTERNAL: SSD 80 GB STANDARD (MLC); W/O SIMATIC SOFTWARE; | 2187 | TEM | 1 | Simatic | 3 | 1
6AG41403DC070HA0 | SIMATIC IPC427D (MICROBOX PC), HD GRAPHIC ONBOARD, 2X10/100/1000 MBIT/S ETHERNET RJ45, 4 X USB V3.0 (HIGH CURRENT), PCIE (OPTIONAL), 24V DC POWER SUPPLY; PROCESSOR: CORE I3-3217UE; 2 X GBIT ETHERNET (IE/PN); MOUNTING: WALL MOUNTING; MEMORY EXTENSION: 4 GB; EXTENSION (HW): 1X RS232; W/O PCIE; OPERATING SYSTEM: WINDOWS 7 ULTIMATE, 64BIT; MASS STORAGE CHANGEABLE: W/O MASS STORAGE CHANGEABLE; MASS STORAGE INTERNAL: SSD 80 GB STANDARD (MLC); W/O SIMATIC SOFTWARE; | 2281 | TEM | 1 | Simatic | 3 | 1
6AG41403DC140CA0 | SIMATIC IPC427D (MICROBOX PC), HD GRAPHIC ONBOARD, 2X10/100/1000 MBIT/S ETHERNET RJ45, 4 X USB V3.0 (HIGH CURRENT), PCIE (OPTIONAL), 24V DC POWER SUPPLY; PROCESSOR: CORE I3-3217UE; 2 X GBIT ETHERNET (IE/PN); MOUNTING: WALL MOUNTING; MEMORY EXTENSION: 4 GB; EXTENSION (HW): 1X RS232; 1X PCIE; OPERATING SYSTEM: WIN EMBEDDED STANDARD 7, 32BIT; MASS STORAGE CHANGEABLE: W/O MASS STORAGE CHANGEABLE; MASS STORAGE INTERNAL: CFAST 4 GB, W/O SIMATIC SOFTWARE; | 2040 | TEM | 1 | Simatic | 3 | 1
6AG41403DC270HA0 | SIMATIC IPC427D (MICROBOX PC), HD GRAPHIC ONBOARD, 2X10/100/1000 MBIT/S ETHERNET RJ45, 4 X USB V3.0 (HIGH CURRENT), PCIE (OPTIONAL), 24V DC POWER SUPPLY; PROCESSOR: CORE I3-3217UE; 2 X GBIT ETHERNET (IE/PN); MOUNTING: WALL MOUNTING; MEMORY EXTENSION: 4 GB; EXTENSION (HW): 1X RS232; 2X PCIE; OPERATING SYSTEM: WINDOWS 7 ULTIMATE, 64BIT; MASS STORAGE CHANGEABLE: W/O MASS STORAGE CHANGEABLE; MASS STORAGE INTERNAL: SSD 80 GB STANDARD (MLC); W/O SIMATIC SOFTWARE; | 2491 | TEM | 1 | Simatic | 3 | 1
6AG41403DC370KA0 | SIMATIC IPC427D (MICROBOX PC), HD GRAPHIC ONBOARD, 2X10/100/1000 MBIT/S ETHERNET RJ45, 4 X USB V3.0 (HIGH CURRENT), PCIE (OPTIONAL), 24V DC POWER SUPPLY; PROCESSOR: CORE I3-3217UE; 2 X GBIT ETHERNET (IE/PN); MOUNTING: WALL MOUNTING; MEMORY EXTENSION: 4 GB; EXTENSION (HW): 2X RS232; W/O PCIE; OPERATING SYSTEM: WINDOWS 7 ULTIMATE, 64BIT; MASS STORAGE CHANGEABLE: W/O MASS STORAGE CHANGEABLE; MASS STORAGE INTERNAL: 320 GB HDD SATA; W/O SIMATIC SOFTWARE; | 2265 | TEM | 1 | Simatic | 3 | 1
6AG41403DC541KA0 | SIMATIC IPC427D (MICROBOX PC), HD GRAPHIC ONBOARD, 2X10/100/1000 MBIT/S ETHERNET RJ45, 4 X USB V3.0 (HIGH CURRENT), PCIE (OPTIONAL), 24V DC POWER SUPPLY; PROCESSOR: CORE I3-3217UE; 2 X GBIT ETHERNET (IE/PN); MOUNTING: WALL MOUNTING; MEMORY EXTENSION: 4 GB; EXTENSION (HW): 2X RS232; 2X PCIE; OPERATING SYSTEM: WIN EMBEDDED STANDARD 7, 32BIT; MASS STORAGE CHANGEABLE: CFAST 2 GB, W/O SW; MASS STORAGE INTERNAL: 320 GB HDD SATA; W/O SIMATIC SOFTWARE; | 2381 | TEM | 1 | Simatic | 3 | 1
6AG41403DD070HA0 | SIMATIC IPC427D (MICROBOX PC), HD GRAPHIC ONBOARD, 2X10/100/1000 MBIT/S ETHERNET RJ45, 4 X USB V3.0 (HIGH CURRENT), PCIE (OPTIONAL), 24V DC POWER SUPPLY; PROCESSOR: CORE I3-3217UE; 2 X GBIT ETHERNET (IE/PN); MOUNTING: WALL MOUNTING; MEMORY EXTENSION: 8 GB; EXTENSION (HW): 1X RS232; W/O PCIE; OPERATING SYSTEM: WINDOWS 7 ULTIMATE, 64BIT; MASS STORAGE CHANGEABLE: W/O MASS STORAGE CHANGEABLE; MASS STORAGE INTERNAL: SSD 80 GB STANDARD (MLC); W/O SIMATIC SOFTWARE; | 2428 | TEM | 1 | Simatic | 3 | 1
6AG41403DD340HA0 | SIMATIC IPC427D (MICROBOX PC), HD GRAPHIC ONBOARD, 2X10/100/1000 MBIT/S ETHERNET RJ45, 4 X USB V3.0 (HIGH CURRENT), PCIE (OPTIONAL), 24V DC POWER SUPPLY; PROCESSOR: CORE I3-3217UE; 2 X GBIT ETHERNET (IE/PN); MOUNTING: WALL MOUNTING; MEMORY EXTENSION: 8 GB; EXTENSION (HW): 2X RS232; W/O PCIE; OPERATING SYSTEM: WIN EMBEDDED STANDARD 7, 32BIT; MASS STORAGE CHANGEABLE: W/O MASS STORAGE CHANGEABLE; MASS STORAGE INTERNAL: SSD 80 GB STANDARD (MLC); W/O SIMATIC SOFTWARE; | 2328 | TEM | 1 | Simatic | 3 | 1
6AG41403DD370KA0 | SIMATIC IPC427D (MICROBOX PC), HD GRAPHIC ONBOARD, 2X10/100/1000 MBIT/S ETHERNET RJ45, 4 X USB V3.0 (HIGH CURRENT), PCIE (OPTIONAL), 24V DC POWER SUPPLY; PROCESSOR: CORE I3-3217UE; 2 X GBIT ETHERNET (IE/PN); MOUNTING: WALL MOUNTING; MEMORY EXTENSION: 8 GB; EXTENSION (HW): 2X RS232; W/O PCIE; OPERATING SYSTEM: WINDOWS 7 ULTIMATE, 64BIT; MASS STORAGE CHANGEABLE: W/O MASS STORAGE CHANGEABLE; MASS STORAGE INTERNAL: 320 GB HDD SATA; W/O SIMATIC SOFTWARE; | 2412 | TEM | 1 | Simatic | 3 | 1
6AG41403EC070HA0 | SIMATIC IPC427D (MICROBOX PC), HD GRAPHIC ONBOARD, 2X10/100/1000 MBIT/S ETHERNET RJ45, 4 X USB V3.0 (HIGH CURRENT), PCIE (OPTIONAL), 24V DC POWER SUPPLY; PROCESSOR: CORE I3-3217UE; 2 X GBIT ETHERNET (IE/PN); MOUNTING: BOOK MOUNTING; MEMORY EXTENSION: 4 GB; EXTENSION (HW): 1X RS232; W/O PCIE; OPERATING SYSTEM: WINDOWS 7 ULTIMATE, 64BIT; MASS STORAGE CHANGEABLE: W/O MASS STORAGE CHANGEABLE; MASS STORAGE INTERNAL: SSD 80 GB STANDARD (MLC); W/O SIMATIC SOFTWARE; | 2281 | TEM | 1 | Simatic | 3 | 1
6AG41403EC541CA0 | SIMATIC IPC427D (MICROBOX PC), HD GRAPHIC ONBOARD, 2X10/100/1000 MBIT/S ETHERNET RJ45, 4 X USB V3.0 (HIGH CURRENT), PCIE (OPTIONAL), 24V DC POWER SUPPLY; PROCESSOR: CORE I3-3217UE; 2 X GBIT ETHERNET (IE/PN); MOUNTING: BOOK MOUNTING; MEMORY EXTENSION: 4 GB; EXTENSION (HW): 2X RS232; 2X PCIE; OPERATING SYSTEM: WIN EMBEDDED STANDARD 7, 32BIT; MASS STORAGE CHANGEABLE: CFAST 2 GB, W/O SW; MASS STORAGE INTERNAL: CFAST 4 GB, W/O SIMATIC SOFTWARE; | 2307 | TEM | 1 | Simatic | 3 | 1
6AG41404BB362HA0 | SIMATIC IPC427D (MICROBOX PC), HD GRAPHIC ONBOARD, 2X10/100/1000 MBIT/S ETHERNET RJ45, 4 X USB V3.0 (HIGH CURRENT), PCIE (OPTIONAL), 24V DC POWER SUPPLY; PROCESSOR: CORE I3-3217UE; 2 X GBIT ETHERNET (IE/PN); PROFIBUS DP 12; MOUNTING ACCESSORIES: MOUNTING ON DIN RAIL; MEMORY EXTENSION: 2 GB; EXTENSION (HW): 2X RS232; W/O PCIE; OPERATING SYSTEM: WINDOWS 7 ULTIMATE, 32BIT; MASS STORAGE CHANGEABLE: CFAST 4 GB, (ONLY WITH SW, IF NO INTERNAL MASS STORAGE); MASS STORAGE INTERNAL: SSD 80 GB STANDARD (MLC); W/O SIMATIC SOFTWARE; | 2622 | TEM | 1 | Simatic | 3 | 1
6AG41404BC040DA0 | SIMATIC IPC427D (MICROBOX PC), HD GRAPHIC ONBOARD, 2X10/100/1000 MBIT/S ETHERNET RJ45, 4 X USB V3.0 (HIGH CURRENT), PCIE (OPTIONAL), 24V DC POWER SUPPLY; PROCESSOR: CORE I3-3217UE; 2 X GBIT ETHERNET (IE/PN); PROFIBUS DP 12; MOUNTING ACCESSORIES: MOUNTING ON DIN RAIL; MEMORY EXTENSION: 4 GB; EXTENSION (HW): 1X RS232; W/O PCIE; OPERATING SYSTEM: WIN EMBEDDED STANDARD 7, 32BIT; MASS STORAGE CHANGEABLE: W/O MASS STORAGE CHANGEABLE; MASS STORAGE INTERNAL: CFAST 8 GB, W/O SIMATIC SOFTWARE; | 2260 | TEM | 1 | Simatic | 3 | 1
6AG41404BC043AA0 | SIMATIC IPC427D (MICROBOX PC), HD GRAPHIC ONBOARD, 2X10/100/1000 MBIT/S ETHERNET RJ45, 4 X USB V3.0 (HIGH CURRENT), PCIE (OPTIONAL), 24V DC POWER SUPPLY; PROCESSOR: CORE I3-3217UE; 2 X GBIT ETHERNET (IE/PN); PROFIBUS DP 12; MOUNTING ACCESSORIES: MOUNTING ON DIN RAIL; MEMORY EXTENSION: 4 GB; EXTENSION (HW): 1X RS232; W/O PCIE; OPERATING SYSTEM: WIN EMBEDDED STANDARD 7, 32BIT; MASS STORAGE CHANGEABLE: CFAST 8 GB, (ONLY WITH SW, IF NO INTERNAL MASS STORAGE); MASS STORAGE INTERNAL: W/O MASS STORAGE INTERNAL; W/O SIMATIC SOFTWARE; | 2260 | TEM | 1 | Simatic | 3 | 1
6AG41404BC362HA0 | SIMATIC IPC427D (MICROBOX PC), HD GRAPHIC ONBOARD, 2X10/100/1000 MBIT/S ETHERNET RJ45, 4 X USB V3.0 (HIGH CURRENT), PCIE (OPTIONAL), 24V DC POWER SUPPLY; PROCESSOR: CORE I3-3217UE; 2 X GBIT ETHERNET (IE/PN); PROFIBUS DP 12; MOUNTING ACCESSORIES: MOUNTING ON DIN RAIL; MEMORY EXTENSION: 4 GB; EXTENSION (HW): 2X RS232; W/O PCIE; OPERATING SYSTEM: WINDOWS 7 ULTIMATE, 32BIT; MASS STORAGE CHANGEABLE: CFAST 4 GB, (ONLY WITH SW, IF NO INTERNAL MASS STORAGE); MASS STORAGE INTERNAL: SSD 80 GB STANDARD (MLC); W/O SIMATIC SOFTWARE; | 2706 | TEM | 1 | Simatic | 3 | 1
6AG41404BC362KA0 | SIMATIC IPC427D (MICROBOX PC), HD GRAPHIC ONBOARD, 2X10/100/1000 MBIT/S ETHERNET RJ45, 4 X USB V3.0 (HIGH CURRENT), PCIE (OPTIONAL), 24V DC POWER SUPPLY; PROCESSOR: CORE I3-3217UE; 2 X GBIT ETHERNET (IE/PN); PROFIBUS DP 12; MOUNTING ACCESSORIES: MOUNTING ON DIN RAIL; MEMORY EXTENSION: 4 GB; EXTENSION (HW): 2X RS232; W/O PCIE; OPERATING SYSTEM: WINDOWS 7 ULTIMATE, 32BIT; MASS STORAGE CHANGEABLE: CFAST 4 GB, (ONLY WITH SW, IF NO INTERNAL MASS STORAGE); MASS STORAGE INTERNAL: 320 GB HDD SATA; W/O SIMATIC SOFTWARE; | 2612 | TEM | 1 | Simatic | 3 | 1
6AG41404BD240HA0 | SIMATIC IPC427D (MICROBOX PC), HD GRAPHIC ONBOARD, 2X10/100/1000 MBIT/S ETHERNET RJ45, 4 X USB V3.0 (HIGH CURRENT), PCIE (OPTIONAL), 24V DC POWER SUPPLY; PROCESSOR: CORE I3-3217UE; 2 X GBIT ETHERNET (IE/PN); PROFIBUS DP 12; MOUNTING ACCESSORIES: MOUNTING ON DIN RAIL; MEMORY EXTENSION: 8 GB; EXTENSION (HW): 1X RS232; 2X PCIE; OPERATING SYSTEM: WIN EMBEDDED STANDARD 7, 32BIT; MASS STORAGE CHANGEABLE: W/O MASS STORAGE CHANGEABLE; MASS STORAGE INTERNAL: SSD 80 GB STANDARD (MLC); W/O SIMATIC SOFTWARE; | 2670 | TEM | 1 | Simatic | 3 | 1
6AG41404BL044AA0 | SIMATIC IPC427D (MICROBOX PC), HD GRAPHIC ONBOARD, 2X10/100/1000 MBIT/S ETHERNET RJ45, 4 X USB V3.0 (HIGH CURRENT), PCIE (OPTIONAL), 24V DC POWER SUPPLY; PROCESSOR: CORE I3-3217UE; 2 X GBIT ETHERNET (IE/PN); PROFIBUS DP 12; MOUNTING ACCESSORIES: MOUNTING ON DIN RAIL; MEMORY EXTENSION: 4 GB WITH NVRAM; EXTENSION (HW): 1X RS232; W/O PCIE; OPERATING SYSTEM: WIN EMBEDDED STANDARD 7, 32BIT; MASS STORAGE CHANGEABLE: CFAST 16 GB, (ONLY WITH SW, IF NO INTERNAL MASS STORAGE); MASS STORAGE INTERNAL: W/O MASS STORAGE INTERNAL; W/O SIMATIC SOFTWARE; | 2470 | TEM | 1 | Simatic | 3 | 1
6AG41404DC170KA0 | SIMATIC IPC427D (MICROBOX PC), HD GRAPHIC ONBOARD, 2X10/100/1000 MBIT/S ETHERNET RJ45, 4 X USB V3.0 (HIGH CURRENT), PCIE (OPTIONAL), 24V DC POWER SUPPLY; PROCESSOR: CORE I3-3217UE; 2 X GBIT ETHERNET (IE/PN); PROFIBUS DP 12; MOUNTING: WALL MOUNTING; MEMORY EXTENSION: 4 GB; EXTENSION (HW): 1X RS232; 1X PCIE; OPERATING SYSTEM: WINDOWS 7 ULTIMATE, 64BIT; MASS STORAGE CHANGEABLE: W/O MASS STORAGE CHANGEABLE; MASS STORAGE INTERNAL: 320 GB HDD SATA; W/O SIMATIC SOFTWARE; | 2502 | TEM | 1 | Simatic | 3 | 1
6AG41405BD170KA0 | SIMATIC IPC427D (MICROBOX PC), HD GRAPHIC ONBOARD, 2X10/100/1000 MBIT/S ETHERNET RJ45, 4 X USB V3.0 (HIGH CURRENT), PCIE (OPTIONAL), 24V DC POWER SUPPLY; PROCESSOR: CORE I3-3217UE; 1 X GBIT ETHERNET (IE/PN); 1 X PROFINET (IRT, 3 PORTS); MOUNTING ACCESSORIES: MOUNTING ON DIN RAIL; MEMORY EXTENSION: 8 GB; EXTENSION (HW): 1X RS232; 1X PCIE; OPERATING SYSTEM: WINDOWS 7 ULTIMATE, 64BIT; MASS STORAGE CHANGEABLE: W/O MASS STORAGE CHANGEABLE; MASS STORAGE INTERNAL: 320 GB HDD SATA; W/O SIMATIC SOFTWARE; | 3048 | TEM | 1 | Simatic | 3 | 1
6AG41406BB140HA0 | SIMATIC IPC427D (MICROBOX PC), HD GRAPHIC ONBOARD, 2X10/100/1000 MBIT/S ETHERNET RJ45, 4 X USB V3.0 (HIGH CURRENT), PCIE (OPTIONAL), 24V DC POWER SUPPLY; PROCESSOR: CORE I7-3517UE; 2 X GBIT ETHERNET (IE/PN); MOUNTING ACCESSORIES: MOUNTING ON DIN RAIL; MEMORY EXTENSION: 2 GB; EXTENSION (HW): 1X RS232; 1X PCIE; OPERATING SYSTEM: WIN EMBEDDED STANDARD 7, 32BIT; MASS STORAGE CHANGEABLE: W/O MASS STORAGE CHANGEABLE; MASS STORAGE INTERNAL: SSD 80 GB STANDARD (MLC); W/O SIMATIC SOFTWARE; | 2386 | TEM | 1 | Simatic | 3 | 1
6AG41406BB201AA0 | SIMATIC IPC427D (MICROBOX PC), HD GRAPHIC ONBOARD, 2X10/100/1000 MBIT/S ETHERNET RJ45, 4 X USB V3.0 (HIGH CURRENT), PCIE (OPTIONAL), 24V DC POWER SUPPLY; PROCESSOR: CORE I7-3517UE; 2 X GBIT ETHERNET (IE/PN); MOUNTING ACCESSORIES: MOUNTING ON DIN RAIL; MEMORY EXTENSION: 2 GB; EXTENSION (HW): 1X RS232; 2X PCIE; OPERATING SYSTEM: W/O OPERATING SYSTEM; MASS STORAGE CHANGEABLE: CFAST 2 GB, W/O SW; MASS STORAGE INTERNAL: W/O MASS STORAGE INTERNAL; W/O SIMATIC SOFTWARE; | 2113 | TEM | 1 | Simatic | 3 | 1
6AG41406BC000HA0 | SIMATIC IPC427D (MICROBOX PC), HD GRAPHIC ONBOARD, 2X10/100/1000 MBIT/S ETHERNET RJ45, 4 X USB V3.0 (HIGH CURRENT), PCIE (OPTIONAL), 24V DC POWER SUPPLY; PROCESSOR: CORE I7-3517UE; 2 X GBIT ETHERNET (IE/PN); MOUNTING ACCESSORIES: MOUNTING ON DIN RAIL; MEMORY EXTENSION: 4 GB; EXTENSION (HW): 1X RS232; W/O PCIE; OPERATING SYSTEM: W/O OPERATING SYSTEM; MASS STORAGE CHANGEABLE: W/O MASS STORAGE CHANGEABLE; MASS STORAGE INTERNAL: SSD 80 GB STANDARD (MLC); W/O SIMATIC SOFTWARE; | 2208 | TEM | 1 | Simatic | 3 | 1
6AG41406BC040HA0 | SIMATIC IPC427D (MICROBOX PC), HD GRAPHIC ONBOARD, 2X10/100/1000 MBIT/S ETHERNET RJ45, 4 X USB V3.0 (HIGH CURRENT), PCIE (OPTIONAL), 24V DC POWER SUPPLY; PROCESSOR: CORE I7-3517UE; 2 X GBIT ETHERNET (IE/PN); MOUNTING ACCESSORIES: MOUNTING ON DIN RAIL; MEMORY EXTENSION: 4 GB; EXTENSION (HW): 1X RS232; W/O PCIE; OPERATING SYSTEM: WIN EMBEDDED STANDARD 7, 32BIT; MASS STORAGE CHANGEABLE: W/O MASS STORAGE CHANGEABLE; MASS STORAGE INTERNAL: SSD 80 GB STANDARD (MLC); W/O SIMATIC SOFTWARE; | 2365 | TEM | 1 | Simatic | 3 | 1
6AG41406BC070HA0 | SIMATIC IPC427D (MICROBOX PC), HD GRAPHIC ONBOARD, 2X10/100/1000 MBIT/S ETHERNET RJ45, 4 X USB V3.0 (HIGH CURRENT), PCIE (OPTIONAL), 24V DC POWER SUPPLY; PROCESSOR: CORE I7-3517UE; 2 X GBIT ETHERNET (IE/PN); MOUNTING ACCESSORIES: MOUNTING ON DIN RAIL; MEMORY EXTENSION: 4 GB; EXTENSION (HW): 1X RS232; W/O PCIE; OPERATING SYSTEM: WINDOWS 7 ULTIMATE, 64BIT; MASS STORAGE CHANGEABLE: W/O MASS STORAGE CHANGEABLE; MASS STORAGE INTERNAL: SSD 80 GB STANDARD (MLC); W/O SIMATIC SOFTWARE; | 2544 | TEM | 1 | Simatic | 3 | 1
6AG41406BC070KA0 | SIMATIC IPC427D (MICROBOX PC), HD GRAPHIC ONBOARD, 2X10/100/1000 MBIT/S ETHERNET RJ45, 4 X USB V3.0 (HIGH CURRENT), PCIE (OPTIONAL), 24V DC POWER SUPPLY; PROCESSOR: CORE I7-3517UE; 2 X GBIT ETHERNET (IE/PN); MOUNTING ACCESSORIES: MOUNTING ON DIN RAIL; MEMORY EXTENSION: 4 GB; EXTENSION (HW): 1X RS232; W/O PCIE; OPERATING SYSTEM: WINDOWS 7 ULTIMATE, 64BIT; MASS STORAGE CHANGEABLE: W/O MASS STORAGE CHANGEABLE; MASS STORAGE INTERNAL: 320 GB HDD SATA; W/O SIMATIC SOFTWARE; | 2449 | TEM | 1 | Simatic | 3 | 1
6AG41406BC170PA0 | SIMATIC IPC427D (MICROBOX PC), HD GRAPHIC ONBOARD, 2X10/100/1000 MBIT/S ETHERNET RJ45, 4 X USB V3.0 (HIGH CURRENT), PCIE (OPTIONAL), 24V DC POWER SUPPLY; PROCESSOR: CORE I7-3517UE; 2 X GBIT ETHERNET (IE/PN); MOUNTING ACCESSORIES: MOUNTING ON DIN RAIL; MEMORY EXTENSION: 4 GB; EXTENSION (HW): 1X RS232; 1X PCIE; OPERATING SYSTEM: WINDOWS 7 ULTIMATE, 64BIT; MASS STORAGE CHANGEABLE: W/O MASS STORAGE CHANGEABLE; MASS STORAGE INTERNAL: SSD 240 GB STANDARD (MLC); W/O SIMATIC SOFTWARE; | 2859 | TEM | 1 | Simatic | 3 | 1
6AG41406BC172PA0 | SIMATIC IPC427D (MICROBOX PC), HD GRAPHIC ONBOARD, 2X10/100/1000 MBIT/S ETHERNET RJ45, 4 X USB V3.0 (HIGH CURRENT), PCIE (OPTIONAL), 24V DC POWER SUPPLY; PROCESSOR: CORE I7-3517UE; 2 X GBIT ETHERNET (IE/PN); MOUNTING ACCESSORIES: MOUNTING ON DIN RAIL; MEMORY EXTENSION: 4 GB; EXTENSION (HW): 1X RS232; 1X PCIE; OPERATING SYSTEM: WINDOWS 7 ULTIMATE, 64BIT; MASS STORAGE CHANGEABLE: CFAST 4 GB, (ONLY WITH SW, IF NO INTERNAL MASS STORAGE); MASS STORAGE INTERNAL: SSD 240 GB STANDARD (MLC); W/O SIMATIC SOFTWARE; | 2995 | TEM | 1 | Simatic | 3 | 1
6AG41406BC470HA0 | SIMATIC IPC427D (MICROBOX PC), HD GRAPHIC ONBOARD, 2X10/100/1000 MBIT/S ETHERNET RJ45, 4 X USB V3.0 (HIGH CURRENT), PCIE (OPTIONAL), 24V DC POWER SUPPLY; PROCESSOR: CORE I7-3517UE; 2 X GBIT ETHERNET (IE/PN); MOUNTING ACCESSORIES: MOUNTING ON DIN RAIL; MEMORY EXTENSION: 4 GB; EXTENSION (HW): 2X RS232; 1X PCIE; OPERATING SYSTEM: WINDOWS 7 ULTIMATE, 64BIT; MASS STORAGE CHANGEABLE: W/O MASS STORAGE CHANGEABLE; MASS STORAGE INTERNAL: SSD 80 GB STANDARD (MLC); W/O SIMATIC SOFTWARE; | 2727 | TEM | 1 | Simatic | 3 | 1
6AG41406BC471KA0 | SIMATIC IPC427D (MICROBOX PC), HD GRAPHIC ONBOARD, 2X10/100/1000 MBIT/S ETHERNET RJ45, 4 X USB V3.0 (HIGH CURRENT), PCIE (OPTIONAL), 24V DC POWER SUPPLY; PROCESSOR: CORE I7-3517UE; 2 X GBIT ETHERNET (IE/PN); MOUNTING ACCESSORIES: MOUNTING ON DIN RAIL; MEMORY EXTENSION: 4 GB; EXTENSION (HW): 2X RS232; 1X PCIE; OPERATING SYSTEM: WINDOWS 7 ULTIMATE, 64BIT; MASS STORAGE CHANGEABLE: CFAST 2 GB, W/O SW; MASS STORAGE INTERNAL: 320 GB HDD SATA; W/O SIMATIC SOFTWARE; | 2717 | TEM | 1 | Simatic | 3 | 1
6AG41406BD050HA0 | SIMATIC IPC427D (MICROBOX PC), HD GRAPHIC ONBOARD, 2X10/100/1000 MBIT/S ETHERNET RJ45, 4 X USB V3.0 (HIGH CURRENT), PCIE (OPTIONAL), 24V DC POWER SUPPLY; PROCESSOR: CORE I7-3517UE; 2 X GBIT ETHERNET (IE/PN); MOUNTING ACCESSORIES: MOUNTING ON DIN RAIL; MEMORY EXTENSION: 8 GB; EXTENSION (HW): 1X RS232; W/O PCIE; OPERATING SYSTEM: WIN EMBEDDED STANDARD 7 SP1, ENGLISH, 64BIT; MASS STORAGE CHANGEABLE: W/O MASS STORAGE CHANGEABLE; MASS STORAGE INTERNAL: SSD 80 GB STANDARD (MLC); W/O SIMATIC SOFTWARE; | 2512 | TEM | 1 | Simatic | 3 | 1
6AG41406BD070HA0 | SIMATIC IPC427D (MICROBOX PC), HD GRAPHIC ONBOARD, 2X10/100/1000 MBIT/S ETHERNET RJ45, 4 X USB V3.0 (HIGH CURRENT), PCIE (OPTIONAL), 24V DC POWER SUPPLY; PROCESSOR: CORE I7-3517UE; 2 X GBIT ETHERNET (IE/PN); MOUNTING ACCESSORIES: MOUNTING ON DIN RAIL; MEMORY EXTENSION: 8 GB; EXTENSION (HW): 1X RS232; W/O PCIE; OPERATING SYSTEM: WINDOWS 7 ULTIMATE, 64BIT; MASS STORAGE CHANGEABLE: W/O MASS STORAGE CHANGEABLE; MASS STORAGE INTERNAL: SSD 80 GB STANDARD (MLC); W/O SIMATIC SOFTWARE; | 2691 | TEM | 1 | Simatic | 3 | 1
6AG41406BD070KA0 | SIMATIC IPC427D (MICROBOX PC), HD GRAPHIC ONBOARD, 2X10/100/1000 MBIT/S ETHERNET RJ45, 4 X USB V3.0 (HIGH CURRENT), PCIE (OPTIONAL), 24V DC POWER SUPPLY; PROCESSOR: CORE I7-3517UE; 2 X GBIT ETHERNET (IE/PN); MOUNTING ACCESSORIES: MOUNTING ON DIN RAIL; MEMORY EXTENSION: 8 GB; EXTENSION (HW): 1X RS232; W/O PCIE; OPERATING SYSTEM: WINDOWS 7 ULTIMATE, 64BIT; MASS STORAGE CHANGEABLE: W/O MASS STORAGE CHANGEABLE; MASS STORAGE INTERNAL: 320 GB HDD SATA; W/O SIMATIC SOFTWARE; | 2596 | TEM | 1 | Simatic | 3 | 1
6AG41406BD070PA0 | SIMATIC IPC427D (MICROBOX PC), HD GRAPHIC ONBOARD, 2X10/100/1000 MBIT/S ETHERNET RJ45, 4 X USB V3.0 (HIGH CURRENT), PCIE (OPTIONAL), 24V DC POWER SUPPLY; PROCESSOR: CORE I7-3517UE; 2 X GBIT ETHERNET (IE/PN); MOUNTING ACCESSORIES: MOUNTING ON DIN RAIL; MEMORY EXTENSION: 8 GB; EXTENSION (HW): 1X RS232; W/O PCIE; OPERATING SYSTEM: WINDOWS 7 ULTIMATE, 64BIT; MASS STORAGE CHANGEABLE: W/O MASS STORAGE CHANGEABLE; MASS STORAGE INTERNAL: SSD 240 GB STANDARD (MLC); W/O SIMATIC SOFTWARE; | 2901 | TEM | 1 | Simatic | 3 | 1
6AG41406BD100HA0 | SIMATIC IPC427D (MICROBOX PC), HD GRAPHIC ONBOARD, 2X10/100/1000 MBIT/S ETHERNET RJ45, 4 X USB V3.0 (HIGH CURRENT), PCIE (OPTIONAL), 24V DC POWER SUPPLY; PROCESSOR: CORE I7-3517UE; 2 X GBIT ETHERNET (IE/PN); MOUNTING ACCESSORIES: MOUNTING ON DIN RAIL; MEMORY EXTENSION: 8 GB; EXTENSION (HW): 1X RS232; 1X PCIE; OPERATING SYSTEM: W/O OPERATING SYSTEM; MASS STORAGE CHANGEABLE: W/O MASS STORAGE CHANGEABLE; MASS STORAGE INTERNAL: SSD 80 GB STANDARD (MLC); W/O SIMATIC SOFTWARE; | 2460 | TEM | 1 | Simatic | 3 | 1
6AG41406BD170HA0 | SIMATIC IPC427D (MICROBOX PC), HD GRAPHIC ONBOARD, 2X10/100/1000 MBIT/S ETHERNET RJ45, 4 X USB V3.0 (HIGH CURRENT), PCIE (OPTIONAL), 24V DC POWER SUPPLY; PROCESSOR: CORE I7-3517UE; 2 X GBIT ETHERNET (IE/PN); MOUNTING ACCESSORIES: MOUNTING ON DIN RAIL; MEMORY EXTENSION: 8 GB; EXTENSION (HW): 1X RS232; 1X PCIE; OPERATING SYSTEM: WINDOWS 7 ULTIMATE, 64BIT; MASS STORAGE CHANGEABLE: W/O MASS STORAGE CHANGEABLE; MASS STORAGE INTERNAL: SSD 80 GB STANDARD (MLC); W/O SIMATIC SOFTWARE; | 2796 | TEM | 1 | Simatic | 3 | 1
6AG41406BD170PA0 | SIMATIC IPC427D (MICROBOX PC), HD GRAPHIC ONBOARD, 2X10/100/1000 MBIT/S ETHERNET RJ45, 4 X USB V3.0 (HIGH CURRENT), PCIE (OPTIONAL), 24V DC POWER SUPPLY; PROCESSOR: CORE I7-3517UE; 2 X GBIT ETHERNET (IE/PN); MOUNTING ACCESSORIES: MOUNTING ON DIN RAIL; MEMORY EXTENSION: 8 GB; EXTENSION (HW): 1X RS232; 1X PCIE; OPERATING SYSTEM: WINDOWS 7 ULTIMATE, 64BIT; MASS STORAGE CHANGEABLE: W/O MASS STORAGE CHANGEABLE; MASS STORAGE INTERNAL: SSD 240 GB STANDARD (MLC); W/O SIMATIC SOFTWARE; | 3006 | TEM | 1 | Simatic | 3.081 | 1
6AG41406BD200HA0 | SIMATIC IPC427D (MICROBOX PC), HD GRAPHIC ONBOARD, 2X10/100/1000 MBIT/S ETHERNET RJ45, 4 X USB V3.0 (HIGH CURRENT), PCIE (OPTIONAL), 24V DC POWER SUPPLY; PROCESSOR: CORE I7-3517UE; 2 X GBIT ETHERNET (IE/PN); MOUNTING ACCESSORIES: MOUNTING ON DIN RAIL; MEMORY EXTENSION: 8 GB; EXTENSION (HW): 1X RS232; 2X PCIE; OPERATING SYSTEM: W/O OPERATING SYSTEM; MASS STORAGE CHANGEABLE: W/O MASS STORAGE CHANGEABLE; MASS STORAGE INTERNAL: SSD 80 GB STANDARD (MLC); W/O SIMATIC SOFTWARE; | 2565 | TEM | 1 | Simatic | 3 | 1
6AG41406BD200PA0 | SIMATIC IPC427D (MICROBOX PC), HD GRAPHIC ONBOARD, 2X10/100/1000 MBIT/S ETHERNET RJ45, 4 X USB V3.0 (HIGH CURRENT), PCIE (OPTIONAL), 24V DC POWER SUPPLY; PROCESSOR: CORE I7-3517UE; 2 X GBIT ETHERNET (IE/PN); MOUNTING ACCESSORIES: MOUNTING ON DIN RAIL; MEMORY EXTENSION: 8 GB; EXTENSION (HW): 1X RS232; 2X PCIE; OPERATING SYSTEM: W/O OPERATING SYSTEM; MASS STORAGE CHANGEABLE: W/O MASS STORAGE CHANGEABLE; MASS STORAGE INTERNAL: SSD 240 GB STANDARD (MLC); W/O SIMATIC SOFTWARE; | 2775 | TEM | 1 | Simatic | 3 | 1
6AG41406BD354HA0 | SIMATIC IPC427D (MICROBOX PC), HD GRAPHIC ONBOARD, 2X10/100/1000 MBIT/S ETHERNET RJ45, 4 X USB V3.0 (HIGH CURRENT), PCIE (OPTIONAL), 24V DC POWER SUPPLY; PROCESSOR: CORE I7-3517UE; 2 X GBIT ETHERNET (IE/PN); MOUNTING ACCESSORIES: MOUNTING ON DIN RAIL; MEMORY EXTENSION: 8 GB; EXTENSION (HW): 2X RS232; W/O PCIE; OPERATING SYSTEM: WIN EMBEDDED STANDARD 7 SP1, ENGLISH, 64BIT; MASS STORAGE CHANGEABLE: CFAST 16 GB, (ONLY WITH SW, IF NO INTERNAL MASS STORAGE); MASS STORAGE INTERNAL: SSD 80 GB STANDARD (MLC); W/O SIMATIC SOFTWARE; | 3000 | TEM | 1 | Simatic | 3 | 1
6AG41406BG060HA0 | SIMATIC IPC427D (MICROBOX PC), HD GRAPHIC ONBOARD, 2X10/100/1000 MBIT/S ETHERNET RJ45, 4 X USB V3.0 (HIGH CURRENT), PCIE (OPTIONAL), 24V DC POWER SUPPLY; PROCESSOR: CORE I7-3517UE; 2 X GBIT ETHERNET (IE/PN); MOUNTING ACCESSORIES: MOUNTING ON DIN RAIL; MEMORY EXTENSION: 4 GB WITH ECC; (ONLY WITH CORE I7-3517UE; 2 X GBIT ETHERNET (IE/PN)); EXTENSION (HW): 1X RS232; W/O PCIE; OPERATING SYSTEM: WINDOWS 7 ULTIMATE, 32BIT; MASS STORAGE CHANGEABLE: W/O MASS STORAGE CHANGEABLE; MASS STORAGE INTERNAL: SSD 80 GB STANDARD (MLC); W/O SIMATIC SOFTWARE; | 2575 | TEM | 1 | Simatic | 3 | 1
6AG41406BG201AA0 | SIMATIC IPC427D (MICROBOX PC), HD GRAPHIC ONBOARD, 2X10/100/1000 MBIT/S ETHERNET RJ45, 4 X USB V3.0 (HIGH CURRENT), PCIE (OPTIONAL), 24V DC POWER SUPPLY; PROCESSOR: CORE I7-3517UE; 2 X GBIT ETHERNET (IE/PN); MOUNTING ACCESSORIES: MOUNTING ON DIN RAIL; MEMORY EXTENSION: 4 GB WITH ECC; (ONLY WITH CORE I7-3517UE; 2 X GBIT ETHERNET (IE/PN)); EXTENSION (HW): 1X RS232; 2X PCIE; OPERATING SYSTEM: W/O OPERATING SYSTEM; MASS STORAGE CHANGEABLE: CFAST 2 GB, W/O SW; MASS STORAGE INTERNAL: W/O MASS STORAGE INTERNAL; W/O SIMATIC SOFTWARE; | 2229 | TEM | 1 | Simatic | 3 | 1
6AG41406BH070KA0 | SIMATIC IPC427D (MICROBOX PC), HD GRAPHIC ONBOARD, 2X10/100/1000 MBIT/S ETHERNET RJ45, 4 X USB V3.0 (HIGH CURRENT), PCIE (OPTIONAL), 24V DC POWER SUPPLY; PROCESSOR: CORE I7-3517UE; 2 X GBIT ETHERNET (IE/PN); MOUNTING ACCESSORIES: MOUNTING ON DIN RAIL; MEMORY EXTENSION: 8 GB MIT ECC; (ONLY WITH CORE I7-3517UE); EXTENSION (HW): 1X RS232; W/O PCIE; OPERATING SYSTEM: WINDOWS 7 ULTIMATE, 64BIT; MASS STORAGE CHANGEABLE: W/O MASS STORAGE CHANGEABLE; MASS STORAGE INTERNAL: 320 GB HDD SATA; W/O SIMATIC SOFTWARE; | 2775 | TEM | 1 | Simatic | 3 | 1
6AG41406BH254HA0 | SIMATIC IPC427D (MICROBOX PC), HD GRAPHIC ONBOARD, 2X10/100/1000 MBIT/S ETHERNET RJ45, 4 X USB V3.0 (HIGH CURRENT), PCIE (OPTIONAL), 24V DC POWER SUPPLY; PROCESSOR: CORE I7-3517UE; 2 X GBIT ETHERNET (IE/PN); MOUNTING ACCESSORIES: MOUNTING ON DIN RAIL; MEMORY EXTENSION: 8 GB MIT ECC; (ONLY WITH CORE I7-3517UE); EXTENSION (HW): 1X RS232; 2X PCIE; OPERATING SYSTEM: WIN EMBEDDED STANDARD 7 SP1, ENGLISH, 64BIT; MASS STORAGE CHANGEABLE: CFAST 16 GB, (ONLY WITH SW, IF NO INTERNAL MASS STORAGE); MASS STORAGE INTERNAL: SSD 80 GB STANDARD (MLC); W/O SIMATIC SOFTWARE; | 3310 | TEM | 1 | Simatic | 3 | 1
6AG41406BH270HA0 | SIMATIC IPC427D (MICROBOX PC), HD GRAPHIC ONBOARD, 2X10/100/1000 MBIT/S ETHERNET RJ45, 4 X USB V3.0 (HIGH CURRENT), PCIE (OPTIONAL), 24V DC POWER SUPPLY; PROCESSOR: CORE I7-3517UE; 2 X GBIT ETHERNET (IE/PN); MOUNTING ACCESSORIES: MOUNTING ON DIN RAIL; MEMORY EXTENSION: 8 GB MIT ECC; (ONLY WITH CORE I7-3517UE); EXTENSION (HW): 1X RS232; 2X PCIE; OPERATING SYSTEM: WINDOWS 7 ULTIMATE, 64BIT; MASS STORAGE CHANGEABLE: W/O MASS STORAGE CHANGEABLE; MASS STORAGE INTERNAL: SSD 80 GB STANDARD (MLC); W/O SIMATIC SOFTWARE; | 3079 | TEM | 1 | Simatic | 3 | 1
6AG41406BM040HB0 | SIMATIC IPC427D (MICROBOX PC), HD GRAPHIC ONBOARD, 2X10/100/1000 MBIT/S ETHERNET RJ45, 4 X USB V3.0 (HIGH CURRENT), PCIE (OPTIONAL), 24V DC POWER SUPPLY; PROCESSOR: CORE I7-3517UE; 2 X GBIT ETHERNET (IE/PN); MOUNTING ACCESSORIES: MOUNTING ON DIN RAIL; MEMORY EXTENSION: 8 GB WITH NVRAM; EXTENSION (HW): 1X RS232; W/O PCIE; OPERATING SYSTEM: WIN EMBEDDED STANDARD 7, 32BIT; MASS STORAGE CHANGEABLE: W/O MASS STORAGE CHANGEABLE; MASS STORAGE INTERNAL: SSD 80 GB STANDARD (MLC); WINAC RTX 2010 SP2; | 3331 | TEM | 1 | Simatic | 3 | 1
6AG41406BM070HA0 | SIMATIC IPC427D (MICROBOX PC), HD GRAPHIC ONBOARD, 2X10/100/1000 MBIT/S ETHERNET RJ45, 4 X USB V3.0 (HIGH CURRENT), PCIE (OPTIONAL), 24V DC POWER SUPPLY; PROCESSOR: CORE I7-3517UE; 2 X GBIT ETHERNET (IE/PN); MOUNTING ACCESSORIES: MOUNTING ON DIN RAIL; MEMORY EXTENSION: 8 GB WITH NVRAM; EXTENSION (HW): 1X RS232; W/O PCIE; OPERATING SYSTEM: WINDOWS 7 ULTIMATE, 64BIT; MASS STORAGE CHANGEABLE: W/O MASS STORAGE CHANGEABLE; MASS STORAGE INTERNAL: SSD 80 GB STANDARD (MLC); W/O SIMATIC SOFTWARE; | 2743 | TEM | 1 | Simatic | 3 | 1
6AG41406BM542PC0 | SIMATIC IPC427D (MICROBOX PC), HD GRAPHIC ONBOARD, 2X10/100/1000 MBIT/S ETHERNET RJ45, 4 X USB V3.0 (HIGH CURRENT), PCIE (OPTIONAL), 24V DC POWER SUPPLY; PROCESSOR: CORE I7-3517UE; 2 X GBIT ETHERNET (IE/PN); MOUNTING ACCESSORIES: MOUNTING ON DIN RAIL; MEMORY EXTENSION: 8 GB WITH NVRAM; EXTENSION (HW): 2X RS232; 2X PCIE; OPERATING SYSTEM: WIN EMBEDDED STANDARD 7, 32BIT; MASS STORAGE CHANGEABLE: CFAST 4 GB, (ONLY WITH SW, IF NO INTERNAL MASS STORAGE); MASS STORAGE INTERNAL: SSD 240 GB STANDARD (MLC); WIN CC RT ADV. V13 SP1 128PT (INCL. LOGGING AND RECIPES); | 3483 | TEM | 1 | Simatic | 3 | 1
6AG41406BP170PA0 | SIMATIC IPC427D (MICROBOX PC), HD GRAPHIC ONBOARD, 2X10/100/1000 MBIT/S ETHERNET RJ45, 4 X USB V3.0 (HIGH CURRENT), PCIE (OPTIONAL), 24V DC POWER SUPPLY; PROCESSOR: CORE I7-3517UE; 2 X GBIT ETHERNET (IE/PN); MOUNTING ACCESSORIES: MOUNTING ON DIN RAIL; MEMORY EXTENSION: 8 GB WITH ECC AND NVRAM; (ONLY WITH CORE I7-3517UE; 2 X GBIT ETHERNET (IE/PN)); EXTENSION (HW): 1X RS232; 1X PCIE; OPERATING SYSTEM: WINDOWS 7 ULTIMATE, 64BIT; MASS STORAGE CHANGEABLE: W/O MASS STORAGE CHANGEABLE; MASS STORAGE INTERNAL: SSD 240 GB STANDARD (MLC); W/O SIMATIC SOFTWARE; | 3237 | TEM | 1 | Simatic | 3 | 1
6AG41406BP473HA0 | SIMATIC IPC427D (MICROBOX PC), HD GRAPHIC ONBOARD, 2X10/100/1000 MBIT/S ETHERNET RJ45, 4 X USB V3.0 (HIGH CURRENT), PCIE (OPTIONAL), 24V DC POWER SUPPLY; PROCESSOR: CORE I7-3517UE; 2 X GBIT ETHERNET (IE/PN); MOUNTING ACCESSORIES: MOUNTING ON DIN RAIL; MEMORY EXTENSION: 8 GB WITH ECC AND NVRAM; (ONLY WITH CORE I7-3517UE; 2 X GBIT ETHERNET (IE/PN)); EXTENSION (HW): 2X RS232; 1X PCIE; OPERATING SYSTEM: WINDOWS 7 ULTIMATE, 64BIT; MASS STORAGE CHANGEABLE: CFAST 8 GB, (ONLY WITH SW, IF NO INTERNAL MASS STORAGE); MASS STORAGE INTERNAL: SSD 80 GB STANDARD (MLC); W/O SIMATIC SOFTWARE; | 3357 | TEM | 1 | Simatic | 3 | 1
6AG41406BP560KA0 | SIMATIC IPC427D (MICROBOX PC), HD GRAPHIC ONBOARD, 2X10/100/1000 MBIT/S ETHERNET RJ45, 4 X USB V3.0 (HIGH CURRENT), PCIE (OPTIONAL), 24V DC POWER SUPPLY; PROCESSOR: CORE I7-3517UE; 2 X GBIT ETHERNET (IE/PN); MOUNTING ACCESSORIES: MOUNTING ON DIN RAIL; MEMORY EXTENSION: 8 GB WITH ECC AND NVRAM; (ONLY WITH CORE I7-3517UE; 2 X GBIT ETHERNET (IE/PN)); EXTENSION (HW): 2X RS232; 2X PCIE; OPERATING SYSTEM: WINDOWS 7 ULTIMATE, 32BIT; MASS STORAGE CHANGEABLE: W/O MASS STORAGE CHANGEABLE; MASS STORAGE INTERNAL: 320 GB HDD SATA; W/O SIMATIC SOFTWARE; | 3116 | TEM | 1 | Simatic | 3 | 1
6AG41406DC040CA0 | SIMATIC IPC427D (MICROBOX PC), HD GRAPHIC ONBOARD, 2X10/100/1000 MBIT/S ETHERNET RJ45, 4 X USB V3.0 (HIGH CURRENT), PCIE (OPTIONAL), 24V DC POWER SUPPLY; PROCESSOR: CORE I7-3517UE; 2 X GBIT ETHERNET (IE/PN); MOUNTING: WALL MOUNTING; MEMORY EXTENSION: 4 GB; EXTENSION (HW): 1X RS232; W/O PCIE; OPERATING SYSTEM: WIN EMBEDDED STANDARD 7, 32BIT; MASS STORAGE CHANGEABLE: W/O MASS STORAGE CHANGEABLE; MASS STORAGE INTERNAL: CFAST 4 GB, W/O SIMATIC SOFTWARE; | 2197 | TEM | 1 | Simatic | 3 | 1
6AG41406DC362KA0 | SIMATIC IPC427D (MICROBOX PC), HD GRAPHIC ONBOARD, 2X10/100/1000 MBIT/S ETHERNET RJ45, 4 X USB V3.0 (HIGH CURRENT), PCIE (OPTIONAL), 24V DC POWER SUPPLY; PROCESSOR: CORE I7-3517UE; 2 X GBIT ETHERNET (IE/PN); MOUNTING: WALL MOUNTING; MEMORY EXTENSION: 4 GB; EXTENSION (HW): 2X RS232; W/O PCIE; OPERATING SYSTEM: WINDOWS 7 ULTIMATE, 32BIT; MASS STORAGE CHANGEABLE: CFAST 4 GB, (ONLY WITH SW, IF NO INTERNAL MASS STORAGE); MASS STORAGE INTERNAL: 320 GB HDD SATA; W/O SIMATIC SOFTWARE; | 2664 | TEM | 1 | Simatic | 3 | 1
6AG41406DC370KA0 | SIMATIC IPC427D (MICROBOX PC), HD GRAPHIC ONBOARD, 2X10/100/1000 MBIT/S ETHERNET RJ45, 4 X USB V3.0 (HIGH CURRENT), PCIE (OPTIONAL), 24V DC POWER SUPPLY; PROCESSOR: CORE I7-3517UE; 2 X GBIT ETHERNET (IE/PN); MOUNTING: WALL MOUNTING; MEMORY EXTENSION: 4 GB; EXTENSION (HW): 2X RS232; W/O PCIE; OPERATING SYSTEM: WINDOWS 7 ULTIMATE, 64BIT; MASS STORAGE CHANGEABLE: W/O MASS STORAGE CHANGEABLE; MASS STORAGE INTERNAL: 320 GB HDD SATA; W/O SIMATIC SOFTWARE; | 2528 | TEM | 1 | Simatic | 3 | 1
6AG41406DD070KA0 | SIMATIC IPC427D (MICROBOX PC), HD GRAPHIC ONBOARD, 2X10/100/1000 MBIT/S ETHERNET RJ45, 4 X USB V3.0 (HIGH CURRENT), PCIE (OPTIONAL), 24V DC POWER SUPPLY; PROCESSOR: CORE I7-3517UE; 2 X GBIT ETHERNET (IE/PN); MOUNTING: WALL MOUNTING; MEMORY EXTENSION: 8 GB; EXTENSION (HW): 1X RS232; W/O PCIE; OPERATING SYSTEM: WINDOWS 7 ULTIMATE, 64BIT; MASS STORAGE CHANGEABLE: W/O MASS STORAGE CHANGEABLE; MASS STORAGE INTERNAL: 320 GB HDD SATA; W/O SIMATIC SOFTWARE; | 2596 | TEM | 1 | Simatic | 3 | 1
6AG41406DD070PA0 | SIMATIC IPC427D (MICROBOX PC), HD GRAPHIC ONBOARD, 2X10/100/1000 MBIT/S ETHERNET RJ45, 4 X USB V3.0 (HIGH CURRENT), PCIE (OPTIONAL), 24V DC POWER SUPPLY; PROCESSOR: CORE I7-3517UE; 2 X GBIT ETHERNET (IE/PN); MOUNTING: WALL MOUNTING; MEMORY EXTENSION: 8 GB; EXTENSION (HW): 1X RS232; W/O PCIE; OPERATING SYSTEM: WINDOWS 7 ULTIMATE, 64BIT; MASS STORAGE CHANGEABLE: W/O MASS STORAGE CHANGEABLE; MASS STORAGE INTERNAL: SSD 240 GB STANDARD (MLC); W/O SIMATIC SOFTWARE; | 2901 | TEM | 1 | Simatic | 3 | 1
6AG41406DD170PA0 | SIMATIC IPC427D (MICROBOX PC), HD GRAPHIC ONBOARD, 2X10/100/1000 MBIT/S ETHERNET RJ45, 4 X USB V3.0 (HIGH CURRENT), PCIE (OPTIONAL), 24V DC POWER SUPPLY; PROCESSOR: CORE I7-3517UE; 2 X GBIT ETHERNET (IE/PN); MOUNTING: WALL MOUNTING; MEMORY EXTENSION: 8 GB; EXTENSION (HW): 1X RS232; 1X PCIE; OPERATING SYSTEM: WINDOWS 7 ULTIMATE, 64BIT; MASS STORAGE CHANGEABLE: W/O MASS STORAGE CHANGEABLE; MASS STORAGE INTERNAL: SSD 240 GB STANDARD (MLC); W/O SIMATIC SOFTWARE; | 3006 | TEM | 1 | Simatic | 3 | 1
6AG41406DD370KA0 | SIMATIC IPC427D (MICROBOX PC), HD GRAPHIC ONBOARD, 2X10/100/1000 MBIT/S ETHERNET RJ45, 4 X USB V3.0 (HIGH CURRENT), PCIE (OPTIONAL), 24V DC POWER SUPPLY; PROCESSOR: CORE I7-3517UE; 2 X GBIT ETHERNET (IE/PN); MOUNTING: WALL MOUNTING; MEMORY EXTENSION: 8 GB; EXTENSION (HW): 2X RS232; W/O PCIE; OPERATING SYSTEM: WINDOWS 7 ULTIMATE, 64BIT; MASS STORAGE CHANGEABLE: W/O MASS STORAGE CHANGEABLE; MASS STORAGE INTERNAL: 320 GB HDD SATA; W/O SIMATIC SOFTWARE; | 2675 | TEM | 1 | Simatic | 3 | 1
6AG41406DH070PA0 | SIMATIC IPC427D (MICROBOX PC), HD GRAPHIC ONBOARD, 2X10/100/1000 MBIT/S ETHERNET RJ45, 4 X USB V3.0 (HIGH CURRENT), PCIE (OPTIONAL), 24V DC POWER SUPPLY; PROCESSOR: CORE I7-3517UE; 2 X GBIT ETHERNET (IE/PN); MOUNTING: WALL MOUNTING; MEMORY EXTENSION: 8 GB MIT ECC; (ONLY WITH CORE I7-3517UE); EXTENSION (HW): 1X RS232; W/O PCIE; OPERATING SYSTEM: WINDOWS 7 ULTIMATE, 64BIT; MASS STORAGE CHANGEABLE: W/O MASS STORAGE CHANGEABLE; MASS STORAGE INTERNAL: SSD 240 GB STANDARD (MLC); W/O SIMATIC SOFTWARE; | 3079 | TEM | 1 | Simatic | 3 | 1
6AG41406DH244HA0 | SIMATIC IPC427D (MICROBOX PC), HD GRAPHIC ONBOARD, 2X10/100/1000 MBIT/S ETHERNET RJ45, 4 X USB V3.0 (HIGH CURRENT), PCIE (OPTIONAL), 24V DC POWER SUPPLY; PROCESSOR: CORE I7-3517UE; 2 X GBIT ETHERNET (IE/PN); MOUNTING: WALL MOUNTING; MEMORY EXTENSION: 8 GB MIT ECC; (ONLY WITH CORE I7-3517UE); EXTENSION (HW): 1X RS232; 2X PCIE; OPERATING SYSTEM: WIN EMBEDDED STANDARD 7, 32BIT; MASS STORAGE CHANGEABLE: CFAST 16 GB, (ONLY WITH SW, IF NO INTERNAL MASS STORAGE); MASS STORAGE INTERNAL: SSD 80 GB STANDARD (MLC); W/O SIMATIC SOFTWARE; | 3310 | TEM | 1 | Simatic | 3 | 1
6AG41406DH270HA0 | SIMATIC IPC427D (MICROBOX PC), HD GRAPHIC ONBOARD, 2X10/100/1000 MBIT/S ETHERNET RJ45, 4 X USB V3.0 (HIGH CURRENT), PCIE (OPTIONAL), 24V DC POWER SUPPLY; PROCESSOR: CORE I7-3517UE; 2 X GBIT ETHERNET (IE/PN); MOUNTING: WALL MOUNTING; MEMORY EXTENSION: 8 GB MIT ECC; (ONLY WITH CORE I7-3517UE); EXTENSION (HW): 1X RS232; 2X PCIE; OPERATING SYSTEM: WINDOWS 7 ULTIMATE, 64BIT; MASS STORAGE CHANGEABLE: W/O MASS STORAGE CHANGEABLE; MASS STORAGE INTERNAL: SSD 80 GB STANDARD (MLC); W/O SIMATIC SOFTWARE; | 3079 | TEM | 1 | Simatic | 3 | 1
6AG41406DN170HA0 | SIMATIC IPC427D (MICROBOX PC), HD GRAPHIC ONBOARD, 2X10/100/1000 MBIT/S ETHERNET RJ45, 4 X USB V3.0 (HIGH CURRENT), PCIE (OPTIONAL), 24V DC POWER SUPPLY; PROCESSOR: CORE I7-3517UE; 2 X GBIT ETHERNET (IE/PN); MOUNTING: WALL MOUNTING; MEMORY EXTENSION: 4 GB WITH ECC AND NVRAM; (ONLY WITH CORE I7-3517UE; 2 X GBIT ETHERNET (IE/PN)); EXTENSION (HW): 1X RS232; 1X PCIE; OPERATING SYSTEM: WINDOWS 7 ULTIMATE, 64BIT; MASS STORAGE CHANGEABLE: W/O MASS STORAGE CHANGEABLE; MASS STORAGE INTERNAL: SSD 80 GB STANDARD (MLC); W/O SIMATIC SOFTWARE; | 2733 | TEM | 1 | Simatic | 3 | 1
6AG41406DP073HA0 | SIMATIC IPC427D (MICROBOX PC), HD GRAPHIC ONBOARD, 2X10/100/1000 MBIT/S ETHERNET RJ45, 4 X USB V3.0 (HIGH CURRENT), PCIE (OPTIONAL), 24V DC POWER SUPPLY; PROCESSOR: CORE I7-3517UE; 2 X GBIT ETHERNET (IE/PN); MOUNTING: WALL MOUNTING; MEMORY EXTENSION: 8 GB WITH ECC AND NVRAM; (ONLY WITH CORE I7-3517UE; 2 X GBIT ETHERNET (IE/PN)); EXTENSION (HW): 1X RS232; W/O PCIE; OPERATING SYSTEM: WINDOWS 7 ULTIMATE, 64BIT; MASS STORAGE CHANGEABLE: CFAST 8 GB, (ONLY WITH SW, IF NO INTERNAL MASS STORAGE); MASS STORAGE INTERNAL: SSD 80 GB STANDARD (MLC); W/O SIMATIC SOFTWARE; | 3174 | TEM | 1 | Simatic | 3 | 1
6AG41406EC270KA0 | SIMATIC IPC427D (MICROBOX PC), HD GRAPHIC ONBOARD, 2X10/100/1000 MBIT/S ETHERNET RJ45, 4 X USB V3.0 (HIGH CURRENT), PCIE (OPTIONAL), 24V DC POWER SUPPLY; PROCESSOR: CORE I7-3517UE; 2 X GBIT ETHERNET (IE/PN); MOUNTING: BOOK MOUNTING; MEMORY EXTENSION: 4 GB; EXTENSION (HW): 1X RS232; 2X PCIE; OPERATING SYSTEM: WINDOWS 7 ULTIMATE, 64BIT; MASS STORAGE CHANGEABLE: W/O MASS STORAGE CHANGEABLE; MASS STORAGE INTERNAL: 320 GB HDD SATA; W/O SIMATIC SOFTWARE; | 2659 | TEM | 1 | Simatic | 3 | 1
6AG41406ED170AK0 | SIMATIC IPC427D (MICROBOX PC), HD GRAPHIC ONBOARD, 2X10/100/1000 MBIT/S ETHERNET RJ45, 4 X USB V3.0 (HIGH CURRENT), PCIE (OPTIONAL), 24V DC POWER SUPPLY; PROCESSOR: CORE I7-3517UE; 2 X GBIT ETHERNET (IE/PN); MOUNTING: BOOK MOUNTING; MEMORY EXTENSION: 8 GB; EXTENSION (HW): 1X RS232; 1X PCIE; OPERATING SYSTEM: WINDOWS 7 ULTIMATE, 64BIT; MASS STORAGE CHANGEABLE: W/O MASS STORAGE CHANGEABLE; MASS STORAGE INTERNAL: W/O MASS STORAGE INTERNAL; WINAC RTX 2010 SP2; WIN CC RT ADV. V13 SP1 512PT (INCL. LOGGING AND RECIPES); | 4150 | TEM | 1 | Simatic | 3 | 1
6AG41406ED170KA0 | SIMATIC IPC427D (MICROBOX PC), HD GRAPHIC ONBOARD, 2X10/100/1000 MBIT/S ETHERNET RJ45, 4 X USB V3.0 (HIGH CURRENT), PCIE (OPTIONAL), 24V DC POWER SUPPLY; PROCESSOR: CORE I7-3517UE; 2 X GBIT ETHERNET (IE/PN); MOUNTING: BOOK MOUNTING; MEMORY EXTENSION: 8 GB; EXTENSION (HW): 1X RS232; 1X PCIE; OPERATING SYSTEM: WINDOWS 7 ULTIMATE, 64BIT; MASS STORAGE CHANGEABLE: W/O MASS STORAGE CHANGEABLE; MASS STORAGE INTERNAL: 320 GB HDD SATA; W/O SIMATIC SOFTWARE; | 2701 | TEM | 1 | Simatic | 3 | 1
6AG41407BC170HA0 | SIMATIC IPC427D (MICROBOX PC), HD GRAPHIC ONBOARD, 2X10/100/1000 MBIT/S ETHERNET RJ45, 4 X USB V3.0 (HIGH CURRENT), PCIE (OPTIONAL), 24V DC POWER SUPPLY; PROCESSOR: CORE I7-3517UE; 2 X GBIT ETHERNET (IE/PN); PROFIBUS DP 12; MOUNTING ACCESSORIES: MOUNTING ON DIN RAIL; MEMORY EXTENSION: 4 GB; EXTENSION (HW): 1X RS232; 1X PCIE; OPERATING SYSTEM: WINDOWS 7 ULTIMATE, 64BIT; MASS STORAGE CHANGEABLE: W/O MASS STORAGE CHANGEABLE; MASS STORAGE INTERNAL: SSD 80 GB STANDARD (MLC); W/O SIMATIC SOFTWARE; | 2859 | TEM | 1 | Simatic | 3 | 1
6AG41407BD570PA0 | SIMATIC IPC427D (MICROBOX PC), HD GRAPHIC ONBOARD, 2X10/100/1000 MBIT/S ETHERNET RJ45, 4 X USB V3.0 (HIGH CURRENT), PCIE (OPTIONAL), 24V DC POWER SUPPLY; PROCESSOR: CORE I7-3517UE; 2 X GBIT ETHERNET (IE/PN); PROFIBUS DP 12; MOUNTING ACCESSORIES: MOUNTING ON DIN RAIL; MEMORY EXTENSION: 8 GB; EXTENSION (HW): 2X RS232; 2X PCIE; OPERATING SYSTEM: WINDOWS 7 ULTIMATE, 64BIT; MASS STORAGE CHANGEABLE: W/O MASS STORAGE CHANGEABLE; MASS STORAGE INTERNAL: SSD 240 GB STANDARD (MLC); W/O SIMATIC SOFTWARE; | 3399 | TEM | 1 | Simatic | 3 | 1
6AG41407BL060PA0 | SIMATIC IPC427D (MICROBOX PC), HD GRAPHIC ONBOARD, 2X10/100/1000 MBIT/S ETHERNET RJ45, 4 X USB V3.0 (HIGH CURRENT), PCIE (OPTIONAL), 24V DC POWER SUPPLY; PROCESSOR: CORE I7-3517UE; 2 X GBIT ETHERNET (IE/PN); PROFIBUS DP 12; MOUNTING ACCESSORIES: MOUNTING ON DIN RAIL; MEMORY EXTENSION: 4 GB WITH NVRAM; EXTENSION (HW): 1X RS232; W/O PCIE; OPERATING SYSTEM: WINDOWS 7 ULTIMATE, 32BIT; MASS STORAGE CHANGEABLE: W/O MASS STORAGE CHANGEABLE; MASS STORAGE INTERNAL: SSD 240 GB STANDARD (MLC); W/O SIMATIC SOFTWARE; | 3016 | TEM | 1 | Simatic | 3 | 1
6AG41407DD274HA0 | SIMATIC IPC427D (MICROBOX PC), HD GRAPHIC ONBOARD, 2X10/100/1000 MBIT/S ETHERNET RJ45, 4 X USB V3.0 (HIGH CURRENT), PCIE (OPTIONAL), 24V DC POWER SUPPLY; PROCESSOR: CORE I7-3517UE; 2 X GBIT ETHERNET (IE/PN); PROFIBUS DP 12; MOUNTING: WALL MOUNTING; MEMORY EXTENSION: 8 GB; EXTENSION (HW): 1X RS232; 2X PCIE; OPERATING SYSTEM: WINDOWS 7 ULTIMATE, 64BIT; MASS STORAGE CHANGEABLE: CFAST 16 GB, (ONLY WITH SW, IF NO INTERNAL MASS STORAGE); MASS STORAGE INTERNAL: SSD 80 GB STANDARD (MLC); W/O SIMATIC SOFTWARE; | 3520 | TEM | 1 | Simatic | 3 | 1
6AG41407DL040HA0 | SIMATIC IPC427D (MICROBOX PC), HD GRAPHIC ONBOARD, 2X10/100/1000 MBIT/S ETHERNET RJ45, 4 X USB V3.0 (HIGH CURRENT), PCIE (OPTIONAL), 24V DC POWER SUPPLY; PROCESSOR: CORE I7-3517UE; 2 X GBIT ETHERNET (IE/PN); PROFIBUS DP 12; MOUNTING: WALL MOUNTING; MEMORY EXTENSION: 4 GB WITH NVRAM; EXTENSION (HW): 1X RS232; W/O PCIE; OPERATING SYSTEM: WIN EMBEDDED STANDARD 7, 32BIT; MASS STORAGE CHANGEABLE: W/O MASS STORAGE CHANGEABLE; MASS STORAGE INTERNAL: SSD 80 GB STANDARD (MLC); W/O SIMATIC SOFTWARE; | 2628 | TEM | 1 | Simatic | 3 | 1
6AG41407EL143AN0 | SIMATIC IPC427D (MICROBOX PC), HD GRAPHIC ONBOARD, 2X10/100/1000 MBIT/S ETHERNET RJ45, 4 X USB V3.0 (HIGH CURRENT), PCIE (OPTIONAL), 24V DC POWER SUPPLY; PROCESSOR: CORE I7-3517UE; 2 X GBIT ETHERNET (IE/PN); PROFIBUS DP 12; MOUNTING: BOOK MOUNTING; MEMORY EXTENSION: 4 GB WITH NVRAM; EXTENSION (HW): 1X RS232; 1X PCIE; OPERATING SYSTEM: WIN EMBEDDED STANDARD 7, 32BIT; MASS STORAGE CHANGEABLE: CFAST 8 GB, (ONLY WITH SW, IF NO INTERNAL MASS STORAGE); MASS STORAGE INTERNAL: W/O MASS STORAGE INTERNAL; WINAC RTX F 2010 SP2; | 3762 | TEM | 1 | Simatic | 3 | 1
6AG41408BD170HA0 | SIMATIC IPC427D (MICROBOX PC), HD GRAPHIC ONBOARD, 2X10/100/1000 MBIT/S ETHERNET RJ45, 4 X USB V3.0 (HIGH CURRENT), PCIE (OPTIONAL), 24V DC POWER SUPPLY; PROCESSOR: CORE I7-3517UE; 1 X GBIT ETHERNET (IE/PN); 1 X PROFINET (IRT, 3 PORTS); MOUNTING ACCESSORIES: MOUNTING ON DIN RAIL; MEMORY EXTENSION: 8 GB; EXTENSION (HW): 1X RS232; 1X PCIE; OPERATING SYSTEM: WINDOWS 7 ULTIMATE, 64BIT; MASS STORAGE CHANGEABLE: W/O MASS STORAGE CHANGEABLE; MASS STORAGE INTERNAL: SSD 80 GB STANDARD (MLC); W/O SIMATIC SOFTWARE; | 3405 | TEM | 1 | Simatic | 3 | 1
6AG41408BL042HK0 | SIMATIC IPC427D (MICROBOX PC), HD GRAPHIC ONBOARD, 2X10/100/1000 MBIT/S ETHERNET RJ45, 4 X USB V3.0 (HIGH CURRENT), PCIE (OPTIONAL), 24V DC POWER SUPPLY; PROCESSOR: CORE I7-3517UE; 1 X GBIT ETHERNET (IE/PN); 1 X PROFINET (IRT, 3 PORTS); MOUNTING ACCESSORIES: MOUNTING ON DIN RAIL; MEMORY EXTENSION: 4 GB WITH NVRAM; EXTENSION (HW): 1X RS232; W/O PCIE; OPERATING SYSTEM: WIN EMBEDDED STANDARD 7, 32BIT; MASS STORAGE CHANGEABLE: CFAST 4 GB, (ONLY WITH SW, IF NO INTERNAL MASS STORAGE); MASS STORAGE INTERNAL: SSD 80 GB STANDARD (MLC); WINAC RTX 2010 SP2; WIN CC RT ADV. V13 SP1 512PT (INCL. LOGGING AND RECIPES); | 4822 | TEM | 1 | Simatic | 3 | 1
6AG41408BL042HP0 | SIMATIC IPC427D (MICROBOX PC), HD GRAPHIC ONBOARD, 2X10/100/1000 MBIT/S ETHERNET RJ45, 4 X USB V3.0 (HIGH CURRENT), PCIE (OPTIONAL), 24V DC POWER SUPPLY; PROCESSOR: CORE I7-3517UE; 1 X GBIT ETHERNET (IE/PN); 1 X PROFINET (IRT, 3 PORTS); MOUNTING ACCESSORIES: MOUNTING ON DIN RAIL; MEMORY EXTENSION: 4 GB WITH NVRAM; EXTENSION (HW): 1X RS232; W/O PCIE; OPERATING SYSTEM: WIN EMBEDDED STANDARD 7, 32BIT; MASS STORAGE CHANGEABLE: CFAST 4 GB, (ONLY WITH SW, IF NO INTERNAL MASS STORAGE); MASS STORAGE INTERNAL: SSD 80 GB STANDARD (MLC); WINAC RTX F 2010 SP2; WIN CC RT ADV. V13 SP1 128PT (INCL. LOGGING AND RECIPES); | 4528 | TEM | 1 | Simatic | 3 | 1
6AG41408BM041HB0 | SIMATIC IPC427D (MICROBOX PC), HD GRAPHIC ONBOARD, 2X10/100/1000 MBIT/S ETHERNET RJ45, 4 X USB V3.0 (HIGH CURRENT), PCIE (OPTIONAL), 24V DC POWER SUPPLY; PROCESSOR: CORE I7-3517UE; 1 X GBIT ETHERNET (IE/PN); 1 X PROFINET (IRT, 3 PORTS); MOUNTING ACCESSORIES: MOUNTING ON DIN RAIL; MEMORY EXTENSION: 8 GB WITH NVRAM; EXTENSION (HW): 1X RS232; W/O PCIE; OPERATING SYSTEM: WIN EMBEDDED STANDARD 7, 32BIT; MASS STORAGE CHANGEABLE: CFAST 2 GB, W/O SW; MASS STORAGE INTERNAL: SSD 80 GB STANDARD (MLC); WINAC RTX 2010 SP2; | 4024 | TEM | 1 | Simatic | 3 | 1
6AG41408BM163HA0 | SIMATIC IPC427D (MICROBOX PC), HD GRAPHIC ONBOARD, 2X10/100/1000 MBIT/S ETHERNET RJ45, 4 X USB V3.0 (HIGH CURRENT), PCIE (OPTIONAL), 24V DC POWER SUPPLY; PROCESSOR: CORE I7-3517UE; 1 X GBIT ETHERNET (IE/PN); 1 X PROFINET (IRT, 3 PORTS); MOUNTING ACCESSORIES: MOUNTING ON DIN RAIL; MEMORY EXTENSION: 8 GB WITH NVRAM; EXTENSION (HW): 1X RS232; 1X PCIE; OPERATING SYSTEM: WINDOWS 7 ULTIMATE, 32BIT; MASS STORAGE CHANGEABLE: CFAST 8 GB, (ONLY WITH SW, IF NO INTERNAL MASS STORAGE); MASS STORAGE INTERNAL: SSD 80 GB STANDARD (MLC); W/O SIMATIC SOFTWARE; | 3709 | TEM | 1 | Simatic | 3 | 1
6AG41408BM344PA0 | SIMATIC IPC427D (MICROBOX PC), HD GRAPHIC ONBOARD, 2X10/100/1000 MBIT/S ETHERNET RJ45, 4 X USB V3.0 (HIGH CURRENT), PCIE (OPTIONAL), 24V DC POWER SUPPLY; PROCESSOR: CORE I7-3517UE; 1 X GBIT ETHERNET (IE/PN); 1 X PROFINET (IRT, 3 PORTS); MOUNTING ACCESSORIES: MOUNTING ON DIN RAIL; MEMORY EXTENSION: 8 GB WITH NVRAM; EXTENSION (HW): 2X RS232; W/O PCIE; OPERATING SYSTEM: WIN EMBEDDED STANDARD 7, 32BIT; MASS STORAGE CHANGEABLE: CFAST 16 GB, (ONLY WITH SW, IF NO INTERNAL MASS STORAGE); MASS STORAGE INTERNAL: SSD 240 GB STANDARD (MLC); W/O SIMATIC SOFTWARE; | 3872 | TEM | 1 | Simatic | 3 | 1
6AG41408BM500PA8 | SIMATIC IPC427D (MICROBOX PC), HD GRAPHIC ONBOARD, 2X10/100/1000 MBIT/S ETHERNET RJ45, 4 X USB V3.0 (HIGH CURRENT), PCIE (OPTIONAL), 24V DC POWER SUPPLY; WITH TPM, *NOT FOR CHINA AND RUSSIA* PROCESSOR: CORE I7-3517UE; 1 X GBIT ETHERNET (IE/PN); 1 X PROFINET (IRT, 3 PORTS); MOUNTING ACCESSORIES: MOUNTING ON DIN RAIL; MEMORY EXTENSION: 8 GB WITH NVRAM; EXTENSION (HW): 2X RS232; 2X PCIE; OPERATING SYSTEM: W/O OPERATING SYSTEM; MASS STORAGE CHANGEABLE: W/O MASS STORAGE CHANGEABLE; MASS STORAGE INTERNAL: SSD 240 GB STANDARD (MLC); W/O SIMATIC SOFTWARE; | 3568 | TEM | 1 | Simatic | 3 | 1
6AG41408DL141HA0 | SIMATIC IPC427D (MICROBOX PC), HD GRAPHIC ONBOARD, 2X10/100/1000 MBIT/S ETHERNET RJ45, 4 X USB V3.0 (HIGH CURRENT), PCIE (OPTIONAL), 24V DC POWER SUPPLY; PROCESSOR: CORE I7-3517UE; 1 X GBIT ETHERNET (IE/PN); 1 X PROFINET (IRT, 3 PORTS); MOUNTING: WALL MOUNTING; MEMORY EXTENSION: 4 GB WITH NVRAM; EXTENSION (HW): 1X RS232; 1X PCIE; OPERATING SYSTEM: WIN EMBEDDED STANDARD 7, 32BIT; MASS STORAGE CHANGEABLE: CFAST 2 GB, W/O SW; MASS STORAGE INTERNAL: SSD 80 GB STANDARD (MLC); W/O SIMATIC SOFTWARE; | 3216 | TEM | 1 | Simatic | 3 | 1
6AG41408DM040PA0 | SIMATIC IPC427D (MICROBOX PC), HD GRAPHIC ONBOARD, 2X10/100/1000 MBIT/S ETHERNET RJ45, 4 X USB V3.0 (HIGH CURRENT), PCIE (OPTIONAL), 24V DC POWER SUPPLY; PROCESSOR: CORE I7-3517UE; 1 X GBIT ETHERNET (IE/PN); 1 X PROFINET (IRT, 3 PORTS); MOUNTING: WALL MOUNTING; MEMORY EXTENSION: 8 GB WITH NVRAM; EXTENSION (HW): 1X RS232; W/O PCIE; OPERATING SYSTEM: WIN EMBEDDED STANDARD 7, 32BIT; MASS STORAGE CHANGEABLE: W/O MASS STORAGE CHANGEABLE; MASS STORAGE INTERNAL: SSD 240 GB STANDARD (MLC); W/O SIMATIC SOFTWARE; | 3384 | TEM | 1 | Simatic | 3 | 1
6AV21446QB040AS0 | VW EF /38/VN54X/FT OPERATOR STATION, SIMATIC HMI TP1500, BASIC PANEL, TOUCH, 15" WIDESCREEN, TFT-DISPLAY, SCALANCE X202 3SB OPERATING COMPONENTS, SIGNAL LIGHT RED, YELLOW VN54X CRAFTER WRZESNIA | 6782 | TEM | 1 | Simatic | 60 | 0
6AV21446QE030AS0 | AU FT/22/AU651/FT_MO NECKARSULM OPERATOR STATION, SIMATIC HMI TP1500, COMFORT PANEL, , TOUCH, 15" WIDESCREEN, TFT-DISPLAY, WINDOWS CE 6.0, SD CARD 2GB, SIMATIC ET 200SP IM155-6PN, 3SB OPERATING COMPONENTS, SIGNAL LIGHT RED | 6143 | TEM | 1 | Simatic | 50 | 0
6AV21446QE031AS0 | AU FT/46/AU516/FT_MO BrÃ¼ssel operator STation, SIMATIC HMI TP1500, Comfort Panel, Touch, 15" widescreen, TFT display, Windows CE 6.0, SD card 2 GB, SIMATIC ET 200SP IM155-6PN, 3SU operating components, signal light red | 6143 | TEM | 1 | Simatic | 55 | 0
6AV36884AY000AS1 | OPERATOR STAT. OEM SGBB VW KP8, ET200S, SCALANCE X202 VW SGBB/SAG/E22/ROW | 2985 | TEM | 1 | Simatic | 10 | 0
6AV36884AY000AS3 | OPERATOR STAT. OEM SGBB VW/AUDI VW SG-BEDIENBOX/SAG/E22/RDW KP8, ET200S, SCALANCE X202 | 2953 | TEM | 1 | Simatic | 0.001 | 0
6AV36884AY000PE0 | OPERATOR STAT. OEM SGBB PORSCHE KP8, ET200S, SCALANCE X202 PORSCHE SGBB/SAG/MS20/RDW PORSCHE PO 416 MACAN, PORSCHE PO 623 PANAMERA LEIPZIG | 3715 | TEM | 1 | Simatic | 10 | 0
6AV36884AY010AS1 | OPERATOR STAT. OEM SGBB VW KP8, ET200S, SCALANCE X202 VW SGBB/SAG/E2/ROW NEW | 2985 | TEM | 1 | Simatic | 10 | 0
6AV36884AY010AS2 | VW SGBB/SAG/E2/NAR/UL OPERATOR STAT. OEM SGBB VW KP8, ET200S, SCALANCE X202 | 3128 | TEM | 1 | Simatic | 10 | 0
6AV36884AY010AS3 | OPERATOR STAT. OEM SGBB VW/AUDI VW SG-BEDIENBOX/SAG/E2/RDW KP8, ET200S, SCALANCE X202 | 2953 | TEM | 1 | Simatic | 10 | 0
6AV36885BA210BK0 | INTEGRA HVO 45/55 PROFINET, HOUSING WITH SIMATIC KP8 | 1005 | TEM | 1 | Simatic | 5 | 0
6AV36885CA160BK0 | DAIMLER IW5, HVO 50, PROFINET, CASE RAL7035, SIMATIC HMI KP32F PN, EMERGENCY STOP, DIV. 3SB3 ELEMENTS | 2287 | TEM | 1 | Simatic | 10 | 0
6AV36885CA760BK0 | DAIMLER IW5, HVO 52, PROFINET SIMATIC IFP1500 MT, SIMATIC IPC227E, CELERON N2807 (2C/2T), 2GB RAM, 80 GB SOLID-STATE DRIVE SATA, WINDOWS 7 ULTIMATE SP1, 32BIT, SIMATIC HMI KP32F PN, EMERGENCY STOP, DIF. 3SB3 ELEMENTS, IMAGE INTEGRA HVO52 | 6869 | TEM | 1 | Simatic | 26 | 0
6AV66461AA220AX0 | SIMATIC ITC1200, INDUSTRIAL THIN CLIENT, 12" WIDESCREEN-TFT-DISPLAY, TOUCH OPERATION, SUPPORTED PROTOCOLS: RDP, VNC, SMARTSERVER, WEB | 1208 | TEM | 1 | Simatic | 4.48 | 1
6AV66461AB220AX0 | SIMATIC ITC1500, INDUSTRIAL THIN CLIENT, 15" WIDESCREEN-TFT-DISPLAY, TOUCH OPERATION, SUPPORTED PROTOCOLS: RDP, VNC, SMARTSERVER, WEB | 1418 | TEM | 1 | Simatic | 7.2 | 1
6AV66461AC220AX0 | SIMATIC ITC1900, INDUSTRIAL THIN CLIENT, 19" WIDESCREEN-TFT-DISPLAY, TOUCH OPERATION, SUPPORTED PROTOCOLS: RDP, VNC, SMARTSERVER, WEB | 1628 | TEM | 1 | Simatic | 8.5 | 1
6AV66461AD220AX0 | SIMATIC ITC2200, INDUSTRIAL THIN CLIENT, 22" WIDESCREEN-TFT-DISPLAY, TOUCH OPERATION, SUPPORTED PROTOCOLS: RDP, VNC, SMARTSERVER, WEB | 2048 | TEM | 1 | Simatic | 9.2 | 1
6AV66462AB212AX0 | SIMATIC THIN CLIENT PROTECTED 15" TOUCH,IP65, EXTERNAL DEVICE 15" TFT DISPLAY, 64K COLORS, CLIENT: SMARTACCESS, RDP, WEB IP65 DEVICE FOR EXTERNAL MOUNTING, NO BUILT-IN UNIT | 1554 | TEM | 1 | Simatic | 7.96 | 1
6AV72000AA000AA0 | SIMATIC HMI THIN CLIENT EX 4X USB2.0, 2X RS232/422, POWER SUOOLY24V DC, TOUCH SCREEN WITH 8 F-KEYS ZONE 2: 15"; NETWORK 10/100 BASE-TX, EX E; NO HOUSING; NO KEYBOARD; | 6500 | TEM | 1 | Simatic | 19 | 0
6AV72000AA002AA0 | SIMATIC HMI THIN CLIENT EX 4X USB2.0, 2X RS232/422, POWER SUOOLY24V DC, TOUCH SCREEN WITH 8 F-KEYS ZONE 2: 15"; NETWORK 10/100 BASE-TX, EX E; INOX HOUSING; IP66, FOR WALL MOUNTING; NO KEYBOARD; | 8449 | TEM | 1 | Simatic | 19 | 0
6AV72000EB006FA0 | SIMATIC HMI THIN CLIENT EX 4X USB2.0, 2X RS232/422, POWER SUOOLY24V DC, TOUCH SCREEN WITH 8 F-KEYS ZONE 1: 19"; NETWORK 100 BASE-FX FO (SC), EX OP IS; INOX HOUSING, IP66, FOR SWIVEL ARM INCL. TOP COUPLING, ROTATABLE 300 DEG ; KEYBOARD W. TRACKBALLQWERTY, MOUNTED IN KEYBOARD HOUSING; | 13739 | TEM | 1 | Simatic | 19 | 0
6AV72400AA000AA8 | SIMATIC IPC 477D WITH TPM, 12" TOUCH DISPLAY; 4 USB (BACK) , ETHERNET (10/100/1000); 24V DC POWER SUPPLY, NOT FOR CHINA AND RUSSIA PROCESSOR: CELERON U827E; 2 X GBIT ETHERNET (IE/PN); MEMORY EXTENSION: 1 GB; EXTENSION (HW): 1X RS232; W/O PCIE; OPERATING SYSTEM: W/O OPERATING SYSTEM; MASS STORAGE CHANGEABLE: W/O MASS STORAGE CHANGEABLE; MASS STORAGE INTERNAL: W/O MASS STORAGE INTERNAL; W/O SIMATIC SOFTWARE; | 2163 | TEM | 1 | Simatic | 3.2 | 1
6AV72400AB040DA0 | SIMATIC IPC 477D, 12" TOUCH DISPLAY; 4 USB (BACK), ETHERNET (10/100/1000); PROCESSOR: CELERON U827E; 2 X GBIT ETHERNET (IE/PN); MEMORY EXTENSION: 2 GB; EXTENSION (HW): 1X RS232; W/O PCIE; OPERATING SYSTEM: WIN EMBEDDED STANDARD 7, 32BIT; MASS STORAGE CHANGEABLE: W/O MASS STORAGE CHANGEABLE; MASS STORAGE INTERNAL: CFAST 8 GB; W/O SIMATIC SOFTWARE; DC24V INDUSTR. POWER SUPPLY; | 2551 | TEM | 1 | Simatic | 3.2 | 1
6AV72400AB060HA0 | SIMATIC IPC 477D, 12" TOUCH DISPLAY; 4 USB (BACK), ETHERNET (10/100/1000); PROCESSOR: CELERON U827E; 2 X GBIT ETHERNET (IE/PN); MEMORY EXTENSION: 2 GB; EXTENSION (HW): 1X RS232; W/O PCIE; OPERATING SYSTEM: WINDOWS 7 ULTIMATE, 32BIT; MASS STORAGE CHANGEABLE: W/O MASS STORAGE CHANGEABLE; MASS STORAGE INTERNAL: SSD 80 GB STANDARD (MLC); W/O SIMATIC SOFTWARE; DC24V INDUSTR. POWER SUPPLY; | 2782 | TEM | 1 | Simatic | 3.2 | 1
6AV72400BB060HA3 | SIMATIC IPC 477D, 15" TOUCH DISPLAY; 4 USB (BACK) + 1 USB (FRONT), ETHERNET (10/100/1000); PROCESSOR: CELERON U827E; 2 X GBIT ETHERNET (IE/PN); MEMORY EXTENSION: 2 GB; EXTENSION (HW): 1X RS232; W/O PCIE; OPERATING SYSTEM: WINDOWS 7 ULTIMATE, 32BIT; MASS STORAGE CHANGEABLE: W/O MASS STORAGE CHANGEABLE; MASS STORAGE INTERNAL: SSD 80 GB STANDARD (MLC); W/O SIMATIC SOFTWARE; AC 110/230V POWER SUPPLY WITH NAMUR; POWER CABLE FOR USA; | 3023 | TEM | 1 | Simatic | 5 | 1
6AV72400BB360QA3 | SIMATIC IPC 477D, 15" TOUCH DISPLAY; 4 USB (BACK) + 1 USB (FRONT), ETHERNET (10/100/1000); PROCESSOR: CELERON U827E; 2 X GBIT ETHERNET (IE/PN); MEMORY EXTENSION: 2 GB; EXTENSION (HW): 2X RS232; W/O PCIE; OPERATING SYSTEM: WINDOWS 7 ULTIMATE, 32BIT; MASS STORAGE CHANGEABLE: W/O MASS STORAGE CHANGEABLE; MASS STORAGE INTERNAL: 320 GB HDD SATA; DVD; W/O SIMATIC SOFTWARE; AC 110/230V POWER SUPPLY WITH NAMUR; POWER CABLE FOR USA; | 3207 | TEM | 1 | Simatic | 5 | 1
6AV72400BC070KA0 | SIMATIC IPC 477D, 15" TOUCH DISPLAY; 4 USB (BACK) + 1 USB (FRONT), ETHERNET (10/100/1000); PROCESSOR: CELERON U827E; 2 X GBIT ETHERNET (IE/PN); MEMORY EXTENSION: 4 GB; EXTENSION (HW): 1X RS232; W/O PCIE; OPERATING SYSTEM: WINDOWS 7 ULTIMATE, 64BIT; MASS STORAGE CHANGEABLE: W/O MASS STORAGE CHANGEABLE; MASS STORAGE INTERNAL: 320 GB HDD SATA; W/O SIMATIC SOFTWARE; DC24V INDUSTR. POWER SUPPLY; | 2981 | TEM | 1 | Simatic | 5 | 1
6AV72400BD370HA0 | SIMATIC IPC 477D, 15" TOUCH DISPLAY; 4 USB (BACK) + 1 USB (FRONT), ETHERNET (10/100/1000); PROCESSOR: CELERON U827E; 2 X GBIT ETHERNET (IE/PN); MEMORY EXTENSION: 8 GB; EXTENSION (HW): 2X RS232; W/O PCIE; OPERATING SYSTEM: WINDOWS 7 ULTIMATE, 64BIT; MASS STORAGE CHANGEABLE: W/O MASS STORAGE CHANGEABLE; MASS STORAGE INTERNAL: SSD 80 GB STANDARD (MLC); W/O SIMATIC SOFTWARE; DC24V INDUSTR. POWER SUPPLY; | 3302 | TEM | 1 | Simatic | 5 | 1
6AV72400CB002KA0 | SIMATIC IPC 477D, 15" TOUCH/KEY DISPLAY; 4 USB (BACK) + 1 USB (FRONT), ETHERNET (10/100/1000); PROCESSOR: CELERON U827E; 2 X GBIT ETHERNET (IE/PN); MEMORY EXTENSION: 2 GB; EXTENSION (HW): 1X RS232; W/O PCIE; OPERATING SYSTEM: W/O OPERATING SYSTEM; MASS STORAGE CHANGEABLE: CFAST 4 GB, (ONLY WITH SW, IF NO INTERNAL MASS STORAGE); MASS STORAGE INTERNAL: 320 GB HDD SATA; W/O SIMATIC SOFTWARE; DC24V INDUSTR. POWER SUPPLY; | 3065 | TEM | 1 | Simatic | 5.8 | 1
6AV72400CC060NA0 | SIMATIC IPC 477D, 15" TOUCH/KEY DISPLAY; 4 USB (BACK) + 1 USB (FRONT), ETHERNET (10/100/1000); PROCESSOR: CELERON U827E; 2 X GBIT ETHERNET (IE/PN); MEMORY EXTENSION: 4 GB; EXTENSION (HW): 1X RS232; W/O PCIE; OPERATING SYSTEM: WINDOWS 7 ULTIMATE, 32BIT; MASS STORAGE CHANGEABLE: W/O MASS STORAGE CHANGEABLE; MASS STORAGE INTERNAL: SSD 80 GB STANDARD (MLC); DVD; W/O SIMATIC SOFTWARE; DC24V INDUSTR. POWER SUPPLY; | 3643 | TEM | 1 | Simatic | 5.8 | 1
6AV72400DA000AA0 | SIMATIC IPC 477D, 19" TOUCH DISPLAY; 4 USB (BACK) + 1 USB (FRONT), ETHERNET (10/100/1000); PROCESSOR: CELERON U827E; 2 X GBIT ETHERNET (IE/PN); MEMORY EXTENSION: 1 GB; EXTENSION (HW): 1X RS232; W/O PCIE; OPERATING SYSTEM: W/O OPERATING SYSTEM; MASS STORAGE CHANGEABLE: W/O MASS STORAGE CHANGEABLE; MASS STORAGE INTERNAL: W/O MASS STORAGE INTERNAL; W/O SIMATIC SOFTWARE; DC24V INDUSTR. POWER SUPPLY; | 2530 | TEM | 1 | Simatic | 6.4 | 1
6AV72400DC030KA0 | SIMATIC IPC 477D, 19" TOUCH DISPLAY; 4 USB (BACK) + 1 USB (FRONT), ETHERNET (10/100/1000); PROCESSOR: CELERON U827E; 2 X GBIT ETHERNET (IE/PN); MEMORY EXTENSION: 4 GB; EXTENSION (HW): 1X RS232; W/O PCIE; OPERATING SYSTEM: WIN EMBEDDED STANDARD 7 P SP1, ENGLISH, 32BIT, MULTITOUCH; MASS STORAGE CHANGEABLE: W/O MASS STORAGE CHANGEABLE; MASS STORAGE INTERNAL: 320 GB HDD SATA; W/O SIMATIC SOFTWARE; DC24V INDUSTR. POWER SUPPLY; | 3160 | TEM | 1 | Simatic | 6.4 | 1
6AV72400DC070KA4 | SIMATIC IPC 477D, 19" TOUCH DISPLAY; 4 USB (BACK) + 1 USB (FRONT), ETHERNET (10/100/1000); PROCESSOR: CELERON U827E; 2 X GBIT ETHERNET (IE/PN); MEMORY EXTENSION: 4 GB; EXTENSION (HW): 1X RS232; W/O PCIE; OPERATING SYSTEM: WINDOWS 7 ULTIMATE, 64BIT; MASS STORAGE CHANGEABLE: W/O MASS STORAGE CHANGEABLE; MASS STORAGE INTERNAL: 320 GB HDD SATA; W/O SIMATIC SOFTWARE; AC 110/230V POWER SUPPLY WITH NAMUR; POWER CABLE FOR CHINA; | 3223 | TEM | 1 | Simatic | 6.4 | 1
6AV72400DD070HA0 | SIMATIC IPC 477D, 19" TOUCH DISPLAY; 4 USB (BACK) + 1 USB (FRONT), ETHERNET (10/100/1000); PROCESSOR: CELERON U827E; 2 X GBIT ETHERNET (IE/PN); MEMORY EXTENSION: 8 GB; EXTENSION (HW): 1X RS232; W/O PCIE; OPERATING SYSTEM: WINDOWS 7 ULTIMATE, 64BIT; MASS STORAGE CHANGEABLE: W/O MASS STORAGE CHANGEABLE; MASS STORAGE INTERNAL: SSD 80 GB STANDARD (MLC); W/O SIMATIC SOFTWARE; DC24V INDUSTR. POWER SUPPLY; | 3433 | TEM | 1 | Simatic | 6.4 | 1
6AV72400KK130QA3 | SIMATIC IPC 477D, 19" MULTITOUCH DISPLAY; 4USB (BACK); W/O USB (FRONT); ETHERNET (10/100/1000); PROCESSOR: CELERON U827E; 2 X GBIT ETHERNET (IE/PN); MEMORY EXTENSION: 2 GB WITH NVRAM; EXTENSION (HW): 1X RS232 AND 1X PCIE; OPERATING SYSTEM: WIN EMBEDDED STANDARD 7 P SP1, ENGLISH, 32BIT, MULTITOUCH; MASS STORAGE CHANGEABLE: W/O MASS STORAGE CHANGEABLE; MASS STORAGE INTERNAL: 320 GB HDD SATA; DVD; W/O SIMATIC SOFTWARE; AC 110/230V POWER SUPPLY WITH NAMUR; POWER CABLE FOR USA; | 3674 | TEM | 1 | Simatic | 6.7 | 1
6AV72401AC342CA0 | SIMATIC IPC 477D, 12" TOUCH DISPLAY; 4 USB (BACK), ETHERNET (10/100/1000); PROCESSOR: CELERON U827E; 2 X GBIT ETHERNET (IE/PN); PROFIBUS DP 12; MEMORY EXTENSION: 4 GB; EXTENSION (HW): 2X RS232; W/O PCIE; OPERATING SYSTEM: WIN EMBEDDED STANDARD 7, 32BIT; MASS STORAGE CHANGEABLE: CFAST 4 GB, (ONLY WITH SW, IF NO INTERNAL MASS STORAGE); MASS STORAGE INTERNAL: CFAST 4 GB; W/O SIMATIC SOFTWARE; DC24V INDUSTR. POWER SUPPLY; | 2945 | TEM | 1 | Simatic | 3.2 | 1
6AV72401AK042HA0 | SIMATIC IPC 477D, 12" TOUCH DISPLAY; 4 USB (BACK), ETHERNET (10/100/1000); PROCESSOR: CELERON U827E; 2 X GBIT ETHERNET (IE/PN); PROFIBUS DP 12; MEMORY EXTENSION: 2 GB WITH NVRAM; EXTENSION (HW): 1X RS232; W/O PCIE; OPERATING SYSTEM: WIN EMBEDDED STANDARD 7, 32BIT; MASS STORAGE CHANGEABLE: CFAST 4 GB, (ONLY WITH SW, IF NO INTERNAL MASS STORAGE); MASS STORAGE INTERNAL: SSD 80 GB STANDARD (MLC); W/O SIMATIC SOFTWARE; DC24V INDUSTR. POWER SUPPLY; | 3002 | TEM | 1 | Simatic | 3.2 | 1
6AV72401AK342HA0 | SIMATIC IPC 477D, 12" TOUCH DISPLAY; 4 USB (BACK), ETHERNET (10/100/1000); PROCESSOR: CELERON U827E; 2 X GBIT ETHERNET (IE/PN); PROFIBUS DP 12; MEMORY EXTENSION: 2 GB WITH NVRAM; EXTENSION (HW): 2X RS232; W/O PCIE; OPERATING SYSTEM: WIN EMBEDDED STANDARD 7, 32BIT; MASS STORAGE CHANGEABLE: CFAST 4 GB, (ONLY WITH SW, IF NO INTERNAL MASS STORAGE); MASS STORAGE INTERNAL: SSD 80 GB STANDARD (MLC); W/O SIMATIC SOFTWARE; DC24V INDUSTR. POWER SUPPLY; | 3081 | TEM | 1 | Simatic | 3.2 | 1
6AV72403AC040HA0 | SIMATIC IPC 477D, 12" TOUCH DISPLAY; 4 USB (BACK), ETHERNET (10/100/1000); PROCESSOR: CORE I3-3217UE; 2 X GBIT ETHERNET (IE/PN); MEMORY EXTENSION: 4 GB; EXTENSION (HW): 1X RS232; W/O PCIE; OPERATING SYSTEM: WIN EMBEDDED STANDARD 7, 32BIT; MASS STORAGE CHANGEABLE: W/O MASS STORAGE CHANGEABLE; MASS STORAGE INTERNAL: SSD 80 GB STANDARD (MLC); W/O SIMATIC SOFTWARE; DC24V INDUSTR. POWER SUPPLY; | 3044 | TEM | 1 | Simatic | 3.2 | 1
6AV72403AC070HA0 | SIMATIC IPC 477D, 12" TOUCH DISPLAY; 4 USB (BACK), ETHERNET (10/100/1000); PROCESSOR: CORE I3-3217UE; 2 X GBIT ETHERNET (IE/PN); MEMORY EXTENSION: 4 GB; EXTENSION (HW): 1X RS232; W/O PCIE; OPERATING SYSTEM: WINDOWS 7 ULTIMATE, 64BIT; MASS STORAGE CHANGEABLE: W/O MASS STORAGE CHANGEABLE; MASS STORAGE INTERNAL: SSD 80 GB STANDARD (MLC); W/O SIMATIC SOFTWARE; DC24V INDUSTR. POWER SUPPLY; | 3223 | TEM | 1 | Simatic | 3.2 | 1
6AV72403BB040KA0 | SIMATIC IPC 477D, 15" TOUCH DISPLAY; 4 USB (BACK) + 1 USB (FRONT), ETHERNET (10/100/1000); PROCESSOR: CORE I3-3217UE; 2 X GBIT ETHERNET (IE/PN); MEMORY EXTENSION: 2 GB; EXTENSION (HW): 1X RS232; W/O PCIE; OPERATING SYSTEM: WIN EMBEDDED STANDARD 7, 32BIT; MASS STORAGE CHANGEABLE: W/O MASS STORAGE CHANGEABLE; MASS STORAGE INTERNAL: 320 GB HDD SATA; W/O SIMATIC SOFTWARE; DC24V INDUSTR. POWER SUPPLY; | 3076 | TEM | 1 | Simatic | 5 | 1
6AV72403BB400PA0 | SIMATIC IPC 477D, 15" TOUCH DISPLAY; 4 USB (BACK) + 1 USB (FRONT), ETHERNET (10/100/1000); PROCESSOR: CORE I3-3217UE; 2 X GBIT ETHERNET (IE/PN); MEMORY EXTENSION: 2 GB; EXTENSION (HW): 2X RS232 AND 1X PCIE; OPERATING SYSTEM: W/O OPERATING SYSTEM; MASS STORAGE CHANGEABLE: W/O MASS STORAGE CHANGEABLE; MASS STORAGE INTERNAL: SSD 240 GB STANDARD (MLC); W/O SIMATIC SOFTWARE; DC24V INDUSTR. POWER SUPPLY; | 3407 | TEM | 1 | Simatic | 5 | 1
6AV72403BC040HA0 | SIMATIC IPC 477D, 15" TOUCH DISPLAY; 4 USB (BACK) + 1 USB (FRONT), ETHERNET (10/100/1000); PROCESSOR: CORE I3-3217UE; 2 X GBIT ETHERNET (IE/PN); MEMORY EXTENSION: 4 GB; EXTENSION (HW): 1X RS232; W/O PCIE; OPERATING SYSTEM: WIN EMBEDDED STANDARD 7, 32BIT; MASS STORAGE CHANGEABLE: W/O MASS STORAGE CHANGEABLE; MASS STORAGE INTERNAL: SSD 80 GB STANDARD (MLC); W/O SIMATIC SOFTWARE; DC24V INDUSTR. POWER SUPPLY; | 3254 | TEM | 1 | Simatic | 10 | 1
6AV72403BC070HA0 | SIMATIC IPC 477D, 15" TOUCH DISPLAY; 4 USB (BACK) + 1 USB (FRONT), ETHERNET (10/100/1000); PROCESSOR: CORE I3-3217UE; 2 X GBIT ETHERNET (IE/PN); MEMORY EXTENSION: 4 GB; EXTENSION (HW): 1X RS232; W/O PCIE; OPERATING SYSTEM: WINDOWS 7 ULTIMATE, 64BIT; MASS STORAGE CHANGEABLE: W/O MASS STORAGE CHANGEABLE; MASS STORAGE INTERNAL: SSD 80 GB STANDARD (MLC); W/O SIMATIC SOFTWARE; DC24V INDUSTR. POWER SUPPLY; | 3433 | TEM | 1 | Simatic | 5 | 1
6AV72403BC070KA3 | SIMATIC IPC 477D, 15" TOUCH DISPLAY; 4 USB (BACK) + 1 USB (FRONT), ETHERNET (10/100/1000); PROCESSOR: CORE I3-3217UE; 2 X GBIT ETHERNET (IE/PN); MEMORY EXTENSION: 4 GB; EXTENSION (HW): 1X RS232; W/O PCIE; OPERATING SYSTEM: WINDOWS 7 ULTIMATE, 64BIT; MASS STORAGE CHANGEABLE: W/O MASS STORAGE CHANGEABLE; MASS STORAGE INTERNAL: 320 GB HDD SATA; W/O SIMATIC SOFTWARE; AC 110/230V POWER SUPPLY WITH NAMUR; POWER CABLE FOR USA; | 3370 | TEM | 1 | Simatic | 5 | 1
6AV72403BD076PA3 | SIMATIC IPC 477D, 15" TOUCH DISPLAY; 4 USB (BACK) + 1 USB (FRONT), ETHERNET (10/100/1000); PROCESSOR: CORE I3-3217UE; 2 X GBIT ETHERNET (IE/PN); MEMORY EXTENSION: 8 GB; EXTENSION (HW): 1X RS232; W/O PCIE; OPERATING SYSTEM: WINDOWS 7 ULTIMATE, 64BIT; MASS STORAGE CHANGEABLE: DVD; MASS STORAGE INTERNAL: SSD 240 GB STANDARD (MLC); W/O SIMATIC SOFTWARE; AC 110/230V POWER SUPPLY WITH NAMUR; POWER CABLE FOR USA; | 4021 | TEM | 1 | Simatic | 5 | 1
6AV72403CB440PA0 | SIMATIC IPC 477D, 15" TOUCH/KEY DISPLAY; 4 USB (BACK) + 1 USB (FRONT), ETHERNET (10/100/1000); PROCESSOR: CORE I3-3217UE; 2 X GBIT ETHERNET (IE/PN); MEMORY EXTENSION: 2 GB; EXTENSION (HW): 2X RS232 AND 1X PCIE; OPERATING SYSTEM: WIN EMBEDDED STANDARD 7, 32BIT; MASS STORAGE CHANGEABLE: W/O MASS STORAGE CHANGEABLE; MASS STORAGE INTERNAL: SSD 240 GB STANDARD (MLC); W/O SIMATIC SOFTWARE; DC24V INDUSTR. POWER SUPPLY; | 3932 | TEM | 1 | Simatic | 5.8 | 1
6AV72403CC070HA3 | SIMATIC IPC 477D, 15" TOUCH/KEY DISPLAY; 4 USB (BACK) + 1 USB (FRONT), ETHERNET (10/100/1000); PROCESSOR: CORE I3-3217UE; 2 X GBIT ETHERNET (IE/PN); MEMORY EXTENSION: 4 GB; EXTENSION (HW): 1X RS232; W/O PCIE; OPERATING SYSTEM: WINDOWS 7 ULTIMATE, 64BIT; MASS STORAGE CHANGEABLE: W/O MASS STORAGE CHANGEABLE; MASS STORAGE INTERNAL: SSD 80 GB STANDARD (MLC); W/O SIMATIC SOFTWARE; AC 110/230V POWER SUPPLY WITH NAMUR; POWER CABLE FOR USA; | 3832 | TEM | 1 | Simatic | 5.8 | 1
6AV72403DC040HA0 | SIMATIC IPC 477D, 19" TOUCH DISPLAY; 4 USB (BACK) + 1 USB (FRONT), ETHERNET (10/100/1000); PROCESSOR: CORE I3-3217UE; 2 X GBIT ETHERNET (IE/PN); MEMORY EXTENSION: 4 GB; EXTENSION (HW): 1X RS232; W/O PCIE; OPERATING SYSTEM: WIN EMBEDDED STANDARD 7, 32BIT; MASS STORAGE CHANGEABLE: W/O MASS STORAGE CHANGEABLE; MASS STORAGE INTERNAL: SSD 80 GB STANDARD (MLC); W/O SIMATIC SOFTWARE; DC24V INDUSTR. POWER SUPPLY; | 3464 | TEM | 1 | Simatic | 6.4 | 1
6AV72403DC044CA0 | SIMATIC IPC 477D, 19" TOUCH DISPLAY; 4 USB (BACK) + 1 USB (FRONT), ETHERNET (10/100/1000); PROCESSOR: CORE I3-3217UE; 2 X GBIT ETHERNET (IE/PN); MEMORY EXTENSION: 4 GB; EXTENSION (HW): 1X RS232; W/O PCIE; OPERATING SYSTEM: WIN EMBEDDED STANDARD 7, 32BIT; MASS STORAGE CHANGEABLE: CFAST 16 GB, (ONLY WITH SW, IF NO INTERNAL MASS STORAGE); MASS STORAGE INTERNAL: CFAST 4 GB; W/O SIMATIC SOFTWARE; DC24V INDUSTR. POWER SUPPLY; | 3706 | TEM | 1 | Simatic | 6.4 | 1
6AV72403DC066PA0 | SIMATIC IPC 477D, 19" TOUCH DISPLAY; 4 USB (BACK) + 1 USB (FRONT), ETHERNET (10/100/1000); PROCESSOR: CORE I3-3217UE; 2 X GBIT ETHERNET (IE/PN); MEMORY EXTENSION: 4 GB; EXTENSION (HW): 1X RS232; W/O PCIE; OPERATING SYSTEM: WINDOWS 7 ULTIMATE, 32BIT; MASS STORAGE CHANGEABLE: DVD; MASS STORAGE INTERNAL: SSD 240 GB STANDARD (MLC); W/O SIMATIC SOFTWARE; DC24V INDUSTR. POWER SUPPLY; | 4052 | TEM | 1 | Simatic | 6.4 | 1
6AV72403DC070HA0 | SIMATIC IPC 477D, 19" TOUCH DISPLAY; 4 USB (BACK) + 1 USB (FRONT), ETHERNET (10/100/1000); PROCESSOR: CORE I3-3217UE; 2 X GBIT ETHERNET (IE/PN); MEMORY EXTENSION: 4 GB; EXTENSION (HW): 1X RS232; W/O PCIE; OPERATING SYSTEM: WINDOWS 7 ULTIMATE, 64BIT; MASS STORAGE CHANGEABLE: W/O MASS STORAGE CHANGEABLE; MASS STORAGE INTERNAL: SSD 80 GB STANDARD (MLC); W/O SIMATIC SOFTWARE; DC24V INDUSTR. POWER SUPPLY; | 3643 | TEM | 1 | Simatic | 6.4 | 1
6AV72403EC040HA0 | SIMATIC IPC 477D, 22" TOUCH DISPLAY; 4 USB (BACK) + 1 USB (FRONT), ETHERNET (10/100/1000); PROCESSOR: CORE I3-3217UE; 2 X GBIT ETHERNET (IE/PN); MEMORY EXTENSION: 4 GB; EXTENSION (HW): 1X RS232; W/O PCIE; OPERATING SYSTEM: WIN EMBEDDED STANDARD 7, 32BIT; MASS STORAGE CHANGEABLE: W/O MASS STORAGE CHANGEABLE; MASS STORAGE INTERNAL: SSD 80 GB STANDARD (MLC); W/O SIMATIC SOFTWARE; DC24V INDUSTR. POWER SUPPLY; | 3884 | TEM | 1 | Simatic | 7 | 1
6AV72403EC040HA3 | SIMATIC IPC 477D, 22" TOUCH DISPLAY; 4 USB (BACK) + 1 USB (FRONT), ETHERNET (10/100/1000); PROCESSOR: CORE I3-3217UE; 2 X GBIT ETHERNET (IE/PN); MEMORY EXTENSION: 4 GB; EXTENSION (HW): 1X RS232; W/O PCIE; OPERATING SYSTEM: WIN EMBEDDED STANDARD 7, 32BIT; MASS STORAGE CHANGEABLE: W/O MASS STORAGE CHANGEABLE; MASS STORAGE INTERNAL: SSD 80 GB STANDARD (MLC); W/O SIMATIC SOFTWARE; AC 110/230V POWER SUPPLY WITH NAMUR; POWER CABLE FOR USA; | 3916 | TEM | 1 | Simatic | 7 | 1
6AV72403EC070HA0 | SIMATIC IPC 477D, 22" TOUCH DISPLAY; 4 USB (BACK) + 1 USB (FRONT), ETHERNET (10/100/1000); PROCESSOR: CORE I3-3217UE; 2 X GBIT ETHERNET (IE/PN); MEMORY EXTENSION: 4 GB; EXTENSION (HW): 1X RS232; W/O PCIE; OPERATING SYSTEM: WINDOWS 7 ULTIMATE, 64BIT; MASS STORAGE CHANGEABLE: W/O MASS STORAGE CHANGEABLE; MASS STORAGE INTERNAL: SSD 80 GB STANDARD (MLC); W/O SIMATIC SOFTWARE; DC24V INDUSTR. POWER SUPPLY; | 4063 | TEM | 1 | Simatic | 7 | 1
6AV72403EC070KA3 | SIMATIC IPC 477D, 22" TOUCH DISPLAY; 4 USB (BACK) + 1 USB (FRONT), ETHERNET (10/100/1000); PROCESSOR: CORE I3-3217UE; 2 X GBIT ETHERNET (IE/PN); MEMORY EXTENSION: 4 GB; EXTENSION (HW): 1X RS232; W/O PCIE; OPERATING SYSTEM: WINDOWS 7 ULTIMATE, 64BIT; MASS STORAGE CHANGEABLE: W/O MASS STORAGE CHANGEABLE; MASS STORAGE INTERNAL: 320 GB HDD SATA; W/O SIMATIC SOFTWARE; AC 110/230V POWER SUPPLY WITH NAMUR; POWER CABLE FOR USA; | 4000 | TEM | 1 | Simatic | 7 | 1
6AV72404AC040DA0 | SIMATIC IPC 477D, 12" TOUCH DISPLAY; 4 USB (BACK), ETHERNET (10/100/1000); PROCESSOR: CORE I3-3217UE; 2 X GBIT ETHERNET (IE/PN); PROFIBUS DP 12; MEMORY EXTENSION: 4 GB; EXTENSION (HW): 1X RS232; W/O PCIE; OPERATING SYSTEM: WIN EMBEDDED STANDARD 7, 32BIT; MASS STORAGE CHANGEABLE: W/O MASS STORAGE CHANGEABLE; MASS STORAGE INTERNAL: CFAST 8 GB; W/O SIMATIC SOFTWARE; DC24V INDUSTR. POWER SUPPLY; | 3202 | TEM | 1 | Simatic | 3.2 | 1
6AV72404AC040HE0 | SIMATIC IPC 477D, 12" TOUCH DISPLAY; 4 USB (BACK), ETHERNET (10/100/1000); PROCESSOR: CORE I3-3217UE; 2 X GBIT ETHERNET (IE/PN); PROFIBUS DP 12; MEMORY EXTENSION: 4 GB; EXTENSION (HW): 1X RS232; W/O PCIE; OPERATING SYSTEM: WIN EMBEDDED STANDARD 7, 32BIT; MASS STORAGE CHANGEABLE: W/O MASS STORAGE CHANGEABLE; MASS STORAGE INTERNAL: SSD 80 GB STANDARD (MLC); WIN CC RT ADV. V13 SP1 2048PT (INCL. LOGGING AND RECIPES); DC24V INDUSTR. POWER SUPPLY; DC24V INDUSTR. POWER SUPPLY; | 4625 | TEM | 1 | Simatic | 3.2 | 1
6AV72404BD060KA0 | SIMATIC IPC 477D, 15" TOUCH DISPLAY; 4 USB (BACK) + 1 USB (FRONT), ETHERNET (10/100/1000); PROCESSOR: CORE I3-3217UE; 2 X GBIT ETHERNET (IE/PN); PROFIBUS DP 12; MEMORY EXTENSION: 8 GB; EXTENSION (HW): 1X RS232; W/O PCIE; OPERATING SYSTEM: WINDOWS 7 ULTIMATE, 32BIT; MASS STORAGE CHANGEABLE: W/O MASS STORAGE CHANGEABLE; MASS STORAGE INTERNAL: 320 GB HDD SATA; W/O SIMATIC SOFTWARE; DC24V INDUSTR. POWER SUPPLY; | 3695 | TEM | 1 | Simatic | 5 | 1
6AV72404BK042HA0 | SIMATIC IPC 477D, 15" TOUCH DISPLAY; 4 USB (BACK) + 1 USB (FRONT), ETHERNET (10/100/1000); PROCESSOR: CORE I3-3217UE; 2 X GBIT ETHERNET (IE/PN); PROFIBUS DP 12; MEMORY EXTENSION: 2 GB WITH NVRAM; EXTENSION (HW): 1X RS232; W/O PCIE; OPERATING SYSTEM: WIN EMBEDDED STANDARD 7, 32BIT; MASS STORAGE CHANGEABLE: CFAST 4 GB, (ONLY WITH SW, IF NO INTERNAL MASS STORAGE); MASS STORAGE INTERNAL: SSD 80 GB STANDARD (MLC); W/O SIMATIC SOFTWARE; DC24V INDUSTR. POWER SUPPLY; | 3569 | TEM | 1 | Simatic | 5 | 1
6AV72404BL372HA0 | SIMATIC IPC 477D, 15" TOUCH DISPLAY; 4 USB (BACK) + 1 USB (FRONT), ETHERNET (10/100/1000); PROCESSOR: CORE I3-3217UE; 2 X GBIT ETHERNET (IE/PN); PROFIBUS DP 12; MEMORY EXTENSION: 4 GB WITH NVRAM; EXTENSION (HW): 2X RS232; W/O PCIE; OPERATING SYSTEM: WINDOWS 7 ULTIMATE, 64BIT; MASS STORAGE CHANGEABLE: CFAST 4 GB, (ONLY WITH SW, IF NO INTERNAL MASS STORAGE); MASS STORAGE INTERNAL: SSD 80 GB STANDARD (MLC); W/O SIMATIC SOFTWARE; DC24V INDUSTR. POWER SUPPLY; | 3911 | TEM | 1 | Simatic | 5 | 1
6AV72404DB043EC1 | SIMATIC IPC 477D, 19" TOUCH DISPLAY; 4 USB (BACK) + 1 USB (FRONT), ETHERNET (10/100/1000); PROCESSOR: CORE I3-3217UE; 2 X GBIT ETHERNET (IE/PN); PROFIBUS DP 12; MEMORY EXTENSION: 2 GB; EXTENSION (HW): 1X RS232; W/O PCIE; OPERATING SYSTEM: WIN EMBEDDED STANDARD 7, 32BIT; MASS STORAGE CHANGEABLE: CFAST 8 GB, (ONLY WITH SW, IF NO INTERNAL MASS STORAGE); MASS STORAGE INTERNAL: CFAST 16 GB; WIN CC RT ADV. V13 SP1 128PT (INCL. LOGGING AND RECIPES); AC 110/230V POWER SUPPLY WITH NAMUR; W/O POWER CABLE; | 4262 | TEM | 1 | Simatic | 6.4 | 1
6AV72404DL372HA0 | SIMATIC IPC 477D, 19" TOUCH DISPLAY; 4 USB (BACK) + 1 USB (FRONT), ETHERNET (10/100/1000); PROCESSOR: CORE I3-3217UE; 2 X GBIT ETHERNET (IE/PN); PROFIBUS DP 12; MEMORY EXTENSION: 4 GB WITH NVRAM; EXTENSION (HW): 2X RS232; W/O PCIE; OPERATING SYSTEM: WINDOWS 7 ULTIMATE, 64BIT; MASS STORAGE CHANGEABLE: CFAST 4 GB, (ONLY WITH SW, IF NO INTERNAL MASS STORAGE); MASS STORAGE INTERNAL: SSD 80 GB STANDARD (MLC); W/O SIMATIC SOFTWARE; DC24V INDUSTR. POWER SUPPLY; | 4121 | TEM | 1 | Simatic | 6.4 | 1
6AV72406AD070PA0 | SIMATIC IPC 477D, 12" TOUCH DISPLAY; 4 USB (BACK), ETHERNET (10/100/1000); PROCESSOR: CORE I7-3517UE; 2 X GBIT ETHERNET (IE/PN); MEMORY EXTENSION: 8 GB; EXTENSION (HW): 1X RS232; W/O PCIE; OPERATING SYSTEM: WINDOWS 7 ULTIMATE, 64BIT; MASS STORAGE CHANGEABLE: W/O MASS STORAGE CHANGEABLE; MASS STORAGE INTERNAL: SSD 240 GB STANDARD (MLC); W/O SIMATIC SOFTWARE; DC24V INDUSTR. POWER SUPPLY; | 3842 | TEM | 1 | Simatic | 3.2 | 1
6AV72406BA070KA0 | SIMATIC IPC 477D, 15" TOUCH DISPLAY; 4 USB (BACK) + 1 USB (FRONT), ETHERNET (10/100/1000); PROCESSOR: CORE I7-3517UE; 2 X GBIT ETHERNET (IE/PN); MEMORY EXTENSION: 1 GB; EXTENSION (HW): 1X RS232; W/O PCIE; OPERATING SYSTEM: WINDOWS 7 ULTIMATE, 64BIT; MASS STORAGE CHANGEABLE: W/O MASS STORAGE CHANGEABLE; MASS STORAGE INTERNAL: 320 GB HDD SATA; W/O SIMATIC SOFTWARE; DC24V INDUSTR. POWER SUPPLY; | 3485 | TEM | 1 | Simatic | 5 | 1
6AV72406BB070HA0 | SIMATIC IPC 477D, 15" TOUCH DISPLAY; 4 USB (BACK) + 1 USB (FRONT), ETHERNET (10/100/1000); PROCESSOR: CORE I7-3517UE; 2 X GBIT ETHERNET (IE/PN); MEMORY EXTENSION: 2 GB; EXTENSION (HW): 1X RS232; W/O PCIE; OPERATING SYSTEM: WINDOWS 7 ULTIMATE, 64BIT; MASS STORAGE CHANGEABLE: W/O MASS STORAGE CHANGEABLE; MASS STORAGE INTERNAL: SSD 80 GB STANDARD (MLC); W/O SIMATIC SOFTWARE; DC24V INDUSTR. POWER SUPPLY; | 3611 | TEM | 1 | Simatic | 5 | 1
6AV72406BC000HA0 | SIMATIC IPC 477D, 15" TOUCH DISPLAY; 4 USB (BACK) + 1 USB (FRONT), ETHERNET (10/100/1000); PROCESSOR: CORE I7-3517UE; 2 X GBIT ETHERNET (IE/PN); MEMORY EXTENSION: 4 GB; EXTENSION (HW): 1X RS232; W/O PCIE; OPERATING SYSTEM: W/O OPERATING SYSTEM; MASS STORAGE CHANGEABLE: W/O MASS STORAGE CHANGEABLE; MASS STORAGE INTERNAL: SSD 80 GB STANDARD (MLC); W/O SIMATIC SOFTWARE; DC24V INDUSTR. POWER SUPPLY; | 3359 | TEM | 1 | Simatic | 5 | 1
6AV72406BC040HA1 | SIMATIC IPC 477D, 15" TOUCH DISPLAY; 4 USB (BACK) + 1 USB (FRONT), ETHERNET (10/100/1000); PROCESSOR: CORE I7-3517UE; 2 X GBIT ETHERNET (IE/PN); MEMORY EXTENSION: 4 GB; EXTENSION (HW): 1X RS232; W/O PCIE; OPERATING SYSTEM: WIN EMBEDDED STANDARD 7, 32BIT; MASS STORAGE CHANGEABLE: W/O MASS STORAGE CHANGEABLE; MASS STORAGE INTERNAL: SSD 80 GB STANDARD (MLC); W/O SIMATIC SOFTWARE; AC 110/230V POWER SUPPLY WITH NAMUR; W/O POWER CABLE; | 3548 | TEM | 1 | Simatic | 5 | 1
6AV72406BC070HA0 | SIMATIC IPC 477D, 15" TOUCH DISPLAY; 4 USB (BACK) + 1 USB (FRONT), ETHERNET (10/100/1000); PROCESSOR: CORE I7-3517UE; 2 X GBIT ETHERNET (IE/PN); MEMORY EXTENSION: 4 GB; EXTENSION (HW): 1X RS232; W/O PCIE; OPERATING SYSTEM: WINDOWS 7 ULTIMATE, 64BIT; MASS STORAGE CHANGEABLE: W/O MASS STORAGE CHANGEABLE; MASS STORAGE INTERNAL: SSD 80 GB STANDARD (MLC); W/O SIMATIC SOFTWARE; DC24V INDUSTR. POWER SUPPLY; | 3695 | TEM | 1 | Simatic | 5 | 1
6AV72406BC076PA0 | SIMATIC IPC 477D, 15" TOUCH DISPLAY; 4 USB (BACK) + 1 USB (FRONT), ETHERNET (10/100/1000); PROCESSOR: CORE I7-3517UE; 2 X GBIT ETHERNET (IE/PN); MEMORY EXTENSION: 4 GB; EXTENSION (HW): 1X RS232; W/O PCIE; OPERATING SYSTEM: WINDOWS 7 ULTIMATE, 64BIT; MASS STORAGE CHANGEABLE: DVD; MASS STORAGE INTERNAL: SSD 240 GB STANDARD (MLC); W/O SIMATIC SOFTWARE; DC24V INDUSTR. POWER SUPPLY; | 4105 | TEM | 1 | Simatic | 5 | 1
6AV72406BD000HA0 | SIMATIC IPC 477D, 15" TOUCH DISPLAY; 4 USB (BACK) + 1 USB (FRONT), ETHERNET (10/100/1000); PROCESSOR: CORE I7-3517UE; 2 X GBIT ETHERNET (IE/PN); MEMORY EXTENSION: 8 GB; EXTENSION (HW): 1X RS232; W/O PCIE; OPERATING SYSTEM: W/O OPERATING SYSTEM; MASS STORAGE CHANGEABLE: W/O MASS STORAGE CHANGEABLE; MASS STORAGE INTERNAL: SSD 80 GB STANDARD (MLC); W/O SIMATIC SOFTWARE; DC24V INDUSTR. POWER SUPPLY; | 3506 | TEM | 1 | Simatic | 5 | 1
6AV72406BD070KA0 | SIMATIC IPC 477D, 15" TOUCH DISPLAY; 4 USB (BACK) + 1 USB (FRONT), ETHERNET (10/100/1000); PROCESSOR: CORE I7-3517UE; 2 X GBIT ETHERNET (IE/PN); MEMORY EXTENSION: 8 GB; EXTENSION (HW): 1X RS232; W/O PCIE; OPERATING SYSTEM: WINDOWS 7 ULTIMATE, 64BIT; MASS STORAGE CHANGEABLE: W/O MASS STORAGE CHANGEABLE; MASS STORAGE INTERNAL: 320 GB HDD SATA; W/O SIMATIC SOFTWARE; DC24V INDUSTR. POWER SUPPLY; | 3748 | TEM | 1 | Simatic | 5 | 1
6AV72406BD170HA0 | SIMATIC IPC 477D, 15" TOUCH DISPLAY; 4 USB (BACK) + 1 USB (FRONT), ETHERNET (10/100/1000); PROCESSOR: CORE I7-3517UE; 2 X GBIT ETHERNET (IE/PN); MEMORY EXTENSION: 8 GB; EXTENSION (HW): 1X RS232 AND 1X PCIE; OPERATING SYSTEM: WINDOWS 7 ULTIMATE, 64BIT; MASS STORAGE CHANGEABLE: W/O MASS STORAGE CHANGEABLE; MASS STORAGE INTERNAL: SSD 80 GB STANDARD (MLC); W/O SIMATIC SOFTWARE; DC24V INDUSTR. POWER SUPPLY; | 3947 | TEM | 1 | Simatic | 5 | 1
6AV72406BD170KA0 | SIMATIC IPC 477D, 15" TOUCH DISPLAY; 4 USB (BACK) + 1 USB (FRONT), ETHERNET (10/100/1000); PROCESSOR: CORE I7-3517UE; 2 X GBIT ETHERNET (IE/PN); MEMORY EXTENSION: 8 GB; EXTENSION (HW): 1X RS232 AND 1X PCIE; OPERATING SYSTEM: WINDOWS 7 ULTIMATE, 64BIT; MASS STORAGE CHANGEABLE: W/O MASS STORAGE CHANGEABLE; MASS STORAGE INTERNAL: 320 GB HDD SATA; W/O SIMATIC SOFTWARE; DC24V INDUSTR. POWER SUPPLY; | 3853 | TEM | 1 | Simatic | 5 | 1
6AV72406BD170QA3 | SIMATIC IPC 477D, 15" TOUCH DISPLAY; 4 USB (BACK) + 1 USB (FRONT), ETHERNET (10/100/1000); PROCESSOR: CORE I7-3517UE; 2 X GBIT ETHERNET (IE/PN); MEMORY EXTENSION: 8 GB; EXTENSION (HW): 1X RS232 AND 1X PCIE; OPERATING SYSTEM: WINDOWS 7 ULTIMATE, 64BIT; MASS STORAGE CHANGEABLE: W/O MASS STORAGE CHANGEABLE; MASS STORAGE INTERNAL: 320 GB HDD SATA; DVD; W/O SIMATIC SOFTWARE; AC 110/230V POWER SUPPLY WITH NAMUR; POWER CABLE FOR USA; | 4084 | TEM | 1 | Simatic | 5 | 1
6AV72406BK040HJ3 | SIMATIC IPC 477D, 15" TOUCH DISPLAY; 4 USB (BACK) + 1 USB (FRONT), ETHERNET (10/100/1000); PROCESSOR: CORE I7-3517UE; 2 X GBIT ETHERNET (IE/PN); MEMORY EXTENSION: 2 GB WITH NVRAM; EXTENSION (HW): 1X RS232; W/O PCIE; OPERATING SYSTEM: WIN EMBEDDED STANDARD 7, 32BIT; MASS STORAGE CHANGEABLE: W/O MASS STORAGE CHANGEABLE; MASS STORAGE INTERNAL: SSD 80 GB STANDARD (MLC); WINAC RTX 2010 SP2; WIN CC RT ADV. V13 SP1 128PT (INCL. LOGGING AND RECIPES); AC 110/230V POWER SUPPLY WITH NAMUR; POWER CABLE FOR USA; | 4567 | TEM | 1 | Simatic | 5 | 1
6AV72406CB040HA0 | SIMATIC IPC 477D, 15" TOUCH/KEY DISPLAY; 4 USB (BACK) + 1 USB (FRONT), ETHERNET (10/100/1000); PROCESSOR: CORE I7-3517UE; 2 X GBIT ETHERNET (IE/PN); MEMORY EXTENSION: 2 GB; EXTENSION (HW): 1X RS232; W/O PCIE; OPERATING SYSTEM: WIN EMBEDDED STANDARD 7, 32BIT; MASS STORAGE CHANGEABLE: W/O MASS STORAGE CHANGEABLE; MASS STORAGE INTERNAL: SSD 80 GB STANDARD (MLC); W/O SIMATIC SOFTWARE; DC24V INDUSTR. POWER SUPPLY; | 3800 | TEM | 1 | Simatic | 5.8 | 1
6AV72406CB400PA0 | SIMATIC IPC 477D, 15" TOUCH/KEY DISPLAY; 4 USB (BACK) + 1 USB (FRONT), ETHERNET (10/100/1000); PROCESSOR: CORE I7-3517UE; 2 X GBIT ETHERNET (IE/PN); MEMORY EXTENSION: 2 GB; EXTENSION (HW): 2X RS232 AND 1X PCIE; OPERATING SYSTEM: W/O OPERATING SYSTEM; MASS STORAGE CHANGEABLE: W/O MASS STORAGE CHANGEABLE; MASS STORAGE INTERNAL: SSD 240 GB STANDARD (MLC); W/O SIMATIC SOFTWARE; DC24V INDUSTR. POWER SUPPLY; | 4037 | TEM | 1 | Simatic | 5.8 | 1
6AV72406CB440PA0 | SIMATIC IPC 477D, 15" TOUCH/KEY DISPLAY; 4 USB (BACK) + 1 USB (FRONT), ETHERNET (10/100/1000); PROCESSOR: CORE I7-3517UE; 2 X GBIT ETHERNET (IE/PN); MEMORY EXTENSION: 2 GB; EXTENSION (HW): 2X RS232 AND 1X PCIE; OPERATING SYSTEM: WIN EMBEDDED STANDARD 7, 32BIT; MASS STORAGE CHANGEABLE: W/O MASS STORAGE CHANGEABLE; MASS STORAGE INTERNAL: SSD 240 GB STANDARD (MLC); W/O SIMATIC SOFTWARE; DC24V INDUSTR. POWER SUPPLY; | 4194 | TEM | 1 | Simatic | 5.8 | 1
6AV72406CC066KA3 | SIMATIC IPC 477D, 15" TOUCH/KEY DISPLAY; 4 USB (BACK) + 1 USB (FRONT), ETHERNET (10/100/1000); PROCESSOR: CORE I7-3517UE; 2 X GBIT ETHERNET (IE/PN); MEMORY EXTENSION: 4 GB; EXTENSION (HW): 1X RS232; W/O PCIE; OPERATING SYSTEM: WINDOWS 7 ULTIMATE, 32BIT; MASS STORAGE CHANGEABLE: DVD; MASS STORAGE INTERNAL: 320 GB HDD SATA; W/O SIMATIC SOFTWARE; AC 110/230V POWER SUPPLY WITH NAMUR; POWER CABLE FOR USA; | 4199 | TEM | 1 | Simatic | 5.8 | 1
6AV72406DC070HA0 | SIMATIC IPC 477D, 19" TOUCH DISPLAY; 4 USB (BACK) + 1 USB (FRONT), ETHERNET (10/100/1000); PROCESSOR: CORE I7-3517UE; 2 X GBIT ETHERNET (IE/PN); MEMORY EXTENSION: 4 GB; EXTENSION (HW): 1X RS232; W/O PCIE; OPERATING SYSTEM: WINDOWS 7 ULTIMATE, 64BIT; MASS STORAGE CHANGEABLE: W/O MASS STORAGE CHANGEABLE; MASS STORAGE INTERNAL: SSD 80 GB STANDARD (MLC); W/O SIMATIC SOFTWARE; DC24V INDUSTR. POWER SUPPLY; | 3905 | TEM | 1 | Simatic | 6.4 | 1
6AV72406DC070HA3 | SIMATIC IPC 477D, 19" TOUCH DISPLAY; 4 USB (BACK) + 1 USB (FRONT), ETHERNET (10/100/1000); PROCESSOR: CORE I7-3517UE; 2 X GBIT ETHERNET (IE/PN); MEMORY EXTENSION: 4 GB; EXTENSION (HW): 1X RS232; W/O PCIE; OPERATING SYSTEM: WINDOWS 7 ULTIMATE, 64BIT; MASS STORAGE CHANGEABLE: W/O MASS STORAGE CHANGEABLE; MASS STORAGE INTERNAL: SSD 80 GB STANDARD (MLC); W/O SIMATIC SOFTWARE; AC 110/230V POWER SUPPLY WITH NAMUR; POWER CABLE FOR USA; | 3937 | TEM | 1 | Simatic | 6.4 | 1
6AV72406DC070KA0 | SIMATIC IPC 477D, 19" TOUCH DISPLAY; 4 USB (BACK) + 1 USB (FRONT), ETHERNET (10/100/1000); PROCESSOR: CORE I7-3517UE; 2 X GBIT ETHERNET (IE/PN); MEMORY EXTENSION: 4 GB; EXTENSION (HW): 1X RS232; W/O PCIE; OPERATING SYSTEM: WINDOWS 7 ULTIMATE, 64BIT; MASS STORAGE CHANGEABLE: W/O MASS STORAGE CHANGEABLE; MASS STORAGE INTERNAL: 320 GB HDD SATA; W/O SIMATIC SOFTWARE; DC24V INDUSTR. POWER SUPPLY; | 3811 | TEM | 1 | Simatic | 6.4 | 1
6AV72406DC170NA3 | SIMATIC IPC 477D, 19" TOUCH DISPLAY; 4 USB (BACK) + 1 USB (FRONT), ETHERNET (10/100/1000); PROCESSOR: CORE I7-3517UE; 2 X GBIT ETHERNET (IE/PN); MEMORY EXTENSION: 4 GB; EXTENSION (HW): 1X RS232 AND 1X PCIE; OPERATING SYSTEM: WINDOWS 7 ULTIMATE, 64BIT; MASS STORAGE CHANGEABLE: W/O MASS STORAGE CHANGEABLE; MASS STORAGE INTERNAL: SSD 80 GB STANDARD (MLC); DVD; W/O SIMATIC SOFTWARE; AC 110/230V POWER SUPPLY WITH NAMUR; POWER CABLE FOR USA; | 4241 | TEM | 1 | Simatic | 6.4 | 1
6AV72406DC176HA3 | SIMATIC IPC 477D, 19" TOUCH DISPLAY; 4 USB (BACK) + 1 USB (FRONT), ETHERNET (10/100/1000); PROCESSOR: CORE I7-3517UE; 2 X GBIT ETHERNET (IE/PN); MEMORY EXTENSION: 4 GB; EXTENSION (HW): 1X RS232 AND 1X PCIE; OPERATING SYSTEM: WINDOWS 7 ULTIMATE, 64BIT; MASS STORAGE CHANGEABLE: DVD; MASS STORAGE INTERNAL: SSD 80 GB STANDARD (MLC); W/O SIMATIC SOFTWARE; AC 110/230V POWER SUPPLY WITH NAMUR; POWER CABLE FOR USA; | 4241 | TEM | 1 | Simatic | 6.4 | 1
6AV72406DD070HA0 | SIMATIC IPC 477D, 19" TOUCH DISPLAY; 4 USB (BACK) + 1 USB (FRONT), ETHERNET (10/100/1000); PROCESSOR: CORE I7-3517UE; 2 X GBIT ETHERNET (IE/PN); MEMORY EXTENSION: 8 GB; EXTENSION (HW): 1X RS232; W/O PCIE; OPERATING SYSTEM: WINDOWS 7 ULTIMATE, 64BIT; MASS STORAGE CHANGEABLE: W/O MASS STORAGE CHANGEABLE; MASS STORAGE INTERNAL: SSD 80 GB STANDARD (MLC); W/O SIMATIC SOFTWARE; DC24V INDUSTR. POWER SUPPLY; DC24V INDUSTR. POWER SUPPLY; | 4052 | TEM | 1 | Simatic | 6.4 | 1
6AV72406EC040HA0 | SIMATIC IPC 477D, 22" TOUCH DISPLAY; 4 USB (BACK) + 1 USB (FRONT), ETHERNET (10/100/1000); PROCESSOR: CORE I7-3517UE; 2 X GBIT ETHERNET (IE/PN); MEMORY EXTENSION: 4 GB; EXTENSION (HW): 1X RS232; W/O PCIE; OPERATING SYSTEM: WIN EMBEDDED STANDARD 7, 32BIT; MASS STORAGE CHANGEABLE: W/O MASS STORAGE CHANGEABLE; MASS STORAGE INTERNAL: SSD 80 GB STANDARD (MLC); W/O SIMATIC SOFTWARE; DC24V INDUSTR. POWER SUPPLY; | 4147 | TEM | 1 | Simatic | 7 | 1
6AV72406EC070HA0 | SIMATIC IPC 477D, 22" TOUCH DISPLAY; 4 USB (BACK) + 1 USB (FRONT), ETHERNET (10/100/1000); PROCESSOR: CORE I7-3517UE; 2 X GBIT ETHERNET (IE/PN); MEMORY EXTENSION: 4 GB; EXTENSION (HW): 1X RS232; W/O PCIE; OPERATING SYSTEM: WINDOWS 7 ULTIMATE, 64BIT; MASS STORAGE CHANGEABLE: W/O MASS STORAGE CHANGEABLE; MASS STORAGE INTERNAL: SSD 80 GB STANDARD (MLC); W/O SIMATIC SOFTWARE; DC24V INDUSTR. POWER SUPPLY; | 4325 | TEM | 1 | Simatic | 7 | 1
6AV72406EC070NA0 | SIMATIC IPC 477D, 22" TOUCH DISPLAY; 4 USB (BACK) + 1 USB (FRONT), ETHERNET (10/100/1000); PROCESSOR: CORE I7-3517UE; 2 X GBIT ETHERNET (IE/PN); MEMORY EXTENSION: 4 GB; EXTENSION (HW): 1X RS232; W/O PCIE; OPERATING SYSTEM: WINDOWS 7 ULTIMATE, 64BIT; MASS STORAGE CHANGEABLE: W/O MASS STORAGE CHANGEABLE; MASS STORAGE INTERNAL: SSD 80 GB STANDARD (MLC); DVD; W/O SIMATIC SOFTWARE; DC24V INDUSTR. POWER SUPPLY; | 4525 | TEM | 1 | Simatic | 7 | 1
6AV72406EC170NA3 | SIMATIC IPC 477D, 22" TOUCH DISPLAY; 4 USB (BACK) + 1 USB (FRONT), ETHERNET (10/100/1000); PROCESSOR: CORE I7-3517UE; 2 X GBIT ETHERNET (IE/PN); MEMORY EXTENSION: 4 GB; EXTENSION (HW): 1X RS232 AND 1X PCIE; OPERATING SYSTEM: WINDOWS 7 ULTIMATE, 64BIT; MASS STORAGE CHANGEABLE: W/O MASS STORAGE CHANGEABLE; MASS STORAGE INTERNAL: SSD 80 GB STANDARD (MLC); DVD; W/O SIMATIC SOFTWARE; AC 110/230V POWER SUPPLY WITH NAMUR; POWER CABLE FOR USA; | 4661 | TEM | 1 | Simatic | 7 | 1
6AV72406ED070HA0 | SIMATIC IPC 477D, 22" TOUCH DISPLAY; 4 USB (BACK) + 1 USB (FRONT), ETHERNET (10/100/1000); PROCESSOR: CORE I7-3517UE; 2 X GBIT ETHERNET (IE/PN); MEMORY EXTENSION: 8 GB; EXTENSION (HW): 1X RS232; W/O PCIE; OPERATING SYSTEM: WINDOWS 7 ULTIMATE, 64BIT; MASS STORAGE CHANGEABLE: W/O MASS STORAGE CHANGEABLE; MASS STORAGE INTERNAL: SSD 80 GB STANDARD (MLC); W/O SIMATIC SOFTWARE; DC24V INDUSTR. POWER SUPPLY; DC24V INDUSTR. POWER SUPPLY; | 4472 | TEM | 1 | Simatic | 7 | 1
6AV72406ED070KA0 | SIMATIC IPC 477D, 22" TOUCH DISPLAY; 4 USB (BACK) + 1 USB (FRONT), ETHERNET (10/100/1000); PROCESSOR: CORE I7-3517UE; 2 X GBIT ETHERNET (IE/PN); MEMORY EXTENSION: 8 GB; EXTENSION (HW): 1X RS232; W/O PCIE; OPERATING SYSTEM: WINDOWS 7 ULTIMATE, 64BIT; MASS STORAGE CHANGEABLE: W/O MASS STORAGE CHANGEABLE; MASS STORAGE INTERNAL: 320 GB HDD SATA; W/O SIMATIC SOFTWARE; DC24V INDUSTR. POWER SUPPLY; | 4378 | TEM | 1 | Simatic | 7 | 1
6AV72406ED070PA0 | SIMATIC IPC 477D, 22" TOUCH DISPLAY; 4 USB (BACK) + 1 USB (FRONT), ETHERNET (10/100/1000); PROCESSOR: CORE I7-3517UE; 2 X GBIT ETHERNET (IE/PN); MEMORY EXTENSION: 8 GB; EXTENSION (HW): 1X RS232; W/O PCIE; OPERATING SYSTEM: WINDOWS 7 ULTIMATE, 64BIT; MASS STORAGE CHANGEABLE: W/O MASS STORAGE CHANGEABLE; MASS STORAGE INTERNAL: SSD 240 GB STANDARD (MLC); W/O SIMATIC SOFTWARE; DC24V INDUSTR. POWER SUPPLY; | 4682 | TEM | 1 | Simatic | 7 | 1
6AV72406ED070PA3 | SIMATIC IPC 477D, 22" TOUCH DISPLAY; 4 USB (BACK) + 1 USB (FRONT), ETHERNET (10/100/1000); PROCESSOR: CORE I7-3517UE; 2 X GBIT ETHERNET (IE/PN); MEMORY EXTENSION: 8 GB; EXTENSION (HW): 1X RS232; W/O PCIE; OPERATING SYSTEM: WINDOWS 7 ULTIMATE, 64BIT; MASS STORAGE CHANGEABLE: W/O MASS STORAGE CHANGEABLE; MASS STORAGE INTERNAL: SSD 240 GB STANDARD (MLC); W/O SIMATIC SOFTWARE; AC 110/230V POWER SUPPLY WITH NAMUR; POWER CABLE FOR USA; | 4714 | TEM | 1 | Simatic | 7 | 1
6AV72406ED076HA0 | SIMATIC IPC 477D, 22" TOUCH DISPLAY; 4 USB (BACK) + 1 USB (FRONT), ETHERNET (10/100/1000); PROCESSOR: CORE I7-3517UE; 2 X GBIT ETHERNET (IE/PN); MEMORY EXTENSION: 8 GB; EXTENSION (HW): 1X RS232; W/O PCIE; OPERATING SYSTEM: WINDOWS 7 ULTIMATE, 64BIT; MASS STORAGE CHANGEABLE: DVD; MASS STORAGE INTERNAL: SSD 80 GB STANDARD (MLC); W/O SIMATIC SOFTWARE; DC24V INDUSTR. POWER SUPPLY; | 4672 | TEM | 1 | Simatic | 7 | 1
6AV72406EM372HA0 | SIMATIC IPC 477D, 22" TOUCH DISPLAY; 4 USB (BACK) + 1 USB (FRONT), ETHERNET (10/100/1000); PROCESSOR: CORE I7-3517UE; 2 X GBIT ETHERNET (IE/PN); MEMORY EXTENSION: 8 GB WITH NVRAM; EXTENSION (HW): 2X RS232; W/O PCIE; OPERATING SYSTEM: WINDOWS 7 ULTIMATE, 64BIT; MASS STORAGE CHANGEABLE: CFAST 4 GB, (ONLY WITH SW, IF NO INTERNAL MASS STORAGE); MASS STORAGE INTERNAL: SSD 80 GB STANDARD (MLC); W/O SIMATIC SOFTWARE; DC24V INDUSTR. POWER SUPPLY; | 4740 | TEM | 1 | Simatic | 7 | 1
6AV72407BD044PF0 | SIMATIC IPC 477D, 15" TOUCH DISPLAY; 4 USB (BACK) + 1 USB (FRONT), ETHERNET (10/100/1000); PROCESSOR: CORE I7-3517UE; 2 X GBIT ETHERNET (IE/PN); PROFIBUS DP 12; MEMORY EXTENSION: 8 GB; EXTENSION (HW): 1X RS232; W/O PCIE; OPERATING SYSTEM: WIN EMBEDDED STANDARD 7, 32BIT; MASS STORAGE CHANGEABLE: CFAST 16 GB, (ONLY WITH SW, IF NO INTERNAL MASS STORAGE); MASS STORAGE INTERNAL: SSD 240 GB STANDARD (MLC); WIN CC RT ADV. V13 SP1 4096PT (INCL. LOGGING AND RECIPES); DC24V INDUSTR. POWER SUPPLY; | 6541 | TEM | 1 | Simatic | 5 | 1
6AV72407BM044PF0 | SIMATIC IPC 477D, 15" TOUCH DISPLAY; 4 USB (BACK) + 1 USB (FRONT), ETHERNET (10/100/1000); PROCESSOR: CORE I7-3517UE; 2 X GBIT ETHERNET (IE/PN); PROFIBUS DP 12; MEMORY EXTENSION: 8 GB WITH NVRAM; EXTENSION (HW): 1X RS232; W/O PCIE; OPERATING SYSTEM: WIN EMBEDDED STANDARD 7, 32BIT; MASS STORAGE CHANGEABLE: CFAST 16 GB, (ONLY WITH SW, IF NO INTERNAL MASS STORAGE); MASS STORAGE INTERNAL: SSD 240 GB STANDARD (MLC); WIN CC RT ADV. V13 SP1 4096PT (INCL. LOGGING AND RECIPES); DC24V INDUSTR. POWER SUPPLY; | 6593 | TEM | 1 | Simatic | 5 | 1
6AV72408BC072HA8 | SIMATIC IPC 477D WITH TPM, 15" TOUCH DISPLAY; 4 USB (BACK) + 1 USB (FRONT), ETHERNET (10/100/1000); 24V DC POWER SUPPLY, NOT FOR CHINA AND RUSSIA PROCESSOR: CORE I7-3517UE; 1 X GBIT ETHERNET (IE/PN); 1X PROFINET (IRT, 3 PORTS); MEMORY EXTENSION: 4 GB; EXTENSION (HW): 1X RS232; W/O PCIE; OPERATING SYSTEM: WINDOWS 7 ULTIMATE, 64BIT; MASS STORAGE CHANGEABLE: CFAST 4 GB, (ONLY WITH SW, IF NO INTERNAL MASS STORAGE); MASS STORAGE INTERNAL: SSD 80 GB STANDARD (MLC); W/O SIMATIC SOFTWARE; | 4494 | TEM | 1 | Simatic | 5 | 1
6AV72408EM400NA3 | SIMATIC IPC 477D, 22" TOUCH DISPLAY; 4 USB (BACK) + 1 USB (FRONT), ETHERNET (10/100/1000); PROCESSOR: CORE I7-3517UE; 1 X GBIT ETHERNET (IE/PN); 1X PROFINET (IRT, 3 PORTS); MEMORY EXTENSION: 8 GB WITH NVRAM; EXTENSION (HW): 2X RS232 AND 1X PCIE; OPERATING SYSTEM: W/O OPERATING SYSTEM; MASS STORAGE CHANGEABLE: W/O MASS STORAGE CHANGEABLE; MASS STORAGE INTERNAL: SSD 80 GB STANDARD (MLC); DVD; W/O SIMATIC SOFTWARE; AC 110/230V POWER SUPPLY WITH NAMUR; POWER CABLE FOR USA; | 5213 | TEM | 1 | Simatic | 7 | 1
6AV72445AA101PT0 | SIMATIC IPC 477D, 12" TOUCH, MIT WINCC FLEX SW PACKAGE | 4599 | TEM | 1 | Simatic | 8 | 0
6AV72445BA101PT0 | SIMATIC IPC 477D, 15" TOUCH, MIT WINCC FLEX SW PACKAGE | 4872 | TEM | 1 | Simatic | 8 | 0
6AV72445DA300YA0 | SIMATIC IPC477D OEM 19" TOUCH DISPLAY, WITH CONFIGURATION: 6AV7240-.D...-.... WITH EXPRESS-DESIGN | 4379 | TEM | 1 | Simatic | 8.8 | 0
6AV72445EA020HB0 | SIMATIC IPC477D OEM 22" TOUCH DISPLAY, WITH CONFIGURATION: 6AV7240-6EC07-0HA0 TRUMPF DESIGN | 4504 | TEM | 1 | Simatic | 10.14 | 0
6AV72446XX000TEM0 | MOTHERBOARD COMPUTER KIT V2 CONSISTING OF: MOTHERBOARD WITH CORE I7-3517UE W/O FIELDBUS, 8 GB RAM, 160 GB SSD, WES7 P (LICENSE ONLY), INCL. BATTERY | 1759 | TEM | 1 | Simatic | 2 | 0
6AV72446XX010TEM0 | MOTHERBOARD COMPUTER KIT V1 CONSISTING OF: MOTHERBOARD WITH CORE I7-3517UE W/O FIELDBUS, 4 GB RAM, 80 GB SSD, WES7 P (LICENSE ONLY), INCL. BATTERY | 1592 | TEM | 1 | Simatic | 2 | 0
6AV72446XX020TEM0 | MOTHERBOARD COMPUTER KIT V5 CONSISTING OF: MOTHERBOARD WITH CORE I7-3517UE W/O FIELDBUS, 8 GB RAM, 160 GB SSD, WIN 7 ULTIMATE (LICENSE ONLY), INCL. BATTERY | 1826 | TEM | 1 | Simatic | 2 | 0
6AV72446XX100TEM0 | MOTHERBOARD COMPUTER KIT V4 CONSISTING OF: MOTHERBOARD WITH CORE I7-3517UE W/O FIELDBUS, 8 GB RAM, 300 GB SSD, WES7 P (LICENSE ONLY), INCL. BATTERY | 1960 | TEM | 1 | Simatic | 2 | 0
6AV72446XX110TEM0 | MOTHERBOARD COMPUTER KIT V3 CONSISTING OF: MOTHERBOARD WITH CORE I7-3517UE W/O FIELDBUS, 4 GB RAM, 80 GB SSD, WIN 7 ULTIMATE (LICENSE ONLY), INCL. BATTERY | 1669 | TEM | 1 | Simatic | 0.651 | 0
6AV72446XX200TEM0 | MOTHERBOARD COMPUTER KIT V6 CONSISTING OF: MOTHERBOARD WITH CORE I7-3517UE W/O FIELDBUS, 8 GB RAM, 300 GB SSD, WIN 7 ULTIMATE (LICENSE ONLY), INCL. BATTERY | 2027 | TEM | 1 | Simatic | 2 | 0
6AV72447BA000FP0 | OEM OPERATOR PANEL SIMATIC IPC 477D, 15" TOUCH 4 USB (BACK) + 1 USB (FRONT) ETHERNET (10/100/1000) PROCESSOR: CORE I7-3517UE 2 X GBIT ETHERNET (IE/PN) MEMORY EXTENSION: 8 GB EXTENSION (HW): 1X RS232; W/O PCIE; OPERATING SYSTEM: WIN7 ULTIMATE 64BIT MASS STORAGE CHANGEABLE: W/O MASS STORAGE CHANGEABLE MASS STORAGE INTERNAL: SSD 160 GB STANDARD (MLC); W/O SIMATIC SOFTWARE DC24V INDUSTR. POWER SUPPLY SITOP PSU100S 24 V/10 A SITOP UPS500S | 15673 | TEM | 1 | Simatic | 50 | 0
6AV72503EC070HA0 | SIMATIC IPC 477D PRO, FULLY ENCLOSED IP65; 19" MULTITOUCH (1366 X 768); SUITABLE FOR SUPPORT ARM W/O EXTENSION COMPONENTS (FLANGE AT TOP); 4USB (BACK); W/O USB (FRONT); ETHERNET (10/100/1000); DC24V INDUSTR. POWER SUPPLY; PROCESSOR: CORE I3-3217UE; (2C/4T, 1,6GHZ, 3MB CACHE); 2 X GBIT ETHERNET (IE/PN); MEMORY EXTENSION: 4 GB; EXTENSION (HW): 1X RS232; OPERATING SYSTEM: WINDOWS 7 ULTIMATE SP1, 64BIT; MUI (GE/EN/FR/IT); MASS STORAGE CHANGEABLE: W/O MASS STORAGE CHANGEABLE; MASS STORAGE INTERNAL: SSD 80 GB SATA; W/O SIMATIC SOFTWARE; | 4326 | TEM | 1 | Simatic | 7.9 | 0
6AV72543DD000AS0 | OPERATOR STAT. OEM IPC477D PRO VERSION D, SIMATIC IPC477D PRO, 19" TOUCH, CELERON U827E WIN EMBEDDED STANDARD 7, REMOTE OPERATE CLIENT V 4.0, D /38/VN54X_/KB VN54X CRAFTER WRZESNIA | 6470 | TEM | 1 | Simatic | 39 | 0
6AV72600BE210BX3 | SIMATIC IPC677D, 2X10/100/1000 MBIT/S ETHERNET; 4XUSB V3.0, 1 X SERIAL (COM1); WATCHDOG, TEMPERATURE AND FAN CONTROL; RAID-CONTROLLER ON BOARD; 15" TOUCH (1280X800); WITH FRONT USB; CELERON G1820TE (2C/2T, 2,2GHZ, 2MB CACHE); PROFIBUS/MPI (CP5622-COMPATIBLE); 2 MB BUFFERED SRAM; 500 GB HDD SATA; DVD+/-RW; 4 GB DDR3 1600 DIMM; 1 X PCIE (X16); 1 X PCI; W/O EXTENSION (HW); WINDOWS 7 ULTIMATE 64BIT SP1, MUI (EN, GE, FR, IT, SP); W/O EXTENSION (SW); AC 110/230V INDUSTRIAL POWER SUPPLY WITH NAMUR; POWER CORD USA; | 4403 | TEM | 1 | Simatic | 17 | 1
6AV72600DB200AX6 | SIMATIC IPC677D, 2X10/100/1000 MBIT/S ETHERNET; 4XUSB V3.0, 1 X SERIAL (COM1); WATCHDOG, TEMPERATURE AND FAN CONTROL; RAID-CONTROLLER ON BOARD; 15" TOUCH (1280X800); WITH FRONT USB; CORE I3-4330TE (2C/4T, 2.4GHZ, 4MB CACHE, VT-X); 250 GB HDD SATA; DVD+/-RW; 4 GB DDR3 1600 DIMM; 2 X PCI; W/O EXTENSION (HW); WINDOWS 7 ULTIMATE 32BIT SP1, MUI (EN, GE, FR, IT, SP); W/O EXTENSION (SW); DC 24V INDUSTRAL- POWER SUPPLY; DC 24V INDUSTRAL- POWER SUPPLY; | 4288 | TEM | 1 | Simatic | 17 | 1
6AV72600GA300BX3 | SIMATIC IPC677D, 2X10/100/1000 MBIT/S ETHERNET; 4XUSB V3.0, 1 X SERIAL (COM1); WATCHDOG, TEMPERATURE AND FAN CONTROL; RAID-CONTROLLER ON BOARD; 15" TOUCH (1280X800); WITH FRONT USB; XEON E3-1268LV3 (4C/8T, 2,3(3.3)GHZ, 8MB CACHE VT-D, AMT); 250 GBYTE HDD SATA; 8 GB DDR3 1600 DIMM; 2 X PCI; W/O EXTENSION (HW); WINDOWS 7 ULTIMATE 64BIT SP1, MUI (EN, GE, FR, IT, SP); W/O EXTENSION (SW); AC 110/230V INDUSTRIAL POWER SUPPLY WITH NAMUR; POWER CORD USA; | 4666 | TEM | 1 | Simatic | 17 | 1
6AV72601GA300BX3 | SIMATIC IPC677D, 2X10/100/1000 MBIT/S ETHERNET; 4XUSB V3.0, 1 X SERIAL (COM1); WATCHDOG, TEMPERATURE AND FAN CONTROL; RAID-CONTROLLER ON BOARD; 19" TOUCH (1366X768); WITH FRONT USB; XEON E3-1268LV3 (4C/8T, 2,3(3.3)GHZ, 8MB CACHE VT-D, AMT); 250 GBYTE HDD SATA; 8 GB DDR3 1600 DIMM; 2 X PCI; W/O EXTENSION (HW); WINDOWS 7 ULTIMATE 64BIT SP1, MUI (EN, GE, FR, IT, SP); W/O EXTENSION (SW); AC 110/230V INDUSTRIAL POWER SUPPLY WITH NAMUR; POWER CORD USA; | 4876 | TEM | 1 | Simatic | 17 | 1
6AV72601JM310BX0 | SIMATIC IPC677D, 2X10/100/1000 MBIT/S ETHERNET; 4XUSB V3.0, 1 X SERIAL (COM1); WATCHDOG, TEMPERATURE AND FAN CONTROL; RAID-CONTROLLER ON BOARD; 19" TOUCH (1366X768); WITH FRONT USB; XEON E3-1268LV3 (4C/8T, 2.3(3.3)GHZ, 8MB CACHE VT-D, AMT); PROFINET (IRT, 3 PORTS, CP1616-COMPATIBLE); 2 MB BUFFERED SRAM; SOLID STATE DRIVE 240 GB; 8 GB DDR3 1600 DIMM; 1 X PCIE (X16); 1 X PCI; W/O EXTENSION (HW); WINDOWS 7 ULTIMATE 64BIT SP1, MUI (EN, GE, FR, IT, SP); W/O EXTENSION (SW); AC 110/230V INDUSTRIAL POWER SUPPLY WITH NAMUR; POWER CORD EUROPE; | 5968 | TEM | 1 | Simatic | 17 | 1
6AV72602DB320AX6 | SIMATIC HMI IPC677D, 2X10/100/1000 MBIT/S ETHERNET; 4XUSB V3.0, 1 X SERIAL (COM1); WATCHDOG, TEMPERATURE AND FAN CONTROL; RAID-CONTROLLER ON BOARD; 22" TOUCH (1920 X 1080); WITH FRONT USB; CORE I3-4330TE (2C/4T, 2.4GHZ, 4MB CACHE, VT-X); 250 GB HDD SATA; DVD+/-RW; 8 GB DDR3 1600 DIMM; 1 X PCIE (X16); 1 X PCIE (X4); W/O EXTENSION (HW); WINDOWS 7 ULTIMATE 32BIT SP1, MUI (EN, GE, FR, IT, SP); W/O EXTENSION (SW); DC 24V INDUSTRAL- POWER SUPPLY; | 5138 | TEM | 1 | Simatic | 17 | 1
6AV72602EA300BX3 | SIMATIC HMI IPC677D, 2X10/100/1000 MBIT/S ETHERNET; 4XUSB V3.0, 1 X SERIAL (COM1); WATCHDOG, TEMPERATURE AND FAN CONTROL; RAID-CONTROLLER ON BOARD; 22" TOUCH (1920 X 1080); WITH FRONT USB; CORE I3-4330TE (2C/4T, 2.4GHZ, 4MB CACHE, VT-X); PROFIBUS/MPI CP5622-COMPATIBLE); 2 MB BUFFERED SRAM; 250 GBYTE HDD SATA; 8 GB DDR3 1600 DIMM; 2 X PCI; W/O EXTENSION (HW); WINDOWS 7 ULTIMATE 64BIT SP1, MUI (EN, GE, FR, IT, SP); W/O EXTENSION (SW); AC 110/230V INDUSTRIAL POWER SUPPLY WITH NAMUR; POWER CORD USA; | 5075 | TEM | 1 | Simatic | 17 | 1
6AV72602FD301BX6 | SIMATIC HMI IPC677D, 2X10/100/1000 MBIT/S ETHERNET; 4XUSB V3.0, 1 X SERIAL (COM1); WATCHDOG, TEMPERATURE AND FAN CONTROL; RAID-CONTROLLER ON BOARD; 22" TOUCH (1920 X 1080); WITH FRONT USB; CORE I3-4330TE (2C/4T, 2.4GHZ, 4MB CACHE, VT-X); PROFINET (IRT, 3 PORTS, CP1616-COMPATIBLE); 2 MB BUFFERED SRAM; 500 GB HDD SATA; 8 GB DDR3 1600 DIMM; 2 X PCI; 2X USB ADDITIV 1 SLOT OCCUPIED; WINDOWS 7 ULTIMATE 64BIT SP1, MUI (EN, GE, FR, IT, SP); W/O EXTENSION (SW); DC 24V INDUSTRAL- POWER SUPPLY; | 5653 | TEM | 1 | Simatic | 17 | 1
6AV72602FH311BC3 | SIMATIC HMI IPC677D, 2X10/100/1000 MBIT/S ETHERNET; 4XUSB V3.0, 1 X SERIAL (COM1); WATCHDOG, TEMPERATURE AND FAN CONTROL; RAID-CONTROLLER ON BOARD; 22" TOUCH (1920 X 1080); WITH FRONT USB; CORE I3-4330TE (2C/4T, 2.4GHZ, 4MB CACHE, VT-X); PROFINET (IRT, 3 PORTS, CP1616-COMPATIBLE); 2 MB BUFFERED SRAM; RAID1 2 X 320 GB SATA (2,5"); DVD+/-RW; 8 GB DDR3 1600 DIMM; 1 X PCIE (X16); 1 X PCI; 2X USB ADDITIV 1 SLOT OCCUPIED; WINDOWS 7 ULTIMATE 64BIT SP1, MUI (EN, GE, FR, IT, SP); SIMATIC IPC DIAGMONITOR V4.5 & IMAGE&PARTITION CREATOR V3.4 ADDED; AC 110/230V INDUSTRIAL POWER SUPPLY WITH NAMUR; POWER CORD USA; | 6545 | TEM | 1 | Simatic | 17 | 1
6AV72602GD401BX6 | SIMATIC HMI IPC677D, 2X10/100/1000 MBIT/S ETHERNET; 4XUSB V3.0, 1 X SERIAL (COM1); WATCHDOG, TEMPERATURE AND FAN CONTROL; RAID-CONTROLLER ON BOARD; 22" TOUCH (1920 X 1080); WITH FRONT USB; XEON E3-1268LV3 (4C/8T, 2,3(3.3)GHZ, 8MB CACHE VT-D, AMT); 500 GB HDD SATA; 16 GB DDR3 1600 DIMM; 2 X PCI; 2X USB ADDITIV 1 SLOT OCCUPIED; WINDOWS 7 ULTIMATE 64BIT SP1, MUI (EN, GE, FR, IT, SP); W/O EXTENSION (SW); DC 24V INDUSTRAL- POWER SUPPLY; | 5810 | TEM | 1 | Simatic | 17 | 1
6AV72602GM410BX6 | SIMATIC HMI IPC677D, 2X10/100/1000 MBIT/S ETHERNET; 4XUSB V3.0, 1 X SERIAL (COM1); WATCHDOG, TEMPERATURE AND FAN CONTROL; RAID-CONTROLLER ON BOARD; 22" TOUCH (1920 X 1080); WITH FRONT USB; XEON E3-1268LV3 (4C/8T, 2,3(3.3)GHZ, 8MB CACHE VT-D, AMT); SOLID STATE DRIVE 240 GB; 16 GB DDR3 1600 DIMM; 1 X PCIE (X16); 1 X PCI; W/O EXTENSION (HW); WINDOWS 7 ULTIMATE 64BIT SP1, MUI (EN, GE, FR, IT, SP); W/O EXTENSION (SW); DC 24V INDUSTRAL- POWER SUPPLY; | 6115 | TEM | 1 | Simatic | 17 | 1
6AV72602GY310BX6 | SIMATIC HMI IPC677D, 2X10/100/1000 MBIT/S ETHERNET; 4XUSB V3.0, 1 X SERIAL (COM1); WATCHDOG, TEMPERATURE AND FAN CONTROL; RAID-CONTROLLER ON BOARD; 22" TOUCH (1920 X 1080); WITH FRONT USB; XEON E3-1268LV3 (4C/8T, 2,3(3.3)GHZ, 8MB CACHE VT-D, AMT); SOLID STATE DRIVE 160 GB; 8 GB DDR3 1600 DIMM; 1 X PCIE (X16); 1 X PCI; W/O EXTENSION (HW); WINDOWS 7 ULTIMATE 64BIT SP1, MUI (EN, GE, FR, IT, SP); W/O EXTENSION (SW); DC 24V INDUSTRAL- POWER SUPPLY; | 5674 | TEM | 1 | Simatic | 17 | 1
6AV72604DM500XX3 | SIMATIC HMI IPC677D, 2X10/100/1000 MBIT/S ETHERNET; 4XUSB V3.0, 1 X SERIAL (COM1); WATCHDOG, TEMPERATURE AND FAN CONTROL; RAID-CONTROLLER ON BOARD; 19" MULTITOUCH (1366 X 768); CORE I3-4330TE (2C/4T, 2.4GHZ, 4MB CACHE, VT-X); SOLID STATE DRIVE 240 GB; 8 GB DDR3 1600 DIMM; ECC; 2 X PCI; W/O EXTENSION (HW); W/O OPERATING SYSTEM; W/O EXTENSION (SW); AC 110/230V INDUSTRIAL POWER SUPPLY WITH NAMUR; POWER CORD USA; | 4907 | TEM | 1 | Simatic | 17 | 1
6AV72604HG100BX3 | SIMATIC HMI IPC677D, 2X10/100/1000 MBIT/S ETHERNET; 4XUSB V3.0, 1 X SERIAL (COM1); WATCHDOG, TEMPERATURE AND FAN CONTROL; RAID-CONTROLLER ON BOARD; 19" MULTITOUCH (1366 X 768); XEON E3-1268LV3 (4C/8T, 2.3(3.3)GHZ, 8MB CACHE VT-D, AMT); PROFIBUS/MPI CP5622-COMPATIBLE); 2 MB BUFFERED SRAM; RAID1 2 X 320 GB SATA (2,5"); 2 GB DDR3 1600 DIMM; 2 X PCI; W/O EXTENSION (HW); WINDOWS 7 ULTIMATE 64BIT SP1, MUI (EN, GE, FR, IT, SP); W/O EXTENSION (SW); AC 110/230V INDUSTRIAL POWER SUPPLY WITH NAMUR; POWER CORD USA; | 5579 | TEM | 1 | Simatic | 17 | 1
6AV72643AA000BK0 | DAIMLER IW5, PLC CONTROL CABINET, STAGE OF EXPANSION 1, CONTAINS: CABINET 600MM RAL7035, 1X SIMATIC S7-319F, 1X SCALANCE XM416-4C, 1X PN/PN COUPLER, 1X FIREWALL, SITOP PSU8200 24 V/20 A | 15841 | TEM | 1 | Simatic | 140 | 0
6AV72643AA010BK0 | DAIMLER IW5, PLC CONTROL CABINET, CONVEYANCE/ FITTING, STAGE OF EXPANSION 1, CONTAINS: CABINET 600MM RAL7035, 1X SIMATIC S7-319F, 1X SCALANCE XM416-4C, 1X SCALANCE X208, 1X PN/PN COUPLER, 1X FIREWALL, SITOP PSU8200 24 V/20 A | 16587 | TEM | 1 | Simatic | 140 | 0
6AV72643AB000BK0 | DAIMLER IW5, PLC CONTROL CABINET, STAGE OF EXPANSION 2, CONTAINS: CABINET 600MM RAL7035, 2X SIMATIC S7-319F, 2X SCALANCE XM416-4C, 2X PN/PN COUPLER, 2X FIREWALL, SITOP PSU8200 24 V/20 A | 27087 | TEM | 1 | Simatic | 140 | 0
6AV72643AC000BK0 | DAIMLER IW5, PLC CONTROL CABINET, STAGE OF EXPANSION 3, CONTAINS: CABINET 600MM RAL7035, 3X SIMATIC S7-319F, 3X SCALANCE XM416-4C, 3X PN/PN COUPLER, 3X FIREWALL, SITOP PSU8200 24 V/20 A | 38365 | TEM | 1 | Simatic | 156 | 0
6AV72643BM030AA0 | Bundle SIMATIC Flat Panel 19T 19" touch TFT display, 1280 X 1024 pixel resolution, 24V DC and 120/240V AC, VGA, DVI-D interface, incl. VGA cable 1.8m, incl. induSTrial DVI-D 3m cable incl. induSTrial USB 3m cable, | 2194 | TEM | 1 | Simatic | 5.1 | 0
6AV72643DA020AS0 | OPERATOR STAT. OEM IPC677D VERS A W. BASIC PACK S7-319F SIMATIC IPC677D, 19" TOUCH, XEON E3-1268LV3, (4C/8T, 2,3(3,3)GHZ, W/O OPERATING SYSTEM STEP7 + WINCC FLEXIBLE, A /38/VN54X_/KB, CPU319F VN54X CRAFTER WRZESNIA | 17690 | TEM | 1 | Simatic | 60 | 0
6AV74115AC001VS0 | VIESSMANN PACKAGE 1 9 INCH CONSISTING OF: SIMATIC IPC 277E, 9" TOUCH, BLACK FRONT (6AV7411-5AC00-0VS0); COL WINCC RT ADVANCED 2048PT, V13; COL WINCC RECEIPES + LOGGING | 3444 | TEM | 1 | Simatic | 4.2 | 0
6AV74124AD000YA0 | SIMATIC IPC277D OEM 9" TOUCH TFT DISPLAY, WITH CONFIGURATION: 6AV7881-2A.00-...0 WITH EXPRESS-DESIGN | 2098 | TEM | 1 | Simatic | 2.5 | 0
6AV74125AA001FW0 | SIMATIC IPC277E, 12" TOUCH BUNDLE, CUSTOMER-SPECIFIC DESIGN B AND WINCC FLEXIBLE RT 512, OPTION ARCHIVES, CPU ET 200S PN 151-8, MMC 512 KBYTE, TERMINAL MODULE, POWER MODULE, FOR CUSTOMER FLOTTWEG SE ONLY | 5688 | TEM | 1 | Simatic | 4 | 0
6AV74134AB000FW1 | SIMATIC IPC277D, 12" TOUCH BUNDLE, CUSTOMER-SPECIFIC DESIGN B AND WINCC FLEXIBLE RT 512, OPTION ARCHIVES, CPU ET 200S PN 151-8, MMC 512 KBYTE, TERMINAL MODULE, POWER MODULE, FOR CUSTOMER FLOTTWEG SE ONLY | 2474 | TEM | 1 | Simatic | 4 | 0
6AV74134AD000YD0 | SIMATIC IPC277D OEM 12" TOUCH TFT DISPLAY, WITH EXPRESS-DESIGN WITH CONFIGURATION: BASIS: 6AV7881-3AF00-3DB0 ATOM E660 (1,3 GHZ), 2GB RAM; 8 GB SIMATIC PC COMPACTFLASH; WES 7 SP1 (CF >= 4 GB/SSD); WINAC RTX 2010; CUSTOMER DESIGN -> INNOMATEC | 3211 | TEM | 1 | Simatic | 3.3 | 0
6AV74134AD000YE0 | SIMATIC IPC277D OEM 12" TOUCH TFT DISPLAY, WITH EXPRESS-DESIGN WITH CONFIGURATION: BASIS: 6AV7881-3AF00-3DA0; ATOM E660 (1.3 GHZ), 2GB RAM; 8 GB SIMATIC PC COMPACTFLASH; WES 7 SP1 (CF => 4 GB/SSD); W/O SIMATIC SOFTWARE; CUSTOMER -DESIGN -> INNOMATEC | 2613 | TEM | 1 | Simatic | 3.3 | 0
6AV74222CB030AS0 | VW416 CHATTANOOGA C/62/VW416 CHATTANOOGA/KB OPERATOR STAT. OEM MP 377 PRO VAR C REMOTE OPERATE 15" TOUCH WITH HOUSING ANCHORAGE, WITH SW REMOTE OPERATE V3.1, CLIENT INSTALLED, | 3458 | TEM | 1 | Simatic | 10 | 0
6AV74243BB020AS0 | OPERATOR STAT. OEM IPC677D VERS A W. BASIC PACK S7-319F SIMATIC IPC677D, 19" TOUCH, XEON E3-1268LV3, (4C/8T, 2.3(3.3)GHZ), WIN 7 ULTIMATE 64BIT, MUI + STEP7 + WINCC FLEXIBLE, VW A/37/PO536_BRATISLAVA PO536 BRATISLAVA | 15219 | TEM | 1 | Simatic | 60 | 0
6AV74243BB050AS0 | OPERATOR STAT. OEM IPC677D VERSION F, SIMATIC IPC677D, 19" TOUCH, XEON E3-1268LV3, (4C/8T, 2.3(3.3)GHZ), WIN 7 ULTIMATE 64BIT, MUI, VW F/37/PO536_BRATISLAVA PO536 BRATISLAVA | 7070 | TEM | 1 | Simatic | 60 | 0
6AV74243ND020AS0 | OPERATOR STATION OEM IPC677D, AU58X NECKARSULM A /22/AU58X/KB NECKARSULM, VERSION A W/O CPU, SIMATIC IPC677D, 19" TOUCH, XEON E3-1268LV3, (4C/8T, 2.3(3.3)GHZ), WIN 7 ULTIMATE 64BIT, MUI + STEP7 + WINCC, NOTE! ORDERABLE ONLY WITH BY-PACK KIT 6AV7424-3ND02-0AS1 | 8790 | TEM | 1 | Simatic | 60 | 0
6AV74243ND020AS1 | BY-PACK KIT VERSION A, AU58X NECKARSULM 22/AU58X/KB NECKARSULM, VERSION A WITH CPU 319F AND SCALANCE, SIPLUG | 8452 | TEM | 1 | Simatic | 4 | 0
6AV74243ND050AS0 | OPERATOR STATION OEM IPC677D, AU58X NECKARSULM F /22/AU58X/KB NECKARSULM, VERSION F, SIMATIC IPC677D, 19" TOUCH, XEON E3-1268LV3, (4C/8T, 2.3(3.3)GHZ), WIN 7 ULTIMATE 64BIT, MUI | 7019 | TEM | 1 | Simatic | 60 | 0
6AV74243PA020AS0 | OPERATOR STAT. OEM IPC677D VERS A W. BASIC PACK S7-319F SIMATIC IPC677D, 19" TOUCH, XEON E3-1268LV3, (4C/8T, 2.3(3.3)GHZ), WIN 7 ULTIMATE 64BIT, MUI + STEP7 + WINCC FLEXIBLE, SOFTWARE IMAGE VW INSTALLED VW270/SE27X_PAMPLONA_MARTORELL VW PAMPLONA | 15167 | TEM | 1 | Simatic | 60 | 0
6AV74243PA050AS0 | OPERATOR STAT. OEM IPC677D VERSION F, SIMATIC IPC677D, 19" TOUCH, XEON E3-1268LV3, (4C/8T, 2.3(3.3)GHZ), WIN 7 ULTIMATE 64BIT, MUI, SOFTWARE IMAGE VW INSTALLED VW270/SE27X_PAMPLONA_MARTORELL VW PAMPLONA | 7019 | TEM | 1 | Simatic | 60 | 0
6AV74243PA060AS0 | OPERATOR STAT. OEM IPC677D VERS I W. BASIC PACK S7-319F SIMATIC IPC677D, 19" TOUCH, XEON E3-1268LV3, (4C/8T, 2.3(3.3)GHZ), WIN 7 ULTIMATE 64BIT, MUI + STEP7 + WINCC V7.3, RT65536, SOFTWARE IMAGE VW INSTALLED VW270/SE27X_PAMPLONA_MARTORELL VW PAMPLONA | 17674 | TEM | 1 | Simatic | 60 | 0
6AV74243SB020AS0 | OPERATOR STAT. OEM IPC677D VERS A W. BASIC PACK S7-319F SIMATIC IPC677D, 19" TOUCH, XEON E3-1268LV3, (4C/8T, 2.3(3.3)GHZ), WIN 7 ULTIMATE 64BIT, MUI + STEP7 + WINCC FLEXIBLE, SOFTWARE IMAGE VW INSTALLED VW SVW FAW CHINA | 15167 | TEM | 1 | Simatic | 63 | 0
6AV74243SB050AS0 | OPERATOR STAT. OEM IPC677D VERSION F, SIMATIC IPC677D, 19" TOUCH, XEON E3-1268LV3, (4C/8T, 2.3(3.3)GHZ), WIN 7 ULTIMATE 64BIT, MUI, SOFTWARE IMAGE VW INSTALLED VW SVW FAW CHINA | 7019 | TEM | 1 | Simatic | 63 | 0
6AV74243UA020AS0 | OPERATOR STAT. OEM IPC677D VERS A W. BASIC PACK S7-319F SIMATIC IPC677D, 19" TOUCH, XEON E3-1268LV3, (4C/8T, 2.3(3.3)GHZ), WIN 7 ULTIMATE 64BIT, MUI + STEP7 + WINCC FLEXIBLE, SOFTWARE IMAGE VW INSTALLED VW270 UITENHAGE | 15167 | TEM | 1 | Simatic | 60 | 0
6AV74243UA050AS0 | OPERATOR STAT. OEM IPC677D VERSION F, SIMATIC IPC677D, 19" TOUCH, XEON E3-1268LV3, (4C/8T, 2.3(3.3)GHZ), WIN 7 ULTIMATE 64BIT, MUI, SOFTWARE IMAGE VW INSTALLED VW270 UITENHAGE | 7019 | TEM | 1 | Simatic | 60 | 0
6AV74284AD120BK0 | DAIMLER IW5, INTEGRA IPC227E NANOBOX, CELERON N2807 (2C/2T), 2 GB RAM, 80 GB SSD, 2 X GIGABIT ETHERNET, 1 X USB3.0, 3X USB2.0, WIN7 ULTIMATE 32 BIT SP1, MIT IMAGE INTEGRA HVO52 | 1876 | TEM | 1 | Simatic | 6 | 1
6AV74284AD130BK0 | DAIMLER IW5, INTEGRA IPC227E NANOBOX, CELERON N2807 (2C/2T), 2 GB RAM, 80 GB SSD, 2 X GIGABIT ETHERNET, 1 X USB3.0, 3X USB2.0, WIN7 ULTIMATE 32 BIT SP1, MIT IMAGE INTEGRA STANDALONE | 1876 | TEM | 1 | Simatic | 6 | 1
6AV74286AD300BK0 | DAIMLER IW5, INTEGRA IPC627D BOX, XEON E3-1268LV3, 4 GB DDR3 1066 DIMM, 250 GBYTE HDD SATA, W/O OPTICAL DRIVE, 2 X GIGABIT ETHERNET, 4 X USB V3.0, 1 X SERIAL (COM1), WITH PROFIBUS/MPI, 2 X PCI, 2X USB ADDITIONAL, WIN7 ULTIMATE 32 BIT SP1, WITH IMAGE INTEGRA PN | 6174 | TEM | 1 | Simatic | 6 | 1
6AV74286AD310BK0 | DAIMLER IW5, INTEGRA IPC627D BOX, XEON E3-1268LV3, 4 GB DDR3 1066 DIMM, 250 GBYTE HDD SATA, W/O OPTICAL DRIVE, 2 X GIGABIT ETHERNET, 4 X USB V3.0, 1 X SERIAL (COM1), WITH PROFIBUS/MPI, 2 X PCI, 2X USB ADDITIONAL, WIN7 ULTIMATE 32 BIT SP1, WITH IMAGE INTEGRA TECH | 3964 | TEM | 1 | Simatic | 6 | 1
6AV74300AL000FA3 | FIAT SCP 1 WIN7 SYSTEM CONTROL PANEL 1 WITH FP 19"PRO, EXT.UNIT SIMATIC IPC627C, WIN7 (64), 8GB LIC. WIN CC RT 8192 TAG LIC SIMATIC NET SOFTNET S7 V8.1 CPU319F-3, CP343-1 ADV SCALANCE X216, ET200S | 28277 | TEM | 1 | Simatic | 178 | 0
6AV74300AL000FA4 | FIAT SCP 1 WIN7 V2, SYSTEM CONTROL PANEL 1, WITH FP 19"PRO, EXT.UNIT + KP8F SIMATIC IPC627C, WIN7 (64), 8GB LIC. WIN CC RT 8192 TAG, LIC SIMATIC NET SOFTNET S7 V8.2 CPU319F-3, CP343-1 ADV, SCALANCE 2X X208 | 28276 | TEM | 1 | Simatic | 180 | 0
6AV74300AL000FA5 | FIAT SCP 1 WIN7 V2.1, SYSTEM CONTROL PANEL 1, WITH FP 19"PRO, EXT.UNIT + KP8F SIMATIC IPC627C, WIN7 (64), 8GB LIC. WIN CC V7.3 RT 8192 TAG, LIC SIMATIC NET SOFTNET S7 V12 CPU319F-3, CP343-1 ADV, SCALANCE 2X X208 SITOP PSU8200 + PSE201U BUFFER MODULE | 28518 | TEM | 1 | Simatic | 177 | 0
6AV74300AL002FA2 | FIAT SCP 2 SYSTEM CONTROL PANEL 2 CPU319F-3, CP343-1 ADV SCALANCE X216, ET200S | 12673 | TEM | 1 | Simatic | 177 | 0
6AV74300AL002FA4 | FIAT SCP 2 V2, SYSTEM CONTROL PANEL 2, CPU319F-3, CP343-1 ADV, SCALANCE 2X X208 | 12501 | TEM | 1 | Simatic | 150 | 0
6AV74300AL002FA5 | FIAT SCP 2 V2.1, SYSTEM CONTROL PANEL 2, CPU319F-3, CP343-1 ADV, SCALANCE 2X X208 SITOP PSU8200 + PSE201U BUFFER MODULE | 12742 | TEM | 1 | Simatic | 154 | 0
6AV74300AL223FA3 | FIAT SCP 3 WIN7 SYSTEM CONTROL PANEL 3 WITH FP 19"PRO, EXT.UNIT SIMATIC IPC627C, WIN7 (64), 8GB LIC. WIN CC RT 8192 TAG LIC SIMATIC NET SOFTNET S7 V8.1 2X CPU319F-3, 2X CP343-1 ADV 2X SCALANCE X216, ET200S | 36207 | TEM | 1 | Simatic | 182 | 0
6AV74300AL223FA4 | FIAT SCP 3 WIN7 V2, SYSTEM CONTROL PANEL 3, WITH FP 19"PRO, EXT.UNIT + KP8F SIMATIC IPC627C, WIN7 (64), 8GB LIC. WIN CC RT 8192 TAG, LIC SIMATIC NET SOFTNET S7 V8.2 2X CPU319F-3, 2X CP343-1 ADV, 4X SCALANCE X208 | 36207 | TEM | 1 | Simatic | 162 | 0
6AV74300AL223FA5 | FIAT SCP 3 WIN7 V2.1, SYSTEM CONTROL PANEL 3, WITH FP 19"PRO, EXT.UNIT + KP8F SIMATIC IPC627C, WIN7 (64), 8GB LIC. WIN CC V7.3 RT 8192 TAG, LIC SIMATIC NET SOFTNET S7 V12 2X CPU319F-3, 2X CP343-1 ADV, 4X SCALANCE X208 SITOP PSU8200 + PSE201U BUFFER MODULE | 36448 | TEM | 1 | Simatic | 180 | 0
6AV74300AL224FA2 | FIAT SCP 4 SYSTEM CONTROL PANEL 4 2X CPU319F-3, 2X CP343-1 ADV 2X SCALANCE X216, ET200S | 20604 | TEM | 1 | Simatic | 177 | 0
6AV74300AL224FA4 | FIAT SCP 4 V2, SYSTEM CONTROL PANEL 4, 2X CPU319F-3, 2X CP343-1 ADV, 4X SCALANCE X208 | 20344 | TEM | 1 | Simatic | 160 | 0
6AV74300AL224FA5 | FIAT SCP 4 V2.1, SYSTEM CONTROL PANEL 4, 2X CPU319F-3, 2X CP343-1 ADV, 4X SCALANCE X208, SITOP PSU8200 + PSE201U BUFFER MODULE | 20587 | TEM | 1 | Simatic | 60 | 0
6AV74645AA043AT3 | IPC477D PRO BUNDLE FULLY ENCLOSED IP65; 19" MULTITOUCH (1366 X 768); SUPPORT ARM VARIANT; 4USB (BACK); W/O USB (FRONT); 2 X GBIT ETHERNET (IE/PN); DC24V INDUSTR. POWER SUPPLY; CORE I3-3217UE; (2C/4T, 1.6GHZ) 4 GB RAM, 1 X RS232, WIN 7 ULTIMATE SP1, 64BIT MUI PREINSTALLED ON SSD 80GB W/O SIMATIC SOFTWARE WITH BASE ADAPTER | 5018 | TEM | 1 | Simatic | 8.5 | 0
6AV74653BA201BK0 | DAIMLER IW5, HVO 57, PROFINET, CASE WITH SIMATIC IPC277E/ 9" TOUCH IMAGE INTEGRA HVO57 | 3426 | TEM | 1 | Simatic | 10.5 | 0
6AV74735CA060BK0 | DAIMLER IW5, OPERATOR STATION INTEGRA EBF PN STAGE OF EXPANSION50, GERMAN, SIMATIC IFP1900 MT, SIMATIC IPC627D, XEON E3-1268LV3, PROFIBUS/MPI, 250 GBYTE HDD SATA, 4 GB DDR3 1600 DIMM, WINDOWS 7 ULTIMATE 32BIT SP1, DC 24V, SCALANCE XF204, KEYBOARD GER, SIMATIC HMI KP32F PN, EUCHNER KEY EKS, INTEGRA DESIGNER PRO IMAGE INTEGRA PN | 17697 | TEM | 1 | Simatic | 80 | 0
6AV74735CA260BK0 | DAIMLER IW5, COMP. CONT. CABINET GERMAN SIMATIC IFP1900 MT SIMATIC IPC627D XEON E3-1268LV3 PROFIBUS/MPI 250 GBYTE HDD SATA 4 GB DDR3 1600 DIMM WINDOWS 7 ULTIMATE SIMATIC HMI KP32F PN KEYBOARD GER EUCHNER KEY EKS SCALANCE XM416-4C PN/PN KOPPLER FIREWALL DIF.SWITCHGEAR ET200S CONFIGURATION CLIMATE CONTROL UNIT IMAGE INTEGRA PN | 38523 | TEM | 1 | Simatic | 220 | 0
6AV74735CA500BK0 | DAIMLER IW5, OPERATOR STATION EBF FOR QS SYSTEMS GERMAN SIMATIC IFP2200 MT SIMATIC IPC627D XEON E3-1268LV3 PROFIBUS/MPI CP5622-COMPATIBLE); 250 GBYTE HDD SATA 4 GB DDR3 1600 DIMM WINDOWS 7 ULTIMATE 32BIT SP1 DC 24V SCALANCE XF204 KEYBOARD GER EUCHNER KEY EKS IMAGE INTEGRA TECH | 14291 | TEM | 1 | Simatic | 105 | 0
6AV74735CA530BK0 | DAIMLER IW5, OPERATOR STATION INTEGRA EBF PN STAGE OF EXPANSION53 GERMAN SIMATIC IFP1900 MT SIMATIC IPC627D XEON E3-1268LV3 PROFIBUS/MPI 250 GBYTE HDD SATA 4 GB DDR3 1600 DIMM WINDOWS 7 ULTIMATE 32BIT SP1 DC 24V SCALANCE XF204 KEYBOARD GER EUCHNER KEY EKS INTEGRA DESIGNER PRO IMAGE INTEGRA PN | 15481 | TEM | 1 | Simatic | 80 | 0
6AV74735CA540BK0 | DAIMLER IW5, OPERATOR STATION INTEGRA EBF PN STAGE OF EXPANSION53, GERMAN, SIMATIC IFP1900 MT, SIMATIC IPC627D, XEON E3-1268LV3, PROFIBUS/MPI, 250 GBYTE HDD SATA, 4 GB DDR3 1600 DIMM, WINDOWS 7 ULTIMATE, 32BIT SP1, DC 24V, SCALANCE XF204, KEYBOARD GERMAN, EUCHNER KEY EKS, IMAGE INTEGRA TECH, | 13003 | TEM | 1 | Simatic | 80 | 0
6AV74735CA570BK0 | DAIMLER IW5, OPERATOR STATION INTEGRA EBF IT SPECIAL CONFIGUARTION IT GERMAN W/O IPC W/O SOFTWARE W/O LICENCES | 6323 | TEM | 1 | Simatic | 80 | 0
6AV74735CB060BK0 | DAIMLER IW5, OPERATOR STATION INTEGRA EBF PN STAGE OF EXPANSION50, ENGLISH, SIMATIC IFP1900 MT, SIMATIC IPC627D, XEON E3-1268LV3, PROFIBUS/MPI, 250 GBYTE HDD SATA, 4 GB DDR3 1600 DIMM, WINDOWS 7 ULTIMATE, 32BIT SP1, DC 24V, SCALANCE XF204, KEYBOARD ENGLISH, SIMATIC HMI KP32F PN, EUCHNER KEY EKS, INTEGRA DESIGNER PRO, IMAGE INTEGRA PN | 17697 | TEM | 1 | Simatic | 80 | 0
6AV74735CB260BK0 | DAIMLER IW5, COMP. CONT. CABINET ENGLISH SIMATIC IFP1900 MT SIMATIC IPC627D XEON E3-1268LV3 PROFIBUS/MPI 250 GBYTE HDD SATA 4 GB DDR3 1600 DIMM WINDOWS 7 ULTIMATE SIMATIC HMI KP32F PN KEYBOARD ENG EUCHNER KEY EKS SCALANCE XM416-4C PN/PN KOPPLER FIREWALL DIF.SWITCHGEAR ET200S CONFIGURATION CLIMATE CONTROL UNIT IMAGE INTEGRA PN | 38523 | TEM | 1 | Simatic | 120 | 0
6AV74735CB500BK0 | DAIMLER IW5, OPERATOR STATION EBF FOR QS SYSTEMS ENGLISH SIMATIC IFP2200 MT SIMATIC IPC627D XEON E3-1268LV3 PROFIBUS/MPI CP5622-COMPATIBLE); 250 GBYTE HDD SATA 4 GB DDR3 1600 DIMM WINDOWS 7 ULTIMATE 32BIT SP1 DC 24V SCALANCE XF204 KEYBOARD ENG EUCHNER KEY EKS IMAGE INTEGRA TECH | 14291 | TEM | 1 | Simatic | 105 | 0
6AV74735CB530BK0 | DAIMLER IW5, OPERATOR STATION INTEGRA EBF PN STAGE OF EXPANSION53 ENGLISH SIMATIC IFP1900 MT SIMATIC IPC627D XEON E3-1268LV3 PROFIBUS/MPI 250 GBYTE HDD SATA 4 GB DDR3 1600 DIMM WINDOWS 7 ULTIMATE 32BIT SP1 DC 24V SCALANCE XF204 KEYBOARD ENG EUCHNER KEY EKS INTEGRA DESIGNER PRO IMAGE INTEGRA PN | 15481 | TEM | 1 | Simatic | 80 | 0
6AV74735CB540BK0 | DAIMLER IW5, OPERATOR STATION INTEGRA EBF PN STAGE OF EXPANSION53, ENGLISH, SIMATIC IFP1900 MT, SIMATIC IPC627D, XEON E3-1268LV3, PROFIBUS/MPI, 250 GBYTE HDD SATA, 4 GB DDR3 1600 DIMM, WINDOWS 7 ULTIMATE, 32BIT SP1, DC 24V, SCALANCE XF204, KEYBOARD ENGISH, EUCHNER KEY EKS, IMAGE INTEGRA TECH, | 13003 | TEM | 1 | Simatic | 80 | 0
6AV74735CB570BK0 | DAIMLER IW5, OPERATOR STATION INTEGRA EBF IT SPECIAL CONFIGUARTION IT ENGLISH W/O IPC W/O SOFTWARE W/O LICENCES | 6323 | TEM | 1 | Simatic | 80 | 0
6AV74735CD060BK0 | DAIMLER IW5, OPERATOR STATION INTEGRA EBF PN STAGE OF EXPANSION50,HUNGARIAN, SIMATIC IFP1900 MT, SIMATIC IPC627D, XEON E3-1268LV3, PROFIBUS/MPI, 250 GBYTE HDD SATA, 4 GB DDR3 1600 DIMM, WINDOWS 7 ULTIMATE, 32BIT SP1, 24V DC, SCALANCE XF204, KEYBOARD HUNGARIAN SIMATIC HMI KP32F PN, EUCHNER KEY EKS INTEGRA DESIGNER PRO IMAGE INTEGRA PN | 17697 | TEM | 1 | Simatic | 80 | 0
6AV74735CD260BK0 | DAIMLER IW5, COMP. CONT. CABINET HUNGARY SIMATIC IFP1900 MT SIMATIC IPC627D XEON E3-1268LV3 PROFIBUS/MPI 250 GBYTE HDD SATA 4 GB DDR3 1600 DIMM WINDOWS 7 ULTIMATE SIMATIC HMI KP32F PN KEYBOARD HUN EUCHNER KEY EKS SCALANCE XM416-4C PN/PN KOPPLER FIREWALL DIF.SWITCHGEAR ET200S CONFIGURATION CLIMATE CONTROL UNIT IMAGE INTEGRA PN | 38523 | TEM | 1 | Simatic | 120 | 0
6AV74735CD500BK0 | DAIMLER IW5, OPERATOR STATION EBF FOR QS SYSTEMS HUNGARY SIMATIC IFP2200 MT SIMATIC IPC627D XEON E3-1268LV3 PROFIBUS/MPI CP5622-COMPATIBLE); 250 GBYTE HDD SATA 4 GB DDR3 1600 DIMM WINDOWS 7 ULTIMATE 32BIT SP1 DC 24V SCALANCE XF204 KEYBOARD HUN EUCHNER KEY EKS IMAGE INTEGRA TECH | 14291 | TEM | 1 | Simatic | 105 | 0
6AV74735CD530BK0 | DAIMLER IW5, OPERATOR STATION INTEGRA EBF PN STAGE OF EXPANSION53 HUNGARY SIMATIC IFP1900 MT SIMATIC IPC627D XEON E3-1268LV3 PROFIBUS/MPI 250 GBYTE HDD SATA 4 GB DDR3 1600 DIMM WINDOWS 7 ULTIMATE 32BIT SP1 DC 24V SCALANCE XF204 KEYBOARD HUN EUCHNER KEY EKS INTEGRA DESIGNER PRO IMAGE INTEGRA PN | 15481 | TEM | 1 | Simatic | 80 | 0
6AV74735CD540BK0 | DAIMLER IW5, OPERATOR STATION INTEGRA EBF PN STAGE OF EXPANSION53,HUNGARIAN, SIMATIC IFP1900 MT, SIMATIC IPC627D, XEON E3-1268LV3, PROFIBUS/MPI, 250 GBYTE HDD SATA, 4 GB DDR3 1600 DIMM, WINDOWS 7 ULTIMATE, 32BIT SP1, DC 24V, SCALANCE XF204, KEYBOARD HUNGARIAN, EUCHNER KEY EKS, IMAGE INTEGRA TECH, | 13003 | TEM | 1 | Simatic | 80 | 0
6AV74735CD570BK0 | DAIMLER IW5, OPERATOR STATION INTEGRA EBF IT SPECIAL CONFIGUARTION IT HUNGARY W/O IPC W/O SOFTWARE W/O LICENCES | 6323 | TEM | 1 | Simatic | 80 | 0
6AV76711EX020AA0 | SIMATIC PANEL PC REMOTE KIT USB HOST INTERFACE > 5M INCL. MOUNTING PARTS SPARE PART AND SUB-ITEM OF 6AV7671-1EA.. | 126 | TEM | 1 | Simatic | 0.65 | 1
6AV76711EX105AA0 | SIMATIC PANEL PC REMOTE KIT CABLE SET 5M DVI CABLE USB CABLE SPARE PART AND SUB-ITEM OF 6AV7671-1EA.. | 137 | TEM | 1 | Simatic | 0.65 | 1
6AV76711EX110AA0 | SIMATIC PANEL PC REMOTE KIT CABLE SET 10M DVI CABLE SPECIAL USB EXTENDER CABLE SPARE PART AND SUB-ITEM OF 6AV7671-1EA.. | 231 | TEM | 1 | Simatic | 0.65 | 1
6AV76711EX120AA0 | SIMATIC PANEL PC REMOTE KIT CABLE SET 20M DVI CABLE SPECIAL USB EXTENDER CABLE SPARE PART AND SUB-ITEM OF 6AV7671-1EA.. | 336 | TEM | 1 | Simatic | 0.65 | 1
6AV76711EX130AA0 | SIMATIC PANEL PC REMOTE KIT CABLE SET 30M DVI CABLE SPECIAL USB EXTENDER CABLE SPARE PART AND SUB-ITEM OF 6AV7671-1EA.. | 462 | TEM | 1 | Simatic | 5.168 | 1
6AV76714BA000AA0 | PROTECTIVE MEMBRANE FOR PANEL PC477/577/67X/87X/IL77 15" TOUCH, 10 PIECES PER PACKAGING UNIT | 94.5 | ΠΑΚ | 1 | Simatic | 0.293 | 0
6AV76720DA000AA0 | KEY LABELING STRIPS UNLABELED FOR PANEL PC477/577/67X/87X/IL77 PACK W. 10 SETS FOR SOFTKEY AND FUNCTION KEY LABELING | 73.5 | ΠΑΚ | 1 | Simatic | 0.132 | 0
6AV76721AC010AA3 | SIMATIC IPC spare part, Complete spare front, 15" Touch with Front-USB, for IPC627B/C, IPC577B, RoHs-compatible front unit for units with dae of delivery from 06/2010 | 2536 | TEM | 1 | Simatic | 0.3 | 1
6AV76721AC110AA3 | SIMATIC IPC spare part, Complete spare front, 15" Touch w/o Front-USB, for IPC677B/C, RoHS-compatible front unit for units with dae of delivery from 06/2010 | 2646 | TEM | 1 | Simatic | 0.001 | 1
6AV76721CF000AA0 | PROT. MEMBRANE FOR PANEL PC577B/677B/FLAT PANEL 17" TOUCH 10 PIECES PER PACKAGING UNIT | 147 | ΠΑΚ | 1 | Simatic | 0.381 | 0
6AV76721JA000AA0 | SPARE PART 10X USB PLASTIC COVER FOR USB CONNECTOR IN FRONTPANEL OF PC477/PC577/PC677/PC877 AND FLAT-PANEL MONITOR | 58.8 | ΠΑΚ | 1 | Simatic | 0.1 | 1
6AV76721JB001AA0 | SERVICE PACKAGE FOR PANEL PC 677B 15" INOX CONTAINS: SPANNER PACK, FLAT SEALING, HEX WRENCH | 52.5 | TEM | 1 | Simatic | 0.1 | 0
6AV76721JC000AA0 | SPARE PART PACK FOR PANEL PC/FLAT PANEL CONSISTING OF: 2 X 8 CLAMPS, 5X24V PLUG F. PC 477 12"/15", 5X24V PLUG F. PC 477 19",PC 677 5 X PLASTIC USB CAP | 86 | TEM | 1 | Simatic | 0.1 | 1
6AV76728JD020AA0 | SIMATIC IPC SERVICE USB FLASHDRIVE USB-FLASHDRIVE 16GB, USB3.0, BIOSMANAGER V3.3 AND IMAGE/PARTION CREATOR V3.4 (EN) PREINSTALLED; INSTALLATION CD (GE/EN) ADDED | 221 | TEM | 1 | Simatic | 0.26 | 0
6AV76740KA000AA0 | SPARE PART BASIC ADAPTER FOR ALL FULLY ENCLOSED HMI UNITS INCL. 4 SCREWS FOR MOUNTING | 116 | TEM | 1 | Simatic | 0.48 | 0
6AV76740KD000AA0 | ADAPTER SET VESA 100 FOR FULLY ENCLOSED HMI UNITS 1 ADAPTER PLATE AND 8 SCREWS DOES NOT FIT FOR 19" PRO DEVICES | 79.7 | TEM | 1 | Simatic | 0.001 | 0
6AV76740KE000AA0 | ADAPTER SET FOR VESA 75 FOR FULLY ENCLOSED HMI UNITS 1 ADAPTER PLATE AND 8 SCREWS | 79.7 | TEM | 1 | Simatic | 0.336 | 0
6AV76740KG000AA0 | EXTENSION UNIT FOR MOUNTING AT ALL 15" FULLY ENCLOSED HMI UNITS, MOUNTING ON RIGHT OR LEFT SIDE OF THE DEVICE | 450 | TEM | 1 | Simatic | 2.373 | 0
6AV76740KG010AA0 | EXTENSION UNIT KP8 FOR MOUNTING AT ALL 15" FULLY ENCLOSED HMI UNITS, PREPARED FOR UP TO 2 KP8 | 377 | TEM | 1 | Simatic | 0.001 | 0
6AV76740KG110AA0 | STARTER KIT KP8 EXTENSION UNIT 15" CONTAINING: 1 X EXTENSION UNIT 15" KP8, 1 X KEY PANEL 8, 1 X BLANK FRONT | 602 | TEM | 1 | Simatic | 2.5 | 0
6AV76740KH000AA0 | EXTENSION UNIT 19" FOR MOUNTING AT ALL 19" FULLY ENCLOSED HMI UNITS, MOUNTING AT THE LEFT HAND SIDE FROM ABOVE OR MOUNTING AT THE RIGHT HAND SIDE FROM | 450 | TEM | 1 | Simatic | 2.539 | 0
6AV76740KH010AA0 | EXTENSION UNIT 19" LEFT KP8 FOR MOUNTING AT ALL 19" FULLY ENCLOSED HMI UNITS, MOUNTING AT THE LEFT HAND SIDE FROM TOP OR MOUNTING AT THE RIGHT HAND SIDE FROM BOTTOM PREPARED FOR UP TO 2 KP8 | 450 | TEM | 1 | Simatic | 0.001 | 0
6AV76740KH110AA0 | STARTER KIT KP8 EXTENSION UNIT 19" LEFT CONTAINING: 1 X EXTENSION UNIT 15" KP8, 1 X KEY PANEL 8, 1 X BLANK FRONT | 613 | TEM | 1 | Simatic | 2.5 | 0
6AV76740KH300AA0 | SPARE PART FRONT PLATE FOR 15"/19" EXTENSION UNITS | 202 | TEM | 1 | Simatic | 0.624 | 0
6AV76740KH300AB0 | SPARE PART FRONT PLATE FOR MOUNTING UP TO TWO KP8 IN 15"/19" EXTENSION UNITS | 76.7 | TEM | 1 | Simatic | 0.384 | 0
6AV76740KJ000AA0 | EXTENSION UNIT 19" FOR MOUNTING AT ALL 19" FULLY ENCLOSED HMI UNITS, MOUNTING AT THE RIGHT HAND SIDE FROM ABOVE OR MOUNTING AT THE LEFT HAND SIDE FROM | 450 | TEM | 1 | Simatic | 0.001 | 0
6AV76740KJ010AA0 | EXTENSION UNIT 19" RIGHT KP8 FOR MOUNTING AT ALL 19" FULLY ENCLOSED HMI UNITS, MOUNTING AT THE RIGHT HAND SIDE FROM TOP OR MOUNTING AT THE LEFT HAND SIDE FROM BOTTOM PREPARED FOR UP TO 2 KP8 | 450 | TEM | 1 | Simatic | 2.2 | 0
6AV76740KJ110AA0 | STARTER KIT KP8 EXTENSION UNIT 19" RIGHT CONTAINING: 1 X EXTENSION UNIT 15" KP8, 1 X KEY PANEL 8, 1 X BLANK FRONT | 613 | TEM | 1 | Simatic | 2.5 | 0
6AV76740LX000AA0 | 1-PORT-USB INTERFACE FOR FULLY ENCLOSED HMI UNITS LENGTH USB CABLE: 0.5M | 147 | TEM | 1 | Simatic | 0.001 | 0
6AV76740LX010AA0 | 2-PORT-USB INTERFACE FOR FULLY ENCLOSED HMI UNITS, LENGTH USB CABLE: 0.5M, NOT SUITABLE FOR - THIN CLIENT - MP377 - FLAT PANEL | 305 | TEM | 1 | Simatic | 0.2 | 0
6AV76740NE000AA0 | IP65 STAINLESS STEEL KEYBOARD MOUNTABLE AT SIMATIC HMI PRO UNITS, WITH NUMBER PAD, LAYOUT: US ADJUSTABLE INCLINATION WIDTH: 483MM (19" PRO UNIT) | 1145 | TEM | 1 | Simatic | 0.01 | 0
6AV76740NE010AA0 | SHELF FOR PRO INCL. USB MOUNTABLE AT SIMATIC HMI PRO DEVICES ADJUSTABLE INCLINATION INCL. 2 USB INTERFACE ADDITIONAL INFORMATION: SEE TECHNICAL DATA | 562 | TEM | 1 | Simatic | 0.01 | 0
6AV76741KA000AA0 | BASIC ADAPTER FOR ALL FULLY ENCLOSED HMI UNITS INCL. 4 SCREWS FOR MOUNTING COLOR: SILVER | 95.6 | TEM | 1 | Simatic | 0.46 | 0
6AV76741KF000AA0 | Flange mount for PRO Devices, for support arm mounting of 16:9 (widescreen) PRO devices with round tube connection. Not suitable for support arm PRO devices without preparation for extension components! | 95.6 | TEM | 1 | Simatic | 1.2 | 0
6AV76741LA510AA0 | EXTENSION UNIT 19" HARDWIRED COMPATIBLE WITH ALL IP65 FULLY ENCLOSED 16:9 HMI/IPC DEVICES. FLEXIBLE CONFIGURATION OF CONTROL ELEMENTS; 10 MOUNTING POSITIONS, MAX. 8 CONTROL ELEMENTS + 1 E-STOP CAN BE INSTALLED; HARDWIRED CONNECTION (CONTROL ELEMENTS ORDERED SEPARATELY) | 578 | TEM | 1 | Simatic | 0.3 | 1
6AV76741LA610AA0 | EXTENSION UNIT 22" HARDWIRED COMPATIBLE WITH ALL IP65 FULLY ENCLOSED 16:9 HMI/IPC DEVICES. FLEXIBLE CONFIGURATION OF CONTROL ELEMENTS; 12 MOUNTING POSITIONS, MAX. 8 CONTROL ELEMENTS + 1 E-STOP CAN BE INSTALLED; HARDWIRED CONNECTION (CONTROL ELEMENTS ORDERED SEPARATELY) | 609 | TEM | 1 | Simatic | 0.3 | 1
6AV76741MA000AA0 | EMERGENCY STOP MUSHROOM PUSHBUTTON FOR EXTENSION UNITS, 22MM, ROUND, RED, PLASTIC, LATCHING, ROTATE TO UNLATCH, W/O INSCRIPTION, 2 NC, (INCL. PCB AND CONTACT MODULE) | 36.8 | TEM | 1 | Simatic | 0.45 | 0
6AV76741MB000AA0 | ILLUMINATED PUSHBUTTON FOR EXTENSION UNITS, 22MM, ROUND, PLASTIC, MOMENTARY CONTACT, WITH INTEGRATED WHITE LED, WITH 5 COLORED LENS (COLORLESS, YELLOW, RED, GREEN, BLUE),1 NO W/O INSCRIPTION (INCL. PCB AND CONTACT MODULE) | 29.4 | TEM | 1 | Simatic | 0.45 | 0
6AV76741MC000AA0 | INDICATOR LIGHT FOR EXTENSION UNITS, 22MM, ROUND, PLASTIC, WITH INTEGRATED WHITE LED, WITH 5 COLORED LENS (COLORLESS, YELLOW, RED, GREEN, BLUE), W/O INSCRIPTION. (INCL. PCB) | 23.1 | TEM | 1 | Simatic | 0.45 | 0
6AV76741MD000AA0 | SELECTOR SWITCH FOR EXTENSION UNIT, 22MM, ROUND, PLASTIC, LATCHING, WITH INTEGRATED WHITE LED, 3 SWITCH POSITIONS, 2 NO. (INCL. PCB AND CONTACT MODULE) | 35.7 | TEM | 1 | Simatic | 0.45 | 0
6AV76741ME000AA0 | KEY-OPERATED SWITCH FOR EXTENSION UNIT, 22MM, ROUND, PLASTIC, LATCHING, 3 SWITCH POSITIONS, WITH 2 KEYS, 2 NO. (INCL. PCB AND CONTACT MODULE) | 52.5 | TEM | 1 | Simatic | 0.45 | 0
6AV76750EX000AA0 | DIGITAL KVM FOR THIN CLIENT EX DVI/VGA AND USB/PS2 CONNECTION 100MBIT RJ45 NETWORK | 2394 | TEM | 1 | Simatic | 2 | 0
6AV76750FX100AA0 | USB DRIVE, 16 GB INTRINSICALLY SAFE W. RECOVERY FUNCTION FOR HMI EX | 567 | TEM | 1 | Simatic | 0.2 | 0
6AV76750FX200AA0 | USB DRIVE, 16 GB W. RECOVERY FUNCTION FOR HMI EX UNITS ONLY | 272 | TEM | 1 | Simatic | 0.2 | 0
6AV76750KA000AA0 | STANDPIPE FOR PANEL PC EX OG | 1512 | TEM | 1 | Simatic | 7 | 0
6AV76750KB000AA0 | YOKE MOUNT FOR PANEL PC EX OG | 756 | TEM | 1 | Simatic | 6 | 0
6AV76750KC000AA0 | SUN ROOF FOR PANEL PC EX OG 15" | 756 | TEM | 1 | Simatic | 4 | 0
6AV76750KD000AA0 | SUN ROOF FOR PANEL PC EX OG 21,5" | 756 | TEM | 1 | Simatic | 5 | 0
6AV76750NX000AA0 | KEYBOARD QWERTY F. PANEL PC EX/ FOR PANEL PC EX/THIN CLIENT EX W/O HOUSING | 721 | TEM | 1 | Simatic | 1.8 | 0
6AV76750NX100AA0 | KEYBOARD QWERTZ FOR PANEL PC EX/THIN CLIENT EX W/O HOUSING | 721 | TEM | 1 | Simatic | 1.8 | 0
6AV76750NX300AA0 | KEYBOARD QWERTY WITH TRACKBALL FOR PANEL PC EX/THIN CLIENT EX W/O HOUSING | 1246 | TEM | 1 | Simatic | 1.8 | 0
6AV76750PX000AA0 | ETHERNET SWITCH W. FIBRE OPTIC 4 X 100BASE TX, 1 X 100 BASE FX (MTRJ) EX OP IS | 851 | TEM | 1 | Simatic | 2 | 0
6AV76750RX000AA0 | INTRINSICALLY SAFE CARD READER FOR CONNECTION TO SIMATIC THIN CLIENT EX; USABLE IN CONJUNCTION WITH SIMATIC LOGON ON | 1701 | TEM | 1 | Simatic | 1 | 0
6AV76753AC000AA0 | COMPLETE SPARE FRONT, 15" SINGLE TOUCH; FRONT-USB; FOR SIMATIC IPC677D | 1785 | TEM | 1 | Simatic | 3 | 1
6AV76753AC300AA0 | COMPLETE SPARE FRONT, 15" MULTI TOUCH; FOR SIMATIC IPC677D | 1890 | TEM | 1 | Simatic | 3 | 1
6AV76753AE000AA0 | COMPLETE SPARE FRONT, 19" SINGLE TOUCH; FRONT-USB; FOR SIMATIC IPC677D | 1995 | TEM | 1 | Simatic | 3 | 1
6AV76753AE300AA0 | COMPLETE SPARE FRONT, 19" MULTI TOUCH; FOR SIMATIC IPC677D | 2205 | TEM | 1 | Simatic | 0.001 | 1
6AV76753AG000AA0 | COMPLETE SPARE FRONT, 22" SINGLE TOUCH; FRONT-USB; FOR SIMATIC IPC677D | 2415 | TEM | 1 | Simatic | 3 | 1
6AV76753AG300AA0 | COMPLETE SPARE FRONT, 22" MULTI TOUCH; FOR SIMATIC IPC677D | 2625 | TEM | 1 | Simatic | 3 | 1
6AV78600BH300AA0 | SIMATIC FLAT PANEL CABLE INDUSTRIAL GRADE DVI-D 3M | 37.8 | TEM | 1 | Simatic | 0.31 | 1
6AV78600BH500AA0 | SIMATIC FLAT PANEL CABLE INDUSTRIAL GRADE DVI-D 5M | 49.9 | TEM | 1 | Simatic | 0.42 | 1
6AV78600CH300AA0 | SIMATIC FLAT PANEL CABLE INDUSTRIAL GRADE USB 3M | 15.8 | TEM | 1 | Simatic | 0.097 | 1
6AV78600CH500AA0 | SIMATIC FLAT PANEL CABLE INDUSTRIAL GRADE USB 5M | 21 | TEM | 1 | Simatic | 0.3 | 1
6AV78600DH300AA0 | SIMATIC IPC ACCESSORIES, DISPLAYPORT CABLE 3M, VESA COMPATIBLE | 31.5 | TEM | 1 | Simatic | 0.238 | 1
6AV78600DH500AA0 | SIMATIC IPC ACCESSORIES, DISPLAYPORT CABLE 5M, VESA COMPATIBLE | 36.8 | TEM | 1 | Simatic | 0.328 | 1
6AV78601EX210AA1 | SIMATIC FLAT PANEL MONITOR ACCESSORIES, CABLE SET 10M, CONSISTING OF: DVI-D CABLE, CAT 5 CABLE USB EXTENDER | 263 | TEM | 1 | Simatic | 1.3 | 0
6AV78601EX215AA1 | SIMATIC FLAT PANEL MONITOR ACCESSORIES, CABLE SET 15M, CONSISTING OF: DVI-D CABLE, CAT 5 CABLE USB EXTENDER | 315 | TEM | 1 | Simatic | 1.3 | 0
6AV78601EX220AA1 | SIMATIC FLAT PANEL MONITOR ACCESSORIES, CABLE SET 20M, CONSISTING OF: DVI-D CABLE, CAT 5 CABLE USB EXTENDER | 368 | TEM | 1 | Simatic | 1.3 | 0
6AV78601EX230AA1 | SIMATIC FLAT PANEL MONITOR ACCESSORIES, CABLE SET 30M, CONSISTING OF: DVI-D CABLE, CAT 5 CABLE USB EXTENDER | 494 | TEM | 1 | Simatic | 1.3 | 0
6AV78602AD060AA0 | SIMATIC HMI ACCESSORIES EXTERNAL POWER SUPPLY AC 100-230V 60W FOR SIMATIC HMI SCD 1900 WITH MOUNTING KIT POWERCORD EUROPE | 51.5 | TEM | 1 | Simatic | 0.5 | 1
6AV78612AA002AA0 | SIMATIC FLAT PANEL 15, 15 INCH TFT- DISPLAY WITH 1024X768 PIXEL RESOLUTION 24V DC, VGA, DVI-D INTERFACE, INCL. VGA-CABLE 1,8M | 1239 | TEM | 1 | Simatic | 0.001 | 1
6AV78612AB002AA0 | SIMATIC FLAT PANEL 15, 15 INCH TFT- DISPLAY WITH 1024X768 PIXEL RESOLUTION 24V DC AND 120/240V AC, VGA, DVI-D INTERFACE, INCL. VGA-CABLE 1,8M | 1281 | TEM | 1 | Simatic | 0.001 | 1
6AV78612AB102AA0 | SIMATIC FLAT PANEL 15, 15 INCH TFT- DISPLAY WITH 1024X768 PIXEL RESOLUTION 24V DC AND 120/240V AC, VGA, DVI-D INTERFACE, CABLE LENGTH UP TO 30M | 1491 | TEM | 1 | Simatic | 0.001 | 1
6AV78612TA002AA0 | SIMATIC FLAT PANEL 15T, 15 INCH TOUCH TFT-DISPLAY WITH 1024X768 PIXEL RESOLUTION 24V DC, VGA, DVI-D INTERFACE, INCL. VGA-CABLE 1,8M | 1449 | TEM | 1 | Simatic | 0.001 | 1
6AV78612TB002AA0 | SIMATIC FLAT PANEL 15T, 15 INCH TOUCH TFT-DISPLAY WITH 1024X768 PIXEL RESOLUTION 24V DC AND 120/240V AC, VGA, DVI-D INTERFACE, INCL. VGA-CABLE 1,8M | 1491 | TEM | 1 | Simatic | 0.001 | 1
6AV78612TB102AA0 | SIMATIC FLAT PANEL 15T EXTENDED 15 INCH TOUCH TFT-DISPLAY WITH 1024X768 PIXEL RESOLUTION 24V DC AND 120/240V AC, VGA, DVI-D INTERFACE, CABLE LENGTH UP TO 30M | 1701 | TEM | 1 | Simatic | 0.001 | 1
6AV78613AA002AA0 | SIMATIC FLAT PANEL 19, 19 INCH TFT-DISPLAY WITH 1280X1024 PIXEL RESOLUTION 24V DC, VGA, DVI-D INTERFACE, INCL. VGA-CABLE 1.8M | 1659 | TEM | 1 | Simatic | 0.001 | 1
6AV78613AB002AA0 | SIMATIC FLAT PANEL 19, 19 INCH TFT- DISPLAY WITH 1280X1024 PIXEL RESOLUTION 24V DC AND 120/240V AC, VGA, DVI-D INTERFACE, INCL. VGA-CABLE 1,8M | 1701 | TEM | 1 | Simatic | 0.001 | 1
6AV78613AB102AA0 | SIMATIC FLAT PANEL 19 EXTENDED 19 INCH TFT- DISPLAY WITH 1280X1024 PIXEL RESOLUTION 24V DC AND 120/240V AC, VGA, DVI-D INTERFACE, CABLE LENGTH UP TO 30M | 1911 | TEM | 1 | Simatic | 0.001 | 1
6AV78613TA002AA0 | SIMATIC FLAT PANEL 19T, 19 INCH TOUCH TFT-DISPLAY WITH 1280X1024 PIXEL RESOLUTION 24V DC, VGA, DVI-D INTERFACE, INCL. VGA-CABLE 1,8M | 1869 | TEM | 1 | Simatic | 0.001 | 1
6AV78613TB002AA0 | SIMATIC FLAT PANEL 19T, 19 INCH TOUCH TFT- DISPLAY WITH 1280X1024 PIXEL RESOLUTION 24V DC AND 120/240V AC, VGA, DVI-D INTERFACE, INCL. VGA-CABLE 1,8M | 1911 | TEM | 1 | Simatic | 0.001 | 1
6AV78613TB102AA0 | SIMATIC FLAT PANEL 19T EXTENDED 19 INCH TOUCH TFT-DISPLAY WITH 1280X1024 PIXEL RESOLUTION 24V DC AND 120/240V AC, VGA, DVI-D INTERFACE, CABLE LENGTH UP TO 30M | 2121 | TEM | 1 | Simatic | 0.001 | 1
6AV78615TB101BA0 | SIMATIC FLAT PANEL PRO 15 INCH TOUCH TFT-DISPLAY WITH 1024X768 PIXEL RESOLUTION 24V DC AND 120/240V AC VGA, DVI-D INTERFACE CABLE LENGTH UP TO 30M FULLY ENLOSED IP65/NEMA4 | 2121 | TEM | 1 | Simatic | 0.001 | 1
6AV78616TB101BA0 | SIMATIC FLAT PANEL PRO 19 INCH TOUCH TFT-DISPLAY 1280X1024 PIXEL RESOLUTION 24V DC / 230V AC COMBINED VGA, DVI-D INTERFACE CABLE LENGTH UP TO 30M FULLY ENLOSED IP65/NEMA4 ACC. TO IP65, ENCLOSURE TYP 4 | 2699 | TEM | 1 | Simatic | 0.001 | 1
6AV78622TA001AA0 | SIMATIC HMI SCD1900 INDUSTRIAL OPERATING UNIT 19 INCH WIDE TOUCH SCREEN WITH 1440X900 PIXEL RESOLUTION FOR 24V DC VGA, DVI-D INTERFACE INCL. DVI-CABLE 1.8M | 1071 | TEM | 1 | Simatic | 10 | 1
6AV78632AA000AA0 | SIMATIC IFP1500 FLAT PANEL 15" DISPLAY (16:10), W/O TOUCH, DISPLAY ONLY STANDARD VERSION MAX. 5M, 1280X800 PIXEL, FOR 24V DC, DISPLAYPORT / DVI INTERFACE INCL. DVI-CABLE 1,8M | 893 | TEM | 1 | Simatic | 6.32 | 1
6AV78632AB100AA0 | SIMATIC IFP1500 FLAT PANEL 15" DISPLAY (16:10), W/O TOUCH, DISPLAY ONLY EXTENDED VERSION MAX. 30M, 1280X800 PIXEL, FOR 24V DC AND 100-240V AC, DISPLAYPORT / DVI INTERFACE INCL. DVI/USB-CABLE 1,8 M | 1103 | TEM | 1 | Simatic | 6.8 | 1
6AV78632BB100AA0 | SIMATIC IFP1500 FLAT PANEL 15" DISPLAY (16:10), TOUCH AND KEYS, EXTENDED VERSION MAX. 30M, 1280X800 PIXEL, FOR 24V DC AND 100-240V AC, DISPLAYPORT / DVI INTERFACE INCL. DVI/USB-CABLE 1,8M | 1575 | TEM | 1 | Simatic | 7.5 | 1
6AV78632MA000AA0 | SIMATIC IFP1500 FLAT PANEL 15" DISPLAY (16:9), MULTITOUCH, STANDARD VERSION MAX. 5M, 1366X768 PIXEL, FOR 24V DC, DISPLAYPORT / DVI INTERFACE INCL. DVI/USB-CABLE 1,8 M | 1155 | TEM | 1 | Simatic | 6.64 | 1
6AV78632MB100AA0 | SIMATIC IFP1500 FLAT PANEL 15" DISPLAY (16:9), MULTITOUCH, EXTENDED VERSION MAX. 30M, 1366X768 PIXEL, FOR 24V DC AND 100-240V AC, DISPLAYPORT / DVI INTERFACE INCL. DVI/USB-CABLE 1,8 M | 1365 | TEM | 1 | Simatic | 7.08 | 1
6AV78632TA000AA0 | SIMATIC IFP1500 FLAT PANEL 15" DISPLAY (16:10), TOUCH, STANDARD VERSION MAX. 5M, 1280X800 PIXEL, FOR 24V DC, DISPLAYPORT / DVI INTERFACE INCL. DVI/USB-CABLE 1,8 M | 1050 | TEM | 1 | Simatic | 4.7 | 1
6AV78632TB100AA0 | SIMATIC IFP1500 FLAT PANEL 15" DISPLAY (16:10), TOUCH, EXTENDED VERSION MAX. 30M, 1280X800 PIXEL, FOR 24V DC AND 100-240V AC, DISPLAYPORT / DVI INTERFACE INCL. DVI/USB-CABLE 1,8 M | 1260 | TEM | 1 | Simatic | 4.7 | 1
6AV78633AA000AA0 | SIMATIC IFP1900 FLAT PANEL 19" DISPLAY (16:9), W/O TOUCH, DISPLAY ONLY STANDARD VERSION, MAX 5M, 1366X768 PIXEL, FOR 24V DC, DISPLAYPORT / DVI INTERFACE INCL. DVI-CABLE 1,8M | 1050 | TEM | 1 | Simatic | 7.62 | 1
6AV78633AB100AA0 | SIMATIC IFP1900 FLAT PANEL 19" DISPLAY (16:9), W/O TOUCH, DISPLAY ONLY EXTENDED VERSION, MAX 30M, 1366X768 PIXEL, FOR 24V DC AND 100-240V AC, DISPLAYPORT / DVI INTERFACE INCL. DVI/USB-CABLE 1,8M | 1260 | TEM | 1 | Simatic | 8.22 | 1
6AV78633MA000AA0 | SIMATIC IFP1900 FLAT PANEL 19" DISPLAY (16:9), MULTITOUCH, STANDARD VERSION MAX. 5M, 1366X768 PIXEL, FOR 24V DC, DISPLAYPORT / DVI INTERFACE INCL. DVI/USB-CABLE 1,8 M | 1418 | TEM | 1 | Simatic | 8.4 | 1
6AV78633MA140AA0 | SIMATIC IFP1900 PRO FLAT PANEL 19" DISPLAY (16:9), MULTITOUCH, SUITABLE FOR PEDESTAL/ EXTENSION COMPONENTS; EXTENDED VERSION MAX. 30M, 1366X768 PIXEL, FOR 24V DC, DISPLAYPORT / DVI INTERFACE IP65 FULLY ENCLOSED | 2037 | TEM | 1 | Simatic | 9.12 | 1
6AV78633MA150AA0 | SIMATIC IFP1900 PRO FLAT PANEL 19" DISPLAY (16:9), MULTITOUCH, SUITABLE FOR SUPPORT ARM W/O EXTENSION COMPONENTS; EXTENDED VERSION MAX. 30M, 1366X768 PIXEL, FOR 24V DC, DISPLAYPORT / DVI INTERFACE IP65 FULLY ENCLOSED | 2037 | TEM | 1 | Simatic | 9.14 | 1
6AV78633MA160AA0 | SIMATIC IFP1900 PRO Flat Panel 19" display (16:9), Multitouch, suitable for support arm and extension components, extended version max. 30m, 1366 x 768 pixels, for 24V DC, DisplayPort / DVI interface IP65 fully enclosed | 1943 | TEM | 1 | Simatic | 11.1 | 1
6AV78633MA200AA0 | SIMATIC IFP1900 FLAT PANEL 19" DISPLAY (16:9), MULTITOUCH, 1366X768 PIXEL, FOR 24V DC, DISPLAYPORT INTERFACE ETHERNET INTERFACE INCL. DP/USB-CABLE 1,8 M | 1670 | TEM | 1 | Simatic | 8.2 | 1
6AV78633MB100AA0 | SIMATIC IFP1900 FLAT PANEL 19" DISPLAY (16:9), MULTITOUCH, EXTENDED VERSION MAX. 30M, 1366X768 PIXEL, FOR 24V DC AND 100-240V AC, DISPLAYPORT / DVI INTERFACE INCL. DVI/USB-CABLE 1,8 M | 1628 | TEM | 1 | Simatic | 8.82 | 1
6AV78633TA000AA0 | SIMATIC IFP1900 FLAT PANEL 19" DISPLAY (16:9), TOUCH, STANDARD VERSION, MAX 5M, 1366X768 PIXEL, FOR 24V DC, DISPLAYPORT / DVI INTERFACE INCL. DVI/USB-CABLE 1,8M | 1208 | TEM | 1 | Simatic | 5.2 | 1
6AV78633TB100AA0 | SIMATIC IFP1900 FLAT PANEL 19" DISPLAY (16:9), TOUCH, EXTENDED VERSION, MAX 30M, 1366X768 PIXEL, FOR 24V DC AND 100-240V AC, DISPLAYPORT / DVI INTERFACE INCL. DVI/USB-CABLE 1,8M | 1418 | TEM | 1 | Simatic | 5.2 | 1
6AV78634AA000AA0 | SIMATIC IFP2200 FLAT PANEL 22" DISPLAY (16:9), W/O TOUCH, DISPLAY ONLY STANDARD VERSION, MAX 5M, 1920X1080 PIXEL, FOR 24V DC, DISPLAYPORT / DVI INTERFACE INCL. DVI-CABLE 1,8M | 1470 | TEM | 1 | Simatic | 5.7 | 1
6AV78634AB100AA0 | SIMATIC IFP2200 FLAT PANEL 22" DISPLAY (16:9), W/O TOUCH, DISPLAY ONLY EXTENDED VERSION, MAX 30M, 1920X1080 PIXEL, FOR 24V DC AND 100-240V AC, DISPLAYPORT / DVI INTERFACE INCL. DVI/USB-CABLE 1,8M | 1680 | TEM | 1 | Simatic | 5.7 | 1
6AV78634MA000AA0 | SIMATIC IFP2200 FLAT PANEL 22" DISPLAY (16:9), MULTITOUCH, STANDARD VERSION MAX. 5M, 1920X1080 PIXEL, FOR 24V DC, DISPLAYPORT / DVI INTERFACE INCL. DVI/USB-CABLE 1,8 M | 1838 | TEM | 1 | Simatic | 9.22 | 1
6AV78634MA000SA0 | SIMATIC IFP2200, FLAT PANEL 22" DISPLAY (16:9), MULTITOUCH, STANDARD VERSION MAX. 5M, 1920X1080 PIXEL, FOR 24V DC, DISPLAYPORT / DVI INTERFACE, INCL. DVI/USB-CABLE 1,8 M, MARINE CERTIFICATES | 1943 | TEM | 1 | Simatic | 3.459 | 1
6AV78634MA140AA0 | SIMATIC IFP2200 PRO Flat Panel 22" display (16:9), Multitouch, suitable for pedeSTal/ extension components, extended version max. 30m, 1920 x 1080 pixels, for 24V DC, DisplayPort / DVI interface IP65 fully enclosed | 2457 | TEM | 1 | Simatic | 10.8 | 1
6AV78634MA150AA0 | SIMATIC IFP2200 PRO Flat Panel 22" display (16:9), Multitouch, suitable for support arm w/o extension components, extended version max. 30m, 1920 x 1080 pixels, for 24V DC, DisplayPort / DVI interface IP65 fully enclosed | 2457 | TEM | 1 | Simatic | 10.06 | 1
6AV78634MA160AA0 | SIMATIC IFP2200 PRO Flat Panel 22" display (16:9), Multitouch, suitable for support arm and extension components, extended version max. 30m, 1920 x 1080 pixels, for 24V DC, DisplayPort / DVI interface IP65 fully enclosed | 2363 | TEM | 1 | Simatic | 11.078 | 1
6AV78634MA200AA0 | SIMATIC IFP2200 FLAT PANEL 22" DISPLAY (16:9), MULTITOUCH, 1920 X 1080 PIXEL, FOR 24V DC, DISPLAYPORT INTERFACE, ETHERNET INTERFACE INCL. DP/USB-CABLE 1,8 M | 2048 | TEM | 1 | Simatic | 9.44 | 1
6AV78634MB100AA0 | SIMATIC IFP2200 FLAT PANEL 22" DISPLAY (16:9), MULTITOUCH, EXTENDED VERSION MAX. 30M, 1920X1080 PIXEL, FOR 24V DC AND 100-240V AC, DISPLAYPORT / DVI INTERFACE INCL. DVI/USB-CABLE 1,8 M | 2048 | TEM | 1 | Simatic | 9.6 | 1
6AV78634MB100SA0 | SIMATIC IFP2200, FLAT PANEL 22" DISPLAY (16:9), MULTITOUCH, EXTENDED VERSION MAX. 30M, 1920X1080 PIXEL, FOR 24V DC AND 100-240V AC, DISPLAYPORT / DVI INTERFACE, INCL. DVI/USB-CABLE 1,8 M, MARINE CERTIFICATES | 2153 | TEM | 1 | Simatic | 9.6 | 1
6AV78634TA000AA0 | SIMATIC IFP2200 FLAT PANEL 22" DISPLAY (16:9), TOUCH, STANDARD VERSION, MAX 5M, 1920X1080 PIXEL, FOR 24V DC, DISPLAYPORT / DVI INTERFACE INCL. DVI/USB-CABLE 1,8M | 1628 | TEM | 1 | Simatic | 5.7 | 1
6AV78634TB100AA0 | SIMATIC IFP2200 FLAT PANEL 22" DISPLAY (16:9), TOUCH, EXTENDED VERSION, MAX 30M, 1920X1080 PIXEL, FOR 24V DC AND 100-240V AC, DISPLAYPORT / DVI INTERFACE INCL. DVI/USB-CABLE 1,8M | 1838 | TEM | 1 | Simatic | 5.7 | 1
6AV78811AA000AA0 | SIMATIC IPC277D (NANOPANEL PC) 7" TOUCH TFT; 2 X 10/100/1000 MBIT/S ETHERNET RJ45; 3 X USB V2.0 (HIGH CURRENT); 1 X SERIAL (COM1); COMPACTFLASH SLOT; 24V DC POWER SUPPLY; ATOM E640 (1,0 GHZ), 1GB RAM; STANDARD FRONT; W/O DRIVE, WITH CF-SLOT; W/O OPERATING SYSTEM; W/O SIMATIC SOFTWARE; | 1279 | TEM | 1 | Simatic | 2.05 | 1
6AV78811AA002AA0 | SIMATIC IPC277D (NANOPANEL PC) 7" TOUCH TFT; 2 X 10/100/1000 MBIT/S ETHERNET RJ45; 3 X USB V2.0 (HIGH CURRENT); 1 X SERIAL (COM1); COMPACTFLASH SLOT; 24V DC POWER SUPPLY; ATOM E640 (1,0 GHZ), 1GB RAM; STANDARD FRONT; 4 GB SIMATIC PC COMPACTFLASH; W/O OPERATING SYSTEM; W/O SIMATIC SOFTWARE; | 1416 | TEM | 1 | Simatic | 2.05 | 1
6AV78811AA002BA0 | SIMATIC IPC277D (NANOPANEL PC) 7" TOUCH TFT; 2 X 10/100/1000 MBIT/S ETHERNET RJ45; 3 X USB V2.0 (HIGH CURRENT); 1 X SERIAL (COM1); COMPACTFLASH SLOT; 24V DC POWER SUPPLY; ATOM E640 (1,0 GHZ), 1GB RAM; STANDARD FRONT; 4 GB SIMATIC PC COMPACTFLASH; WES 2009 SP3 (CF FROM 2 GB/SSD); W/O SIMATIC SOFTWARE; | 1573 | TEM | 1 | Simatic | 2.15 | 1
6AV78811AA002BG0 | SIMATIC IPC277D (NANOPANEL PC) 7" TOUCH TFT; 2 X 10/100/1000 MBIT/S ETHERNET RJ45; 3 X USB V2.0 (HIGH CURRENT); 1 X SERIAL (COM1); COMPACTFLASH SLOT; 24V DC POWER SUPPLY; ATOM E640 (1,0 GHZ), 1GB RAM; STANDARD FRONT; 4 GB SIMATIC PC COMPACTFLASH; WES 2009 SP3 (CF FROM 2 GB/SSD); WINCC ADVANCED RT V13 512 PT (INCL. LOGGING AND RECIPES); | 2466 | TEM | 1 | Simatic | 2.15 | 1
6AV78811AA008EA0 | SIMATIC IPC277D (NANOPANEL PC) 7" TOUCH TFT; 2 X 10/100/1000 MBIT/S ETHERNET RJ45; 3 X USB V2.0 (HIGH CURRENT); 1 X SERIAL (COM1); COMPACTFLASH SLOT; 24V DC POWER SUPPLY; ATOM E640 (1,0 GHZ), 1GB RAM; STANDARD FRONT; 80 GB SOLID-STATE DRIVE SATA; WINDOWS 7 SP1,MUI (SSD); W/O SIMATIC SOFTWARE; | 1920 | TEM | 1 | Simatic | 2.05 | 1
6AV78811AB004DA0 | SIMATIC IPC277D (NANOPANEL PC) 7" TOUCH TFT; 2 X 10/100/1000 MBIT/S ETHERNET RJ45; 3 X USB V2.0 (HIGH CURRENT); 1 X SERIAL (COM1); COMPACTFLASH SLOT; 24V DC POWER SUPPLY; ATOM E640 (1,0 GHZ), 1GB RAM; REMANENCE; STANDARD FRONT; 16 GB SIMATIC PC COMPACTFLASH; WES 7 SP1 (CF FROM 4 GB/SSD); W/O SIMATIC SOFTWARE; | 1899 | TEM | 1 | Simatic | 2.05 | 1
6AV78811AE002BF0 | SIMATIC IPC277D (NANOPANEL PC) 7" TOUCH TFT; 2 X 10/100/1000 MBIT/S ETHERNET RJ45; 3 X USB V2.0 (HIGH CURRENT); 1 X SERIAL (COM1); COMPACTFLASH SLOT; 24V DC POWER SUPPLY; ATOM E660 (1.3 GHZ), 2GB RAM; STANDARD FRONT; 4 GB SIMATIC PC COMPACTFLASH; WES 2009 SP3 (CF FROM 2 GB/SSD); WINCC ADVANCED RT V13 128 PT (INCL. LOGGING AND RECIPES); | 1993 | TEM | 1 | Simatic | 2.15 | 1
6AV78811AE002DA0 | SIMATIC IPC277D (NANOPANEL PC) 7" TOUCH TFT; 2 X 10/100/1000 MBIT/S ETHERNET RJ45; 3 X USB V2.0 (HIGH CURRENT); 1 X SERIAL (COM1); COMPACTFLASH SLOT; 24V DC POWER SUPPLY; ATOM E660 (1.3 GHZ), 2GB RAM; STANDARD FRONT; 4 GB SIMATIC PC COMPACTFLASH; WES 7 SP1 (CF FROM 4 GB/SSD); W/O SIMATIC SOFTWARE; | 1710 | TEM | 1 | Simatic | 2.15 | 1
6AV78811AE003DA0 | SIMATIC IPC277D (NANOPANEL PC) 7" TOUCH TFT; 2 X 10/100/1000 MBIT/S ETHERNET RJ45; 3 X USB V2.0 (HIGH CURRENT); 1 X SERIAL (COM1); COMPACTFLASH SLOT; 24V DC POWER SUPPLY; ATOM E660 (1.3 GHZ), 2GB RAM; STANDARD FRONT; 8 GB SIMATIC PC COMPACTFLASH; WES 7 SP1 (CF FROM 4 GB/SSD); W/O SIMATIC SOFTWARE; | 1825 | TEM | 1 | Simatic | 2.05 | 1
6AV78811AE003DF0 | SIMATIC IPC277D (NANOPANEL PC) 7" TOUCH TFT; 2 X 10/100/1000 MBIT/S ETHERNET RJ45; 3 X USB V2.0 (HIGH CURRENT); 1 X SERIAL (COM1); COMPACTFLASH SLOT; 24V DC POWER SUPPLY; ATOM E660 (1.3 GHZ), 2GB RAM; STANDARD FRONT; 8 GB SIMATIC PC COMPACTFLASH; WES 7 SP1 (CF FROM 4 GB/SSD); WINCC ADVANCED RT V13 128 PT (INCL. LOGGING AND RECIPES); | 2109 | TEM | 1 | Simatic | 2.05 | 1
6AV78811AE003DG0 | SIMATIC IPC277D (NANOPANEL PC) 7" TOUCH TFT; 2 X 10/100/1000 MBIT/S ETHERNET RJ45; 3 X USB V2.0 (HIGH CURRENT); 1 X SERIAL (COM1); COMPACTFLASH SLOT; 24V DC POWER SUPPLY; ATOM E660 (1.3 GHZ), 2GB RAM; STANDARD FRONT; 8 GB SIMATIC PC COMPACTFLASH; WES 7 SP1 (CF FROM 4 GB/SSD); WINCC ADVANCED RT V13 512 PT (INCL. LOGGING AND RECIPES); | 2718 | TEM | 1 | Simatic | 2.05 | 1
6AV78811AE008DA0 | SIMATIC IPC277D (NANOPANEL PC) 7" TOUCH TFT; 2 X 10/100/1000 MBIT/S ETHERNET RJ45; 3 X USB V2.0 (HIGH CURRENT); 1 X SERIAL (COM1); COMPACTFLASH SLOT; 24V DC POWER SUPPLY; ATOM E660 (1.3 GHZ), 2GB RAM; STANDARD FRONT; 80 GB SOLID-STATE DRIVE SATA; WES 7 SP1 (CF FROM 4 GB/SSD); W/O SIMATIC SOFTWARE; | 1878 | TEM | 1 | Simatic | 2.15 | 1
6AV78811AF002BC0 | SIMATIC IPC277D (NANOPANEL PC) 7" TOUCH TFT; 2 X 10/100/1000 MBIT/S ETHERNET RJ45; 3 X USB V2.0 (HIGH CURRENT); 1 X SERIAL (COM1); COMPACTFLASH SLOT; 24V DC POWER SUPPLY; ATOM E660 (1.3 GHZ), 2GB RAM; REMANENCE; STANDARD FRONT; 4 GB SIMATIC PC COMPACTFLASH; WES 2009 SP3 (CF FROM 2 GB/SSD); WINAC RTX F 2010; | 2676 | TEM | 1 | Simatic | 2.15 | 1
6AV78811AF002BM0 | SIMATIC IPC277D (NANOPANEL PC) 7" TOUCH TFT; 2 X 10/100/1000 MBIT/S ETHERNET RJ45; 3 X USB V2.0 (HIGH CURRENT); 1 X SERIAL (COM1); COMPACTFLASH SLOT; 24V DC POWER SUPPLY; ATOM E660 (1.3 GHZ), 2GB RAM; REMANENCE; STANDARD FRONT; 4 GB SIMATIC PC COMPACTFLASH; WES 2009 SP3 (CF FROM 2 GB/SSD); WINAC RTX 2010; WINCC ADVANCED RT V13 128 PT (INCL. LOGGING AND RECIPES); | 2644 | TEM | 1 | Simatic | 2.15 | 1
6AV78811AF002BR0 | SIMATIC IPC277D (NANOPANEL PC) 7" TOUCH TFT; 2 X 10/100/1000 MBIT/S ETHERNET RJ45; 3 X USB V2.0 (HIGH CURRENT); 1 X SERIAL (COM1); COMPACTFLASH SLOT; 24V DC POWER SUPPLY; ATOM E660 (1.3 GHZ), 2GB RAM; REMANENCE; STANDARD FRONT; 4 GB SIMATIC PC COMPACTFLASH; WES 2009 SP3 (CF FROM 2 GB/SSD); WINAC RTX F 2010; WINCC ADVANCED RT V13 128 PT (INCL. LOGGING AND RECIPES); | 2959 | TEM | 1 | Simatic | 2.15 | 1
6AV78811AF002DA0 | SIMATIC IPC277D (NANOPANEL PC) 7" TOUCH TFT; 2 X 10/100/1000 MBIT/S ETHERNET RJ45; 3 X USB V2.0 (HIGH CURRENT); 1 X SERIAL (COM1); COMPACTFLASH SLOT; 24V DC POWER SUPPLY; ATOM E660 (1.3 GHZ), 2GB RAM; REMANENCE; STANDARD FRONT; 4 GB SIMATIC PC COMPACTFLASH; WES 7 SP1 (CF FROM 4 GB/SSD); W/O SIMATIC SOFTWARE; | 1762 | TEM | 1 | Simatic | 2.15 | 1
6AV78811AF003DB0 | SIMATIC IPC277D (NANOPANEL PC) 7" TOUCH TFT; 2 X 10/100/1000 MBIT/S ETHERNET RJ45; 3 X USB V2.0 (HIGH CURRENT); 1 X SERIAL (COM1); COMPACTFLASH SLOT; 24V DC POWER SUPPLY; ATOM E660 (1.3 GHZ), 2GB RAM; REMANENCE; STANDARD FRONT; 8 GB SIMATIC PC COMPACTFLASH; WES 7 SP1 (CF FROM 4 GB/SSD); WINAC RTX 2010; | 2476 | TEM | 1 | Simatic | 2.05 | 1
6AV78811AF008DM0 | SIMATIC IPC277D (NANOPANEL PC) 7" TOUCH TFT; 2 X 10/100/1000 MBIT/S ETHERNET RJ45; 3 X USB V2.0 (HIGH CURRENT); 1 X SERIAL (COM1); COMPACTFLASH SLOT; 24V DC POWER SUPPLY; ATOM E660 (1.3 GHZ), 2GB RAM; REMANENCE; STANDARD FRONT; 80 GB SOLID-STATE DRIVE SATA; WES 7 SP1 (CF FROM 4 GB/SSD); WINAC RTX 2010; WINCC ADVANCED RT V13 128 PT (INCL. LOGGING AND RECIPES); | 2812 | TEM | 1 | Simatic | 2.15 | 1
6AV78812AA001BA0 | SIMATIC IPC277D (NANOPANEL PC) 9" TOUCH TFT; 2 X 10/100/1000 MBIT/S ETHERNET RJ45; 3 X USB V2.0 (HIGH CURRENT); 1 X SERIAL (COM1); COMPACTFLASH SLOT; 24V DC POWER SUPPLY; ATOM E640 (1,0 GHZ), 1GB RAM; STANDARD FRONT; 2 GB SIMATIC PC COMPACTFLASH; WES 2009 SP3 (CF FROM 2 GB/SSD); W/O SIMATIC SOFTWARE; | 1731 | TEM | 1 | Simatic | 2.6 | 1
6AV78812AA002BA0 | SIMATIC IPC277D (NANOPANEL PC) 9" TOUCH TFT; 2 X 10/100/1000 MBIT/S ETHERNET RJ45; 3 X USB V2.0 (HIGH CURRENT); 1 X SERIAL (COM1); COMPACTFLASH SLOT; 24V DC POWER SUPPLY; ATOM E640 (1,0 GHZ), 1GB RAM; STANDARD FRONT; 4 GB SIMATIC PC COMPACTFLASH; WES 2009 SP3 (CF FROM 2 GB/SSD); W/O SIMATIC SOFTWARE; | 1783 | TEM | 1 | Simatic | 2.6 | 1
6AV78812AA008DA0 | SIMATIC IPC277D (NANOPANEL PC) 9" TOUCH TFT; 2 X 10/100/1000 MBIT/S ETHERNET RJ45; 3 X USB V2.0 (HIGH CURRENT); 1 X SERIAL (COM1); COMPACTFLASH SLOT; 24V DC POWER SUPPLY; ATOM E640 (1,0 GHZ), 1GB RAM; STANDARD FRONT; 80 GB SOLID-STATE DRIVE SATA; WES 7 SP1 (CF FROM 4 GB/SSD); W/O SIMATIC SOFTWARE; | 1951 | TEM | 1 | Simatic | 2.6 | 1
6AV78812AB004DA0 | SIMATIC IPC277D (NANOPANEL PC) 9" TOUCH TFT; 2 X 10/100/1000 MBIT/S ETHERNET RJ45; 3 X USB V2.0 (HIGH CURRENT); 1 X SERIAL (COM1); COMPACTFLASH SLOT; 24V DC POWER SUPPLY; ATOM E640 (1,0 GHZ), 1GB RAM; REMANENCE; STANDARD FRONT; 16 GB SIMATIC PC COMPACTFLASH; WES 7 SP1 (CF FROM 4 GB/SSD); W/O SIMATIC SOFTWARE; | 2109 | TEM | 1 | Simatic | 2.5 | 1
6AV78812AE008DA0 | SIMATIC IPC277D (NANOPANEL PC) 9" TOUCH TFT; 2 X 10/100/1000 MBIT/S ETHERNET RJ45; 3 X USB V2.0 (HIGH CURRENT); 1 X SERIAL (COM1); COMPACTFLASH SLOT; 24V DC POWER SUPPLY; ATOM E660 (1.3 GHZ), 2GB RAM; STANDARD FRONT; 80 GB SOLID-STATE DRIVE SATA; WES 7 SP1 (CF FROM 4 GB/SSD); W/O SIMATIC SOFTWARE; | 2088 | TEM | 1 | Simatic | 2.6 | 1
6AV78812AE008DG0 | SIMATIC IPC277D (NANOPANEL PC) 9" TOUCH TFT; 2 X 10/100/1000 MBIT/S ETHERNET RJ45; 3 X USB V2.0 (HIGH CURRENT); 1 X SERIAL (COM1); COMPACTFLASH SLOT; 24V DC POWER SUPPLY; ATOM E660 (1.3 GHZ), 2GB RAM; STANDARD FRONT; 80 GB SOLID-STATE DRIVE SATA; WES 7 SP1 (CF FROM 4 GB/SSD); WINCC ADVANCED RT V13 512 PT (INCL. LOGGING AND RECIPES); | 2980 | TEM | 1 | Simatic | 2.6 | 1
6AV78812AF003DN0 | SIMATIC IPC277D (NANOPANEL PC) 9" TOUCH TFT; 2 X 10/100/1000 MBIT/S ETHERNET RJ45; 3 X USB V2.0 (HIGH CURRENT); 1 X SERIAL (COM1); COMPACTFLASH SLOT; 24V DC POWER SUPPLY; ATOM E660 (1.3 GHZ), 2GB RAM; REMANENCE; STANDARD FRONT; 8 GB SIMATIC PC COMPACTFLASH; WES 7 SP1 (CF FROM 4 GB/SSD); WINAC RTX 2010; WINCC ADVANCED RT V13 512 PT (INCL. LOGGING AND RECIPES); | 3579 | TEM | 1 | Simatic | 2.5 | 1
6AV78813AA002BA0 | SIMATIC IPC277D (NANOPANEL PC) 12" TOUCH TFT; 2 X 10/100/1000 MBIT/S ETHERNET RJ45; 3 X USB V2.0 (HIGH CURRENT); 1 X SERIAL (COM1); COMPACTFLASH SLOT; 24V DC POWER SUPPLY; ATOM E640 (1,0 GHZ), 1GB RAM; STANDARD FRONT; 4 GB SIMATIC PC COMPACTFLASH; WES 2009 SP3 (CF FROM 2 GB/SSD); W/O SIMATIC SOFTWARE; | 1993 | TEM | 1 | Simatic | 3.4 | 1
6AV78813AA003BA0 | SIMATIC IPC277D (NANOPANEL PC) 12" TOUCH TFT; 2 X 10/100/1000 MBIT/S ETHERNET RJ45; 3 X USB V2.0 (HIGH CURRENT); 1 X SERIAL (COM1); COMPACTFLASH SLOT; 24V DC POWER SUPPLY; ATOM E640 (1,0 GHZ), 1GB RAM; STANDARD FRONT; 8 GB SIMATIC PC COMPACTFLASH; WES 2009 SP3 (CF FROM 2 GB/SSD); W/O SIMATIC SOFTWARE; | 2109 | TEM | 1 | Simatic | 3.3 | 1
6AV78813AE003DA0 | SIMATIC IPC277D (NANOPANEL PC) 12" TOUCH TFT; 2 X 10/100/1000 MBIT/S ETHERNET RJ45; 3 X USB V2.0 (HIGH CURRENT); 1 X SERIAL (COM1); COMPACTFLASH SLOT; 24V DC POWER SUPPLY; ATOM E660 (1.3 GHZ), 2GB RAM; STANDARD FRONT; 8 GB SIMATIC PC COMPACTFLASH; WES 7 SP1 (CF FROM 4 GB/SSD); W/O SIMATIC SOFTWARE; | 2245 | TEM | 1 | Simatic | 3.3 | 1
6AV78813AE003DF0 | SIMATIC IPC277D (NANOPANEL PC) 12" TOUCH TFT; 2 X 10/100/1000 MBIT/S ETHERNET RJ45; 3 X USB V2.0 (HIGH CURRENT); 1 X SERIAL (COM1); COMPACTFLASH SLOT; 24V DC POWER SUPPLY; ATOM E660 (1.3 GHZ), 2GB RAM; STANDARD FRONT; 8 GB SIMATIC PC COMPACTFLASH; WES 7 SP1 (CF FROM 4 GB/SSD); WINCC ADVANCED RT V13 128 PT (INCL. LOGGING AND RECIPES); | 2529 | TEM | 1 | Simatic | 3.3 | 1
6AV78813AE008CA0 | SIMATIC IPC277D (NANOPANEL PC) 12" TOUCH TFT; 2 X 10/100/1000 MBIT/S ETHERNET RJ45; 3 X USB V2.0 (HIGH CURRENT); 1 X SERIAL (COM1); COMPACTFLASH SLOT; 24V DC POWER SUPPLY; ATOM E660 (1.3 GHZ), 2GB RAM; STANDARD FRONT; 80 GB SOLID-STATE DRIVE SATA; XP PROF. SP3, MUI (SSD); W/O SIMATIC SOFTWARE; | 2445 | TEM | 1 | Simatic | 3.3 | 1
6AV78813AE008DA0 | SIMATIC IPC277D (NANOPANEL PC) 12" TOUCH TFT; 2 X 10/100/1000 MBIT/S ETHERNET RJ45; 3 X USB V2.0 (HIGH CURRENT); 1 X SERIAL (COM1); COMPACTFLASH SLOT; 24V DC POWER SUPPLY; ATOM E660 (1.3 GHZ), 2GB RAM; STANDARD FRONT; 80 GB SOLID-STATE DRIVE SATA; WES 7 SP1 (CF FROM 4 GB/SSD); W/O SIMATIC SOFTWARE; | 2298 | TEM | 1 | Simatic | 3.4 | 1
6AV78813AE008EA0 | SIMATIC IPC277D (NANOPANEL PC) 12" TOUCH TFT; 2 X 10/100/1000 MBIT/S ETHERNET RJ45; 3 X USB V2.0 (HIGH CURRENT); 1 X SERIAL (COM1); COMPACTFLASH SLOT; 24V DC POWER SUPPLY; ATOM E660 (1.3 GHZ), 2GB RAM; STANDARD FRONT; 80 GB SOLID-STATE DRIVE SATA; WINDOWS 7 SP1,MUI (SSD); W/O SIMATIC SOFTWARE; | 2476 | TEM | 1 | Simatic | 3.3 | 1
6AV78813AF003DN0 | SIMATIC IPC277D (NANOPANEL PC) 12" TOUCH TFT; 2 X 10/100/1000 MBIT/S ETHERNET RJ45; 3 X USB V2.0 (HIGH CURRENT); 1 X SERIAL (COM1); COMPACTFLASH SLOT; 24V DC POWER SUPPLY; ATOM E660 (1.3 GHZ), 2GB RAM; REMANENCE; STANDARD FRONT; 8 GB SIMATIC PC COMPACTFLASH; WES 7 SP1 (CF FROM 4 GB/SSD); WINAC RTX 2010; WINCC ADVANCED RT V13 512 PT (INCL. LOGGING AND RECIPES); | 3789 | TEM | 1 | Simatic | 3.3 | 1
6AV78813AF004DA0 | SIMATIC IPC277D (NANOPANEL PC) 12" TOUCH TFT; 2 X 10/100/1000 MBIT/S ETHERNET RJ45; 3 X USB V2.0 (HIGH CURRENT); 1 X SERIAL (COM1); COMPACTFLASH SLOT; 24V DC POWER SUPPLY; ATOM E660 (1.3 GHZ), 2GB RAM; REMANENCE; STANDARD FRONT; 16 GB SIMATIC PC COMPACTFLASH; WES 7 SP1 (CF FROM 4 GB/SSD); W/O SIMATIC SOFTWARE; | 2455 | TEM | 1 | Simatic | 3.3 | 1
6AV78813AF004DM0 | SIMATIC IPC277D (NANOPANEL PC) 12" TOUCH TFT; 2 X 10/100/1000 MBIT/S ETHERNET RJ45; 3 X USB V2.0 (HIGH CURRENT); 1 X SERIAL (COM1); COMPACTFLASH SLOT; 24V DC POWER SUPPLY; ATOM E660 (1.3 GHZ), 2GB RAM; REMANENCE; STANDARD FRONT; 16 GB SIMATIC PC COMPACTFLASH; WES 7 SP1 (CF FROM 4 GB/SSD); WINAC RTX 2010; WINCC ADVANCED RT V13 128 PT (INCL. LOGGING AND RECIPES); | 3337 | TEM | 1 | Simatic | 3.3 | 1
6AV78813AF004DN0 | SIMATIC IPC277D (NANOPANEL PC) 12" TOUCH TFT; 2 X 10/100/1000 MBIT/S ETHERNET RJ45; 3 X USB V2.0 (HIGH CURRENT); 1 X SERIAL (COM1); COMPACTFLASH SLOT; 24V DC POWER SUPPLY; ATOM E660 (1.3 GHZ), 2GB RAM; REMANENCE; STANDARD FRONT; 16 GB SIMATIC PC COMPACTFLASH; WES 7 SP1 (CF FROM 4 GB/SSD); WINAC RTX 2010; WINCC ADVANCED RT V13 512 PT (INCL. LOGGING AND RECIPES); | 3946 | TEM | 1 | Simatic | 3.3 | 1
6AV78813AF004DP0 | SIMATIC IPC277D (NANOPANEL PC) 12" TOUCH TFT; 2 X 10/100/1000 MBIT/S ETHERNET RJ45; 3 X USB V2.0 (HIGH CURRENT); 1 X SERIAL (COM1); COMPACTFLASH SLOT; 24V DC POWER SUPPLY; ATOM E660 (1.3 GHZ), 2GB RAM; REMANENCE; STANDARD FRONT; 16 GB SIMATIC PC COMPACTFLASH; WES 7 SP1 (CF FROM 4 GB/SSD); WINAC RTX 2010; WINCC ADVANCED RT V13 2048 PT (INCL. LOGGING AND RECIPES); | 4424 | TEM | 1 | Simatic | 3.3 | 1
6AV78813AF008DA0 | SIMATIC IPC277D (NANOPANEL PC) 12" TOUCH TFT; 2 X 10/100/1000 MBIT/S ETHERNET RJ45; 3 X USB V2.0 (HIGH CURRENT); 1 X SERIAL (COM1); COMPACTFLASH SLOT; 24V DC POWER SUPPLY; ATOM E660 (1.3 GHZ), 2GB RAM; REMANENCE; STANDARD FRONT; 80 GB SOLID-STATE DRIVE SATA; WES 7 SP1 (CF FROM 4 GB/SSD); W/O SIMATIC SOFTWARE; | 2350 | TEM | 1 | Simatic | 3.4 | 1
6AV78814AE003AA0 | SIMATIC IPC277D (NANOPANEL PC) 15" TOUCH TFT, FRONT USB; 2 X 10/100/1000 MBIT/S ETHERNET RJ45; 3 X USB V2.0 (HIGH CURRENT); 1 X SERIAL (COM1); COMPACTFLASH SLOT; 24V DC POWER SUPPLY; ATOM E660 (1.3 GHZ), 2GB RAM; STANDARD FRONT; 8 GB SIMATIC PC COMPACTFLASH; W/O OPERATING SYSTEM; W/O SIMATIC SOFTWARE; | 2298 | TEM | 1 | Simatic | 4.45 | 1
6AV78814AE003DF0 | SIMATIC IPC277D (NANOPANEL PC) 15" TOUCH TFT, FRONT USB; 2 X 10/100/1000 MBIT/S ETHERNET RJ45; 3 X USB V2.0 (HIGH CURRENT); 1 X SERIAL (COM1); COMPACTFLASH SLOT; 24V DC POWER SUPPLY; ATOM E660 (1.3 GHZ), 2GB RAM; STANDARD FRONT; 8 GB SIMATIC PC COMPACTFLASH; WES 7 SP1 (CF FROM 4 GB/SSD); WINCC ADVANCED RT V13 128 PT (INCL. LOGGING AND RECIPES); | 2739 | TEM | 1 | Simatic | 4.55 | 1
6AV78814AE006EA0 | SIMATIC IPC277D (NANOPANEL PC) 15" TOUCH TFT, FRONT USB; 2 X 10/100/1000 MBIT/S ETHERNET RJ45; 3 X USB V2.0 (HIGH CURRENT); 1 X SERIAL (COM1); COMPACTFLASH SLOT; 24V DC POWER SUPPLY; ATOM E660 (1.3 GHZ), 2GB RAM; STANDARD FRONT; 160 GB SOLID-STATE DRIVE SATA; WINDOWS 7 SP1,MUI (SSD); W/O SIMATIC SOFTWARE; | 2896 | TEM | 1 | Simatic | 4.45 | 1
6AV78814AE008AA0 | SIMATIC IPC277D (NANOPANEL PC) 15" TOUCH TFT, FRONT USB; 2 X 10/100/1000 MBIT/S ETHERNET RJ45; 3 X USB V2.0 (HIGH CURRENT); 1 X SERIAL (COM1); COMPACTFLASH SLOT; 24V DC POWER SUPPLY; ATOM E660 (1.3 GHZ), 2GB RAM; STANDARD FRONT; 80 GB SOLID-STATE DRIVE SATA; W/O OPERATING SYSTEM; W/O SIMATIC SOFTWARE; | 2350 | TEM | 1 | Simatic | 4.55 | 1
6AV78814AE008DF0 | SIMATIC IPC277D (NANOPANEL PC) 15" TOUCH TFT, FRONT USB; 2 X 10/100/1000 MBIT/S ETHERNET RJ45; 3 X USB V2.0 (HIGH CURRENT); 1 X SERIAL (COM1); COMPACTFLASH SLOT; 24V DC POWER SUPPLY; ATOM E660 (1.3 GHZ), 2GB RAM; STANDARD FRONT; 80 GB SOLID-STATE DRIVE SATA; WES 7 SP1 (CF FROM 4 GB/SSD); WINCC ADVANCED RT V13 128 PT (INCL. LOGGING AND RECIPES); | 2791 | TEM | 1 | Simatic | 4.65 | 1
6AV78814AE008EA0 | SIMATIC IPC277D (NANOPANEL PC) 15" TOUCH TFT, FRONT USB; 2 X 10/100/1000 MBIT/S ETHERNET RJ45; 3 X USB V2.0 (HIGH CURRENT); 1 X SERIAL (COM1); COMPACTFLASH SLOT; 24V DC POWER SUPPLY; ATOM E660 (1.3 GHZ), 2GB RAM; STANDARD FRONT; 80 GB SOLID-STATE DRIVE SATA; WINDOWS 7 SP1,MUI (SSD); W/O SIMATIC SOFTWARE; | 2686 | TEM | 1 | Simatic | 4.55 | 1
6AV78814AF003DF0 | SIMATIC IPC277D (NANOPANEL PC) 15" TOUCH TFT, FRONT USB; 2 X 10/100/1000 MBIT/S ETHERNET RJ45; 3 X USB V2.0 (HIGH CURRENT); 1 X SERIAL (COM1); COMPACTFLASH SLOT; 24V DC POWER SUPPLY; ATOM E660 (1.3 GHZ), 2GB RAM; REMANENCE; STANDARD FRONT; 8 GB SIMATIC PC COMPACTFLASH; WES 7 SP1 (CF FROM 4 GB/SSD); WINCC ADVANCED RT V13 128 PT (INCL. LOGGING AND RECIPES); | 2791 | TEM | 1 | Simatic | 4.55 | 1
6AV78814AF003DN0 | SIMATIC IPC277D (NANOPANEL PC) 15" TOUCH TFT, FRONT USB; 2 X 10/100/1000 MBIT/S ETHERNET RJ45; 3 X USB V2.0 (HIGH CURRENT); 1 X SERIAL (COM1); COMPACTFLASH SLOT; 24V DC POWER SUPPLY; ATOM E660 (1.3 GHZ), 2GB RAM; REMANENCE; STANDARD FRONT; 8 GB SIMATIC PC COMPACTFLASH; WES 7 SP1 (CF FROM 4 GB/SSD); WINAC RTX 2010; WINCC ADVANCED RT V13 512 PT (INCL. LOGGING AND RECIPES); | 3999 | TEM | 1 | Simatic | 4.55 | 1
6AV78814AF008CA0 | SIMATIC IPC277D (NANOPANEL PC) 15" TOUCH TFT, FRONT USB; 2 X 10/100/1000 MBIT/S ETHERNET RJ45; 3 X USB V2.0 (HIGH CURRENT); 1 X SERIAL (COM1); COMPACTFLASH SLOT; 24V DC POWER SUPPLY; ATOM E660 (1.3 GHZ), 2GB RAM; REMANENCE; STANDARD FRONT; 80 GB SOLID-STATE DRIVE SATA; XP PROF. SP3, MUI (SSD); W/O SIMATIC SOFTWARE; | 2707 | TEM | 1 | Simatic | 4.55 | 1
6AV78814AF008DH0 | SIMATIC IPC277D (NANOPANEL PC) 15" TOUCH TFT, FRONT USB; 2 X 10/100/1000 MBIT/S ETHERNET RJ45; 3 X USB V2.0 (HIGH CURRENT); 1 X SERIAL (COM1); COMPACTFLASH SLOT; 24V DC POWER SUPPLY; ATOM E660 (1.3 GHZ), 2GB RAM; REMANENCE; STANDARD FRONT; 80 GB SOLID-STATE DRIVE SATA; WES 7 SP1 (CF FROM 4 GB/SSD); WINCC ADVANCED RT V13 2048 PT (INCL. LOGGING AND RECIPES); | 3931 | TEM | 1 | Simatic | 4.65 | 1
6AV78814AF008EA0 | SIMATIC IPC277D (NANOPANEL PC) 15" TOUCH TFT, FRONT USB; 2 X 10/100/1000 MBIT/S ETHERNET RJ45; 3 X USB V2.0 (HIGH CURRENT); 1 X SERIAL (COM1); COMPACTFLASH SLOT; 24V DC POWER SUPPLY; ATOM E660 (1.3 GHZ), 2GB RAM; REMANENCE; STANDARD FRONT; 80 GB SOLID-STATE DRIVE SATA; WINDOWS 7 SP1,MUI (SSD); W/O SIMATIC SOFTWARE; | 2739 | TEM | 1 | Simatic | 4.55 | 1
6AV78815AA001CF0 | SIMATIC IPC277D (NANOPANEL PC) 19" TOUCH TFT, FRONT USB; 2 X 10/100/1000 MBIT/S ETHERNET RJ45; 3 X USB V2.0 (HIGH CURRENT); 1 X SERIAL (COM1); COMPACTFLASH SLOT; 24V DC POWER SUPPLY; ATOM E640 (1,0 GHZ), 1GB RAM; STANDARD FRONT; 2 GB SIMATIC PC COMPACTFLASH; XP PROF. SP3, MUI (SSD); WINCC ADVANCED RT V13 128 PT (INCL. LOGGING AND RECIPES); | 2791 | TEM | 1 | Simatic | 6.25 | 1
6AV78815AA008BH0 | SIMATIC IPC277D (NANOPANEL PC) 19" TOUCH TFT, FRONT USB; 2 X 10/100/1000 MBIT/S ETHERNET RJ45; 3 X USB V2.0 (HIGH CURRENT); 1 X SERIAL (COM1); COMPACTFLASH SLOT; 24V DC POWER SUPPLY; ATOM E640 (1,0 GHZ), 1GB RAM; STANDARD FRONT; 80 GB SOLID-STATE DRIVE SATA; WES 2009 SP3 (CF FROM 2 GB/SSD); WINCC ADVANCED RT V13 2048 PT (INCL. LOGGING AND RECIPES); | 3952 | TEM | 1 | Simatic | 6.35 | 1
6AV78815AA008CA0 | SIMATIC IPC277D (NANOPANEL PC) 19" TOUCH TFT, FRONT USB; 2 X 10/100/1000 MBIT/S ETHERNET RJ45; 3 X USB V2.0 (HIGH CURRENT); 1 X SERIAL (COM1); COMPACTFLASH SLOT; 24V DC POWER SUPPLY; ATOM E640 (1,0 GHZ), 1GB RAM; STANDARD FRONT; 80 GB SOLID-STATE DRIVE SATA; XP PROF. SP3, MUI (SSD); W/O SIMATIC SOFTWARE; | 2728 | TEM | 1 | Simatic | 6.25 | 1
6AV78815AA008EA0 | SIMATIC IPC277D (NANOPANEL PC) 19" TOUCH TFT, FRONT USB; 2 X 10/100/1000 MBIT/S ETHERNET RJ45; 3 X USB V2.0 (HIGH CURRENT); 1 X SERIAL (COM1); COMPACTFLASH SLOT; 24V DC POWER SUPPLY; ATOM E640 (1,0 GHZ), 1GB RAM; STANDARD FRONT; 80 GB SOLID-STATE DRIVE SATA; WINDOWS 7 SP1,MUI (SSD); W/O SIMATIC SOFTWARE; | 2760 | TEM | 1 | Simatic | 6.25 | 1
6AV78815AE002DA0 | SIMATIC IPC277D (NANOPANEL PC) 19" TOUCH TFT, FRONT USB; 2 X 10/100/1000 MBIT/S ETHERNET RJ45; 3 X USB V2.0 (HIGH CURRENT); 1 X SERIAL (COM1); COMPACTFLASH SLOT; 24V DC POWER SUPPLY; ATOM E660 (1.3 GHZ), 2GB RAM; STANDARD FRONT; 4 GB SIMATIC PC COMPACTFLASH; WES 7 SP1 (CF FROM 4 GB/SSD); W/O SIMATIC SOFTWARE; | 2550 | TEM | 1 | Simatic | 6.35 | 1
6AV78815AE003AA0 | SIMATIC IPC277D (NANOPANEL PC) 19" TOUCH TFT, FRONT USB; 2 X 10/100/1000 MBIT/S ETHERNET RJ45; 3 X USB V2.0 (HIGH CURRENT); 1 X SERIAL (COM1); COMPACTFLASH SLOT; 24V DC POWER SUPPLY; ATOM E660 (1.3 GHZ), 2GB RAM; STANDARD FRONT; 8 GB SIMATIC PC COMPACTFLASH; W/O OPERATING SYSTEM; W/O SIMATIC SOFTWARE; | 2508 | TEM | 1 | Simatic | 6.15 | 1
6AV78815AE004DA0 | SIMATIC IPC277D (NANOPANEL PC) 19" TOUCH TFT, FRONT USB; 2 X 10/100/1000 MBIT/S ETHERNET RJ45; 3 X USB V2.0 (HIGH CURRENT); 1 X SERIAL (COM1); COMPACTFLASH SLOT; 24V DC POWER SUPPLY; ATOM E660 (1.3 GHZ), 2GB RAM; STANDARD FRONT; 16 GB SIMATIC PC COMPACTFLASH; WES 7 SP1 (CF FROM 4 GB/SSD); W/O SIMATIC SOFTWARE; | 2823 | TEM | 1 | Simatic | 6.25 | 1
6AV78815AE008CA0 | SIMATIC IPC277D (NANOPANEL PC) 19" TOUCH TFT, FRONT USB; 2 X 10/100/1000 MBIT/S ETHERNET RJ45; 3 X USB V2.0 (HIGH CURRENT); 1 X SERIAL (COM1); COMPACTFLASH SLOT; 24V DC POWER SUPPLY; ATOM E660 (1.3 GHZ), 2GB RAM; STANDARD FRONT; 80 GB SOLID-STATE DRIVE SATA; XP PROF. SP3, MUI (SSD); W/O SIMATIC SOFTWARE; | 2865 | TEM | 1 | Simatic | 6.25 | 1
6AV78815AE008DF0 | SIMATIC IPC277D (NANOPANEL PC) 19" TOUCH TFT, FRONT USB; 2 X 10/100/1000 MBIT/S ETHERNET RJ45; 3 X USB V2.0 (HIGH CURRENT); 1 X SERIAL (COM1); COMPACTFLASH SLOT; 24V DC POWER SUPPLY; ATOM E660 (1.3 GHZ), 2GB RAM; STANDARD FRONT; 80 GB SOLID-STATE DRIVE SATA; WES 7 SP1 (CF FROM 4 GB/SSD); WINCC ADVANCED RT V13 128 PT (INCL. LOGGING AND RECIPES); | 3001 | TEM | 1 | Simatic | 6.35 | 1
6AV78815AE008EA0 | SIMATIC IPC277D (NANOPANEL PC) 19" TOUCH TFT, FRONT USB; 2 X 10/100/1000 MBIT/S ETHERNET RJ45; 3 X USB V2.0 (HIGH CURRENT); 1 X SERIAL (COM1); COMPACTFLASH SLOT; 24V DC POWER SUPPLY; ATOM E660 (1.3 GHZ), 2GB RAM; STANDARD FRONT; 80 GB SOLID-STATE DRIVE SATA; WINDOWS 7 SP1,MUI (SSD); W/O SIMATIC SOFTWARE; | 2896 | TEM | 1 | Simatic | 6.25 | 1
6AV78815AF008DA0 | SIMATIC IPC277D (NANOPANEL PC) 19" TOUCH TFT, FRONT USB; 2 X 10/100/1000 MBIT/S ETHERNET RJ45; 3 X USB V2.0 (HIGH CURRENT); 1 X SERIAL (COM1); COMPACTFLASH SLOT; 24V DC POWER SUPPLY; ATOM E660 (1.3 GHZ), 2GB RAM; REMANENCE; STANDARD FRONT; 80 GB SOLID-STATE DRIVE SATA; WES 7 SP1 (CF FROM 4 GB/SSD); W/O SIMATIC SOFTWARE; | 2770 | TEM | 1 | Simatic | 6.35 | 1
6AV78820AA201BA0 | SIMATIC IPC277E (NANOPANEL PC); 7" TOUCH TFT; 2 X 10/100/1000 MBIT/S ETHERNET RJ45; 1X DISPLAY-PORT GRAPHIC; 1 X USB 3.0; 2 X USB 2.0; 1 X SERIAL (COM1); CFAST-SLOT; 24V DC POWER SUPPLY; CELERON N2807 (2C/2T); 4 GB RAM; WIN EMBEDDED STANDARD 7E SP1, ENGLISH; 32BIT; 80 GB SSD; W/O SIMATIC SOFTWARE; | 1764 | TEM | 1 | Simatic | 1.5 | 1
6AV78820BA201BA0 | SIMATIC IPC277E (NANOPANEL PC); 9" TOUCH TFT; 2 X 10/100/1000 MBIT/S ETHERNET RJ45; 1X DISPLAY-PORT GRAPHIC; 1 X USB 3.0; 2 X USB 2.0; 1 X SERIAL (COM1); CFAST-SLOT; 24V DC POWER SUPPLY; CELERON N2807 (2C/2T); 4 GB RAM; WIN EMBEDDED STANDARD 7E SP1, ENGLISH; 32BIT; 80 GB SSD; W/O SIMATIC SOFTWARE; | 1974 | TEM | 1 | Simatic | 1.95 | 1
6AV78820CA201BA0 | SIMATIC IPC277E (NANOPANEL PC); 12" TOUCH TFT; 2 X 10/100/1000 MBIT/S ETHERNET RJ45; 1X DISPLAY-PORT GRAPHIC; 1 X USB 3.0; 3 X USB 2.0; 1 X SERIAL (COM1); CFAST-SLOT; 24V DC POWER SUPPLY; CELERON N2807 (2C/2T); 4 GB RAM; WIN EMBEDDED STANDARD 7E SP1, ENGLISH; 32BIT; 80 GB SSD; W/O SIMATIC SOFTWARE; | 2184 | TEM | 1 | Simatic | 2.75 | 1
6AV78820DB100LA0 | SIMATIC IPC277E (NANOPANEL PC); 15" TOUCH TFT; 2 X 10/100/1000 MBIT/S ETHERNET RJ45; 1X DISPLAY-PORT GRAPHIC; 1 X USB 3.0; 3 X USB 2.0; 1 X SERIAL (COM1); CFAST-SLOT; 24V DC POWER SUPPLY; 1X FRONT USB; CELERON N2930 (4C/4T) 2 GB RAM; W/O OPERATING SYSTEM; 8 GB CFAST; W/O SIMATIC SOFTWARE; | 2205 | TEM | 1 | Simatic | 4 | 1
6AV78820DB202BA0 | SIMATIC IPC277E (NANOPANEL PC); 15" TOUCH TFT; 2 X 10/100/1000 MBIT/S ETHERNET RJ45; 1X DISPLAY-PORT GRAPHIC; 1 X USB 3.0; 3 X USB 2.0; 1 X SERIAL (COM1); CFAST-SLOT; 24V DC POWER SUPPLY; 1X FRONT USB; CELERON N2930 (4C/4T) 4 GB RAM; WIN EMBEDDED STANDARD 7E SP1, ENGLISH; 64BIT; 80 GB SSD; W/O SIMATIC SOFTWARE; | 2499 | TEM | 1 | Simatic | 6.76 | 1
6ES76470AA000YA2 | SIMATIC IOT2020, 1x 10/100 MBit/s Ethernet RJ45; 1x USB2.0, 1x USB-Client; SD-CARD-Slot; DC 24V InduSTrial power supply | 96.2 | TEM | 1 | Simatic | 0.25 | 1
6ES76470AA001YA2 | SIMATIC IOT2040, 2x 10/100 MBit/s Ethernet RJ45; 1x USB2.0, 1x USB-Client; SD-CARD-Slot; DC 24V InduSTrial power supply | 230 | TEM | 1 | Simatic | 0.275 | 1
6ES76476CA030AA0 | SIMATIC IPC627C (BOX PC), HD GRAFIK ONBOARD, 2X10/100/1000 MBIT/S ETHERNET RJ45; 4 X USB V2.0 (HIGH CURRENT); 1 X SERIAL (COM1); RAID-CONTROLLER ON BOARD; COMPACT FLASH DRIVE NR.1 FRONT FRONT SIDE; WATCHDOG, STP.-/FAN- MONITORING; CELERON P4505 (2C/2T, 1.86 GHZ, VT, 2MB CACHE); 1 GB DDR3 1066 DIMM; AC 110/230V INDUSTRIAL POWER SUPPLY WITH NAMUR; POWER CABLE USA; 2 X PCI FREE; 250 GBYTE HDD SATA; WINDOWS XP PROF. SP3 MUI (EN, GER, FR, IT, SP); WITHOUT EXTENSION (SW); | 2470 | TEM | 1 | Simatic | 7.05 | 1
6ES76476CA030AB0 | SIMATIC IPC627C (BOX PC), HD GRAFIK ONBOARD, 2X10/100/1000 MBIT/S ETHERNET RJ45; 4 X USB V2.0 (HIGH CURRENT); 1 X SERIAL (COM1); RAID-CONTROLLER ON BOARD; COMPACT FLASH DRIVE NR.1 FRONT FRONT SIDE; WATCHDOG, STP.-/FAN- MONITORING; CELERON P4505 (2C/2T, 1.86 GHZ, VT, 2MB CACHE); 1 GB DDR3 1066 DIMM; AC 110/230V INDUSTRIAL POWER SUPPLY WITH NAMUR; POWER CABLE USA; 2 X PCI FREE; 250 GBYTE HDD SATA; WINDOWS 7 ULTIMATE 32BIT SP1, MUI (EN, GER, FR, IT, SP); WITHOUT EXTENSION (SW); | 2502 | TEM | 1 | Simatic | 7.05 | 1
6ES76476CA030BA0 | SIMATIC IPC627C (BOX PC), HD GRAFIK ONBOARD, 2X10/100/1000 MBIT/S ETHERNET RJ45; 4 X USB V2.0 (HIGH CURRENT); 1 X SERIAL (COM1); RAID-CONTROLLER ON BOARD; COMPACT FLASH DRIVE NR.1 FRONT FRONT SIDE; WATCHDOG, STP.-/FAN- MONITORING; CELERON P4505 (2C/2T, 1.86 GHZ, VT, 2MB CACHE); 1 GB DDR3 1066 DIMM; AC 110/230V INDUSTRIAL POWER SUPPLY WITH NAMUR; POWER CABLE USA; 2 X PCI FREE; 250 GBYTE HDD SATA; DVD+/-RW; WINDOWS XP PROF. SP3 MUI (EN, GER, FR, IT, SP); WITHOUT EXTENSION (SW); | 2670 | TEM | 1 | Simatic | 7.05 | 1
6ES76476CA030XX0 | SIMATIC IPC627C (BOX PC), HD GRAFIK ONBOARD, 2X10/100/1000 MBIT/S ETHERNET RJ45; 4 X USB V2.0 (HIGH CURRENT); 1 X SERIAL (COM1); RAID-CONTROLLER ON BOARD; COMPACT FLASH DRIVE NR.1 FRONT FRONT SIDE; WATCHDOG, STP.-/FAN- MONITORING; CELERON P4505 (2C/2T, 1.86 GHZ, VT, 2MB CACHE); 1 GB DDR3 1066 DIMM; AC 110/230V INDUSTRIAL POWER SUPPLY WITH NAMUR; POWER CABLE USA; 2 X PCI FREE; WITHOUT DRIVES; WITHOUT OPERATION SYSTEM; WITHOUT EXTENSION (SW); | 2061 | TEM | 1 | Simatic | 6.8 | 1
6ES76476CA060WF0 | SIMATIC IPC627C (BOX PC), HD GRAFIK ONBOARD, 2X10/100/1000 MBIT/S ETHERNET RJ45; 4 X USB V2.0 (HIGH CURRENT); 1 X SERIAL (COM1); RAID-CONTROLLER ON BOARD; COMPACT FLASH DRIVE NR.1 FRONT FRONT SIDE; WATCHDOG, STP.-/FAN- MONITORING; CELERON P4505 (2C/2T, 1.86 GHZ, VT, 2MB CACHE); 1 GB DDR3 1066 DIMM; DC 24V INDUSTRAL- POWER SUPPLY; 2 X PCI FREE; DVD+/-RW; WINDOWS EMBEDDED STANDARD 2009 ENGLISH ON 8 GB COMPACT FLASH; WITHOUT EXTENSION (SW); | 2617 | TEM | 1 | Simatic | 6.2 | 1
6ES76476CA061AX0 | SIMATIC IPC627C (BOX PC), HD GRAFIK ONBOARD, 2X10/100/1000 MBIT/S ETHERNET RJ45; 4 X USB V2.0 (HIGH CURRENT); 1 X SERIAL (COM1); RAID-CONTROLLER ON BOARD; COMPACT FLASH DRIVE NR.1 FRONT FRONT SIDE; WATCHDOG, STP.-/FAN- MONITORING; CELERON P4505 (2C/2T, 1.86 GHZ, VT, 2MB CACHE); 1 GB DDR3 1066 DIMM; DC 24V INDUSTRAL- POWER SUPPLY; 1 X PCI, 1 X PCIE (X16) FREE; 250 GBYTE HDD SATA; WITHOUT OPERATION SYSTEM; WITHOUT EXTENSION (SW); | 2197 | TEM | 1 | Simatic | 6.55 | 1
6ES76476CA111CX1 | SIMATIC IPC627C (BOX PC), HD GRAFIK ONBOARD, 2X10/100/1000 MBIT/S ETHERNET RJ45; 4 X USB V2.0 (HIGH CURRENT); 1 X SERIAL (COM1); RAID-CONTROLLER ON BOARD; COMPACT FLASH DRIVE NR.1 FRONT FRONT SIDE; WATCHDOG, STP.-/FAN- MONITORING; CELERON P4505 (2C/2T, 1.86 GHZ, VT, 2MB CACHE); 2 GB DDR3 1066 DIMM; AC 110/230V INDUSTRIAL POWER SUPPLY WITH NAMUR; POWER CABLE UK; 1 X PCI, 1 X PCIE (X16) FREE; 500 GBYTE HDD SATA; WITHOUT OPERATION SYSTEM; SIMATIC IPC DIAGMONITOR V4.5 INCLUDED; | 2544 | TEM | 1 | Simatic | 7.15 | 1
6ES76476CA130AX0 | SIMATIC IPC627C (BOX PC), HD GRAFIK ONBOARD, 2X10/100/1000 MBIT/S ETHERNET RJ45; 4 X USB V2.0 (HIGH CURRENT); 1 X SERIAL (COM1); RAID-CONTROLLER ON BOARD; COMPACT FLASH DRIVE NR.1 FRONT FRONT SIDE; WATCHDOG, STP.-/FAN- MONITORING; CELERON P4505 (2C/2T, 1.86 GHZ, VT, 2MB CACHE); 2 GB DDR3 1066 DIMM; AC 110/230V INDUSTRIAL POWER SUPPLY WITH NAMUR; POWER CABLE USA; 2 X PCI FREE; 250 GBYTE HDD SATA; WITHOUT OPERATION SYSTEM; WITHOUT EXTENSION (SW); | 2271 | TEM | 1 | Simatic | 7.05 | 1
6ES76476CA130BA0 | SIMATIC IPC627C (BOX PC), HD GRAFIK ONBOARD, 2X10/100/1000 MBIT/S ETHERNET RJ45; 4 X USB V2.0 (HIGH CURRENT); 1 X SERIAL (COM1); RAID-CONTROLLER ON BOARD; COMPACT FLASH DRIVE NR.1 FRONT FRONT SIDE; WATCHDOG, STP.-/FAN- MONITORING; CELERON P4505 (2C/2T, 1.86 GHZ, VT, 2MB CACHE); 2 GB DDR3 1066 DIMM; AC 110/230V INDUSTRIAL POWER SUPPLY WITH NAMUR; POWER CABLE USA; 2 X PCI FREE; 250 GBYTE HDD SATA; DVD+/-RW; WINDOWS XP PROF. SP3 MUI (EN, GER, FR, IT, SP); WITHOUT EXTENSION (SW); | 2775 | TEM | 1 | Simatic | 7.05 | 1
6ES76476CA131AB0 | SIMATIC IPC627C (BOX PC), HD GRAFIK ONBOARD, 2X10/100/1000 MBIT/S ETHERNET RJ45; 4 X USB V2.0 (HIGH CURRENT); 1 X SERIAL (COM1); RAID-CONTROLLER ON BOARD; COMPACT FLASH DRIVE NR.1 FRONT FRONT SIDE; WATCHDOG, STP.-/FAN- MONITORING; CELERON P4505 (2C/2T, 1.86 GHZ, VT, 2MB CACHE); 2 GB DDR3 1066 DIMM; AC 110/230V INDUSTRIAL POWER SUPPLY WITH NAMUR; POWER CABLE USA; 1 X PCI, 1 X PCIE (X16) FREE; 250 GBYTE HDD SATA; WINDOWS 7 ULTIMATE 32BIT SP1, MUI (EN, GER, FR, IT, SP); WITHOUT EXTENSION (SW); | 2638 | TEM | 1 | Simatic | 7.15 | 1
6ES76476CA160EA0 | SIMATIC IPC627C (BOX PC), HD GRAFIK ONBOARD, 2X10/100/1000 MBIT/S ETHERNET RJ45; 4 X USB V2.0 (HIGH CURRENT); 1 X SERIAL (COM1); RAID-CONTROLLER ON BOARD; COMPACT FLASH DRIVE NR.1 FRONT FRONT SIDE; WATCHDOG, STP.-/FAN- MONITORING; CELERON P4505 (2C/2T, 1.86 GHZ, VT, 2MB CACHE); 2 GB DDR3 1066 DIMM; DC 24V INDUSTRAL- POWER SUPPLY; 2 X PCI FREE; 2 X 320 GBYTE SATA; WINDOWS XP PROF. SP3 MUI (EN, GER, FR, IT, SP); WITHOUT EXTENSION (SW); | 2985 | TEM | 1 | Simatic | 6.45 | 1
6ES76476CA200AB0 | SIMATIC IPC627C (BOX PC), HD GRAFIK ONBOARD, 2X10/100/1000 MBIT/S ETHERNET RJ45; 4 X USB V2.0 (HIGH CURRENT); 1 X SERIAL (COM1); RAID-CONTROLLER ON BOARD; COMPACT FLASH DRIVE NR.1 FRONT FRONT SIDE; WATCHDOG, STP.-/FAN- MONITORING; CELERON P4505 (2C/2T, 1.86 GHZ, VT, 2MB CACHE); 3 GB DDR3 1066 DIMM; AC 110/230V INDUSTRIAL POWER SUPPLY WITH NAMUR; POWER CABLE EUROPA; 2 X PCI FREE; 250 GBYTE HDD SATA; WINDOWS 7 ULTIMATE 32BIT SP1, MUI (EN, GER, FR, IT, SP); WITHOUT EXTENSION (SW); | 2764 | TEM | 1 | Simatic | 7.05 | 1
6ES76476CA330DA0 | SIMATIC IPC627C (BOX PC), HD GRAFIK ONBOARD, 2X10/100/1000 MBIT/S ETHERNET RJ45; 4 X USB V2.0 (HIGH CURRENT); 1 X SERIAL (COM1); RAID-CONTROLLER ON BOARD; COMPACT FLASH DRIVE NR.1 FRONT FRONT SIDE; WATCHDOG, STP.-/FAN- MONITORING; CELERON P4505 (2C/2T, 1.86 GHZ, VT, 2MB CACHE); 4 GB DDR3 1066 DIMM; AC 110/230V INDUSTRIAL POWER SUPPLY WITH NAMUR; POWER CABLE USA; 2 X PCI FREE; 500 GBYTE HDD SATA; DVD+/-RW; WINDOWS XP PROF. SP3 MUI (EN, GER, FR, IT, SP); WITHOUT EXTENSION (SW); | 3153 | TEM | 1 | Simatic | 7.05 | 1
6ES76476CB030AA0 | SIMATIC IPC627C (BOX PC), HD GRAFIK ONBOARD, 2X10/100/1000 MBIT/S ETHERNET RJ45; 4 X USB V2.0 (HIGH CURRENT); 1 X SERIAL (COM1); RAID-CONTROLLER ON BOARD; COMPACT FLASH DRIVE NR.1 FRONT FRONT SIDE; WATCHDOG, STP.-/FAN- MONITORING; CELERON P4505 (2C/2T, 1.86 GHZ, VT, 2MB CACHE); PROFIBUS/MPI (CP5611-A2 COMPATIBLE); 2 MB BUFFERED SRAM; 1 GB DDR3 1066 DIMM; AC 110/230V INDUSTRIAL POWER SUPPLY WITH NAMUR; POWER CABLE USA; 2 X PCI FREE; 250 GBYTE HDD SATA; WINDOWS XP PROF. SP3 MUI (EN, GER, FR, IT, SP); WITHOUT EXTENSION (SW); | 2680 | TEM | 1 | Simatic | 7.05 | 1
6ES76476CB060AB0 | SIMATIC IPC627C (BOX PC), HD GRAFIK ONBOARD, 2X10/100/1000 MBIT/S ETHERNET RJ45; 4 X USB V2.0 (HIGH CURRENT); 1 X SERIAL (COM1); RAID-CONTROLLER ON BOARD; COMPACT FLASH DRIVE NR.1 FRONT FRONT SIDE; WATCHDOG, STP.-/FAN- MONITORING; CELERON P4505 (2C/2T, 1.86 GHZ, VT, 2MB CACHE); PROFIBUS/MPI (CP5611-A2 COMPATIBLE); 2 MB BUFFERED SRAM; 1 GB DDR3 1066 DIMM; DC 24V INDUSTRAL- POWER SUPPLY; 2 X PCI FREE; 250 GBYTE HDD SATA; WINDOWS 7 ULTIMATE 32BIT SP1, MUI (EN, GER, FR, IT, SP); WITHOUT EXTENSION (SW); | 2712 | TEM | 1 | Simatic | 6.45 | 1
6ES76476CB060AX0 | SIMATIC IPC627C (BOX PC), HD GRAFIK ONBOARD, 2X10/100/1000 MBIT/S ETHERNET RJ45; 4 X USB V2.0 (HIGH CURRENT); 1 X SERIAL (COM1); RAID-CONTROLLER ON BOARD; COMPACT FLASH DRIVE NR.1 FRONT FRONT SIDE; WATCHDOG, STP.-/FAN- MONITORING; CELERON P4505 (2C/2T, 1.86 GHZ, VT, 2MB CACHE); PROFIBUS/MPI (CP5611-A2 COMPATIBLE); 2 MB BUFFERED SRAM; 1 GB DDR3 1066 DIMM; DC 24V INDUSTRAL- POWER SUPPLY; 2 X PCI FREE; 250 GBYTE HDD SATA; WITHOUT OPERATION SYSTEM; WITHOUT EXTENSION (SW); | 2376 | TEM | 1 | Simatic | 6.45 | 1
6ES76476CB060BA0 | SIMATIC IPC627C (BOX PC), HD GRAFIK ONBOARD, 2X10/100/1000 MBIT/S ETHERNET RJ45; 4 X USB V2.0 (HIGH CURRENT); 1 X SERIAL (COM1); RAID-CONTROLLER ON BOARD; COMPACT FLASH DRIVE NR.1 FRONT FRONT SIDE; WATCHDOG, STP.-/FAN- MONITORING; CELERON P4505 (2C/2T, 1.86 GHZ, VT, 2MB CACHE); PROFIBUS/MPI (CP5611-A2 COMPATIBLE); 2 MB BUFFERED SRAM; 1 GB DDR3 1066 DIMM; DC 24V INDUSTRAL- POWER SUPPLY; 2 X PCI FREE; 250 GBYTE HDD SATA; DVD+/-RW; WINDOWS XP PROF. SP3 MUI (EN, GER, FR, IT, SP); WITHOUT EXTENSION (SW); | 2880 | TEM | 1 | Simatic | 6.45 | 1
6ES76476CB060BA1 | SIMATIC IPC627C (BOX PC), HD GRAFIK ONBOARD, 2X10/100/1000 MBIT/S ETHERNET RJ45; 4 X USB V2.0 (HIGH CURRENT); 1 X SERIAL (COM1); RAID-CONTROLLER ON BOARD; COMPACT FLASH DRIVE NR.1 FRONT FRONT SIDE; WATCHDOG, STP.-/FAN- MONITORING; CELERON P4505 (2C/2T, 1.86 GHZ, VT, 2MB CACHE); PROFIBUS/MPI (CP5611-A2 COMPATIBLE); 2 MB BUFFERED SRAM; 1 GB DDR3 1066 DIMM; DC 24V INDUSTRAL- POWER SUPPLY; 2 X PCI FREE; 250 GBYTE HDD SATA; DVD+/-RW; WINDOWS XP PROF. SP3 MUI (EN, GER, FR, IT, SP); SIMATIC IPC DIAGMONITOR V4.5 INCLUDED; | 3006 | TEM | 1 | Simatic | 6.45 | 1
6ES76476CB100BA0 | SIMATIC IPC627C (BOX PC), HD GRAFIK ONBOARD, 2X10/100/1000 MBIT/S ETHERNET RJ45; 4 X USB V2.0 (HIGH CURRENT); 1 X SERIAL (COM1); RAID-CONTROLLER ON BOARD; COMPACT FLASH DRIVE NR.1 FRONT FRONT SIDE; WATCHDOG, STP.-/FAN- MONITORING; CELERON P4505 (2C/2T, 1.86 GHZ, VT, 2MB CACHE); PROFIBUS/MPI (CP5611-A2 COMPATIBLE); 2 MB BUFFERED SRAM; 2 GB DDR3 1066 DIMM; AC 110/230V INDUSTRIAL POWER SUPPLY WITH NAMUR; POWER CABLE EUROPA; 2 X PCI FREE; 250 GBYTE HDD SATA; DVD+/-RW; WINDOWS XP PROF. SP3 MUI (EN, GER, FR, IT, SP); WITHOUT EXTENSION (SW); | 2985 | TEM | 1 | Simatic | 7.05 | 1
6ES76476CB130AA0 | SIMATIC IPC627C (BOX PC), HD GRAFIK ONBOARD, 2X10/100/1000 MBIT/S ETHERNET RJ45; 4 X USB V2.0 (HIGH CURRENT); 1 X SERIAL (COM1); RAID-CONTROLLER ON BOARD; COMPACT FLASH DRIVE NR.1 FRONT FRONT SIDE; WATCHDOG, STP.-/FAN- MONITORING; CELERON P4505 (2C/2T, 1.86 GHZ, VT, 2MB CACHE); PROFIBUS/MPI (CP5611-A2 COMPATIBLE); 2 MB BUFFERED SRAM; 2 GB DDR3 1066 DIMM; AC 110/230V INDUSTRIAL POWER SUPPLY WITH NAMUR; POWER CABLE USA; 2 X PCI FREE; 250 GBYTE HDD SATA; WINDOWS XP PROF. SP3 MUI (EN, GER, FR, IT, SP); WITHOUT EXTENSION (SW); | 2785 | TEM | 1 | Simatic | 7.05 | 1
6ES76476CB160HB0 | SIMATIC IPC627C (BOX PC), HD GRAFIK ONBOARD, 2X10/100/1000 MBIT/S ETHERNET RJ45; 4 X USB V2.0 (HIGH CURRENT); 1 X SERIAL (COM1); RAID-CONTROLLER ON BOARD; COMPACT FLASH DRIVE NR.1 FRONT FRONT SIDE; WATCHDOG, STP.-/FAN- MONITORING; CELERON P4505 (2C/2T, 1.86 GHZ, VT, 2MB CACHE); PROFIBUS/MPI (CP5611-A2 COMPATIBLE); 2 MB BUFFERED SRAM; 2 GB DDR3 1066 DIMM; DC 24V INDUSTRAL- POWER SUPPLY; 2 X PCI FREE; RAID1 2 X 320 GB SATA (2,5"); DVD+/-RW; WINDOWS 7 ULTIMATE 32BIT SP1, MUI (EN, GER, FR, IT, SP); WITHOUT EXTENSION (SW); | 3531 | TEM | 1 | Simatic | 6.45 | 1
6ES76476CB160HX0 | SIMATIC IPC627C (BOX PC), HD GRAFIK ONBOARD, 2X10/100/1000 MBIT/S ETHERNET RJ45; 4 X USB V2.0 (HIGH CURRENT); 1 X SERIAL (COM1); RAID-CONTROLLER ON BOARD; COMPACT FLASH DRIVE NR.1 FRONT FRONT SIDE; WATCHDOG, STP.-/FAN- MONITORING; CELERON P4505 (2C/2T, 1.86 GHZ, VT, 2MB CACHE); PROFIBUS/MPI (CP5611-A2 COMPATIBLE); 2 MB BUFFERED SRAM; 2 GB DDR3 1066 DIMM; DC 24V INDUSTRAL- POWER SUPPLY; 2 X PCI FREE; RAID1 2 X 320 GB SATA (2,5"); DVD+/-RW; WITHOUT OPERATION SYSTEM; WITHOUT EXTENSION (SW); | 3195 | TEM | 1 | Simatic | 6.45 | 1
6ES76476CC030AB0 | SIMATIC IPC627C (BOX PC), HD GRAFIK ONBOARD, 2X10/100/1000 MBIT/S ETHERNET RJ45; 4 X USB V2.0 (HIGH CURRENT); 1 X SERIAL (COM1); RAID-CONTROLLER ON BOARD; COMPACT FLASH DRIVE NR.1 FRONT FRONT SIDE; WATCHDOG, STP.-/FAN- MONITORING; CELERON P4505 (2C/2T, 1.86 GHZ, VT, 2MB CACHE); (3XRJ45,CP1616 COMPATIBLE); PROFINET; 2 MB BUFFERED SRAM; 1 GB DDR3 1066 DIMM; AC 110/230V INDUSTRIAL POWER SUPPLY WITH NAMUR; POWER CABLE USA; 2 X PCI FREE; 250 GBYTE HDD SATA; WINDOWS 7 ULTIMATE 32BIT SP1, MUI (EN, GER, FR, IT, SP); WITHOUT EXTENSION (SW); | 3111 | TEM | 1 | Simatic | 7.05 | 1
6ES76476CC030AX0 | SIMATIC IPC627C (BOX PC), HD GRAFIK ONBOARD, 2X10/100/1000 MBIT/S ETHERNET RJ45; 4 X USB V2.0 (HIGH CURRENT); 1 X SERIAL (COM1); RAID-CONTROLLER ON BOARD; COMPACT FLASH DRIVE NR.1 FRONT FRONT SIDE; WATCHDOG, STP.-/FAN- MONITORING; CELERON P4505 (2C/2T, 1.86 GHZ, VT, 2MB CACHE); (3XRJ45,CP1616 COMPATIBLE); PROFINET; 2 MB BUFFERED SRAM; 1 GB DDR3 1066 DIMM; AC 110/230V INDUSTRIAL POWER SUPPLY WITH NAMUR; POWER CABLE USA; 2 X PCI FREE; 250 GBYTE HDD SATA; WITHOUT OPERATION SYSTEM; WITHOUT EXTENSION (SW); | 2775 | TEM | 1 | Simatic | 7.05 | 1
6ES76476CC030BA0 | SIMATIC IPC627C (BOX PC), HD GRAFIK ONBOARD, 2X10/100/1000 MBIT/S ETHERNET RJ45; 4 X USB V2.0 (HIGH CURRENT); 1 X SERIAL (COM1); RAID-CONTROLLER ON BOARD; COMPACT FLASH DRIVE NR.1 FRONT FRONT SIDE; WATCHDOG, STP.-/FAN- MONITORING; CELERON P4505 (2C/2T, 1.86 GHZ, VT, 2MB CACHE); (3XRJ45,CP1616 COMPATIBLE); PROFINET; 2 MB BUFFERED SRAM; 1 GB DDR3 1066 DIMM; AC 110/230V INDUSTRIAL POWER SUPPLY WITH NAMUR; POWER CABLE USA; 2 X PCI FREE; 250 GBYTE HDD SATA; DVD+/-RW; WINDOWS XP PROF. SP3 MUI (EN, GER, FR, IT, SP); WITHOUT EXTENSION (SW); | 3279 | TEM | 1 | Simatic | 7.05 | 1
6ES76476CC130BB0 | SIMATIC IPC627C (BOX PC), HD GRAFIK ONBOARD, 2X10/100/1000 MBIT/S ETHERNET RJ45; 4 X USB V2.0 (HIGH CURRENT); 1 X SERIAL (COM1); RAID-CONTROLLER ON BOARD; COMPACT FLASH DRIVE NR.1 FRONT FRONT SIDE; WATCHDOG, STP.-/FAN- MONITORING; CELERON P4505 (2C/2T, 1.86 GHZ, VT, 2MB CACHE); (3XRJ45,CP1616 COMPATIBLE); PROFINET; 2 MB BUFFERED SRAM; 2 GB DDR3 1066 DIMM; AC 110/230V INDUSTRIAL POWER SUPPLY WITH NAMUR; POWER CABLE USA; 2 X PCI FREE; 250 GBYTE HDD SATA; DVD+/-RW; WINDOWS 7 ULTIMATE 32BIT SP1, MUI (EN, GER, FR, IT, SP); WITHOUT EXTENSION (SW); | 3415 | TEM | 1 | Simatic | 7.05 | 1
6ES76476CD001BB0 | SIMATIC IPC627C (BOX PC), HD GRAFIK ONBOARD, 2X10/100/1000 MBIT/S ETHERNET RJ45; 4 X USB V2.0 (HIGH CURRENT); 1 X SERIAL (COM1); RAID-CONTROLLER ON BOARD; COMPACT FLASH DRIVE NR.1 FRONT FRONT SIDE; WATCHDOG, STP.-/FAN- MONITORING; CORE I3-330E (2C/4T, 2.13GHZ, HT, VT, 3MB CACHE); 1 GB DDR3 1066 DIMM; AC 110/230V INDUSTRIAL POWER SUPPLY WITH NAMUR; POWER CABLE EUROPA; 1 X PCI, 1 X PCIE (X16) FREE; 250 GBYTE HDD SATA; DVD+/-RW; WINDOWS 7 ULTIMATE 32BIT SP1, MUI (EN, GER, FR, IT, SP); WITHOUT EXTENSION (SW); | 3016 | TEM | 1 | Simatic | 7.15 | 1
6ES76476CD030AA0 | SIMATIC IPC627C (BOX PC), HD GRAFIK ONBOARD, 2X10/100/1000 MBIT/S ETHERNET RJ45; 4 X USB V2.0 (HIGH CURRENT); 1 X SERIAL (COM1); RAID-CONTROLLER ON BOARD; COMPACT FLASH DRIVE NR.1 FRONT FRONT SIDE; WATCHDOG, STP.-/FAN- MONITORING; CORE I3-330E (2C/4T, 2.13GHZ, HT, VT, 3MB CACHE); 1 GB DDR3 1066 DIMM; AC 110/230V INDUSTRIAL POWER SUPPLY WITH NAMUR; POWER CABLE USA; 2 X PCI FREE; 250 GBYTE HDD SATA; WINDOWS XP PROF. SP3 MUI (EN, GER, FR, IT, SP); WITHOUT EXTENSION (SW); | 2754 | TEM | 1 | Simatic | 7.05 | 1
6ES76476CD060AA0 | SIMATIC IPC627C (BOX PC), HD GRAFIK ONBOARD, 2X10/100/1000 MBIT/S ETHERNET RJ45; 4 X USB V2.0 (HIGH CURRENT); 1 X SERIAL (COM1); RAID-CONTROLLER ON BOARD; COMPACT FLASH DRIVE NR.1 FRONT FRONT SIDE; WATCHDOG, STP.-/FAN- MONITORING; CORE I3-330E (2C/4T, 2.13GHZ, HT, VT, 3MB CACHE); 1 GB DDR3 1066 DIMM; DC 24V INDUSTRAL- POWER SUPPLY; 2 X PCI FREE; 250 GBYTE HDD SATA; WINDOWS XP PROF. SP3 MUI (EN, GER, FR, IT, SP); WITHOUT EXTENSION (SW); | 2754 | TEM | 1 | Simatic | 6.45 | 1
6ES76476CD060BA0 | SIMATIC IPC627C (BOX PC), HD GRAFIK ONBOARD, 2X10/100/1000 MBIT/S ETHERNET RJ45; 4 X USB V2.0 (HIGH CURRENT); 1 X SERIAL (COM1); RAID-CONTROLLER ON BOARD; COMPACT FLASH DRIVE NR.1 FRONT FRONT SIDE; WATCHDOG, STP.-/FAN- MONITORING; CORE I3-330E (2C/4T, 2.13GHZ, HT, VT, 3MB CACHE); 1 GB DDR3 1066 DIMM; DC 24V INDUSTRAL- POWER SUPPLY; 2 X PCI FREE; 250 GBYTE HDD SATA; DVD+/-RW; WINDOWS XP PROF. SP3 MUI (EN, GER, FR, IT, SP); WITHOUT EXTENSION (SW); | 2953 | TEM | 1 | Simatic | 6.45 | 1
6ES76476CD100AX0 | SIMATIC IPC627C (BOX PC), HD GRAFIK ONBOARD, 2X10/100/1000 MBIT/S ETHERNET RJ45; 4 X USB V2.0 (HIGH CURRENT); 1 X SERIAL (COM1); RAID-CONTROLLER ON BOARD; COMPACT FLASH DRIVE NR.1 FRONT FRONT SIDE; WATCHDOG, STP.-/FAN- MONITORING; CORE I3-330E (2C/4T, 2.13GHZ, HT, VT, 3MB CACHE); 2 GB DDR3 1066 DIMM; AC 110/230V INDUSTRIAL POWER SUPPLY WITH NAMUR; POWER CABLE EUROPA; 2 X PCI FREE; 250 GBYTE HDD SATA; WITHOUT OPERATION SYSTEM; WITHOUT EXTENSION (SW); | 2554 | TEM | 1 | Simatic | 7.05 | 1
6ES76476CD130AA0 | SIMATIC IPC627C (BOX PC), HD GRAFIK ONBOARD, 2X10/100/1000 MBIT/S ETHERNET RJ45; 4 X USB V2.0 (HIGH CURRENT); 1 X SERIAL (COM1); RAID-CONTROLLER ON BOARD; COMPACT FLASH DRIVE NR.1 FRONT FRONT SIDE; WATCHDOG, STP.-/FAN- MONITORING; CORE I3-330E (2C/4T, 2.13GHZ, HT, VT, 3MB CACHE); 2 GB DDR3 1066 DIMM; AC 110/230V INDUSTRIAL POWER SUPPLY WITH NAMUR; POWER CABLE USA; 2 X PCI FREE; 250 GBYTE HDD SATA; WINDOWS XP PROF. SP3 MUI (EN, GER, FR, IT, SP); WITHOUT EXTENSION (SW); | 2859 | TEM | 1 | Simatic | 7.05 | 1
6ES76476CD130AX0 | SIMATIC IPC627C (BOX PC), HD GRAFIK ONBOARD, 2X10/100/1000 MBIT/S ETHERNET RJ45; 4 X USB V2.0 (HIGH CURRENT); 1 X SERIAL (COM1); RAID-CONTROLLER ON BOARD; COMPACT FLASH DRIVE NR.1 FRONT FRONT SIDE; WATCHDOG, STP.-/FAN- MONITORING; CORE I3-330E (2C/4T, 2.13GHZ, HT, VT, 3MB CACHE); 2 GB DDR3 1066 DIMM; AC 110/230V INDUSTRIAL POWER SUPPLY WITH NAMUR; POWER CABLE USA; 2 X PCI FREE; 250 GBYTE HDD SATA; WITHOUT OPERATION SYSTEM; WITHOUT EXTENSION (SW); | 2554 | TEM | 1 | Simatic | 7.05 | 1
6ES76476CD130VF0 | SIMATIC IPC627C (BOX PC), HD GRAFIK ONBOARD, 2X10/100/1000 MBIT/S ETHERNET RJ45; 4 X USB V2.0 (HIGH CURRENT); 1 X SERIAL (COM1); RAID-CONTROLLER ON BOARD; COMPACT FLASH DRIVE NR.1 FRONT FRONT SIDE; WATCHDOG, STP.-/FAN- MONITORING; CORE I3-330E (2C/4T, 2.13GHZ, HT, VT, 3MB CACHE); 2 GB DDR3 1066 DIMM; AC 110/230V INDUSTRIAL POWER SUPPLY WITH NAMUR; POWER CABLE USA; 2 X PCI FREE; COMPACT FLASH DRIVE N0.2 MOUNTED; WINDOWS EMBEDDED STANDARD 2009 ENGLISH ON 8 GB COMPACT FLASH; WITHOUT EXTENSION (SW); | 2890 | TEM | 1 | Simatic | 6.8 | 1
6ES76476CD130XX0 | SIMATIC IPC627C (BOX PC), HD GRAFIK ONBOARD, 2X10/100/1000 MBIT/S ETHERNET RJ45; 4 X USB V2.0 (HIGH CURRENT); 1 X SERIAL (COM1); RAID-CONTROLLER ON BOARD; COMPACT FLASH DRIVE NR.1 FRONT FRONT SIDE; WATCHDOG, STP.-/FAN- MONITORING; CORE I3-330E (2C/4T, 2.13GHZ, HT, VT, 3MB CACHE); 2 GB DDR3 1066 DIMM; AC 110/230V INDUSTRIAL POWER SUPPLY WITH NAMUR; POWER CABLE USA; 2 X PCI FREE; WITHOUT DRIVES; WITHOUT OPERATION SYSTEM; WITHOUT EXTENSION (SW); | 2449 | TEM | 1 | Simatic | 6.8 | 1
6ES76476CD131AX0 | SIMATIC IPC627C (BOX PC), HD GRAFIK ONBOARD, 2X10/100/1000 MBIT/S ETHERNET RJ45; 4 X USB V2.0 (HIGH CURRENT); 1 X SERIAL (COM1); RAID-CONTROLLER ON BOARD; COMPACT FLASH DRIVE NR.1 FRONT FRONT SIDE; WATCHDOG, STP.-/FAN- MONITORING; CORE I3-330E (2C/4T, 2.13GHZ, HT, VT, 3MB CACHE); 2 GB DDR3 1066 DIMM; AC 110/230V INDUSTRIAL POWER SUPPLY WITH NAMUR; POWER CABLE USA; 1 X PCI, 1 X PCIE (X16) FREE; 250 GBYTE HDD SATA; WITHOUT OPERATION SYSTEM; WITHOUT EXTENSION (SW); | 2586 | TEM | 1 | Simatic | 7.15 | 1
6ES76476CD131XX0 | SIMATIC IPC627C (BOX PC), HD GRAFIK ONBOARD, 2X10/100/1000 MBIT/S ETHERNET RJ45; 4 X USB V2.0 (HIGH CURRENT); 1 X SERIAL (COM1); RAID-CONTROLLER ON BOARD; COMPACT FLASH DRIVE NR.1 FRONT FRONT SIDE; WATCHDOG, STP.-/FAN- MONITORING; CORE I3-330E (2C/4T, 2.13GHZ, HT, VT, 3MB CACHE); 2 GB DDR3 1066 DIMM; AC 110/230V INDUSTRIAL POWER SUPPLY WITH NAMUR; POWER CABLE USA; 1 X PCI, 1 X PCIE (X16) FREE; WITHOUT DRIVES; WITHOUT OPERATION SYSTEM; WITHOUT EXTENSION (SW); | 2481 | TEM | 1 | Simatic | 6.9 | 1
6ES76476CD160BA0 | SIMATIC IPC627C (BOX PC), HD GRAFIK ONBOARD, 2X10/100/1000 MBIT/S ETHERNET RJ45; 4 X USB V2.0 (HIGH CURRENT); 1 X SERIAL (COM1); RAID-CONTROLLER ON BOARD; COMPACT FLASH DRIVE NR.1 FRONT FRONT SIDE; WATCHDOG, STP.-/FAN- MONITORING; CORE I3-330E (2C/4T, 2.13GHZ, HT, VT, 3MB CACHE); 2 GB DDR3 1066 DIMM; DC 24V INDUSTRAL- POWER SUPPLY; 2 X PCI FREE; 250 GBYTE HDD SATA; DVD+/-RW; WINDOWS XP PROF. SP3 MUI (EN, GER, FR, IT, SP); WITHOUT EXTENSION (SW); | 3058 | TEM | 1 | Simatic | 6.45 | 1
6ES76476CD160BA2 | SIMATIC IPC627C (BOX PC), HD GRAFIK ONBOARD, 2X10/100/1000 MBIT/S ETHERNET RJ45; 4 X USB V2.0 (HIGH CURRENT); 1 X SERIAL (COM1); RAID-CONTROLLER ON BOARD; COMPACT FLASH DRIVE NR.1 FRONT FRONT SIDE; WATCHDOG, STP.-/FAN- MONITORING; CORE I3-330E (2C/4T, 2.13GHZ, HT, VT, 3MB CACHE); 2 GB DDR3 1066 DIMM; DC 24V INDUSTRAL- POWER SUPPLY; 2 X PCI FREE; 250 GBYTE HDD SATA; DVD+/-RW; WINDOWS XP PROF. SP3 MUI (EN, GER, FR, IT, SP); SIMATIC IPC IMAGE&PARTITION CREATOR V3.4 INCLUDED; | 3153 | TEM | 1 | Simatic | 6.45 | 1
6ES76476CD160VF0 | SIMATIC IPC627C (BOX PC), HD GRAFIK ONBOARD, 2X10/100/1000 MBIT/S ETHERNET RJ45; 4 X USB V2.0 (HIGH CURRENT); 1 X SERIAL (COM1); RAID-CONTROLLER ON BOARD; COMPACT FLASH DRIVE NR.1 FRONT FRONT SIDE; WATCHDOG, STP.-/FAN- MONITORING; CORE I3-330E (2C/4T, 2.13GHZ, HT, VT, 3MB CACHE); 2 GB DDR3 1066 DIMM; DC 24V INDUSTRAL- POWER SUPPLY; 2 X PCI FREE; COMPACT FLASH DRIVE N0.2 MOUNTED; WINDOWS EMBEDDED STANDARD 2009 ENGLISH ON 8 GB COMPACT FLASH; WITHOUT EXTENSION (SW); | 2890 | TEM | 1 | Simatic | 6.2 | 1
6ES76476CD160XF0 | SIMATIC IPC627C (BOX PC), HD GRAFIK ONBOARD, 2X10/100/1000 MBIT/S ETHERNET RJ45; 4 X USB V2.0 (HIGH CURRENT); 1 X SERIAL (COM1); RAID-CONTROLLER ON BOARD; COMPACT FLASH DRIVE NR.1 FRONT FRONT SIDE; WATCHDOG, STP.-/FAN- MONITORING; CORE I3-330E (2C/4T, 2.13GHZ, HT, VT, 3MB CACHE); 2 GB DDR3 1066 DIMM; DC 24V INDUSTRAL- POWER SUPPLY; 2 X PCI FREE; WITHOUT DRIVES; WINDOWS EMBEDDED STANDARD 2009 ENGLISH ON 8 GB COMPACT FLASH; WITHOUT EXTENSION (SW); | 2859 | TEM | 1 | Simatic | 6.2 | 1
6ES76476CD161BX0 | SIMATIC IPC627C (BOX PC), HD GRAFIK ONBOARD, 2X10/100/1000 MBIT/S ETHERNET RJ45; 4 X USB V2.0 (HIGH CURRENT); 1 X SERIAL (COM1); RAID-CONTROLLER ON BOARD; COMPACT FLASH DRIVE NR.1 FRONT FRONT SIDE; WATCHDOG, STP.-/FAN- MONITORING; CORE I3-330E (2C/4T, 2.13GHZ, HT, VT, 3MB CACHE); 2 GB DDR3 1066 DIMM; DC 24V INDUSTRAL- POWER SUPPLY; 1 X PCI, 1 X PCIE (X16) FREE; 250 GBYTE HDD SATA; DVD+/-RW; WITHOUT OPERATION SYSTEM; WITHOUT EXTENSION (SW); | 2785 | TEM | 1 | Simatic | 6.55 | 1
6ES76476CD230AA1 | SIMATIC IPC627C (BOX PC), HD GRAFIK ONBOARD, 2X10/100/1000 MBIT/S ETHERNET RJ45; 4 X USB V2.0 (HIGH CURRENT); 1 X SERIAL (COM1); RAID-CONTROLLER ON BOARD; COMPACT FLASH DRIVE NR.1 FRONT FRONT SIDE; WATCHDOG, STP.-/FAN- MONITORING; CORE I3-330E (2C/4T, 2.13GHZ, HT, VT, 3MB CACHE); 3 GB DDR3 1066 DIMM; AC 110/230V INDUSTRIAL POWER SUPPLY WITH NAMUR; POWER CABLE USA; 2 X PCI FREE; 250 GBYTE HDD SATA; WINDOWS XP PROF. SP3 MUI (EN, GER, FR, IT, SP); SIMATIC IPC DIAGMONITOR V4.5 INCLUDED; | 3142 | TEM | 1 | Simatic | 7.05 | 1
6ES76476CD261HA0 | SIMATIC IPC627C (BOX PC), HD GRAFIK ONBOARD, 2X10/100/1000 MBIT/S ETHERNET RJ45; 4 X USB V2.0 (HIGH CURRENT); 1 X SERIAL (COM1); RAID-CONTROLLER ON BOARD; COMPACT FLASH DRIVE NR.1 FRONT FRONT SIDE; WATCHDOG, STP.-/FAN- MONITORING; CORE I3-330E (2C/4T, 2.13GHZ, HT, VT, 3MB CACHE); 3 GB DDR3 1066 DIMM; DC 24V INDUSTRAL- POWER SUPPLY; 1 X PCI, 1 X PCIE (X16) FREE; RAID1 2 X 320 GB SATA (2,5"); DVD+/-RW; WINDOWS XP PROF. SP3 MUI (EN, GER, FR, IT, SP); WITHOUT EXTENSION (SW); | 3762 | TEM | 1 | Simatic | 6.55 | 1
6ES76476CD330AA0 | SIMATIC IPC627C (BOX PC), HD GRAFIK ONBOARD, 2X10/100/1000 MBIT/S ETHERNET RJ45; 4 X USB V2.0 (HIGH CURRENT); 1 X SERIAL (COM1); RAID-CONTROLLER ON BOARD; COMPACT FLASH DRIVE NR.1 FRONT FRONT SIDE; WATCHDOG, STP.-/FAN- MONITORING; CORE I3-330E (2C/4T, 2.13GHZ, HT, VT, 3MB CACHE); 4 GB DDR3 1066 DIMM; AC 110/230V INDUSTRIAL POWER SUPPLY WITH NAMUR; POWER CABLE USA; 2 X PCI FREE; 250 GBYTE HDD SATA; WINDOWS XP PROF. SP3 MUI (EN, GER, FR, IT, SP); WITHOUT EXTENSION (SW); | 3121 | TEM | 1 | Simatic | 7.05 | 1
6ES76476CD330AA2 | SIMATIC IPC627C (BOX PC), HD GRAFIK ONBOARD, 2X10/100/1000 MBIT/S ETHERNET RJ45; 4 X USB V2.0 (HIGH CURRENT); 1 X SERIAL (COM1); RAID-CONTROLLER ON BOARD; COMPACT FLASH DRIVE NR.1 FRONT FRONT SIDE; WATCHDOG, STP.-/FAN- MONITORING; CORE I3-330E (2C/4T, 2.13GHZ, HT, VT, 3MB CACHE); 4 GB DDR3 1066 DIMM; AC 110/230V INDUSTRIAL POWER SUPPLY WITH NAMUR; POWER CABLE USA; 2 X PCI FREE; 250 GBYTE HDD SATA; WINDOWS XP PROF. SP3 MUI (EN, GER, FR, IT, SP); SIMATIC IPC IMAGE&PARTITION CREATOR V3.4 INCLUDED; | 3216 | TEM | 1 | Simatic | 7.05 | 1
6ES76476CD330AC0 | SIMATIC IPC627C (BOX PC), HD GRAFIK ONBOARD, 2X10/100/1000 MBIT/S ETHERNET RJ45; 4 X USB V2.0 (HIGH CURRENT); 1 X SERIAL (COM1); RAID-CONTROLLER ON BOARD; COMPACT FLASH DRIVE NR.1 FRONT FRONT SIDE; WATCHDOG, STP.-/FAN- MONITORING; CORE I3-330E (2C/4T, 2.13GHZ, HT, VT, 3MB CACHE); 4 GB DDR3 1066 DIMM; AC 110/230V INDUSTRIAL POWER SUPPLY WITH NAMUR; POWER CABLE USA; 2 X PCI FREE; 250 GBYTE HDD SATA; WINDOWS 7 ULTIMATE 64BIT SP1, MUI (EN, GER, FR, IT, SP); WITHOUT EXTENSION (SW); | 3153 | TEM | 1 | Simatic | 7.05 | 1
6ES76476CD330DA0 | SIMATIC IPC627C (BOX PC), HD GRAFIK ONBOARD, 2X10/100/1000 MBIT/S ETHERNET RJ45; 4 X USB V2.0 (HIGH CURRENT); 1 X SERIAL (COM1); RAID-CONTROLLER ON BOARD; COMPACT FLASH DRIVE NR.1 FRONT FRONT SIDE; WATCHDOG, STP.-/FAN- MONITORING; CORE I3-330E (2C/4T, 2.13GHZ, HT, VT, 3MB CACHE); 4 GB DDR3 1066 DIMM; AC 110/230V INDUSTRIAL POWER SUPPLY WITH NAMUR; POWER CABLE USA; 2 X PCI FREE; 500 GBYTE HDD SATA; DVD+/-RW; WINDOWS XP PROF. SP3 MUI (EN, GER, FR, IT, SP); WITHOUT EXTENSION (SW); | 3436 | TEM | 1 | Simatic | 7.05 | 1
6ES76476CD331BX0 | SIMATIC IPC627C (BOX PC), HD GRAFIK ONBOARD, 2X10/100/1000 MBIT/S ETHERNET RJ45; 4 X USB V2.0 (HIGH CURRENT); 1 X SERIAL (COM1); RAID-CONTROLLER ON BOARD; COMPACT FLASH DRIVE NR.1 FRONT FRONT SIDE; WATCHDOG, STP.-/FAN- MONITORING; CORE I3-330E (2C/4T, 2.13GHZ, HT, VT, 3MB CACHE); 4 GB DDR3 1066 DIMM; AC 110/230V INDUSTRIAL POWER SUPPLY WITH NAMUR; POWER CABLE USA; 1 X PCI, 1 X PCIE (X16) FREE; 250 GBYTE HDD SATA; DVD+/-RW; WITHOUT OPERATION SYSTEM; WITHOUT EXTENSION (SW); | 3048 | TEM | 1 | Simatic | 7.15 | 1
6ES76476CD331HX0 | SIMATIC IPC627C (BOX PC), HD GRAFIK ONBOARD, 2X10/100/1000 MBIT/S ETHERNET RJ45; 4 X USB V2.0 (HIGH CURRENT); 1 X SERIAL (COM1); RAID-CONTROLLER ON BOARD; COMPACT FLASH DRIVE NR.1 FRONT FRONT SIDE; WATCHDOG, STP.-/FAN- MONITORING; CORE I3-330E (2C/4T, 2.13GHZ, HT, VT, 3MB CACHE); 4 GB DDR3 1066 DIMM; AC 110/230V INDUSTRIAL POWER SUPPLY WITH NAMUR; POWER CABLE USA; 1 X PCI, 1 X PCIE (X16) FREE; RAID1 2 X 320 GB SATA (2,5"); DVD+/-RW; WITHOUT OPERATION SYSTEM; WITHOUT EXTENSION (SW); | 3562 | TEM | 1 | Simatic | 7.15 | 1
6ES76476CD360AX0 | SIMATIC IPC627C (BOX PC), HD GRAFIK ONBOARD, 2X10/100/1000 MBIT/S ETHERNET RJ45; 4 X USB V2.0 (HIGH CURRENT); 1 X SERIAL (COM1); RAID-CONTROLLER ON BOARD; COMPACT FLASH DRIVE NR.1 FRONT FRONT SIDE; WATCHDOG, STP.-/FAN- MONITORING; CORE I3-330E (2C/4T, 2.13GHZ, HT, VT, 3MB CACHE); 4 GB DDR3 1066 DIMM; DC 24V INDUSTRAL- POWER SUPPLY; 2 X PCI FREE; 250 GBYTE HDD SATA; WITHOUT OPERATION SYSTEM; WITHOUT EXTENSION (SW); | 2817 | TEM | 1 | Simatic | 6.45 | 1
6ES76476CD360BA0 | SIMATIC IPC627C (BOX PC), HD GRAFIK ONBOARD, 2X10/100/1000 MBIT/S ETHERNET RJ45; 4 X USB V2.0 (HIGH CURRENT); 1 X SERIAL (COM1); RAID-CONTROLLER ON BOARD; COMPACT FLASH DRIVE NR.1 FRONT FRONT SIDE; WATCHDOG, STP.-/FAN- MONITORING; CORE I3-330E (2C/4T, 2.13GHZ, HT, VT, 3MB CACHE); 4 GB DDR3 1066 DIMM; DC 24V INDUSTRAL- POWER SUPPLY; 2 X PCI FREE; 250 GBYTE HDD SATA; DVD+/-RW; WINDOWS XP PROF. SP3 MUI (EN, GER, FR, IT, SP); WITHOUT EXTENSION (SW); | 3321 | TEM | 1 | Simatic | 6.45 | 1
6ES76476CD530VF0 | SIMATIC IPC627C (BOX PC), HD GRAFIK ONBOARD, 2X10/100/1000 MBIT/S ETHERNET RJ45; 4 X USB V2.0 (HIGH CURRENT); 1 X SERIAL (COM1); RAID-CONTROLLER ON BOARD; COMPACT FLASH DRIVE NR.1 FRONT FRONT SIDE; WATCHDOG, STP.-/FAN- MONITORING; CORE I3-330E (2C/4T, 2.13GHZ, HT, VT, 3MB CACHE); 2 GB DDR3 1066 DIMM; ECC; AC 110/230V INDUSTRIAL POWER SUPPLY WITH NAMUR; POWER CABLE USA; 2 X PCI FREE; COMPACT FLASH DRIVE N0.2 MOUNTED; WINDOWS EMBEDDED STANDARD 2009 ENGLISH ON 8 GB COMPACT FLASH; WITHOUT EXTENSION (SW); | 2943 | TEM | 1 | Simatic | 6.7 | 1
6ES76476CD531HA0 | SIMATIC IPC627C (BOX PC), HD GRAFIK ONBOARD, 2X10/100/1000 MBIT/S ETHERNET RJ45; 4 X USB V2.0 (HIGH CURRENT); 1 X SERIAL (COM1); RAID-CONTROLLER ON BOARD; COMPACT FLASH DRIVE NR.1 FRONT FRONT SIDE; WATCHDOG, STP.-/FAN- MONITORING; CORE I3-330E (2C/4T, 2.13GHZ, HT, VT, 3MB CACHE); 2 GB DDR3 1066 DIMM; ECC; AC 110/230V INDUSTRIAL POWER SUPPLY WITH NAMUR; POWER CABLE USA; 1 X PCI, 1 X PCIE (X16) FREE; RAID1 2 X 320 GB SATA (2,5"); DVD+/-RW; WINDOWS XP PROF. SP3 MUI (EN, GER, FR, IT, SP); WITHOUT EXTENSION (SW); | 3657 | TEM | 1 | Simatic | 7.05 | 1
6ES76476CD660XX0 | SIMATIC IPC627C (BOX PC), HD GRAFIK ONBOARD, 2X10/100/1000 MBIT/S ETHERNET RJ45; 4 X USB V2.0 (HIGH CURRENT); 1 X SERIAL (COM1); RAID-CONTROLLER ON BOARD; COMPACT FLASH DRIVE NR.1 FRONT FRONT SIDE; WATCHDOG, STP.-/FAN- MONITORING; CORE I3-330E (2C/4T, 2.13GHZ, HT, VT, 3MB CACHE); 4 GB DDR3 1066 DIMM; ECC; DC 24V INDUSTRAL- POWER SUPPLY; 2 X PCI FREE; WITHOUT DRIVES; WITHOUT OPERATION SYSTEM; WITHOUT EXTENSION (SW); | 2817 | TEM | 1 | Simatic | 6.1 | 1
6ES76476CE030HA0 | SIMATIC IPC627C (BOX PC), HD GRAFIK ONBOARD, 2X10/100/1000 MBIT/S ETHERNET RJ45; 4 X USB V2.0 (HIGH CURRENT); 1 X SERIAL (COM1); RAID-CONTROLLER ON BOARD; COMPACT FLASH DRIVE NR.1 FRONT FRONT SIDE; WATCHDOG, STP.-/FAN- MONITORING; CORE I3-330E (2C/4T, 2.13GHZ, HT, VT, 3MB CACHE); PROFIBUS/MPI (CP5611-A2 COMPATIBLE); 2 MB BUFFERED RAM; 1 GB DDR3 1066 DIMM; AC 110/230V INDUSTRIAL POWER SUPPLY WITH NAMUR; POWER CABLE USA; 2 X PCI FREE; RAID1 2 X 320 GB SATA (2,5"); DVD+/-RW; WINDOWS XP PROF. SP3 MUI (EN, GER, FR, IT, SP); WITHOUT EXTENSION (SW); | 3678 | TEM | 1 | Simatic | 7.05 | 1
6ES76476CE100BA0 | SIMATIC IPC627C (BOX PC), HD GRAFIK ONBOARD, 2X10/100/1000 MBIT/S ETHERNET RJ45; 4 X USB V2.0 (HIGH CURRENT); 1 X SERIAL (COM1); RAID-CONTROLLER ON BOARD; COMPACT FLASH DRIVE NR.1 FRONT FRONT SIDE; WATCHDOG, STP.-/FAN- MONITORING; CORE I3-330E (2C/4T, 2.13GHZ, HT, VT, 3MB CACHE); PROFIBUS/MPI (CP5611-A2 COMPATIBLE); 2 MB BUFFERED RAM; 2 GB DDR3 1066 DIMM; AC 110/230V INDUSTRIAL POWER SUPPLY WITH NAMUR; POWER CABLE EUROPA; 2 X PCI FREE; 250 GBYTE HDD SATA; DVD+/-RW; WINDOWS XP PROF. SP3 MUI (EN, GER, FR, IT, SP); WITHOUT EXTENSION (SW); | 3268 | TEM | 1 | Simatic | 7.05 | 1
6ES76476CE101BA0 | SIMATIC IPC627C (BOX PC), HD GRAFIK ONBOARD, 2X10/100/1000 MBIT/S ETHERNET RJ45; 4 X USB V2.0 (HIGH CURRENT); 1 X SERIAL (COM1); RAID-CONTROLLER ON BOARD; COMPACT FLASH DRIVE NR.1 FRONT FRONT SIDE; WATCHDOG, STP.-/FAN- MONITORING; CORE I3-330E (2C/4T, 2.13GHZ, HT, VT, 3MB CACHE); PROFIBUS/MPI (CP5611-A2 COMPATIBLE); 2 MB BUFFERED RAM; 2 GB DDR3 1066 DIMM; AC 110/230V INDUSTRIAL POWER SUPPLY WITH NAMUR; POWER CABLE EUROPA; 1 X PCI, 1 X PCIE (X16) FREE; 250 GBYTE HDD SATA; DVD+/-RW; WINDOWS XP PROF. SP3 MUI (EN, GER, FR, IT, SP); WITHOUT EXTENSION (SW); | 3300 | TEM | 1 | Simatic | 7.15 | 1
6ES76476CE101HA0 | SIMATIC IPC627C (BOX PC), HD GRAFIK ONBOARD, 2X10/100/1000 MBIT/S ETHERNET RJ45; 4 X USB V2.0 (HIGH CURRENT); 1 X SERIAL (COM1); RAID-CONTROLLER ON BOARD; COMPACT FLASH DRIVE NR.1 FRONT FRONT SIDE; WATCHDOG, STP.-/FAN- MONITORING; CORE I3-330E (2C/4T, 2.13GHZ, HT, VT, 3MB CACHE); PROFIBUS/MPI (CP5611-A2 COMPATIBLE); 2 MB BUFFERED RAM; 2 GB DDR3 1066 DIMM; AC 110/230V INDUSTRIAL POWER SUPPLY WITH NAMUR; POWER CABLE EUROPA; 1 X PCI, 1 X PCIE (X16) FREE; RAID1 2 X 320 GB SATA (2,5"); DVD+/-RW; WINDOWS XP PROF. SP3 MUI (EN, GER, FR, IT, SP); WITHOUT EXTENSION (SW); | 3814 | TEM | 1 | Simatic | 7.15 | 1
6ES76476CE101HB0 | SIMATIC IPC627C (BOX PC), HD GRAFIK ONBOARD, 2X10/100/1000 MBIT/S ETHERNET RJ45; 4 X USB V2.0 (HIGH CURRENT); 1 X SERIAL (COM1); RAID-CONTROLLER ON BOARD; COMPACT FLASH DRIVE NR.1 FRONT FRONT SIDE; WATCHDOG, STP.-/FAN- MONITORING; CORE I3-330E (2C/4T, 2.13GHZ, HT, VT, 3MB CACHE); PROFIBUS/MPI (CP5611-A2 COMPATIBLE); 2 MB BUFFERED RAM; 2 GB DDR3 1066 DIMM; AC 110/230V INDUSTRIAL POWER SUPPLY WITH NAMUR; POWER CABLE EUROPA; 1 X PCI, 1 X PCIE (X16) FREE; RAID1 2 X 320 GB SATA (2,5"); DVD+/-RW; WINDOWS 7 ULTIMATE 32BIT SP1, MUI (EN, GER, FR, IT, SP); WITHOUT EXTENSION (SW); | 3846 | TEM | 1 | Simatic | 7.15 | 1
6ES76476CE130AA0 | SIMATIC IPC627C (BOX PC), HD GRAFIK ONBOARD, 2X10/100/1000 MBIT/S ETHERNET RJ45; 4 X USB V2.0 (HIGH CURRENT); 1 X SERIAL (COM1); RAID-CONTROLLER ON BOARD; COMPACT FLASH DRIVE NR.1 FRONT FRONT SIDE; WATCHDOG, STP.-/FAN- MONITORING; CORE I3-330E (2C/4T, 2.13GHZ, HT, VT, 3MB CACHE); PROFIBUS/MPI (CP5611-A2 COMPATIBLE); 2 MB BUFFERED RAM; 2 GB DDR3 1066 DIMM; AC 110/230V INDUSTRIAL POWER SUPPLY WITH NAMUR; POWER CABLE USA; 2 X PCI FREE; 250 GBYTE HDD SATA; WINDOWS XP PROF. SP3 MUI (EN, GER, FR, IT, SP); WITHOUT EXTENSION (SW); | 3069 | TEM | 1 | Simatic | 7.05 | 1
6ES76476CE130BA0 | SIMATIC IPC627C (BOX PC), HD GRAFIK ONBOARD, 2X10/100/1000 MBIT/S ETHERNET RJ45; 4 X USB V2.0 (HIGH CURRENT); 1 X SERIAL (COM1); RAID-CONTROLLER ON BOARD; COMPACT FLASH DRIVE NR.1 FRONT FRONT SIDE; WATCHDOG, STP.-/FAN- MONITORING; CORE I3-330E (2C/4T, 2.13GHZ, HT, VT, 3MB CACHE); PROFIBUS/MPI (CP5611-A2 COMPATIBLE); 2 MB BUFFERED RAM; 2 GB DDR3 1066 DIMM; AC 110/230V INDUSTRIAL POWER SUPPLY WITH NAMUR; POWER CABLE USA; 2 X PCI FREE; 250 GBYTE HDD SATA; DVD+/-RW; WINDOWS XP PROF. SP3 MUI (EN, GER, FR, IT, SP); WITHOUT EXTENSION (SW); | 3268 | TEM | 1 | Simatic | 7.05 | 1
6ES76476CE130FB3 | SIMATIC IPC627C (BOX PC), HD GRAFIK ONBOARD, 2X10/100/1000 MBIT/S ETHERNET RJ45; 4 X USB V2.0 (HIGH CURRENT); 1 X SERIAL (COM1); RAID-CONTROLLER ON BOARD; COMPACT FLASH DRIVE NR.1 FRONT FRONT SIDE; WATCHDOG, STP.-/FAN- MONITORING; CORE I3-330E (2C/4T, 2.13GHZ, HT, VT, 3MB CACHE); PROFIBUS/MPI (CP5611-A2 COMPATIBLE); 2 MB BUFFERED RAM; 2 GB DDR3 1066 DIMM; AC 110/230V INDUSTRIAL POWER SUPPLY WITH NAMUR; POWER CABLE USA; 2 X PCI FREE; 2 X 320 GBYTE SATA; DVD+/-RW; WINDOWS 7 ULTIMATE 32BIT SP1, MUI (EN, GER, FR, IT, SP); SIMATIC IPC DIAGMONITOR V4.5 & IMAGE &PARTITION CREATOR V3.4 INCLUDED; | 3930 | TEM | 1 | Simatic | 7.05 | 1
6ES76476CE230BA0 | SIMATIC IPC627C (BOX PC), HD GRAFIK ONBOARD, 2X10/100/1000 MBIT/S ETHERNET RJ45; 4 X USB V2.0 (HIGH CURRENT); 1 X SERIAL (COM1); RAID-CONTROLLER ON BOARD; COMPACT FLASH DRIVE NR.1 FRONT FRONT SIDE; WATCHDOG, STP.-/FAN- MONITORING; CORE I3-330E (2C/4T, 2.13GHZ, HT, VT, 3MB CACHE); PROFIBUS/MPI (CP5611-A2 COMPATIBLE); 2 MB BUFFERED RAM; 3 GB DDR3 1066 DIMM; AC 110/230V INDUSTRIAL POWER SUPPLY WITH NAMUR; POWER CABLE USA; 2 X PCI FREE; 250 GBYTE HDD SATA; DVD+/-RW; WINDOWS XP PROF. SP3 MUI (EN, GER, FR, IT, SP); WITHOUT EXTENSION (SW); | 3426 | TEM | 1 | Simatic | 7.05 | 1
6ES76476CE260GA1 | SIMATIC IPC627C (BOX PC), HD GRAFIK ONBOARD, 2X10/100/1000 MBIT/S ETHERNET RJ45; 4 X USB V2.0 (HIGH CURRENT); 1 X SERIAL (COM1); RAID-CONTROLLER ON BOARD; COMPACT FLASH DRIVE NR.1 FRONT FRONT SIDE; WATCHDOG, STP.-/FAN- MONITORING; CORE I3-330E (2C/4T, 2.13GHZ, HT, VT, 3MB CACHE); PROFIBUS/MPI (CP5611-A2 COMPATIBLE); 2 MB BUFFERED RAM; 3 GB DDR3 1066 DIMM; DC 24V INDUSTRAL- POWER SUPPLY; 2 X PCI FREE; RAID1 2 X 320 GB SATA (2,5"); WINDOWS XP PROF. SP3 MUI (EN, GER, FR, IT, SP); SIMATIC IPC DIAGMONITOR V4.5 INCLUDED; | 3867 | TEM | 1 | Simatic | 6.45 | 1
6ES76476CE300BA0 | SIMATIC IPC627C (BOX PC), HD GRAFIK ONBOARD, 2X10/100/1000 MBIT/S ETHERNET RJ45; 4 X USB V2.0 (HIGH CURRENT); 1 X SERIAL (COM1); RAID-CONTROLLER ON BOARD; COMPACT FLASH DRIVE NR.1 FRONT FRONT SIDE; WATCHDOG, STP.-/FAN- MONITORING; CORE I3-330E (2C/4T, 2.13GHZ, HT, VT, 3MB CACHE); PROFIBUS/MPI (CP5611-A2 COMPATIBLE); 2 MB BUFFERED RAM; 4 GB DDR3 1066 DIMM; AC 110/230V INDUSTRIAL POWER SUPPLY WITH NAMUR; POWER CABLE EUROPA; 2 X PCI FREE; 250 GBYTE HDD SATA; DVD+/-RW; WINDOWS XP PROF. SP3 MUI (EN, GER, FR, IT, SP); WITHOUT EXTENSION (SW); | 3531 | TEM | 1 | Simatic | 7.05 | 1
6ES76476CE330AA0 | SIMATIC IPC627C (BOX PC), HD GRAFIK ONBOARD, 2X10/100/1000 MBIT/S ETHERNET RJ45; 4 X USB V2.0 (HIGH CURRENT); 1 X SERIAL (COM1); RAID-CONTROLLER ON BOARD; COMPACT FLASH DRIVE NR.1 FRONT FRONT SIDE; WATCHDOG, STP.-/FAN- MONITORING; CORE I3-330E (2C/4T, 2.13GHZ, HT, VT, 3MB CACHE); PROFIBUS/MPI (CP5611-A2 COMPATIBLE); 2 MB BUFFERED RAM; 4 GB DDR3 1066 DIMM; AC 110/230V INDUSTRIAL POWER SUPPLY WITH NAMUR; POWER CABLE USA; 2 X PCI FREE; 250 GBYTE HDD SATA; WINDOWS XP PROF. SP3 MUI (EN, GER, FR, IT, SP); WITHOUT EXTENSION (SW); | 3331 | TEM | 1 | Simatic | 7.05 | 1
6ES76476CE330FB3 | SIMATIC IPC627C (BOX PC), HD GRAFIK ONBOARD, 2X10/100/1000 MBIT/S ETHERNET RJ45; 4 X USB V2.0 (HIGH CURRENT); 1 X SERIAL (COM1); RAID-CONTROLLER ON BOARD; COMPACT FLASH DRIVE NR.1 FRONT FRONT SIDE; WATCHDOG, STP.-/FAN- MONITORING; CORE I3-330E (2C/4T, 2.13GHZ, HT, VT, 3MB CACHE); PROFIBUS/MPI (CP5611-A2 COMPATIBLE); 2 MB BUFFERED RAM; 4 GB DDR3 1066 DIMM; AC 110/230V INDUSTRIAL POWER SUPPLY WITH NAMUR; POWER CABLE USA; 2 X PCI FREE; 2 X 320 GBYTE SATA; DVD+/-RW; WINDOWS 7 ULTIMATE 32BIT SP1, MUI (EN, GER, FR, IT, SP); SIMATIC IPC DIAGMONITOR V4.5 & IMAGE &PARTITION CREATOR V3.4 INCLUDED; | 4192 | TEM | 1 | Simatic | 7.05 | 1
6ES76476CE330GA1 | SIMATIC IPC627C (BOX PC), HD GRAFIK ONBOARD, 2X10/100/1000 MBIT/S ETHERNET RJ45; 4 X USB V2.0 (HIGH CURRENT); 1 X SERIAL (COM1); RAID-CONTROLLER ON BOARD; COMPACT FLASH DRIVE NR.1 FRONT FRONT SIDE; WATCHDOG, STP.-/FAN- MONITORING; CORE I3-330E (2C/4T, 2.13GHZ, HT, VT, 3MB CACHE); PROFIBUS/MPI (CP5611-A2 COMPATIBLE); 2 MB BUFFERED RAM; 4 GB DDR3 1066 DIMM; AC 110/230V INDUSTRIAL POWER SUPPLY WITH NAMUR; POWER CABLE USA; 2 X PCI FREE; RAID1 2 X 320 GB SATA (2,5"); WINDOWS XP PROF. SP3 MUI (EN, GER, FR, IT, SP); SIMATIC IPC DIAGMONITOR V4.5 INCLUDED; | 3972 | TEM | 1 | Simatic | 7.05 | 1
6ES76476CE361EC0 | SIMATIC IPC627C (BOX PC), HD GRAFIK ONBOARD, 2X10/100/1000 MBIT/S ETHERNET RJ45; 4 X USB V2.0 (HIGH CURRENT); 1 X SERIAL (COM1); RAID-CONTROLLER ON BOARD; COMPACT FLASH DRIVE NR.1 FRONT FRONT SIDE; WATCHDOG, STP.-/FAN- MONITORING; CORE I3-330E (2C/4T, 2.13GHZ, HT, VT, 3MB CACHE); PROFIBUS/MPI (CP5611-A2 COMPATIBLE); 2 MB BUFFERED RAM; 4 GB DDR3 1066 DIMM; DC 24V INDUSTRAL- POWER SUPPLY; 1 X PCI, 1 X PCIE (X16) FREE; 2 X 320 GBYTE SATA; WINDOWS 7 ULTIMATE 64BIT SP1, MUI (EN, GER, FR, IT, SP); WITHOUT EXTENSION (SW); | 3804 | TEM | 1 | Simatic | 6.55 | 1
6ES76476CE560AA3 | SIMATIC IPC627C (BOX PC), HD GRAFIK ONBOARD, 2X10/100/1000 MBIT/S ETHERNET RJ45; 4 X USB V2.0 (HIGH CURRENT); 1 X SERIAL (COM1); RAID-CONTROLLER ON BOARD; COMPACT FLASH DRIVE NR.1 FRONT FRONT SIDE; WATCHDOG, STP.-/FAN- MONITORING; CORE I3-330E (2C/4T, 2.13GHZ, HT, VT, 3MB CACHE); PROFIBUS/MPI (CP5611-A2 COMPATIBLE); 2 MB BUFFERED RAM; 2 GB DDR3 1066 DIMM; ECC; DC 24V INDUSTRAL- POWER SUPPLY; 2 X PCI FREE; 250 GBYTE HDD SATA; WINDOWS XP PROF. SP3 MUI (EN, GER, FR, IT, SP); SIMATIC IPC DIAGMONITOR V4.5 & IMAGE &PARTITION CREATOR V3.4 INCLUDED; | 3342 | TEM | 1 | Simatic | 6.35 | 1
6ES76476CE600GA1 | SIMATIC IPC627C (BOX PC), HD GRAFIK ONBOARD, 2X10/100/1000 MBIT/S ETHERNET RJ45; 4 X USB V2.0 (HIGH CURRENT); 1 X SERIAL (COM1); RAID-CONTROLLER ON BOARD; COMPACT FLASH DRIVE NR.1 FRONT FRONT SIDE; WATCHDOG, STP.-/FAN- MONITORING; CORE I3-330E (2C/4T, 2.13GHZ, HT, VT, 3MB CACHE); PROFIBUS/MPI (CP5611-A2 COMPATIBLE); 2 MB BUFFERED RAM; 4 GB DDR3 1066 DIMM; ECC; AC 110/230V INDUSTRIAL POWER SUPPLY WITH NAMUR; POWER CABLE EUROPA; 2 X PCI FREE; RAID1 2 X 320 GB SATA (2,5"); WINDOWS XP PROF. SP3 MUI (EN, GER, FR, IT, SP); SIMATIC IPC DIAGMONITOR V4.5 INCLUDED; | 4077 | TEM | 1 | Simatic | 6.95 | 1
6ES76476CE630GA1 | SIMATIC IPC627C (BOX PC), HD GRAFIK ONBOARD, 2X10/100/1000 MBIT/S ETHERNET RJ45; 4 X USB V2.0 (HIGH CURRENT); 1 X SERIAL (COM1); RAID-CONTROLLER ON BOARD; COMPACT FLASH DRIVE NR.1 FRONT FRONT SIDE; WATCHDOG, STP.-/FAN- MONITORING; CORE I3-330E (2C/4T, 2.13GHZ, HT, VT, 3MB CACHE); PROFIBUS/MPI (CP5611-A2 COMPATIBLE); 2 MB BUFFERED RAM; 4 GB DDR3 1066 DIMM; ECC; AC 110/230V INDUSTRIAL POWER SUPPLY WITH NAMUR; POWER CABLE USA; 2 X PCI FREE; RAID1 2 X 320 GB SATA (2,5"); WINDOWS XP PROF. SP3 MUI (EN, GER, FR, IT, SP); SIMATIC IPC DIAGMONITOR V4.5 INCLUDED; | 4077 | TEM | 1 | Simatic | 6.95 | 1
6ES76476CE660GA1 | SIMATIC IPC627C (BOX PC), HD GRAFIK ONBOARD, 2X10/100/1000 MBIT/S ETHERNET RJ45; 4 X USB V2.0 (HIGH CURRENT); 1 X SERIAL (COM1); RAID-CONTROLLER ON BOARD; COMPACT FLASH DRIVE NR.1 FRONT FRONT SIDE; WATCHDOG, STP.-/FAN- MONITORING; CORE I3-330E (2C/4T, 2.13GHZ, HT, VT, 3MB CACHE); PROFIBUS/MPI (CP5611-A2 COMPATIBLE); 2 MB BUFFERED RAM; 4 GB DDR3 1066 DIMM; ECC; DC 24V INDUSTRAL- POWER SUPPLY; 2 X PCI FREE; RAID1 2 X 320 GB SATA (2,5"); WINDOWS XP PROF. SP3 MUI (EN, GER, FR, IT, SP); SIMATIC IPC DIAGMONITOR V4.5 INCLUDED; | 4077 | TEM | 1 | Simatic | 6.35 | 1
6ES76476CE660GB1 | SIMATIC IPC627C (BOX PC), HD GRAFIK ONBOARD, 2X10/100/1000 MBIT/S ETHERNET RJ45; 4 X USB V2.0 (HIGH CURRENT); 1 X SERIAL (COM1); RAID-CONTROLLER ON BOARD; COMPACT FLASH DRIVE NR.1 FRONT FRONT SIDE; WATCHDOG, STP.-/FAN- MONITORING; CORE I3-330E (2C/4T, 2.13GHZ, HT, VT, 3MB CACHE); PROFIBUS/MPI (CP5611-A2 COMPATIBLE); 2 MB BUFFERED RAM; 4 GB DDR3 1066 DIMM; ECC; DC 24V INDUSTRAL- POWER SUPPLY; 2 X PCI FREE; RAID1 2 X 320 GB SATA (2,5"); WINDOWS 7 ULTIMATE 32BIT SP1, MUI (EN, GER, FR, IT, SP); SIMATIC IPC DIAGMONITOR V4.5 INCLUDED; | 4108 | TEM | 1 | Simatic | 6.35 | 1
6ES76476CE660GX1 | SIMATIC IPC627C (BOX PC), HD GRAFIK ONBOARD, 2X10/100/1000 MBIT/S ETHERNET RJ45; 4 X USB V2.0 (HIGH CURRENT); 1 X SERIAL (COM1); RAID-CONTROLLER ON BOARD; COMPACT FLASH DRIVE NR.1 FRONT FRONT SIDE; WATCHDOG, STP.-/FAN- MONITORING; CORE I3-330E (2C/4T, 2.13GHZ, HT, VT, 3MB CACHE); PROFIBUS/MPI (CP5611-A2 COMPATIBLE); 2 MB BUFFERED RAM; 4 GB DDR3 1066 DIMM; ECC; DC 24V INDUSTRAL- POWER SUPPLY; 2 X PCI FREE; RAID1 2 X 320 GB SATA (2,5"); WITHOUT OPERATION SYSTEM; SIMATIC IPC DIAGMONITOR V4.5 INCLUDED; | 3772 | TEM | 1 | Simatic | 6.35 | 1
6ES76476CF331AX0 | SIMATIC IPC627C (BOX PC), HD GRAFIK ONBOARD, 2X10/100/1000 MBIT/S ETHERNET RJ45; 4 X USB V2.0 (HIGH CURRENT); 1 X SERIAL (COM1); RAID-CONTROLLER ON BOARD; COMPACT FLASH DRIVE NR.1 FRONT FRONT SIDE; WATCHDOG, STP.-/FAN- MONITORING; CORE I3-330E (2C/4T, 2.13GHZ, HT, VT, 3MB CACHE); PROFINET; (3XRJ45,CP1616 COMPATIBLE); 2 MB BUFFERED SRAM; 4 GB DDR3 1066 DIMM; AC 110/230V INDUSTRIAL POWER SUPPLY WITH NAMUR; POWER CABLE USA; 1 X PCI, 1 X PCIE (X16) FREE; 250 GBYTE HDD SATA; WITHOUT OPERATION SYSTEM; WITHOUT EXTENSION (SW); | 3457 | TEM | 1 | Simatic | 7.15 | 1
6ES76476CF331BX0 | SIMATIC IPC627C (BOX PC), HD GRAFIK ONBOARD, 2X10/100/1000 MBIT/S ETHERNET RJ45; 4 X USB V2.0 (HIGH CURRENT); 1 X SERIAL (COM1); RAID-CONTROLLER ON BOARD; COMPACT FLASH DRIVE NR.1 FRONT FRONT SIDE; WATCHDOG, STP.-/FAN- MONITORING; CORE I3-330E (2C/4T, 2.13GHZ, HT, VT, 3MB CACHE); PROFINET; (3XRJ45,CP1616 COMPATIBLE); 2 MB BUFFERED SRAM; 4 GB DDR3 1066 DIMM; AC 110/230V INDUSTRIAL POWER SUPPLY WITH NAMUR; POWER CABLE USA; 1 X PCI, 1 X PCIE (X16) FREE; 250 GBYTE HDD SATA; DVD+/-RW; WITHOUT OPERATION SYSTEM; WITHOUT EXTENSION (SW); | 3657 | TEM | 1 | Simatic | 7.15 | 1
6ES76476CF360FA3 | SIMATIC IPC627C (BOX PC), HD GRAFIK ONBOARD, 2X10/100/1000 MBIT/S ETHERNET RJ45; 4 X USB V2.0 (HIGH CURRENT); 1 X SERIAL (COM1); RAID-CONTROLLER ON BOARD; COMPACT FLASH DRIVE NR.1 FRONT FRONT SIDE; WATCHDOG, STP.-/FAN- MONITORING; CORE I3-330E (2C/4T, 2.13GHZ, HT, VT, 3MB CACHE); PROFINET; (3XRJ45,CP1616 COMPATIBLE); 2 MB BUFFERED SRAM; 4 GB DDR3 1066 DIMM; DC 24V INDUSTRAL- POWER SUPPLY; 2 X PCI FREE; 2 X 320 GBYTE SATA; DVD+/-RW; WINDOWS XP PROF. SP3 MUI (EN, GER, FR, IT, SP); SIMATIC IPC DIAGMONITOR V4.5 & IMAGE &PARTITION CREATOR V3.4 INCLUDED; | 4560 | TEM | 1 | Simatic | 6.45 | 1
6ES76476CF360GA0 | SIMATIC IPC627C (BOX PC), HD GRAFIK ONBOARD, 2X10/100/1000 MBIT/S ETHERNET RJ45; 4 X USB V2.0 (HIGH CURRENT); 1 X SERIAL (COM1); RAID-CONTROLLER ON BOARD; COMPACT FLASH DRIVE NR.1 FRONT FRONT SIDE; WATCHDOG, STP.-/FAN- MONITORING; CORE I3-330E (2C/4T, 2.13GHZ, HT, VT, 3MB CACHE); PROFINET; (3XRJ45,CP1616 COMPATIBLE); 2 MB BUFFERED SRAM; 4 GB DDR3 1066 DIMM; DC 24V INDUSTRAL- POWER SUPPLY; 2 X PCI FREE; RAID1 2 X 320 GB SATA (2,5"); WINDOWS XP PROF. SP3 MUI (EN, GER, FR, IT, SP); WITHOUT EXTENSION (SW); | 4245 | TEM | 1 | Simatic | 6.45 | 1
6ES76476CF361BX0 | SIMATIC IPC627C (BOX PC), HD GRAFIK ONBOARD, 2X10/100/1000 MBIT/S ETHERNET RJ45; 4 X USB V2.0 (HIGH CURRENT); 1 X SERIAL (COM1); RAID-CONTROLLER ON BOARD; COMPACT FLASH DRIVE NR.1 FRONT FRONT SIDE; WATCHDOG, STP.-/FAN- MONITORING; CORE I3-330E (2C/4T, 2.13GHZ, HT, VT, 3MB CACHE); PROFINET; (3XRJ45,CP1616 COMPATIBLE); 2 MB BUFFERED SRAM; 4 GB DDR3 1066 DIMM; DC 24V INDUSTRAL- POWER SUPPLY; 1 X PCI, 1 X PCIE (X16) FREE; 250 GBYTE HDD SATA; DVD+/-RW; WITHOUT OPERATION SYSTEM; WITHOUT EXTENSION (SW); | 3657 | TEM | 1 | Simatic | 6.55 | 1
6ES76476CF630GB1 | SIMATIC IPC627C (BOX PC), HD GRAFIK ONBOARD, 2X10/100/1000 MBIT/S ETHERNET RJ45; 4 X USB V2.0 (HIGH CURRENT); 1 X SERIAL (COM1); RAID-CONTROLLER ON BOARD; COMPACT FLASH DRIVE NR.1 FRONT FRONT SIDE; WATCHDOG, STP.-/FAN- MONITORING; CORE I3-330E (2C/4T, 2.13GHZ, HT, VT, 3MB CACHE); PROFINET; (3XRJ45,CP1616 COMPATIBLE); 2 MB BUFFERED SRAM; 4 GB DDR3 1066 DIMM; ECC; AC 110/230V INDUSTRIAL POWER SUPPLY WITH NAMUR; POWER CABLE USA; 2 X PCI FREE; RAID1 2 X 320 GB SATA (2,5"); WINDOWS 7 ULTIMATE 32BIT SP1, MUI (EN, GER, FR, IT, SP); SIMATIC IPC DIAGMONITOR V4.5 INCLUDED; | 4507 | TEM | 1 | Simatic | 6.95 | 1
6ES76476CF660GA1 | SIMATIC IPC627C (BOX PC), HD GRAFIK ONBOARD, 2X10/100/1000 MBIT/S ETHERNET RJ45; 4 X USB V2.0 (HIGH CURRENT); 1 X SERIAL (COM1); RAID-CONTROLLER ON BOARD; COMPACT FLASH DRIVE NR.1 FRONT FRONT SIDE; WATCHDOG, STP.-/FAN- MONITORING; CORE I3-330E (2C/4T, 2.13GHZ, HT, VT, 3MB CACHE); PROFINET; (3XRJ45,CP1616 COMPATIBLE); 2 MB BUFFERED SRAM; 4 GB DDR3 1066 DIMM; ECC; DC 24V INDUSTRAL- POWER SUPPLY; 2 X PCI FREE; RAID1 2 X 320 GB SATA (2,5"); WINDOWS XP PROF. SP3 MUI (EN, GER, FR, IT, SP); SIMATIC IPC DIAGMONITOR V4.5 INCLUDED; | 4476 | TEM | 1 | Simatic | 6.35 | 1
6ES76476CF660GB1 | SIMATIC IPC627C (BOX PC), HD GRAFIK ONBOARD, 2X10/100/1000 MBIT/S ETHERNET RJ45; 4 X USB V2.0 (HIGH CURRENT); 1 X SERIAL (COM1); RAID-CONTROLLER ON BOARD; COMPACT FLASH DRIVE NR.1 FRONT FRONT SIDE; WATCHDOG, STP.-/FAN- MONITORING; CORE I3-330E (2C/4T, 2.13GHZ, HT, VT, 3MB CACHE); PROFINET; (3XRJ45,CP1616 COMPATIBLE); 2 MB BUFFERED SRAM; 4 GB DDR3 1066 DIMM; ECC; DC 24V INDUSTRAL- POWER SUPPLY; 2 X PCI FREE; RAID1 2 X 320 GB SATA (2,5"); WINDOWS 7 ULTIMATE 32BIT SP1, MUI (EN, GER, FR, IT, SP); SIMATIC IPC DIAGMONITOR V4.5 INCLUDED; | 4507 | TEM | 1 | Simatic | 6.35 | 1
6ES76476CF730HC0 | SIMATIC IPC627C (BOX PC), HD GRAFIK ONBOARD, 2X10/100/1000 MBIT/S ETHERNET RJ45; 4 X USB V2.0 (HIGH CURRENT); 1 X SERIAL (COM1); RAID-CONTROLLER ON BOARD; COMPACT FLASH DRIVE NR.1 FRONT FRONT SIDE; WATCHDOG, STP.-/FAN- MONITORING; CORE I3-330E (2C/4T, 2.13GHZ, HT, VT, 3MB CACHE); PROFINET; (3XRJ45,CP1616 COMPATIBLE); 2 MB BUFFERED SRAM; 8 GB DDR3 1066 DIMM; ECC; AC 110/230V INDUSTRIAL POWER SUPPLY WITH NAMUR; POWER CABLE USA; 2 X PCI FREE; RAID1 2 X 320 GB SATA (2,5"); DVD+/-RW; WINDOWS 7 ULTIMATE 64BIT SP1, MUI (EN, GER, FR, IT, SP); WITHOUT EXTENSION (SW); | 5211 | TEM | 1 | Simatic | 7.05 | 1
6ES76476CG130AB0 | SIMATIC IPC627C (BOX PC), HD GRAFIK ONBOARD, 2X10/100/1000 MBIT/S ETHERNET RJ45; 4 X USB V2.0 (HIGH CURRENT); 1 X SERIAL (COM1); RAID-CONTROLLER ON BOARD; COMPACT FLASH DRIVE NR.1 FRONT FRONT SIDE; WATCHDOG, STP.-/FAN- MONITORING; CORE I7-610E (2C/4T, 2.53GHZ, TB, HT, VT, AMT, 4MB CACHE); 2 GB DDR3 1066 DIMM; AC 110/230V INDUSTRIAL POWER SUPPLY WITH NAMUR; POWER CABLE USA; 2 X PCI FREE; 250 GBYTE HDD SATA; WINDOWS 7 ULTIMATE 32BIT SP1, MUI (EN, GER, FR, IT, SP); WITHOUT EXTENSION (SW); | 3216 | TEM | 1 | Simatic | 7.05 | 1
6ES76476CG130BB0 | SIMATIC IPC627C (BOX PC), HD GRAFIK ONBOARD, 2X10/100/1000 MBIT/S ETHERNET RJ45; 4 X USB V2.0 (HIGH CURRENT); 1 X SERIAL (COM1); RAID-CONTROLLER ON BOARD; COMPACT FLASH DRIVE NR.1 FRONT FRONT SIDE; WATCHDOG, STP.-/FAN- MONITORING; CORE I7-610E (2C/4T, 2.53GHZ, TB, HT, VT, AMT, 4MB CACHE); 2 GB DDR3 1066 DIMM; AC 110/230V INDUSTRIAL POWER SUPPLY WITH NAMUR; POWER CABLE USA; 2 X PCI FREE; 250 GBYTE HDD SATA; DVD+/-RW; WINDOWS 7 ULTIMATE 32BIT SP1, MUI (EN, GER, FR, IT, SP); WITHOUT EXTENSION (SW); | 3415 | TEM | 1 | Simatic | 7.05 | 1
6ES76476CG130DC0 | SIMATIC IPC627C (BOX PC), HD GRAFIK ONBOARD, 2X10/100/1000 MBIT/S ETHERNET RJ45; 4 X USB V2.0 (HIGH CURRENT); 1 X SERIAL (COM1); RAID-CONTROLLER ON BOARD; COMPACT FLASH DRIVE NR.1 FRONT FRONT SIDE; WATCHDOG, STP.-/FAN- MONITORING; CORE I7-610E (2C/4T, 2.53GHZ, TB, HT, VT, AMT, 4MB CACHE); 2 GB DDR3 1066 DIMM; AC 110/230V INDUSTRIAL POWER SUPPLY WITH NAMUR; POWER CABLE USA; 2 X PCI FREE; 500 GBYTE HDD SATA; DVD+/-RW; WINDOWS 7 ULTIMATE 64BIT SP1, MUI (EN, GER, FR, IT, SP); WITHOUT EXTENSION (SW); | 3531 | TEM | 1 | Simatic | 7.05 | 1
6ES76476CG230AB0 | SIMATIC IPC627C (BOX PC), HD GRAFIK ONBOARD, 2X10/100/1000 MBIT/S ETHERNET RJ45; 4 X USB V2.0 (HIGH CURRENT); 1 X SERIAL (COM1); RAID-CONTROLLER ON BOARD; COMPACT FLASH DRIVE NR.1 FRONT FRONT SIDE; WATCHDOG, STP.-/FAN- MONITORING; CORE I7-610E (2C/4T, 2.53GHZ, TB, HT, VT, AMT, 4MB CACHE); 3 GB DDR3 1066 DIMM; AC 110/230V INDUSTRIAL POWER SUPPLY WITH NAMUR; POWER CABLE USA; 2 X PCI FREE; 250 GBYTE HDD SATA; WINDOWS 7 ULTIMATE 32BIT SP1, MUI (EN, GER, FR, IT, SP); WITHOUT EXTENSION (SW); | 3373 | TEM | 1 | Simatic | 7.05 | 1
6ES76476CG230BB0 | SIMATIC IPC627C (BOX PC), HD GRAFIK ONBOARD, 2X10/100/1000 MBIT/S ETHERNET RJ45; 4 X USB V2.0 (HIGH CURRENT); 1 X SERIAL (COM1); RAID-CONTROLLER ON BOARD; COMPACT FLASH DRIVE NR.1 FRONT FRONT SIDE; WATCHDOG, STP.-/FAN- MONITORING; CORE I7-610E (2C/4T, 2.53GHZ, TB, HT, VT, AMT, 4MB CACHE); 3 GB DDR3 1066 DIMM; AC 110/230V INDUSTRIAL POWER SUPPLY WITH NAMUR; POWER CABLE USA; 2 X PCI FREE; 250 GBYTE HDD SATA; DVD+/-RW; WINDOWS 7 ULTIMATE 32BIT SP1, MUI (EN, GER, FR, IT, SP); WITHOUT EXTENSION (SW); | 3573 | TEM | 1 | Simatic | 7.05 | 1
6ES76476CG231BB0 | SIMATIC IPC627C (BOX PC), HD GRAFIK ONBOARD, 2X10/100/1000 MBIT/S ETHERNET RJ45; 4 X USB V2.0 (HIGH CURRENT); 1 X SERIAL (COM1); RAID-CONTROLLER ON BOARD; COMPACT FLASH DRIVE NR.1 FRONT FRONT SIDE; WATCHDOG, STP.-/FAN- MONITORING; CORE I7-610E (2C/4T, 2.53GHZ, TB, HT, VT, AMT, 4MB CACHE); 3 GB DDR3 1066 DIMM; AC 110/230V INDUSTRIAL POWER SUPPLY WITH NAMUR; POWER CABLE USA; 1 X PCI, 1 X PCIE (X16) FREE; 250 GBYTE HDD SATA; DVD+/-RW; WINDOWS 7 ULTIMATE 32BIT SP1, MUI (EN, GER, FR, IT, SP); WITHOUT EXTENSION (SW); | 3604 | TEM | 1 | Simatic | 7.15 | 1
6ES76476CG300AA0 | SIMATIC IPC627C (BOX PC), HD GRAFIK ONBOARD, 2X10/100/1000 MBIT/S ETHERNET RJ45; 4 X USB V2.0 (HIGH CURRENT); 1 X SERIAL (COM1); RAID-CONTROLLER ON BOARD; COMPACT FLASH DRIVE NR.1 FRONT FRONT SIDE; WATCHDOG, STP.-/FAN- MONITORING; CORE I7-610E (2C/4T, 2.53GHZ, TB, HT, VT, AMT, 4MB CACHE); 4 GB DDR3 1066 DIMM; AC 110/230V INDUSTRIAL POWER SUPPLY WITH NAMUR; POWER CABLE EUROPA; 2 X PCI FREE; 250 GBYTE HDD SATA; WINDOWS XP PROF. SP3 MUI (EN, GER, FR, IT, SP); WITHOUT EXTENSION (SW); | 3447 | TEM | 1 | Simatic | 7.05 | 1
6ES76476CG300HA0 | SIMATIC IPC627C (BOX PC), HD GRAFIK ONBOARD, 2X10/100/1000 MBIT/S ETHERNET RJ45; 4 X USB V2.0 (HIGH CURRENT); 1 X SERIAL (COM1); RAID-CONTROLLER ON BOARD; COMPACT FLASH DRIVE NR.1 FRONT FRONT SIDE; WATCHDOG, STP.-/FAN- MONITORING; CORE I7-610E (2C/4T, 2.53GHZ, TB, HT, VT, AMT, 4MB CACHE); 4 GB DDR3 1066 DIMM; AC 110/230V INDUSTRIAL POWER SUPPLY WITH NAMUR; POWER CABLE EUROPA; 2 X PCI FREE; RAID1 2 X 320 GB SATA (2,5"); DVD+/-RW; WINDOWS XP PROF. SP3 MUI (EN, GER, FR, IT, SP); WITHOUT EXTENSION (SW); | 4161 | TEM | 1 | Simatic | 7.05 | 1
6ES76476CG330AA0 | SIMATIC IPC627C (BOX PC), HD GRAFIK ONBOARD, 2X10/100/1000 MBIT/S ETHERNET RJ45; 4 X USB V2.0 (HIGH CURRENT); 1 X SERIAL (COM1); RAID-CONTROLLER ON BOARD; COMPACT FLASH DRIVE NR.1 FRONT FRONT SIDE; WATCHDOG, STP.-/FAN- MONITORING; CORE I7-610E (2C/4T, 2.53GHZ, TB, HT, VT, AMT, 4MB CACHE); 4 GB DDR3 1066 DIMM; AC 110/230V INDUSTRIAL POWER SUPPLY WITH NAMUR; POWER CABLE USA; 2 X PCI FREE; 250 GBYTE HDD SATA; WINDOWS XP PROF. SP3 MUI (EN, GER, FR, IT, SP); WITHOUT EXTENSION (SW); | 3447 | TEM | 1 | Simatic | 7.05 | 1
6ES76476CG330BB1 | SIMATIC IPC627C (BOX PC), HD GRAFIK ONBOARD, 2X10/100/1000 MBIT/S ETHERNET RJ45; 4 X USB V2.0 (HIGH CURRENT); 1 X SERIAL (COM1); RAID-CONTROLLER ON BOARD; COMPACT FLASH DRIVE NR.1 FRONT FRONT SIDE; WATCHDOG, STP.-/FAN- MONITORING; CORE I7-610E (2C/4T, 2.53GHZ, TB, HT, VT, AMT, 4MB CACHE); 4 GB DDR3 1066 DIMM; AC 110/230V INDUSTRIAL POWER SUPPLY WITH NAMUR; POWER CABLE USA; 2 X PCI FREE; 250 GBYTE HDD SATA; DVD+/-RW; WINDOWS 7 ULTIMATE 32BIT SP1, MUI (EN, GER, FR, IT, SP); SIMATIC IPC DIAGMONITOR V4.5 INCLUDED; | 3804 | TEM | 1 | Simatic | 7.05 | 1
6ES76476CG330DA0 | SIMATIC IPC627C (BOX PC), HD GRAFIK ONBOARD, 2X10/100/1000 MBIT/S ETHERNET RJ45; 4 X USB V2.0 (HIGH CURRENT); 1 X SERIAL (COM1); RAID-CONTROLLER ON BOARD; COMPACT FLASH DRIVE NR.1 FRONT FRONT SIDE; WATCHDOG, STP.-/FAN- MONITORING; CORE I7-610E (2C/4T, 2.53GHZ, TB, HT, VT, AMT, 4MB CACHE); 4 GB DDR3 1066 DIMM; AC 110/230V INDUSTRIAL POWER SUPPLY WITH NAMUR; POWER CABLE USA; 2 X PCI FREE; 500 GBYTE HDD SATA; DVD+/-RW; WINDOWS XP PROF. SP3 MUI (EN, GER, FR, IT, SP); WITHOUT EXTENSION (SW); | 3762 | TEM | 1 | Simatic | 7.05 | 1
6ES76476CG330DA1 | SIMATIC IPC627C (BOX PC), HD GRAFIK ONBOARD, 2X10/100/1000 MBIT/S ETHERNET RJ45; 4 X USB V2.0 (HIGH CURRENT); 1 X SERIAL (COM1); RAID-CONTROLLER ON BOARD; COMPACT FLASH DRIVE NR.1 FRONT FRONT SIDE; WATCHDOG, STP.-/FAN- MONITORING; CORE I7-610E (2C/4T, 2.53GHZ, TB, HT, VT, AMT, 4MB CACHE); 4 GB DDR3 1066 DIMM; AC 110/230V INDUSTRIAL POWER SUPPLY WITH NAMUR; POWER CABLE USA; 2 X PCI FREE; 500 GBYTE HDD SATA; DVD+/-RW; WINDOWS XP PROF. SP3 MUI (EN, GER, FR, IT, SP); SIMATIC IPC DIAGMONITOR V4.5 INCLUDED; | 3888 | TEM | 1 | Simatic | 7.05 | 1
6ES76476CG331AA0 | SIMATIC IPC627C (BOX PC), HD GRAFIK ONBOARD, 2X10/100/1000 MBIT/S ETHERNET RJ45; 4 X USB V2.0 (HIGH CURRENT); 1 X SERIAL (COM1); RAID-CONTROLLER ON BOARD; COMPACT FLASH DRIVE NR.1 FRONT FRONT SIDE; WATCHDOG, STP.-/FAN- MONITORING; CORE I7-610E (2C/4T, 2.53GHZ, TB, HT, VT, AMT, 4MB CACHE); 4 GB DDR3 1066 DIMM; AC 110/230V INDUSTRIAL POWER SUPPLY WITH NAMUR; POWER CABLE USA; 1 X PCI, 1 X PCIE (X16) FREE; 250 GBYTE HDD SATA; WINDOWS XP PROF. SP3 MUI (EN, GER, FR, IT, SP); WITHOUT EXTENSION (SW); | 3478 | TEM | 1 | Simatic | 7.15 | 1
6ES76476CG331BA3 | SIMATIC IPC627C (BOX PC), HD GRAFIK ONBOARD, 2X10/100/1000 MBIT/S ETHERNET RJ45; 4 X USB V2.0 (HIGH CURRENT); 1 X SERIAL (COM1); RAID-CONTROLLER ON BOARD; COMPACT FLASH DRIVE NR.1 FRONT FRONT SIDE; WATCHDOG, STP.-/FAN- MONITORING; CORE I7-610E (2C/4T, 2.53GHZ, TB, HT, VT, AMT, 4MB CACHE); 4 GB DDR3 1066 DIMM; AC 110/230V INDUSTRIAL POWER SUPPLY WITH NAMUR; POWER CABLE USA; 1 X PCI, 1 X PCIE (X16) FREE; 250 GBYTE HDD SATA; DVD+/-RW; WINDOWS XP PROF. SP3 MUI (EN, GER, FR, IT, SP); SIMATIC IPC DIAGMONITOR V4.5 & IMAGE &PARTITION CREATOR V3.4 INCLUDED; | 3898 | TEM | 1 | Simatic | 7.15 | 1
6ES76476CG331BB1 | SIMATIC IPC627C (BOX PC), HD GRAFIK ONBOARD, 2X10/100/1000 MBIT/S ETHERNET RJ45; 4 X USB V2.0 (HIGH CURRENT); 1 X SERIAL (COM1); RAID-CONTROLLER ON BOARD; COMPACT FLASH DRIVE NR.1 FRONT FRONT SIDE; WATCHDOG, STP.-/FAN- MONITORING; CORE I7-610E (2C/4T, 2.53GHZ, TB, HT, VT, AMT, 4MB CACHE); 4 GB DDR3 1066 DIMM; AC 110/230V INDUSTRIAL POWER SUPPLY WITH NAMUR; POWER CABLE USA; 1 X PCI, 1 X PCIE (X16) FREE; 250 GBYTE HDD SATA; DVD+/-RW; WINDOWS 7 ULTIMATE 32BIT SP1, MUI (EN, GER, FR, IT, SP); SIMATIC IPC DIAGMONITOR V4.5 INCLUDED; | 3835 | TEM | 1 | Simatic | 7.15 | 1
6ES76476CG360DA3 | SIMATIC IPC627C (BOX PC), HD GRAFIK ONBOARD, 2X10/100/1000 MBIT/S ETHERNET RJ45; 4 X USB V2.0 (HIGH CURRENT); 1 X SERIAL (COM1); RAID-CONTROLLER ON BOARD; COMPACT FLASH DRIVE NR.1 FRONT FRONT SIDE; WATCHDOG, STP.-/FAN- MONITORING; CORE I7-610E (2C/4T, 2.53GHZ, TB, HT, VT, AMT, 4MB CACHE); 4 GB DDR3 1066 DIMM; DC 24V INDUSTRAL- POWER SUPPLY; 2 X PCI FREE; 500 GBYTE HDD SATA; DVD+/-RW; WINDOWS XP PROF. SP3 MUI (EN, GER, FR, IT, SP); SIMATIC IPC DIAGMONITOR V4.5 & IMAGE &PARTITION CREATOR V3.4 INCLUDED; | 3982 | TEM | 1 | Simatic | 6.45 | 1
6ES76476CG360EB0 | SIMATIC IPC627C (BOX PC), HD GRAFIK ONBOARD, 2X10/100/1000 MBIT/S ETHERNET RJ45; 4 X USB V2.0 (HIGH CURRENT); 1 X SERIAL (COM1); RAID-CONTROLLER ON BOARD; COMPACT FLASH DRIVE NR.1 FRONT FRONT SIDE; WATCHDOG, STP.-/FAN- MONITORING; CORE I7-610E (2C/4T, 2.53GHZ, TB, HT, VT, AMT, 4MB CACHE); 4 GB DDR3 1066 DIMM; DC 24V INDUSTRAL- POWER SUPPLY; 2 X PCI FREE; 2 X 320 GBYTE SATA; WINDOWS 7 ULTIMATE 32BIT SP1, MUI (EN, GER, FR, IT, SP); WITHOUT EXTENSION (SW); | 3888 | TEM | 1 | Simatic | 6.45 | 1
6ES76476CG361BB0 | SIMATIC IPC627C (BOX PC), HD GRAFIK ONBOARD, 2X10/100/1000 MBIT/S ETHERNET RJ45; 4 X USB V2.0 (HIGH CURRENT); 1 X SERIAL (COM1); RAID-CONTROLLER ON BOARD; COMPACT FLASH DRIVE NR.1 FRONT FRONT SIDE; WATCHDOG, STP.-/FAN- MONITORING; CORE I7-610E (2C/4T, 2.53GHZ, TB, HT, VT, AMT, 4MB CACHE); 4 GB DDR3 1066 DIMM; DC 24V INDUSTRAL- POWER SUPPLY; 1 X PCI, 1 X PCIE (X16) FREE; 250 GBYTE HDD SATA; DVD+/-RW; WINDOWS 7 ULTIMATE 32BIT SP1, MUI (EN, GER, FR, IT, SP); WITHOUT EXTENSION (SW); | 3709 | TEM | 1 | Simatic | 6.55 | 1
6ES76476CG431BC0 | SIMATIC IPC627C (BOX PC), HD GRAFIK ONBOARD, 2X10/100/1000 MBIT/S ETHERNET RJ45; 4 X USB V2.0 (HIGH CURRENT); 1 X SERIAL (COM1); RAID-CONTROLLER ON BOARD; COMPACT FLASH DRIVE NR.1 FRONT FRONT SIDE; WATCHDOG, STP.-/FAN- MONITORING; CORE I7-610E (2C/4T, 2.53GHZ, TB, HT, VT, AMT, 4MB CACHE); 8 GB DDR3 1066 DIMM; AC 110/230V INDUSTRIAL POWER SUPPLY WITH NAMUR; POWER CABLE USA; 1 X PCI, 1 X PCIE (X16) FREE; 250 GBYTE HDD SATA; DVD+/-RW; WINDOWS 7 ULTIMATE 64BIT SP1, MUI (EN, GER, FR, IT, SP); WITHOUT EXTENSION (SW); | 4234 | TEM | 1 | Simatic | 7.15 | 1
6ES76476CG460DC0 | SIMATIC IPC627C (BOX PC), HD GRAFIK ONBOARD, 2X10/100/1000 MBIT/S ETHERNET RJ45; 4 X USB V2.0 (HIGH CURRENT); 1 X SERIAL (COM1); RAID-CONTROLLER ON BOARD; COMPACT FLASH DRIVE NR.1 FRONT FRONT SIDE; WATCHDOG, STP.-/FAN- MONITORING; CORE I7-610E (2C/4T, 2.53GHZ, TB, HT, VT, AMT, 4MB CACHE); 8 GB DDR3 1066 DIMM; DC 24V INDUSTRAL- POWER SUPPLY; 2 X PCI FREE; 500 GBYTE HDD SATA; DVD+/-RW; WINDOWS 7 ULTIMATE 64BIT SP1, MUI (EN, GER, FR, IT, SP); WITHOUT EXTENSION (SW); | 4318 | TEM | 1 | Simatic | 6.45 | 1
6ES76476CG480AC0 | SIMATIC IPC627C (BOX PC), HD GRAFIK ONBOARD, 2X10/100/1000 MBIT/S ETHERNET RJ45; 4 X USB V2.0 (HIGH CURRENT); 1 X SERIAL (COM1); RAID-CONTROLLER ON BOARD; COMPACT FLASH DRIVE NR.1 FRONT FRONT SIDE; WATCHDOG, STP.-/FAN- MONITORING; CORE I7-610E (2C/4T, 2.53GHZ, TB, HT, VT, AMT, 4MB CACHE); 8 GB DDR3 1066 DIMM; SYSTEM CERTIFICATION UL CLASS I DIV. 2; AC 110/230V INDUSTRIAL POWER SUPPLY WITH NAMUR; 2 X PCI FREE; 250 GBYTE HDD SATA; WINDOWS 7 ULTIMATE 64BIT SP1, MUI (EN, GER, FR, IT, SP); WITHOUT EXTENSION (SW); | 4056 | TEM | 1 | Simatic | 6.45 | 1
6ES76476CG530BB0 | SIMATIC IPC627C (BOX PC), HD GRAFIK ONBOARD, 2X10/100/1000 MBIT/S ETHERNET RJ45; 4 X USB V2.0 (HIGH CURRENT); 1 X SERIAL (COM1); RAID-CONTROLLER ON BOARD; COMPACT FLASH DRIVE NR.1 FRONT FRONT SIDE; WATCHDOG, STP.-/FAN- MONITORING; CORE I7-610E (2C/4T, 2.53GHZ, TB, HT, VT, AMT, 4MB CACHE); 2 GB DDR3 1066 DIMM; ECC; AC 110/230V INDUSTRIAL POWER SUPPLY WITH NAMUR; POWER CABLE USA; 2 X PCI FREE; 250 GBYTE HDD SATA; DVD+/-RW; WINDOWS 7 ULTIMATE 32BIT SP1, MUI (EN, GER, FR, IT, SP); WITHOUT EXTENSION (SW); | 3468 | TEM | 1 | Simatic | 6.95 | 1
6ES76476CG630AA0 | SIMATIC IPC627C (BOX PC), HD GRAFIK ONBOARD, 2X10/100/1000 MBIT/S ETHERNET RJ45; 4 X USB V2.0 (HIGH CURRENT); 1 X SERIAL (COM1); RAID-CONTROLLER ON BOARD; COMPACT FLASH DRIVE NR.1 FRONT FRONT SIDE; WATCHDOG, STP.-/FAN- MONITORING; CORE I7-610E (2C/4T, 2.53GHZ, TB, HT, VT, AMT, 4MB CACHE); 4 GB DDR3 1066 DIMM; ECC; AC 110/230V INDUSTRIAL POWER SUPPLY WITH NAMUR; POWER CABLE USA; 2 X PCI FREE; 250 GBYTE HDD SATA; WINDOWS XP PROF. SP3 MUI (EN, GER, FR, IT, SP); WITHOUT EXTENSION (SW); | 3552 | TEM | 1 | Simatic | 6.95 | 1
6ES76476CG630GA0 | SIMATIC IPC627C (BOX PC), HD GRAFIK ONBOARD, 2X10/100/1000 MBIT/S ETHERNET RJ45; 4 X USB V2.0 (HIGH CURRENT); 1 X SERIAL (COM1); RAID-CONTROLLER ON BOARD; COMPACT FLASH DRIVE NR.1 FRONT FRONT SIDE; WATCHDOG, STP.-/FAN- MONITORING; CORE I7-610E (2C/4T, 2.53GHZ, TB, HT, VT, AMT, 4MB CACHE); 4 GB DDR3 1066 DIMM; ECC; AC 110/230V INDUSTRIAL POWER SUPPLY WITH NAMUR; POWER CABLE USA; 2 X PCI FREE; RAID1 2 X 320 GB SATA (2,5"); WINDOWS XP PROF. SP3 MUI (EN, GER, FR, IT, SP); WITHOUT EXTENSION (SW); | 4066 | TEM | 1 | Simatic | 6.95 | 1
6ES76476CG631EX0 | SIMATIC IPC627C (BOX PC), HD GRAFIK ONBOARD, 2X10/100/1000 MBIT/S ETHERNET RJ45; 4 X USB V2.0 (HIGH CURRENT); 1 X SERIAL (COM1); RAID-CONTROLLER ON BOARD; COMPACT FLASH DRIVE NR.1 FRONT FRONT SIDE; WATCHDOG, STP.-/FAN- MONITORING; CORE I7-610E (2C/4T, 2.53GHZ, TB, HT, VT, AMT, 4MB CACHE); 4 GB DDR3 1066 DIMM; ECC; AC 110/230V INDUSTRIAL POWER SUPPLY WITH NAMUR; POWER CABLE USA; 1 X PCI, 1 X PCIE (X16) FREE; 2 X 320 GBYTE SATA; WITHOUT OPERATION SYSTEM; WITHOUT EXTENSION (SW); | 3688 | TEM | 1 | Simatic | 7.05 | 1
6ES76476CG661AX0 | SIMATIC IPC627C (BOX PC), HD GRAFIK ONBOARD, 2X10/100/1000 MBIT/S ETHERNET RJ45; 4 X USB V2.0 (HIGH CURRENT); 1 X SERIAL (COM1); RAID-CONTROLLER ON BOARD; COMPACT FLASH DRIVE NR.1 FRONT FRONT SIDE; WATCHDOG, STP.-/FAN- MONITORING; CORE I7-610E (2C/4T, 2.53GHZ, TB, HT, VT, AMT, 4MB CACHE); 4 GB DDR3 1066 DIMM; ECC; DC 24V INDUSTRAL- POWER SUPPLY; 1 X PCI, 1 X PCIE (X16) FREE; 250 GBYTE HDD SATA; WITHOUT OPERATION SYSTEM; WITHOUT EXTENSION (SW); | 3279 | TEM | 1 | Simatic | 6.45 | 1
6ES76476CG701BA0 | SIMATIC IPC627C (BOX PC), HD GRAFIK ONBOARD, 2X10/100/1000 MBIT/S ETHERNET RJ45; 4 X USB V2.0 (HIGH CURRENT); 1 X SERIAL (COM1); RAID-CONTROLLER ON BOARD; COMPACT FLASH DRIVE NR.1 FRONT FRONT SIDE; WATCHDOG, STP.-/FAN- MONITORING; CORE I7-610E (2C/4T, 2.53GHZ, TB, HT, VT, AMT, 4MB CACHE); 8 GB DDR3 1066 DIMM; ECC; AC 110/230V INDUSTRIAL POWER SUPPLY WITH NAMUR; POWER CABLE EUROPA; 1 X PCI, 1 X PCIE (X16) FREE; 250 GBYTE HDD SATA; DVD+/-RW; WINDOWS XP PROF. SP3 MUI (EN, GER, FR, IT, SP); WITHOUT EXTENSION (SW); | 4413 | TEM | 1 | Simatic | 7.15 | 1
6ES76476CH000AA0 | SIMATIC IPC627C (BOX PC), HD GRAFIK ONBOARD, 2X10/100/1000 MBIT/S ETHERNET RJ45; 4 X USB V2.0 (HIGH CURRENT); 1 X SERIAL (COM1); RAID-CONTROLLER ON BOARD; COMPACT FLASH DRIVE NR.1 FRONT FRONT SIDE; WATCHDOG, STP.-/FAN- MONITORING; CORE I7-610E (2C/4T, 2.53GHZ, TB, HT, VT, AMT, 4MB CACHE); PROFIBUS/MPI (CP5611-A2 COMPATIBLE); 2 MB BUFFERED SRAM; 1 GB DDR3 1066 DIMM; AC 110/230V INDUSTRIAL POWER SUPPLY WITH NAMUR; POWER CABLE EUROPA; 2 X PCI FREE; 250 GBYTE HDD SATA; WINDOWS XP PROF. SP3 MUI (EN, GER, FR, IT, SP); WITHOUT EXTENSION (SW); | 3289 | TEM | 1 | Simatic | 6.95 | 1
6ES76476CH100AA0 | SIMATIC IPC627C (BOX PC), HD GRAFIK ONBOARD, 2X10/100/1000 MBIT/S ETHERNET RJ45; 4 X USB V2.0 (HIGH CURRENT); 1 X SERIAL (COM1); RAID-CONTROLLER ON BOARD; COMPACT FLASH DRIVE NR.1 FRONT FRONT SIDE; WATCHDOG, STP.-/FAN- MONITORING; CORE I7-610E (2C/4T, 2.53GHZ, TB, HT, VT, AMT, 4MB CACHE); PROFIBUS/MPI (CP5611-A2 COMPATIBLE); 2 MB BUFFERED SRAM; 2 GB DDR3 1066 DIMM; AC 110/230V INDUSTRIAL POWER SUPPLY WITH NAMUR; POWER CABLE EUROPA; 2 X PCI FREE; 250 GBYTE HDD SATA; WINDOWS XP PROF. SP3 MUI (EN, GER, FR, IT, SP); WITHOUT EXTENSION (SW); | 3394 | TEM | 1 | Simatic | 6.95 | 1
6ES76476CH100BA0 | SIMATIC IPC627C (BOX PC), HD GRAFIK ONBOARD, 2X10/100/1000 MBIT/S ETHERNET RJ45; 4 X USB V2.0 (HIGH CURRENT); 1 X SERIAL (COM1); RAID-CONTROLLER ON BOARD; COMPACT FLASH DRIVE NR.1 FRONT FRONT SIDE; WATCHDOG, STP.-/FAN- MONITORING; CORE I7-610E (2C/4T, 2.53GHZ, TB, HT, VT, AMT, 4MB CACHE); PROFIBUS/MPI (CP5611-A2 COMPATIBLE); 2 MB BUFFERED SRAM; 2 GB DDR3 1066 DIMM; AC 110/230V INDUSTRIAL POWER SUPPLY WITH NAMUR; POWER CABLE EUROPA; 2 X PCI FREE; 250 GBYTE HDD SATA; DVD+/-RW; WINDOWS XP PROF. SP3 MUI (EN, GER, FR, IT, SP); WITHOUT EXTENSION (SW); | 3594 | TEM | 1 | Simatic | 6.95 | 1
6ES76476CH100GA0 | SIMATIC IPC627C (BOX PC), HD GRAFIK ONBOARD, 2X10/100/1000 MBIT/S ETHERNET RJ45; 4 X USB V2.0 (HIGH CURRENT); 1 X SERIAL (COM1); RAID-CONTROLLER ON BOARD; COMPACT FLASH DRIVE NR.1 FRONT FRONT SIDE; WATCHDOG, STP.-/FAN- MONITORING; CORE I7-610E (2C/4T, 2.53GHZ, TB, HT, VT, AMT, 4MB CACHE); PROFIBUS/MPI (CP5611-A2 COMPATIBLE); 2 MB BUFFERED SRAM; 2 GB DDR3 1066 DIMM; AC 110/230V INDUSTRIAL POWER SUPPLY WITH NAMUR; POWER CABLE EUROPA; 2 X PCI FREE; RAID1 2 X 320 GB SATA (2,5"); WINDOWS XP PROF. SP3 MUI (EN, GER, FR, IT, SP); WITHOUT EXTENSION (SW); | 3909 | TEM | 1 | Simatic | 6.95 | 1
6ES76476CH130AA0 | SIMATIC IPC627C (BOX PC), HD GRAFIK ONBOARD, 2X10/100/1000 MBIT/S ETHERNET RJ45; 4 X USB V2.0 (HIGH CURRENT); 1 X SERIAL (COM1); RAID-CONTROLLER ON BOARD; COMPACT FLASH DRIVE NR.1 FRONT FRONT SIDE; WATCHDOG, STP.-/FAN- MONITORING; CORE I7-610E (2C/4T, 2.53GHZ, TB, HT, VT, AMT, 4MB CACHE); PROFIBUS/MPI (CP5611-A2 COMPATIBLE); 2 MB BUFFERED SRAM; 2 GB DDR3 1066 DIMM; AC 110/230V INDUSTRIAL POWER SUPPLY WITH NAMUR; POWER CABLE USA; 2 X PCI FREE; 250 GBYTE HDD SATA; WINDOWS XP PROF. SP3 MUI (EN, GER, FR, IT, SP); WITHOUT EXTENSION (SW); | 3394 | TEM | 1 | Simatic | 6.95 | 1
6ES76476CH130AB0 | SIMATIC IPC627C (BOX PC), HD GRAFIK ONBOARD, 2X10/100/1000 MBIT/S ETHERNET RJ45; 4 X USB V2.0 (HIGH CURRENT); 1 X SERIAL (COM1); RAID-CONTROLLER ON BOARD; COMPACT FLASH DRIVE NR.1 FRONT FRONT SIDE; WATCHDOG, STP.-/FAN- MONITORING; CORE I7-610E (2C/4T, 2.53GHZ, TB, HT, VT, AMT, 4MB CACHE); PROFIBUS/MPI (CP5611-A2 COMPATIBLE); 2 MB BUFFERED SRAM; 2 GB DDR3 1066 DIMM; AC 110/230V INDUSTRIAL POWER SUPPLY WITH NAMUR; POWER CABLE USA; 2 X PCI FREE; 250 GBYTE HDD SATA; WINDOWS 7 ULTIMATE 32BIT SP1, MUI (EN, GER, FR, IT, SP); WITHOUT EXTENSION (SW); | 3426 | TEM | 1 | Simatic | 6.95 | 1
6ES76476CH130BA0 | SIMATIC IPC627C (BOX PC), HD GRAFIK ONBOARD, 2X10/100/1000 MBIT/S ETHERNET RJ45; 4 X USB V2.0 (HIGH CURRENT); 1 X SERIAL (COM1); RAID-CONTROLLER ON BOARD; COMPACT FLASH DRIVE NR.1 FRONT FRONT SIDE; WATCHDOG, STP.-/FAN- MONITORING; CORE I7-610E (2C/4T, 2.53GHZ, TB, HT, VT, AMT, 4MB CACHE); PROFIBUS/MPI (CP5611-A2 COMPATIBLE); 2 MB BUFFERED SRAM; 2 GB DDR3 1066 DIMM; AC 110/230V INDUSTRIAL POWER SUPPLY WITH NAMUR; POWER CABLE USA; 2 X PCI FREE; 250 GBYTE HDD SATA; DVD+/-RW; WINDOWS XP PROF. SP3 MUI (EN, GER, FR, IT, SP); WITHOUT EXTENSION (SW); | 3594 | TEM | 1 | Simatic | 6.95 | 1
6ES76476CH160BA1 | SIMATIC IPC627C (BOX PC), HD GRAFIK ONBOARD, 2X10/100/1000 MBIT/S ETHERNET RJ45; 4 X USB V2.0 (HIGH CURRENT); 1 X SERIAL (COM1); RAID-CONTROLLER ON BOARD; COMPACT FLASH DRIVE NR.1 FRONT FRONT SIDE; WATCHDOG, STP.-/FAN- MONITORING; CORE I7-610E (2C/4T, 2.53GHZ, TB, HT, VT, AMT, 4MB CACHE); PROFIBUS/MPI (CP5611-A2 COMPATIBLE); 2 MB BUFFERED SRAM; 2 GB DDR3 1066 DIMM; DC 24V INDUSTRAL- POWER SUPPLY; 2 X PCI FREE; 250 GBYTE HDD SATA; DVD+/-RW; WINDOWS XP PROF. SP3 MUI (EN, GER, FR, IT, SP); SIMATIC IPC DIAGMONITOR V4.5 INCLUDED; | 3720 | TEM | 1 | Simatic | 6.35 | 1
6ES76476CH260AA0 | SIMATIC IPC627C (BOX PC), HD GRAFIK ONBOARD, 2X10/100/1000 MBIT/S ETHERNET RJ45; 4 X USB V2.0 (HIGH CURRENT); 1 X SERIAL (COM1); RAID-CONTROLLER ON BOARD; COMPACT FLASH DRIVE NR.1 FRONT FRONT SIDE; WATCHDOG, STP.-/FAN- MONITORING; CORE I7-610E (2C/4T, 2.53GHZ, TB, HT, VT, AMT, 4MB CACHE); PROFIBUS/MPI (CP5611-A2 COMPATIBLE); 2 MB BUFFERED SRAM; 3 GB DDR3 1066 DIMM; DC 24V INDUSTRAL- POWER SUPPLY; 2 X PCI FREE; 250 GBYTE HDD SATA; WINDOWS XP PROF. SP3 MUI (EN, GER, FR, IT, SP); WITHOUT EXTENSION (SW); | 3552 | TEM | 1 | Simatic | 6.35 | 1
6ES76476CH260GA1 | SIMATIC IPC627C (BOX PC), HD GRAFIK ONBOARD, 2X10/100/1000 MBIT/S ETHERNET RJ45; 4 X USB V2.0 (HIGH CURRENT); 1 X SERIAL (COM1); RAID-CONTROLLER ON BOARD; COMPACT FLASH DRIVE NR.1 FRONT FRONT SIDE; WATCHDOG, STP.-/FAN- MONITORING; CORE I7-610E (2C/4T, 2.53GHZ, TB, HT, VT, AMT, 4MB CACHE); PROFIBUS/MPI (CP5611-A2 COMPATIBLE); 2 MB BUFFERED SRAM; 3 GB DDR3 1066 DIMM; DC 24V INDUSTRAL- POWER SUPPLY; 2 X PCI FREE; RAID1 2 X 320 GB SATA (2,5"); WINDOWS XP PROF. SP3 MUI (EN, GER, FR, IT, SP); SIMATIC IPC DIAGMONITOR V4.5 INCLUDED; | 4192 | TEM | 1 | Simatic | 6.35 | 1
6ES76476CH300AA0 | SIMATIC IPC627C (BOX PC), HD GRAFIK ONBOARD, 2X10/100/1000 MBIT/S ETHERNET RJ45; 4 X USB V2.0 (HIGH CURRENT); 1 X SERIAL (COM1); RAID-CONTROLLER ON BOARD; COMPACT FLASH DRIVE NR.1 FRONT FRONT SIDE; WATCHDOG, STP.-/FAN- MONITORING; CORE I7-610E (2C/4T, 2.53GHZ, TB, HT, VT, AMT, 4MB CACHE); PROFIBUS/MPI (CP5611-A2 COMPATIBLE); 2 MB BUFFERED SRAM; 4 GB DDR3 1066 DIMM; AC 110/230V INDUSTRIAL POWER SUPPLY WITH NAMUR; POWER CABLE EUROPA; 2 X PCI FREE; 250 GBYTE HDD SATA; WINDOWS XP PROF. SP3 MUI (EN, GER, FR, IT, SP); WITHOUT EXTENSION (SW); | 3657 | TEM | 1 | Simatic | 6.95 | 1
6ES76476CH300AB0 | SIMATIC IPC627C (BOX PC), HD GRAFIK ONBOARD, 2X10/100/1000 MBIT/S ETHERNET RJ45; 4 X USB V2.0 (HIGH CURRENT); 1 X SERIAL (COM1); RAID-CONTROLLER ON BOARD; COMPACT FLASH DRIVE NR.1 FRONT FRONT SIDE; WATCHDOG, STP.-/FAN- MONITORING; CORE I7-610E (2C/4T, 2.53GHZ, TB, HT, VT, AMT, 4MB CACHE); PROFIBUS/MPI (CP5611-A2 COMPATIBLE); 2 MB BUFFERED SRAM; 4 GB DDR3 1066 DIMM; AC 110/230V INDUSTRIAL POWER SUPPLY WITH NAMUR; POWER CABLE EUROPA; 2 X PCI FREE; 250 GBYTE HDD SATA; WINDOWS 7 ULTIMATE 32BIT SP1, MUI (EN, GER, FR, IT, SP); WITHOUT EXTENSION (SW); | 3688 | TEM | 1 | Simatic | 6.95 | 1
6ES76476CH300BB0 | SIMATIC IPC627C (BOX PC), HD GRAFIK ONBOARD, 2X10/100/1000 MBIT/S ETHERNET RJ45; 4 X USB V2.0 (HIGH CURRENT); 1 X SERIAL (COM1); RAID-CONTROLLER ON BOARD; COMPACT FLASH DRIVE NR.1 FRONT FRONT SIDE; WATCHDOG, STP.-/FAN- MONITORING; CORE I7-610E (2C/4T, 2.53GHZ, TB, HT, VT, AMT, 4MB CACHE); PROFIBUS/MPI (CP5611-A2 COMPATIBLE); 2 MB BUFFERED SRAM; 4 GB DDR3 1066 DIMM; AC 110/230V INDUSTRIAL POWER SUPPLY WITH NAMUR; POWER CABLE EUROPA; 2 X PCI FREE; 250 GBYTE HDD SATA; DVD+/-RW; WINDOWS 7 ULTIMATE 32BIT SP1, MUI (EN, GER, FR, IT, SP); WITHOUT EXTENSION (SW); | 3888 | TEM | 1 | Simatic | 6.95 | 1
6ES76476CH300GB0 | SIMATIC IPC627C (BOX PC), HD GRAFIK ONBOARD, 2X10/100/1000 MBIT/S ETHERNET RJ45; 4 X USB V2.0 (HIGH CURRENT); 1 X SERIAL (COM1); RAID-CONTROLLER ON BOARD; COMPACT FLASH DRIVE NR.1 FRONT FRONT SIDE; WATCHDOG, STP.-/FAN- MONITORING; CORE I7-610E (2C/4T, 2.53GHZ, TB, HT, VT, AMT, 4MB CACHE); PROFIBUS/MPI (CP5611-A2 COMPATIBLE); 2 MB BUFFERED SRAM; 4 GB DDR3 1066 DIMM; AC 110/230V INDUSTRIAL POWER SUPPLY WITH NAMUR; POWER CABLE EUROPA; 2 X PCI FREE; RAID1 2 X 320 GB SATA (2,5"); WINDOWS 7 ULTIMATE 32BIT SP1, MUI (EN, GER, FR, IT, SP); WITHOUT EXTENSION (SW); | 4203 | TEM | 1 | Simatic | 6.95 | 1
6ES76476CH330AC0 | SIMATIC IPC627C (BOX PC), HD GRAFIK ONBOARD, 2X10/100/1000 MBIT/S ETHERNET RJ45; 4 X USB V2.0 (HIGH CURRENT); 1 X SERIAL (COM1); RAID-CONTROLLER ON BOARD; COMPACT FLASH DRIVE NR.1 FRONT FRONT SIDE; WATCHDOG, STP.-/FAN- MONITORING; CORE I7-610E (2C/4T, 2.53GHZ, TB, HT, VT, AMT, 4MB CACHE); PROFIBUS/MPI (CP5611-A2 COMPATIBLE); 2 MB BUFFERED SRAM; 4 GB DDR3 1066 DIMM; AC 110/230V INDUSTRIAL POWER SUPPLY WITH NAMUR; POWER CABLE USA; 2 X PCI FREE; 250 GBYTE HDD SATA; WINDOWS 7 ULTIMATE 64BIT SP1, MUI (EN, GER, FR, IT, SP); WITHOUT EXTENSION (SW); | 3688 | TEM | 1 | Simatic | 6.95 | 1
6ES76476CH330AX0 | SIMATIC IPC627C (BOX PC), HD GRAFIK ONBOARD, 2X10/100/1000 MBIT/S ETHERNET RJ45; 4 X USB V2.0 (HIGH CURRENT); 1 X SERIAL (COM1); RAID-CONTROLLER ON BOARD; COMPACT FLASH DRIVE NR.1 FRONT FRONT SIDE; WATCHDOG, STP.-/FAN- MONITORING; CORE I7-610E (2C/4T, 2.53GHZ, TB, HT, VT, AMT, 4MB CACHE); PROFIBUS/MPI (CP5611-A2 COMPATIBLE); 2 MB BUFFERED SRAM; 4 GB DDR3 1066 DIMM; AC 110/230V INDUSTRIAL POWER SUPPLY WITH NAMUR; POWER CABLE USA; 2 X PCI FREE; 250 GBYTE HDD SATA; WITHOUT OPERATION SYSTEM; WITHOUT EXTENSION (SW); | 3352 | TEM | 1 | Simatic | 6.95 | 1
6ES76476CH330BA0 | SIMATIC IPC627C (BOX PC), HD GRAFIK ONBOARD, 2X10/100/1000 MBIT/S ETHERNET RJ45; 4 X USB V2.0 (HIGH CURRENT); 1 X SERIAL (COM1); RAID-CONTROLLER ON BOARD; COMPACT FLASH DRIVE NR.1 FRONT FRONT SIDE; WATCHDOG, STP.-/FAN- MONITORING; CORE I7-610E (2C/4T, 2.53GHZ, TB, HT, VT, AMT, 4MB CACHE); PROFIBUS/MPI (CP5611-A2 COMPATIBLE); 2 MB BUFFERED SRAM; 4 GB DDR3 1066 DIMM; AC 110/230V INDUSTRIAL POWER SUPPLY WITH NAMUR; POWER CABLE USA; 2 X PCI FREE; 250 GBYTE HDD SATA; DVD+/-RW; WINDOWS XP PROF. SP3 MUI (EN, GER, FR, IT, SP); WITHOUT EXTENSION (SW); | 3856 | TEM | 1 | Simatic | 6.95 | 1
6ES76476CH330FB1 | SIMATIC IPC627C (BOX PC), HD GRAFIK ONBOARD, 2X10/100/1000 MBIT/S ETHERNET RJ45; 4 X USB V2.0 (HIGH CURRENT); 1 X SERIAL (COM1); RAID-CONTROLLER ON BOARD; COMPACT FLASH DRIVE NR.1 FRONT FRONT SIDE; WATCHDOG, STP.-/FAN- MONITORING; CORE I7-610E (2C/4T, 2.53GHZ, TB, HT, VT, AMT, 4MB CACHE); PROFIBUS/MPI (CP5611-A2 COMPATIBLE); 2 MB BUFFERED SRAM; 4 GB DDR3 1066 DIMM; AC 110/230V INDUSTRIAL POWER SUPPLY WITH NAMUR; POWER CABLE USA; 2 X PCI FREE; 2 X 320 GBYTE SATA; DVD+/-RW; WINDOWS 7 ULTIMATE 32BIT SP1, MUI (EN, GER, FR, IT, SP); SIMATIC IPC DIAGMONITOR V4.5 INCLUDED; | 4423 | TEM | 1 | Simatic | 6.95 | 1
6ES76476CH331AB1 | SIMATIC IPC627C (BOX PC), HD GRAFIK ONBOARD, 2X10/100/1000 MBIT/S ETHERNET RJ45; 4 X USB V2.0 (HIGH CURRENT); 1 X SERIAL (COM1); RAID-CONTROLLER ON BOARD; COMPACT FLASH DRIVE NR.1 FRONT FRONT SIDE; WATCHDOG, STP.-/FAN- MONITORING; CORE I7-610E (2C/4T, 2.53GHZ, TB, HT, VT, AMT, 4MB CACHE); PROFIBUS/MPI (CP5611-A2 COMPATIBLE); 2 MB BUFFERED SRAM; 4 GB DDR3 1066 DIMM; AC 110/230V INDUSTRIAL POWER SUPPLY WITH NAMUR; POWER CABLE USA; 1 X PCI, 1 X PCIE (X16) FREE; 250 GBYTE HDD SATA; WINDOWS 7 ULTIMATE 32BIT SP1, MUI (EN, GER, FR, IT, SP); SIMATIC IPC DIAGMONITOR V4.5 INCLUDED; | 3846 | TEM | 1 | Simatic | 7.05 | 1
6ES76476CH331FA3 | SIMATIC IPC627C (BOX PC), HD GRAFIK ONBOARD, 2X10/100/1000 MBIT/S ETHERNET RJ45; 4 X USB V2.0 (HIGH CURRENT); 1 X SERIAL (COM1); RAID-CONTROLLER ON BOARD; COMPACT FLASH DRIVE NR.1 FRONT FRONT SIDE; WATCHDOG, STP.-/FAN- MONITORING; CORE I7-610E (2C/4T, 2.53GHZ, TB, HT, VT, AMT, 4MB CACHE); PROFIBUS/MPI (CP5611-A2 COMPATIBLE); 2 MB BUFFERED SRAM; 4 GB DDR3 1066 DIMM; AC 110/230V INDUSTRIAL POWER SUPPLY WITH NAMUR; POWER CABLE USA; 1 X PCI, 1 X PCIE (X16) FREE; 2 X 320 GBYTE SATA; DVD+/-RW; WINDOWS XP PROF. SP3 MUI (EN, GER, FR, IT, SP); SIMATIC IPC DIAGMONITOR V4.5 & IMAGE &PARTITION CREATOR V3.4 INCLUDED; | 4518 | TEM | 1 | Simatic | 7.05 | 1
6ES76476CH331FF0 | SIMATIC IPC627C (BOX PC), HD GRAFIK ONBOARD, 2X10/100/1000 MBIT/S ETHERNET RJ45; 4 X USB V2.0 (HIGH CURRENT); 1 X SERIAL (COM1); RAID-CONTROLLER ON BOARD; COMPACT FLASH DRIVE NR.1 FRONT FRONT SIDE; WATCHDOG, STP.-/FAN- MONITORING; CORE I7-610E (2C/4T, 2.53GHZ, TB, HT, VT, AMT, 4MB CACHE); PROFIBUS/MPI (CP5611-A2 COMPATIBLE); 2 MB BUFFERED SRAM; 4 GB DDR3 1066 DIMM; AC 110/230V INDUSTRIAL POWER SUPPLY WITH NAMUR; POWER CABLE USA; 1 X PCI, 1 X PCIE (X16) FREE; 2 X 320 GBYTE SATA; DVD+/-RW; WINDOWS EMBEDDED STANDARD 2009 ENGLISH ON 8 GB COMPACT FLASH; WITHOUT EXTENSION (SW); | 4402 | TEM | 1 | Simatic | 7.05 | 1
6ES76476CH361AA0 | SIMATIC IPC627C (BOX PC), HD GRAFIK ONBOARD, 2X10/100/1000 MBIT/S ETHERNET RJ45; 4 X USB V2.0 (HIGH CURRENT); 1 X SERIAL (COM1); RAID-CONTROLLER ON BOARD; COMPACT FLASH DRIVE NR.1 FRONT FRONT SIDE; WATCHDOG, STP.-/FAN- MONITORING; CORE I7-610E (2C/4T, 2.53GHZ, TB, HT, VT, AMT, 4MB CACHE); PROFIBUS/MPI (CP5611-A2 COMPATIBLE); 2 MB BUFFERED SRAM; 4 GB DDR3 1066 DIMM; DC 24V INDUSTRAL- POWER SUPPLY; 1 X PCI, 1 X PCIE (X16) FREE; 250 GBYTE HDD SATA; WINDOWS XP PROF. SP3 MUI (EN, GER, FR, IT, SP); WITHOUT EXTENSION (SW); | 3688 | TEM | 1 | Simatic | 6.45 | 1
6ES76476CH361AB0 | SIMATIC IPC627C (BOX PC), HD GRAFIK ONBOARD, 2X10/100/1000 MBIT/S ETHERNET RJ45; 4 X USB V2.0 (HIGH CURRENT); 1 X SERIAL (COM1); RAID-CONTROLLER ON BOARD; COMPACT FLASH DRIVE NR.1 FRONT FRONT SIDE; WATCHDOG, STP.-/FAN- MONITORING; CORE I7-610E (2C/4T, 2.53GHZ, TB, HT, VT, AMT, 4MB CACHE); PROFIBUS/MPI (CP5611-A2 COMPATIBLE); 2 MB BUFFERED SRAM; 4 GB DDR3 1066 DIMM; DC 24V INDUSTRAL- POWER SUPPLY; 1 X PCI, 1 X PCIE (X16) FREE; 250 GBYTE HDD SATA; WINDOWS 7 ULTIMATE 32BIT SP1, MUI (EN, GER, FR, IT, SP); WITHOUT EXTENSION (SW); | 3720 | TEM | 1 | Simatic | 6.45 | 1
6ES76476CH361BA0 | SIMATIC IPC627C (BOX PC), HD GRAFIK ONBOARD, 2X10/100/1000 MBIT/S ETHERNET RJ45; 4 X USB V2.0 (HIGH CURRENT); 1 X SERIAL (COM1); RAID-CONTROLLER ON BOARD; COMPACT FLASH DRIVE NR.1 FRONT FRONT SIDE; WATCHDOG, STP.-/FAN- MONITORING; CORE I7-610E (2C/4T, 2.53GHZ, TB, HT, VT, AMT, 4MB CACHE); PROFIBUS/MPI (CP5611-A2 COMPATIBLE); 2 MB BUFFERED SRAM; 4 GB DDR3 1066 DIMM; DC 24V INDUSTRAL- POWER SUPPLY; 1 X PCI, 1 X PCIE (X16) FREE; 250 GBYTE HDD SATA; DVD+/-RW; WINDOWS XP PROF. SP3 MUI (EN, GER, FR, IT, SP); WITHOUT EXTENSION (SW); | 3888 | TEM | 1 | Simatic | 6.45 | 1
6ES76476CH361FA3 | SIMATIC IPC627C (BOX PC), HD GRAFIK ONBOARD, 2X10/100/1000 MBIT/S ETHERNET RJ45; 4 X USB V2.0 (HIGH CURRENT); 1 X SERIAL (COM1); RAID-CONTROLLER ON BOARD; COMPACT FLASH DRIVE NR.1 FRONT FRONT SIDE; WATCHDOG, STP.-/FAN- MONITORING; CORE I7-610E (2C/4T, 2.53GHZ, TB, HT, VT, AMT, 4MB CACHE); PROFIBUS/MPI (CP5611-A2 COMPATIBLE); 2 MB BUFFERED SRAM; 4 GB DDR3 1066 DIMM; DC 24V INDUSTRAL- POWER SUPPLY; 1 X PCI, 1 X PCIE (X16) FREE; 2 X 320 GBYTE SATA; DVD+/-RW; WINDOWS XP PROF. SP3 MUI (EN, GER, FR, IT, SP); SIMATIC IPC DIAGMONITOR V4.5 & IMAGE &PARTITION CREATOR V3.4 INCLUDED; | 4518 | TEM | 1 | Simatic | 6.45 | 1
6ES76476CH361HA0 | SIMATIC IPC627C (BOX PC), HD GRAFIK ONBOARD, 2X10/100/1000 MBIT/S ETHERNET RJ45; 4 X USB V2.0 (HIGH CURRENT); 1 X SERIAL (COM1); RAID-CONTROLLER ON BOARD; COMPACT FLASH DRIVE NR.1 FRONT FRONT SIDE; WATCHDOG, STP.-/FAN- MONITORING; CORE I7-610E (2C/4T, 2.53GHZ, TB, HT, VT, AMT, 4MB CACHE); PROFIBUS/MPI (CP5611-A2 COMPATIBLE); 2 MB BUFFERED SRAM; 4 GB DDR3 1066 DIMM; DC 24V INDUSTRAL- POWER SUPPLY; 1 X PCI, 1 X PCIE (X16) FREE; RAID1 2 X 320 GB SATA (2,5"); DVD+/-RW; WINDOWS XP PROF. SP3 MUI (EN, GER, FR, IT, SP); WITHOUT EXTENSION (SW); | 4402 | TEM | 1 | Simatic | 6.45 | 1
6ES76476CH501HA1 | SIMATIC IPC627C (BOX PC), HD GRAFIK ONBOARD, 2X10/100/1000 MBIT/S ETHERNET RJ45; 4 X USB V2.0 (HIGH CURRENT); 1 X SERIAL (COM1); RAID-CONTROLLER ON BOARD; COMPACT FLASH DRIVE NR.1 FRONT FRONT SIDE; WATCHDOG, STP.-/FAN- MONITORING; CORE I7-610E (2C/4T, 2.53GHZ, TB, HT, VT, AMT, 4MB CACHE); PROFIBUS/MPI (CP5611-A2 COMPATIBLE); 2 MB BUFFERED SRAM; 2 GB DDR3 1066 DIMM; ECC; AC 110/230V INDUSTRIAL POWER SUPPLY WITH NAMUR; POWER CABLE EUROPA; 1 X PCI, 1 X PCIE (X16) FREE; RAID1 2 X 320 GB SATA (2,5"); DVD+/-RW; WINDOWS XP PROF. SP3 MUI (EN, GER, FR, IT, SP); SIMATIC IPC DIAGMONITOR V4.5 INCLUDED; | 4318 | TEM | 1 | Simatic | 6.95 | 1
6ES76476CH531HA1 | SIMATIC IPC627C (BOX PC), HD GRAFIK ONBOARD, 2X10/100/1000 MBIT/S ETHERNET RJ45; 4 X USB V2.0 (HIGH CURRENT); 1 X SERIAL (COM1); RAID-CONTROLLER ON BOARD; COMPACT FLASH DRIVE NR.1 FRONT FRONT SIDE; WATCHDOG, STP.-/FAN- MONITORING; CORE I7-610E (2C/4T, 2.53GHZ, TB, HT, VT, AMT, 4MB CACHE); PROFIBUS/MPI (CP5611-A2 COMPATIBLE); 2 MB BUFFERED SRAM; 2 GB DDR3 1066 DIMM; ECC; AC 110/230V INDUSTRIAL POWER SUPPLY WITH NAMUR; POWER CABLE USA; 1 X PCI, 1 X PCIE (X16) FREE; RAID1 2 X 320 GB SATA (2,5"); DVD+/-RW; WINDOWS XP PROF. SP3 MUI (EN, GER, FR, IT, SP); SIMATIC IPC DIAGMONITOR V4.5 INCLUDED; | 4318 | TEM | 1 | Simatic | 6.95 | 1
6ES76476CJ331AX0 | SIMATIC IPC627C (BOX PC), HD GRAFIK ONBOARD, 2X10/100/1000 MBIT/S ETHERNET RJ45; 4 X USB V2.0 (HIGH CURRENT); 1 X SERIAL (COM1); RAID-CONTROLLER ON BOARD; COMPACT FLASH DRIVE NR.1 FRONT FRONT SIDE; WATCHDOG, STP.-/FAN- MONITORING; CORE I7-610E (2C/4T, 2.53GHZ, TB, HT, VT, AMT, 4MB CACHE); (3XRJ45,CP1616 COMPATIBLE); PROFINET; 2 MB BUFFERED SRAM; 4 GB DDR3 1066 DIMM; AC 110/230V INDUSTRIAL POWER SUPPLY WITH NAMUR; POWER CABLE USA; 1 X PCI, 1 X PCIE (X16) FREE; 250 GBYTE HDD SATA; WITHOUT OPERATION SYSTEM; WITHOUT EXTENSION (SW); | 3783 | TEM | 1 | Simatic | 7.05 | 1
6ES76476CJ630HA0 | SIMATIC IPC627C (BOX PC), HD GRAFIK ONBOARD, 2X10/100/1000 MBIT/S ETHERNET RJ45; 4 X USB V2.0 (HIGH CURRENT); 1 X SERIAL (COM1); RAID-CONTROLLER ON BOARD; COMPACT FLASH DRIVE NR.1 FRONT FRONT SIDE; WATCHDOG, STP.-/FAN- MONITORING; CORE I7-610E (2C/4T, 2.53GHZ, TB, HT, VT, AMT, 4MB CACHE); (3XRJ45,CP1616 COMPATIBLE); PROFINET; 2 MB BUFFERED SRAM; 4 GB DDR3 1066 DIMM; ECC; AC 110/230V INDUSTRIAL POWER SUPPLY WITH NAMUR; POWER CABLE USA; 2 X PCI FREE; RAID1 2 X 320 GB SATA (2,5"); DVD+/-RW; WINDOWS XP PROF. SP3 MUI (EN, GER, FR, IT, SP); WITHOUT EXTENSION (SW); | 4875 | TEM | 1 | Simatic | 6.85 | 1
6ES76476CJ660GB0 | SIMATIC IPC627C (BOX PC), HD GRAFIK ONBOARD, 2X10/100/1000 MBIT/S ETHERNET RJ45; 4 X USB V2.0 (HIGH CURRENT); 1 X SERIAL (COM1); RAID-CONTROLLER ON BOARD; COMPACT FLASH DRIVE NR.1 FRONT FRONT SIDE; WATCHDOG, STP.-/FAN- MONITORING; CORE I7-610E (2C/4T, 2.53GHZ, TB, HT, VT, AMT, 4MB CACHE); (3XRJ45,CP1616 COMPATIBLE); PROFINET; 2 MB BUFFERED SRAM; 4 GB DDR3 1066 DIMM; ECC; DC 24V INDUSTRAL- POWER SUPPLY; 2 X PCI FREE; RAID1 2 X 320 GB SATA (2,5"); WINDOWS 7 ULTIMATE 32BIT SP1, MUI (EN, GER, FR, IT, SP); WITHOUT EXTENSION (SW); | 4707 | TEM | 1 | Simatic | 6.25 | 1
6ES76476CJ660HA0 | SIMATIC IPC627C (BOX PC), HD GRAFIK ONBOARD, 2X10/100/1000 MBIT/S ETHERNET RJ45; 4 X USB V2.0 (HIGH CURRENT); 1 X SERIAL (COM1); RAID-CONTROLLER ON BOARD; COMPACT FLASH DRIVE NR.1 FRONT FRONT SIDE; WATCHDOG, STP.-/FAN- MONITORING; CORE I7-610E (2C/4T, 2.53GHZ, TB, HT, VT, AMT, 4MB CACHE); (3XRJ45,CP1616 COMPATIBLE); PROFINET; 2 MB BUFFERED SRAM; 4 GB DDR3 1066 DIMM; ECC; DC 24V INDUSTRAL- POWER SUPPLY; 2 X PCI FREE; RAID1 2 X 320 GB SATA (2,5"); DVD+/-RW; WINDOWS XP PROF. SP3 MUI (EN, GER, FR, IT, SP); WITHOUT EXTENSION (SW); | 4875 | TEM | 1 | Simatic | 6.25 | 1
6ES76476CJ660HB0 | SIMATIC IPC627C (BOX PC), HD GRAFIK ONBOARD, 2X10/100/1000 MBIT/S ETHERNET RJ45; 4 X USB V2.0 (HIGH CURRENT); 1 X SERIAL (COM1); RAID-CONTROLLER ON BOARD; COMPACT FLASH DRIVE NR.1 FRONT FRONT SIDE; WATCHDOG, STP.-/FAN- MONITORING; CORE I7-610E (2C/4T, 2.53GHZ, TB, HT, VT, AMT, 4MB CACHE); (3XRJ45,CP1616 COMPATIBLE); PROFINET; 2 MB BUFFERED SRAM; 4 GB DDR3 1066 DIMM; ECC; DC 24V INDUSTRAL- POWER SUPPLY; 2 X PCI FREE; RAID1 2 X 320 GB SATA (2,5"); DVD+/-RW; WINDOWS 7 ULTIMATE 32BIT SP1, MUI (EN, GER, FR, IT, SP); WITHOUT EXTENSION (SW); | 4906 | TEM | 1 | Simatic | 6.25 | 1
6ES76476CJ730CC1 | SIMATIC IPC627C (BOX PC), HD GRAFIK ONBOARD, 2X10/100/1000 MBIT/S ETHERNET RJ45; 4 X USB V2.0 (HIGH CURRENT); 1 X SERIAL (COM1); RAID-CONTROLLER ON BOARD; COMPACT FLASH DRIVE NR.1 FRONT FRONT SIDE; WATCHDOG, STP.-/FAN- MONITORING; CORE I7-610E (2C/4T, 2.53GHZ, TB, HT, VT, AMT, 4MB CACHE); (3XRJ45,CP1616 COMPATIBLE); PROFINET; 2 MB BUFFERED SRAM; 8 GB DDR3 1066 DIMM; ECC; AC 110/230V INDUSTRIAL POWER SUPPLY WITH NAMUR; POWER CABLE USA; 2 X PCI FREE; 500 GBYTE HDD SATA; WINDOWS 7 ULTIMATE 64BIT SP1, MUI (EN, GER, FR, IT, SP); SIMATIC IPC DIAGMONITOR V4.5 INCLUDED; | 5064 | TEM | 1 | Simatic | 6.95 | 1
6ES76476CJ760CC1 | SIMATIC IPC627C (BOX PC), HD GRAFIK ONBOARD, 2X10/100/1000 MBIT/S ETHERNET RJ45; 4 X USB V2.0 (HIGH CURRENT); 1 X SERIAL (COM1); RAID-CONTROLLER ON BOARD; COMPACT FLASH DRIVE NR.1 FRONT FRONT SIDE; WATCHDOG, STP.-/FAN- MONITORING; CORE I7-610E (2C/4T, 2.53GHZ, TB, HT, VT, AMT, 4MB CACHE); (3XRJ45,CP1616 COMPATIBLE); PROFINET; 2 MB BUFFERED SRAM; 8 GB DDR3 1066 DIMM; ECC; DC 24V INDUSTRAL- POWER SUPPLY; 2 X PCI FREE; 500 GBYTE HDD SATA; WINDOWS 7 ULTIMATE 64BIT SP1, MUI (EN, GER, FR, IT, SP); SIMATIC IPC DIAGMONITOR V4.5 INCLUDED; | 5064 | TEM | 1 | Simatic | 6.35 | 1
6ES76476CJ760DC1 | SIMATIC IPC627C (BOX PC), HD GRAFIK ONBOARD, 2X10/100/1000 MBIT/S ETHERNET RJ45; 4 X USB V2.0 (HIGH CURRENT); 1 X SERIAL (COM1); RAID-CONTROLLER ON BOARD; COMPACT FLASH DRIVE NR.1 FRONT FRONT SIDE; WATCHDOG, STP.-/FAN- MONITORING; CORE I7-610E (2C/4T, 2.53GHZ, TB, HT, VT, AMT, 4MB CACHE); (3XRJ45,CP1616 COMPATIBLE); PROFINET; 2 MB BUFFERED SRAM; 8 GB DDR3 1066 DIMM; ECC; DC 24V INDUSTRAL- POWER SUPPLY; 2 X PCI FREE; 500 GBYTE HDD SATA; DVD+/-RW; WINDOWS 7 ULTIMATE 64BIT SP1, MUI (EN, GER, FR, IT, SP); SIMATIC IPC DIAGMONITOR V4.5 INCLUDED; | 5263 | TEM | 1 | Simatic | 6.35 | 1
6ES76476CJ760DC3 | SIMATIC IPC627C (BOX PC), HD GRAFIK ONBOARD, 2X10/100/1000 MBIT/S ETHERNET RJ45; 4 X USB V2.0 (HIGH CURRENT); 1 X SERIAL (COM1); RAID-CONTROLLER ON BOARD; COMPACT FLASH DRIVE NR.1 FRONT FRONT SIDE; WATCHDOG, STP.-/FAN- MONITORING; CORE I7-610E (2C/4T, 2.53GHZ, TB, HT, VT, AMT, 4MB CACHE); (3XRJ45,CP1616 COMPATIBLE); PROFINET; 2 MB BUFFERED SRAM; 8 GB DDR3 1066 DIMM; ECC; DC 24V INDUSTRAL- POWER SUPPLY; 2 X PCI FREE; 500 GBYTE HDD SATA; DVD+/-RW; WINDOWS 7 ULTIMATE 64BIT SP1, MUI (EN, GER, FR, IT, SP); SIMATIC IPC DIAGMONITOR V4.5 & IMAGE &PARTITION CREATOR V3.4 INCLUDED; | 5358 | TEM | 1 | Simatic | 6.35 | 1
6ES76476CJ761DC1 | SIMATIC IPC627C (BOX PC), HD GRAFIK ONBOARD, 2X10/100/1000 MBIT/S ETHERNET RJ45; 4 X USB V2.0 (HIGH CURRENT); 1 X SERIAL (COM1); RAID-CONTROLLER ON BOARD; COMPACT FLASH DRIVE NR.1 FRONT FRONT SIDE; WATCHDOG, STP.-/FAN- MONITORING; CORE I7-610E (2C/4T, 2.53GHZ, TB, HT, VT, AMT, 4MB CACHE); (3XRJ45,CP1616 COMPATIBLE); PROFINET; 2 MB BUFFERED SRAM; 8 GB DDR3 1066 DIMM; ECC; DC 24V INDUSTRAL- POWER SUPPLY; 1 X PCI, 1 X PCIE (X16) FREE; 500 GBYTE HDD SATA; DVD+/-RW; WINDOWS 7 ULTIMATE 64BIT SP1, MUI (EN, GER, FR, IT, SP); SIMATIC IPC DIAGMONITOR V4.5 INCLUDED; | 5295 | TEM | 1 | Simatic | 6.45 | 1
6ES76476PA000HC0 | SIMATIC IPC827C (BOX PC), HD GRAFIK ONBOARD, 2X10/100/1000 MBIT/S ETHERNET RJ45; 4 X USB V2.0 (HIGH CURRENT); 1 X SERIAL (COM1); RAID-CONTROLLER ON BOARD; COMPACT FLASH DRIVE NO.1 FRONT SIDE; WATCHDOG, STP.-/FAN- MONITORING; CELERON P4505 (2C/2T, 1.86 GHZ, VT. 2MB CACHE); 1 GB DDR3 1066 DIMM; AC 110/230V INDUSTRIAL POWER SUPPLY WITH NAMUR; POWER CABLE EUROPA; 3 X PCI, 1 X PCIE (X4), 1 X PCIE (X16) FREE; RAID1 2 X 320 GB SATA (2,5"); DVD+/-RW; WINDOWS 7 ULTIMATE 64BIT SP1, MUI (EN, GER, FR, IT, SP); WITHOUT EXTENSION (SW); | 3458 | TEM | 1 | Simatic | 8.05 | 1
6ES76476PB030AA0 | SIMATIC IPC827C (BOX PC), HD GRAFIK ONBOARD, 2X10/100/1000 MBIT/S ETHERNET RJ45; 4 X USB V2.0 (HIGH CURRENT); 1 X SERIAL (COM1); RAID-CONTROLLER ON BOARD; COMPACT FLASH DRIVE NO.1 FRONT SIDE; WATCHDOG, STP.-/FAN- MONITORING; CELERON P4505 (2C/2T, 1.86 GHZ, VT. 2MB CACHE); PROFIBUS/MPI (CP5611-A2 COMPATIBLE); 2 MB BUFFERED SRAM; 1 GB DDR3 1066 DIMM; AC 110/230V INDUSTRIAL POWER SUPPLY WITH NAMUR; POWER CABLE USA; 3 X PCI, 1 X PCIE (X4), 1 X PCIE (X16) FREE; 250 GBYTE HDD SATA; WINDOWS XP PROF. SP3 MUI (EN, GER, FR, IT, SP); WITHOUT EXTENSION (SW); | 2923 | TEM | 1 | Simatic | 8.05 | 1
6ES76476PD030HA0 | SIMATIC IPC827C (BOX PC), HD GRAFIK ONBOARD, 2X10/100/1000 MBIT/S ETHERNET RJ45; 4 X USB V2.0 (HIGH CURRENT); 1 X SERIAL (COM1); RAID-CONTROLLER ON BOARD; COMPACT FLASH DRIVE NO.1 FRONT SIDE; WATCHDOG, STP.-/FAN- MONITORING; CORE I3-330E (2C/4T, 2.13GHZ, HT, VT, 3MB CACHE); 1 GB DDR3 1066 DIMM; AC 110/230V INDUSTRIAL POWER SUPPLY WITH NAMUR; POWER CABLE USA; 3 X PCI, 1 X PCIE (X4), 1 X PCIE (X16) FREE; RAID1 2 X 320 GB SATA (2,5"); DVD+/-RW; WINDOWS XP PROF. SP3 MUI (EN, GER, FR, IT, SP); WITHOUT EXTENSION (SW); | 3710 | TEM | 1 | Simatic | 8.05 | 1
6ES76476PD130BA0 | SIMATIC IPC827C (BOX PC), HD GRAFIK ONBOARD, 2X10/100/1000 MBIT/S ETHERNET RJ45; 4 X USB V2.0 (HIGH CURRENT); 1 X SERIAL (COM1); RAID-CONTROLLER ON BOARD; COMPACT FLASH DRIVE NO.1 FRONT SIDE; WATCHDOG, STP.-/FAN- MONITORING; CORE I3-330E (2C/4T, 2.13GHZ, HT, VT, 3MB CACHE); 2 GB DDR3 1066 DIMM; AC 110/230V INDUSTRIAL POWER SUPPLY WITH NAMUR; POWER CABLE USA; 3 X PCI, 1 X PCIE (X4), 1 X PCIE (X16) FREE; 250 GBYTE HDD SATA; DVD+/-RW; WINDOWS XP PROF. SP3 MUI (EN, GER, FR, IT, SP); WITHOUT EXTENSION (SW); | 3301 | TEM | 1 | Simatic | 8.05 | 1
6ES76476PD150AA0 | SIMATIC IPC827C (BOX PC), HD GRAFIK ONBOARD, 2X10/100/1000 MBIT/S ETHERNET RJ45; 4 X USB V2.0 (HIGH CURRENT); 1 X SERIAL (COM1); RAID-CONTROLLER ON BOARD; COMPACT FLASH DRIVE NO.1 FRONT SIDE; WATCHDOG, STP.-/FAN- MONITORING; CORE I3-330E (2C/4T, 2.13GHZ, HT, VT, 3MB CACHE); 2 GB DDR3 1066 DIMM; AC 110/230V INDUSTRIAL POWER SUPPLY WITH NAMUR; POWER CABLE CHINA; 3 X PCI, 1 X PCIE (X4), 1 X PCIE (X16) FREE; 250 GBYTE HDD SATA; WINDOWS XP PROF. SP3 MUI (EN, GER, FR, IT, SP); WITHOUT EXTENSION (SW); | 3101 | TEM | 1 | Simatic | 8.05 | 1
6ES76476PD150DA0 | SIMATIC IPC827C (BOX PC), HD GRAFIK ONBOARD, 2X10/100/1000 MBIT/S ETHERNET RJ45; 4 X USB V2.0 (HIGH CURRENT); 1 X SERIAL (COM1); RAID-CONTROLLER ON BOARD; COMPACT FLASH DRIVE NO.1 FRONT SIDE; WATCHDOG, STP.-/FAN- MONITORING; CORE I3-330E (2C/4T, 2.13GHZ, HT, VT, 3MB CACHE); 2 GB DDR3 1066 DIMM; AC 110/230V INDUSTRIAL POWER SUPPLY WITH NAMUR; POWER CABLE CHINA; 3 X PCI, 1 X PCIE (X4), 1 X PCIE (X16) FREE; 500 GBYTE HDD SATA; DVD+/-RW; WINDOWS XP PROF. SP3 MUI (EN, GER, FR, IT, SP); WITHOUT EXTENSION (SW); | 3416 | TEM | 1 | Simatic | 8.05 | 1
6ES76476PD160XX0 | SIMATIC IPC827C (BOX PC), HD GRAFIK ONBOARD, 2X10/100/1000 MBIT/S ETHERNET RJ45; 4 X USB V2.0 (HIGH CURRENT); 1 X SERIAL (COM1); RAID-CONTROLLER ON BOARD; COMPACT FLASH DRIVE NO.1 FRONT SIDE; WATCHDOG, STP.-/FAN- MONITORING; CORE I3-330E (2C/4T, 2.13GHZ, HT, VT, 3MB CACHE); 2 GB DDR3 1066 DIMM; DC 24V INDUSTRAL- POWER SUPPLY; 3 X PCI, 1 X PCIE (X4), 1 X PCIE (X16) FREE; WITHOUT DRIVES; WITHOUT OPERATION SYSTEM; WITHOUT EXTENSION (SW); | 2692 | TEM | 1 | Simatic | 7.2 | 1
6ES76476PD230BA0 | SIMATIC IPC827C (BOX PC), HD GRAFIK ONBOARD, 2X10/100/1000 MBIT/S ETHERNET RJ45; 4 X USB V2.0 (HIGH CURRENT); 1 X SERIAL (COM1); RAID-CONTROLLER ON BOARD; COMPACT FLASH DRIVE NO.1 FRONT SIDE; WATCHDOG, STP.-/FAN- MONITORING; CORE I3-330E (2C/4T, 2.13GHZ, HT, VT, 3MB CACHE); 3 GB DDR3 1066 DIMM; AC 110/230V INDUSTRIAL POWER SUPPLY WITH NAMUR; POWER CABLE USA; 3 X PCI, 1 X PCIE (X4), 1 X PCIE (X16) FREE; 250 GBYTE HDD SATA; DVD+/-RW; WINDOWS XP PROF. SP3 MUI (EN, GER, FR, IT, SP); WITHOUT EXTENSION (SW); | 3458 | TEM | 1 | Simatic | 8.05 | 1
6ES76476PD330BA0 | SIMATIC IPC827C (BOX PC), HD GRAFIK ONBOARD, 2X10/100/1000 MBIT/S ETHERNET RJ45; 4 X USB V2.0 (HIGH CURRENT); 1 X SERIAL (COM1); RAID-CONTROLLER ON BOARD; COMPACT FLASH DRIVE NO.1 FRONT SIDE; WATCHDOG, STP.-/FAN- MONITORING; CORE I3-330E (2C/4T, 2.13GHZ, HT, VT, 3MB CACHE); 4 GB DDR3 1066 DIMM; AC 110/230V INDUSTRIAL POWER SUPPLY WITH NAMUR; POWER CABLE USA; 3 X PCI, 1 X PCIE (X4), 1 X PCIE (X16) FREE; 250 GBYTE HDD SATA; DVD+/-RW; WINDOWS XP PROF. SP3 MUI (EN, GER, FR, IT, SP); WITHOUT EXTENSION (SW); | 3563 | TEM | 1 | Simatic | 8.05 | 1
6ES76476PD330BC0 | SIMATIC IPC827C (BOX PC), HD GRAFIK ONBOARD, 2X10/100/1000 MBIT/S ETHERNET RJ45; 4 X USB V2.0 (HIGH CURRENT); 1 X SERIAL (COM1); RAID-CONTROLLER ON BOARD; COMPACT FLASH DRIVE NO.1 FRONT SIDE; WATCHDOG, STP.-/FAN- MONITORING; CORE I3-330E (2C/4T, 2.13GHZ, HT, VT, 3MB CACHE); 4 GB DDR3 1066 DIMM; AC 110/230V INDUSTRIAL POWER SUPPLY WITH NAMUR; POWER CABLE USA; 3 X PCI, 1 X PCIE (X4), 1 X PCIE (X16) FREE; 250 GBYTE HDD SATA; DVD+/-RW; WINDOWS 7 ULTIMATE 64BIT SP1, MUI (EN, GER, FR, IT, SP); WITHOUT EXTENSION (SW); | 3595 | TEM | 1 | Simatic | 8.05 | 1
6ES76476PD330HA0 | SIMATIC IPC827C (BOX PC), HD GRAFIK ONBOARD, 2X10/100/1000 MBIT/S ETHERNET RJ45; 4 X USB V2.0 (HIGH CURRENT); 1 X SERIAL (COM1); RAID-CONTROLLER ON BOARD; COMPACT FLASH DRIVE NO.1 FRONT SIDE; WATCHDOG, STP.-/FAN- MONITORING; CORE I3-330E (2C/4T, 2.13GHZ, HT, VT, 3MB CACHE); 4 GB DDR3 1066 DIMM; AC 110/230V INDUSTRIAL POWER SUPPLY WITH NAMUR; POWER CABLE USA; 3 X PCI, 1 X PCIE (X4), 1 X PCIE (X16) FREE; RAID1 2 X 320 GB SATA (2,5"); DVD+/-RW; WINDOWS XP PROF. SP3 MUI (EN, GER, FR, IT, SP); WITHOUT EXTENSION (SW); | 4078 | TEM | 1 | Simatic | 8.05 | 1
6ES76476PD360BA0 | SIMATIC IPC827C (BOX PC), HD GRAFIK ONBOARD, 2X10/100/1000 MBIT/S ETHERNET RJ45; 4 X USB V2.0 (HIGH CURRENT); 1 X SERIAL (COM1); RAID-CONTROLLER ON BOARD; COMPACT FLASH DRIVE NO.1 FRONT SIDE; WATCHDOG, STP.-/FAN- MONITORING; CORE I3-330E (2C/4T, 2.13GHZ, HT, VT, 3MB CACHE); 4 GB DDR3 1066 DIMM; DC 24V INDUSTRAL- POWER SUPPLY; 3 X PCI, 1 X PCIE (X4), 1 X PCIE (X16) FREE; 250 GBYTE HDD SATA; DVD+/-RW; WINDOWS XP PROF. SP3 MUI (EN, GER, FR, IT, SP); WITHOUT EXTENSION (SW); | 3563 | TEM | 1 | Simatic | 7.45 | 1
6ES76476PE130BA0 | SIMATIC IPC827C (BOX PC), HD GRAFIK ONBOARD, 2X10/100/1000 MBIT/S ETHERNET RJ45; 4 X USB V2.0 (HIGH CURRENT); 1 X SERIAL (COM1); RAID-CONTROLLER ON BOARD; COMPACT FLASH DRIVE NO.1 FRONT SIDE; WATCHDOG, STP.-/FAN- MONITORING; CORE I3-330E (2C/4T, 2.13GHZ, HT, VT, 3MB CACHE); PROFIBUS/MPI (CP5611-A2 COMPATIBLE); 2 MB BUFFERED RAM; 2 GB DDR3 1066 DIMM; AC 110/230V INDUSTRIAL POWER SUPPLY WITH NAMUR; POWER CABLE USA; 3 X PCI, 1 X PCIE (X4), 1 X PCIE (X16) FREE; 250 GBYTE HDD SATA; DVD+/-RW; WINDOWS XP PROF. SP3 MUI (EN, GER, FR, IT, SP); WITHOUT EXTENSION (SW); | 3511 | TEM | 1 | Simatic | 8.05 | 1
6ES76476PE260GA0 | SIMATIC IPC827C (BOX PC), HD GRAFIK ONBOARD, 2X10/100/1000 MBIT/S ETHERNET RJ45; 4 X USB V2.0 (HIGH CURRENT); 1 X SERIAL (COM1); RAID-CONTROLLER ON BOARD; COMPACT FLASH DRIVE NO.1 FRONT SIDE; WATCHDOG, STP.-/FAN- MONITORING; CORE I3-330E (2C/4T, 2.13GHZ, HT, VT, 3MB CACHE); PROFIBUS/MPI (CP5611-A2 COMPATIBLE); 2 MB BUFFERED RAM; 3 GB DDR3 1066 DIMM; DC 24V INDUSTRAL- POWER SUPPLY; 3 X PCI, 1 X PCIE (X4), 1 X PCIE (X16) FREE; RAID1 2 X 320 GB SATA (2,5"); WINDOWS XP PROF. SP3 MUI (EN, GER, FR, IT, SP); WITHOUT EXTENSION (SW); | 3983 | TEM | 1 | Simatic | 7.45 | 1
6ES76476PE330HA3 | SIMATIC IPC827C (BOX PC), HD GRAFIK ONBOARD, 2X10/100/1000 MBIT/S ETHERNET RJ45; 4 X USB V2.0 (HIGH CURRENT); 1 X SERIAL (COM1); RAID-CONTROLLER ON BOARD; COMPACT FLASH DRIVE NO.1 FRONT SIDE; WATCHDOG, STP.-/FAN- MONITORING; CORE I3-330E (2C/4T, 2.13GHZ, HT, VT, 3MB CACHE); PROFIBUS/MPI (CP5611-A2 COMPATIBLE); 2 MB BUFFERED RAM; 4 GB DDR3 1066 DIMM; AC 110/230V INDUSTRIAL POWER SUPPLY WITH NAMUR; POWER CABLE USA; 3 X PCI, 1 X PCIE (X4), 1 X PCIE (X16) FREE; RAID1 2 X 320 GB SATA (2,5"); DVD+/-RW; WINDOWS XP PROF. SP3 MUI (EN, GER, FR, IT, SP); SIMATIC IPC DIAGMONITOR V4.5 & IMAGE &PARTITION CREATOR V3.4 INCLUDED; | 4508 | TEM | 1 | Simatic | 8.05 | 1
6ES76476PE360BA0 | SIMATIC IPC827C (BOX PC), HD GRAFIK ONBOARD, 2X10/100/1000 MBIT/S ETHERNET RJ45; 4 X USB V2.0 (HIGH CURRENT); 1 X SERIAL (COM1); RAID-CONTROLLER ON BOARD; COMPACT FLASH DRIVE NO.1 FRONT SIDE; WATCHDOG, STP.-/FAN- MONITORING; CORE I3-330E (2C/4T, 2.13GHZ, HT, VT, 3MB CACHE); PROFIBUS/MPI (CP5611-A2 COMPATIBLE); 2 MB BUFFERED RAM; 4 GB DDR3 1066 DIMM; DC 24V INDUSTRAL- POWER SUPPLY; 3 X PCI, 1 X PCIE (X4), 1 X PCIE (X16) FREE; 250 GBYTE HDD SATA; DVD+/-RW; WINDOWS XP PROF. SP3 MUI (EN, GER, FR, IT, SP); WITHOUT EXTENSION (SW); | 3773 | TEM | 1 | Simatic | 7.45 | 1
6ES76476PE360GA1 | SIMATIC IPC827C (BOX PC), HD GRAFIK ONBOARD, 2X10/100/1000 MBIT/S ETHERNET RJ45; 4 X USB V2.0 (HIGH CURRENT); 1 X SERIAL (COM1); RAID-CONTROLLER ON BOARD; COMPACT FLASH DRIVE NO.1 FRONT SIDE; WATCHDOG, STP.-/FAN- MONITORING; CORE I3-330E (2C/4T, 2.13GHZ, HT, VT, 3MB CACHE); PROFIBUS/MPI (CP5611-A2 COMPATIBLE); 2 MB BUFFERED RAM; 4 GB DDR3 1066 DIMM; DC 24V INDUSTRAL- POWER SUPPLY; 3 X PCI, 1 X PCIE (X4), 1 X PCIE (X16) FREE; RAID1 2 X 320 GB SATA (2,5"); WINDOWS XP PROF. SP3 MUI (EN, GER, FR, IT, SP); SIMATIC IPC DIAGMONITOR V4.5 INCLUDED; | 4214 | TEM | 1 | Simatic | 7.45 | 1
6ES76476PF660GA1 | SIMATIC IPC827C (BOX PC), HD GRAFIK ONBOARD, 2X10/100/1000 MBIT/S ETHERNET RJ45; 4 X USB V2.0 (HIGH CURRENT); 1 X SERIAL (COM1); RAID-CONTROLLER ON BOARD; COMPACT FLASH DRIVE NO.1 FRONT SIDE; WATCHDOG, STP.-/FAN- MONITORING; CORE I3-330E (2C/4T, 2.13GHZ, HT, VT, 3MB CACHE); PROFINET; (3XRJ45,CP1616 COMPATIBLE); 2 MB BUFFERED SRAM; 4 GB DDR3 1066 DIMM; ECC; DC 24V INDUSTRAL- POWER SUPPLY; 3 X PCI, 1 X PCIE (X4), 1 X PCIE (X16) FREE; RAID1 2 X 320 GB SATA (2,5"); WINDOWS XP PROF. SP3 MUI (EN, GER, FR, IT, SP); SIMATIC IPC DIAGMONITOR V4.5 INCLUDED; | 4718 | TEM | 1 | Simatic | 7.35 | 1
6ES76476PG130BA0 | SIMATIC IPC827C (BOX PC), HD GRAFIK ONBOARD, 2X10/100/1000 MBIT/S ETHERNET RJ45; 4 X USB V2.0 (HIGH CURRENT); 1 X SERIAL (COM1); RAID-CONTROLLER ON BOARD; COMPACT FLASH DRIVE NO.1 FRONT SIDE; WATCHDOG, STP.-/FAN- MONITORING; CORE I7-610E (2C/4T, 2.53GHZ, TB, HT, VT, AMT, 4MB CACHE); 2 GB DDR3 1066 DIMM; AC 110/230V INDUSTRIAL POWER SUPPLY WITH NAMUR; POWER CABLE USA; 3 X PCI, 1 X PCIE (X4), 1 X PCIE (X16) FREE; 250 GBYTE HDD SATA; DVD+/-RW; WINDOWS XP PROF. SP3 MUI (EN, GER, FR, IT, SP); WITHOUT EXTENSION (SW); | 3626 | TEM | 1 | Simatic | 8.05 | 1
6ES76476PG130FB1 | SIMATIC IPC827C (BOX PC), HD GRAFIK ONBOARD, 2X10/100/1000 MBIT/S ETHERNET RJ45; 4 X USB V2.0 (HIGH CURRENT); 1 X SERIAL (COM1); RAID-CONTROLLER ON BOARD; COMPACT FLASH DRIVE NO.1 FRONT SIDE; WATCHDOG, STP.-/FAN- MONITORING; CORE I7-610E (2C/4T, 2.53GHZ, TB, HT, VT, AMT, 4MB CACHE); 2 GB DDR3 1066 DIMM; AC 110/230V INDUSTRIAL POWER SUPPLY WITH NAMUR; POWER CABLE USA; 3 X PCI, 1 X PCIE (X4), 1 X PCIE (X16) FREE; 2 X 320 GBYTE SATA; DVD+/-RW; WINDOWS 7 ULTIMATE 32BIT SP1, MUI (EN, GER, FR, IT, SP); SIMATIC IPC DIAGMONITOR V4.5 INCLUDED; | 4193 | TEM | 1 | Simatic | 8.05 | 1
6ES76476PG200BA0 | SIMATIC IPC827C (BOX PC), HD GRAFIK ONBOARD, 2X10/100/1000 MBIT/S ETHERNET RJ45; 4 X USB V2.0 (HIGH CURRENT); 1 X SERIAL (COM1); RAID-CONTROLLER ON BOARD; COMPACT FLASH DRIVE NO.1 FRONT SIDE; WATCHDOG, STP.-/FAN- MONITORING; CORE I7-610E (2C/4T, 2.53GHZ, TB, HT, VT, AMT, 4MB CACHE); 3 GB DDR3 1066 DIMM; AC 110/230V INDUSTRIAL POWER SUPPLY WITH NAMUR; POWER CABLE EUROPA; 3 X PCI, 1 X PCIE (X4), 1 X PCIE (X16) FREE; 250 GBYTE HDD SATA; DVD+/-RW; WINDOWS XP PROF. SP3 MUI (EN, GER, FR, IT, SP); WITHOUT EXTENSION (SW); | 3784 | TEM | 1 | Simatic | 8.05 | 1
6ES76476PG230BC0 | SIMATIC IPC827C (BOX PC), HD GRAFIK ONBOARD, 2X10/100/1000 MBIT/S ETHERNET RJ45; 4 X USB V2.0 (HIGH CURRENT); 1 X SERIAL (COM1); RAID-CONTROLLER ON BOARD; COMPACT FLASH DRIVE NO.1 FRONT SIDE; WATCHDOG, STP.-/FAN- MONITORING; CORE I7-610E (2C/4T, 2.53GHZ, TB, HT, VT, AMT, 4MB CACHE); 3 GB DDR3 1066 DIMM; AC 110/230V INDUSTRIAL POWER SUPPLY WITH NAMUR; POWER CABLE USA; 3 X PCI, 1 X PCIE (X4), 1 X PCIE (X16) FREE; 250 GBYTE HDD SATA; DVD+/-RW; WINDOWS 7 ULTIMATE 64BIT SP1, MUI (EN, GER, FR, IT, SP); WITHOUT EXTENSION (SW); | 3815 | TEM | 1 | Simatic | 8.05 | 1
6ES76476PG260BA0 | SIMATIC IPC827C (BOX PC), HD GRAFIK ONBOARD, 2X10/100/1000 MBIT/S ETHERNET RJ45; 4 X USB V2.0 (HIGH CURRENT); 1 X SERIAL (COM1); RAID-CONTROLLER ON BOARD; COMPACT FLASH DRIVE NO.1 FRONT SIDE; WATCHDOG, STP.-/FAN- MONITORING; CORE I7-610E (2C/4T, 2.53GHZ, TB, HT, VT, AMT, 4MB CACHE); 3 GB DDR3 1066 DIMM; DC 24V INDUSTRAL- POWER SUPPLY; 3 X PCI, 1 X PCIE (X4), 1 X PCIE (X16) FREE; 250 GBYTE HDD SATA; DVD+/-RW; WINDOWS XP PROF. SP3 MUI (EN, GER, FR, IT, SP); WITHOUT EXTENSION (SW); | 3784 | TEM | 1 | Simatic | 7.45 | 1
6ES76476PG330BB0 | SIMATIC IPC827C (BOX PC), HD GRAFIK ONBOARD, 2X10/100/1000 MBIT/S ETHERNET RJ45; 4 X USB V2.0 (HIGH CURRENT); 1 X SERIAL (COM1); RAID-CONTROLLER ON BOARD; COMPACT FLASH DRIVE NO.1 FRONT SIDE; WATCHDOG, STP.-/FAN- MONITORING; CORE I7-610E (2C/4T, 2.53GHZ, TB, HT, VT, AMT, 4MB CACHE); 4 GB DDR3 1066 DIMM; AC 110/230V INDUSTRIAL POWER SUPPLY WITH NAMUR; POWER CABLE USA; 3 X PCI, 1 X PCIE (X4), 1 X PCIE (X16) FREE; 250 GBYTE HDD SATA; DVD+/-RW; WINDOWS 7 ULTIMATE 32BIT SP1, MUI (EN, GER, FR, IT, SP); WITHOUT EXTENSION (SW); | 3920 | TEM | 1 | Simatic | 8.05 | 1
6ES76476PG330BC0 | SIMATIC IPC827C (BOX PC), HD GRAFIK ONBOARD, 2X10/100/1000 MBIT/S ETHERNET RJ45; 4 X USB V2.0 (HIGH CURRENT); 1 X SERIAL (COM1); RAID-CONTROLLER ON BOARD; COMPACT FLASH DRIVE NO.1 FRONT SIDE; WATCHDOG, STP.-/FAN- MONITORING; CORE I7-610E (2C/4T, 2.53GHZ, TB, HT, VT, AMT, 4MB CACHE); 4 GB DDR3 1066 DIMM; AC 110/230V INDUSTRIAL POWER SUPPLY WITH NAMUR; POWER CABLE USA; 3 X PCI, 1 X PCIE (X4), 1 X PCIE (X16) FREE; 250 GBYTE HDD SATA; DVD+/-RW; WINDOWS 7 ULTIMATE 64BIT SP1, MUI (EN, GER, FR, IT, SP); WITHOUT EXTENSION (SW); | 3920 | TEM | 1 | Simatic | 8.05 | 1
6ES76476PG330BX0 | SIMATIC IPC827C (BOX PC), HD GRAFIK ONBOARD, 2X10/100/1000 MBIT/S ETHERNET RJ45; 4 X USB V2.0 (HIGH CURRENT); 1 X SERIAL (COM1); RAID-CONTROLLER ON BOARD; COMPACT FLASH DRIVE NO.1 FRONT SIDE; WATCHDOG, STP.-/FAN- MONITORING; CORE I7-610E (2C/4T, 2.53GHZ, TB, HT, VT, AMT, 4MB CACHE); 4 GB DDR3 1066 DIMM; AC 110/230V INDUSTRIAL POWER SUPPLY WITH NAMUR; POWER CABLE USA; 3 X PCI, 1 X PCIE (X4), 1 X PCIE (X16) FREE; 250 GBYTE HDD SATA; DVD+/-RW; WITHOUT OPERATION SYSTEM; WITHOUT EXTENSION (SW); | 3584 | TEM | 1 | Simatic | 8.05 | 1
6ES76476PG360BB0 | SIMATIC IPC827C (BOX PC), HD GRAFIK ONBOARD, 2X10/100/1000 MBIT/S ETHERNET RJ45; 4 X USB V2.0 (HIGH CURRENT); 1 X SERIAL (COM1); RAID-CONTROLLER ON BOARD; COMPACT FLASH DRIVE NO.1 FRONT SIDE; WATCHDOG, STP.-/FAN- MONITORING; CORE I7-610E (2C/4T, 2.53GHZ, TB, HT, VT, AMT, 4MB CACHE); 4 GB DDR3 1066 DIMM; DC 24V INDUSTRAL- POWER SUPPLY; 3 X PCI, 1 X PCIE (X4), 1 X PCIE (X16) FREE; 250 GBYTE HDD SATA; DVD+/-RW; WINDOWS 7 ULTIMATE 32BIT SP1, MUI (EN, GER, FR, IT, SP); WITHOUT EXTENSION (SW); | 3920 | TEM | 1 | Simatic | 7.45 | 1
6ES76476PG360BC0 | SIMATIC IPC827C (BOX PC), HD GRAFIK ONBOARD, 2X10/100/1000 MBIT/S ETHERNET RJ45; 4 X USB V2.0 (HIGH CURRENT); 1 X SERIAL (COM1); RAID-CONTROLLER ON BOARD; COMPACT FLASH DRIVE NO.1 FRONT SIDE; WATCHDOG, STP.-/FAN- MONITORING; CORE I7-610E (2C/4T, 2.53GHZ, TB, HT, VT, AMT, 4MB CACHE); 4 GB DDR3 1066 DIMM; DC 24V INDUSTRAL- POWER SUPPLY; 3 X PCI, 1 X PCIE (X4), 1 X PCIE (X16) FREE; 250 GBYTE HDD SATA; DVD+/-RW; WINDOWS 7 ULTIMATE 64BIT SP1, MUI (EN, GER, FR, IT, SP); WITHOUT EXTENSION (SW); | 3920 | TEM | 1 | Simatic | 7.45 | 1
6ES76476PG360BX0 | SIMATIC IPC827C (BOX PC), HD GRAFIK ONBOARD, 2X10/100/1000 MBIT/S ETHERNET RJ45; 4 X USB V2.0 (HIGH CURRENT); 1 X SERIAL (COM1); RAID-CONTROLLER ON BOARD; COMPACT FLASH DRIVE NO.1 FRONT SIDE; WATCHDOG, STP.-/FAN- MONITORING; CORE I7-610E (2C/4T, 2.53GHZ, TB, HT, VT, AMT, 4MB CACHE); 4 GB DDR3 1066 DIMM; DC 24V INDUSTRAL- POWER SUPPLY; 3 X PCI, 1 X PCIE (X4), 1 X PCIE (X16) FREE; 250 GBYTE HDD SATA; DVD+/-RW; WITHOUT OPERATION SYSTEM; WITHOUT EXTENSION (SW); | 3584 | TEM | 1 | Simatic | 7.45 | 1
6ES76476PG600BA0 | SIMATIC IPC827C (BOX PC), HD GRAFIK ONBOARD, 2X10/100/1000 MBIT/S ETHERNET RJ45; 4 X USB V2.0 (HIGH CURRENT); 1 X SERIAL (COM1); RAID-CONTROLLER ON BOARD; COMPACT FLASH DRIVE NO.1 FRONT SIDE; WATCHDOG, STP.-/FAN- MONITORING; CORE I7-610E (2C/4T, 2.53GHZ, TB, HT, VT, AMT, 4MB CACHE); 4 GB DDR3 1066 DIMM; ECC; AC 110/230V INDUSTRIAL POWER SUPPLY WITH NAMUR; POWER CABLE EUROPA; 3 X PCI, 1 X PCIE (X4), 1 X PCIE (X16) FREE; 250 GBYTE HDD SATA; DVD+/-RW; WINDOWS XP PROF. SP3 MUI (EN, GER, FR, IT, SP); WITHOUT EXTENSION (SW); | 3994 | TEM | 1 | Simatic | 7.95 | 1
6ES76476PH330BB0 | SIMATIC IPC827C (BOX PC), HD GRAFIK ONBOARD, 2X10/100/1000 MBIT/S ETHERNET RJ45; 4 X USB V2.0 (HIGH CURRENT); 1 X SERIAL (COM1); RAID-CONTROLLER ON BOARD; COMPACT FLASH DRIVE NO.1 FRONT SIDE; WATCHDOG, STP.-/FAN- MONITORING; CORE I7-610E (2C/4T, 2.53GHZ, TB, HT, VT, AMT, 4MB CACHE); PROFIBUS/MPI (CP5611-A2 COMPATIBLE); 2 MB BUFFERED SRAM; 4 GB DDR3 1066 DIMM; AC 110/230V INDUSTRIAL POWER SUPPLY WITH NAMUR; POWER CABLE USA; 3 X PCI, 1 X PCIE (X4), 1 X PCIE (X16) FREE; 250 GBYTE HDD SATA; DVD+/-RW; WINDOWS 7 ULTIMATE 32BIT SP1, MUI (EN, GER, FR, IT, SP); WITHOUT EXTENSION (SW); | 4130 | TEM | 1 | Simatic | 7.95 | 1
6ES76476PH330FF0 | SIMATIC IPC827C (BOX PC), HD GRAFIK ONBOARD, 2X10/100/1000 MBIT/S ETHERNET RJ45; 4 X USB V2.0 (HIGH CURRENT); 1 X SERIAL (COM1); RAID-CONTROLLER ON BOARD; COMPACT FLASH DRIVE NO.1 FRONT SIDE; WATCHDOG, STP.-/FAN- MONITORING; CORE I7-610E (2C/4T, 2.53GHZ, TB, HT, VT, AMT, 4MB CACHE); PROFIBUS/MPI (CP5611-A2 COMPATIBLE); 2 MB BUFFERED SRAM; 4 GB DDR3 1066 DIMM; AC 110/230V INDUSTRIAL POWER SUPPLY WITH NAMUR; POWER CABLE USA; 3 X PCI, 1 X PCIE (X4), 1 X PCIE (X16) FREE; 2 X 320 GBYTE SATA; DVD+/-RW; WINDOWS EMBEDDED STANDARD 2009 ENGLISH ON 8 GB COMPACT FLASH; WITHOUT EXTENSION (SW); | 4613 | TEM | 1 | Simatic | 7.95 | 1
6ES76476PH360GB0 | SIMATIC IPC827C (BOX PC), HD GRAFIK ONBOARD, 2X10/100/1000 MBIT/S ETHERNET RJ45; 4 X USB V2.0 (HIGH CURRENT); 1 X SERIAL (COM1); RAID-CONTROLLER ON BOARD; COMPACT FLASH DRIVE NO.1 FRONT SIDE; WATCHDOG, STP.-/FAN- MONITORING; CORE I7-610E (2C/4T, 2.53GHZ, TB, HT, VT, AMT, 4MB CACHE); PROFIBUS/MPI (CP5611-A2 COMPATIBLE); 2 MB BUFFERED SRAM; 4 GB DDR3 1066 DIMM; DC 24V INDUSTRAL- POWER SUPPLY; 3 X PCI, 1 X PCIE (X4), 1 X PCIE (X16) FREE; RAID1 2 X 320 GB SATA (2,5"); WINDOWS 7 ULTIMATE 32BIT SP1, MUI (EN, GER, FR, IT, SP); WITHOUT EXTENSION (SW); | 4445 | TEM | 1 | Simatic | 7.35 | 1
6ES76476PJ430HA3 | SIMATIC IPC827C (BOX PC), HD GRAFIK ONBOARD, 2X10/100/1000 MBIT/S ETHERNET RJ45; 4 X USB V2.0 (HIGH CURRENT); 1 X SERIAL (COM1); RAID-CONTROLLER ON BOARD; COMPACT FLASH DRIVE NO.1 FRONT SIDE; WATCHDOG, STP.-/FAN- MONITORING; CORE I7-610E (2C/4T, 2.53GHZ, TB, HT, VT, AMT, 4MB CACHE); (3XRJ45,CP1616 COMPATIBLE); PROFINET; 2 MB BUFFERED SRAM; 8 GB DDR3 1066 DIMM; AC 110/230V INDUSTRIAL POWER SUPPLY WITH NAMUR; POWER CABLE USA; 3 X PCI, 1 X PCIE (X4), 1 X PCIE (X16) FREE; RAID1 2 X 320 GB SATA (2,5"); DVD+/-RW; WINDOWS XP PROF. SP3 MUI (EN, GER, FR, IT, SP); SIMATIC IPC DIAGMONITOR V4.5 & IMAGE &PARTITION CREATOR V3.4 INCLUDED; | 5758 | TEM | 1 | Simatic | 7.95 | 1
6ES76476PJ430HC3 | SIMATIC IPC827C (BOX PC), HD GRAFIK ONBOARD, 2X10/100/1000 MBIT/S ETHERNET RJ45; 4 X USB V2.0 (HIGH CURRENT); 1 X SERIAL (COM1); RAID-CONTROLLER ON BOARD; COMPACT FLASH DRIVE NO.1 FRONT SIDE; WATCHDOG, STP.-/FAN- MONITORING; CORE I7-610E (2C/4T, 2.53GHZ, TB, HT, VT, AMT, 4MB CACHE); (3XRJ45,CP1616 COMPATIBLE); PROFINET; 2 MB BUFFERED SRAM; 8 GB DDR3 1066 DIMM; AC 110/230V INDUSTRIAL POWER SUPPLY WITH NAMUR; POWER CABLE USA; 3 X PCI, 1 X PCIE (X4), 1 X PCIE (X16) FREE; RAID1 2 X 320 GB SATA (2,5"); DVD+/-RW; WINDOWS 7 ULTIMATE 64BIT SP1, MUI (EN, GER, FR, IT, SP); SIMATIC IPC DIAGMONITOR V4.5 & IMAGE &PARTITION CREATOR V3.4 INCLUDED; | 5789 | TEM | 1 | Simatic | 7.95 | 1
6ES76476PJ600GA1 | SIMATIC IPC827C (BOX PC), HD GRAFIK ONBOARD, 2X10/100/1000 MBIT/S ETHERNET RJ45; 4 X USB V2.0 (HIGH CURRENT); 1 X SERIAL (COM1); RAID-CONTROLLER ON BOARD; COMPACT FLASH DRIVE NO.1 FRONT SIDE; WATCHDOG, STP.-/FAN- MONITORING; CORE I7-610E (2C/4T, 2.53GHZ, TB, HT, VT, AMT, 4MB CACHE); (3XRJ45,CP1616 COMPATIBLE); PROFINET; 2 MB BUFFERED SRAM; 4 GB DDR3 1066 DIMM; ECC; AC 110/230V INDUSTRIAL POWER SUPPLY WITH NAMUR; POWER CABLE EUROPA; 3 X PCI, 1 X PCIE (X4), 1 X PCIE (X16) FREE; RAID1 2 X 320 GB SATA (2,5"); WINDOWS XP PROF. SP3 MUI (EN, GER, FR, IT, SP); SIMATIC IPC DIAGMONITOR V4.5 INCLUDED; | 5044 | TEM | 1 | Simatic | 7.85 | 1
6ES76476PJ660GA1 | SIMATIC IPC827C (BOX PC), HD GRAFIK ONBOARD, 2X10/100/1000 MBIT/S ETHERNET RJ45; 4 X USB V2.0 (HIGH CURRENT); 1 X SERIAL (COM1); RAID-CONTROLLER ON BOARD; COMPACT FLASH DRIVE NO.1 FRONT SIDE; WATCHDOG, STP.-/FAN- MONITORING; CORE I7-610E (2C/4T, 2.53GHZ, TB, HT, VT, AMT, 4MB CACHE); (3XRJ45,CP1616 COMPATIBLE); PROFINET; 2 MB BUFFERED SRAM; 4 GB DDR3 1066 DIMM; ECC; DC 24V INDUSTRAL- POWER SUPPLY; 3 X PCI, 1 X PCIE (X4), 1 X PCIE (X16) FREE; RAID1 2 X 320 GB SATA (2,5"); WINDOWS XP PROF. SP3 MUI (EN, GER, FR, IT, SP); SIMATIC IPC DIAGMONITOR V4.5 INCLUDED; | 5044 | TEM | 1 | Simatic | 7.25 | 1
6ES76476PJ660GB1 | SIMATIC IPC827C (BOX PC), HD GRAFIK ONBOARD, 2X10/100/1000 MBIT/S ETHERNET RJ45; 4 X USB V2.0 (HIGH CURRENT); 1 X SERIAL (COM1); RAID-CONTROLLER ON BOARD; COMPACT FLASH DRIVE NO.1 FRONT SIDE; WATCHDOG, STP.-/FAN- MONITORING; CORE I7-610E (2C/4T, 2.53GHZ, TB, HT, VT, AMT, 4MB CACHE); (3XRJ45,CP1616 COMPATIBLE); PROFINET; 2 MB BUFFERED SRAM; 4 GB DDR3 1066 DIMM; ECC; DC 24V INDUSTRAL- POWER SUPPLY; 3 X PCI, 1 X PCIE (X4), 1 X PCIE (X16) FREE; RAID1 2 X 320 GB SATA (2,5"); WINDOWS 7 ULTIMATE 32BIT SP1, MUI (EN, GER, FR, IT, SP); SIMATIC IPC DIAGMONITOR V4.5 INCLUDED; | 5075 | TEM | 1 | Simatic | 7.25 | 1
6ES76478AA000AA1 | SIMATIC IPC227D (NANOBOX PC) 1 X DVI-D GRAPHIC INTERFACE; 2 X 10/100/1000 MBIT/S ETHERNET RJ45; 4 X USB V2.0 (HIGH CURRENT); COMPACTFLASH SLOT; 24V DC INDUSTRIAL POWER SUPPLY; ATOM E620 (600 MHZ), 512MB RAM; W/O DRIVE, WITH CF-SLOT; COM1: RS232; W/O OPERATING SYSTEM; W/O SIMATIC SOFTWARE; DEVICE TYPE BASE; MOUNTING ON DIN RAIL; | 860 | TEM | 1 | Simatic | 2.45 | 1
6ES76478AA101AA1 | SIMATIC IPC227D (NANOBOX PC) 1 X DVI-D GRAPHIC INTERFACE; 2 X 10/100/1000 MBIT/S ETHERNET RJ45; 4 X USB V2.0 (HIGH CURRENT); COMPACTFLASH SLOT; 24V DC INDUSTRIAL POWER SUPPLY; ATOM E620 (600 MHZ), 512MB RAM; 250 GBYTE HDD SATA; COM1: RS232; WES 2009 SP3 (CF FROM 2 GB/SSD/HD); W/O SIMATIC SOFTWARE; DEVICE TYPE BASE; MOUNTING ON DIN RAIL; | 1228 | TEM | 1 | Simatic | 2.55 | 1
6ES76478AA501AA1 | SIMATIC IPC227D (NANOBOX PC) 1 X DVI-D GRAPHIC INTERFACE; 2 X 10/100/1000 MBIT/S ETHERNET RJ45; 4 X USB V2.0 (HIGH CURRENT); COMPACTFLASH SLOT; 24V DC INDUSTRIAL POWER SUPPLY; ATOM E620 (600 MHZ), 512MB RAM; 2 GB SIMATIC PC COMPACTFLASH; COM1: RS232; WES 2009 SP3 (CF FROM 2 GB/SSD/HD); W/O SIMATIC SOFTWARE; DEVICE TYPE BASE; MOUNTING ON DIN RAIL; | 1102 | TEM | 1 | Simatic | 2.55 | 1
6ES76478AA710AA1 | SIMATIC IPC227D (NANOBOX PC) 1 X DVI-D GRAPHIC INTERFACE; 2 X 10/100/1000 MBIT/S ETHERNET RJ45; 4 X USB V2.0 (HIGH CURRENT); COMPACTFLASH SLOT; 24V DC INDUSTRIAL POWER SUPPLY; ATOM E620 (600 MHZ), 512MB RAM; 8 GB SIMATIC PC COMPACTFLASH; COM1: RS485; W/O OPERATING SYSTEM; W/O SIMATIC SOFTWARE; DEVICE TYPE BASE; MOUNTING ON DIN RAIL; | 1144 | TEM | 1 | Simatic | 2.35 | 1
6ES76478AE000AA1 | SIMATIC IPC227D (NANOBOX PC) 1 X DVI-D GRAPHIC INTERFACE; 2 X 10/100/1000 MBIT/S ETHERNET RJ45; 4 X USB V2.0 (HIGH CURRENT); COMPACTFLASH SLOT; 24V DC INDUSTRIAL POWER SUPPLY; ATOM E640 (1,0 GHZ), 1GB RAM; W/O DRIVE, WITH CF-SLOT; COM1: RS232; W/O OPERATING SYSTEM; W/O SIMATIC SOFTWARE; DEVICE TYPE BASE; MOUNTING ON DIN RAIL; | 913 | TEM | 1 | Simatic | 2.45 | 1
6ES76478AE000AB1 | SIMATIC IPC227D (NANOBOX PC) 1 X DVI-D GRAPHIC INTERFACE; 2 X 10/100/1000 MBIT/S ETHERNET RJ45; 4 X USB V2.0 (HIGH CURRENT); COMPACTFLASH SLOT; 24V DC INDUSTRIAL POWER SUPPLY; ATOM E640 (1,0 GHZ), 1GB RAM; W/O DRIVE, WITH CF-SLOT; COM1: RS232; W/O OPERATING SYSTEM; W/O SIMATIC SOFTWARE; DEVICE TYPE: PCIE (1 STECKPLATZ); MOUNTING ON DIN RAIL; | 1018 | TEM | 1 | Simatic | 2.45 | 1
6ES76478AE000AE1 | SIMATIC IPC227D (NANOBOX PC) 1 X DVI-D GRAPHIC INTERFACE; 2 X 10/100/1000 MBIT/S ETHERNET RJ45; 4 X USB V2.0 (HIGH CURRENT); COMPACTFLASH SLOT; 24V DC INDUSTRIAL POWER SUPPLY; ATOM E640 (1,0 GHZ), 1GB RAM; W/O DRIVE, WITH CF-SLOT; COM1: RS232; W/O OPERATING SYSTEM; W/O SIMATIC SOFTWARE; DEVICE TYPE: IO (4X DIG. IN//OUT EACH); MOUNTING ON DIN RAIL; | 1123 | TEM | 1 | Simatic | 2.45 | 1
6ES76478AE100AA1 | SIMATIC IPC227D (NANOBOX PC) 1 X DVI-D GRAPHIC INTERFACE; 2 X 10/100/1000 MBIT/S ETHERNET RJ45; 4 X USB V2.0 (HIGH CURRENT); COMPACTFLASH SLOT; 24V DC INDUSTRIAL POWER SUPPLY; ATOM E640 (1,0 GHZ), 1GB RAM; 250 GBYTE HDD SATA; COM1: RS232; W/O OPERATING SYSTEM; W/O SIMATIC SOFTWARE; DEVICE TYPE BASE; MOUNTING ON DIN RAIL; | 1123 | TEM | 1 | Simatic | 2.45 | 1
6ES76478AE102AA1 | SIMATIC IPC227D (NANOBOX PC) 1 X DVI-D GRAPHIC INTERFACE; 2 X 10/100/1000 MBIT/S ETHERNET RJ45; 4 X USB V2.0 (HIGH CURRENT); COMPACTFLASH SLOT; 24V DC INDUSTRIAL POWER SUPPLY; ATOM E640 (1,0 GHZ), 1GB RAM; 250 GBYTE HDD SATA; COM1: RS232; XP PROF. SP3, MUI (SSD/HD); W/O SIMATIC SOFTWARE; DEVICE TYPE BASE; MOUNTING ON DIN RAIL; | 1427 | TEM | 1 | Simatic | 2.45 | 1
6ES76478AE103AA1 | SIMATIC IPC227D (NANOBOX PC) 1 X DVI-D GRAPHIC INTERFACE; 2 X 10/100/1000 MBIT/S ETHERNET RJ45; 4 X USB V2.0 (HIGH CURRENT); COMPACTFLASH SLOT; 24V DC INDUSTRIAL POWER SUPPLY; ATOM E640 (1,0 GHZ), 1GB RAM; 250 GBYTE HDD SATA; COM1: RS232; WES 7 SP1 (CF FROM 4GB/SSD/HD, FROM 1GHZ) W/O SIMATIC SOFTWARE; DEVICE TYPE BASE; MOUNTING ON DIN RAIL; | 1280 | TEM | 1 | Simatic | 2.55 | 1
6ES76478AE114AA1 | SIMATIC IPC227D (NANOBOX PC) 1 X DVI-D GRAPHIC INTERFACE; 2 X 10/100/1000 MBIT/S ETHERNET RJ45; 4 X USB V2.0 (HIGH CURRENT); COMPACTFLASH SLOT; 24V DC INDUSTRIAL POWER SUPPLY; ATOM E640 (1,0 GHZ), 1GB RAM; 250 GBYTE HDD SATA; COM1: RS485; WINDOWS 7 SP1,MUI (SSD/HD, FROM 1 GHZ); W/O SIMATIC SOFTWARE; DEVICE TYPE BASE; MOUNTING ON DIN RAIL; | 1490 | TEM | 1 | Simatic | 2.45 | 1
6ES76478AE212AA1 | SIMATIC IPC227D (NANOBOX PC) 1 X DVI-D GRAPHIC INTERFACE; 2 X 10/100/1000 MBIT/S ETHERNET RJ45; 4 X USB V2.0 (HIGH CURRENT); COMPACTFLASH SLOT; 24V DC INDUSTRIAL POWER SUPPLY; ATOM E640 (1,0 GHZ), 1GB RAM; 160 GB SOLID-STATE DRIVE SATA; COM1: RS485; XP PROF. SP3, MUI (SSD/HD); W/O SIMATIC SOFTWARE; DEVICE TYPE BASE; MOUNTING ON DIN RAIL; | 1763 | TEM | 1 | Simatic | 2.45 | 1
6ES76478AE400AD4 | SIMATIC IPC227D (NANOBOX PC) 1 X DVI-D GRAPHIC INTERFACE; 2 X 10/100/1000 MBIT/S ETHERNET RJ45; 4 X USB V2.0 (HIGH CURRENT); COMPACTFLASH SLOT; 24V DC INDUSTRIAL POWER SUPPLY; ATOM E640 (1,0 GHZ), 1GB RAM; 80 GB SOLID-STATE DRIVE SATA; COM1: RS232; W/O OPERATING SYSTEM; W/O SIMATIC SOFTWARE; DEVICE TYPE: COM (COM2-4: RS232); SIDE MOUNTING; | 1301 | TEM | 1 | Simatic | 2.45 | 1
6ES76478AE401AA1 | SIMATIC IPC227D (NANOBOX PC) 1 X DVI-D GRAPHIC INTERFACE; 2 X 10/100/1000 MBIT/S ETHERNET RJ45; 4 X USB V2.0 (HIGH CURRENT); COMPACTFLASH SLOT; 24V DC INDUSTRIAL POWER SUPPLY; ATOM E640 (1,0 GHZ), 1GB RAM; 80 GB SOLID-STATE DRIVE SATA; COM1: RS232; WES 2009 SP3 (CF FROM 2 GB/SSD/HD); W/O SIMATIC SOFTWARE; DEVICE TYPE BASE; MOUNTING ON DIN RAIL; | 1375 | TEM | 1 | Simatic | 2.55 | 1
6ES76478AE501AA1 | SIMATIC IPC227D (NANOBOX PC) 1 X DVI-D GRAPHIC INTERFACE; 2 X 10/100/1000 MBIT/S ETHERNET RJ45; 4 X USB V2.0 (HIGH CURRENT); COMPACTFLASH SLOT; 24V DC INDUSTRIAL POWER SUPPLY; ATOM E640 (1,0 GHZ), 1GB RAM; 2 GB SIMATIC PC COMPACTFLASH; COM1: RS232; WES 2009 SP3 (CF FROM 2 GB/SSD/HD); W/O SIMATIC SOFTWARE; DEVICE TYPE BASE; MOUNTING ON DIN RAIL; | 1154 | TEM | 1 | Simatic | 2.55 | 1
6ES76478AE600AB1 | SIMATIC IPC227D (NANOBOX PC) 1 X DVI-D GRAPHIC INTERFACE; 2 X 10/100/1000 MBIT/S ETHERNET RJ45; 4 X USB V2.0 (HIGH CURRENT); COMPACTFLASH SLOT; 24V DC INDUSTRIAL POWER SUPPLY; ATOM E640 (1,0 GHZ), 1GB RAM; 4 GB SIMATIC PC COMPACTFLASH; COM1: RS232; W/O OPERATING SYSTEM; W/O SIMATIC SOFTWARE; DEVICE TYPE: PCIE (1 STECKPLATZ); MOUNTING ON DIN RAIL; | 1154 | TEM | 1 | Simatic | 2.45 | 1
6ES76478AE600AE1 | SIMATIC IPC227D (NANOBOX PC) 1 X DVI-D GRAPHIC INTERFACE; 2 X 10/100/1000 MBIT/S ETHERNET RJ45; 4 X USB V2.0 (HIGH CURRENT); COMPACTFLASH SLOT; 24V DC INDUSTRIAL POWER SUPPLY; ATOM E640 (1,0 GHZ), 1GB RAM; 4 GB SIMATIC PC COMPACTFLASH; COM1: RS232; W/O OPERATING SYSTEM; W/O SIMATIC SOFTWARE; DEVICE TYPE: IO (4X DIG. IN//OUT EACH); MOUNTING ON DIN RAIL; | 1259 | TEM | 1 | Simatic | 2.45 | 1
6ES76478AE601AA1 | SIMATIC IPC227D (NANOBOX PC) 1 X DVI-D GRAPHIC INTERFACE; 2 X 10/100/1000 MBIT/S ETHERNET RJ45; 4 X USB V2.0 (HIGH CURRENT); COMPACTFLASH SLOT; 24V DC INDUSTRIAL POWER SUPPLY; ATOM E640 (1,0 GHZ), 1GB RAM; 4 GB SIMATIC PC COMPACTFLASH; COM1: RS232; WES 2009 SP3 (CF FROM 2 GB/SSD/HD); W/O SIMATIC SOFTWARE; DEVICE TYPE BASE; MOUNTING ON DIN RAIL; | 1207 | TEM | 1 | Simatic | 2.55 | 1
6ES76478AE601AB1 | SIMATIC IPC227D (NANOBOX PC) 1 X DVI-D GRAPHIC INTERFACE; 2 X 10/100/1000 MBIT/S ETHERNET RJ45; 4 X USB V2.0 (HIGH CURRENT); COMPACTFLASH SLOT; 24V DC INDUSTRIAL POWER SUPPLY; ATOM E640 (1,0 GHZ), 1GB RAM; 4 GB SIMATIC PC COMPACTFLASH; COM1: RS232; WES 2009 SP3 (CF FROM 2 GB/SSD/HD); W/O SIMATIC SOFTWARE; DEVICE TYPE: PCIE (1 STECKPLATZ); MOUNTING ON DIN RAIL; | 1312 | TEM | 1 | Simatic | 2.55 | 1
6ES76478AE601GA1 | SIMATIC IPC227D (NANOBOX PC) 1 X DVI-D GRAPHIC INTERFACE; 2 X 10/100/1000 MBIT/S ETHERNET RJ45; 4 X USB V2.0 (HIGH CURRENT); COMPACTFLASH SLOT; 24V DC INDUSTRIAL POWER SUPPLY; ATOM E640 (1,0 GHZ), 1GB RAM; 4 GB SIMATIC PC COMPACTFLASH; COM1: RS232; WES 2009 SP3 (CF FROM 2 GB/SSD/HD); WINCC ADVANCED RT V13 512 PT (INCL. LOGGING AND RECIPES); DEVICE TYPE BASE; MOUNTING ON DIN RAIL; | 2099 | TEM | 1 | Simatic | 2.55 | 1
6ES76478AE603AA1 | SIMATIC IPC227D (NANOBOX PC) 1 X DVI-D GRAPHIC INTERFACE; 2 X 10/100/1000 MBIT/S ETHERNET RJ45; 4 X USB V2.0 (HIGH CURRENT); COMPACTFLASH SLOT; 24V DC INDUSTRIAL POWER SUPPLY; ATOM E640 (1,0 GHZ), 1GB RAM; 4 GB SIMATIC PC COMPACTFLASH; COM1: RS232; WES 7 SP1 (CF FROM 4GB/SSD/HD, FROM 1GHZ) W/O SIMATIC SOFTWARE; DEVICE TYPE BASE; MOUNTING ON DIN RAIL; | 1207 | TEM | 1 | Simatic | 2.55 | 1
6ES76478AE701AA1 | SIMATIC IPC227D (NANOBOX PC) 1 X DVI-D GRAPHIC INTERFACE; 2 X 10/100/1000 MBIT/S ETHERNET RJ45; 4 X USB V2.0 (HIGH CURRENT); COMPACTFLASH SLOT; 24V DC INDUSTRIAL POWER SUPPLY; ATOM E640 (1,0 GHZ), 1GB RAM; 8 GB SIMATIC PC COMPACTFLASH; COM1: RS232; WES 2009 SP3 (CF FROM 2 GB/SSD/HD); W/O SIMATIC SOFTWARE; DEVICE TYPE BASE; MOUNTING ON DIN RAIL; | 1322 | TEM | 1 | Simatic | 2.45 | 1
6ES76478AE701AB1 | SIMATIC IPC227D (NANOBOX PC) 1 X DVI-D GRAPHIC INTERFACE; 2 X 10/100/1000 MBIT/S ETHERNET RJ45; 4 X USB V2.0 (HIGH CURRENT); COMPACTFLASH SLOT; 24V DC INDUSTRIAL POWER SUPPLY; ATOM E640 (1,0 GHZ), 1GB RAM; 8 GB SIMATIC PC COMPACTFLASH; COM1: RS232; WES 2009 SP3 (CF FROM 2 GB/SSD/HD); W/O SIMATIC SOFTWARE; DEVICE TYPE: PCIE (1 STECKPLATZ); MOUNTING ON DIN RAIL; | 1427 | TEM | 1 | Simatic | 2.45 | 1
6ES76478AF101AD2 | SIMATIC IPC227D (NANOBOX PC) 1 X DVI-D GRAPHIC INTERFACE; 2 X 10/100/1000 MBIT/S ETHERNET RJ45; 4 X USB V2.0 (HIGH CURRENT); COMPACTFLASH SLOT; 24V DC INDUSTRIAL POWER SUPPLY; ATOM E640 (1,0 GHZ), 1GB RAM; REMANENCE; 250 GBYTE HDD SATA; COM1: RS232; WES 2009 SP3 (CF FROM 2 GB/SSD/HD); W/O SIMATIC SOFTWARE; DEVICE TYPE: COM (COM2-4: RS232); LL MOUNTING; | 1417 | TEM | 1 | Simatic | 2.55 | 1
6ES76478AF102AA1 | SIMATIC IPC227D (NANOBOX PC) 1 X DVI-D GRAPHIC INTERFACE; 2 X 10/100/1000 MBIT/S ETHERNET RJ45; 4 X USB V2.0 (HIGH CURRENT); COMPACTFLASH SLOT; 24V DC INDUSTRIAL POWER SUPPLY; ATOM E640 (1,0 GHZ), 1GB RAM; REMANENCE; 250 GBYTE HDD SATA; COM1: RS232; XP PROF. SP3, MUI (SSD/HD); W/O SIMATIC SOFTWARE; DEVICE TYPE BASE; MOUNTING ON DIN RAIL; | 1480 | TEM | 1 | Simatic | 2.45 | 1
6ES76478AF601AA1 | SIMATIC IPC227D (NANOBOX PC) 1 X DVI-D GRAPHIC INTERFACE; 2 X 10/100/1000 MBIT/S ETHERNET RJ45; 4 X USB V2.0 (HIGH CURRENT); COMPACTFLASH SLOT; 24V DC INDUSTRIAL POWER SUPPLY; ATOM E640 (1,0 GHZ), 1GB RAM; REMANENCE; 4 GB SIMATIC PC COMPACTFLASH; COM1: RS232; WES 2009 SP3 (CF FROM 2 GB/SSD/HD); W/O SIMATIC SOFTWARE; DEVICE TYPE BASE; MOUNTING ON DIN RAIL; | 1259 | TEM | 1 | Simatic | 2.55 | 1
6ES76478AF603AA1 | SIMATIC IPC227D (NANOBOX PC) 1 X DVI-D GRAPHIC INTERFACE; 2 X 10/100/1000 MBIT/S ETHERNET RJ45; 4 X USB V2.0 (HIGH CURRENT); COMPACTFLASH SLOT; 24V DC INDUSTRIAL POWER SUPPLY; ATOM E640 (1,0 GHZ), 1GB RAM; REMANENCE; 4 GB SIMATIC PC COMPACTFLASH; COM1: RS232; WES 7 SP1 (CF FROM 4GB/SSD/HD, FROM 1GHZ) W/O SIMATIC SOFTWARE; DEVICE TYPE BASE; MOUNTING ON DIN RAIL; | 1259 | TEM | 1 | Simatic | 2.55 | 1
6ES76478AG000AB1 | SIMATIC IPC227D (NANOBOX PC) 1 X DVI-D GRAPHIC INTERFACE; 2 X 10/100/1000 MBIT/S ETHERNET RJ45; 4 X USB V2.0 (HIGH CURRENT); COMPACTFLASH SLOT; 24V DC INDUSTRIAL POWER SUPPLY; ATOM E660 (1,3 GHZ), 2GB RAM; W/O DRIVE, WITH CF-SLOT; COM1: RS232; W/O OPERATING SYSTEM; W/O SIMATIC SOFTWARE; DEVICE TYPE: PCIE (1 STECKPLATZ); MOUNTING ON DIN RAIL; | 1154 | TEM | 1 | Simatic | 2.45 | 1
6ES76478AG010AD1 | SIMATIC IPC227D (NANOBOX PC) 1 X DVI-D GRAPHIC INTERFACE; 2 X 10/100/1000 MBIT/S ETHERNET RJ45; 4 X USB V2.0 (HIGH CURRENT); COMPACTFLASH SLOT; 24V DC INDUSTRIAL POWER SUPPLY; ATOM E660 (1,3 GHZ), 2GB RAM; W/O DRIVE, WITH CF-SLOT; COM1: RS485; W/O OPERATING SYSTEM; W/O SIMATIC SOFTWARE; DEVICE TYPE: COM (COM2-4: RS232); MOUNTING ON DIN RAIL; | 1165 | TEM | 1 | Simatic | 2.45 | 1
6ES76478AG102AA1 | SIMATIC IPC227D (NANOBOX PC) 1 X DVI-D GRAPHIC INTERFACE; 2 X 10/100/1000 MBIT/S ETHERNET RJ45; 4 X USB V2.0 (HIGH CURRENT); COMPACTFLASH SLOT; 24V DC INDUSTRIAL POWER SUPPLY; ATOM E660 (1,3 GHZ), 2GB RAM; 250 GBYTE HDD SATA; COM1: RS232; XP PROF. SP3, MUI (SSD/HD); W/O SIMATIC SOFTWARE; DEVICE TYPE BASE; MOUNTING ON DIN RAIL; | 1564 | TEM | 1 | Simatic | 2.45 | 1
6ES76478AG102AA3 | SIMATIC IPC227D (NANOBOX PC) 1 X DVI-D GRAPHIC INTERFACE; 2 X 10/100/1000 MBIT/S ETHERNET RJ45; 4 X USB V2.0 (HIGH CURRENT); COMPACTFLASH SLOT; 24V DC INDUSTRIAL POWER SUPPLY; ATOM E660 (1,3 GHZ), 2GB RAM; 250 GBYTE HDD SATA; COM1: RS232; XP PROF. SP3, MUI (SSD/HD); W/O SIMATIC SOFTWARE; DEVICE TYPE BASE; BOOK MOUNTING; | 1564 | TEM | 1 | Simatic | 2.45 | 1
6ES76478AG102AB1 | SIMATIC IPC227D (NANOBOX PC) 1 X DVI-D GRAPHIC INTERFACE; 2 X 10/100/1000 MBIT/S ETHERNET RJ45; 4 X USB V2.0 (HIGH CURRENT); COMPACTFLASH SLOT; 24V DC INDUSTRIAL POWER SUPPLY; ATOM E660 (1,3 GHZ), 2GB RAM; 250 GBYTE HDD SATA; COM1: RS232; XP PROF. SP3, MUI (SSD/HD); W/O SIMATIC SOFTWARE; DEVICE TYPE: PCIE (1 STECKPLATZ); MOUNTING ON DIN RAIL; | 1669 | TEM | 1 | Simatic | 2.45 | 1
6ES76478AG102AB4 | SIMATIC IPC227D (NANOBOX PC) 1 X DVI-D GRAPHIC INTERFACE; 2 X 10/100/1000 MBIT/S ETHERNET RJ45; 4 X USB V2.0 (HIGH CURRENT); COMPACTFLASH SLOT; 24V DC INDUSTRIAL POWER SUPPLY; ATOM E660 (1,3 GHZ), 2GB RAM; 250 GBYTE HDD SATA; COM1: RS232; XP PROF. SP3, MUI (SSD/HD); W/O SIMATIC SOFTWARE; DEVICE TYPE: PCIE (1 STECKPLATZ); SIDE MOUNTING; | 1669 | TEM | 1 | Simatic | 2.45 | 1
6ES76478AG104AA1 | SIMATIC IPC227D (NANOBOX PC) 1 X DVI-D GRAPHIC INTERFACE; 2 X 10/100/1000 MBIT/S ETHERNET RJ45; 4 X USB V2.0 (HIGH CURRENT); COMPACTFLASH SLOT; 24V DC INDUSTRIAL POWER SUPPLY; ATOM E660 (1,3 GHZ), 2GB RAM; 250 GBYTE HDD SATA; COM1: RS232; WINDOWS 7 SP1,MUI (SSD/HD, FROM 1 GHZ); W/O SIMATIC SOFTWARE; DEVICE TYPE BASE; MOUNTING ON DIN RAIL; | 1595 | TEM | 1 | Simatic | 2.45 | 1
6ES76478AG104AA3 | SIMATIC IPC227D (NANOBOX PC) 1 X DVI-D GRAPHIC INTERFACE; 2 X 10/100/1000 MBIT/S ETHERNET RJ45; 4 X USB V2.0 (HIGH CURRENT); COMPACTFLASH SLOT; 24V DC INDUSTRIAL POWER SUPPLY; ATOM E660 (1,3 GHZ), 2GB RAM; 250 GBYTE HDD SATA; COM1: RS232; WINDOWS 7 SP1,MUI (SSD/HD, FROM 1 GHZ); W/O SIMATIC SOFTWARE; DEVICE TYPE BASE; BOOK MOUNTING; | 1595 | TEM | 1 | Simatic | 2.45 | 1
6ES76478AG112AA1 | SIMATIC IPC227D (NANOBOX PC) 1 X DVI-D GRAPHIC INTERFACE; 2 X 10/100/1000 MBIT/S ETHERNET RJ45; 4 X USB V2.0 (HIGH CURRENT); COMPACTFLASH SLOT; 24V DC INDUSTRIAL POWER SUPPLY; ATOM E660 (1,3 GHZ), 2GB RAM; 250 GBYTE HDD SATA; COM1: RS485; XP PROF. SP3, MUI (SSD/HD); W/O SIMATIC SOFTWARE; DEVICE TYPE BASE; MOUNTING ON DIN RAIL; | 1595 | TEM | 1 | Simatic | 2.45 | 1
6ES76478AG114AB1 | SIMATIC IPC227D (NANOBOX PC) 1 X DVI-D GRAPHIC INTERFACE; 2 X 10/100/1000 MBIT/S ETHERNET RJ45; 4 X USB V2.0 (HIGH CURRENT); COMPACTFLASH SLOT; 24V DC INDUSTRIAL POWER SUPPLY; ATOM E660 (1,3 GHZ), 2GB RAM; 250 GBYTE HDD SATA; COM1: RS485; WINDOWS 7 SP1,MUI (SSD/HD, FROM 1 GHZ); W/O SIMATIC SOFTWARE; DEVICE TYPE: PCIE (1 STECKPLATZ); MOUNTING ON DIN RAIL; | 1732 | TEM | 1 | Simatic | 2.45 | 1
6ES76478AG204AA1 | SIMATIC IPC227D (NANOBOX PC) 1 X DVI-D GRAPHIC INTERFACE; 2 X 10/100/1000 MBIT/S ETHERNET RJ45; 4 X USB V2.0 (HIGH CURRENT); COMPACTFLASH SLOT; 24V DC INDUSTRIAL POWER SUPPLY; ATOM E660 (1,3 GHZ), 2GB RAM; 160 GB SOLID-STATE DRIVE SATA; COM1: RS232; WINDOWS 7 SP1,MUI (SSD/HD, FROM 1 GHZ); W/O SIMATIC SOFTWARE; DEVICE TYPE BASE; MOUNTING ON DIN RAIL; | 1900 | TEM | 1 | Simatic | 2.45 | 1
6ES76478AG400AA1 | SIMATIC IPC227D (NANOBOX PC) 1 X DVI-D GRAPHIC INTERFACE; 2 X 10/100/1000 MBIT/S ETHERNET RJ45; 4 X USB V2.0 (HIGH CURRENT); COMPACTFLASH SLOT; 24V DC INDUSTRIAL POWER SUPPLY; ATOM E660 (1,3 GHZ), 2GB RAM; 80 GB SOLID-STATE DRIVE SATA; COM1: RS232; W/O OPERATING SYSTEM; W/O SIMATIC SOFTWARE; DEVICE TYPE BASE; MOUNTING ON DIN RAIL; | 1354 | TEM | 1 | Simatic | 2.45 | 1
6ES76478AG400AB1 | SIMATIC IPC227D (NANOBOX PC) 1 X DVI-D GRAPHIC INTERFACE; 2 X 10/100/1000 MBIT/S ETHERNET RJ45; 4 X USB V2.0 (HIGH CURRENT); COMPACTFLASH SLOT; 24V DC INDUSTRIAL POWER SUPPLY; ATOM E660 (1,3 GHZ), 2GB RAM; 80 GB SOLID-STATE DRIVE SATA; COM1: RS232; W/O OPERATING SYSTEM; W/O SIMATIC SOFTWARE; DEVICE TYPE: PCIE (1 STECKPLATZ); MOUNTING ON DIN RAIL; | 1459 | TEM | 1 | Simatic | 2.45 | 1
6ES76478AG402AA1 | SIMATIC IPC227D (NANOBOX PC) 1 X DVI-D GRAPHIC INTERFACE; 2 X 10/100/1000 MBIT/S ETHERNET RJ45; 4 X USB V2.0 (HIGH CURRENT); COMPACTFLASH SLOT; 24V DC INDUSTRIAL POWER SUPPLY; ATOM E660 (1,3 GHZ), 2GB RAM; 80 GB SOLID-STATE DRIVE SATA; COM1: RS232; XP PROF. SP3, MUI (SSD/HD); W/O SIMATIC SOFTWARE; DEVICE TYPE BASE; MOUNTING ON DIN RAIL; | 1658 | TEM | 1 | Simatic | 2.45 | 1
6ES76478AG403FA1 | SIMATIC IPC227D (NANOBOX PC) 1 X DVI-D GRAPHIC INTERFACE; 2 X 10/100/1000 MBIT/S ETHERNET RJ45; 4 X USB V2.0 (HIGH CURRENT); COMPACTFLASH SLOT; 24V DC INDUSTRIAL POWER SUPPLY; ATOM E660 (1,3 GHZ), 2GB RAM; 80 GB SOLID-STATE DRIVE SATA; COM1: RS232; WES 7 SP1 (CF FROM 4GB/SSD/HD, FROM 1GHZ) WINCC ADVANCED RT V13 128 PT (INCL. LOGGING AND RECIPES); DEVICE TYPE BASE; MOUNTING ON DIN RAIL; | 1795 | TEM | 1 | Simatic | 2.55 | 1
6ES76478AG403GA1 | SIMATIC IPC227D (NANOBOX PC) 1 X DVI-D GRAPHIC INTERFACE; 2 X 10/100/1000 MBIT/S ETHERNET RJ45; 4 X USB V2.0 (HIGH CURRENT); COMPACTFLASH SLOT; 24V DC INDUSTRIAL POWER SUPPLY; ATOM E660 (1,3 GHZ), 2GB RAM; 80 GB SOLID-STATE DRIVE SATA; COM1: RS232; WES 7 SP1 (CF FROM 4GB/SSD/HD, FROM 1GHZ) WINCC ADVANCED RT V13 512 PT (INCL. LOGGING AND RECIPES); DEVICE TYPE BASE; MOUNTING ON DIN RAIL; | 2404 | TEM | 1 | Simatic | 2.55 | 1
6ES76478AG404AA1 | SIMATIC IPC227D (NANOBOX PC) 1 X DVI-D GRAPHIC INTERFACE; 2 X 10/100/1000 MBIT/S ETHERNET RJ45; 4 X USB V2.0 (HIGH CURRENT); COMPACTFLASH SLOT; 24V DC INDUSTRIAL POWER SUPPLY; ATOM E660 (1,3 GHZ), 2GB RAM; 80 GB SOLID-STATE DRIVE SATA; COM1: RS232; WINDOWS 7 SP1,MUI (SSD/HD, FROM 1 GHZ); W/O SIMATIC SOFTWARE; DEVICE TYPE BASE; MOUNTING ON DIN RAIL; | 1690 | TEM | 1 | Simatic | 2.45 | 1
6ES76478AG404AB1 | SIMATIC IPC227D (NANOBOX PC) 1 X DVI-D GRAPHIC INTERFACE; 2 X 10/100/1000 MBIT/S ETHERNET RJ45; 4 X USB V2.0 (HIGH CURRENT); COMPACTFLASH SLOT; 24V DC INDUSTRIAL POWER SUPPLY; ATOM E660 (1,3 GHZ), 2GB RAM; 80 GB SOLID-STATE DRIVE SATA; COM1: RS232; WINDOWS 7 SP1,MUI (SSD/HD, FROM 1 GHZ); W/O SIMATIC SOFTWARE; DEVICE TYPE: PCIE (1 STECKPLATZ); MOUNTING ON DIN RAIL; | 1795 | TEM | 1 | Simatic | 2.45 | 1
6ES76478AG412AA1 | SIMATIC IPC227D (NANOBOX PC) 1 X DVI-D GRAPHIC INTERFACE; 2 X 10/100/1000 MBIT/S ETHERNET RJ45; 4 X USB V2.0 (HIGH CURRENT); COMPACTFLASH SLOT; 24V DC INDUSTRIAL POWER SUPPLY; ATOM E660 (1,3 GHZ), 2GB RAM; 80 GB SOLID-STATE DRIVE SATA; COM1: RS485; XP PROF. SP3, MUI (SSD/HD); W/O SIMATIC SOFTWARE; DEVICE TYPE BASE; MOUNTING ON DIN RAIL; | 1690 | TEM | 1 | Simatic | 2.45 | 1
6ES76478AG413AA1 | SIMATIC IPC227D (NANOBOX PC) 1 X DVI-D GRAPHIC INTERFACE; 2 X 10/100/1000 MBIT/S ETHERNET RJ45; 4 X USB V2.0 (HIGH CURRENT); COMPACTFLASH SLOT; 24V DC INDUSTRIAL POWER SUPPLY; ATOM E660 (1,3 GHZ), 2GB RAM; 80 GB SOLID-STATE DRIVE SATA; COM1: RS485; WES 7 SP1 (CF FROM 4GB/SSD/HD, FROM 1GHZ) W/O SIMATIC SOFTWARE; DEVICE TYPE BASE; MOUNTING ON DIN RAIL; | 1543 | TEM | 1 | Simatic | 2.55 | 1
6ES76478AG413GA1 | SIMATIC IPC227D (NANOBOX PC) 1 X DVI-D GRAPHIC INTERFACE; 2 X 10/100/1000 MBIT/S ETHERNET RJ45; 4 X USB V2.0 (HIGH CURRENT); COMPACTFLASH SLOT; 24V DC INDUSTRIAL POWER SUPPLY; ATOM E660 (1,3 GHZ), 2GB RAM; 80 GB SOLID-STATE DRIVE SATA; COM1: RS485; WES 7 SP1 (CF FROM 4GB/SSD/HD, FROM 1GHZ) WINCC ADVANCED RT V13 512 PT (INCL. LOGGING AND RECIPES); DEVICE TYPE BASE; MOUNTING ON DIN RAIL; | 2435 | TEM | 1 | Simatic | 2.55 | 1
6ES76478AG414AA1 | SIMATIC IPC227D (NANOBOX PC) 1 X DVI-D GRAPHIC INTERFACE; 2 X 10/100/1000 MBIT/S ETHERNET RJ45; 4 X USB V2.0 (HIGH CURRENT); COMPACTFLASH SLOT; 24V DC INDUSTRIAL POWER SUPPLY; ATOM E660 (1,3 GHZ), 2GB RAM; 80 GB SOLID-STATE DRIVE SATA; COM1: RS485; WINDOWS 7 SP1,MUI (SSD/HD, FROM 1 GHZ); W/O SIMATIC SOFTWARE; DEVICE TYPE BASE; MOUNTING ON DIN RAIL; | 1721 | TEM | 1 | Simatic | 2.45 | 1
6ES76478AG501AA1 | SIMATIC IPC227D (NANOBOX PC) 1 X DVI-D GRAPHIC INTERFACE; 2 X 10/100/1000 MBIT/S ETHERNET RJ45; 4 X USB V2.0 (HIGH CURRENT); COMPACTFLASH SLOT; 24V DC INDUSTRIAL POWER SUPPLY; ATOM E660 (1,3 GHZ), 2GB RAM; 2 GB SIMATIC PC COMPACTFLASH; COM1: RS232; WES 2009 SP3 (CF FROM 2 GB/SSD/HD); W/O SIMATIC SOFTWARE; DEVICE TYPE BASE; MOUNTING ON DIN RAIL; | 1291 | TEM | 1 | Simatic | 2.55 | 1
6ES76478AG601AA1 | SIMATIC IPC227D (NANOBOX PC) 1 X DVI-D GRAPHIC INTERFACE; 2 X 10/100/1000 MBIT/S ETHERNET RJ45; 4 X USB V2.0 (HIGH CURRENT); COMPACTFLASH SLOT; 24V DC INDUSTRIAL POWER SUPPLY; ATOM E660 (1,3 GHZ), 2GB RAM; 4 GB SIMATIC PC COMPACTFLASH; COM1: RS232; WES 2009 SP3 (CF FROM 2 GB/SSD/HD); W/O SIMATIC SOFTWARE; DEVICE TYPE BASE; MOUNTING ON DIN RAIL; | 1343 | TEM | 1 | Simatic | 2.55 | 1
6ES76478AG603AA1 | SIMATIC IPC227D (NANOBOX PC) 1 X DVI-D GRAPHIC INTERFACE; 2 X 10/100/1000 MBIT/S ETHERNET RJ45; 4 X USB V2.0 (HIGH CURRENT); COMPACTFLASH SLOT; 24V DC INDUSTRIAL POWER SUPPLY; ATOM E660 (1,3 GHZ), 2GB RAM; 4 GB SIMATIC PC COMPACTFLASH; COM1: RS232; WES 7 SP1 (CF FROM 4GB/SSD/HD, FROM 1GHZ) W/O SIMATIC SOFTWARE; DEVICE TYPE BASE; MOUNTING ON DIN RAIL; | 1343 | TEM | 1 | Simatic | 2.55 | 1
6ES76478AG701AA1 | SIMATIC IPC227D (NANOBOX PC) 1 X DVI-D GRAPHIC INTERFACE; 2 X 10/100/1000 MBIT/S ETHERNET RJ45; 4 X USB V2.0 (HIGH CURRENT); COMPACTFLASH SLOT; 24V DC INDUSTRIAL POWER SUPPLY; ATOM E660 (1,3 GHZ), 2GB RAM; 8 GB SIMATIC PC COMPACTFLASH; COM1: RS232; WES 2009 SP3 (CF FROM 2 GB/SSD/HD); W/O SIMATIC SOFTWARE; DEVICE TYPE BASE; MOUNTING ON DIN RAIL; | 1459 | TEM | 1 | Simatic | 2.45 | 1
6ES76478AG703AA1 | SIMATIC IPC227D (NANOBOX PC) 1 X DVI-D GRAPHIC INTERFACE; 2 X 10/100/1000 MBIT/S ETHERNET RJ45; 4 X USB V2.0 (HIGH CURRENT); COMPACTFLASH SLOT; 24V DC INDUSTRIAL POWER SUPPLY; ATOM E660 (1,3 GHZ), 2GB RAM; 8 GB SIMATIC PC COMPACTFLASH; COM1: RS232; WES 7 SP1 (CF FROM 4GB/SSD/HD, FROM 1GHZ) W/O SIMATIC SOFTWARE; DEVICE TYPE BASE; MOUNTING ON DIN RAIL; | 1459 | TEM | 1 | Simatic | 2.45 | 1
6ES76478AG813AD1 | SIMATIC IPC227D (NANOBOX PC) 1 X DVI-D GRAPHIC INTERFACE; 2 X 10/100/1000 MBIT/S ETHERNET RJ45; 4 X USB V2.0 (HIGH CURRENT); COMPACTFLASH SLOT; 24V DC INDUSTRIAL POWER SUPPLY; ATOM E660 (1,3 GHZ), 2GB RAM; 16 GB SIMATIC PC COMPACTFLASH; COM1: RS485; WES 7 SP1 (CF FROM 4GB/SSD/HD, FROM 1GHZ) W/O SIMATIC SOFTWARE; DEVICE TYPE: COM (COM2-4: RS232); MOUNTING ON DIN RAIL; | 1732 | TEM | 1 | Simatic | 2.45 | 1
6ES76478AH000AA1 | SIMATIC IPC227D (NANOBOX PC) 1 X DVI-D GRAPHIC INTERFACE; 2 X 10/100/1000 MBIT/S ETHERNET RJ45; 4 X USB V2.0 (HIGH CURRENT); COMPACTFLASH SLOT; 24V DC INDUSTRIAL POWER SUPPLY; ATOM E660 (1,3 GHZ), 2GB RAM; REMANENCE; W/O DRIVE, WITH CF-SLOT; COM1: RS232; W/O OPERATING SYSTEM; W/O SIMATIC SOFTWARE; DEVICE TYPE BASE; MOUNTING ON DIN RAIL; | 1102 | TEM | 1 | Simatic | 2.35 | 1
6ES76478AH100TB1 | SIMATIC IPC227D (NANOBOX PC) 1 X DVI-D GRAPHIC INTERFACE; 2 X 10/100/1000 MBIT/S ETHERNET RJ45; 4 X USB V2.0 (HIGH CURRENT); COMPACTFLASH SLOT; 24V DC INDUSTRIAL POWER SUPPLY; ATOM E660 (1,3 GHZ), 2GB RAM; REMANENCE; 250 GBYTE HDD SATA; COM1: RS232; W/O OPERATING SYSTEM; WINAC RTX F 2010; WINCC ADVANCED RT V13 2048 PT (INCL. LOGGING AND RECIPES); DEVICE TYPE: PCIE (1 STECKPLATZ); MOUNTING ON DIN RAIL; | 3701 | TEM | 1 | Simatic | 2.35 | 1
6ES76478AH102AA1 | SIMATIC IPC227D (NANOBOX PC) 1 X DVI-D GRAPHIC INTERFACE; 2 X 10/100/1000 MBIT/S ETHERNET RJ45; 4 X USB V2.0 (HIGH CURRENT); COMPACTFLASH SLOT; 24V DC INDUSTRIAL POWER SUPPLY; ATOM E660 (1,3 GHZ), 2GB RAM; REMANENCE; 250 GBYTE HDD SATA; COM1: RS232; XP PROF. SP3, MUI (SSD/HD); W/O SIMATIC SOFTWARE; DEVICE TYPE BASE; MOUNTING ON DIN RAIL; | 1616 | TEM | 1 | Simatic | 2.35 | 1
6ES76478AH102AB1 | SIMATIC IPC227D (NANOBOX PC) 1 X DVI-D GRAPHIC INTERFACE; 2 X 10/100/1000 MBIT/S ETHERNET RJ45; 4 X USB V2.0 (HIGH CURRENT); COMPACTFLASH SLOT; 24V DC INDUSTRIAL POWER SUPPLY; ATOM E660 (1,3 GHZ), 2GB RAM; REMANENCE; 250 GBYTE HDD SATA; COM1: RS232; XP PROF. SP3, MUI (SSD/HD); W/O SIMATIC SOFTWARE; DEVICE TYPE: PCIE (1 STECKPLATZ); MOUNTING ON DIN RAIL; | 1721 | TEM | 1 | Simatic | 2.35 | 1
6ES76478AH102AD4 | SIMATIC IPC227D (NANOBOX PC) 1 X DVI-D GRAPHIC INTERFACE; 2 X 10/100/1000 MBIT/S ETHERNET RJ45; 4 X USB V2.0 (HIGH CURRENT); COMPACTFLASH SLOT; 24V DC INDUSTRIAL POWER SUPPLY; ATOM E660 (1,3 GHZ), 2GB RAM; REMANENCE; 250 GBYTE HDD SATA; COM1: RS232; XP PROF. SP3, MUI (SSD/HD); W/O SIMATIC SOFTWARE; DEVICE TYPE: COM (COM2-4: RS232); SIDE MOUNTING; | 1700 | TEM | 1 | Simatic | 2.35 | 1
6ES76478AH104TB1 | SIMATIC IPC227D (NANOBOX PC) 1 X DVI-D GRAPHIC INTERFACE; 2 X 10/100/1000 MBIT/S ETHERNET RJ45; 4 X USB V2.0 (HIGH CURRENT); COMPACTFLASH SLOT; 24V DC INDUSTRIAL POWER SUPPLY; ATOM E660 (1,3 GHZ), 2GB RAM; REMANENCE; 250 GBYTE HDD SATA; COM1: RS232; WINDOWS 7 SP1,MUI (SSD/HD, FROM 1 GHZ); WINAC RTX F 2010; WINCC ADVANCED RT V13 2048 PT (INCL. LOGGING AND RECIPES); DEVICE TYPE: PCIE (1 STECKPLATZ); MOUNTING ON DIN RAIL; | 4037 | TEM | 1 | Simatic | 2.35 | 1
6ES76478AH112AA1 | SIMATIC IPC227D (NANOBOX PC) 1 X DVI-D GRAPHIC INTERFACE; 2 X 10/100/1000 MBIT/S ETHERNET RJ45; 4 X USB V2.0 (HIGH CURRENT); COMPACTFLASH SLOT; 24V DC INDUSTRIAL POWER SUPPLY; ATOM E660 (1,3 GHZ), 2GB RAM; REMANENCE; 250 GBYTE HDD SATA; COM1: RS485; XP PROF. SP3, MUI (SSD/HD); W/O SIMATIC SOFTWARE; DEVICE TYPE BASE; MOUNTING ON DIN RAIL; | 1648 | TEM | 1 | Simatic | 2.35 | 1
6ES76478AH112AB3 | SIMATIC IPC227D (NANOBOX PC) 1 X DVI-D GRAPHIC INTERFACE; 2 X 10/100/1000 MBIT/S ETHERNET RJ45; 4 X USB V2.0 (HIGH CURRENT); COMPACTFLASH SLOT; 24V DC INDUSTRIAL POWER SUPPLY; ATOM E660 (1,3 GHZ), 2GB RAM; REMANENCE; 250 GBYTE HDD SATA; COM1: RS485; XP PROF. SP3, MUI (SSD/HD); W/O SIMATIC SOFTWARE; DEVICE TYPE: PCIE (1 STECKPLATZ); BOOK MOUNTING; | 1753 | TEM | 1 | Simatic | 2.35 | 1
6ES76478AH114AA1 | SIMATIC IPC227D (NANOBOX PC) 1 X DVI-D GRAPHIC INTERFACE; 2 X 10/100/1000 MBIT/S ETHERNET RJ45; 4 X USB V2.0 (HIGH CURRENT); COMPACTFLASH SLOT; 24V DC INDUSTRIAL POWER SUPPLY; ATOM E660 (1,3 GHZ), 2GB RAM; REMANENCE; 250 GBYTE HDD SATA; COM1: RS485; WINDOWS 7 SP1,MUI (SSD/HD, FROM 1 GHZ); W/O SIMATIC SOFTWARE; DEVICE TYPE BASE; MOUNTING ON DIN RAIL; | 1679 | TEM | 1 | Simatic | 2.35 | 1
6ES76478AH122AA1 | SIMATIC IPC227D (NANOBOX PC) 1 X DVI-D GRAPHIC INTERFACE; 2 X 10/100/1000 MBIT/S ETHERNET RJ45; 4 X USB V2.0 (HIGH CURRENT); COMPACTFLASH SLOT; 24V DC INDUSTRIAL POWER SUPPLY; ATOM E660 (1,3 GHZ), 2GB RAM; REMANENCE; 250 GBYTE HDD SATA; COM1: CAN; XP PROF. SP3, MUI (SSD/HD); W/O SIMATIC SOFTWARE; DEVICE TYPE BASE; MOUNTING ON DIN RAIL; | 1721 | TEM | 1 | Simatic | 2.35 | 1
6ES76478AH204AA1 | SIMATIC IPC227D (NANOBOX PC) 1 X DVI-D GRAPHIC INTERFACE; 2 X 10/100/1000 MBIT/S ETHERNET RJ45; 4 X USB V2.0 (HIGH CURRENT); COMPACTFLASH SLOT; 24V DC INDUSTRIAL POWER SUPPLY; ATOM E660 (1,3 GHZ), 2GB RAM; REMANENCE; 160 GB SOLID-STATE DRIVE SATA; COM1: RS232; WINDOWS 7 SP1,MUI (SSD/HD, FROM 1 GHZ); W/O SIMATIC SOFTWARE; DEVICE TYPE BASE; MOUNTING ON DIN RAIL; | 1952 | TEM | 1 | Simatic | 2.35 | 1
6ES76478AH400AA1 | SIMATIC IPC227D (NANOBOX PC) 1 X DVI-D GRAPHIC INTERFACE; 2 X 10/100/1000 MBIT/S ETHERNET RJ45; 4 X USB V2.0 (HIGH CURRENT); COMPACTFLASH SLOT; 24V DC INDUSTRIAL POWER SUPPLY; ATOM E660 (1,3 GHZ), 2GB RAM; REMANENCE; 80 GB SOLID-STATE DRIVE SATA; COM1: RS232; W/O OPERATING SYSTEM; W/O SIMATIC SOFTWARE; DEVICE TYPE BASE; MOUNTING ON DIN RAIL; | 1406 | TEM | 1 | Simatic | 2.35 | 1
6ES76478AH403AA1 | SIMATIC IPC227D (NANOBOX PC) 1 X DVI-D GRAPHIC INTERFACE; 2 X 10/100/1000 MBIT/S ETHERNET RJ45; 4 X USB V2.0 (HIGH CURRENT); COMPACTFLASH SLOT; 24V DC INDUSTRIAL POWER SUPPLY; ATOM E660 (1,3 GHZ), 2GB RAM; REMANENCE; 80 GB SOLID-STATE DRIVE SATA; COM1: RS232; WES 7 SP1 (CF FROM 4GB/SSD/HD, FROM 1GHZ) W/O SIMATIC SOFTWARE; DEVICE TYPE BASE; MOUNTING ON DIN RAIL; | 1564 | TEM | 1 | Simatic | 2.45 | 1
6ES76478AH403MA1 | SIMATIC IPC227D (NANOBOX PC) 1 X DVI-D GRAPHIC INTERFACE; 2 X 10/100/1000 MBIT/S ETHERNET RJ45; 4 X USB V2.0 (HIGH CURRENT); COMPACTFLASH SLOT; 24V DC INDUSTRIAL POWER SUPPLY; ATOM E660 (1,3 GHZ), 2GB RAM; REMANENCE; 80 GB SOLID-STATE DRIVE SATA; COM1: RS232; WES 7 SP1 (CF FROM 4GB/SSD/HD, FROM 1GHZ) WINAC RTX 2010; WINCC ADVANCED RT V13 128 PT (INCL. LOGGING AND RECIPES); DEVICE TYPE BASE; MOUNTING ON DIN RAIL; | 2446 | TEM | 1 | Simatic | 2.45 | 1
6ES76478AH403PA1 | SIMATIC IPC227D (NANOBOX PC) 1 X DVI-D GRAPHIC INTERFACE; 2 X 10/100/1000 MBIT/S ETHERNET RJ45; 4 X USB V2.0 (HIGH CURRENT); COMPACTFLASH SLOT; 24V DC INDUSTRIAL POWER SUPPLY; ATOM E660 (1,3 GHZ), 2GB RAM; REMANENCE; 80 GB SOLID-STATE DRIVE SATA; COM1: RS232; WES 7 SP1 (CF FROM 4GB/SSD/HD, FROM 1GHZ) WINAC RTX 2010; WINCC ADVANCED RT V13 2048 PT (INCL. LOGGING AND RECIPES); DEVICE TYPE BASE; MOUNTING ON DIN RAIL; | 3533 | TEM | 1 | Simatic | 2.45 | 1
6ES76478AH404AA1 | SIMATIC IPC227D (NANOBOX PC) 1 X DVI-D GRAPHIC INTERFACE; 2 X 10/100/1000 MBIT/S ETHERNET RJ45; 4 X USB V2.0 (HIGH CURRENT); COMPACTFLASH SLOT; 24V DC INDUSTRIAL POWER SUPPLY; ATOM E660 (1,3 GHZ), 2GB RAM; REMANENCE; 80 GB SOLID-STATE DRIVE SATA; COM1: RS232; WINDOWS 7 SP1,MUI (SSD/HD, FROM 1 GHZ); W/O SIMATIC SOFTWARE; DEVICE TYPE BASE; MOUNTING ON DIN RAIL; | 1742 | TEM | 1 | Simatic | 2.35 | 1
6ES76478AH413MA1 | SIMATIC IPC227D (NANOBOX PC) 1 X DVI-D GRAPHIC INTERFACE; 2 X 10/100/1000 MBIT/S ETHERNET RJ45; 4 X USB V2.0 (HIGH CURRENT); COMPACTFLASH SLOT; 24V DC INDUSTRIAL POWER SUPPLY; ATOM E660 (1,3 GHZ), 2GB RAM; REMANENCE; 80 GB SOLID-STATE DRIVE SATA; COM1: RS485; WES 7 SP1 (CF FROM 4GB/SSD/HD, FROM 1GHZ) WINAC RTX 2010; WINCC ADVANCED RT V13 128 PT (INCL. LOGGING AND RECIPES); DEVICE TYPE BASE; MOUNTING ON DIN RAIL; | 2477 | TEM | 1 | Simatic | 2.45 | 1
6ES76478AH413PA1 | SIMATIC IPC227D (NANOBOX PC) 1 X DVI-D GRAPHIC INTERFACE; 2 X 10/100/1000 MBIT/S ETHERNET RJ45; 4 X USB V2.0 (HIGH CURRENT); COMPACTFLASH SLOT; 24V DC INDUSTRIAL POWER SUPPLY; ATOM E660 (1,3 GHZ), 2GB RAM; REMANENCE; 80 GB SOLID-STATE DRIVE SATA; COM1: RS485; WES 7 SP1 (CF FROM 4GB/SSD/HD, FROM 1GHZ) WINAC RTX 2010; WINCC ADVANCED RT V13 2048 PT (INCL. LOGGING AND RECIPES); DEVICE TYPE BASE; MOUNTING ON DIN RAIL; | 3564 | TEM | 1 | Simatic | 2.45 | 1
6ES76478AH414AB1 | SIMATIC IPC227D (NANOBOX PC) 1 X DVI-D GRAPHIC INTERFACE; 2 X 10/100/1000 MBIT/S ETHERNET RJ45; 4 X USB V2.0 (HIGH CURRENT); COMPACTFLASH SLOT; 24V DC INDUSTRIAL POWER SUPPLY; ATOM E660 (1,3 GHZ), 2GB RAM; REMANENCE; 80 GB SOLID-STATE DRIVE SATA; COM1: RS485; WINDOWS 7 SP1,MUI (SSD/HD, FROM 1 GHZ); W/O SIMATIC SOFTWARE; DEVICE TYPE: PCIE (1 STECKPLATZ); MOUNTING ON DIN RAIL; | 1879 | TEM | 1 | Simatic | 2.35 | 1
6ES76478AH623CA1 | SIMATIC IPC227D (NANOBOX PC) 1 X DVI-D GRAPHIC INTERFACE; 2 X 10/100/1000 MBIT/S ETHERNET RJ45; 4 X USB V2.0 (HIGH CURRENT); COMPACTFLASH SLOT; 24V DC INDUSTRIAL POWER SUPPLY; ATOM E660 (1,3 GHZ), 2GB RAM; REMANENCE; 4 GB SIMATIC PC COMPACTFLASH; COM1: CAN; WES 7 SP1 (CF FROM 4GB/SSD/HD, FROM 1GHZ) WINAC RTX F 2010; DEVICE TYPE BASE; MOUNTING ON DIN RAIL; | 2414 | TEM | 1 | Simatic | 2.45 | 1
6ES76478AH701AA1 | SIMATIC IPC227D (NANOBOX PC) 1 X DVI-D GRAPHIC INTERFACE; 2 X 10/100/1000 MBIT/S ETHERNET RJ45; 4 X USB V2.0 (HIGH CURRENT); COMPACTFLASH SLOT; 24V DC INDUSTRIAL POWER SUPPLY; ATOM E660 (1,3 GHZ), 2GB RAM; REMANENCE; 8 GB SIMATIC PC COMPACTFLASH; COM1: RS232; WES 2009 SP3 (CF FROM 2 GB/SSD/HD); W/O SIMATIC SOFTWARE; DEVICE TYPE BASE; MOUNTING ON DIN RAIL; | 1511 | TEM | 1 | Simatic | 2.35 | 1
6ES76478AH703AA2 | SIMATIC IPC227D (NANOBOX PC) 1 X DVI-D GRAPHIC INTERFACE; 2 X 10/100/1000 MBIT/S ETHERNET RJ45; 4 X USB V2.0 (HIGH CURRENT); COMPACTFLASH SLOT; 24V DC INDUSTRIAL POWER SUPPLY; ATOM E660 (1,3 GHZ), 2GB RAM; REMANENCE; 8 GB SIMATIC PC COMPACTFLASH; COM1: RS232; WES 7 SP1 (CF FROM 4GB/SSD/HD, FROM 1GHZ) W/O SIMATIC SOFTWARE; DEVICE TYPE BASE; LL MOUNTING; | 1511 | TEM | 1 | Simatic | 2.35 | 1
6ES76478AH703MA1 | SIMATIC IPC227D (NANOBOX PC) 1 X DVI-D GRAPHIC INTERFACE; 2 X 10/100/1000 MBIT/S ETHERNET RJ45; 4 X USB V2.0 (HIGH CURRENT); COMPACTFLASH SLOT; 24V DC INDUSTRIAL POWER SUPPLY; ATOM E660 (1,3 GHZ), 2GB RAM; REMANENCE; 8 GB SIMATIC PC COMPACTFLASH; COM1: RS232; WES 7 SP1 (CF FROM 4GB/SSD/HD, FROM 1GHZ) WINAC RTX 2010; WINCC ADVANCED RT V13 128 PT (INCL. LOGGING AND RECIPES); DEVICE TYPE BASE; MOUNTING ON DIN RAIL; | 2393 | TEM | 1 | Simatic | 2.35 | 1
6ES76478AH703TB1 | SIMATIC IPC227D (NANOBOX PC) 1 X DVI-D GRAPHIC INTERFACE; 2 X 10/100/1000 MBIT/S ETHERNET RJ45; 4 X USB V2.0 (HIGH CURRENT); COMPACTFLASH SLOT; 24V DC INDUSTRIAL POWER SUPPLY; ATOM E660 (1,3 GHZ), 2GB RAM; REMANENCE; 8 GB SIMATIC PC COMPACTFLASH; COM1: RS232; WES 7 SP1 (CF FROM 4GB/SSD/HD, FROM 1GHZ) WINAC RTX F 2010; WINCC ADVANCED RT V13 2048 PT (INCL. LOGGING AND RECIPES); DEVICE TYPE: PCIE (1 STECKPLATZ); MOUNTING ON DIN RAIL; | 3900 | TEM | 1 | Simatic | 2.35 | 1
6ES76478AH711AA1 | SIMATIC IPC227D (NANOBOX PC) 1 X DVI-D GRAPHIC INTERFACE; 2 X 10/100/1000 MBIT/S ETHERNET RJ45; 4 X USB V2.0 (HIGH CURRENT); COMPACTFLASH SLOT; 24V DC INDUSTRIAL POWER SUPPLY; ATOM E660 (1,3 GHZ), 2GB RAM; REMANENCE; 8 GB SIMATIC PC COMPACTFLASH; COM1: RS485; WES 2009 SP3 (CF FROM 2 GB/SSD/HD); W/O SIMATIC SOFTWARE; DEVICE TYPE BASE; MOUNTING ON DIN RAIL; | 1543 | TEM | 1 | Simatic | 2.35 | 1
6ES76478AH711BA1 | SIMATIC IPC227D (NANOBOX PC) 1 X DVI-D GRAPHIC INTERFACE; 2 X 10/100/1000 MBIT/S ETHERNET RJ45; 4 X USB V2.0 (HIGH CURRENT); COMPACTFLASH SLOT; 24V DC INDUSTRIAL POWER SUPPLY; ATOM E660 (1,3 GHZ), 2GB RAM; REMANENCE; 8 GB SIMATIC PC COMPACTFLASH; COM1: RS485; WES 2009 SP3 (CF FROM 2 GB/SSD/HD); WINAC RTX 2010; DEVICE TYPE BASE; MOUNTING ON DIN RAIL; | 2141 | TEM | 1 | Simatic | 2.35 | 1
6ES76478AH723BE1 | SIMATIC IPC227D (NANOBOX PC) 1 X DVI-D GRAPHIC INTERFACE; 2 X 10/100/1000 MBIT/S ETHERNET RJ45; 4 X USB V2.0 (HIGH CURRENT); COMPACTFLASH SLOT; 24V DC INDUSTRIAL POWER SUPPLY; ATOM E660 (1,3 GHZ), 2GB RAM; REMANENCE; 8 GB SIMATIC PC COMPACTFLASH; COM1: CAN; WES 7 SP1 (CF FROM 4GB/SSD/HD, FROM 1GHZ) WINAC RTX 2010; DEVICE TYPE: IO (4X DIG. IN//OUT EACH); MOUNTING ON DIN RAIL; | 2425 | TEM | 1 | Simatic | 2.35 | 1
6ES76478AH803GA1 | SIMATIC IPC227D (NANOBOX PC) 1 X DVI-D GRAPHIC INTERFACE; 2 X 10/100/1000 MBIT/S ETHERNET RJ45; 4 X USB V2.0 (HIGH CURRENT); COMPACTFLASH SLOT; 24V DC INDUSTRIAL POWER SUPPLY; ATOM E660 (1,3 GHZ), 2GB RAM; REMANENCE; 16 GB SIMATIC PC COMPACTFLASH; COM1: RS232; WES 7 SP1 (CF FROM 4GB/SSD/HD, FROM 1GHZ) WINCC ADVANCED RT V13 512 PT (INCL. LOGGING AND RECIPES); DEVICE TYPE BASE; MOUNTING ON DIN RAIL; | 2561 | TEM | 1 | Simatic | 2.35 | 1
6ES76478AH803HA1 | SIMATIC IPC227D (NANOBOX PC) 1 X DVI-D GRAPHIC INTERFACE; 2 X 10/100/1000 MBIT/S ETHERNET RJ45; 4 X USB V2.0 (HIGH CURRENT); COMPACTFLASH SLOT; 24V DC INDUSTRIAL POWER SUPPLY; ATOM E660 (1,3 GHZ), 2GB RAM; REMANENCE; 16 GB SIMATIC PC COMPACTFLASH; COM1: RS232; WES 7 SP1 (CF FROM 4GB/SSD/HD, FROM 1GHZ) WINCC ADVANCED RT V13 2048 PT (INCL. LOGGING AND RECIPES); DEVICE TYPE BASE; MOUNTING ON DIN RAIL; | 3039 | TEM | 1 | Simatic | 2.35 | 1
6ES76478AH803MB1 | SIMATIC IPC227D (NANOBOX PC) 1 X DVI-D GRAPHIC INTERFACE; 2 X 10/100/1000 MBIT/S ETHERNET RJ45; 4 X USB V2.0 (HIGH CURRENT); COMPACTFLASH SLOT; 24V DC INDUSTRIAL POWER SUPPLY; ATOM E660 (1,3 GHZ), 2GB RAM; REMANENCE; 16 GB SIMATIC PC COMPACTFLASH; COM1: RS232; WES 7 SP1 (CF FROM 4GB/SSD/HD, FROM 1GHZ) WINAC RTX 2010; WINCC ADVANCED RT V13 128 PT (INCL. LOGGING AND RECIPES); DEVICE TYPE: PCIE (1 STECKPLATZ); MOUNTING ON DIN RAIL; | 2656 | TEM | 1 | Simatic | 2.35 | 1
6ES76478BB222BA1 | SIMATIC IPC227E (NANOBOX PC); 1 X DISPLAY-PORT GRAPHIC; 2 X 10/100/1000 MBIT/S ETHERNET RJ45; 1 X USB3.0, 3X USB2.0; CFAST-SLOT; 24V DC INDUSTRIAL POWER SUPPLY; CELERON N2930 (4C/4T) 4 GB RAM; BOX: BASE WITH COM1/2; WIN EMBEDDED STANDARD 7E SP1, ENGLISH; 64BIT; 80 GB SSD; W/O SIMATIC SOFTWARE, MOUNTING ON DIN RAIL; | 1554 | TEM | 1 | Simatic | 2.1 | 1
6ES76480EG001BA0 | SIMATIC PC SPAREPART, TRAY FOR LOW PROFILE HDD-ULTRA-SLIM TRAY FOR 3,5" HARD DRIVE, SATA, (WITH TRAY), FOR IPC547C, IPC547D, RACK PC 647B, IPC 647C, IPC 847C, PCS7 IPC547C | 52.5 | TEM | 1 | Simatic | 0.158 | 1
6ES76480EG011BA0 | SIMATIC PC SPAREPART, TRAY FOR LOW PROFILE REMOVABLE FRAME 3.5" HARD DISK (SATA/SAS) AND 2.5 SSD (SATA), W/O DRIVE; FOR SIMATIC RACK IPC547E, IPC647D, IPC847D | 52.5 | TEM | 1 | Simatic | 0.199 | 1
6ES76480EH001BA0 | SIMATIC PC SPAREPART, REMOVABLE TRAY 3.5" HARD DISK (SATA/SAS) OR 2.5 SSD (SATA), W/O DRIVE; FOR SIMATIC RACK IPC547G | 47.3 | TEM | 1 | Simatic | 0.182 | 1
6ES76481AA000XC0 | TOWER- KIT, FOR CONVERSION OF RACK PC IN INDUSTRY TOWER PC, FOR SIMATIC IPC547E, IPC547D, IPC547C, RACK PC 547B, RACK PC IL 43 | 99.8 | TEM | 1 | Simatic | 2.728 | 1
6ES76481AA000XD0 | SIMATIC PC TOWER-KIT, FOR MODIFICATION RACK PC TO INDUSTRIAL TOWER PC, FOR SIMATIC IPC847D, RACK PC 847B, IPC 847C | 99.8 | TEM | 1 | Simatic | 2.712 | 1
6ES76481AA000XK0 | SIMATIC IPC ACCESSORY, RETAINER FOR INTERLOCKING THE INTERNAL USB INTERFACE, FOR SIMATIC IPC847D, IPC647D, IPC547E, IPC847C, IPC647C, IPC547D | 31.5 | TEM | 1 | Simatic | 0.093 | 1
6ES76481AA010XC0 | Tower kit, for conversion of Rack PC in InduSTry Tower PC, for SIMATIC IPC547G | 68.3 | TEM | 1 | Simatic | 3.306 | 1
6ES76481AA101YA0 | SIMATIC IPC, MOUNTING KIT FOR BOX IPC627/627B/627C/627D, UPWARDS OR DOWNWARDS OUTGOING OF PC INTERFACES, PC INSTALLATION ACCORDING TO MANUAL | 31.5 | TEM | 1 | Simatic | 0.761 | 0
6ES76481AA101YB0 | SIMATIC IPC, MOUNTING KIT FRONT FOR BOX IPC627/627B/627C/627D, FRONT SIDE OUTGOING OF PC INTERFACES, PC INSTALLATION ACCORDING TO MANUAL | 52.5 | TEM | 1 | Simatic | 2.67 | 0
6ES76481AA200YM0 | SIMATIC IPC, MOUNTING SET DIN-RAIL FOR MICROBOX IPC427D | 52.5 | TEM | 1 | Simatic | 0.172 | 1
6ES76481AA200YN0 | SIMATIC IPC, MOUNTING SET WALLMOUNT FOR MICROBOX IPC427D | 52.5 | TEM | 1 | Simatic | 0.25 | 1
6ES76481AA200YP0 | SIMATIC IPC, MOUNTING SET BOOK MOUNTING FRONT BOX PC427D FOR SIMATIC BOX PC 427D FRONTSIDE OUTGOING OF PC INTERFACES; PC INSTALLATION POSITION ACCORDING TO MANUAL; | 52.5 | TEM | 1 | Simatic | 0.363 | 1
6ES76481AA301YA0 | SIMATIC IPC, MOUNTING KIT FOR BOX IPC827B/827C/827D, UPWARDS OR DOWNWARDS OUTGOING OF PC INTERFACES, PC INSTALLATION ACCORDING TO MANUAL | 31.5 | TEM | 1 | Simatic | 1.246 | 0
6ES76481AA301YB0 | SIMATIC IPC, MOUNTING KIT FRONT FOR BOX IPC827B/827C/827D, FRONT SIDE OUTGOING OF PC INTERFACES, PC INSTALLATION ACCORDING TO MANUAL | 52.5 | TEM | 1 | Simatic | 3.083 | 0
6ES76482AF400JA0 | SIMATIC PC MEMORY EXTENSION, 1 GBYTE(1X 1GB),DDR2 800,DIMM FOR IPC547C, PCS7 IPC547C | 158 | TEM | 1 | Simatic | 0.071 | 1
6ES76482AF500JB0 | SIMATIC PC MEMORY EXTENSION, 2 GBYTE (2X 1GB),DDR2 800,DIMM, KIT FOR DUALCHANNEL-TECHNOLOGY FOR IPC547C | 263 | TEM | 1 | Simatic | 0.088 | 1
6ES76482AH400KA0 | SIMATIC PC MEMORY EXPANSION, 1 GBYTE (1X 1GB), DDR3 1066, SODIMM; FOR SIMATIC IPC427C, IPC427D, SIMATIC HMI IPC477C, IPC 477D, SIMATIC FIELD PG M3 | 52.5 | TEM | 1 | Simatic | 0.064 | 1
6ES76482AH500KA0 | SIMATIC PC MEMORY EXPANSION, 2 GBYTE (1X 2GB), DDR3 1066, SODIMM; FOR SIMATIC IPC427C, IPC427D, SIMATIC HMI IPC477C, IPC 477D, SIMATIC FIELD PG M3 | 84 | TEM | 1 | Simatic | 0.072 | 1
6ES76482AH600KA0 | SIMATIC PC MEMORY EXPANSION, 4 GBYTE (1X 4GB), DDR3 1066, SODIMM; FOR SIMATIC IPC427C, IPC427D, SIMATIC HMI IPC477C, IPC 477D, SIMATIC FIELD PG M3/M4 | 168 | TEM | 1 | Simatic | 0.065 | 1
6ES76482AH601KA0 | SIMATIC IPC MEMORY EXPANSION, 4 GBYTE (1X 4GB) WITH ECC, DDR3 1066, SODIMM; FOR IPC427D WITH ECC ONLY | 200 | TEM | 1 | Simatic | 0.06 | 1
6ES76482AH700KA0 | SIMATIC PC MEMORY EXPANSION, 8 GBYTE (1X 8GB), DDR3 1066, SODIMM; FOR SIMATIC IPC427D, SIMATIC HMI IPC477D, SIMATIC FIELD PG M4 | 315 | TEM | 1 | Simatic | 0.068 | 1
6ES76482AH701KA0 | SIMATIC IPC MEMORY EXPANSION, 8 GBYTE (1X 8GB) WITH ECC, DDR3 1066, SODIMM; ONLY FOR IPC427D WITH ECC | 494 | TEM | 1 | Simatic | 0.06 | 1
6ES76482AJ400LA0 | SIMATIC IPC MEMORY EXTENSION: MEMORY MODULE 1 GB (1X 1 GB), DDR3 1333 SDRAM, DIMM, FOR SIMATIC RACK IPC547D | 158 | TEM | 1 | Simatic | 0.068 | 1
6ES76482AJ500LB0 | SIMATIC IPC MEMORY EXTENSION: MEMORY MODULE 2 GB (2X 1 GB), DDR3 1333 SDRAM, DIMM, DUAL CHANNEL KIT FOR SIMATIC RACK IPC547D | 263 | TEM | 1 | Simatic | 0.085 | 1
6ES76482AJ500MA0 | SIMATIC IPC MEMORY EXTENSION, MEMORY MODULE 2 GB (1X 2 GB), DDR3-1600 SDRAM, DIMM, FOR SIMATIC RACK IPC547E, IPC647D, IPC847D, SIMATIC BOX IPC627D, IPC827D, SIMATIC PANEL IPC677D | 84 | TEM | 1 | Simatic | 0.076 | 1
6ES76482AJ600LB0 | SIMATIC IPC MEMORY EXTENSION: MEMORY MODULE 4 GB (2X 2 GB), DDR3 1333 SDRAM, DIMM, DUAL CHANNEL KIT FOR SIMATIC RACK IPC547D | 525 | TEM | 1 | Simatic | 0.092 | 1
6ES76482AJ600MA0 | SIMATIC IPC MEMORY EXTENSION, MEMORY MODULE 4 GB (1X 4 GB), DDR3-1600 SDRAM, DIMM, FOR SIMATIC RACK IPC547E, IPC647D, IPC847D, SIMATIC BOX IPC627D, IPC827D, SIMATIC PANEL IPC677D | 168 | TEM | 1 | Simatic | 0.079 | 1
6ES76482AJ601MA0 | SIMATIC IPC MEMORY EXTENSION, MEMORY MODULE 4 GB (1X 4 GB), DDR3-1600 SDRAM, ECC, DIMM, FOR SIMATIC RACK IPC547E, IPC647D, IPC847D, SIMATIC BOX IPC627D, IPC827D, SIMATIC PANEL IPC677D | 200 | TEM | 1 | Simatic | 0.079 | 1
6ES76482AJ700LB0 | SIMATIC IPC MEMORY EXTENSION: MEMORY MODULE 8 GB (2X 4 GB), DDR3 1333 SDRAM, DIMM, DUAL CHANNEL KIT FOR SIMATIC RACK IPC547D | 1050 | TEM | 1 | Simatic | 0.087 | 1
6ES76482AJ700MA0 | SIMATIC IPC MEMORY EXTENSION, MEMORY MODULE 8 GB (1X 8 GB), DDR3-1600 SDRAM, DIMM, FOR SIMATIC RACK IPC547E, IPC647D, IPC847D, SIMATIC BOX IPC627D, IPC827D, SIMATIC PANEL IPC677D | 315 | TEM | 1 | Simatic | 0.078 | 1
6ES76482AJ701MA0 | SIMATIC IPC MEMORY EXTENSION, MEMORY MODULE 8 GB (1X 8 GB), DDR3-1600 SDRAM, ECC, DIMM, FOR SIMATIC RACK IPC547E, IPC647D, IPC847D, SIMATIC BOX IPC627D, IPC827D, SIMATIC PANEL IPC677D | 494 | TEM | 1 | Simatic | 0.078 | 1
6ES76482AJ800LB0 | SIMATIC IPC MEMORY EXTENSION: MEMORY MODULE 16 GB (2X 8 GB), DDR3 1333 SDRAM, DIMM, DUAL CHANNEL KIT FOR SIMATIC RACK IPC547D | 2100 | TEM | 1 | Simatic | 0.079 | 1
6ES76482AK700PA0 | SIMATIC IPC Memory extension, Memory module 8 GB (1x 8 GB), DDR4 2400 SDRAM, SODIMM, for SIMATIC Box IPC427E, SIMATIC Panel IPC477E, FieldPG M5 | 315 | TEM | 1 | Simatic | 0.068 | 1
6ES76482AK800PA0 | SIMATIC IPC Memory extension, MemoryEmodulee16 GB (1x 16 GB), DDR4 2400 SDRAM, SODIMM, for SIMATIC Box IPC427E, SIMATIC Panel IPC477E, FieldPG M5 | 630 | TEM | 1 | Simatic | 0.069 | 1
6ES76482AL600PA0 | SIMATIC IPC memory extension, memory module 4 GB (1x 4 GB), DDR4-2133 SDRAM, DIMM, for SIMATIC Rack IPC547G | 168 | TEM | 1 | Simatic | 0.081 | 1
6ES76482AL700PA0 | SIMATIC IPC memory extension, memory module 8 GB (1x 8 GB), DDR4-2133 SDRAM, DIMM, for SIMATIC Rack IPC547G | 315 | TEM | 1 | Simatic | 0.078 | 1
6ES76482AL800PA0 | SIMATIC IPC memory extension, memory module 16 GB (1x 16 GB), DDR4-2133 SDRAM, DIMM, for SIMATIC Rack IPC547G | 630 | TEM | 1 | Simatic | 0.08 | 1
6ES76482BF080XC0 | SIMATIC PC , COMPACTFLASH, 256 MB, INDUSTRIAL GRADE | 73.5 | TEM | 1 | Simatic | 0.032 | 1
6ES76483AB000XA0 | SIMATIC PC, GRAPIHCS ADAPTER CABLE, DVI-I TO VGA, LENGTH: 250 MM | 26.3 | TEM | 1 | Simatic | 0.136 | 1
6ES76483AE000XA0 | SIMATIC PC DVI-I Y-GRAPHICS-ADAPTER CABLE; DVI-I TO VGA AND DVI-D; | 26.3 | TEM | 1 | Simatic | 0.112 | 1
6ES76483AH000XA0 | SIMATIC IPC, PS ADAPTER CABLE, PS CONNECTOR ON MOTHERBOARD TO PS SATA FEMALE 15 POLE (+5VDC, +12VDC, 1A), LENGH 300 MM, 3 PIECES | 21 | TEM | 1 | Simatic | 0.042 | 1
6ES76484AB360AA0 | SIMATIC IPC, accessories service option for Box/Rack PC warranty extension to a tolal of 36 months *no data medium included* only valid after cuSTomers regiSTration at http://www.siemens.com/PED | 194 | TEM | 1 | Simatic | 0.153 | 0
6ES76484AB480AA0 | SIMATIC IPC, accessories service option for Box/Rack PC warranty extension to a tolal of 48 months *no data medium included* only valid after cuSTomers regiSTration at http://www.siemens.com/PED | 286 | TEM | 1 | Simatic | 0.163 | 0
6ES76484AP360AA0 | SIMATIC IPC, accessories service option for Panel PC warranty extension to a tolal of 36 months *no data medium included* only valid after cuSTomers regiSTration at http://www.siemens.com/PED | 307 | TEM | 1 | Simatic | 0.151 | 0
6ES76484AP480AA0 | SIMATIC IPC, accessories service option for Panel PC warranty extension to a tolal of 48 months *no data medium included* only valid after cuSTomers regiSTration at http://www.siemens.com/PED | 429 | TEM | 1 | Simatic | 0.1 | 0
6ES76486AA032YA0 | SIMATIC IPC IMAGE & PARTITION CREATOR V3.2 PREVENTIVE DATA BACKUP AND PARTITION MANAGEMENT | 111 | TEM | 1 | Simatic | 0.177 | 0
6ES76486AA033YA0 | SIMATIC IPC IMAGE & PARTITION CREATOR V3.3, PREVENTIVE DATA BACKUP AND PARTITION MANAGEMENT | 111 | TEM | 1 | Simatic | 0.18 | 0
6ES76486AA034YA0 | SIMATIC IPC IMAGE & PARTITION CREATOR V3.4, PREVENTIVE DATA BACKUP AND PARTITION MANAGEMENT | 111 | TEM | 1 | Simatic | 0.24 | 0
6ES76486AA035YA0 | SIMATIC IPC Image & Partition Creator V3.5 preventive Data backup and partition management | 111 | TEM | 1 | Simatic | 0.207 | 0
6ES76486CA044YX0 | SIMATIC IPC DIAGMONITOR V4.4 SOFTWARE FOR DIAGNOSIS/SIGNALS VIA ETHERNET, EMAIL, SMS, OPC, WEB; ON CD-ROM; SINGLE LICENSE; | 168 | TEM | 1 | Simatic | 0.162 | 0
6ES76486CA045YX0 | SIMATIC IPC DIAGMONITOR V4.5 SOFTWARE FOR DIAGNOSIS/SIGNALS VIA ETHERNET, EMAIL, SMS, OPC, WEB; ON CD-ROM; SINGLE LICENSE; | 168 | TEM | 1 | Simatic | 0.152 | 0
6ES76486CA050YX0 | SIMATIC IPC DiagMonitor V5.0 Software for diagnosis/signals via Ethermet, email, SMS, OPC, Web; on CD-ROM; single license; | 189 | TEM | 1 | Simatic | 0.1 | 0
6ES76486EA012YA0 | SIMATIC IPC REMOTE MANAGER V1.2 FOR EFFICIENT REMOTE MANAGEMENT AND ADMINISTRATION OF SIMATIC IPC | 168 | TEM | 1 | Simatic | 0.21 | 0
6ES76486VA010YA0 | SIMATIC IPC SUPPORT PACKAGE FOR VXWORKS V1.1, SUPPORTS IPC 227E, IPC 277E, IPC 427D, IPC 627D, IPC 827D, IPC 647D UND IPC 847D INCL. DP UND PN AND DIAGNOSIS FUNCTIONS | 368 | TEM | 1 | Simatic | 0.149 | 0
6ES76486WA010YA0 | SIMATIC IPC, OPERATING SYSTEM PACKAGE, MICROSOFT WINDOWS 7 ULTIMATE SP1 X86 FOR SIMATIC IPC227D / IPC277D | 368 | TEM | 1 | Simatic | 0.205 | 0
6ES76486WA011YA0 | SIMATIC IPC, OPERATING SYSTEM PACKAGE, MICROSOFT WINDOWS 7 ULTIMATE SP1 X86 FOR SIMATIC IPC427C | 368 | TEM | 1 | Simatic | 0.205 | 0
6ES76486WA012YA0 | SIMATIC IPC, OPERATING SYSTEM PACKAGE, MICROSOFT WINDOWS 7 ULTIMATE SP1 X86 FOR SIMATIC IPC477C | 368 | TEM | 1 | Simatic | 0.203 | 0
6ES76486WA013YA0 | SIMATIC IPC OPERATING SYSTEM PACKAGE, MICROSOFT WINDOWS 7 ULTIMATE SP1 X86 / X64 FOR SIMATIC IPC627C/IPC677C/IPC827C | 368 | TEM | 1 | Simatic | 0.237 | 0
6ES76486WA014YA0 | SIMATIC IPC OPERATING SYSTEM PACKAGE, MICROSOFT WINDOWS 7 ULTIMATE SP1 X86 / X64 FOR SIMATIC IPC647C/IPC847C | 368 | TEM | 1 | Simatic | 0.241 | 0
6ES76486WA015YA0 | SIMATIC IPC OPERATING SYSTEM PACKAGE, MICROSOFT WINDOWS 7 ULTIMATE SP1 X86 / X64 FOR SIMATIC IPC547D (HDD/SSD) | 368 | TEM | 1 | Simatic | 0.237 | 0
6ES76486WA016YA0 | SIMATIC IPC OPERATING SYSTEM PACKAGE, MICROSOFT WINDOWS 7 ULTIMATE SP1 X86 / X64 FOR SIMATIC IPC547D (SSD+RAID1) | 368 | TEM | 1 | Simatic | 0.239 | 0
6ES76486WA017YA0 | SIMATIC IPC OPERATING SYSTEM PACKAGE, MICROSOFT WES-7 E SP1 X86 FOR SIMATIC IPC477C | 158 | TEM | 1 | Simatic | 0.223 | 0
6ES79000AA000XA0 | SIMATIC PC, POWER CABLE 230V AC, 3 M STRAIGHT FOR POWER PG AND RACK PC F. GERMANY; FRANCE; SPAIN; NETHERLANDS; BELGIUM; SWEDEN; AUSTRIA; FINLAND | 9.5 | TEM | 1 | Simatic | 0.286 | 1
6ES79000BA000XA0 | SIMATIC PC, POWER CABLE 230V AC, 3 M STRAIGHT FOR POWER PG AND RACK PC FOR UNITED KINGDOM | 9.5 | TEM | 1 | Simatic | 0.304 | 1
6ES79000CA000XA0 | SIMATIC PC, POWER CABLE 230V AC, 3 M STRAIGHT FOR POWER PG AND RACK PC FOR SWITZERLAND | 9.5 | TEM | 1 | Simatic | 0.262 | 1
6ES79000DA000XA0 | SIMATIC PC, POWER CABLE 230V AC, 3 M STRAIGHT FOR POWER PG AND RACK PC FOR USA | 9.5 | TEM | 1 | Simatic | 0.232 | 1
6ES79000EA000XA0 | SIMATIC PC, POWER CABLE 3M STRAIGHT FOR POWER PG AND RACK PC FOR ITALY | 9.5 | TEM | 1 | Simatic | 0.253 | 1
6ES79000FA000XA0 | SIMATIC PC, POWER SUPPLY CABLE 230V AC, STRAIGHT 3M FOR RACK PC, FOR CHINA | 9.5 | TEM | 1 | Simatic | 0.285 | 1
A5E00047601 | SIMATIC PG, SPARE PART BACK-UP BATTERY FIELD PG COMMUNICATION REQUIREMENTS ACCORDING TO ARTICLE 33, REACH-REGULATION: THE ARTICLE CONTAINS THE FOLL. SUBSTANCE ON THE CANDIDATE LIST IN CONCENTRATIONS ABOVE 0.1 MASSES%: 1.2-DIMETHOXYETHANE, ETHYLENE GLYCOL DIMETHYL ETHER (EGDME) (CAS 110-71-4; EC NO 203-794-9) | 3.2 | TEM | 1 | Simatic | 0.05 | 1
A5E00331143 | SIMATIC PC, SPARE PART CMOS BATTERY 3V, VARTA LITHIUM CR 1/2 AA; BATTERY TYPE: LM188; FOR BOX PC 620/627/827/B/C; BOX PC 820/840/V2; PANEL PC 670/677/B/C; MICROBOX PC 420/427B; IPC427C; PG720/740/760, COMMUNICATION REQUIREMENTS ACCORDING TO ARTICLE 33, REACH-REGULATION: THE ARTICLE CONTAINS THE FOLL. SUBSTANCE ON THE CANDIDATE LIST IN CONCENTRATIONS ABOVE 0.1 MASSES%: 1.2-DIMETHOXYETHANE, ETHYLENE GLYCOL DIMETHYL ETHER (EGDME) (CAS 110-71-4; EC NO 203-794-9) | 6.3 | TEM | 1 | Simatic | 0.01 | 1
A5E00333062 | SIMATIC IPC SPARE PART, KEY SET RACK PC 5 PIECES PER PACKAGING UNIT, FOR SIMATIC RACK IPC | 42 | TEM | 1 | Simatic | 0.1 | 1
A5E00369854 | SIMATIC IPC SPARE PART, BACKUP BATTERY CR2032 FOR SIMATIC RACK PC IL40 S V2, RACK PC IL 43, RACK PC 547B, IPC547C, IPC547D, IPC547E COMMUNICATION REQUIREMENTS ACCORDING TO ARTICLE 33, REACH-REGULATION: THE ARTICLE CONTAINS THE FOLL. SUBSTANCE ON THE CANDIDATE LIST IN CONCENTRATIONS ABOVE 0.1 MASSES%: 1.2-DIMETHOXYETHANE, ETHYLENE GLYCOL DIMETHYL ETHER (EGDME) (CAS 110-71-4; EC NO 203-794-9) | 2.1 | TEM | 1 | Simatic | 0.003 | 1
A5E00430501 | SIMATIC PC, SPARE PART HEAT SINK FOR PROCESSOR INCL. FAN FOR RACK PC IL 43 FOR RACK PC IL 43 | 73.5 | TEM | 1 | Simatic | 0.2 | 1
A5E00719139 | SIMATIC PC, SPARE PART DVD-WRITER DRIVE, 5.25" FOR SIMATIC RACK PC | 94.5 | TEM | 1 | Simatic | 1 | 1
A5E00808655 | SIMATIC PC, SPARE PART , POWER SUPPLY AC ( 115/230V ) (ROHS) , FOR SIMATIC RACK PC PC 840 V2 | 194 | TEM | 1 | Simatic | 1.2 | 1
A5E00851139 | SIMATIC PC, SPARPART CF CARDHOLDER, CPL | 23.1 | TEM | 1 | Simatic | 0.1 | 1
A5E01019896 | SIMATIC PC, SPAREPART PCI-EXPRESS X16 DVI-ADAPTER, ADD2-CARD (1X DVI) FOR SIMATIC RACK PC 847B | 63 | TEM | 1 | Simatic | 0.2 | 1
A5E01064946 | SIMATIC PC, SPAREPART REPARATURSATZ KABEL FOR SIMATIC RACK PC 847B | 42 | TEM | 1 | Simatic | 0.3 | 1
A5E01064980 | SIMATIC PC, SPAEPART FILTERMATTEN 10 STUECK JE VERPACKUNG FOR SIMATIC RACK PC 847B | 22.1 | TEM | 1 | Simatic | 0.2 | 1
A5E01064991 | SIMATIC PC, SPAREPART SCREW SET FOR HARD DRIVE MOUNTING (INTERNAL), FOR SIMATIC RACK PC 847B, RACK PC 547B, IPC547C, IPC547D | 4.2 | TEM | 1 | Simatic | 0.3 | 1
A5E01210000 | SIMATIC PC, SPAREPART BUSBAUGRUPPE (2X PCI) FOR SIMATIC RACK PC 647B | 75.6 | TEM | 1 | Simatic | 0.5 | 1
A5E01210003 | SIMATIC PC, SPAREPART FRONT LED BAUGRUPPE FOR SIMATIC RACK PC 647B | 36.8 | TEM | 1 | Simatic | 0.5 | 1
A5E01210020 | SIMATIC PC, SPAREPART BUSBAUGRUPPE (1X PCIE X16) FOR SIMATIC RACK PC 647B | 36.8 | TEM | 1 | Simatic | 0.5 | 1
A5E02122415 | SIMATIC PC, SPAREPARTS MOTHERBOARD WITH PROFIBUS FOR SIMATIC RACK PC: 847B, 647B | 662 | TEM | 1 | Simatic | 0.5 | 1
A5E02122416 | SIMATIC PC, SPARPART MOTHERBOARD WITHOUT FIELDBUS FOR SIMATIC RACK PC: 847B, 647B | 573 | TEM | 1 | Simatic | 0.5 | 1
A5E02211294 | SIMATIC PC, SPARE PART PCI-EXPRESS X16 GRAPHICS CARD, NVS 285, 128MB, DH (2X DVI-I ODER 2X VGA) WITH CABLE-SET (Y-CABLE DVI, 2X VGA-ADAPTER) FOR SIMATIC RACK PC | 263 | TEM | 1 | Simatic | 0.6 | 1
A5E02237742 | SIMATIC IPC SPARE PART, CABLE-SET (Y-KABEL 2X DVI, 2X DVI-VGA-ADAPTER) FOR PCI-EXPRESS GRAFIKCARDS NVS 285, NVS 290, NVS 300 FOR SIMATIC RACK PC IL 43, RACK PC 547B, IPC547C, IPC547D, IPC547E, IPC647D, RACK PC 847B, IPC847D | 42 | TEM | 1 | Simatic | 0.111 | 1
A5E02298948 | SIMATIC PC, SPAREPART REMOVABLE HDD FRAME (LOW PROFILE), SATA, FOR 3,5" HDD FOR SIMATIC RACK PC 647B, IPC547C, IPC547D | 73.5 | TEM | 1 | Simatic | 0.5 | 1
A5E02299753 | SIMATIC PC, SPAREPART FRONT FAN 70MM FOR SIMATIC RACK PC 647B AND SIMATIC IPC647C | 21 | TEM | 1 | Simatic | 0.3 | 1
A5E02339757 | SIMATIC PC, SPAREPART BOARD SET HIGH END, 11 SLOT (7 PCI, 1 PCIE X16, 3 PCIE X4) FOR SIMATIC RACK PC 847B | 193 | TEM | 1 | Simatic | 0.4 | 1
A5E02339759 | SIMATIC PC, SPAREPART BOARD SET LOW END, 8 SLOT (7 PCI, 1 PCIE X16), FOR SIMATIC RACK PC 847B | 78.8 | TEM | 1 | Simatic | 0.4 | 1
A5E02366516 | SIMATIC PC, SPAREPART EXHAUST COVER (FILTERHOLDER) FOR RACK SIMATIC IPC547C, IPC547D EXHAUST COVER | 21 | TEM | 1 | Simatic | 0.3 | 1
A5E02371713 | SIMATIC PC, SPARE PART BUSBAUGRUPPE (2X PCI) FOR SIMATIC RACK PC: IPC647C | 109 | TEM | 1 | Simatic | 0.5 | 1
A5E02380761 | SIMATIC PC, SPARE PART BUS BOARD 1X PCI, 1X PCI-E X8 (4LANE) FOR SIMATIC RACK PC: IPC647C | 116 | TEM | 1 | Simatic | 0.1 | 1
A5E02380763 | SIMATIC PC, SPARE PART; BUS MODULE, 3X PCI; 2X PCIE; FOR IPC827C | 156 | TEM | 1 | Simatic | 0.12 | 1
A5E02381171 | SIMATIC PC, SPAREPART BUSBAUGRUPPE SET HIGH END 11 SLOT (7 PCI, 1 PCIE X16, 3 PCIE X4) FORSIMATIC RACKPC: IPC 847C | 345 | TEM | 1 | Simatic | 0.5 | 1
A5E02396171 | SIMATIC PC, SPAREPART FILTER MATS 10 PIECES PER EACH PACK FOR SIMATIC RACK PC 647B | 10.5 | TEM | 1 | Simatic | 0.22 | 1
A5E02464429 | SIMATIC IPC SPARE PART, FRONTFAN 120MM; FOR SIMATIC RACK IPC547C, IPC547D, IPC547E | 10.5 | TEM | 1 | Simatic | 0.2 | 1
A5E02481950 | SIMATIC PC, SPAREPART PCI-EXPRESS X16 DVI-ADAPTER, ADD2-CARD (1X DVI-D) FOR RACK SIMATIC IPC547C | 52.5 | TEM | 1 | Simatic | 0.2 | 1
A5E02500517 | SIMATIC PC; SPARE PART INVERTER KABEL 19" FOR 477C, 477CPRO AND 577C | 5.3 | TEM | 1 | Simatic | 0.1 | 1
A5E02500521 | SIMATIC PC; SPARE PART TOUCH CABLE (ALL VERSIONS), 477C/577C | 8.4 | TEM | 1 | Simatic | 0.1 | 1
A5E02501961 | SIMATIC PC, SPAREPART BUSBAUGRUPPE SET LOW END 8 SLOT (7 PCI, 1 PCIE X16) FOR SIMATIC RACK PC: IPC847C | 227 | TEM | 1 | Simatic | 0.3 | 1
A5E02518244 | SIMATIC PC, SPARE PART, PORT 80 SERVICE MODULE FOR PCU50.5 | 44.1 | TEM | 1 | Simatic | 0.2 | 1
A5E02547143 | SIMATIC PC, SPARE PART PLUG-IN MODULE 1X 100/240 AC FOR REDUNDANT POWER SUPPLY; FOR RACK SIMATIC IPC547C, IPC547D | 209 | TEM | 1 | Simatic | 0.001 | 1
A5E02550429 | SIMATIC IPC SPARE PART, FILTER SET (FILTER MATS 10 PIECES) FOR SIMATIC RACK IPC547C, IPC547D, IPC547E | 22.1 | TEM | 1 | Simatic | 0.1 | 1
A5E02562689 | SIMATIC IPC, SPARE PART: MEMORY MODULE 4 GB (1X 4 GB), DDR3-1333 SDRAM, DIMM; FOR SIMATIC RACK IPC547D | 525 | TEM | 1 | Simatic | 0.25 | 1
A5E02573938 | SIMATIC PC, SPARE PART DVD-ROM DRIVE, 5,25", SATA FOR SIMATIC RACK PC: IPC847C, IPC547D | 38.9 | TEM | 1 | Simatic | 0.3 | 1
A5E02574904 | SIMATIC PC, SPAREPART PCI-EXPRESS X16 GRAFIKCARD, NVS 290, 256MB, DH (2X DVI ODER 2X VGA) WITH CABLE-SET (Y-KABEL DVI, 2X VGA-ADAPTER) FOR RACK SIMATIC IPC547C | 263 | TEM | 1 | Simatic | 0.5 | 1
A5E02609770 | SIMATIC PC, ERSATZTEIL STROMVERSORGUNG 110/230V AC; SATA FOR RACK IPC547C, PCS7 IPC547C | 126 | TEM | 1 | Simatic | 1.5 | 1
A5E02614168 | SIMATIC PC, SPARE PART BUS BOARD (1X PCIE X16) FOR SIMATIC RACK PC: IPC647C | 36.8 | TEM | 1 | Simatic | 0.1 | 1
A5E02622242 | SIMATIC PC, SPARE PART REPLACEMENTFRONT 7" WIDE TOUCH FOR SIMATIC PANEL PC IPC277D | 178 | TEM | 1 | Simatic | 0.455 | 1
A5E02626926 | SIMATIC PC, SPARE PART FRONT LED BOARD FOR SIMATIC RACK PC: IPC847C | 48.3 | TEM | 1 | Simatic | 0.3 | 1
A5E02646631 | SIMATIC PC, SPARE PART REPLACEMENTFRONT 12" WIDE TOUCH FOR SIMATIC PANEL PC IPC277D | 333 | TEM | 1 | Simatic | 0.93 | 1
A5E02662738 | SIMATIC PC, SPARE PART REMOVEABLE DRIVE FRAME SATA (HDD LED), W/O FAN, FOR RACK PC 547B, 847B | 73.5 | TEM | 1 | Simatic | 0.3 | 1
A5E02756718 | SIMATIC PC, SPARE PART HDD 160GB 3,5" SATA FOR RACK PC 647B/847B, USAGE ONLY W. WIN2000 AND RAID | 97.7 | TEM | 1 | Simatic | 0.2 | 1
A5E02762411 | SIMATIC PC, SPARE PART, HEAT PIPE; MB RACK UC V2 FOR SIMATIC RACK PC:; IPC647C, IPC847C | 21 | TEM | 1 | Simatic | 0.2 | 1
A5E02769977 | SIMATIC PC, SPARE PART HDD 160GB 3,5" SATA FOR RACK PC 647B/847B, | 84 | TEM | 1 | Simatic | 0.001 | 1
A5E02777894 | SIMATIC PC, SPARE PART LCD DISPLAY 7" WIDE FOR SIMATIC PANEL PC IPC277D 800 X 480 PIXEL | 200 | TEM | 1 | Simatic | 0.1 | 1
A5E02783383 | SIMATIC PC, SPARE PART HDD 120GB 3,5" SATA FUER RACK PC IL 43, RACK PC 840V2 INCL. PCS7 | 133 | TEM | 1 | Simatic | 0.3 | 1
A5E02826462 | SIMATIC PC, SPARE PART RISER BOARD NANOBOX PCIE X1 FOR NANOBOX IPC227D | 48.6 | TEM | 1 | Simatic | 0.074 | 1
A5E03016376 | SIMATIC PC, SPARE PART REPAIR SET MECHANICS (FAN COVER 2X; SLOT SHEET 10X; RUBBER FEET 12X) FOR SIMATIC RACK PC: IPC847C | 33.6 | TEM | 1 | Simatic | 0.001 | 1
A5E03016386 | SIMATIC PC, SPARE PART REPAIR SET MECHANICS "D" BLANK COVER 5,25" 3X; BLANK COVER SLIMLINE 1 HDD 2X; BLANK COVER SLIMLINE 3 HDD 1X; ADAPTER FOR SSD 2X; FOR SIMATIC RACK PC: IPC847C | 84 | TEM | 1 | Simatic | 0.001 | 1
A5E03016392 | SIMATIC IPC, SPARE PART; REPEAR SET CABLE 1X USB CABLE ,1X SATA-ODD CABLE 1X FRONTFAN ADAPTER , 1X FRONT OPERATING PANEL CABLE FOR SIMATIC RACK IPC847C | 47.3 | TEM | 1 | Simatic | 0.1 | 1
A5E03016398 | SIMATIC IPC, SPARE PART; CABLE SET SATA DATA (5X) FOR 2X HDD FOR SIMATIC RACK IPC847C | 47.3 | TEM | 1 | Simatic | 0.1 | 1
A5E03016399 | SIMATIC IPC, SPARE PART; CABLE SET SATA DATA (5X) FOR 3X HDD FOR SIMATIC RACK IPC847C | 63 | TEM | 1 | Simatic | 0.1 | 1
A5E03123922 | SIMATIC IPC, SPARE PART; REPEAR SET CABLE 1X USB CABLE, 1X FRONTFAN ADAPTER, 1X FRONT OPERATING PANEL CABLE 1X SATA-ODD CABLE (DATA&POWER), 1X SATA-CF CABLE (DATA&POWER), 1X SATA-HDD CABLE SET DATA FOR SIMATIC RACK IPC647C | 47.3 | TEM | 1 | Simatic | 0.1 | 1
A5E03127548 | SIMATIC IPC, DIGITAL I/O CARD PCIE IPC227D DIO4, 4X DIG IN / 4 X DIG OUT FOR NANOBOX IPC227D | 166 | TEM | 1 | Simatic | 0.1 | 1
A5E03308272 | SIMATIC PC, SPARE PART, FAN FOR UNIT 50MM; NEAR PS, CV5, IPC627C, HMI IPC677C, HMI IPC577C, IPC627D, IPC827D, IPC677D | 18.9 | TEM | 1 | Simatic | 0.1 | 1
A5E03313809 | SIMATIC PC, SPARE PART DIN-RAIL, BASE, PCIE, COM, IO FOR NANOBOX IPC227D | 14.7 | TEM | 1 | Simatic | 0.171 | 1
A5E03313810 | SIMATIC PC, SPARE PART WALL-MOUNT - BASE, COM,IO FOR NANOBOX IPC227D | 12.2 | TEM | 1 | Simatic | 0.139 | 1
A5E03313811 | SIMATIC PC, SPARE PART BOOK-MOUNT BASE FOR NANOBOX IPC227D | 22.1 | TEM | 1 | Simatic | 0.239 | 1
A5E03313812 | SIMATIC PC, SPARE PART BOOK-MOUNT IPC227D,PCIE,COM,IO FOR NANOBOX IPC227D | 19.9 | TEM | 1 | Simatic | 0.369 | 1
A5E03315885 | SIMATIC PC, SPARE PART WALL-MOUNT, 227D - PCIE FOR NANOBOX IPC227D | 14.4 | TEM | 1 | Simatic | 0.202 | 1
A5E03315891 | SIMATIC PC, SPARE PART SIDE-MOUNT, BASE FOR NANOBOX IPC227D | 17.7 | TEM | 1 | Simatic | 0.213 | 1
A5E03316508 | SIMATIC PC, SPARE PART SIDE-MOUNT, PCIE FOR NANOBOX IPC227D | 23.2 | TEM | 1 | Simatic | 0.432 | 1
A5E03316509 | SIMATIC PC, SPARE PART SIDE-MOUNT, COM, IO FOR NANOBOX IPC227D | 18.8 | TEM | 1 | Simatic | 0.281 | 1
A5E03325950 | SIMATIC IPC, SPAREPART FRONT COMPL. 15" T/K WIDE USB FOR SIMATIC IPC477D | 1050 | TEM | 1 | Simatic | 0.1 | 1
A5E03347991 | SIMATIC IPC SPARE PART, SERIELLE(COM2)-SCHNITTSTELLE FOR SIMATIC RACK IPC547D, IPC547E | 10.5 | TEM | 1 | Simatic | 0.1 | 1
A5E03347992 | SIMATIC IPC SPARE PART, PARALLEL(LPT)-INTERFACE FOR SIMATIC RACK IPC547D, IPC547E | 15.8 | TEM | 1 | Simatic | 0.1 | 1
A5E03383574 | SIMATIC PC, SPARE PART, MOTHERBOARD W/O FIELDBUS; CORE I3-330E; FOR SIMATIC RACK PC: IPC647C, IPC847C CAUTION: THE MOTHERBOARD CAN ONLY BE USED AFTER THE DEVICES WERE ASSIGNED IN AN AUTHORIZED REPAIR CENTER, I.E., THE MOTHERBOARD MUST HAVE KNOWLEDGE OF THE VARIOUS DEVICES (BIOS INITIALIZING9 | 1255 | TEM | 1 | Simatic | 0.5 | 1
A5E03383575 | SIMATIC PC, SPARE PART, MOTHERBOARD WITH PROFIBUS; CORE I3-330E; FOR SIMATIC RACK PC: IPC647C, IPC847C CAUTION: THE MOTHERBOARD CAN ONLY BE USED AFTER THE DEVICES WERE ASSIGNED IN AN AUTHORIZED REPAIR CENTER, I.E., THE MOTHERBOARD MUST HAVE KNOWLEDGE OF THE VARIOUS DEVICES (BIOS INITIALIZING9 | 1329 | TEM | 1 | Simatic | 0.5 | 1
A5E03383576 | SIMATIC PC, SPARE PART, MOTHERBOARD WITH PROFINET; CORE I3-330E; FOR SIMATIC RACK PC: IPC647C, IPC847C CAUTION: THE MOTHERBOARD CAN ONLY BE USED AFTER THE DEVICES WERE ASSIGNED IN AN AUTHORIZED REPAIR CENTER, I.E., THE MOTHERBOARD MUST HAVE KNOWLEDGE OF THE VARIOUS DEVICES (BIOS INITIALIZING9 | 1434 | TEM | 1 | Simatic | 0.5 | 1
A5E03383577 | SIMATIC PC, SPARE PART, MOTHERBOARD W/O FIELDBUS; CORE I5-520E; FOR SIMATIC RACK PC: IPC647C, IPC847C CAUTION: THE MOTHERBOARD CAN ONLY BE USED AFTER THE DEVICES WERE ASSIGNED IN AN AUTHORIZED REPAIR CENTER, I.E., THE MOTHERBOARD MUST HAVE KNOWLEDGE OF THE VARIOUS DEVICES (BIOS INITIALIZING9 | 1380 | TEM | 1 | Simatic | 0.5 | 1
A5E03383578 | SIMATIC PC, SPARE PART, MOTHERBOARD WITH PROFIBUS; CORE I5-520E; FOR SIMATIC RACK PC: IPC647C, IPC847C CAUTION: THE MOTHERBOARD CAN ONLY BE USED AFTER THE DEVICES WERE ASSIGNED IN AN AUTHORIZED REPAIR CENTER, I.E., THE MOTHERBOARD MUST HAVE KNOWLEDGE OF THE VARIOUS DEVICES (BIOS INITIALIZING9 | 1455 | TEM | 1 | Simatic | 0.5 | 1
A5E03383579 | SIMATIC PC, SPARE PART, MOTHERBOARD WITH PROFINET; CORE I5-520E; FOR SIMATIC RACK PC: IPC647C, IPC847C CAUTION: THE MOTHERBOARD CAN ONLY BE USED AFTER THE DEVICES WERE ASSIGNED IN AN AUTHORIZED REPAIR CENTER, I.E., THE MOTHERBOARD MUST HAVE KNOWLEDGE OF THE VARIOUS DEVICES (BIOS INITIALIZING9 | 1559 | TEM | 1 | Simatic | 0.5 | 1
A5E03383580 | SIMATIC PC, SPARE PART, MOTHERBOARD WITHOUT FIELDBUS; CORE I7-610E; FOR SIMATIC RACK PC: IPC647C, IPC847C CAUTION: THE MOTHERBOARD CAN ONLY BE USED AFTER THE DEVICES WERE ASSIGNED IN AN AUTHORIZED REPAIR CENTER, I.E., THE MOTHERBOARD MUST HAVE KNOWLEDGE OF THE VARIOUS DEVICES (BIOS INITIALIZING9 | 1645 | TEM | 1 | Simatic | 0.5 | 1
A5E03383582 | SIMATIC PC, SPARE PART, MOTHERBOARD WITH PROFINET; CORE I7-610E; FOR SIMATIC RACK PC: IPC647C, IPC847C CAUTION: THE MOTHERBOARD CAN ONLY BE USED AFTER THE DEVICES WERE ASSIGNED IN AN AUTHORIZED REPAIR CENTER, I.E., THE MOTHERBOARD MUST HAVE KNOWLEDGE OF THE VARIOUS DEVICES (BIOS INITIALIZING9 | 1823 | TEM | 1 | Simatic | 0.5 | 1
A5E03385485 | SIMATIC PC, SPARE PART REPLACEMENTFRONT 15" WIDE TOUCH FOR SIMATIC PANEL PC IPC277D | 420 | TEM | 1 | Simatic | 1.3 | 1
A5E03390859 | SIMATIC PC, SPARE PART REPLACEMENTFRONT 19" WIDE TOUCH FOR SIMATIC PANEL PC IPC277D | 473 | TEM | 1 | Simatic | 1.5 | 1
A5E03393681 | SIMATIC IPC, SPAREPART FRONT COMPL. 22"TOUCH WIDE USB FOR SIMATIC IPC477D | 735 | TEM | 1 | Simatic | 0.001 | 1
A5E03446802 | SIMATIC IPC, SPAREPART LVDS & BACKLIGHT CABLE 12" FOR SIMATIC IPC477D | 21 | TEM | 1 | Simatic | 0.1 | 1
A5E03465021 | SIMATIC IPC, SPAREPART MAINBOARD WITH MRAM, CORE I7-3517UE, PROFIBUS FOR SIMATIC IPC427D | 1838 | TEM | 1 | Simatic | 0.3 | 1
A5E03465022 | SIMATIC IPC, SPAREPART MAINBOARD WITH MRAM, CORE I3-3217UE, PROFIBUS FOR SIMATIC IPC427D | 1575 | TEM | 1 | Simatic | 0.3 | 1
A5E03465023 | SIMATIC IPC, SPAREPART MAINBOARD WITH MRAM, CELERON U827E, PROFIBUS FOR SIMATIC IPC427D | 945 | TEM | 1 | Simatic | 0.3 | 1
A5E03465024 | SIMATIC IPC, SPAREPART MAINBOARD WITH MRAM, CELERON U827E, CAN FOR SIMATIC IPC427D | 840 | TEM | 1 | Simatic | 0.3 | 1
A5E03465025 | SIMATIC IPC, SPAREPART MAINBOARD WITH MRAM, CORE I7-3517UE, W/O FIELDBUS FOR SIMATIC IPC427D | 1680 | TEM | 1 | Simatic | 0.3 | 1
A5E03465026 | SIMATIC IPC, SPAREPART MAINBOARD WITH MRAM, CORE I3-3217UE, W/O FIELDBUS FOR SIMATIC IPC427D | 1470 | TEM | 1 | Simatic | 0.3 | 1
A5E03465027 | SIMATIC IPC, SPAREPART MAINBOARD WITH MRAM, CELERON U827E, W/O FIELDBUS FOR SIMATIC IPC427D | 840 | TEM | 1 | Simatic | 0.3 | 1
A5E03465271 | SIMATIC IPC, SPAREPART MAINBOARD WITH MRAM, CORE I7-3517UE, PROFINET IRT FOR SIMATIC IPC427D | 1785 | TEM | 1 | Simatic | 0.3 | 1
A5E03465272 | SIMATIC IPC, SPAREPART MAINBOARD WITH MRAM, CORE I3-3217UE, PROFINET IRT FOR SIMATIC IPC427D | 1523 | TEM | 1 | Simatic | 0.3 | 1
A5E03465401 | SIMATIC IPC, SPAREPART MAINBOARD WITH MRAM, CORE I7-3517UE, PROFIBUS FOR SIMATIC IPC477D | 1943 | TEM | 1 | Simatic | 0.3 | 1
A5E03465402 | SIMATIC IPC, SPAREPART MAINBOARD WITH MRAM, CORE I3-3217UE, PROFIBUS FOR SIMATIC IPC477D | 1680 | TEM | 1 | Simatic | 0.3 | 1
A5E03465403 | SIMATIC IPC, SPAREPART MAINBOARD WITH MRAM, CELERON U827E, PROFIBUS FOR SIMATIC IPC477D | 1050 | TEM | 1 | Simatic | 0.2 | 1
A5E03465404 | SIMATIC IPC, SPAREPART MAINBOARD WITH MRAM, CORE I7-3517UE, W/O FIELDBUS FOR SIMATIC IPC477D | 1785 | TEM | 1 | Simatic | 0.2 | 1
A5E03465405 | SIMATIC IPC, SPAREPART MAINBOARD WITH MRAM, CORE I3-3217UE, W/O FIELDBUS FOR SIMATIC IPC477D | 1523 | TEM | 1 | Simatic | 0.2 | 1
A5E03465406 | SIMATIC IPC, SPAREPART MAINBOARD WITH MRAM, CELERON U827E, W/O FIELDBUS FOR SIMATIC IPC477D | 945 | TEM | 1 | Simatic | 0.001 | 1
A5E03466441 | SIMATIC IPC, SPAREPART MAINBOARD WITH MRAM, CORE I7-3517UE, PROFINET IRT FOR SIMATIC IPC477D | 1943 | TEM | 1 | Simatic | 0.2 | 1
A5E03466442 | SIMATIC IPC, SPAREPART MAINBOARD WITH MRAM, CORE I3-3217UE, PROFINET IRT FOR SIMATIC IPC477D | 1733 | TEM | 1 | Simatic | 0.2 | 1
A5E03499382 | SIMATIC IPC, SPAREPART BACKLIGHT CONTROLLER 21,5 LG X 1 FOR SIMATIC IPC477D | 84 | TEM | 1 | Simatic | 0.1 | 1
A5E03520382 | SIMATIC PC, SPARE PART LCD DISPLAY 15" WIDE F0R SIMATIC PANEL PC IPC277D 1280 X 800 PIXEL | 617 | TEM | 1 | Simatic | 0.1 | 1
A5E03620601 | SIMATIC IPC SPARE PART CABLE SET IPC227D | 131 | TEM | 1 | Simatic | 1.3 | 1
A5E03620983 | SIMATIC IPC, SPAREPART CABLE MAINBOARD LCD BACKLIGHT WIDE 15,4" CMI FOR SIMATIC IPC477D | 52.5 | TEM | 1 | Simatic | 0.015 | 1
A5E03621052 | SIMATIC IPC, SPAREPART CABLE LCD BLC WIDE 21,5" X 1 FOR SIMATIC IPC477D | 21 | TEM | 1 | Simatic | 0.1 | 1
A5E03623932 | SIMATIC IPC SPARE PART REPAIR SET HEAT SPREADER FOR IPC277D | 164 | TEM | 1 | Simatic | 0.001 | 1
A5E03623933 | SIMATIC IPC SPARE PART REPAIR SET HEAT SPREADER FOR IPC227D | 161 | TEM | 1 | Simatic | 0.001 | 1
A5E03623934 | SIMATIC IPC SPARE PART REPAIR SET HEAT SPREADER FOR POWERSUPPLY FOR IPC227D, IPC277D | 130 | TEM | 1 | Simatic | 0.2 | 1
A5E03627858 | SIMATIC IPC SPARE PART; REPAIR SET MECHANICS DRIVES (DISTANCE PIECE 3X, DUMMY PANEL 3.5" FLOPPY 2X, DUMMY PANEL 3.5" 1 DRIVE 2X, DUMMY PANEL 5.25" 2X, ADAPTER BRACKET FOR DRIVES RETAINER 2X); FOR SIMATIC RACK IPC547D | 105 | TEM | 1 | Simatic | 0.586 | 1
A5E03627928 | SIMATIC IPC, SPARE PART: CABLE SET SATA (SATA CABLE SET 1 2X, SATA CABLE SET 2 2X, SATA CABLE SET 3 2X, SATA ODD CABLE SET 2X); FOR SIMATIC RACK IPC547D | 84 | TEM | 1 | Simatic | 0.261 | 1
A5E03627935 | SIMATIC IPC SPARE PART; CABLE SET LED / PUSH-BUTTON (LED/ON OFF PUSH-BUTTON CABLE 2X, ON OFF PUSH-BUTTON CABLE 2X); FOR SIMATIC RACK IPC547D | 37.8 | TEM | 1 | Simatic | 0.057 | 1
A5E03627943 | SIMATIC IPC SPARE PART, CABLE SET HDD ALARM (2X HDD ALARM LED CABLE RAID1, 2X HDD ALARM LED CABLE RAID5) FOR RACK IPC547D | 126 | TEM | 1 | Simatic | 0.329 | 1
A5E03668357 | SIMATIC PC, SPARE PART LCD DISPLAY 19" WIDE F0R SIMATIC PANEL PC IPC277D 1366 X 768 PIXEL | 391 | TEM | 1 | Simatic | 0.1 | 1
A5E03668361 | SIMATIC IPC, SPAREPART LCD TFT 21,5" LG X 1 FOR SIMATIC IPC477D | 473 | TEM | 1 | Simatic | 0.1 | 1
A5E03677426 | SIMATIC IPC, SPARE PART, CABLE SET SAS RAID (1X SAS DATA CABLE, 1X SAS LED CABLE) FOR SIMATIC RACK PC IPC647C, IPC847C | 53.6 | TEM | 1 | Simatic | 0.3 | 1
A5E03690782 | SIMATIC IPC, SPARE PART, RAID CONTROLLER PCIE X8, SAS, ADAPTEC 5405Z, 512MB CACHE, WITH ZMM FOR SIMATIC RACK PC IPC647C, IPC847C | 1448 | TEM | 1 | Simatic | 0.1 | 1
A5E03699730 | SIMATIC PC, SPARE PART, MAINBOARD IPC227D, 1.3 GHZ, 2 GB RAM, REM, B1/A3 | 713 | TEM | 1 | Simatic | 0.285 | 1
A5E03699731 | SIMATIC PC, SPARE PART, MAINBOARD IPC227D, 1.0 GHZ, 1 GB RAM, REM, B1/A3 | 588 | TEM | 1 | Simatic | 0.2 | 1
A5E03699732 | SIMATIC PC, SPARE PART, MAINBOARD IPC227D, 600 MHZ, 512 MB RAM, REM, B1/A3 | 543 | TEM | 1 | Simatic | 0.285 | 1
A5E03699733 | SIMATIC PC, SPARE PART, MAINBOARD IPC227D, 1.3 GHZ, 2 GB RAM, B1/A3 | 649 | TEM | 1 | Simatic | 0.285 | 1
A5E03699734 | SIMATIC PC, SPARE PART, MAINBOARD IPC227D, 1.0 GHZ, 1 GB RAM, B1/A3 | 524 | TEM | 1 | Simatic | 0.285 | 1
A5E03699735 | SIMATIC PC, SPARE PART, MAINBOARD IPC227D, 600 MHZ, 512 MB RAM, B1/A3 | 479 | TEM | 1 | Simatic | 0.285 | 1
A5E03706041 | SIMATIC IPC, SPAREPART PCB ASSEMBLY, 1X PCIE X4 FOR SIMATIC IPC427D | 31.5 | TEM | 1 | Simatic | 0.1 | 1
A5E03706051 | SIMATIC IPC, SPAREPART PCB ASSEMBLY, 1X PCIE X4, 1X PCIE X1 FOR SIMATIC IPC427D | 42 | TEM | 1 | Simatic | 0.1 | 1
A5E03732050 | SIMATIC IPC, SPAREPART HDD-SATA-ADAPTER MODULE FOR SIMATIC IPC427D | 15.8 | TEM | 1 | Simatic | 0.1 | 1
A5E03763446 | SIMATIC IPC, SPAREPART PCB ASSEMBLY, TACO BOARD FOR SIMATIC IPC477D | 52.5 | TEM | 1 | Simatic | 0.2 | 1
A5E03763511 | SIMATIC IPC, SPAREPART PCB ASSEMBLY, CFAST-ADAPTER FOR SIMATIC IPC427D | 42 | TEM | 1 | Simatic | 0.1 | 1
A5E03777032 | SIMATIC PC, SPARE PART FRONT PLATE PRINTED FOR IPC427D | 31.5 | TEM | 1 | Simatic | 0.375 | 1
A5E03808137 | SIMATIC IPC, SPAREPART USB CABLE FOR SIMATIC IPC477D | 21 | TEM | 1 | Simatic | 0.01 | 1
A5E03825511 | SIMATIC PC, SPARE PART, MAINBOARD IPC277D, 1.0 GHZ,1 GB RAM, REM, NEW COOL | 640 | TEM | 1 | Simatic | 0.2 | 1
A5E03825512 | SIMATIC PC, SPARE PART, MAINBOARD IPC277D, 1.0 GHZ, 1 GB RAM, NEW COOLER | 577 | TEM | 1 | Simatic | 0.2 | 1
A5E03827225 | SIMATIC IPC, SPAREPART PS CABLE FOR SIMATIC IPC477D | 5.3 | TEM | 1 | Simatic | 0.013 | 1
A5E03888794 | SIMATIC IPC, SPAREPART SATA-CABLE-ODD DATA/POWER FOR SIMATIC IPC477D | 10.5 | TEM | 1 | Simatic | 0.1 | 1
A5E03892433 | SIMATIC PC, SPARE PART MODULE EXTENSION FRAME PCIE, 2-FOLD, FOR IPC427D | 57.8 | TEM | 1 | Simatic | 0.1 | 1
A5E30097146 | SIMATIC PC, SPAREPART POWER_SUPPLY_NANO_25W_24V_DC-DC F. SIMATIC NANOBOX IPC227D, NANOPANEL PC IPC277D 7"/9" | 93.8 | TEM | 1 | Simatic | 0.162 | 1
A5E30112700 | SIMATIC IPC, SPAREPART, DC24V POWER SUPPLY CONNECTOR, 2-POLE FOR IPC477D PRO 5 PIECES PER PACKAGING UNIT | 5.3 | TEM | 1 | Simatic | 0.04 | 1
A5E30126998 | SIMATIC IPC SPARE PART, DISPLAYPORT TO DVI-D ADAPTER FOR ONBOARD INTERFACES AND PCI-EXPRESS GRAPHICS CARD NVS 295, FOR SIMATIC RACK IPC547D, IPC547E, IPC647C, IPC647D, IPC847C, IPC847D | 52.5 | TEM | 1 | Simatic | 0.3 | 1
A5E30126999 | SIMATIC IPC SPARE PART, DISPLAYPORT TO VGA ADAPTER FOR ONBOARD INTERFACES AND PCI-EXPRESS GRAPHICS CARD NVS 295, FOR SIMATIC RACK IPC547D, IPC547E, IPC647C, IPC647D, IPC847C, IPC847D | 73.5 | TEM | 1 | Simatic | 0.3 | 1
A5E30127101 | SIMATIC PC, SPARE PART, PCI-EXPRESS X16 GRAPHICS CARD, NVS 295, 256MB, DH (2X DP); WITHOUT ADAPTER FOR SIMATIC RACK PC IPC647C, IPC847C | 263 | TEM | 1 | Simatic | 0.3 | 1
A5E30129187 | SIMATIC PC, SPARE PART FRONTFAN 120MM; FOR SIMATIC RACK PC: IPC847C | 15.8 | TEM | 1 | Simatic | 0.201 | 1
A5E30129189 | SIMATIC PC, SPARE PART DRIVE FAN 50MM FOR SIMATIC RACK PC: IPC847C | 10.5 | TEM | 1 | Simatic | 0.022 | 1
A5E30146525 | SIMATIC PC, SPARE PART LCD DISPLAY 12" WIDE F0R SIMATIC PANEL PC IPC277D 1280 X 800 PIXEL | 425 | TEM | 1 | Simatic | 0.1 | 1
A5E30233729 | SIMATIC PC, SPARE PART SATA-PATA ADAPTER FOR POWER SUPPLY FOR SIMATIC RACK PC: IPC847C, IPC647C, IPC547C RACK 847B, RACK 647B | 12.6 | TEM | 1 | Simatic | 0.2 | 1
A5E30257210 | SIMATIC PC, SPARE PART; FAN 90X90X25MM; FOR IPC827C, IPC827D | 20 | TEM | 1 | Simatic | 0.1 | 1
A5E30308599 | SIMATIC IPC SPARE PART; POWER SUPPLY 100/240 V AC; FOR SIMATIC RACK IPC547D, IPC647C | 126 | TEM | 1 | Simatic | 1.938 | 1
A5E30314053 | SIMATIC IPC, spare part Lithium battery BR-1/2AA, PA-A3100.R003 3V DC / 1000 mAh with cable and connector, for IPC227D, IPC277D, IPC427D, IPC477D, IPC477D-PRO, IPC427C | 12.2 | TEM | 1 | Simatic | 0.012 | 1
A5E30336494 | SIMATIC PC, SPARE PART DVD+/-RW DRIVE, 5.25", SATA FOR SIMATIC RACK IPC547C, IPC547D, IPC847C | 59.9 | TEM | 1 | Simatic | 0.6 | 1
A5E30336811 | SIMATIC IPC SPARE PART; HARD DISK 3.5" SATA, 1 TB; FOR SIMATIC RACK IPC547D | 210 | TEM | 1 | Simatic | 0.4 | 1
A5E30342694 | SIMATIC IPC SPARE PART; HARD DISK 3.5" SATA, 500 GB; FOR BOX, RACK, PANEL IPC | 158 | TEM | 1 | Simatic | 0.4 | 1
A5E30344701 | SIMATIC IPC SPARE PART; PROCESSOR CORE I7-2600; 4C/8T, 3.4 GHZ, 8 MB LLC, TURBO BOOST 2.0, EM64T, VT-X/-D, IAMT FOR SIMATIC RACK IPC547D | 714 | TEM | 1 | Simatic | 0.1 | 1
A5E30344702 | SIMATIC IPC SPARE PART; PROCESSOR CORE I5-2400; 4C/4T, 3.1 GHZ, 6 MB LLC, TURBO BOOST 2.0, EM64T, VT-X/-D, IAMT FOR SIMATIC RACK IPC547D | 452 | TEM | 1 | Simatic | 0.1 | 1
A5E30344986 | SIMATIC IPC, SPARE PART: MEMORY MODULE 2 GB (1X 2 GB), DDR3-1333 SDRAM, DIMM; FOR SIMATIC RACK IPC547D | 263 | TEM | 1 | Simatic | 0.1 | 1
A5E30356792 | SIMATIC PC, SPAREPART SOLID-STATE DRIVE SATA 50GB SLC FOR SIMATIC IPC | 661 | TEM | 1 | Simatic | 0.229 | 1
A5E30358504 | SIMATIC IPC SPARE PART; MAINBOARD D3076-S11; CHIPSET INTEL Q67; 2X GBIT LAN, GRAFIK, RAID, 11X USB, 2X PS/2, 1X COM, AUDIO FOR SIMATIC RACK IPC547D; CAUTION: THE MAINBOARD CAN ONLY BE USED AFTER THE DEVICE WAS ASSIGNED ("BIOS INITIALIZING") IN AN AUTHORIZED REPAIR CENTER! | 263 | TEM | 1 | Simatic | 0.4 | 1
A5E30418988 | SIMATIC IPC SPARE PART, PCI-EXPRESS X16 GRAPHICS CARD, NVS 300, 512 MB, DH (2X VGA OR 2X DVI-D) WITH CABLE SET (Y CABLE: 2X DVI + 2X DVI-VGA ADAPTER); FOR SIMATIC RACK IPC547D, IPC547E, IPC647D, IPC847D | 268 | TEM | 1 | Simatic | 0.1 | 1
A5E30419218 | SIMATIC IPC SPARE PART; PROCESSOR PENTIUM DC G850; 2C/2T, 2.9 GHZ, 3 MB LLC, EM64T, VT FOR SIMATIC RACK IPC547D | 210 | TEM | 1 | Simatic | 0.1 | 1
A5E30422888 | SIMATIC IPC, SPARE PART: PROCESSOR HEAT SINK INCL. FAN; FOR SIMATIC RACK IPC547D | 73.5 | TEM | 1 | Simatic | 1 | 1
A5E30432442 | SIMATIC IPC, SPARE PART, HARD DISK 3.5" SAS, 1 TB FOR SIMATIC RACK PC IPC647C, IPC847C | 399 | TEM | 1 | Simatic | 0.3 | 1
A5E30466553 | SIMATIC PC, SPAREPART PROZESSOR CORE 2 DUO T5500 (1,66GHZ, 667MHZ FSB, 2MB L2) FOR SIMATIC RACK PC 847B IPC627B/827B/677B | 342 | TEM | 1 | Simatic | 0.1 | 1
A5E30479871 | SIMATIC IPC, SPARE PART; HARD DISK 3.5" SATA, 250 GB; FOR SIMATIC RACK IPC547C, RACK PC 647B, IPC647C, IPC847C, PCS7 IPC547C, PCS7 IPC627C | 105 | TEM | 1 | Simatic | 0.4 | 1
A5E30484420 | SIMATIC IPC SPARE PART, REDUNDANT POWER SUPPLY 2X 100/240 V AC; FOR SIMATIC RACK IPC547C, IPC547D, IPC547E, IPC647C, IPC647D, IPC847C, IPC847D | 525 | TEM | 1 | Simatic | 4.03 | 1
A5E30484424 | SIMATIC IPC SPARE PART, POWER SUPPLY 100/240 V AC; FOR SIMATIC RACK IPC547D, IPC547E, IPC647C, IPC647D, IPC847C, IPC847D, PCS7 IPC547C, PCS7 IPC547D, PCS7 IPC647C, PCS7 IPC847C | 126 | TEM | 1 | Simatic | 1 | 1
A5E30719762 | SIMATIC PC, SPAREPART SOLID-STATE DRIVE SATA 80GB STD FOR SIMATIC IPC | 431 | TEM | 1 | Simatic | 0.229 | 1
A5E30778864 | SIMATIC IPC SPARE PART, BATTERY PACK (LEAD-TIN BATTERY) FOR 100/240V AC UPS, FOR SIMATIC IPC847D | 630 | TEM | 1 | Simatic | 0.1 | 1
A5E30780438 | SIMATIC IPC, SPARE PART, USB INTERFACE FOR 100/240 V AC UPS, FOR SIMATIC IPC847D SIMATIC IPC, SPARE PART, USB INTERFACE FOR 100/240 V AC UPS, FOR SIMATIC IPC847D | 105 | TEM | 1 | Simatic | 0.1 | 1
A5E30888318 | SIMATIC PC, SPAREPART POWER_SUPPLY_NANO_25W_24V_PROTE F. SIMATIC NANOBOX IPC227D, NANOPANEL PC IPC277D 7"/9" | 89.3 | TEM | 1 | Simatic | 0.162 | 1
A5E30908387 | SIMATIC IPC, SPAREPART POWER SUPPLY_24V_12V_80W FOR SIMATIC IPC427D/IPC477D | 158 | TEM | 1 | Simatic | 0.001 | 1
A5E30908457 | SIMATIC IPC, SPAREPART POWER SUPPLY_230V_12V_80W FOR SIMATIC IPC477D | 158 | TEM | 1 | Simatic | 0.495 | 1
A5E30987227 | SIMATIC IPC, SPARE PART, HARD DISK 3.5" SATA, 250 GB FOR SIMATIC RACK IPC547C, IPC647C, IPC847C, PCS7 IPC547C, PCS7 IPC627C, IPC627C/D, IPC827C/D, IPC677C/D AF-DRIVE, FOR DEVICES FROM 11/2013 ON | 105 | TEM | 1 | Simatic | 0.4 | 1
A5E30987250 | SIMATIC IPC SPARE PART; HARD DISK 3.5" SATA, 1 TB; FUER PCS7 547D AND IPC547D ONLY | 210 | TEM | 1 | Simatic | 0.5 | 1
A5E30987254 | SIMATIC IPC SPARE PART, HARD DISK 3.5" SATA, 500GB FOR SIMATIC RACK IPC547C, IPC647C, IPC847C, PCS7 IPC547C, PCS7 IPC627C, IPC627C/D, IPC827C/D, IPC677C/D AF-DRIVE, FOR DEVICES FROM 11/2013 ON | 158 | TEM | 1 | Simatic | 0.4 | 1
A5E31196100 | SIMATIC IPC SPARE PART; PROCESSOR HEAT SINK INCL. FAN; FOR SIMATIC RACK IPC347D | 52.5 | TEM | 1 | Simatic | 0.3 | 1
A5E31233527 | SIMATIC IPC, SPAREPART MAINBOARD W/O MRAM, CORE I7-3517UE, W/O FIELDBUS FOR SIMATIC IPC477D | 1733 | TEM | 1 | Simatic | 0.001 | 1
A5E31233574 | SIMATIC IPC, SPAREPART MAINBOARD W/O MRAM, CORE I3-3217UE, W/O FIELDBUS FOR SIMATIC IPC477D | 1470 | TEM | 1 | Simatic | 0.2 | 1
A5E31233578 | SIMATIC IPC, SPAREPART MAINBOARD W/O MRAM, CELERON U827E, W/O FIELDBUS FOR SIMATIC IPC477D | 840 | TEM | 1 | Simatic | 0.001 | 1
A5E31233588 | SIMATIC IPC, SPAREPART MAINBOARD WITH MRAM, CORE I7-3517UE,ECC,W/O FIELDBUS FOR SIMATIC IPC427D | 1733 | TEM | 1 | Simatic | 0.3 | 1
A5E31233667 | SIMATIC IPC, SPAREPART MAINBOARD W/O MRAM, CORE I7-3517UE, W/O FIELDBUS FOR SIMATIC IPC427D | 1628 | TEM | 1 | Simatic | 0.3 | 1
A5E31233684 | SIMATIC IPC, SPAREPART MAINBOARD W/O MRAM, CORE I3-3217UE, W/O FIELDBUS FOR SIMATIC IPC427D | 1365 | TEM | 1 | Simatic | 0.3 | 1
A5E31233686 | SIMATIC IPC, SPAREPART MAINBOARD W/O MRAM, CELERON U827E, W/O FIELDBUS FOR SIMATIC IPC427D | 788 | TEM | 1 | Simatic | 0.3 | 1
A5E31246627 | SIMATIC IPC, SPARE PART, LCD DISPLAY 15" FOR SIMATIC IPC 477D MULTITOUCH, 1366 X 768 PIXEL | 420 | TEM | 1 | Simatic | 1 | 1
A5E31311391 | SIMATIC PC, SPAREPART SATA-FLEX-CABLE FOR IPC 427C | 8.3 | TEM | 1 | Simatic | 0.35 | 1
A5E31354030 | SIMATIC PC, SPARE PART LCD DISPLAY 9" WIDE NEW FOR SIMATIC PANEL PC IPC277D 800 X 480 PIXEL | 362 | TEM | 1 | Simatic | 0.714 | 1
A5E31392108 | SIMATIC IPC SPARE PART; POWER SUPPLY, INDUSTRIAL; 24V DC/150W, REV. A4; CV6, IPC627D/827D, IPC677D | 224 | TEM | 1 | Simatic | 0.65 | 1
A5E31392126 | SIMATIC IPC SPARE PART; POWER SUPPLY, INDUSTRIAL; AC 100-240V/150W, REV. A4; CV6, IPC627D/827D, IPC677D | 210 | TEM | 1 | Simatic | 0.65 | 1
A5E31428544 | SIMATIC IPC, SPARE PART, RAID CONTROLLER PCIE X8, SAS, ADAPTEC 5405Z, 512MB CACHE, WITH ZMM INCL. HEAT SINK FOR SIMATIC IPC647C | 1455 | TEM | 1 | Simatic | 0.08 | 1
A5E31429013 | SIMATIC PC, SPAREPART FRONTLUEFTER 70MM FOR SIMATIC IPC647C FROM BIOS VERSION V15.01.10 | 25.2 | TEM | 1 | Simatic | 0.097 | 1
A5E31443522 | SIMATIC IPC, SPARE PART: MEMORY MODULE 8 GB (1X 8 GB), DDR3-1333 SDRAM, DIMM; FOR SIMATIC RACK IPC547D | 1050 | TEM | 1 | Simatic | 0.082 | 1
A5E31485761 | ACCESSORY/SPARE PART, STAINLESS STEEL KEYBOARD, IP65, LAYOUT ES, MIK/1/ES_SO/USB_DRW Nr. 1580.9906228 FOR PROJECTS VW BUSINESS GROUP | 688 | TEM | 1 | Simatic | 1.2 | 1
A5E31488662 | SIMATIC IPC SPARE PART; COVER PLATE 1 HDD; FOR SIMATIC RACK IPC547E, IPC647D, IPC847D | 27.3 | TEM | 1 | Simatic | 0.1 | 1
A5E31488971 | SIMATIC IPC SPARE PART; COVER PLATE 3 HDD; FOR SIMATIC RACK IPC547E, IPC647D, IPC847D | 31.5 | TEM | 1 | Simatic | 0.1 | 1
A5E31489195 | SIMATIC IPC SPARE PART; COVER PLATE 5.25"; FOR SIMATIC RACK IPC547E, IPC647D, IPC847D | 18.9 | TEM | 1 | Simatic | 0.1 | 1
A5E31519900 | SIMATIC IPC SPARE PART; HOUSING FAN 70MM, CV6, IPC627D, IPC677D | 14.7 | TEM | 1 | Simatic | 0.2 | 1
A5E31611755 | SIMATIC IPC SPARE PART; FRONT FAN 120 MM; FOR SIMATIC RACK IPC347D | 10.5 | TEM | 1 | Simatic | 0.2 | 1
A5E31620397 | SIMATIC IPC SPARE PART; DVD+/-RW DRIVE 5.25" SATA; FOR SIMATIC RACK IPC347D | 59.9 | TEM | 1 | Simatic | 0.6 | 1
A5E31624600 | SIMATIC IPC, SPAREPART FAN COVER FOR SIMATIC RACK IPC547E | 21 | TEM | 1 | Simatic | 0.3 | 1
A5E31640034 | SIMATIC IPC SPARE PART, MAINBOARD CV6 W/O FIELD BUS IPC627D, IPC827D, IPC677D *** BIOS BASIC INITIALISATION NECESSARY BY REPAIR CENTER *** | 745 | TEM | 1 | Simatic | 0.3 | 1
A5E31640035 | SIMATIC IPC SPARE PART, MAINBOARD CV6 WITH PROFIBUS IPC627D, IPC827D, IPC677D *** BIOS BASIC INITIALISATION NECESSARY BY REPAIR CENTER *** | 772 | TEM | 1 | Simatic | 0.3 | 1
A5E31640048 | SIMATIC IPC SPARE PART, MAINBOARD CV6 WITH PROFINET IPC627D, IPC827D, IPC677D *** BIOS BASIC INITIALISATION NECESSARY BY REPAIR CENTER *** | 880 | TEM | 1 | Simatic | 0.3 | 1
A5E31672194 | SIMATIC PC, SPARE PART POWER SUPPLY 110-230V AC, SATA-PATA-ADAPTER CABLE, FOR RACK IPC547C, 647B, 847B, RACK PC 547B | 161 | TEM | 1 | Simatic | 1 | 1
A5E31674997 | SIMATIC IPC, SPARE PART, BUS BOARD 2 SLOT, 2X PCI-E X16 (4 LANE) FOR SIMATIC RACK PC: IPC647D | 174 | TEM | 1 | Simatic | 0.8 | 1
A5E31696135 | SIMATIC IPC SPARE PART; POWER SUPPLY 100/240 V AC; FOR SIMATIC RACK IPC347D | 126 | TEM | 1 | Simatic | 1.5 | 1
A5E31728989 | SIMATIC IPC SPARE PART, BACKPLANE 11 SLOT (3 PCI, 5 PCIE X16, 3 PCIE X4) FOR SIMATIC IPC847D | 494 | TEM | 1 | Simatic | 0.5 | 1
A5E31729887 | SIMATIC IPC, SPARE PART, HEAT PIPE; MB RACK UC V2 FOR SIMATIC RACK PC:; IPC647D, IPC847D | 43.1 | TEM | 1 | Simatic | 0.2 | 1
A5E31775541 | SIMATIC PC, SPARE PART CABLE SET IPC627C/677C; FOR SATA-HDD, SATA-RAID, SATA-DVD, SV INTERNAL; FOR IPC627C, IPC677C; | 37.8 | TEM | 1 | Simatic | 0.22 | 1
A5E31775958 | SIMATIC IPC SPARE PART, BACKPLANE 11 SLOT (7 PCI, 1 PCIE X16, 3 PCIE X4) FOR SIMATIC IPC847D | 389 | TEM | 1 | Simatic | 0.5 | 1
A5E31782421 | SIMATIC IPC SPARE PART; MEMORY MODULE 2 GB (1X 2 GB), DDR3-1600 SDRAM, DIMM; FOR SIMATIC RACK IPC347D | 84 | TEM | 1 | Simatic | 0.1 | 1
A5E31782439 | SIMATIC IPC SPARE PART; MEMORY MODULE 4 GB (1X 4 GB), DDR3-1600 SDRAM, DIMM; FOR SIMATIC RACK IPC347D | 168 | TEM | 1 | Simatic | 0.1 | 1
A5E31847274 | SIMATIC IPC, SPARE PART, FRONT LED BOARD FOR SIMATIC RACK PC: IPC847D | 52.5 | TEM | 1 | Simatic | 0.3 | 1
A5E31849399 | SIMATIC IPC, SPAREPART FRONT COMPL. 19" MULTITOUCH FOR SIMATIC IPC477D | 1418 | TEM | 1 | Simatic | 2.3 | 1
A5E31851156 | SIMATIC IPC, SPARE PART, FRONT LED BOARD FOR SIMATIC RACK PC: IPC647D | 60.9 | TEM | 1 | Simatic | 0.3 | 1
A5E31861750 | SIMATIC IPC, SPARE PART, INTERFACE, 2X USB 2.0 ON SLOTBRACKET FOR IPC627D, IPC827D, IPC677D | 63 | TEM | 1 | Simatic | 0.05 | 1
A5E31861762 | SIMATIC IPC, SPARE PART, INTERFACE, 1X RS232 AND 1X PARALLEL, ON SLOTBRACKET FOR SIMATIC IPC647D, IPC847D, IPC627D, IPC827D, IPC677D | 63 | TEM | 1 | Simatic | 0.05 | 1
A5E31917302 | SIMATIC IPC SPARE PART, HEAT PIPE; CV6, IPC627D, IPC677D; | 50.4 | TEM | 1 | Simatic | 0.095 | 1
A5E31932327 | SIMATIC IPC SPARE PART; FRONT DOOR; FOR SIMATIC RACK IPC547E | 63 | TEM | 1 | Simatic | 0.5 | 1
A5E31978520 | SIMATIC IPC, SPARE PART, USB 3.0 FRONT PANEL CABLE FOR IPC647D, IPC847D | 10.5 | TEM | 1 | Simatic | 0.02 | 1
A5E32130405 | SIMATIC IPC, SPAREPART FRONT COMPL. 22" MULTITOUCH FOR SIMATIC IPC477D | 1785 | TEM | 1 | Simatic | 2.7 | 1
A5E32350143 | SIMATIC PC, SPARE PART REPLACEMENTFRONT 9" WIDE TOUCH NEW FOR SIMATIC PANEL PC IPC277D | 243 | TEM | 1 | Simatic | 0.93 | 1
A5E32376751 | SIMATIC IPC SPARE PART; PROCESSOR HEAT SINK INCL. FAN; FOR SIMATIC RACK IPC547E | 63 | TEM | 1 | Simatic | 0.3 | 1
A5E32527139 | SIMATIC IPC, SPAREPART SOLID-STATE DRIVE SATA, 80GB FOR SIMATIC IPC | 305 | TEM | 1 | Simatic | 0.1 | 1
A5E32527217 | SIMATIC IPC SPARE PART, SOLID-STATE DRIVE SATA, 160GB FOR SIMATIC IPC | 515 | TEM | 1 | Simatic | 0.125 | 1
A5E32527230 | SIMATIC IPC SPARE PART; SOLID-STATE DRIVE 2.5" SATA, 240 GB; FOR SIMATIC IPC | 620 | TEM | 1 | Simatic | 0.5 | 1
A5E32557938 | SIMATIC IPC SPARE PART; DVD+/-RW DRIVE (SLIM), SATA; FOR SIMATIC IPC | 94.5 | TEM | 1 | Simatic | 0.6 | 1
A5E32560926 | SIMATIC IPC SPARE PART, PROCESSOR CORE I5-4570TE (2C/4T, 2.7 (3.3) GHZ, 4 MB CACHE, TURBO BOOST 2.0, EM64T, VT-X/-D, IAMT); FOR SIMATIC IPC647D, IPC847D | 552 | TEM | 1 | Simatic | 0.1 | 1
A5E32560929 | SIMATIC IPC SPARE PART, PROCESSOR XEON E3-1268L V3 (4C/8T, 2.3 (3.3) GHZ, 8 MB CACHE, TURBO BOOST 2.0, EM64T, VT-X/-D, IAMT); FOR SIMATIC IPC647D, IPC847D, IPC627D, IPC827D, IPC677D | 846 | TEM | 1 | Simatic | 0.1 | 1
A5E32581148 | SIMATIC IPC SPARE PART; PROCESSOR CORE I5-4570S (4C/4T, 2.9 (3.6) GHZ, 6 MB CACHE, TURBO BOOST 2.0, EM64T, VT-X/-D, IAMT) FOR SIMATIC RACK IPC547E/IPC347E | 525 | TEM | 1 | Simatic | 0.1 | 1
A5E32581150 | SIMATIC IPC SPARE PART; PROCESSOR CORE I5-4770S (4C/8T, 3.1 (3.9) GHZ, 8 MB CACHE, TURBO BOOST 2.0, EM64T, VT-X/-D, IAMT); FOR SIMATIC RACK IPC547E | 840 | TEM | 1 | Simatic | 0.1 | 1
A5E32586348 | SIMATIC IPC SPARE PART; MAINBOARD D3236-S; CHIPSET INTEL Q87; 2X GBIT LAN, GRAPHICS, RAID, 11X USB 2.0/3.0, 2X PS/2, 1X COM, AUDIO; FOR SIMATIC RACK IPC547E; ATTENTION: THE MAINBOARD CAN ONLY BE USED AFTER THE DEVICE WAS ASSIGNED ("BIOS INITIALIZING") IN AN AUTHORIZED REPAIR CENTER! | 315 | TEM | 1 | Simatic | 0.5 | 1
A5E32592345 | SIMATIC IPC SPARE PART; COVER PLATE SLIM; FOR SIMATIC RACK IPC547E, IPC647D, IPC847D | 15.8 | TEM | 1 | Simatic | 0.1 | 1
A5E32623140 | SIMATIC IPC SPARE PART, PROCESSOR CORE I3-4330TE (2C/4T, 2.4 GHZ, 4 MB CACHE, EM64T, VT-X); FOR SIMATIC IPC647D, IPC847D, IPC627D, IPC827D, IPC677D | 415 | TEM | 1 | Simatic | 0.1 | 1
A5E32638380 | SIMATIC IPC SPARE PART, HEAT PIPE; CV6, IPC827D | 52.5 | TEM | 1 | Simatic | 0.095 | 1
A5E32648317 | SIMATIC PC, SPARE PART; MAINBOARD IPC227D, 1,0 GHZ, 1 GB RAM | 533 | TEM | 1 | Simatic | 0.282 | 1
A5E32648352 | SIMATIC PC, SPARE PART; MAINBOARD IPC227D, 1,0 GHZ, 1 GB RAM, REMANENCE | 596 | TEM | 1 | Simatic | 0.284 | 1
A5E32648432 | SIMATIC PC, SPARE PART, MAINBOARD IPC277D, 1.3 GHZ, 2 GB RAM | 674 | TEM | 1 | Simatic | 0.281 | 1
A5E32648524 | SIMATIC PC, SPARE PART, MAINBOARD IPC227D, 1.3 GHZ, 2 GB RAM, REMANENCE | 735 | TEM | 1 | Simatic | 0.285 | 1
A5E32750929 | SIMATIC IPC SPARE PART; PROCESSOR PENTIUM DC G3420; (2C/2T, 3.2 GHZ, 3 MB CACHE, EM64T, VT) FOR SIMATIC RACK IPC547E/IPC347E | 210 | TEM | 1 | Simatic | 0.1 | 1
A5E32852659 | SIMATIC IPC SPARE PART; REMOVABLE FRAME (LOW PROFILE), SATA, FOR 3.5" HDD; FOR SIMATIC RACK IPC547E, IPC647D, IPC847D | 105 | TEM | 1 | Simatic | 0.5 | 1
A5E32901371 | SIMATIC IPC, SPARE PART, FRONT COMPL. 15" FOR SIMATIC IPC477D MULTITOUCH | 1313 | TEM | 1 | Simatic | 2.08 | 1
A5E32968789 | SIMATIC IPC, SPARE PART DRIVE FAN RADIAL FOR IPC847D | 26.3 | TEM | 1 | Simatic | 0.05 | 1
A5E32968793 | SIMATIC IPC, SPARE PART DRIVE FAN RADIAL FOR IPC647D | 23.1 | TEM | 1 | Simatic | 0.05 | 1
A5E32968847 | SIMATIC IPC SPARE PART; USB 3.0 FRONT PANEL INCL. CABLE; FOR SIMATIC RACK IPC547E | 42 | TEM | 1 | Simatic | 0.1 | 1
A5E32968851 | SIMATIC IPC SPARE PART; CABLE SET LED / PUSH-BUTTON (LED/ON OFF PUSH-BUTTON CABLE ON OFF PUSH-BUTTON CABLE, HDD ALARM LED CABLE); FOR SIMATIC RACK IPC547E | 54.6 | TEM | 1 | Simatic | 0.057 | 1
A5E32968853 | SIMATIC IPC, SPARE PART: CABLE SET SATA (SATA CABLE INTERNAL 2X, SATA CABLE REMOVABLE FRAME 4X, SATA SLIM ODD CABLE SIGNAL & POWER); FOR SIMATIC RACK IPC547E | 105 | TEM | 1 | Simatic | 0.261 | 1
A5E32968855 | SIMATIC IPC SPARE PART; PARTS KIT HOUSING (10X SCREW FOR FAN, 2X GRID FOR FAN, 7X SLOT BRACKET, 10X HEAD SCREW FOR SLOT BRACKET, 10X HEAD SCREW FOR HDD IN REMOVABLE FRAME, 10X FLAT HEAD SCREW, 4X RUBBER FOOT ); FOR SIMATIC RACK IPC547E | 21 | TEM | 1 | Simatic | 0.3 | 1
A5E33210144 | SIMATIC IPC SPARE PART, MAINBOARD CV6 W/O FIELD BUS FOR IPC647D, IPC847D | 790 | TEM | 1 | Simatic | 0.3 | 1
A5E33210173 | SIMATIC IPC SPARE PART, MAINBOARD CV6 WITH PROFIBUS FOR IPC647D, IPC847D | 923 | TEM | 1 | Simatic | 0.3 | 1
A5E33210186 | SIMATIC IPC SPARE PART, MAINBOARD CV6 WITH PROFINET FOR IPC647D, IPC847D | 1033 | TEM | 1 | Simatic | 0.3 | 1
A5E33232292 | SIMATIC IPC, SPARE PART REPLACEMENTFRONT 7" WIDE TOUCH FOR IPC277E | 158 | TEM | 1 | Simatic | 0.22 | 1
A5E33265819 | SIMATIC IPC SPARE PART; COVER PLATE 5.25" W/O SEAL FOR SIMATIC RACK IPC547E, IPC847D | 18.9 | TEM | 1 | Simatic | 0.1 | 1
A5E33266771 | SIMATIC IPC SPARE PART; HOUSING SPARE PARTS FOR SIMATIC RACK IPC347D | 305 | TEM | 1 | Simatic | 9 | 1
A5E33307136 | SIMATIC IPC, SPARE PART, PROCESSOR CELERON G1820TE (2C/4T, 2.2 GHZ, 2 MB CACHE), FOR IPC627D, IPC827D, IPC677D | 121 | TEM | 1 | Simatic | 0.1 | 1
A5E33498290 | SIMATIC PG, SPARE PART, HDD, 2,5" 320 GB SATA, AF-DRIVE FOR IPC627C/D, 827C/D, 677C/D, IPC427C, 427D, 477D, 577C FOR DEVICES FROM 11/2013 ON | 116 | TEM | 1 | Simatic | 0.09 | 1
A5E33674736 | SIMATIC IPC spare part, power supply 100/240 V AC; for SIMATIC Rack IPC347E | 116 | TEM | 1 | Simatic | 1.5 | 1
A5E33939714 | SIMATIC PC, SPAREPART POWER_SUPPLY_NANO_25W_24V_CC-CC F. SIMATIC NANOBOX IPC227D, NANOPANEL PC IPC277D 7"/9" | 109 | TEM | 1 | Simatic | 0.162 | 1
A5E33997073 | SIMATIC PC, SPARE PART WALLMOUNT SET (3X) FOR BOX IPC627D, BOX IPC827D | 31.5 | TEM | 1 | Simatic | 0.6 | 1
A5E33997697 | SIMATIC PC, SPARE PART CABLE SET IPC627D/677D; FOR SATA-HDD, SATA-RAID, SATA-DVD, PS INTERNAL; FOR IPC627D, IPC677D | 41 | TEM | 1 | Simatic | 0.22 | 1
A5E33997743 | SIMATIC PC, SPARE PART CABLE SET IPC827D; FOR SATA-HDD, SATA-RAID, SATA-DVD, PS INTERNAL; FOR IPC827D | 47.3 | TEM | 1 | Simatic | 0.25 | 1
A5E34148306 | SIMATIC IPC SPARE PART; SCREWS,_SATA CABLE, CABLE STRIP FOR SIMATIC RACK IPC347D | 18.4 | TEM | 1 | Simatic | 0.1 | 1
A5E34345932 | SIMATIC IPC, SPARE PART Lithium battery, BR2450A/SCN with cable and connector, for IPC227E, IPC277E | 11.6 | TEM | 1 | Simatic | 0.008 | 1
A5E34388091 | SIMATIC IPC, SPARE PART, RAID CONTROLLER PCIE X8, SAS, ADAPTEC 8405, 1024MB CACHE, WITHOUT AFM (ZMM-MODUL) FOR SIMATIC RACK PC IPC647D, IPC847D | 1014 | TEM | 1 | Simatic | 0.2 | 1
A5E34388122 | SIMATIC IPC, SPARE PART, AFM-700 FLASH-MODUL-SET FOR ADAPTEC 8405 ZMM-MODUL FOR SIMATIC RACK PC IPC647D, IPC847D | 456 | TEM | 1 | Simatic | 0.4 | 1
A5E34388126 | SIMATIC IPC, SPARE PART, CABLE SET SAS RAID (SAS DATA CABLE, 1X SFF-8643, 4X HDD) FOR SIMATIC RACK PC IPC647D, IPC847D | 48.3 | TEM | 1 | Simatic | 0.3 | 1
A5E34547682 | SIMATIC IPC, SPARE PART, TWO TRAYS FOR REMOVABLE FRAME, FOR 2.5" SATA DRIVES, WITH KEYS, W/O DRIVES; FOR IPC627D/827D/677D | 36.8 | TEM | 1 | Simatic | 0.1 | 1
A5E34627742 | SIMATIC IPC, SPARE PART, HARD DISK 3.5" SATA, 1 TB FOR SIMATIC RACK IPC | 210 | TEM | 1 | Simatic | 0.903 | 1
A5E34628078 | SIMATIC IPC, SPARE PART, HARD DISK 3.5" SAS, 1 TB FOR SIMATIC RACK PC IPC647D, IPC847D | 287 | TEM | 1 | Simatic | 0.903 | 1
A5E34721700 | SIMATIC IPC, SPARE PART, CABLE KIT FOR 477D MULITOUCH | 189 | TEM | 1 | Simatic | 1.2 | 1
A5E34722400 | SIMATIC IPC, SPARE PART, DVD- FOR SIMATIC IPC 477D | 94.5 | TEM | 1 | Simatic | 0.2 | 1
A5E34732516 | SIMATIC IPC, SPARE PART; MAINBOARD IPC277E, N2930, NVRAM | 536 | TEM | 1 | Simatic | 0.2 | 1
A5E34732533 | SIMATIC IPC, SPARE PART; MAINBOARD IPC277E, N2807, NVRAM | 525 | TEM | 1 | Simatic | 0.2 | 1
A5E34732535 | SIMATIC IPC, SPARE PART; MAINBOARD IPC277E, N2930 | 457 | TEM | 1 | Simatic | 0.2 | 1
A5E34732547 | SIMATIC IPC, SPARE PART; MAINBOARD IPC277E, N2807 | 431 | TEM | 1 | Simatic | 0.2 | 1
A5E34732624 | SIMATIC IPC, SPARE PART; MAINBOARD IPC227E, N2930, NVRAM | 483 | TEM | 1 | Simatic | 0.2 | 1
A5E34732637 | SIMATIC IPC, SPARE PART; MAINBOARD IPC227E, N2807, NVRAM | 473 | TEM | 1 | Simatic | 0.2 | 1
A5E34732643 | SIMATIC IPC, SPARE PART; MAINBOARD IPC227E, N2930 | 399 | TEM | 1 | Simatic | 0.2 | 1
A5E34732692 | SIMATIC IPC, SPARE PART; MAINBOARD IPC227E, N2807 | 378 | TEM | 1 | Simatic | 0.2 | 1
A5E34736460 | SIMATIC IPC, SPARE PART MAINBOARD CV6 W/O FIELDBUS FOR IPC627D, IPC827D, IPC677D *** BIOS BASIC INITIALISATION NECESSARY BY REPAIR CENTER *** | 679 | TEM | 1 | Simatic | 0.3 | 1
A5E34736482 | SIMATIC IPC, SPARE PART MAINBOARD CV6 WITH PROFIBUS FOR IPC627D, IPC827D, IPC677D *** BIOS BASIC INITIALISATION NECESSARY BY REPAIR CENTER *** | 813 | TEM | 1 | Simatic | 0.3 | 1
A5E34736711 | SIMATIC IPC, SPARE PART MAINBOARD CV6 WITH PROFINET FOR IPC627D, IPC827D, IPC677D *** BIOS BASIC INITIALISATION NECESSARY BY REPAIR CENTER *** | 809 | TEM | 1 | Simatic | 0.3 | 1
A5E34747514 | SIMATIC IPC, SPARE PART, MAINBOARD CV6 (EF4) W/O FIELD BUS, FOR IPC647D, IPC847D *** BIOS BASIC INITIALISATION NECESSARY BY REPAIR CENTER *** | 791 | TEM | 1 | Simatic | 0.3 | 1
A5E34747522 | SIMATIC IPC, SPARE PART, MAINBOARD CV6 (EF4) WITH PROFIBUS FOR IPC647D, IPC847D *** BIOS BASIC INITIALISATION NECESSARY BY REPAIR CENTER *** | 920 | TEM | 1 | Simatic | 0.3 | 1
A5E34747530 | SIMATIC IPC, SPARE PART, MAINBOARD CV6 (EF4) WITH PROFINET FOR IPC647D, IPC847D *** BIOS BASIC INITIALISATION NECESSARY BY REPAIR CENTER *** | 930 | TEM | 1 | Simatic | 0.3 | 1
A5E34882128 | SIMATIC IPC, SPARE PART, MAINBOARD CV5 (EF6), CORE I7 2.53 GHZ, IPC627C, IPC827C, HMI IPC677C *** BIOS BASIC INITIALISATION NECESSARY BY REPAIR CENTER *** | 1401 | TEM | 1 | Simatic | 0.3 | 1
A5E34882137 | SIMATIC IPC, SPARE PART, MAINBOARD CV5 (EF6), CORE I3 2.13 GHZ, IPC627C, IPC827C, HMI IPC677C *** BIOS BASIC INITIALISATION NECESSARY BY REPAIR CENTER *** | 1090 | TEM | 1 | Simatic | 0.3 | 1
A5E34882139 | SIMATIC IPC, SPARE PART, MAINBOARD CV5 (EF6), CELERON 1.86 GHZ, IPC627C, IPC827C, HMI IPC677C, *** BIOS BASIC INITIALISATION NECESSARY BY REPAIR CENTER *** | 879 | TEM | 1 | Simatic | 0.3 | 1
A5E34882143 | SIMATIC IPC, SPARE PART, MAINBOARD CV5 (EF6), CORE I7 2.5GHZ, PROFIBUS, IPC627C, IPC827C, HMI IPC677C *** BIOS BASIC INITIALISATION NECESSARY BY REPAIR CENTER *** | 1523 | TEM | 1 | Simatic | 0.3 | 1
A5E34882148 | SIMATIC IPC, SPARE PART, MAINBOARD CV5 (EF6), CORE I3 2.13 GHZ, PROFIBUS, IPC627C, IPC827C, HMI IPC677C *** BIOS BASIC INITIALISATION NECESSARY BY REPAIR CENTER *** | 1211 | TEM | 1 | Simatic | 0.3 | 1
A5E34882154 | SIMATIC IPC, SPARE PART, MAINBOARD CV5 (EF6), CELERON 1.86 GHZ, PROFIBUS, IPC627C, IPC827C, HMI IPC677C, *** BIOS BASIC INITIALISATION NECESSARY BY REPAIR CENTER *** | 1001 | TEM | 1 | Simatic | 0.3 | 1
A5E34882155 | SIMATIC IPC, SPARE PART, MAINBOARD CV5 (EF6), CORE I7 2.53 GHZ, PROFINET, IPC627C, IPC827C, HMI IPC677C *** BIOS BASIC INITIALISATION NECESSARY BY REPAIR CENTER *** | 1566 | TEM | 1 | Simatic | 0.3 | 1
A5E34882159 | SIMATIC IPC, SPARE PART, MAINBOARD CV5 (EF6), CORE I3 2.13 GHZ, PROFINET, IPC627C, IPC827C, HMI IPC677C *** BIOS BASIC INITIALISATION NECESSARY BY REPAIR CENTER *** | 1260 | TEM | 1 | Simatic | 0.3 | 1
A5E34882160 | SIMATIC IPC, SPARE PART, MAINBOARD CV5 (EF6), CELERON 1.86 GHZ, PROFINET, IPC627C, IPC827C, HMI IPC677C *** BIOS BASIC INITIALISATION NECESSARY BY REPAIR CENTER *** | 1047 | TEM | 1 | Simatic | 0.3 | 1
A5E34905701 | SIMATIC IPC, SPARE PART, UNINTERRUPTIBLE 100/240 V AC POWER SUPPLY (W/O BATTERY PACK) FOR SIMATIC IPC847D | 840 | TEM | 1 | Simatic | 1.8 | 1
A5E34980691 | SIMATIC IPC SPARE PART, BACKPLANE 11 SLOT (7 PCI, 1 PCIE X16, 3 PCIE X4) FOR SIMATIC IPC847D | 389 | TEM | 1 | Simatic | 0.5 | 1
A5E35001772 | SIMATIC IPC SPARE PART, MAINBOARD CV6 (EF4) W/O FIELD BUS, FOR IPC647D, IPC847D *** BIOS BASIC INITIALISATION NECESSARY BY REPAIR CENTER *** | 791 | TEM | 1 | Simatic | 0.5 | 1
A5E35225982 | SIMATIC IPC, SPARE PART, SERVICE COVER FOR IPC477D PRO | 158 | TEM | 1 | Simatic | 0.24 | 1
A5E35226109 | SIMATIC IPC, SPARE PART, REAR COVER FOR IPC477D PRO | 315 | TEM | 1 | Simatic | 0.85 | 1
A5E35432372 | SIMATIC IPC, SPARE PART, 19" SUPPORT ARM FRONT MODULE (COMPLETE UNIT) FOR IPC477D PRO | 1575 | TEM | 1 | Simatic | 2.3 | 1
A5E35432381 | SIMATIC IPC, SPARE PART, PEDESTAL FRONT UNIT (COMPLETE UNIT) FOR IPC477D PRO | 1575 | TEM | 1 | Simatic | 2.3 | 1
A5E35534168 | SIMATIC IPC spare part; mainboard, chipset Intel H81; 2X Gbit LAN, graphics, RAID; 5X USB 2.0, 2X USB 3.0, 2XPS/2, 2X COM, audio; for SIMATIC rack IPC347E | 237 | TEM | 1 | Simatic | 0.6 | 1
A5E35600405 | SIMATIC IC, SPARE PART, BUS BOARD 4 SLOT, 2X PCI, 2X PCI-E X16 (8LANE) FOR SIMATIC RACK PC: IPC647D | 252 | TEM | 1 | Simatic | 1.064 | 1
A5E35600958 | SIMATIC IC, SPARE PART, BUS BOARD 4 SLOT, 1X PCI-E X16 (8 LANE), 3X PCI-E X16 (4 LANE) FOR SIMATIC RACK PC: IPC647D | 273 | TEM | 1 | Simatic | 1.064 | 1
A5E35601057 | SIMATIC IPC SPARE PART, CONNECTOR LOCK (5 PIECES) FOR POWER SUPPLY FOR SIMATIC RACK PC, IPC547E, IPC547D, IPC647D, IPC647C, IPC847D, IPC847C | 89.3 | TEM | 1 | Simatic | 0.2 | 1
A5E35601109 | SIMATIC IPC SPARE PART, CONNECTOR LOCK (5 PIECES) FOR RED. POWER SUPPLY FOR SIMATIC RACK PC: IPC647D | 18.9 | TEM | 1 | Simatic | 0.4 | 1
A5E35601803 | SIMATIC IPC, SPARE PART, PCI/PCIE SLOT CONTACT PLATE SET 5X FOR 5 SLOT / 5X FOR 6 SLOT FOR SIMATIC RACK PC: IPC847D | 41 | TEM | 1 | Simatic | 0.08 | 1
A5E35601808 | SIMATIC PC, SPAREPART PARTS SET FOR FRONTFAN MOUNTING: BODY-BOUND RIVET, DISTANCE ROLL FOR SIMATIC RACK PC IPC847D | 10.5 | TEM | 1 | Simatic | 0.03 | 1
A5E35601847 | SIMATIC IPC SPARE PART, CONNECTOR LOCK (5 PIECES) FOR RED. POWER SUPPLY FOR SIMATIC RACK PC: IPC847D | 36.8 | TEM | 1 | Simatic | 0.4 | 1
A5E35616966 | SIMATIC IPC SPARE PART, PROCESSOR XEON E3-1275 V3 (4C/8T, 3.5 (3.9) GHZ, 8 MB CACHE, TURBO BOOST 2.0, EM64T, VT-X/-D, IAMT); FOR SIMATIC IPC847D | 1108 | TEM | 1 | Simatic | 0.1 | 1
A5E35645923 | SIMATIC IPC, SPAREPART POWER_SUPPLY_NANO_E_25W_24V F. SIMATIC NANOBOX IPC227E, NANOPANEL PC IPC277E WITH 7"/9" | 94.5 | TEM | 1 | Simatic | 0.5 | 1
A5E35699493 | SIMATIC IPC, SPARE PART; FAN COVER FOR SIMATIC RACK IPC547G | 21 | TEM | 1 | Simatic | 0.3 | 1
A5E35804114 | SIMATIC IPC, SPARE PART; 5.25" mounting frame for HDD / SSD removable tray FOR SIMATIC RACK IPC547G | 73.5 | TEM | 1 | Simatic | 0.3 | 1
A5E35870082 | SIMATIC IPC, spare part, Bus module, 2x PCIE (X16, X4), CV6, IPC627D, IPC677D | 189 | TEM | 1 | Simatic | 0.35 | 1
A5E35870176 | SIMATIC IPC, spare part, Bus module, 1x PCI; 1x PCIE (X16, PEG), CV6, IPC627D, IPC677D | 189 | TEM | 1 | Simatic | 0.35 | 1
A5E35871664 | SIMATIC IPC, spare part, Bus module, 3x PCI; 2x PCIE, for IPC827D | 294 | TEM | 1 | Simatic | 0.7 | 1
A5E35996947 | SIMATIC IPC spare part; mainboard D3445-S; chipset Intel H110; 2x Gbit LAN, graphics, 8x USB 2.0/3.0, 2x PS/2, audio for SIMATIC Rack IPC547G; attention: The mainboard can only be used after the device was assigned ("BIOS initializing") in an authorized repair center! | 305 | TEM | 1 | Simatic | 0.5 | 1
A5E35996948 | SIMATIC IPC spare part; mainboard D3446-S; chipset Intel C236; 2x Gbit LAN, graphics, RAID, 11x USB 2.0/3.0, 2x PS/2, 1x COM, audio; for SIMATIC Rack IPC547G; attention: The mainboard can only be used after the device was assigned ("BIOS initializing") in an authorized repair center! | 410 | TEM | 1 | Simatic | 0.5 | 1
A5E36063445 | SIMATIC IPC, SPARE PART; POWER SUPPLY 100/240 V AC; FOR SIMATIC RACK IPC547G | 168 | TEM | 1 | Simatic | 1 | 1
A5E36063999 | SIMATIC IPC, SPARE PART; REDUNDANT POWER SUPPLY 2X 100/240 V AC; FOR SIMATIC RACK IPC547G | 693 | TEM | 1 | Simatic | 1.5 | 1
A5E36104750 | SIMATIC IPC spare part, housing spare parts for SIMATIC Rack IPC347E | 321 | TEM | 1 | Simatic | 9 | 1
A5E36151621 | SIMATIC IPC SPARE PART, BACKPLANE 11 SLOT (3 PCI, 5 PCIE X16, 3 PCIE X4) FOR SIMATIC IPC847D | 494 | TEM | 1 | Simatic | 0.5 | 1
A5E36158835 | SIMATIC IPC SPARE PART REPAIR SET HEAT SPREADER FOR IPC2X7E | 5.3 | TEM | 1 | Simatic | 0.01 | 1
A5E36159143 | SIMATIC IPC SPARE PART CABLE SET IPC2X7E | 210 | TEM | 1 | Simatic | 0.87 | 1
A5E36191639 | SIMATIC IPC, spare part, Bus module, 2x PCI, CV6, IPC627D, IPC677D | 84 | TEM | 1 | Simatic | 0.4 | 1
A5E36230979 | SIMATIC IPC spare part; processor heat sink incl. fan for SIMATIC rack IPC347E | 52.5 | TEM | 1 | Simatic | 0.3 | 1
A5E36243614 | SIMATIC IPC, SPARE PART; Modul FRONT LEDs FOR SIMATIC RACK IPC547G | 42 | TEM | 1 | Simatic | 0.4 | 1
A5E36311861 | SIMATIC IPC, SPARE PART, CABLE KIT FOR IPC 477D PRO CONTAINS: POWER SUPPLY CABLE, BATT. CABLE 100 MM, SATA CABLE, RS232 CABLE | 26.3 | TEM | 1 | Simatic | 0.035 | 1
A5E36460697 | VIESSMANN IPC COL SIMATIC WINCC RT ADVANCED; 2048 POWERTAGS V13; (NO CHANGE OF VERSION) SINGLE LICENSE; W/O SW AND DOCUM., CLASS A; LICENSE ONLY USABLE IN COMBINATION WITH REFERENCE HARDWARE | 938 | TEM | 1 | Simatic | 0.015 | 0
A5E36460772 | VIESSMANN IPC COL SIMATIC WINAC RTX 2010, (NO CHANGE OF VERSION) SINGLE LICENSE; W/O SW AND DOCUM., CLASS A; LICENSE ONLY USABLE IN COMBINATION WITH REFERENCE HARDWARE | 2345 | TEM | 1 | Simatic | 0.015 | 0
A5E36460781 | VIESSMANN IPC COL SIMATIC WINCC SM@RT SERVER FOR RUNTIME ADVANCED OPTION F. WINCC (TIA PORTAL) RUNTIME-SW, SINGLE LICENSE W/O SW AND DOCUM., CLASS A; LICENSE ONLY USABLE IN COMBINATION WITH REFERENCE HARDWARE | 528 | TEM | 1 | Simatic | 0.015 | 0
A5E36666898 | VIESSMANN IPC COL SIMATIC WINCC RECIPES + LOGGING FOR RUNTIME ADVANCED, OPTION F. WINCC (TIA PORTAL), RUNTIME-SW, SINGLE LICENSE, CLASS A; W/O SW AND DOCU., LICENSE ONLY USABLE IN COMBINATION WITH REFERENCE HARDWARE | 938 | TEM | 1 | Simatic | 0.015 | 0
A5E36674224 | SIMATIC IPC, SPAREPART SOLID-STATE DRIVE 2.5" SATA, 80 GB; FOR SIMATIC IPC | 305 | TEM | 1 | Simatic | 0.05 | 1
A5E36745656 | SIMATIC IPC spare part; solid STate drive 2.5" SATA, 240 GB; for SIMATIC IPC | 620 | TEM | 1 | Simatic | 0.05 | 1
A5E36745791 | SIMATIC IPC spare part; Solid STate drive 2.5" SATA, 480 GB; for SIMATIC IPC | 830 | TEM | 1 | Simatic | 0.08 | 1
A5E36750163 | SIMATIC IPC, Spare part; Hard disk 3.5" SATA, 1 TB for SIMATIC Rack IPC547G | 210 | TEM | 1 | Simatic | 0.42 | 1
A5E36750191 | SIMATIC IPC, Spare part; Hard disk 3.5" SATA, 2 TB (Enterprise); for SIMATIC Rack IPC547G | 447 | TEM | 1 | Simatic | 0.64 | 1
A5E36750197 | SIMATIC IPC, Spare part; Hard disk 3.5" SATA, 1 TB (Enterprise); for SIMATIC Rack IPC547G | 315 | TEM | 1 | Simatic | 0.64 | 1
A5E36787436 | SIMATIC IPC spare part Powersupply_SV Nano V2_27W for IPC2x7D, IPC2x7E | 99.8 | TEM | 1 | Simatic | 0.4 | 1
A5E36966175 | SIMATIC IPC SPARE PART, PCI-EXPRESS X16 GRAPHICS CARD, NVS 315, 1 GB, DH (2x VGA oder 2x DVI-D), w/o cable set for SIMATIC Rack IPC547G | 252 | TEM | 1 | Simatic | 0.465 | 1
A5E36979365 | SIMATIC IPC, SPARE PART; PROCESSOR HEAT SINK FOR 65W CPU INCL. FAN; FOR SIMATIC RACK IPC547G | 52.5 | TEM | 1 | Simatic | 0.3 | 1
A5E36981171 | SIMATIC IPC, SPARE PART; PROCESSOR HEAT SINK FOR 95W CPU INCL. FAN; FOR SIMATIC RACK IPC547G | 105 | TEM | 1 | Simatic | 0.6 | 1
A5E36993585 | SIMATIC IPC SPARE PART EMC flat gasket for IO-shield for IPC227D | 3.2 | TEM | 1 | Simatic | 0.005 | 1
A5E37019277 | SIMATIC IPC, SPARE PART; FILTER SET RACK PC 4U (FILTER MATS 10 PIECES) FOR SIMATIC RACK IPC547G | 10.5 | TEM | 1 | Simatic | 0.01 | 1
A5E37056884 | SIMATIC IPC, Spare part; Processor Pentium G4400 (2C/2T, 3.3 GHZ, 3 MB cache, for SIMATIC Rack IPC547G SIMATIC RACK IPC547E/IPC347E | 242 | TEM | 1 | Simatic | 0.1 | 1
A5E37056886 | SIMATIC IPC, Spare part; Processor Core i5-6500 (4C/4T, 3.2 (3.6) GHz) for SIMATIC Rack IPC547G SIMATIC RACK IPC547E/IPC347E | 557 | TEM | 1 | Simatic | 0.1 | 1
A5E37056887 | SIMATIC IPC, Spare part; ProcessoR Core i7-6700 (4C/8T, 3.4 (4.0) GHz) for SIMATIC Rack IPC547G SIMATIC RACK IPC547E/IPC347E | 872 | TEM | 1 | Simatic | 0.1 | 1
A5E37056889 | SIMATIC IPC, Spare part; Pprcessor Xeon E3-1275 v5 (4C/8T, 3.6 (4.0) GHz) for SIMATIC Rack IPC547G SIMATIC RACK IPC547E/IPC347E | 977 | TEM | 1 | Simatic | 0.1 | 1
A5E37098636 | SIMATIC IFP1900 FBG DES BASIS ON: 6AV7863-3AA00-0AA0 FOR INTERNAL USE ONLY | 696 | TEM | 1 | Simatic | 7.62 | 0
A5E37151214 | SIMATIC IPC, Spare part; DVD+/-RW Drive (slim), SATA; FOR SIMATIC Rack IPC547G | 73.5 | TEM | 1 | Simatic | 0.13 | 1
A5E37447725 | SIMATIC IPC, spare part, Bus module, 2x PCI, CV5, IPC627C, IPC677C | 84 | TEM | 1 | Simatic | 0.25 | 1
A5E37448428 | SIMATIC IPC, spare part, Bus module, 2x PCI, for Box PC 627B, Panel PC 677B/577B | 63 | TEM | 1 | Simatic | 0.331 | 1
A5E37616436 | SIMATIC IPC spare part, screws, SATA cable, cable STrip for SIMATIC Rack IPC347E | 17.9 | TEM | 1 | Simatic | 0.1 | 1
A5E37618151 | SIMATIC IPC, SPARE PART, CABLE SET FOR (UPS) 100/240 V AC POWER SUPPLAY FOR SIMATIC IPC847D | 58.8 | TEM | 1 | Simatic | 0.1 | 1
A5E37701918 | SIMATIC IPC, SPARE PART; DRIVE BAY FAN 50MM; FOR SIMATIC RACK IPC547G | 15.8 | TEM | 1 | Simatic | 0.2 | 1
A5E38021780 | SIMATIC IPC, SPARE PART; ODD Modul incl. DVD+/-RW Drive (slim), SATA; FOR SIMATIC RACK IPC547G | 84 | TEM | 1 | Simatic | 0.13 | 1
A5E38027026 | SIMATIC IPC, SPARE PART; CABLE SET (8x SATA CABLE for HDD/SSD, 2x SATA SLIM ODD CABLE, 2x cable front LED) FOR SIMATIC RACK IPC547G | 105 | TEM | 1 | Simatic | 1 | 1
A5E38547376 | SIMATIC IPC Spare part; DVD+/-RW drive 12,7mm (slim) for SIMATIC IPC | 94.5 | TEM | 1 | Simatic | 0.18 | 1
A5E38808837 | Audi A /22/AU651/KB Neckarsulm Image ReSTore USB STick | 199 | TEM | 1 | Simatic | 0.001 | 0
6AV21000AA030AA5 | SIMATIC WINCC BASIC V13 SP1 ENGINEERING SOFTWARE IN TIA PORTAL; FLOATING LICENSE; SOFTWARE AND DOCUMENTATION ON DVD; LICENSE KEY ON USB-STICK; CLASS A; 6 LANGUAGES: GE,EN,IT,FR,SP,CH; EXECUTABLE UNDER WINDOWS 7 (32 BIT, 64 BIT), WINDOWS 8.1 (64 BIT), WINSRV 2012 R2 (64 BIT); FOR CONFIGURATION OF SIMATIC BASIC PANELS | 109 | TEM | 1 | Simatic | 0.1 | 0
6AV21000AA030AA7 | SIMATIC WINCC BASIC TRIAL V13 SP1, ENGINEERING SOFTWARE IN TIA PORTAL; TRIAL LICENSE; SW AND DOCUMENTATION ON DVD; CLASS A; 6 LANGUAGES: GE,EN,IT,FR,SP,CH; EXECUTABLE UNDER WINDOWS 7 (32 BIT, 64 BIT), WINDOWS 8.1 (64 BIT), WINSRV 2012 R2 (64 BIT); FOR CONFIGURATION OF SIMATIC BASIC PANELS | 27.7 | TEM | 1 | Simatic | 0.248 | 0
6AV21000AA030AH5 | SIMATIC WINCC BASIC V13 SP1 ENGINEERING SOFTWARE IN TIA PORTAL; FLOATING LICENSE; SOFTWARE, DOCUMENTATION AND LICENSE KEY FOR DOWNLOAD; CLASS A; 6 LANGUAGES: GE,EN,IT,FR,SP,CH; EXECUTABLE UNDER WINDOWS 7 (32 BIT, 64 BIT), WINDOWS 8.1 (64 BIT), WINSRV 2012 R2 (64 BIT); FOR CONFIGURATION OF SIMATIC BASIC PANELS ******************************* E-MAIL ADDRESS IS MANDATORY FOR DELIVERY! | 104 | TEM | 1 | Simatic | 0.001 | 0
6AV21000AA040AA5 | SIMATIC WinCC Basic V14, engineering software in TIA Portal; floating license; software and documentation on DVD; license key on USB STick; class A; 6 languages: GE,EN,IT,FR,ES,ZN; executable under Windows 7 (64 bit), Windows 8.1 (64 bit), WindowsServer 2012 R2 (64 bit); for configuration of SIMATIC Basic Panels | 109 | TEM | 1 | Simatic | 0.342 | 0
6AV21000AA040AA7 | SIMATIC WinCC Basic Trial V14, engineering software in TIA Portal; trial license; software and documentation on DVD; class A; 6 languages: GE,EN,IT,FR,ES,ZN; executable under Windows 7 (64 bit), Windows 8.1 (64 bit), WindowsServer 2012 R2 (64 bit); for configuration of SIMATIC Basic Panels | 27.3 | TEM | 1 | Simatic | 0.223 | 0
6AV21000AA040AH5 | SIMATIC WinCC Basic V14, engineering software in TIA Portal; floating license; software, documentation and license key for download; class A; 6 languages: GE,EN,IT,FR,ES,ZN; executable under Windows 7 (64 bit), Windows 8.1 (64 bit), WindowsServer 2012 R2 (64 bit); for configuration of SIMATIC Basic Panels ******************************* email address is mandatory for delivery | 104 | TEM | 1 | Simatic | 0.001 | 0
6AV21003AA030AE5 | SIMATIC WINCC BASIC V13 SP1 UPGRADE V11..V12 -> V13 SP1 OR V11..V12 COMBO ->V13 SP1 COMBO; ENGINEERING SOFTWARE IN TIA PORTAL; FLOATING LICENSE; SOFTWARE AND DOCUMENTATION ON DVD; LICENSE KEY ON USB-STICK; CLASS A; 6 LANGUAGES: GE,EN,IT,FR,SP,CH; EXECUTABLE UNDER WINDOWS 7 (32 BIT, 64 BIT), WINDOWS 8.1 (64 BIT), WINSRV 2012 R2 (64 BIT); FOR CONFIGURATION OF SIMATIC BASIC PANELS | 43.3 | TEM | 1 | Simatic | 0.1 | 0
6AV21003AA030AK5 | SIMATIC WINCC BASIC V13 SP1 UPGRADE V11..V12 -> V13 SP1 OR V11..V12 COMBO-> V13 SP1 COMBO; ENGINEERING SOFTWARE IN TIA PORTAL; FLOATING LICENSE; SOFTWARE, DOCUMENTATION AND LICENSE KEY FOR DOWNLOAD; CLASS A; 6 LANGUAGES: GE,EN,IT,FR,SP,CH; EXECUTABLE UNDER WINDOWS 7 (32 BIT, 64 BIT), WINDOWS 8.1 (64 BIT), WINSRV 2012 R2 (64 BIT); FOR CONFIGURATION OF SIMATIC BASIC PANELS ******************************* E-MAIL ADDRESS IS MANDATORY FOR DELIVERY! | 42 | TEM | 1 | Simatic | 0.001 | 0
6AV21003AA040AE5 | SIMATIC WinCC Basic V14, Upgrade V11..V13 -> V14; engineering software in TIA Portal; floating license; software and documentation on DVD; license key on USB STick; class A; 6 languages: GE,EN,IT,FR,ES,ZN; executable under Windows 7 (64 bit), Windows 8.1 (64 bit), WindowsServer 2012 R2 (64 bit); for configuration of SIMATIC Basic Panels | 43.3 | TEM | 1 | Simatic | 0.1 | 0
6AV21003AA040AK5 | SIMATIC WinCC Basic V14, Upgrade V11..V13-> V14; engineering software in TIA Portal; floating license; software, documentation and license key for download; class A; 6 languages: GE,EN,IT,FR,ES,ZN; executable under Windows 7 (64 bit), Windows 8.1 (64 bit), WindowsServer 2012 R2 (64 Bit); for configuration of SIMATIC Basic Panels ******************************* email address is mandatory for delivery | 42 | TEM | 1 | Simatic | 0.001 | 0
6AV21010AA000AQ0 | EPL ROYALTY FOR SIMATIC WINCC COMFORT, ONLY VALID COMBINED WITH ENTERPRISE LICENSE CONTRACT, REQUIRES EPL-MASTER | 771 | TEM | 1 | Simatic | 0.001 | 0
6AV21010AA000AR0 | EPL-MAINTENANCE FOR SIMATIC WINCC COMFORT, (EPL = ENTERPRISE LICENSE) MAINTENANCE CHARGE F. ROYALTY FOR 12 MONTHS, ONLY VALID COMBINED WITH ENTERPRISE LICENSE CONTRACT, REQUIRES EPL-MASTER | 152 | TEM | 1 | Simatic | 0.001 | 0
6AV21010AA000UA0 | SIMATIC WinCC Comfort V14 UCL Package (TIA Portal) for one inSTallation; engineering software; software and documentation on DVD; MaSTer License on CD; only valid with UCL agreement | 619 | TEM | 1 | Simatic | 0.1 | 0
6AV21010AA030AA5 | SIMATIC WINCC COMFORT V13 SP1 ENGINEERING SOFTWARE IN TIA PORTAL; FLOATING LICENSE; SOFTWARE AND DOCUMENTATION ON DVD; LICENSE KEY ON USB-STICK; CLASS A; 6 LANGUAGES: GE,EN,IT,FR,SP,CH; EXECUTABLE UNDER WINDOWS 7 (32 BIT, 64 BIT), WINDOWS 8.1 (64 BIT), WINSRV 2008/2012 R2 (64 BIT); FOR CONFIGURATION OF SIMATIC PANELS | 774 | TEM | 1 | Simatic | 0.1 | 0
6AV21010AA030AH5 | SIMATIC WINCC COMFORT V13 SP1 ENGINEERING SOFTWARE IN TIA PORTAL; FLOATING LICENSE; SOFTWARE, DOCUMENTATION AND LICENSE KEY FOR DOWNLOAD; CLASS A; 6 LANGUAGES: GE,EN,IT,FR,SP,CH; EXECUTABLE UNDER WINDOWS 7 (32 BIT, 64 BIT), WINDOWS 8.1 (64 BIT), WINSRV 2008/2012 R2 (64 BIT); FOR CONFIGURATION OF SIMATIC PANELS ******************************* E-MAIL ADDRESS IS MANDATORY FOR DELIVERY! | 734 | TEM | 1 | Simatic | 0.001 | 0
6AV21010AA030UA0 | SIMATIC WINCC COMFORT V13 SP1 UCL PACKAGE (TIA PORTAL) FOR ONE INSTALLATION; ENGINEERING SOFTWARE; SOFTWARE AND DOCU. ON DVD; MASTER LICENSE ON CD; ONLY VALID WITH UCL AGREEMENT | 619 | TEM | 1 | Simatic | 0.1 | 0
6AV21010AA040AA5 | SIMATIC WinCC Comfort V14, engineering software in TIA Portal; floating license; software and documentation on DVD; license key on USB STick; class A; 6 languages: GE,EN,IT,FR,ES,ZN; executable under Windows 7 (64 bit), Windows 8.1 (64 bit), WinSrv 2008/2012 R2 (64 bit); for configuration of SIMATIC Panels | 774 | TEM | 1 | Simatic | 0.392 | 0
6AV21010AA040AH5 | SIMATIC WinCC Comfort V14, engineering software in TIA Portal; floating license; software, documentation and license key for download; class A; 6 languages: GE,EN,IT,FR,ES,ZN; executable under Windows 7 (64 bit), Windows 8.1 (64 bit), WinSrv 2008/2012 R2 (64 bit); for configuration of SIMATIC Panels ******************************* email address is mandatory for delivery | 734 | TEM | 1 | Simatic | 0.001 | 0
6AV21012AA030AC5 | SIMATIC WINCC COMFORT POWERPACK WINCC BASIC -> WINCC COMFORT V13 (NO CHANGE OF VERSION) ENGINEERING SOFTWARE IN TIA PORTAL; FLOATING LICENSE; SOFTWARE AND DOCUMENTATION ON DVD; LICENSE KEY ON USB-STICK; CLASS A; ONLY VALID FOR 6AV2100-0AA03-0AA5 OR 6AV2100-0AA03-0AH5 | 666 | TEM | 1 | Simatic | 0.1 | 0
6AV21012AA030BJ5 | SIMATIC WINCC COMFORT POWERPACK WINCC BASIC -> WINCC COMFORT V13 (NO CHANGE OF VERSION) ENGINEERING SOFTWARE IN TIA PORTAL; FLOATING LICENSE; SOFTWARE, DOCUMENTATION AND LICENSE KEY FOR DOWNLOAD; CLASS A; ONLY VALID FOR 6AV2100-0AA02-0AA5 OR 6AV2100-0AA02-0AH5 ******************************* E-MAIL ADDRESS IS MANDATORY FOR DELIVERY! | 630 | TEM | 1 | Simatic | 0.001 | 0
6AV21012AA040BD5 | SIMATIC WinCC Comfort Powerpack WinCC Basic-> WinCC Comfort V14 (no change of version); engineering software in TIA Portal; floating license; software and documentation on DVD; license key on USB STick; class A; only valid for 6AV2100-0AA04-0AA5 or 6AV2100-0AA04-0AH5 | 666 | TEM | 1 | Simatic | 0.378 | 0
6AV21012AA040BJ5 | SIMATIC WinCC Comfort Powerpack WinCC Basic -> WinCC Comfort V14 (no change of version); engineering software in TIA Portal; floating license; software, documentation and license key for download; class A; only valid for 6AV2100-0AA04-0AA5 or 6AV2100-0AA04-0AH5 ******************************* email address is mandatory for delivery | 630 | TEM | 1 | Simatic | 0.001 | 0
6AV21013AA000UE0 | SIMATIC WinCC Comfort V14 UCL (TIA Portal) Upgrade V11..V13 -> V14; for one inSTallation; engineering software; software and documentation on DVD; MaSTer License on CD; only valid with UCL agreement | 248 | TEM | 1 | Simatic | 0.1 | 0
6AV21013AA030AE5 | SIMATIC WINCC COMFORT V13 SP1 UPGRADE V11..V12 -> V13 SP1 OR V11..V12 COMBO ->V13 SP1 COMBO; ENGINEERING SOFTWARE IN TIA PORTAL; FLOATING LICENSE; SOFTWARE AND DOCUMENTATION ON DVD; LICENSE KEY ON USB-STICK; CLASS A; 6 LANGUAGES: GE,EN,IT,FR,SP,CH; EXECUTABLE UNDER WINDOWS 7 (32 BIT, 64 BIT), WINDOWS 8.1 (64 BIT), WINSRV 2008/2012 R2 (64 BIT); FOR CONFIGURATION OF SIMATIC PANELS, | 309 | TEM | 1 | Simatic | 0.1 | 0
6AV21013AA030AK5 | SIMATIC WINCC COMFORT V13 SP1 UPGRADE V11..V12 -> V13 SP1 OR V11..V12 COMBO-> V13 SP1 COMBO; ENGINEERING SOFTWARE IN TIA PORTAL; FLOATING LICENSE; SOFTWARE, DOCUMENTATION AND LICENSE KEY FOR DOWNLOAD; CLASS A; 6 LANGUAGES: GE,EN,IT,FR,SP,CH; EXECUTABLE UNDER WINDOWS 7 (32 BIT, 64 BIT), WINDOWS 8.1 (64 BIT), WINSRV 2008/2012 R2 (64 BIT); FOR CONFIGURATION OF SIMATIC PANELS ******************************* E-MAIL ADDRESS IS MANDATORY FOR DELIVERY! | 294 | TEM | 1 | Simatic | 0.001 | 0
6AV21013AA030UE0 | SIMATIC WINCC COMFORT V13 SP1 UCL (TIA PORTAL) UPGRADE V11..V12 -> V13 SP1; FOR ONE INSTALLATION; ENGINEERING SOFTWARE; SOFTWARE AND DOCU. ON DVD; MASTER LICENSE ON CD; ONLY VALID WITH UCL AGREEMENT | 248 | TEM | 1 | Simatic | 0.1 | 0
6AV21013AA040AE5 | SIMATIC WinCC Comfort V14, Upgrade V11..V13 -> V14 or V11..V13 Combo -> V14 Combo; engineering software in TIA Portal; floating license; software and documentation on DVD; license key on USB STick; class A; 6 languages: GE,EN,IT,FR,ES,ZN; executable under Windows 7 (64 bit), Windows 8.1 (64 bit), WinSrv 2008/2012 R2 (64 bit); for configuration of SIMATIC Panels | 309 | TEM | 1 | Simatic | 0.397 | 0
6AV21013AA040AK5 | SIMATIC WinCC Comfort V14, Upgrade V11..V13-> V14 or V11..V13 Combo-> V14 Combo; engineering software in TIA Portal; floating license; software, documentation and license key for download; class A; 6 languages: GE,EN,IT,FR,ES,ZN; executable under Windows 7 (64 bit), Windows 8.1 (64 bit), WinSrv 2008/2012 R2 (64 bit); for configuration of SIMATIC Panels ******************************* email address is mandatory for delivery | 294 | TEM | 1 | Simatic | 0.001 | 0
6AV21014AB000UE0 | SIMATIC WinCC Comfort V14 UCL (TIA Portal) Upgrade WinCC flexible 2008 Compact -> WinCC Comfort V14; for one inSTallation; engineering software; software and documentation on DVD; MaSTer License on CD; only valid with UCL agreement | 705 | TEM | 1 | Simatic | 0.1 | 0
6AV21014AB030AE5 | SIMATIC WINCC COMFORT V13 SP1 UPGRADE WINCC FLEXIBLE 2008 COMPACT -> WINCC COMFORT V13 SP1 COMBO; ENGINEERING SOFTWARE IN TIA PORTAL; FLOATING LICENSE; SOFTWARE AND DOCUMENTATION ON DVD; LICENSE KEY ON USB-STICK; CLASS A; 6 LANGUAGES: GE,EN,IT,FR,SP,CH; EXECUTABLE UNDER WINDOWS 7 (32 BIT, 64 BIT), WINDOWS 8.1 (64 BIT), WINSRV 2008/2012 R2 (64 BIT); FOR CONFIGURATION OF SIMATIC PANELS | 882 | TEM | 1 | Simatic | 0.1 | 0
6AV21014AB030AK5 | SIMATIC WINCC COMFORT V13 SP1 UPGRADE WINCC FLEXIBLE 2008 COMPACT -> WINCC COMFORT V13 SP1 COMBO; ENGINEERING SOFTWARE IN TIA PORTAL; FLOATING LICENSE; SOFTWARE, DOCUMENTATION AND LICENSE KEY FOR DOWNLOAD; CLASS A; 6 LANGUAGES: GE,EN,IT,FR,SP,CH; EXECUTABLE UNDER WINDOWS 7 (32 BIT, 64 BIT), WINDOWS 8.1 (64 BIT), WINSRV 2008/2012 R2 (64 BIT); FOR CONFIGURATION OF SIMATIC PANELS ******************************* E-MAIL ADDRESS IS MANDATORY FOR DELIVERY! | 840 | TEM | 1 | Simatic | 0.001 | 0
6AV21014AB030UE0 | SIMATIC WINCC COMFORT V13 SP1 UCL (TIA PORTAL) UPGRADE WINCC FLEXIBLE 2008 COMPACT->WINCC COMFORT V13 SP1; FOR ONE INSTALLATION; ENGINEERING SOFTWARE; SOFTWARE AND DOCU. ON DVD; MASTER LICENSE ON CD; ONLY VALID WITH UCL AGREEMENT | 705 | TEM | 1 | Simatic | 0.1 | 0
6AV21014AB040AE5 | SIMATIC WinCC Comfort V14 Upgrade WinCC flexible 2008 Compact -> WinCC Comfort V14 Combo; engineering software in TIA Portal; floating license; software and documentation on DVD; license key on USB STick; class A; 6 languages: GE,EN,IT,FR,ES,ZN; executable under Windows 7 (64 bit), Windows 8.1 (64 bit), WinSrv 2008/2012 R2 (64 bit); for configuration of SIMATIC Panels | 882 | TEM | 1 | Simatic | 0.393 | 0
6AV21014AB040AK5 | SIMATIC WinCC Comfort V14 Upgrade WinCC flexible 2008 Compact -> WinCC Comfort V14 Combo; engineering software in TIA Portal; floating license; software, documentation and license key for download; class A; 6 languages: GE,EN,IT,FR,ES,ZN; executable under Windows 7 (64 bit), Windows 8.1 (64 bit), WinSrv 2008/2012 R2 (64 bit); for configuration of SIMATIC Panels ******************************* email address is mandatory for delivery | 840 | TEM | 1 | Simatic | 0.001 | 0
6AV21014BB000UE0 | SIMATIC WinCC Comfort V14 UCL (TIA Portal) Upgrade WinCC flexible 2008 STandard -> WinCC Comfort V14; for one inSTallation; engineering software; software and documentation on DVD; MaSTer License on CD; only valid with UCL agreement | 248 | TEM | 1 | Simatic | 0.1 | 0
6AV21014BB030AE5 | SIMATIC WINCC COMFORT V13 SP1 UPGRADE WINCC FLEXIBLE 2008 STANDARD -> WINCC COMFORT V13 SP1 COMBO, ENGINEERING SOFTWARE IN TIA PORTAL; FLOATING LICENSE; SOFTWARE AND DOCUMENTATION ON DVD; LICENSE KEY ON USB-STICK; CLASS A; 6 LANGUAGES: GE,EN,IT,FR,SP,CH; EXECUTABLE UNDER WINDOWS 7 (32 BIT, 64 BIT), WINDOWS 8.1 (64 BIT), WINSRV 2008/2012 R2 (64 BIT); FOR CONFIGURATION OF SIMATIC PANELS | 309 | TEM | 1 | Simatic | 0.1 | 0
6AV21014BB030AK5 | SIMATIC WINCC COMFORT V13 SP1 UPGRADE WINCC FLEXIBLE 2008 STANDARD -> WINCC COMFORT V13 SP1 COMBO, ENGINEERING SOFTWARE IN TIA PORTAL; FLOATING LICENSE; SOFTWARE, DOCUMENTATION AND LICENSE KEY FOR DOWNLOAD; CLASS A; 6 LANGUAGES: GE,EN,IT,FR,SP,CH; EXECUTABLE UNDER WINDOWS 7 (32 BIT, 64 BIT), WINDOWS 8.1 (64 BIT), WINSRV 2008/2012 R2 (64 BIT); FOR CONFIGURATION OF SIMATIC PANELS ******************************* E-MAIL ADDRESS IS MANDATORY FOR DELIVERY! | 294 | TEM | 1 | Simatic | 0.001 | 0
6AV21014BB030UE0 | SIMATIC WINCC COMFORT V13 SP1 UCL (TIA PORTAL) UPGRADE WINCC FLEXIBLE 2008 STANDARD->WINCC COMFORT V13SP1; FOR ONE INSTALLATION; ENGINEERING SOFTWARE; SOFTWARE AND DOCU. ON DVD; MASTER LICENSE ON CD; ONLY VALID WITH UCL AGREEMENT | 248 | TEM | 1 | Simatic | 0.1 | 0
6AV21014BB040AE5 | SIMATIC WinCC Comfort V14 Upgrade WinCC flexible 2008 STandard -> WinCC Comfort V14 Combo; engineering software in TIA Portal; floating license; software and documentation on DVD; license key on USB STick; class A; 6 languages: GE,EN,IT,FR,ES,ZN; executable under Windows 7 (64 bit), Windows 8.1 (64 bit), WinSrv 2008/2012 R2 (64 bit); for configuration of SIMATIC Panels | 309 | TEM | 1 | Simatic | 0.394 | 0
6AV21014BB040AK5 | SIMATIC WinCC Comfort V14 Upgrade WinCC flexible 2008 STandard -> WinCC Comfort V14 Combo; engineering software in TIA Portal; floating license; software, documentation and license key for download; class A; 6 languages: GE,EN,IT,FR,ES,ZN; executable under Windows 7 (64 bit), Windows 8.1 (64 bit), WinSrv 2008/2012 R2 (64 bit); for configuration of SIMATIC Panels ******************************* email address is mandatory for delivery | 294 | TEM | 1 | Simatic | 0.001 | 0
6AV21020AA000AQ0 | EPL ROYALTY FOR SIMATIC WINCC ADVANCED, ONLY VALID COMBINED WITH ENTERPRISE LICENSE CONTRACT, REQUIRES EPL-MASTER | 1931 | TEM | 1 | Simatic | 0.001 | 0
6AV21020AA000AR0 | EPL-MAINTENANCE FOR SIMATIC WINCC ADVANCED, (EPL = ENTERPRISE LICENSE) MAINTENANCE CHARGE F. ROYALTY FOR 12 MONTHS, ONLY VALID COMBINED WITH ENTERPRISE LICENSE CONTRACT, REQUIRES EPL-MASTER | 380 | TEM | 1 | Simatic | 0.001 | 0
6AV21020AA000UA0 | SIMATIC WinCC Advanced V14 UCL Package (TIA Portal) for one inSTallation; engineering software; software and documentation on DVD; MaSTer License on CD; only valid with UCL agreement | 1545 | TEM | 1 | Simatic | 0.1 | 0
6AV21020AA030AA5 | SIMATIC WINCC ADVANCED V13 SP1 ENGINEERING SOFTWARE IN TIA PORTAL; FLOATING LICENSE; SOFTWARE AND DOCUMENTATION ON DVD; LICENSE KEY ON USB-STICK; CLASS A; 6 LANGUAGES: GE,EN,IT,FR,SP,CH; EXECUTABLE UNDER WINDOWS 7 (32 BIT, 64 BIT), WINDOWS 8.1 (64 BIT), WINSRV 2008/2012 R2 (64 BIT); FOR CONFIGURATION OF SIMATIC PANELS, WINCC RUNTIME ADVANCED | 1931 | TEM | 1 | Simatic | 0.1 | 0
6AV21020AA030AA7 | SIMATIC WINCC COMFORT/ADVANCED TRIAL V13 SP1, ENGINEERING SOFTWARE IN TIA PORTAL; TRIAL LICENSE; SW AND DOCUMENTATION ON DVD; CLASS A; 6 LANGUAGES: GE,EN,IT,FR,SP,CH; EXECUTABLE UNDER WINDOWS 7 (32 BIT, 64 BIT), WINDOWS 8.1 (64 BIT), WINSRV 2008/2012 R2 (64 BIT); FOR CONFIGURATION OF SIMATIC BASIC PANELS, WINCC RUNTIME ADVANCED | 27.7 | TEM | 1 | Simatic | 0.264 | 0
6AV21020AA030AH5 | SIMATIC WINCC ADVANCED V13 SP1 ENGINEERING SOFTWARE IN TIA PORTAL; FLOATING LICENSE; SOFTWARE, DOCUMENTATION AND LICENSE KEY FOR DOWNLOAD; CLASS A; 6 LANGUAGES: GE,EN,IT,FR,SP,CH; EXECUTABLE UNDER WINDOWS 7 (32 BIT, 64 BIT), WINDOWS 8.1 (64 BIT), WINSRV 2008/2012 R2 (64 BIT); FOR CONFIGURATION OF SIMATIC PANELS, WINCC RUNTIME ADVANCED ******************************* E-MAIL ADDRESS IS MANDATORY FOR DELIVERY! | 1838 | TEM | 1 | Simatic | 0.001 | 0
6AV21020AA030UA0 | SIMATIC WINCC ADVANCED V13 SP1 UCL PACKAGE (TIA PORTAL) FUER EINE INSTALLATION; ENGINEERING SOFTWARE; SOFTWARE AND DOCU. ON DVD; MASTER LICENSE ON CD; ONLY VALID WITH UCL AGREEMENT | 1545 | TEM | 1 | Simatic | 0.1 | 0
6AV21020AA040AA5 | SIMATIC WinCC Advanced V14, engineering software in TIA Portal; floating license; software and documentation on DVD; license key on USB STick; class A; 6 languages: GE,EN,IT,FR,ES,ZN; executable under Windows 7 (64 bit), Windows 8.1 (64 bit), WinSrv 2008/2012 R2 (64 bit); for configuration of SIMATIC Panels, WinCC Runtime Advanced | 1931 | TEM | 1 | Simatic | 0.413 | 0
6AV21020AA040AA7 | SIMATIC WinCC Comfort/Advanced Trial V14, engineering software in TIA Portal; trial license; software and documentation on DVD; class A; 6 languages: GE,EN,IT,FR,ES,ZN; executable under Windows 7 (64 bit), Windows 8.1 (64 bit), WinSrv 2008/2012 R2 (64 bit); for configuration of SIMATIC Panels, WinCC Runtime Advanced | 27.3 | TEM | 1 | Simatic | 0.243 | 0
6AV21020AA040AH5 | SIMATIC WinCC Advanced V14, engineering software in TIA Portal; floating license; software, documentation and license key for download; class A; 6 languages: GE,EN,IT,FR,ES,ZN; executable under Windows 7 (64 bit), Windows 8.1 (64 bit), WinSrv 2008/2012 R2 (64 bit); for configuration of SIMATIC Panels, WinCC Runtime Advanced ******************************* email address is mandatory for delivery | 1838 | TEM | 1 | Simatic | 0.001 | 0
6AV21020AA040AS5 | SCE Trainer Package HMI WinCC Advanced V14 / WinCC flexible Advanced 2008 Content: SW and documentation on DVD, 6 user-lic. on USB STick, for WinCC Advanced V14/ WinCC flexible Advanced 2008 engineering, runtime, options; 1x Software for 20 STudents (6AV2102-0AA04-0AS7) for educational purposes only | 812 | TEM | 1 | Simatic | 0.3 | 0
6AV21020AA040AS7 | SCE Trainer Package HMI WinCC Advanced V14 / WinCC flexible Advanced 2008 software for 20 STudents Content: 20 user-lic. on USB STick, SW and documentation on DVD, for WinCC Advanced V14/ WinCC flexible Advanced 2008 engineering, runtime; for educational purposes only | 245 | TEM | 1 | Simatic | 0.3 | 0
6AV21020AB040AS7 | SCE Trainer Package HMI WinCC Advanced V14 / WinCC flexible Advanced 2008 software for 100 STudents Content: 100 user-lic. on USB STick, SW and documentation on DVD, for WinCC Advanced V14/ WinCC flexible Advanced 2008 engineering, runtime; for educational purposes only | 245 | TEM | 1 | Simatic | 0.3 | 0
6AV21020AC040AS7 | SCE Trainer Project Package STEP 7/WinCC Advanced V14/ WinCC flexible Advanced 2008, STartdrive V14, SIMIT V9.0, STEP 7 Safety Advanced, PLCSIM / PLCSIM Advanced software for 1 STudent Content: SW and documentation on DVD, user-lic. on USB STick for STEP 7 Prof. V14, 2010/ STEP 7 Safety Advanced V14/5.4/ WinCC Advanced V14/ WinCC flexible Advanced 2008 engineering, runtime; for educational purposes only | 55.6 | TEM | 1 | Simatic | 0.25 | 0
6AV21022AA000UC0 | SIMATIC WinCC Advanced V14 UCL (TIA Portal) Powerpack WinCC Comfort V14 -> WinCC Advanced V14, for one inSTallation; engineering software; MaSTer License on CD; only valid with UCL agreement | 927 | TEM | 1 | Simatic | 0.1 | 0
6AV21022AA030BD5 | SIMATIC WINCC ADVANCED POWERPACK WINCC COMFORT -> WINCC ADVANCED V13 (NO CHANGE OF VERSION) ENGINEERING SOFTWARE IN TIA PORTAL; FLOATING LICENSE; WITHOUT SOFTWARE AND DOCUMENTATION; LICENSE KEY ON USB-STICK; CLASS A | 1158 | TEM | 1 | Simatic | 0.147 | 0
6AV21022AA030BJ5 | SIMATIC WINCC ADVANCED POWERPACK WINCC COMFORT -> WINCC ADVANCED V13 (NO CHANGE OF VERSION) ENGINEERING SOFTWARE IN TIA PORTAL; FLOATING LICENSE; LICENSE KEY FOR DOWNLOAD; WITHOUT SOFTWARE AND DOCUMENTATION; CLASS A ******************************* E-MAIL ADDRESS IS MANDATORY FOR DELIVERY! | 1103 | TEM | 1 | Simatic | 0.001 | 0
6AV21022AA030UC0 | SIMATIC WINCC ADVANCED V13 UCL (TIA PORTAL) POWERPACK WINCC COMFORT -> WINCC ADVANCED V13; FOR ONE INSTALLATION; ENGINEERING-SOFTWARE; SOFTWARE AND DOCU. ON DVD; MASTER LICENSE ON CD; ONLY VALID WITH UCL AGREEMENT | 927 | TEM | 1 | Simatic | 0.1 | 0
6AV21022AA040BD5 | SIMATIC WinCC Advanced Powerpack WinCC Comfort -> WinCC Advanced V14 (no change of version); engineering software in TIA Portal; floating license; without software and documentation; license key on USB STick; class A | 1158 | TEM | 1 | Simatic | 0.149 | 0
6AV21022AA040BJ5 | SIMATIC WinCC Advanced Powerpack WinCC Comfort -> WinCC Advanced V14 (no change of version); engineering software in TIA Portal; floating license; license key for download; without software and documentation; class A; ******************************* email address is mandatory for delivery | 1103 | TEM | 1 | Simatic | 0.001 | 0
6AV21023AA000UE0 | SIMATIC WinCC Advanced V14 UCL (TIA Portal) Upgrade V11..V13 -> V14; for one inSTallation; engineering software; software and documentation on DVD; MaSTer License on CD; only valid with UCL agreement | 618 | TEM | 1 | Simatic | 0.1 | 0
6AV21023AA030AE5 | SIMATIC WINCC ADVANCED V13 SP1 UPGRADE V11..V12 -> V13 SP1 OR V11..V12 COMBO ->V13 SP1 COMBO; ENGINEERING SOFTWARE IN TIA PORTAL; FLOATING LICENSE; SOFTWARE AND DOCUMENTATION ON DVD; LICENSE KEY ON USB-STICK; CLASS A; 6 LANGUAGES: GE,EN,IT,FR,SP,CH; EXECUTABLE UNDER WINDOWS 7 (32 BIT, 64 BIT), WINDOWS 8.1 (64 BIT), WINSRV 2008/2012 R2 (64 BIT); FOR CONFIGURATION OF SIMATIC PANELS, WINCC RUNTIME ADVANCED | 774 | TEM | 1 | Simatic | 0.1 | 0
6AV21023AA030AK5 | SIMATIC WINCC ADVANCED V13 SP1 UPGRADE V11..V12 -> V13 SP1 OR V11..V12 COMBO-> V13 SP1 COMBO; ENGINEERING SOFTWARE IN TIA PORTAL; FLOATING LICENSE; SOFTWARE, DOCUMENTATION AND LICENSE KEY FOR DOWNLOAD; CLASS A; 6 LANGUAGES: GE,EN,IT,FR,SP,CH; EXECUTABLE UNDER WINDOWS 7 (32 BIT, 64 BIT), WINDOWS 8.1 (64 BIT), WINSRV 2008/2012 R2 (64 BIT); FOR CONFIGURATION OF SIMATIC PANELS, WINCC RUNTIME ADVANCED ******************************* E-MAIL ADDRESS IS MANDATORY FOR DELIVERY! | 735 | TEM | 1 | Simatic | 0.001 | 0
6AV21023AA030UE0 | SIMATIC WINCC ADVANCED V13 SP1 UCL (TIA PORTAL) UPGRADE V11..V12 -> V13 SP1; FOR ONE INSTALLATION; ENGINEERING-SOFTWARE; SOFTWARE AND DOCU. ON DVD; MASTER LICENSE ON CD; ONLY VALID WITH UCL AGREEMENT | 618 | TEM | 1 | Simatic | 0.1 | 0
6AV21023AA040AE5 | SIMATIC WinCC Advanced V14, Upgrade V11..V13 -> V14 or V11..V13 Combo -> V14 Combo; engineering software in TIA Portal; floating license; software and documentation on DVD; license key on USB STick; class A; 6 languages: GE,EN,IT,FR,ES,ZN; executable under Windows 7 (64 bit), Windows 8.1 (64 bit), WinSrv 2008/2012 R2 (64 bit); for configuration of SIMATIC Panels, WinCC Runtime Advanced | 774 | TEM | 1 | Simatic | 0.392 | 0
6AV21023AA040AK5 | SIMATIC WinCC Advanced V14, Upgrade V11..V13-> V14 or V11..V13 Combo-> V14 Combo; engineering software in TIA Portal; floating license; software, documentation and license key for download; class A; 6 languages: GE,EN,IT,FR,ES,ZN; executable under Windows 7 (64 bit), Windows 8.1 (64 bit), WinSrv 2008/2012 R2 (64 bit); for configuration of SIMATIC Panels, WinCC RT Advanced ******************************* email address is mandatory for delivery | 735 | TEM | 1 | Simatic | 0.001 | 0
6AV21024AA000UE0 | SIMATIC WinCC Advanced V14 UCL (TIA Portal) Upgrade WinCC flexible 2008 Advanced -> WinCC Advanced V14; for one inSTallation; engineering software; software and documentation on DVD; MaSTer License on CD; only valid with UCL agreement | 618 | TEM | 1 | Simatic | 0.1 | 0
6AV21024AA030AE5 | SIMATIC WINCC ADVANCED V13 SP1 UPGRADE WINCC FLEXIBLE 2008 ADVANCED -> WINCC ADVANCED V13 SP1 COMBO; ENGINEERING SOFTWARE IN TIA PORTAL; FLOATING LICENSE; SOFTWARE AND DOCUMENTATION ON DVD; LICENSE KEY ON USB-STICK; CLASS A; 6 LANGUAGES: GE,EN,IT,FR,SP,CH; EXECUTABLE UNDER WINDOWS 7 (32 BIT, 64 BIT), WINDOWS 8.1 (64 BIT), WINSRV 2008/2012 R2 (64 BIT); FOR CONFIGURATION OF SIMATIC PANELS, WINCC RUNTIME ADVANCED, | 774 | TEM | 1 | Simatic | 0.1 | 0
6AV21024AA030AK5 | SIMATIC WINCC ADVANCED V13 SP1 UPGRADE WINCC FLEXIBLE 2008 ADVANCED -> WINCC ADVANCED V13 SP1 COMBO, ENGINEERING SOFTWARE IN TIA PORTAL; FLOATING LICENSE; SOFTWARE, DOCUMENTATION AND LICENSE KEY FOR DOWNLOAD; CLASS A; 6 LANGUAGES: GE,EN,IT,FR,SP,CH; EXECUTABLE UNDER WINDOWS 7 (32 BIT, 64 BIT), WINDOWS 8.1 (64 BIT), WINSRV 2008/2012 R2 (64 BIT); FOR CONFIGURATION OF SIMATIC PANELS, WINCC RUNTIME ADVANCED ******************************* E-MAIL ADDRESS IS MANDATORY FOR DELIVERY! | 735 | TEM | 1 | Simatic | 0.001 | 0
6AV21024AA030UE0 | SIMATIC WINCC ADVANCED V13 SP1 UCL (TIA PORTAL) UPGRADE WINCC FLEXIBLE 2008 ADV -> WINCC ADVANCED V13 SSP1; FOR ONE INSTALLATION; ENGINEERING-SOFTWARE; SOFTWARE AND DOCU. ON DVD; MASTER LICENSE ON CD; ONLY VALID WITH UCL AGREEMENT | 618 | TEM | 1 | Simatic | 0.1 | 0
6AV21024AA040AE5 | SIMATIC WinCC Advanced V14 Upgrade WinCC flexible 2008 Advanced -> WinCC Advanced V14 Combo; engineering software in TIA Portal; floating license; software and documentation on DVD; license key on USB STick; class A; 6 languages: GE,EN,IT,FR,ES,ZN; executable under Windows 7 (64 bit), Windows 8.1 (64 bit), WinSrv 2008/2012 R2 (64 bit); for configuration of SIMATIC Panels, WinCC Runtime Advanced | 774 | TEM | 1 | Simatic | 0.391 | 0
6AV21024AA040AK5 | SIMATIC WinCC Advanced V14 Upgrade WinCC flexible 2008 Advanced -> WinCC Advanced V14 Combo; engineering software in TIA Portal; floating license; software, documentation and license key for download; class A; 6 languages: GE,EN,IT,FR,ES,ZN; executable under Windows 7 (64 bit), Windows 8.1 (64 bit), WinSrv 2008/2012 R2 (64 bit); for configuration of SIMATIC Panels, WinCC RT Advanced ******************************* email address is mandatory for delivery | 735 | TEM | 1 | Simatic | 0.001 | 0
6AV21024AA040AS5 | SCE Trainer Package HMI Upgrade WinCC Advanced V14 / WinCC flexible Advanced 2008 Content: SW and documentation on DVD, 6 user-lic. on USB STick, for WinCC Advanced V14/ WinCC flexible Advanced 2008 engineering, runtime, options; for educational purposes only | 327 | TEM | 1 | Simatic | 0.3 | 0
6AV21030AA030AA7 | SIMATIC WINCC PROFESSIONAL TRIAL V13 SP1, ENGINEERING SOFTWARE IN TIA PORTAL; TRIAL LICENSE; SW AND DOCUMENTATION ON DVD; CLASS A; 6 LANGUAGES: GE,EN,IT,FR,SP,CH; EXECUTABLE UNDER WINDOWS 7 (32 BIT, 64 BIT), WINDOWS 8.1 (64 BIT), WINSRV 2008/2012 R2 (64 BIT); FOR CONFIGURATION OF SIMATIC BASIC PANELS, WINCC RUNTIME ADVANCED, WINCC RUNTIME PROFESSIONAL | 27.7 | TEM | 1 | Simatic | 0.1 | 0
6AV21030AA040AA7 | SIMATIC WinCC Professional Trial V14, engineering software in TIA Portal; trial license; software and documentation on DVD; class A; 6 languages: GE,EN,IT,FR,ES,ZN; executable under Windows 7 (64 bit), Windows 8.1 (64 bit), WinSrv 2008/2012 R2 (64 bit); for configuration of SIMATIC Panels, WinCC Runtime Advanced, WinCC Runtime Professional | 27.3 | TEM | 1 | Simatic | 0.242 | 0
6AV21030DA000AL0 | SIMATIC WINCC PROFESSIONAL 512 POWERTAGS, SUS SOFTWARE UPDATE SERVICE, WITHIN THE FRAMEWORK OF THIS CONTRACT, YOU WILL RECEIVE UPDATED SOFTWARE VERSIONS FOR A PERIOD OF ONE YEAR. IF IT IS NOT CANCELED THREE MONTHS PRIOR TO ITS EXPIRATION. PERIOD OF DELIVERY AND PERFORMANCE: 1 YEAR FROM DATE OF INVOICE PREREQUISITE FOR CONTRACT: CURRENT VERSION OF THE SOFTWARE | 433 | TEM | 1 | Simatic | 0.1 | 0
6AV21030DA000AM0 | SIMATIC WINCC PROFESSIONAL 512 POWERTAGS, SUS (COMPACT) SOFTWARE UPDATE SERVICE, WITH MULTIPLE ORDERS FROM ONE IST SUPPLIES WILL BE COMBINED INTO ONE PACKAGE. MINIMUM QUANTITY ORDER: 3 PCS. WITHIN THE FRAMEWORK OF THIS CONTRACT, YOU WILL RECEIVE UPDATED SOFTWARE VERSIONS FOR A PERIOD OF ONE YEAR. IF IT IS NOT CANCELED THREE MONTHS PRIOR TO ITS EXPIRATION. PERIOD OF DELIVERY AND PERFORMANCE: 1 YEAR FROM DATE OF INVOICE PREREQUISITE FOR CONTRACT: CURRENT VERSION OF THE SOFTWARE | 433 | TEM | 1 | Simatic | 0.1 | 0
6AV21030DA000AQ0 | EPL ROYALTY FOR SIMATIC WINCC PROFESSIONAL 512 POWERTAGS, ONLY VALID COMBINED WITH ENTERPRISE LICENSE CONTRACT, REQUIRES EPL-MASTER | 2207 | TEM | 1 | Simatic | 0.001 | 0
6AV21030DA000AR0 | EPL-MAINTENANCE FOR SIMATIC WINCC PROFESSIONAL 512 POWERTAGS, (EPL = ENTERPRISE LICENSE) MAINTENANCE CHARGE F. ROYALTY FOR 12 MONTHS, ONLY VALID COMBINED WITH ENTERPRISE LICENSE CONTRACT, REQUIRES EPL-MASTER | 433 | TEM | 1 | Simatic | 0.001 | 0
6AV21030DA000AY0 | SIMATIC WINCC PROFESSIONAL 512 POWERTAGS, SUS (DOWNLOAD), SOFTWARE UPDATE SERVICE, WITHIN THE FRAMEWORK OF THIS CONTRACT, YOU WILL RECEIVE UPDATED SOFTWARE VERSIONS FOR A PERIOD OF ONE YEAR. IF IT IS NOT CANCELED THREE MONTHS PRIOR TO ITS EXPIRATION. PERIOD OF DELIVERY AND PERFORMANCE: 1 YEAR FROM DATE OF INVOICE PREREQUISITE FOR CONTRACT: CURRENT VERSION OF THE SOFTWARE ******************************* E-MAIL ADDRESS IS MANDATORY FOR DELIVERY! | 412 | TEM | 1 | Simatic | 0.001 | 0
6AV21030DA000UA0 | SIMATIC WinCC Professional 512 PowerTags V14; UCL Package (TIA Portal) for one inSTallation; engineering software; software and documentation on DVD; MaSTer License on CD; only valid with UCL agreement | 1766 | TEM | 1 | Simatic | 0.1 | 0
6AV21030DA000UL0 | SIMATIC WINCC PROFESSIONAL 512 POWERTAGS, SUS (UCL) SOFTWARE UPDATE SERVICE, AUTOMATIC SUPPLY OF UPGRADES AND SERVICE PACKS FOR ONE YEAR WITH AUTOMATIC RENEWAL, REQUIRES LATEST SW VERSION, ONLY VALID COMBINED WITH UNLOCK COPY LICENSE CONTRACT MIN. ORDER QUANTITY 20 PIECES | 353 | TEM | 1 | Simatic | 0.1 | 0
6AV21030DA030AA5 | SIMATIC WINCC PROFESSIONAL 512 POWERTAGS V13 SP1 ENGINEERING SOFTWARE IN TIA PORTAL; FLOATING LICENSE; SOFTWARE AND DOCUMENTATION ON DVD; LICENSE KEY ON USB-STICK; CLASS A; 6 LANGUAGES: GE,EN,IT,FR,SP,CH; EXECUTABLE UNDER WINDOWS 7 (32 BIT, 64 BIT), WINDOWS 8.1 (64 BIT), WINSRV 2008/2012 R2 (64 BIT); FOR CONFIGURATION OF SIMATIC PANELS, WINCC RUNTIME ADVANCED, WINCC RUNTIME PROFESSIONAL (UP TO 512 POWERTAGS) | 2207 | TEM | 1 | Simatic | 0.279 | 0
6AV21030DA030AH5 | SIMATIC WINCC PROFESSIONAL 512 POWERTAGS V13 SP1 ENGINEERING SOFTWARE IN TIA PORTAL; FLOATING LICENSE; SOFTWARE, DOCUMENTATION AND LICENSE KEY FOR DOWNLOAD; CLASS A; 6 LANGUAGES: GE,EN,IT,FR,SP,CH; EXECUTABLE UNDER WINDOWS 7 (32 BIT, 64 BIT), WINDOWS 8.1 (64 BIT), WINSRV 2008/2012 R2 (64 BIT); FOR CONFIGURATION OF SIMATIC PANELS, WINCC RUNTIME ADVANCED, WINCC RUNTIME PROFESSIONAL (UP TO 512 POWERTAGS) ******************************* E-MAIL ADDRESS IS MANDATORY FOR DELIVERY! | 2100 | TEM | 1 | Simatic | 0.001 | 0
6AV21030DA030UA0 | SIMATIC WINCC PROFESSIONAL 512 POWERTAGS V13 SP1 UCL PACKAGE (TIA PORTAL) FOR ONE INSTALLATION; ENGINEERING-SOFTWARE; SOFTWARE AND DOCU. ON DVD; MASTER LICENSE ON CD; ONLY VALID WITH UCL AGREEMENT | 1766 | TEM | 1 | Simatic | 0.1 | 0
6AV21030DA040AA5 | SIMATIC WinCC Professional 512 PowerTags V14, engineering software in TIA Portal; floating license; software and documentation on DVD; license key on USB STick; class A; 6 languages: GE,EN,IT,FR,ES,ZN; executable under Windows 7 (64 bit), Windows 8.1 (64 bit), WinSrv 2008/2012 R2 (64 bit); for configuration of SIMATIC Panels, WinCC Runtime Advanced, WinCC Runtime Professional (512 PowerTags) | 2207 | TEM | 1 | Simatic | 0.393 | 0
6AV21030DA040AH5 | SIMATIC WinCC Professional 512 PowerTags V14, engineering software in TIA Portal; floating license; software, documentation and license key for download; class A; 6 languages: GE,EN,IT,FR,ES,ZN; executable under Windows 7 (64 bit), Windows 8.1 (64 bit), WinSrv 2008/2012 R2 (64 bit); for configuration of SIMATIC Panels, WinCC Runtime Advanced, WinCC Runtime Professional (512 PowerTags) ******************************* email address is mandatory for delivery | 2100 | TEM | 1 | Simatic | 0.001 | 0
6AV21030HA000AL0 | SIMATIC WINCC PROFESSIONAL 4096 POWERTAGS, SUS SOFTWARE UPDATE SERVICE, WITHIN THE FRAMEWORK OF THIS CONTRACT, YOU WILL RECEIVE UPDATED SOFTWARE VERSIONS FOR A PERIOD OF ONE YEAR. IF IT IS NOT CANCELED THREE MONTHS PRIOR TO ITS EXPIRATION. PERIOD OF DELIVERY AND PERFORMANCE: 1 YEAR FROM DATE OF INVOICE PREREQUISITE FOR CONTRACT: CURRENT VERSION OF THE SOFTWARE | 541 | TEM | 1 | Simatic | 0.1 | 0
6AV21030HA000AM0 | SIMATIC WINCC PROFESSIONAL 4096 POWERTAGS, SUS (COMPACT) SOFTWARE UPDATE SERVICE, WITH MULTIPLE ORDERS FROM ONE IST SUPPLIES WILL BE COMBINED INTO ONE PACKAGE. MINIMUM QUANTITY ORDER: 3 PCS. WITHIN THE FRAMEWORK OF THIS CONTRACT, YOU WILL RECEIVE UPDATED SOFTWARE VERSIONS FOR A PERIOD OF ONE YEAR. IF IT IS NOT CANCELED THREE MONTHS PRIOR TO ITS EXPIRATION. PERIOD OF DELIVERY AND PERFORMANCE: 1 YEAR FROM DATE OF INVOICE PREREQUISITE FOR CONTRACT: CURRENT VERSION OF THE SOFTWARE | 541 | TEM | 1 | Simatic | 0.1 | 0
6AV21030HA000AQ0 | EPL ROYALTY FOR SIMATIC WINCC PROFESSIONAL 4096 POWERTAGS, ONLY VALID COMBINED WITH ENTERPRISE LICENSE CONTRACT, REQUIRES EPL-MASTER | 2759 | TEM | 1 | Simatic | 0.001 | 0
6AV21030HA000AR0 | EPL-MAINTENANCE FOR SIMATIC WINCC PROFESSIONAL 4096 POWERTAGS, (EPL = ENTERPRISE LICENSE) MAINTENANCE CHARGE F. ROYALTY FOR 12 MONTHS, ONLY VALID COMBINED WITH ENTERPRISE LICENSE CONTRACT, REQUIRES EPL-MASTER | 541 | TEM | 1 | Simatic | 0.001 | 0
6AV21030HA000AY0 | SIMATIC WINCC PROFESSIONAL 4096 POWERTAGS, SUS (DOWNLOAD) SOFTWARE UPDATE SERVICE, WITHIN THE FRAMEWORK OF THIS CONTRACT, YOU WILL RECEIVE UPDATED SOFTWARE VERSIONS FOR A PERIOD OF ONE YEAR. IF IT IS NOT CANCELED THREE MONTHS PRIOR TO ITS EXPIRATION. PERIOD OF DELIVERY AND PERFORMANCE: 1 YEAR FROM DATE OF INVOICE PREREQUISITE FOR CONTRACT: CURRENT VERSION OF THE SOFTWARE ******************************* E-MAIL ADDRESS IS MANDATORY FOR DELIVERY! | 515 | TEM | 1 | Simatic | 0.001 | 0
6AV21030HA000UA0 | SIMATIC WinCC Professional 4096 PowerTags V14; UCL Package (TIA Portal) for one inSTallation; engineering software; software and documentation on DVD; MaSTer License on CD; only valid with UCL agreement | 2207 | TEM | 1 | Simatic | 0.1 | 0
6AV21030HA000UL0 | SIMATIC WINCC PROFESSIONAL 4096 POWERTAGS, SUS (UCL) SOFTWARE UPDATE SERVICE, AUTOMATIC SUPPLY OF UPGRADES AND SERVICE PACKS FOR ONE YEAR WITH AUTOMATIC RENEWAL, REQUIRES LATEST SW VERSION, ONLY VALID COMBINED WITH UNLOCK COPY LICENSE CONTRACT MIN. ORDER QUANTITY 20 PIECES | 433 | TEM | 1 | Simatic | 0.1 | 0
6AV21030HA030AA5 | SIMATIC WINCC PROFESSIONAL 4096 POWERTAGS V13 SP1 ENGINEERING SOFTWARE IN TIA PORTAL; FLOATING LICENSE; SOFTWARE AND DOCUMENTATION ON DVD; LICENSE KEY ON USB-STICK; CLASS A; 6 LANGUAGES: GE,EN,IT,FR,SP,CH; EXECUTABLE UNDER WINDOWS 7 (32 BIT, 64 BIT), WINDOWS 8.1 (64 BIT), WINSRV 2008/2012 R2 (64 BIT); FOR CONFIGURATION OF SIMATIC PANELS, WINCC RUNTIME ADVANCED, WINCC RUNTIME PROFESSIONAL (UP TO 4096 POWERTAGS) | 2759 | TEM | 1 | Simatic | 0.1 | 0
6AV21030HA030AH5 | SIMATIC WINCC PROFESSIONAL 4096 POWERTAGS V13 SP1 ENGINEERING SOFTWARE IN TIA PORTAL; FLOATING LICENSE; SOFTWARE, DOCUMENTATION AND LICENSE KEY FOR DOWNLOAD; CLASS A; 6 LANGUAGES: GE,EN,IT,FR,SP,CH; EXECUTABLE UNDER WINDOWS 7 (32 BIT, 64 BIT), WINDOWS 8.1 (64 BIT), WINSRV 2008/2012 R2 (64 BIT); FOR CONFIGURATION OF SIMATIC PANELS, WINCC RUNTIME ADVANCED, WINCC RUNTIME PROFESSIONAL (UP TO 4096 POWERTAGS) ******************************* E-MAIL ADDRESS IS MANDATORY FOR DELIVERY! | 2625 | TEM | 1 | Simatic | 0.001 | 0
6AV21030HA030UA0 | SIMATIC WINCC PROFESSIONAL 4096 POWERTAGS V13 SP1 UCL PACKAGE (TIA PORTAL) FOR ONE INSTALLATION; ENGINEERING-SOFTWARE; SOFTWARE AND DOCU. ON DVD; MASTER LICENSE ON CD; ONLY VALID WITH UCL AGREEMENT | 2207 | TEM | 1 | Simatic | 0.1 | 0
6AV21030HA040AA5 | SIMATIC WinCC Professional 4096 PowerTags V14, engineering software in TIA Portal; floating license; software and documentation on DVD; license key on USB STick; class A; 6 languages: GE,EN,IT,FR,ES,ZN; executable under Windows 7 (64 bit), Windows 8.1 (64 bit), WinSrv 2008/2012 R2 (64 bit); for configuration of SIMATIC Panels, WinCC Runtime Advanced, WinCC Runtime Professional (4096 PowerTags) | 2759 | TEM | 1 | Simatic | 0.395 | 0
6AV21030HA040AH5 | SIMATIC WinCC Professional 4096 PowerTags V14, engineering software in TIA Portal; floating license; software, documentation and license key for download; class A; 6 languages: GE,EN,IT,FR,ES,ZN; executable under Windows 7 (64 bit), Windows 8.1 (64 bit), WinSrv 2008/2012 R2 (64 bit); for configuration of SIMATIC Panels, WinCC Runtime Advanced, WinCC Runtime Professional (4096 PowerTags) ******************************* email address is mandatory for delivery | 2625 | TEM | 1 | Simatic | 0.001 | 0
6AV21030XA000AL0 | SIMATIC WINCC PROFESSIONAL MAX. POWERTAGS, SUS SOFTWARE UPDATE SERVICE, WITHIN THE FRAMEWORK OF THIS CONTRACT, YOU WILL RECEIVE UPDATED SOFTWARE VERSIONS FOR A PERIOD OF ONE YEAR. IF IT IS NOT CANCELED THREE MONTHS PRIOR TO ITS EXPIRATION. PERIOD OF DELIVERY AND PERFORMANCE: 1 YEAR FROM DATE OF INVOICE PREREQUISITE FOR CONTRACT: CURRENT VERSION OF THE SOFTWARE | 866 | TEM | 1 | Simatic | 0.02 | 0
6AV21030XA000AM0 | SIMATIC WINCC PROFESSIONAL MAX. POWERTAGS, SUS (COMPACT) SOFTWARE UPDATE SERVICE, WITH MULTIPLE ORDERS FROM ONE IST SUPPLIES WILL BE COMBINED INTO ONE PACKAGE. MINIMUM QUANTITY ORDER: 3 PCS. WITHIN THE FRAMEWORK OF THIS CONTRACT, YOU WILL RECEIVE UPDATED SOFTWARE VERSIONS FOR A PERIOD OF ONE YEAR. IF IT IS NOT CANCELED THREE MONTHS PRIOR TO ITS EXPIRATION. PERIOD OF DELIVERY AND PERFORMANCE: 1 YEAR FROM DATE OF INVOICE PREREQUISITE FOR CONTRACT: CURRENT VERSION OF THE SOFTWARE | 866 | TEM | 1 | Simatic | 0.1 | 0
6AV21030XA000AQ0 | EPL ROYALTY FOR SIMATIC WINCC PROFESSIONAL MAX. POWERTAGS, ONLY VALID COMBINED WITH ENTERPRISE LICENSE CONTRACT, REQUIRES EPL-MASTER | 4413 | TEM | 1 | Simatic | 0.001 | 0
6AV21030XA000AQ1 | EPL ROYALTY SERVICE FOR SIMATIC WINCC PROFESSIONAL MAX. POWERTAGS, ONLY VALID COMBINED WITH ENTERPRISE LICENSE CONTRACT, REQUIRES EPL-MASTER | 4413 | TEM | 1 | Simatic | 0.001 | 0
6AV21030XA000AR0 | EPL-MAINTENANCE FOR SIMATIC WINCC PROFESSIONAL MAX. POWERTAGS, (EPL = ENTERPRISE LICENSE) MAINTENANCE CHARGE F. ROYALTY FOR 12 MONTHS, ONLY VALID COMBINED WITH ENTERPRISE LICENSE CONTRACT, REQUIRES EPL-MASTER | 866 | TEM | 1 | Simatic | 0.001 | 0
6AV21030XA000AY0 | SIMATIC WINCC PROFESSIONAL MAX. POWERTAGS, SUS (DOWNLOAD) SOFTWARE UPDATE SERVICE, WITHIN THE FRAMEWORK OF THIS CONTRACT, YOU WILL RECEIVE UPDATED SOFTWARE VERSIONS FOR A PERIOD OF ONE YEAR. IF IT IS NOT CANCELED THREE MONTHS PRIOR TO ITS EXPIRATION. PERIOD OF DELIVERY AND PERFORMANCE: 1 YEAR FROM DATE OF INVOICE PREREQUISITE FOR CONTRACT: CURRENT VERSION OF THE SOFTWARE ******************************* E-MAIL ADDRESS IS MANDATORY FOR DELIVERY! | 824 | TEM | 1 | Simatic | 0.001 | 0
6AV21030XA000UA0 | SIMATIC WinCC Professional max. PowerTags V14; UCL Package (TIA Portal) for one inSTallation; engineering software; software and documentation on DVD; MaSTer License on CD; only valid with UCL agreement | 3531 | TEM | 1 | Simatic | 0.1 | 0
6AV21030XA000UL0 | SIMATIC WINCC PROFESSIONAL MAX. POWERTAGS, SUS (UCL) SOFTWARE UPDATE SERVICE, AUTOMATIC SUPPLY OF UPGRADES AND SERVICE PACKS FOR ONE YEAR WITH AUTOMATIC RENEWAL, REQUIRES LATEST SW VERSION, ONLY VALID COMBINED WITH UNLOCK COPY LICENSE CONTRACT MIN. ORDER QUANTITY 20 PIECES | 692 | TEM | 1 | Simatic | 0.1 | 0
6AV21030XA030AA5 | SIMATIC WINCC PROFESSIONAL MAX. POWERTAGS V13 SP1 ENGINEERING SOFTWARE IN TIA PORTAL; FLOATING LICENSE; SOFTWARE AND DOCUMENTATION ON DVD; LICENSE KEY ON USB-STICK; CLASS A; 6 LANGUAGES: GE,EN,IT,FR,SP,CH; EXECUTABLE UNDER WINDOWS 7 (32 BIT, 64 BIT), WINDOWS 8.1 (64 BIT), WINSRV 2008/2012 R2 (64 BIT); FOR CONFIGURATION OF SIMATIC PANELS, WINCC RUNTIME ADVANCED, WINCC RUNTIME PROFESSIONAL (MAX. POWERTAGS) | 4413 | TEM | 1 | Simatic | 0.1 | 0
6AV21030XA030AH5 | SIMATIC WINCC PROFESSIONAL MAX. POWERTAGS V13 SP1 ENGINEERING SOFTWARE IN TIA PORTAL; FLOATING LICENSE; SOFTWARE, DOCUMENTATION AND LICENSE KEY FOR DOWNLOAD; CLASS A; 6 LANGUAGES: GE,EN,IT,FR,SP,CH; EXECUTABLE UNDER WINDOWS 7 (32 BIT, 64 BIT), WINDOWS 8.1 (64 BIT), WINSRV 2008/2012 R2 (64 BIT); FOR CONFIGURATION OF SIMATIC PANELS, WINCC RUNTIME ADVANCED, WINCC RUNTIME PROFESSIONAL (MAX. POWERTAGS) ******************************* E-MAIL ADDRESS IS MANDATORY FOR DELIVERY! | 4200 | TEM | 1 | Simatic | 0.001 | 0
6AV21030XA030UA0 | SIMATIC WINCC PROFESSIONAL MAX. POWERTAGS V13 SP1 UCL PACKAGE (TIA PORTAL) FOR ONE INSTALLATION; ENGINEERING-SOFTWARE; SOFTWARE AND DOCU. ON DVD; MASTER LICENSE ON CD; ONLY VALID WITH UCL AGREEMENT | 3531 | TEM | 1 | Simatic | 0.1 | 0
6AV21030XA040AA5 | SIMATIC WinCC Professional max. PowerTags V14, engineering software in TIA Portal; floating license; software and documentation on DVD; license key on USB STick; class A; 6 languages: GE,EN,IT,FR,ES,ZN; executable under Windows 7 (64 bit), Windows 8.1 (64 bit), WinSrv 2008/2012 R2 (64 bit); for configuration of SIMATIC Panels, WinCC Runtime Advanced, WinCC Runtime Professional (max. PowerTags) | 4413 | TEM | 1 | Simatic | 0.391 | 0
6AV21030XA040AH5 | SIMATIC WinCC Professional max. PowerTags V14, engineering software in TIA Portal; floating license; software, documentation and license key for download; class A; 6 languages: GE,EN,IT,FR,ES,ZN; executable under Windows 7 (64 bit), Windows 8.1 (64 bit), WinSrv 2008/2012 R2 (64 bit); for configuration of SIMATIC Panels, WinCC Runtime Advanced, WinCC Runtime Professional (max. PowerTags) ******************************* email address is mandatory for delivery | 4200 | TEM | 1 | Simatic | 0.001 | 0
6AV21032AD000UC0 | SIMATIC WinCC Professional V14 UCL (TIA Portal) Powerpack WinCC Advanced V14 -> WinCC Professional 512 PowerTags V14, for one inSTallation; engineering software; software and documentation on DVD; MaSTer License on CD; only valid with UCL agreement | 221 | TEM | 1 | Simatic | 0.1 | 0
6AV21032AD030AC5 | SIMATIC WINCC PROFESSIONAL POWERPACK WINCC ADVANCED -> WINCC PROFESSIONAL 512 POWERTAGS V13 (NO CHANGE OF VERSION) ENGINEERING SOFTWARE IN TIA PORTAL; FLOATING LICENSE; SOFTWARE AND DOCUMENTATION ON DVD; LICENSE KEY ON USB-STICK; CLASS A | 277 | TEM | 1 | Simatic | 0.1 | 0
6AV21032AD030BJ5 | SIMATIC WINCC PROFESSIONAL POWERPACK WINCC ADVANCED -> WINCC PROFESSIONAL 512 POWERTAGS V13 (NO CHANGE OF VERSION) ENGINEERING SOFTWARE IN TIA PORTAL; FLOATING LICENSE; SOFTWARE, DOCUMENTATION AND LICENSE KEY FOR DOWNLOAD; CLASS A ******************************* E-MAIL ADDRESS IS MANDATORY FOR DELIVERY! | 263 | TEM | 1 | Simatic | 0.001 | 0
6AV21032AD030UC0 | SIMATIC WINCC PROFESSIONAL V13 UCL (TIA PORTAL) POWERPACK WINCC ADVANCED -> WINCC PROFESSIONAL 512 POWERTAGS V13; FOR ONE INSTALLATION; ENGINEERING-SOFTWARE; SOFTWARE AND DOCU. ON DVD; MASTER LICENSE ON CD; UCL VEREINBARUNG ERFORDERLICH | 221 | TEM | 1 | Simatic | 0.1 | 0
6AV21032AD040BD5 | SIMATIC WinCC Professional Powerpack WinCC Advanced -> WinCC Professional 512 PowerTags V14 (no change of version); engineering software in TIA Portal; floating license; software and documentation on DVD; license key on USB STick; class A | 277 | TEM | 1 | Simatic | 0.377 | 0
6AV21032AD040BJ5 | SIMATIC WinCC Professional Powerpack WinCC Advanced -> WinCC Professional 512 PowerTags V14 (no change of version); engineering software in TIA Portal; floating license; software, documentation and license key for download; class A; ******************************* email address is mandatory for delivery | 263 | TEM | 1 | Simatic | 0.001 | 0
6AV21032DH000UC0 | SIMATIC WinCC Professional V14 UCL (TIA Portal) Powerpack 512 -> 4096 PowerTags V14, for one inSTallation; engineering software; MaSTer License on CD; only valid with UCL agreement | 441 | TEM | 1 | Simatic | 0.1 | 0
6AV21032DH030BD5 | SIMATIC WINCC PROFESSIONAL POWERPACK 512 POWERTAGS -> 4096 POWERTAGS V13 (NO CHANGE OF VERSION) ENGINEERING SOFTWARE IN TIA PORTAL; FLOATING LICENSE; WITHOUT SOFTWARE AND DOCUMENTATION; LICENSE KEY ON USB-STICK; CLASS A | 552 | TEM | 1 | Simatic | 0.147 | 0
6AV21032DH030BJ5 | SIMATIC WINCC PROFESSIONAL POWERPACK 512 POWERTAGS -> 4096 POWERTAGS V13 (NO CHANGE OF VERSION) ENGINEERING SOFTWARE IN TIA PORTAL; FLOATING LICENSE; LICENSE KEY FOR DOWNLOAD; WITHOUT SOFTWARE AND DOCUMENTATION; CLASS A ******************************* E-MAIL ADDRESS IS MANDATORY FOR DELIVERY! | 525 | TEM | 1 | Simatic | 0.001 | 0
6AV21032DH030UC0 | SIMATIC WINCC PROFESSIONAL V13 UCL (TIA PORTAL) POWERPACK 512 -> 4096 POWERTAGS V13 FOR ONE INSTALLATION; ENGINEERING-SOFTWARE; SOFTWARE AND DOCU. ON DVD; MASTER LICENSE ON CD; ONLY VALID WITH UCL AGREEMENT | 441 | TEM | 1 | Simatic | 0.1 | 0
6AV21032DH040BD5 | SIMATIC WinCC Professional Powerpack 512 PowerTags -> 4096 PowerTags V14 (no change of version); engineering software in TIA Portal; floating license; without software and documentation; license key on USB STick; class A | 552 | TEM | 1 | Simatic | 0.147 | 0
6AV21032DH040BJ5 | SIMATIC WinCC Professional Powerpack 512 PowerTags -> 4096 PowerTags V14 (no change of version); engineering software in TIA Portal; floating license; license key for download; without software and documentation; class A; ******************************* email address is mandatory for delivery | 525 | TEM | 1 | Simatic | 0.001 | 0
6AV21032HX000UC0 | SIMATIC WinCC Professional V14 UCL (TIA Portal) Powerpack 4096 -> max. PowerTags V14, for one inSTallation; engineering software; MaSTer License on CD; only valid with UCL agreement | 1325 | TEM | 1 | Simatic | 0.1 | 0
6AV21032HX030BD5 | SIMATIC WINCC PROFESSIONAL POWERPACK 4096 POWERTAGS -> MAX. POWERTAGS V13 (NO CHANGE OF VERSION) ENGINEERING SOFTWARE IN TIA PORTAL; FLOATING LICENSE; WITHOUT SOFTWARE AND DOCUMENTATION; LICENSE KEY ON USB-STICK; CLASS A | 1655 | TEM | 1 | Simatic | 0.148 | 0
6AV21032HX030BJ5 | SIMATIC WINCC PROFESSIONAL POWERPACK 4096 POWERTAGS -> MAX. POWERTAGS V13 (NO CHANGE OF VERSION) ENGINEERING SOFTWARE IN TIA PORTAL; FLOATING LICENSE; LICENSE KEY FOR DOWNLOAD; WITHOUT SOFTWARE AND DOCUMENTATION; CLASS A ******************************* E-MAIL ADDRESS IS MANDATORY FOR DELIVERY! | 1575 | TEM | 1 | Simatic | 0.001 | 0
6AV21032HX030UC0 | SIMATIC WINCC PROFESSIONAL V13 UCL (TIA PORTAL) POWERPACK 4096 -> MAX. POWERTAGS V13 FOR ONE INSTALLATION; ENGINEERING-SOFTWARE; SOFTWARE AND DOCU. ON DVD; MASTER LICENSE ON CD; ONLY VALID WITH UCL AGREEMENT | 1325 | TEM | 1 | Simatic | 0.1 | 0
6AV21032HX040BD5 | SIMATIC WinCC Professional Powerpack 4096 PowerTags -> max. PowerTags V14 (no change of version); engineering software in TIA Portal; floating license; without software and documentation; license key on USB STick; class A | 1655 | TEM | 1 | Simatic | 0.1 | 0
6AV21032HX040BJ5 | SIMATIC WinCC Professional Powerpack 4096 PowerTags -> max. PowerTags V14 (no change of version); engineering software in TIA Portal; floating license; license key for download; without software and documentation; class A; ******************************* email address is mandatory for delivery | 1575 | TEM | 1 | Simatic | 0.001 | 0
6AV21033DA000UE0 | SIMATIC WinCC Professional 512 PowerTags V14 UCL (TIA Portal) Upgrade V11..V13 -> V14; for one inSTallation; engineering software; software and documentation on DVD; MaSTer License on CD; only valid with UCL agreement | 707 | TEM | 1 | Simatic | 0.1 | 0
6AV21033DA030AE5 | SIMATIC WINCC PROFESSIONAL 512 POWERTAGS V13 SP1 UPGRADE V11..V12 -> V13 SP1 OR V11..V12 COMBO ->V13 SP1 COMBO; ENGINEERING SOFTWARE IN TIA PORTAL; FLOATING LICENSE; SOFTWARE AND DOCUMENTATION ON DVD; LICENSE KEY ON USB-STICK; CLASS A; 6 LANGUAGES: GE,EN,IT,FR,SP,CH; EXECUTABLE UNDER WINDOWS 7 (32 BIT, 64 BIT), WINDOWS 8.1 (64 BIT), WINSRV 2008/2012 R2 (64 BIT); FOR CONFIGURATION OF SIMATIC PANELS, WINCC RUNTIME ADVANCED, WINCC RUNTIME PROFESSIONAL (UP TO 512 POWERTAGS) | 882 | TEM | 1 | Simatic | 0.1 | 0
6AV21033DA030AK5 | SIMATIC WINCC PROFESSIONAL 512 POWERTAGS V13 SP1 UPGRADE V11..V12 -> V13 SP1 OR V11..V12 COMBO-> V13 SP1 COMBO; ENGINEERING SOFTWARE IN TIA PORTAL; FLOATING LICENSE; SOFTWARE, DOCUMENTATION AND LICENSE KEY FOR DOWNLOAD; CLASS A; 6 LANGUAGES: GE,EN,IT,FR,SP,CH; EXECUTABLE UNDER WINDOWS 7 (32 BIT, 64 BIT), WINDOWS 8.1 (64 BIT), WINSRV 2008/2012 R2 (64 BIT); FOR CONFIGURATION OF SIMATIC PANELS, WINCC RT ADVANCED, WINCC RT PROF. (512 POWERTAGS) ******************************* E-MAIL ADDRESS IS MANDATORY FOR DELIVERY! | 840 | TEM | 1 | Simatic | 0.001 | 0
6AV21033DA030UE0 | SIMATIC WINCC PROFESSIONAL 512 POWERTAGS V13 SP1 UCL (TIA PORTAL) UPGRADE V11..V12 -> V13 SP1; FOR ONE INSTALLATION; ENGINEERING-SOFTWARE; SOFTWARE AND DOCU. ON DVD; MASTER LICENSE ON CD; ONLY VALID WITH UCL AGREEMENT | 707 | TEM | 1 | Simatic | 0.1 | 0
6AV21033DA040AE5 | SIMATIC WinCC Professional 512 PowerTags V14, Upgrade V11..V13 -> V14 or V11..V13 Combo -> V14 Combo; engineering software in TIA Portal; floating license; software and documentation on DVD; license key on USB STick; class A; 6 languages: GE,EN,IT,FR,ES,ZN; executable under Windows 7 (64 bit), Windows 8.1 (64 bit), WinSrv 2008/2012 R2 (64 bit); for configuration of SIMATIC Panels, WinCC Runtime Advanced, WinCC Runtime Professional (up to 512 PowerTags) | 882 | TEM | 1 | Simatic | 0.388 | 0
6AV21033DA040AK5 | SIMATIC WinCC Professional 512 PowerTags V14, Upgrade V11..V13-> V14 or V11..V13 Combo-> V14 Combo; engineering software in TIA Portal; floating license; software, documentation and license key for download; class A; 6 languages: GE,EN,IT,FR,ES,ZN; executable under Windows 7 (64 bit), Windows 8.1 (64 bit), WinSrv 2008/2012 R2 (64 bit); for configuration of SIMATIC Panels, WinCC RT Advanced, WinCC RT Prof. (512 PowerTags) ******************************* email address is mandatory for delivery | 840 | TEM | 1 | Simatic | 0.001 | 0
6AV21033HA000UE0 | SIMATIC WinCC Professional 4096 PowerTags V14 UCL (TIA Portal) Upgrade V11..V13 -> V14; for one inSTallation; engineering software; software and documentation on DVD; MaSTer License on CD; only valid with UCL agreement | 884 | TEM | 1 | Simatic | 0.1 | 0
6AV21033HA030AE5 | SIMATIC WINCC PROFESSIONAL 4096 POWERTAGS V13 SP1 UPGRADE V11..V12 -> V13 SP1 OR V11..V12 COMBO ->V13 SP1 COMBO; ENGINEERING SOFTWARE IN TIA PORTAL; FLOATING LICENSE; SOFTWARE AND DOCUMENTATION ON DVD; LICENSE KEY ON USB-STICK; CLASS A; 6 LANGUAGES: GE,EN,IT,FR,SP,CH; EXECUTABLE UNDER WINDOWS 7 (32 BIT, 64 BIT), WINDOWS 8.1 (64 BIT), WINSRV 2008/2012 R2 (64 BIT); FOR CONFIGURATION OF SIMATIC PANELS, WINCC RUNTIME ADVANCED, WINCC RUNTIME PROFESSIONAL (UP TO 4096 POWERTAGS) | 1104 | TEM | 1 | Simatic | 0.1 | 0
6AV21033HA030AK5 | SIMATIC WINCC PROFESSIONAL 4096 POWERTAGS V13 SP1 UPGRADE V11..V12 -> V13 SP1 OR V11..V12 COMBO-> V13 SP1 COMBO; ENGINEERING SOFTWARE IN TIA PORTAL; FLOATING LICENSE; SOFTWARE, DOCUMENTATION AND LICENSE KEY FOR DOWNLOAD; CLASS A; 6 LANGUAGES: GE,EN,IT,FR,SP,CH; EXECUTABLE UNDER WINDOWS 7 (32 BIT, 64 BIT), WINDOWS 8.1 (64 BIT), WINSRV 2008/2012 R2 (64 BIT); FOR CONFIGURATION OF SIMATIC PANELS, WINCC RT ADVANCED, (UP TO 4096 POWERTAGS) ******************************* E-MAIL ADDRESS IS MANDATORY FOR DELIVERY! | 1050 | TEM | 1 | Simatic | 0.001 | 0
6AV21033HA030UE0 | SIMATIC WINCC PROFESSIONAL 4096 POWERTAGS V13 SP1 UCL (TIA PORTAL) UPGRADE V11..V12 -> V13 SP1; FOR ONE INSTALLATION; ENGINEERING-SOFTWARE; SOFTWARE AND DOCU. ON DVD; MASTER LICENSE ON CD; ONLY VALID WITH UCL AGREEMENT | 884 | TEM | 1 | Simatic | 0.1 | 0
6AV21033HA040AE5 | SIMATIC WinCC Professional 4096 PowerTags V14, Upgrade V11..V13 -> V14 or V11..V13 Combo -> V14 Combo; engineering software in TIA Portal; floating license; software and documentation on DVD; license key on USB STick; class A; 6 languages: GE,EN,IT,FR,ES,ZN; executable under Windows 7 (64 bit), Windows 8.1 (64 bit), WinSrv 2008/2012 R2 (64 bit); for configuration of SIMATIC Panels, WinCC Runtime Advanced, WinCC Runtime Professional (up to 4096 PowerTags) | 1104 | TEM | 1 | Simatic | 0.1 | 0
6AV21033HA040AK5 | SIMATIC WinCC Professional 4096 PowerTags V14, Upgrade V11..V13-> V14 or V11..V13 Combo-> V14 Combo; engineering software in TIA Portal; floating license; software, documentation and license key for download; class A; 6 languages: GE,EN,IT,FR,ES,ZN; executable under Windows 7 (64 bit), Windows 8.1 (64 bit), WinSrv 2008/2012 R2 (64 bit); for configuration of SIMATIC Panels, WinCC RT Advanced, WinCC RT Prof. (4096 PowerTags) ******************************* email address is mandatory for delivery | 1050 | TEM | 1 | Simatic | 0.001 | 0
6AV21033XA000UE0 | SIMATIC WinCC Professional max. PowerTags V14 UCL (TIA Portal) Upgrade V11..V13 -> V14; for one inSTallation; engineering software; software and documentation on DVD; MaSTer License on CD; only valid with UCL agreement | 1413 | TEM | 1 | Simatic | 0.1 | 0
6AV21033XA030AE5 | SIMATIC WINCC PROFESSIONAL MAX. POWERTAGS V13 SP1 UPGRADE V11..V12 -> V13 SP1 OR V11..V12 COMBO ->V13 SP1 COMBO; ENGINEERING SOFTWARE IN TIA PORTAL; FLOATING LICENSE; SOFTWARE AND DOCUMENTATION ON DVD; LICENSE KEY ON USB-STICK; CLASS A; 6 LANGUAGES: GE,EN,IT,FR,SP,CH; EXECUTABLE UNDER WINDOWS 7 (32 BIT, 64 BIT), WINDOWS 8.1 (64 BIT), WINSRV 2008/2012 R2 (64 BIT); FOR CONFIGURATION OF SIMATIC PANELS, WINCC RUNTIME ADVANCED, WINCC RUNTIME PROFESSIONAL (MAX. POWERTAGS) | 1763 | TEM | 1 | Simatic | 0.1 | 0
6AV21033XA030AK5 | SIMATIC WINCC PROFESSIONAL MAX. POWERTAGS V13 SP1 UPGRADE V11..V12 -> V13 SP1 OR V11..V12 COMBO-> V13 SP1 COMBO; ENGINEERING SOFTWARE IN TIA PORTAL; FLOATING LICENSE; SOFTWARE, DOCUMENTATION AND LICENSE KEY FOR DOWNLOAD; CLASS A; 6 LANGUAGES: GE,EN,IT,FR,SP,CH; EXECUTABLE UNDER WINDOWS 7 (32 BIT, 64 BIT), WINDOWS 8.1 (64 BIT), WINSRV 2008/2012 R2 (64 BIT); FOR CONFIGURATION OF SIMATIC PANELS, WINCC RT ADVANCED, WINCC RT PROF. (MAX. POWERTAGS) ******************************* E-MAIL ADDRESS IS MANDATORY FOR DELIVERY! | 1680 | TEM | 1 | Simatic | 0.001 | 0
6AV21033XA030UE0 | SIMATIC WINCC PROFESSIONAL MAX. POWERTAGS V13 SP1 UCL (TIA PORTAL) UPGRADE V11 -> V13 SP1; FOR ONE INSTALLATION; ENGINEERING-SOFTWARE; SOFTWARE AND DOCU. ON DVD; MASTER LICENSE ON CD; ONLY VALID WITH UCL AGREEMENT | 1413 | TEM | 1 | Simatic | 0.1 | 0
6AV21033XA040AE5 | SIMATIC WinCC Professional max. PowerTags V14, Upgrade V11..V13 -> V14 or V11..V13 Combo -> V14 Combo; engineering software in TIA Portal; floating license; software and documentation on DVD; license key on USB STick; class A; 6 languages: GE,EN,IT,FR,ES,ZN; executable under Windows 7 (64 bit), Windows 8.1 (64 bit), WinSrv 2008/2012 R2 (64 bit); for configuration of SIMATIC Panels, WinCC Runtime Advanced, WinCC Runtime Professional (max. PowerTags) | 1763 | TEM | 1 | Simatic | 0.393 | 0
6AV21033XA040AK5 | SIMATIC WinCC Professional max. PowerTags V14, Upgrade V11..V13-> V14 or V11..V13 Combo-> V14 Combo; engineering software in TIA Portal; floating license; software, documentation and license key for download; class A; 6 languages: GE,EN,IT,FR,ES,ZN; executable under Windows 7 (64 bit), Windows 8.1 (64 bit), WinSrv 2008/2012 R2 (64 bit); for configuration of SIMATIC Panels, WinCC RT Advanced, WinCC RT Prof. (max. PowerTags) ******************************* email address is mandatory for delivery | 1680 | TEM | 1 | Simatic | 0.001 | 0
6AV21034BD030AE5 | UPGRADE SIMATIC WINCC V7.0/V7.2 RC 128 -> WINCC PROFESSIONAL 512 POWERTAGS V13 SP1 COMBO AND WINCC RUNTIME PROFESSIONAL 128 POWERTAGS V13 SP1; ENGINEERING/ RUNTIME SOFTWARE IN TIA PORTAL; FLOATING / SINGLE LICENSE; SOFTWARE AND DOCUMENTATION ON DVD; LICENSE KEY ON USB-STICK; CLASS A; 6 LANGUAGES: GE,EN,IT,FR,SP,CH; EXECUTABLE UNDER WINDOWS 7 (32 BIT, 64 BIT), WINDOWS 8.1 (64 BIT), WINSRV 2008/2012 R2 (64 BIT) | 1817 | TEM | 1 | Simatic | 0.2 | 0
6AV21034BD030AK5 | UPGRADE SIMATIC WINCC V7.0/V7.2 RC 128 -> WINCC PROFESSIONAL 512 POWERTAGS V13 SP1 COMBO AND WINCC RUNTIME PROFESSIONAL 128 POWERTAGS V13 SP1; ENGINEERING/ RUNTIME SOFTWARE IN TIA PORTAL; FLOATING / SINGLE LICENSE; SOFTWARE, DOCUMENTATION AND LICENSE KEY FOR DOWNLOAD; CLASS A; 6 LANGUAGES: GE,EN,IT,FR,SP,CH; EXECUTABLE UNDER WINDOWS 7 (32 BIT, 64 BIT), WINDOWS 8.1 (64 BIT), WINSRV 2008/2012 R2 (64 BIT) ******************************* E-MAIL ADDRESS IS MANDATORY FOR DELIVERY! | 1743 | TEM | 1 | Simatic | 0.001 | 0
6AV21034BD040AE5 | Upgrade WinCC V7.0..V7.3 RC 128 -> WinCC Professional 512 PowerTags V14 Combo and WinCC Runtime Professional 128 PowerTags V14: engineering/runtime software in TIA Portal; floating / single license; software and documentation on DVD; license key on USB STick; class A; 6 languages: GE,EN,IT,FR,ES,ZN; executable under Windows 7 (64 bit), Windows 8.1 (64 bit), WinSrv 2008/2012 R2 (64 bit) | 1817 | TEM | 1 | Simatic | 0.1 | 0
6AV21034BD040AK5 | Upgrade WinCC V7.0..V7.3 RC 128 -> WinCC Professional 512 PowerTags V14 Combo and WinCC Runtime Professional 128 PowerTags V14: engineering/runtime software in TIA Portal; floating / single license; software, documentation and license key for download; class A; 6 languages: GE,EN,IT,FR,ES,ZN; executable under Windows 7 (64 bit), Windows 8.1 (64 bit), WinSrv 2008/2012 R2 (64 bit); ******************************* email address is mandatory for delivery | 1743 | TEM | 1 | Simatic | 0.001 | 0
6AV21034DD030AE5 | UPGRADE SIMATIC WINCC V7.0/V7.2 RC 512 -> WINCC PROFESSIONAL 512 POWERTAGS V13 SP1 COMBO AND WINCC RUNTIME PROFESSIONAL 512 POWERTAGS V13 SP1; ENGINEERING/ RUNTIME SOFTWARE IN TIA PORTAL; FLOATING / SINGLE LICENSE; SOFTWARE AND DOCUMENTATION ON DVD; LICENSE KEY ON USB-STICK; CLASS A; 6 LANGUAGES: GE,EN,IT,FR,SP,CH; EXECUTABLE UNDER WINDOWS 7 (32 BIT, 64 BIT), WINDOWS 8.1 (64 BIT), WINSRV 2008/2012 R2 (64 BIT) | 2326 | TEM | 1 | Simatic | 0.2 | 0
6AV21034DD030AK5 | UPGRADE SIMATIC WINCC V7.0/V7.2 RC 512 -> WINCC PROFESSIONAL 512 POWERTAGS V13 SP1 COMBO AND WINCC RUNTIME PROFESSIONAL 512 POWERTAGS V13 SP1; ENGINEERING/ RUNTIME SOFTWARE IN TIA PORTAL; FLOATING / SINGLE LICENSE; SOFTWARE, DOCUMENTATION AND LICENSE KEY FOR DOWNLOAD; CLASS A; 6 LANGUAGES: GE,EN,IT,FR,SP,CH; EXECUTABLE UNDER WINDOWS 7 (32 BIT, 64 BIT), WINDOWS 8.1 (64 BIT), WINSRV 2008/2012 R2 (64 BIT) ******************************* E-MAIL ADDRESS IS MANDATORY FOR DELIVERY! | 2237 | TEM | 1 | Simatic | 0.001 | 0
6AV21034DD040AE5 | Upgrade WinCC V7.0..V7.3 RC 512 -> WinCC Professional 512 PowerTags V14 Combo and WinCC Runtime Professional 512 PowerTags V14: engineering/runtime software in TIA Portal; floating / single license; software and documentation on DVD; license key on USB STick; class A; 6 languages: GE,EN,IT,FR,ES,ZN; executable under Windows 7 (64 bit), Windows 8.1 (64 bit), WinSrv 2008/2012 R2 (64 bit) | 2326 | TEM | 1 | Simatic | 0.559 | 0
6AV21034DD040AK5 | Upgrade WinCC V7.0..V7.3 RC 512 -> WinCC Professional 512 PowerTags V14 Combo and WinCC Runtime Professional 512 PowerTags V14: engineering/runtime software in TIA Portal; floating / single license; software, documentation and license key for download; class A; 6 languages: GE,EN,IT,FR,ES,ZN; executable under Windows 7 (64 bit), Windows 8.1 (64 bit), WinSrv 2008/2012 R2 (64 bit); ******************************* email address is mandatory for delivery | 2237 | TEM | 1 | Simatic | 0.001 | 0
6AV21034FH030AE5 | UPGRADE SIMATIC WINCC V7.0/V7.2 RC 2048 -> WINCC PROFESSIONAL 4096 POWERTAGS V13 SP1 COMBO AND WINCC RUNTIME PROFESSIONAL 2048 POWERTAGS V13 SP1; ENGINEERING/ RUNTIME SOFTWARE IN TIA PORTAL; FLOATING / SINGLE LICENSE; SOFTWARE AND DOCUMENTATION ON DVD; LICENSE KEY ON USB-STICK; CLASS A; 6 LANGUAGES: GE,EN,IT,FR,SP,CH; EXECUTABLE UNDER WINDOWS 7 (32 BIT, 64 BIT), WINDOWS 8.1 (64 BIT), WINSRV 2008/2012 R2 (64 BIT) | 2867 | TEM | 1 | Simatic | 0.2 | 0
6AV21034FH030AK5 | UPGRADE SIMATIC WINCC V7.0/V7.2 RC 2048 -> WINCC PROFESSIONAL 4096 POWERTAGS V13 SP1 COMBO AND WINCC RUNTIME PROFESSIONAL 2048 POWERTAGS V13 SP1; ENGINEERING/ RUNTIME SOFTWARE IN TIA PORTAL; FLOATING / SINGLE LICENSE; SOFTWARE, DOCUMENTATION AND LICENSE KEY FOR DOWNLOAD; CLASS A; 6 LANGUAGES: GE,EN,IT,FR,SP,CH; EXECUTABLE UNDER WINDOWS 7 (32 BIT, 64 BIT), WINDOWS 8.1 (64 BIT), WINSRV 2008/2012 R2 (64 BIT) ******************************* E-MAIL ADDRESS IS MANDATORY FOR DELIVERY! | 2762 | TEM | 1 | Simatic | 0.001 | 0
6AV21034FH040AE5 | Upgrade WinCC V7.0..V7.3 RC 2048 -> WinCC Professional 4096 PowerTags V14 Combo and WinCC Runtime Professional 2048 PowerTags V14: engineering/runtime software in TIA Portal; floating / single license; software and documentation on DVD; license key on USB STick; class A; 6 languages: GE,EN,IT,FR,ES,ZN; executable under Windows 7 (64 bit), Windows 8.1 (64 bit), WinSrv 2008/2012 R2 (64 bit) | 2867 | TEM | 1 | Simatic | 0.1 | 0
6AV21034FH040AK5 | Upgrade WinCC V7.0..V7.3 RC 2048 -> WinCC Professional 4096 PowerTags V14 Combo and WinCC Runtime Professional 2048 PowerTags V14: engineering/runtime software in TIA Portal; floating / single license; software, documentation and license key for download; class A; 6 languages: GE,EN,IT,FR,ES,ZN; executable under Windows 7 (64 bit), Windows 8.1 (64 bit), WinSrv 2008/2012 R2 (64 bit); ******************************* email address is mandatory for delivery | 2762 | TEM | 1 | Simatic | 0.001 | 0
6AV21034KX030AE5 | UPGRADE SIMATIC WINCC V7.0/V7.2 RC 8192 -> WINCC PROFESSIONAL MAX. POWERTAGS V13 SP1 COMBO AND WINCC RUNTIME PROFESSIONAL 8192 POWERTAGS V13 SP1; ENGINEERING/ RUNTIME SOFTWARE IN TIA PORTAL; FLOATING / SINGLE LICENSE; SOFTWARE AND DOCUMENTATION ON DVD; LICENSE KEY ON USB-STICK; CLASS A; 6 LANGUAGES: GE,EN,IT,FR,SP,CH; EXECUTABLE UNDER WINDOWS 7 (32 BIT, 64 BIT), WINDOWS 8.1 (64 BIT), WINSRV 2008/2012 R2 (64 BIT) | 3883 | TEM | 1 | Simatic | 0.2 | 0
6AV21034KX030AK5 | UPGRADE SIMATIC WINCC V7.0/V7.2 RC 8192 -> WINCC PROFESSIONAL MAX. POWERTAGS V13 SP1 COMBO AND WINCC RUNTIME PROFESSIONAL 8192 POWERTAGS V13 SP1; ENGINEERING/ RUNTIME SOFTWARE IN TIA PORTAL; FLOATING / SINGLE LICENSE; SOFTWARE, DOCUMENTATION AND LICENSE KEY FOR DOWNLOAD; CLASS A; 6 LANGUAGES: GE,EN,IT,FR,SP,CH; EXECUTABLE UNDER WINDOWS 7 (32 BIT, 64 BIT), WINDOWS 8.1 (64 BIT), WINSRV 2008/2012 R2 (64 BIT) ******************************* E-MAIL ADDRESS IS MANDATORY FOR DELIVERY! | 3738 | TEM | 1 | Simatic | 0.001 | 0
6AV21034KX040AE5 | Upgrade WinCC V7.0..V7.3 RC 8192 -> WinCC Professional max. PowerTags V14 Combo and WinCC Runtime Professional 8192 PowerTags V14: engineering/runtime software in TIA Portal; floating / single license; software and documentation on DVD; license key on USB STick; class A; 6 languages: GE,EN,IT,FR,ES,ZN; executable under Windows 7 (64 bit), Windows 8.1 (64 bit), WinSrv 2008/2012 R2 (64 bit) | 3883 | TEM | 1 | Simatic | 0.1 | 0
6AV21034KX040AK5 | Upgrade WinCC V7.0..V7.3 RC 8192 -> WinCC Professional max. PowerTags V14 Combo and WinCC Runtime Professional 8192 PowerTags V14: engineering/runtime software in TIA Portal; floating / single license; software, documentation and license key for download; class A; 6 languages: GE,EN,IT,FR,ES,ZN; executable under Windows 7 (64 bit), Windows 8.1 (64 bit), WinSrv 2008/2012 R2 (64 bit); ******************************* email address is mandatory for delivery | 3738 | TEM | 1 | Simatic | 0.001 | 0
6AV21034MX030AE5 | UPGRADE SIMATIC WINCC V7.0/V7.2 RC 65535-> WINCC PROFESSIONAL MAX. POWERTAGS V13 SP1 COMBO AND WINCC RUNTIME PROFESSIONAL 65535 POWERTAGS V13 SP1; ENGINEERING/ RUNTIME SOFTWARE IN TIA PORTAL; FLOATING / SINGLE LICENSE; SOFTWARE AND DOCUMENTATION ON DVD; LICENSE KEY ON USB-STICK; CLASS A; 6 LANGUAGES: GE,EN,IT,FR,SP,CH; EXECUTABLE UNDER WINDOWS 7 (32 BIT, 64 BIT), WINDOWS 8.1 (64 BIT), WINSRV 2008/2012 R2 (64 BIT) | 4370 | TEM | 1 | Simatic | 0.2 | 0
6AV21034MX030AK5 | UPGRADE SIMATIC WINCC V7.0/V7.2 RC 65536 -> WINCC PROFESSIONAL MAX. POWERTAGS V13 SP1 COMBO AND WINCC RUNTIME PROFESSIONAL 65536 POWERTAGS V13 SP1; ENGINEERING/ RUNTIME SOFTWARE IN TIA PORTAL; FLOATING / SINGLE LICENSE; SOFTWARE, DOCUMENTATION AND LICENSE KEY FOR DOWNLOAD; CLASS A; 6 LANGUAGES: GE,EN,IT,FR,SP,CH; EXECUTABLE UNDER WINDOWS 7 (32 BIT, 64 BIT), WINDOWS 8.1 (64 BIT), WINSRV 2008/2012 R2 (64 BIT) ******************************* E-MAIL ADDRESS IS MANDATORY FOR DELIVERY! | 4211 | TEM | 1 | Simatic | 0.001 | 0
6AV21034MX040AE5 | Upgrade WinCC V7.0..V7.3 RC 65535 -> WinCC Professional max. PowerTags V14 Combo and WinCC Runtime Professional 65535 PowerTags V14: engineering/runtime software in TIA Portal; floating / single license; software and documentation on DVD; license key on USB STick; class A; 6 languages: GE,EN,IT,FR,ES,ZN; executable under Windows 7 (64 bit), Windows 8.1 (64 bit), WinSrv 2008/2012 R2 (64 bit) | 4370 | TEM | 1 | Simatic | 0.1 | 0
6AV21034MX040AK5 | Upgrade WinCC V7.0..V7.3 RC 65536 -> WinCC Professional max. PowerTags V14 Combo and WinCC Runtime Professional 65536 PowerTags V14: engineering/runtime software in TIA Portal; floating / single license; software, documentation and license key for download; class A; 6 languages: GE,EN,IT,FR,ES,ZN; executable under Windows 7 (64 bit), Windows 8.1 (64 bit), WinSrv 2008/2012 R2 (64 bit); ******************************* email address is mandatory for delivery | 4211 | TEM | 1 | Simatic | 0.001 | 0
6AV21034PX030AE5 | UPGRADE SIMATIC WINCC V7.0/V7.2 RC 102400 -> WINCC PROFESSIONAL MAX. POWERTAGS V13 SP1 COMBO AND WINCC RUNTIME PROFESSIONAL 102400 POWERTAGS V13 SP1; ENGINEERING/ RUNTIME SOFTWARE IN TIA PORTAL; FLOATING / SINGLE LICENSE; SOFTWARE AND DOCUMENTATION ON DVD; LICENSE KEY ON USB-STICK; CLASS A; 6 LANGUAGES: GE,EN,IT,FR,SP,CH; EXECUTABLE UNDER WINDOWS 7 (32 BIT, 64 BIT), WINDOWS 8.1 (64 BIT), WINSRV 2008/2012 R2 (64 BIT) | 5418 | TEM | 1 | Simatic | 0.2 | 0
6AV21034PX030AK5 | UPGRADE SIMATIC WINCC V7.0/V7.2 RC 102400 -> WINCC PROFESSIONAL MAX. POWERTAGS V13 SP1 COMBO AND WINCC RUNTIME PROFESSIONAL 102400 POWERTAGS V13 SP1; ENGINEERING/ RUNTIME SOFTWARE IN TIA PORTAL; FLOATING / SINGLE LICENSE; SOFTWARE, DOCUMENTATION AND LICENSE KEY FOR DOWNLOAD; CLASS A; 6 LANGUAGES: GE,EN,IT,FR,SP,CH; EXECUTABLE UNDER WINDOWS 7 (32 BIT, 64 BIT), WINDOWS 8.1 (64 BIT), WINSRV 2008/2012 R2 (64 BIT) ******************************* E-MAIL ADDRESS IS MANDATORY FOR DELIVERY! | 5229 | TEM | 1 | Simatic | 0.001 | 0
6AV21034PX040AE5 | Upgrade WinCC V7.0..V7.3 RC 102400 -> WinCC Professional max. PowerTags V14 Combo and WinCC Runtime Professional 102400 PowerTags V14: engineering/runtime software in TIA Portal; floating / single license; software and documentation on DVD; license key on USB STick; class A; 6 languages: GE,EN,IT,FR,ES,ZN; executable under Windows 7 (64 bit), Windows 8.1 (64 bit), WinSrv 2008/2012 R2 (64 bit) | 5418 | TEM | 1 | Simatic | 0.1 | 0
6AV21034PX040AK5 | Upgrade WinCC V7.0..V7.3 RC 102400 -> WinCC Professional max. PowerTags V14 Combo and WinCC Runtime Professional 102400 PowerTags V14: engineering/runtime software in TIA Portal; floating / single license; software, documentation and license key for download; class A; 6 languages: GE,EN,IT,FR,ES,ZN; executable under Windows 7 (64 bit), Windows 8.1 (64 bit), WinSrv 2008/2012 R2 (64 bit); ******************************* email address is mandatory for delivery | 5229 | TEM | 1 | Simatic | 0.001 | 0
6AV21034RX030AE5 | UPGRADE SIMATIC WINCC V7.0/V7.2 RC 153600 -> WINCC PROFESSIONAL MAX. POWERTAGS V13 SP1 COMBO AND WINCC RUNTIME PROFESSIONAL 153600 POWERTAGS V13 SP1; ENGINEERING/ RUNTIME SOFTWARE IN TIA PORTAL; FLOATING / SINGLE LICENSE; SOFTWARE AND DOCUMENTATION ON DVD; LICENSE KEY ON USB-STICK; CLASS A; 6 LANGUAGES: GE,EN,IT,FR,SP,CH; EXECUTABLE UNDER WINDOWS 7 (32 BIT, 64 BIT), WINDOWS 8.1 (64 BIT), WINSRV 2008/2012 R2 (64 BIT) | 6522 | TEM | 1 | Simatic | 0.2 | 0
6AV21034RX030AK5 | UPGRADE SIMATIC WINCC V7.0/V7.2 RC 153600 -> WINCC PROFESSIONAL MAX. POWERTAGS V13 SP1 COMBO AND WINCC RUNTIME PROFESSIONAL 153600 POWERTAGS V13 SP1; ENGINEERING/ RUNTIME SOFTWARE IN TIA PORTAL; FLOATING / SINGLE LICENSE; SOFTWARE, DOCUMENTATION AND LICENSE KEY FOR DOWNLOAD; CLASS A; 6 LANGUAGES: GE,EN,IT,FR,SP,CH; EXECUTABLE UNDER WINDOWS 7 (32 BIT, 64 BIT), WINDOWS 8.1 (64 BIT), WINSRV 2008/2012 R2 (64 BIT) ******************************* E-MAIL ADDRESS IS MANDATORY FOR DELIVERY! | 6300 | TEM | 1 | Simatic | 0.001 | 0
6AV21034RX040AE5 | Upgrade WinCC V7.0..V7.3 RC 153600 -> WinCC Professional max. PowerTags V14 Combo and WinCC Runtime Professional 153600 PowerTags V14: engineering/runtime software in TIA Portal; floating / single license; software and documentation on DVD; license key on USB STick; class A; 6 languages: GE,EN,IT,FR,ES,ZN; executable under Windows 7 (64 bit), Windows 8.1 (64 bit), WinSrv 2008/2012 R2 (64 bit) | 6522 | TEM | 1 | Simatic | 0.1 | 0
6AV21034RX040AK5 | Upgrade WinCC V7.0..V7.3 RC 153600 -> WinCC Professional max. PowerTags V14 Combo and WinCC Runtime Professional 153600 PowerTags V14: engineering/runtime software in TIA Portal; floating / single license; software, documentation and license key for download; class A; 6 languages: GE,EN,IT,FR,ES,ZN; executable under Windows 7 (64 bit), Windows 8.1 (64 bit), WinSrv 2008/2012 R2 (64 bit); ******************************* email address is mandatory for delivery | 6300 | TEM | 1 | Simatic | 0.001 | 0
6AV21034TX030AE5 | UPGRADE SIMATIC WINCC V7.0/V7.2 RC 262144 -> WINCC PROFESSIONAL MAX. POWERTAGS V13 SP1 COMBO AND WINCC RUNTIME PROFESSIONAL 262144 POWERTAGS V13 SP1; ENGINEERING/ RUNTIME SOFTWARE IN TIA PORTAL; FLOATING / SINGLE LICENSE; SOFTWARE AND DOCUMENTATION ON DVD; LICENSE KEY ON USB-STICK; CLASS A; 6 LANGUAGES: GE,EN,IT,FR,SP,CH; EXECUTABLE UNDER WINDOWS 7 (32 BIT, 64 BIT), WINDOWS 8.1 (64 BIT), WINSRV 2008/2012 R2 (64 BIT) | 8295 | TEM | 1 | Simatic | 0.2 | 0
6AV21034TX030AK5 | UPGRADE SIMATIC WINCC V7.0/V7.2 RC 262144 -> WINCC PROFESSIONAL MAX. POWERTAGS V13 SP1 COMBO AND WINCC RUNTIME PROFESSIONAL 262144 POWERTAGS V13 SP1; ENGINEERING/ RUNTIME SOFTWARE IN TIA PORTAL; FLOATING / SINGLE LICENSE; SOFTWARE, DOCUMENTATION AND LICENSE KEY FOR DOWNLOAD; CLASS A; 6 LANGUAGES: GE,EN,IT,FR,SP,CH; EXECUTABLE UNDER WINDOWS 7 (32 BIT, 64 BIT), WINDOWS 8.1 (64 BIT), WINSRV 2008/2012 R2 (64 BIT) ******************************* E-MAIL ADDRESS IS MANDATORY FOR DELIVERY! | 8022 | TEM | 1 | Simatic | 0.001 | 0
6AV21034TX040AE5 | Upgrade WinCC V7.0..V7.3 RC 262144 -> WinCC Professional max. PowerTags V14 Combo and WinCC Runtime Professional 262144 PowerTags V14: engineering/runtime software in TIA Portal; floating / single license; software and documentation on DVD; license key on USB STick; class A; 6 languages: GE,EN,IT,FR,ES,ZN; executable under Windows 7 (64 bit), Windows 8.1 (64 bit), WinSrv 2008/2012 R2 (64 bit) | 8295 | TEM | 1 | Simatic | 0.1 | 0
6AV21034TX040AK5 | Upgrade WinCC V7.0..V7.3 RC 262144 -> WinCC Professional max. PowerTags V14 Combo and WinCC Runtime Professional 262144 PowerTags V14: engineering/runtime software in TIA Portal; floating / single license; software, documentation and license key for download; class A; 6 languages: GE,EN,IT,FR,ES,ZN; executable under Windows 7 (64 bit), Windows 8.1 (64 bit), WinSrv 2008/2012 R2 (64 bit); ******************************* email address is mandatory for delivery | 8022 | TEM | 1 | Simatic | 0.001 | 0
6AV21038XA000AP0 | EPL-MASTER FOR WINCC V14 ENGINEERING (EPL = ENTERPRISE LICENSE) ROYALTY-DUTY PER 1 INSTALLATION ONLY VALID COMBINED WITH ENTERPRISE LICENSE CONTRACT | 314 | TEM | 1 | Simatic | 0.6 | 0
6AV21040BA000AQ0 | EPL ROYALTY FOR SIMATIC WINCC RUNTIME ADVANCED 128 POWERTAGS; ONLY VALID COMBINED WITH ENTERPRISE LICENSE CONTRACT, REQUIRES EPL-MASTER | 444 | TEM | 1 | Simatic | 0.001 | 0
6AV21040BA000AR0 | EPL-MAINTENANCE FOR SIMATIC WINCC RUNTIME ADVANCED 128 POWERTAGS; (EPL = ENTERPRISE LICENSE) MAINTENANCE CHARGE F. ROYALTY FOR 12 MONTHS, ONLY VALID COMBINED WITH ENTERPRISE LICENSE CONTRACT, REQUIRES EPL-MASTER | 89.3 | TEM | 1 | Simatic | 0.001 | 0
6AV21040BA030AA0 | SIMATIC WINCC RUNTIME ADVANCED 128 POWERTAGS V13 SP1 RUNTIME SOFTWARE IN TIA PORTAL; SINGLE LICENSE; SOFTWARE AND DOCUMENTATION ON DVD; LICENSE KEY ON USB-STICK; CLASS A; 6 LANGUAGES: GE,EN,IT,FR,SP,CH; EXECUTABLE UNDER WINDOWS 7 (32 BIT, 64 BIT), WINDOWS 8.1 (64 BIT), WINSRV 2008/2012 R2 (64 BIT) | 444 | TEM | 1 | Simatic | 0.2 | 0
6AV21040BA030AH0 | SIMATIC WINCC RUNTIME ADVANCED 128 POWERTAGS V13 SP1 RUNTIME SOFTWARE IN TIA PORTAL; SINGLE LICENSE; SOFTWARE, DOCUMENTATION AND LICENSE KEY FOR DOWNLOAD; CLASS A; 6 LANGUAGES: GE,EN,IT,FR,SP,CH; EXECUTABLE UNDER WINDOWS 7 (32 BIT, 64 BIT), WINDOWS 8.1 (64 BIT), WINSRV 2008/2012 R2 (64 BIT) ******************************* E-MAIL ADDRESS IS MANDATORY FOR DELIVERY! | 420 | TEM | 1 | Simatic | 0.001 | 0
6AV21040BA040AA0 | SIMATIC WinCC Runtime Advanced 128 PowerTags V14, runtime software in TIA Portal; single license; software and documentation on DVD; license key on USB STick; class A; 6 languages: GE,EN,IT,FR,ES,ZN; executable under Windows 7 (32 bit, 64 bit), Windows 8.1 (64 bit), WinSrv 2008/2012 R2 (64 bit); | 444 | TEM | 1 | Simatic | 0.231 | 0
6AV21040BA040AH0 | SIMATIC WinCC Runtime Advanced 128 PowerTags V14, runtime software in TIA Portal; single license; software, documentation and license key for download; class A; 6 languages: GE,EN,IT,FR,ES,ZN; executable under Windows 7 (32 bit, 64 bit), Windows 8.1 (64 bit), WinSrv 2008/2012 R2 (64 bit); ******************************* email address is mandatory for delivery | 420 | TEM | 1 | Simatic | 0.001 | 0
6AV21040DA000AQ0 | EPL ROYALTY FOR SIMATIC WINCC RUNTIME ADVANCED 512 POWERTAGS; ONLY VALID COMBINED WITH ENTERPRISE LICENSE CONTRACT, REQUIRES EPL-MASTER | 1434 | TEM | 1 | Simatic | 0.001 | 0
6AV21040DA000AR0 | EPL-MAINTENANCE FOR SIMATIC WINCC RUNTIME ADVANCED 512 POWERTAGS; (EPL = ENTERPRISE LICENSE) MAINTENANCE CHARGE F. ROYALTY FOR 12 MONTHS, ONLY VALID COMBINED WITH ENTERPRISE LICENSE CONTRACT, REQUIRES EPL-MASTER | 287 | TEM | 1 | Simatic | 0.001 | 0
6AV21040DA030AA0 | SIMATIC WINCC RUNTIME ADVANCED 512 POWERTAGS V13 SP1 RUNTIME SOFTWARE IN TIA PORTAL; SINGLE LICENSE; SOFTWARE AND DOCUMENTATION ON DVD; LICENSE KEY ON USB-STICK; CLASS A; 6 LANGUAGES: GE,EN,IT,FR,SP,CH; EXECUTABLE UNDER WINDOWS 7 (32 BIT, 64 BIT), WINDOWS 8.1 (64 BIT), WINSRV 2008/2012 R2 (64 BIT) | 1434 | TEM | 1 | Simatic | 0.2 | 0
6AV21040DA030AH0 | SIMATIC WINCC RUNTIME ADVANCED 512 POWERTAGS V13 SP1 RUNTIME SOFTWARE IN TIA PORTAL; SINGLE LICENSE; SOFTWARE, DOCUMENTATION AND LICENSE KEY FOR DOWNLOAD; CLASS A; 6 LANGUAGES: GE,EN,IT,FR,SP,CH; EXECUTABLE UNDER WINDOWS 7 (32 BIT, 64 BIT), WINDOWS 8.1 (64 BIT), WINSRV 2008/2012 R2 (64 BIT) ******************************* E-MAIL ADDRESS IS MANDATORY FOR DELIVERY! | 1365 | TEM | 1 | Simatic | 0.001 | 0
6AV21040DA040AA0 | SIMATIC WinCC Runtime Advanced 512 PowerTags V14, runtime software in TIA Portal; single license; software and documentation on DVD; license key on USB STick; class A; 6 languages: GE,EN,IT,FR,ES,ZN; executable under Windows 7 (32 bit, 64 bit), Windows 8.1 (64 bit), WinSrv 2008/2012 R2 (64 bit); | 1434 | TEM | 1 | Simatic | 0.235 | 0
6AV21040DA040AH0 | SIMATIC WinCC Runtime Advanced 512 PowerTags V14, runtime software in TIA Portal; single license; software, documentation and license key for download; class A; 6 languages: GE,EN,IT,FR,ES,ZN; executable under Windows 7 (32 bit, 64 bit), Windows 8.1 (64 bit), WinSrv 2008/2012 R2 (64 bit); ******************************* email address is mandatory for delivery | 1365 | TEM | 1 | Simatic | 0.001 | 0
6AV21040FA000AQ0 | EPL ROYALTY FOR SIMATIC WINCC RUNTIME ADVANCED 2048 POWERTAGS; ONLY VALID COMBINED WITH ENTERPRISE LICENSE CONTRACT, REQUIRES EPL-MASTER | 2207 | TEM | 1 | Simatic | 0.001 | 0
6AV21040FA000AR0 | EPL-MAINTENANCE FOR SIMATIC WINCC RUNTIME ADVANCED 2048 POWERTAGS; (EPL = ENTERPRISE LICENSE) MAINTENANCE CHARGE F. ROYALTY FOR 12 MONTHS, ONLY VALID COMBINED WITH ENTERPRISE LICENSE CONTRACT, REQUIRES EPL-MASTER | 441 | TEM | 1 | Simatic | 0.001 | 0
6AV21040FA030AA0 | SIMATIC WINCC RUNTIME ADVANCED 2048 POWERTAGS V13 SP1 RUNTIME SOFTWARE IN TIA PORTAL; SINGLE LICENSE; SOFTWARE AND DOCUMENTATION ON DVD; LICENSE KEY ON USB-STICK; CLASS A; 6 LANGUAGES: GE,EN,IT,FR,SP,CH; EXECUTABLE UNDER WINDOWS 7 (32 BIT, 64 BIT), WINDOWS 8.1 (64 BIT), WINSRV 2008/2012 R2 (64 BIT) | 2207 | TEM | 1 | Simatic | 0.25 | 0
6AV21040FA030AH0 | SIMATIC WINCC RUNTIME ADVANCED 2048 POWERTAGS V13 SP1 RUNTIME SOFTWARE IN TIA PORTAL; SINGLE LICENSE; SOFTWARE, DOCUMENTATION AND LICENSE KEY FOR DOWNLOAD; CLASS A; 6 LANGUAGES: GE,EN,IT,FR,SP,CH; EXECUTABLE UNDER WINDOWS 7 (32 BIT, 64 BIT), WINDOWS 8.1 (64 BIT), WINSRV 2008/2012 R2 (64 BIT) ******************************* E-MAIL ADDRESS IS MANDATORY FOR DELIVERY! | 2100 | TEM | 1 | Simatic | 0.001 | 0
6AV21040FA040AA0 | SIMATIC WinCC Runtime Advanced 2048 PowerTags V14, runtime software in TIA Portal; single license; software and documentation on DVD; license key on USB STick; class A; 6 languages: GE,EN,IT,FR,ES,ZN; executable under Windows 7 (32 bit, 64 bit), Windows 8.1 (64 bit), WinSrv 2008/2012 R2 (64 bit); | 2207 | TEM | 1 | Simatic | 0.228 | 0
6AV21040FA040AH0 | SIMATIC WinCC Runtime Advanced 2048 PowerTags V14, runtime software in TIA Portal; single license; software, documentation and license key for download; class A; 6 languages: GE,EN,IT,FR,ES,ZN; executable under Windows 7 (32 bit, 64 bit), Windows 8.1 (64 bit), WinSrv 2008/2012 R2 (64 bit); ******************************* email address is mandatory for delivery | 2100 | TEM | 1 | Simatic | 0.001 | 0
6AV21040HA000AQ0 | EPL ROYALTY FOR SIMATIC WINCC RUNTIME ADVANCED 4096 POWERTAGS; ONLY VALID COMBINED WITH ENTERPRISE LICENSE CONTRACT, REQUIRES EPL-MASTER | 3310 | TEM | 1 | Simatic | 0.001 | 0
6AV21040HA000AR0 | EPL-MAINTENANCE FOR SIMATIC WINCC RUNTIME ADVANCED 4096 POWERTAGS; (EPL = ENTERPRISE LICENSE) MAINTENANCE CHARGE F. ROYALTY FOR 12 MONTHS, ONLY VALID COMBINED WITH ENTERPRISE LICENSE CONTRACT, REQUIRES EPL-MASTER | 662 | TEM | 1 | Simatic | 0.001 | 0
6AV21040HA030AA0 | SIMATIC WINCC RUNTIME ADVANCED 4096 POWERTAGS V13 SP1 RUNTIME SOFTWARE IN TIA PORTAL; SINGLE LICENSE; SOFTWARE AND DOCUMENTATION ON DVD; LICENSE KEY ON USB-STICK; CLASS A; 6 LANGUAGES: GE,EN,IT,FR,SP,CH; EXECUTABLE UNDER WINDOWS 7 (32 BIT, 64 BIT), WINDOWS 8.1 (64 BIT), WINSRV 2008/2012 R2 (64 BIT) | 3310 | TEM | 1 | Simatic | 0.2 | 0
6AV21040HA030AH0 | SIMATIC WINCC RUNTIME ADVANCED 4096 POWERTAGS V13 SP1 RUNTIME SOFTWARE IN TIA PORTAL; SINGLE LICENSE; SOFTWARE, DOCUMENTATION AND LICENSE KEY FOR DOWNLOAD; CLASS A; 6 LANGUAGES: GE,EN,IT,FR,SP,CH; EXECUTABLE UNDER WINDOWS 7 (32 BIT, 64 BIT), WINDOWS 8.1 (64 BIT), WINSRV 2008/2012 R2 (64 BIT) ******************************* E-MAIL ADDRESS IS MANDATORY FOR DELIVERY! | 3150 | TEM | 1 | Simatic | 0.001 | 0
6AV21040HA040AA0 | SIMATIC WinCC Runtime Advanced 4096 PowerTags V14, runtime software in TIA Portal; single license; software and documentation on DVD; license key on USB STick; class A; 6 languages: GE,EN,IT,FR,ES,ZN; executable under Windows 7 (32 bit, 64 bit), Windows 8.1 (64 bit), WinSrv 2008/2012 R2 (64 bit); | 3310 | TEM | 1 | Simatic | 0.229 | 0
6AV21040HA040AH0 | SIMATIC WinCC Runtime Advanced 4096 PowerTags V14, runtime software in TIA Portal; single license; software, documentation and license key for download; class A; 6 languages: GE,EN,IT,FR,ES,ZN; executable under Windows 7 (32 bit, 64 bit), Windows 8.1 (64 bit), WinSrv 2008/2012 R2 (64 bit); ******************************* email address is mandatory for delivery | 3150 | TEM | 1 | Simatic | 0.001 | 0
6AV21040KA000AQ0 | EPL ROYALTY FOR SIMATIC WINCC RUNTIME ADVANCED 8192 POWERTAGS; ONLY VALID COMBINED WITH ENTERPRISE LICENSE CONTRACT, REQUIRES EPL-MASTER | 4413 | TEM | 1 | Simatic | 0.001 | 0
6AV21040KA000AR0 | EPL-MAINTENANCE FOR SIMATIC WINCC RUNTIME ADVANCED 8192 POWERTAGS; (EPL = ENTERPRISE LICENSE) MAINTENANCE CHARGE F. ROYALTY FOR 12 MONTHS, ONLY VALID COMBINED WITH ENTERPRISE LICENSE CONTRACT, REQUIRES EPL-MASTER | 882 | TEM | 1 | Simatic | 0.001 | 0
6AV21040KA030AA0 | SIMATIC WINCC RUNTIME ADVANCED 8192 POWERTAGS V13 SP1 RUNTIME SOFTWARE IN TIA PORTAL; SINGLE LICENSE; SOFTWARE AND DOCUMENTATION ON DVD; LICENSE KEY ON USB-STICK; CLASS A; 6 LANGUAGES: GE,EN,IT,FR,SP,CH; EXECUTABLE UNDER WINDOWS 7 (32 BIT, 64 BIT), WINDOWS 8.1 (64 BIT), WINSRV 2008/2012 R2 (64 BIT) | 4413 | TEM | 1 | Simatic | 0.2 | 0
6AV21040KA030AH0 | SIMATIC WINCC RUNTIME ADVANCED 8192 POWERTAGS V13 SP1 RUNTIME SOFTWARE IN TIA PORTAL; SINGLE LICENSE; SOFTWARE, DOCUMENTATION AND LICENSE KEY FOR DOWNLOAD; CLASS A; 6 LANGUAGES: GE,EN,IT,FR,SP,CH; EXECUTABLE UNDER WINDOWS 7 (32 BIT, 64 BIT), WINDOWS 8.1 (64 BIT), WINSRV 2008/2012 R2 (64 BIT) ******************************* E-MAIL ADDRESS IS MANDATORY FOR DELIVERY! | 4200 | TEM | 1 | Simatic | 0.001 | 0
6AV21040KA040AA0 | SIMATIC WinCC Runtime Advanced 8192 PowerTags V14, runtime software in TIA Portal; single license; software and documentation on DVD; license key on USB STick; class A; 6 languages: GE,EN,IT,FR,ES,ZN; executable under Windows 7 (32 bit, 64 bit), Windows 8.1 (64 bit), WinSrv 2008/2012 R2 (64 bit); | 4413 | TEM | 1 | Simatic | 0.23 | 0
6AV21040KA040AH0 | SIMATIC WinCC Runtime Advanced 8192 PowerTags V14, runtime software in TIA Portal; single license; software, documentation and license key for download; class A; 6 languages: GE,EN,IT,FR,ES,ZN; executable under Windows 7 (32 bit, 64 bit), Windows 8.1 (64 bit), WinSrv 2008/2012 R2 (64 bit); ******************************* email address is mandatory for delivery | 4200 | TEM | 1 | Simatic | 0.001 | 0
6AV21040LA040AA0 | SIMATIC WinCC Runtime Advanced 16384 PowerTags V14, runtime software in TIA Portal; single license; software and documentation on DVD; license key on USB STick; class A; 6 languages: GE,EN,IT,FR,ES,ZN; executable under Windows 7 (32 bit, 64 bit), Windows 8.1 (64 bit), WinSrv 2008/2012 R2 (64 bit); | 6064 | TEM | 1 | Simatic | 0.1 | 0
6AV21040LA040AH0 | SIMATIC WinCC Runtime Advanced 16384 PowerTags V14, runtime software in TIA Portal; single license; software, documentation and license key for download; class A; 6 languages: GE,EN,IT,FR,ES,ZN; executable under Windows 7 (32 bit, 64 bit), Windows 8.1 (64 bit), WinSrv 2008/2012 R2 (64 bit); ******************************* email address is mandatory for delivery | 5775 | TEM | 1 | Simatic | 0.001 | 0
6AV21040XX030DU8 | SIMATIC WINCC RUNTIME ADVANCED UPDATE V13 -> V13 SP1, DATA MEDIUM W/O LICENSE, UTILIZATION ONLY WITH VALID LICENSE FOR WINCC RUNTIME ADVANCED, 6 LANGUAGES(GE,EN,IT,FR,SP,CH), EXECUTABLE UNDER WINDOWS 7 (32/64 BIT) WINDOWS 8.1 (64 BIT), WINSRV 2008/2012 R2 (64 BIT) | 27.7 | TEM | 1 | Simatic | 0.236 | 0
6AV21042BD030BD0 | SIMATIC WINCC RUNTIME ADVANCED POWERPACK 128 POWERTAGS -> 512 POWERTAGS V13 (NO CHANGE OF VERSION) RUNTIME SOFTWARE IN TIA PORTAL; SINGLE LICENSE; WITHOUT SOFTWARE AND DOCUMENTATION; LICENSE KEY ON USB-STICK; CLASS A | 991 | TEM | 1 | Simatic | 0.148 | 0
6AV21042BD030BJ0 | SIMATIC WINCC RUNTIME ADVANCED POWERPACK 128 POWERTAGS -> 512 POWERTAGS V13 (NO CHANGE OF VERSION) RUNTIME SOFTWARE IN TIA PORTAL; SINGLE LICENSE; LICENSE KEY FOR DOWNLOAD; WITHOUT SOFTWARE AND DOCUMENTATION; CLASS A ******************************* E-MAIL ADDRESS IS MANDATORY FOR DELIVERY! | 945 | TEM | 1 | Simatic | 0.001 | 0
6AV21042BD040BD0 | SIMATIC WinCC Runtime Advanced Powerpack 128 PowerTags -> 512 PowerTags V14 (no change of version); runtime software in TIA Portal; single license; without software and documentation; license key on USB STick; class A; | 991 | TEM | 1 | Simatic | 0.153 | 0
6AV21042BD040BJ0 | SIMATIC WinCC Runtime Advanced Powerpack 128 PowerTags -> 512 PowerTags V14 (no change of version); runtime software in TIA Portal; single license; license key for download; without software and documentation; class A; ******************************* email address is mandatory for delivery | 945 | TEM | 1 | Simatic | 0.001 | 0
6AV21042DF030BD0 | SIMATIC WINCC RUNTIME ADVANCED POWERPACK 512 POWERTAGS -> 2048 POWERTAGS V13 (NO CHANGE OF VERSION) RUNTIME SOFTWARE IN TIA PORTAL; SINGLE LICENSE; WITHOUT SOFTWARE AND DOCUMENTATION; LICENSE KEY ON USB-STICK; CLASS A | 774 | TEM | 1 | Simatic | 0.148 | 0
6AV21042DF030BJ0 | SIMATIC WINCC RUNTIME ADVANCED POWERPACK 512 POWERTAGS -> 2048 POWERTAGS V13 (NO CHANGE OF VERSION) RUNTIME SOFTWARE IN TIA PORTAL; SINGLE LICENSE; LICENSE KEY FOR DOWNLOAD; WITHOUT SOFTWARE AND DOCUMENTATION; CLASS A ******************************* E-MAIL ADDRESS IS MANDATORY FOR DELIVERY! | 735 | TEM | 1 | Simatic | 0.001 | 0
6AV21042DF040BD0 | SIMATIC WinCC Runtime Advanced Powerpack 512 PowerTags -> 2048 PowerTags V14 (no change of version); runtime software in TIA Portal; single license; without software and documentation; license key on USB STick; class A; | 774 | TEM | 1 | Simatic | 0.147 | 0
6AV21042DF040BJ0 | SIMATIC WinCC Runtime Advanced Powerpack 512 PowerTags -> 2048 PowerTags V14 (no change of version); runtime software in TIA Portal; single license; license key for download; without software and documentation; class A; ******************************* email address is mandatory for delivery | 735 | TEM | 1 | Simatic | 0.001 | 0
6AV21042FH030BD0 | SIMATIC WINCC RUNTIME ADVANCED POWERPACK 2048 POWERTAGS -> 4096 POWERTAGS V13 (NO CHANGE OF VERSION) RUNTIME SOFTWARE IN TIA PORTAL; SINGLE LICENSE; WITHOUT SOFTWARE AND DOCUMENTATION; LICENSE KEY ON USB-STICK; CLASS A | 1104 | TEM | 1 | Simatic | 0.148 | 0
6AV21042FH030BJ0 | SIMATIC WINCC RUNTIME ADVANCED POWERPACK 2048 POWERTAGS -> 4096 POWERTAGS V13 (NO CHANGE OF VERSION) RUNTIME SOFTWARE IN TIA PORTAL; SINGLE LICENSE; LICENSE KEY FOR DOWNLOAD; WITHOUT SOFTWARE AND DOCUMENTATION; CLASS A ******************************* E-MAIL ADDRESS IS MANDATORY FOR DELIVERY! | 1050 | TEM | 1 | Simatic | 0.001 | 0
6AV21042FH040BD0 | SIMATIC WinCC Runtime Advanced Powerpack 2048 PowerTags -> 4096 PowerTags V14 (no change of version); runtime software in TIA Portal; single license; without software and documentation; license key on USB STick; class A; | 1104 | TEM | 1 | Simatic | 0.1 | 0
6AV21042FH040BJ0 | SIMATIC WinCC Runtime Advanced Powerpack 2048 PowerTags -> 4096 PowerTags V14 (no change of version); runtime software in TIA Portal; single license; license key for download; without software and documentation; class A; ******************************* email address is mandatory for delivery | 1050 | TEM | 1 | Simatic | 0.001 | 0
6AV21042HK030BD0 | SIMATIC WINCC RUNTIME ADVANCED POWERPACK 4096 POWERTAGS -> 8192 POWERTAGS V13 (NO CHANGE OF VERSION) RUNTIME SOFTWARE IN TIA PORTAL; SINGLE LICENSE; WITHOUT SOFTWARE AND DOCUMENTATION; LICENSE KEY ON USB-STICK; CLASS A | 1104 | TEM | 1 | Simatic | 0.148 | 0
6AV21042HK030BJ0 | SIMATIC WINCC RUNTIME ADVANCED POWERPACK 4096 POWERTAGS -> 8192 POWERTAGS V13 (NO CHANGE OF VERSION) RUNTIME SOFTWARE IN TIA PORTAL; SINGLE LICENSE; LICENSE KEY FOR DOWNLOAD; WITHOUT SOFTWARE AND DOCUMENTATION; CLASS A ******************************* E-MAIL ADDRESS IS MANDATORY FOR DELIVERY! | 1050 | TEM | 1 | Simatic | 0.001 | 0
6AV21042HK040BD0 | SIMATIC WinCC Runtime Advanced Powerpack 4096 PowerTags -> 8192 PowerTags V14 (no change of version); runtime software in TIA Portal; single license; without software and documentation; license key on USB STick; class A; | 1104 | TEM | 1 | Simatic | 0.148 | 0
6AV21042HK040BJ0 | SIMATIC WinCC Runtime Advanced Powerpack 4096 PowerTags -> 8192 PowerTags V14 (no change of version); runtime software in TIA Portal; single license; license key for download; without software and documentation; class A; ******************************* email address is mandatory for delivery | 1050 | TEM | 1 | Simatic | 0.001 | 0
6AV21042KL040BD0 | SIMATIC WinCC Runtime Advanced Powerpack 8192 PowerTags -> 16384 PowerTags V14 (no change of version); runtime software in TIA Portal; single license; without software and documentation; license key on USB STick; class A; | 1654 | TEM | 1 | Simatic | 0.1 | 0
6AV21042KL040BJ0 | SIMATIC WinCC Runtime Advanced Powerpack 8192 PowerTags -> 16384 PowerTags V14 (no change of version); runtime software in TIA Portal; single license; license key for download; without software and documentation; class A; ******************************* email address is mandatory for delivery | 1575 | TEM | 1 | Simatic | 0.001 | 0
6AV21043BB030AE0 | SIMATIC WINCC RUNTIME ADVANCED 128 POWERTAGS V13 SP1, UPGRADE V11..V12 -> V13 SP1; RUNTIME SOFTWARE IN TIA PORTAL; SINGLE LICENSE; SOFTWARE AND DOCUMENTATION ON DVD; LICENSE KEY ON USB-STICK; CLASS A; 6 LANGUAGES: GE,EN,IT,FR,SP,CH; EXECUTABLE UNDER WINDOWS 7 (32 BIT, 64 BIT), WINDOWS 8.1 (64 BIT), WINSRV 2008/2012 R2 (64 BIT) | 179 | TEM | 1 | Simatic | 0.2 | 0
6AV21043BB030AK0 | SIMATIC WINCC RUNTIME ADVANCED 128 POWERTAGS V13 SP1 UPGRADE V11..V12 -> V13 SP1; RUNTIME SOFTWARE IN TIA PORTAL; SINGLE LICENSE; SOFTWARE, DOCUMENTATION AND LICENSE KEY FOR DOWNLOAD; CLASS A; 6 LANGUAGES: GE,EN,IT,FR,SP,CH; EXECUTABLE UNDER WINDOWS 7 (32 BIT, 64 BIT), WINDOWS 8.1 (64 BIT), WINSRV 2008/2012 R2 (64 BIT) ******************************* E-MAIL ADDRESS IS MANDATORY FOR DELIVERY! | 168 | TEM | 1 | Simatic | 0.001 | 0
6AV21043BB040AE0 | SIMATIC WinCC Runtime Advanced 128 PowerTags V14, Upgrade V11..V13 -> V14; runtime software in TIA Portal; single license; software and documentation on DVD; license key on USB STick; class A; 6 languages: GE,EN,IT,FR,ES,ZN; executable under Windows 7 (32 bit, 64 bit), Windows 8.1 (64 bit), WinSrv 2008/2012 R2 (64 bit); | 179 | TEM | 1 | Simatic | 0.233 | 0
6AV21043BB040AK0 | SIMATIC WinCC Runtime Advanced 128 PowerTags V14, Upgrade V11..V13 -> V14; runtime software in TIA Portal; single license; software, documentation and license key for download; class A; 6 languages: GE,EN,IT,FR,ES,ZN; executable under Windows 7 (32 bit, 64 bit), Windows 8.1 (64 bit), WinSrv 2008/2012 R2 (64 bit); ******************************* email address is mandatory for delivery | 168 | TEM | 1 | Simatic | 0.001 | 0
6AV21043DD030AE0 | SIMATIC WINCC RUNTIME ADVANCED 512 POWERTAGS V13 SP1, UPGRADE V11..V12 -> V1 SP13; RUNTIME SOFTWARE IN TIA PORTAL; SINGLE LICENSE; SOFTWARE AND DOCUMENTATION ON DVD; LICENSE KEY ON USB-STICK; CLASS A; 6 LANGUAGES: GE,EN,IT,FR,SP,CH; EXECUTABLE UNDER WINDOWS 7 (32 BIT, 64 BIT), WINDOWS 8.1 (64 BIT), WINSRV 2008/2012 R2 (64 BIT) | 574 | TEM | 1 | Simatic | 0.2 | 0
6AV21043DD030AK0 | SIMATIC WINCC RUNTIME ADVANCED 512 POWERTAGS V13 SP1 UPGRADE V11..V12 -> V13 SP1; RUNTIME SOFTWARE IN TIA PORTAL; SINGLE LICENSE; SOFTWARE, DOCUMENTATION AND LICENSE KEY FOR DOWNLOAD; CLASS A; 6 LANGUAGES: GE,EN,IT,FR,SP,CH; EXECUTABLE UNDER WINDOWS 7 (32 BIT, 64 BIT), WINDOWS 8.1 (64 BIT), WINSRV 2008/2012 R2 (64 BIT) ******************************* E-MAIL ADDRESS IS MANDATORY FOR DELIVERY! | 546 | TEM | 1 | Simatic | 0.001 | 0
6AV21043DD040AE0 | SIMATIC WinCC Runtime Advanced 512 PowerTags V14, Upgrade V11..V13 -> V14; runtime software in TIA Portal; single license; software and documentation on DVD; license key on USB STick; class A; 6 languages: GE,EN,IT,FR,ES,ZN; executable under Windows 7 (32 bit, 64 bit), Windows 8.1 (64 bit), WinSrv 2008/2012 R2 (64 bit); | 574 | TEM | 1 | Simatic | 0.1 | 0
6AV21043DD040AK0 | SIMATIC WinCC Runtime Advanced 512 PowerTags V14, Upgrade V11..V13 -> V14; runtime software in TIA Portal; single license; software, documentation and license key for download; class A; 6 languages: GE,EN,IT,FR,ES,ZN; executable under Windows 7 (32 bit, 64 bit), Windows 8.1 (64 bit), WinSrv 2008/2012 R2 (64 bit); ******************************* email address is mandatory for delivery | 546 | TEM | 1 | Simatic | 0.001 | 0
6AV21043FF030AE0 | SIMATIC WINCC RUNTIME ADVANCED 2048 POWERTAGS V13 SP1, UPGRADE V11..V12 -> V13 SP1; RUNTIME SOFTWARE IN TIA PORTAL; SINGLE LICENSE; SOFTWARE AND DOCUMENTATION ON DVD; LICENSE KEY ON USB-STICK; CLASS A; 6 LANGUAGES: GE,EN,IT,FR,SP,CH; EXECUTABLE UNDER WINDOWS 7 (32 BIT, 64 BIT), WINDOWS 8.1 (64 BIT), WINSRV 2008/2012 R2 (64 BIT) | 882 | TEM | 1 | Simatic | 0.2 | 0
6AV21043FF030AK0 | SIMATIC WINCC RUNTIME ADVANCED 2048 POWERTAGS V13 SP1 UPGRADE V11..V12 -> V13 SP1; RUNTIME SOFTWARE IN TIA PORTAL; SINGLE LICENSE; SOFTWARE, DOCUMENTATION AND LICENSE KEY FOR DOWNLOAD; CLASS A; 6 LANGUAGES: GE,EN,IT,FR,SP,CH; EXECUTABLE UNDER WINDOWS 7 (32 BIT, 64 BIT), WINDOWS 8.1 (64 BIT), WINSRV 2008/2012 R2 (64 BIT) ******************************* E-MAIL ADDRESS IS MANDATORY FOR DELIVERY! | 840 | TEM | 1 | Simatic | 0.001 | 0
6AV21043FF040AE0 | SIMATIC WinCC Runtime Advanced 2048 PowerTags V14, Upgrade V11..V13 -> V14; runtime software in TIA Portal; single license; software and documentation on DVD; license key on USB STick; class A; 6 languages: GE,EN,IT,FR,ES,ZN; executable under Windows 7 (32 bit, 64 bit), Windows 8.1 (64 bit), WinSrv 2008/2012 R2 (64 bit); | 882 | TEM | 1 | Simatic | 0.1 | 0
6AV21043FF040AK0 | SIMATIC WinCC Runtime Advanced 2048 PowerTags V14, Upgrade V11..V13 -> V14; runtime software in TIA Portal; single license; software, documentation and license key for download; class A; 6 languages: GE,EN,IT,FR,ES,ZN; executable under Windows 7 (32 bit, 64 bit), Windows 8.1 (64 bit), WinSrv 2008/2012 R2 (64 bit); ******************************* email address is mandatory for delivery | 840 | TEM | 1 | Simatic | 0.001 | 0
6AV21043HH030AE0 | SIMATIC WINCC RUNTIME ADVANCED 4096 POWERTAGS V13 SP1, UPGRADE V11..V12 -> V13 SP1; RUNTIME SOFTWARE IN TIA PORTAL; SINGLE LICENSE; SOFTWARE AND DOCUMENTATION ON DVD; LICENSE KEY ON USB-STICK; CLASS A; 6 LANGUAGES: GE,EN,IT,FR,SP,CH; EXECUTABLE UNDER WINDOWS 7 (32 BIT, 64 BIT), WINDOWS 8.1 (64 BIT), WINSRV 2008/2012 R2 (64 BIT) | 1326 | TEM | 1 | Simatic | 0.2 | 0
6AV21043HH030AK0 | SIMATIC WINCC RUNTIME ADVANCED 4096 POWERTAGS V13 SP1 UPGRADE V11..V12 -> V13 SP1; RUNTIME SOFTWARE IN TIA PORTAL; SINGLE LICENSE; SOFTWARE, DOCUMENTATION AND LICENSE KEY FOR DOWNLOAD; CLASS A; 6 LANGUAGES: GE,EN,IT,FR,SP,CH; EXECUTABLE UNDER WINDOWS 7 (32 BIT, 64 BIT), WINDOWS 8.1 (64 BIT), WINSRV 2008/2012 R2 (64 BIT) ******************************* E-MAIL ADDRESS IS MANDATORY FOR DELIVERY! | 1260 | TEM | 1 | Simatic | 0.001 | 0
6AV21043HH040AE0 | SIMATIC WinCC Runtime Advanced 4096 PowerTags V14, Upgrade V11..V13 -> V14; runtime software in TIA Portal; single license; software and documentation on DVD; license key on USB STick; class A; 6 languages: GE,EN,IT,FR,ES,ZN; executable under Windows 7 (32 bit, 64 bit), Windows 8.1 (64 bit), WinSrv 2008/2012 R2 (64 bit); | 1326 | TEM | 1 | Simatic | 0.241 | 0
6AV21043HH040AK0 | SIMATIC WinCC Runtime Advanced 4096 PowerTags V14, Upgrade V11..V13 -> V14; runtime software in TIA Portal; single license; software, documentation and license key for download; class A; 6 languages: GE,EN,IT,FR,ES,ZN; executable under Windows 7 (32 bit, 64 bit), Windows 8.1 (64 bit), WinSrv 2008/2012 R2 (64 bit); ******************************* email address is mandatory for delivery | 1260 | TEM | 1 | Simatic | 0.001 | 0
6AV21043KK030AE0 | SIMATIC WINCC RUNTIME ADVANCED 8192 POWERTAGS V13 SP1, UPGRADE V11..V12 -> V13 SP1; RUNTIME SOFTWARE IN TIA PORTAL; SINGLE LICENSE; SOFTWARE AND DOCUMENTATION ON DVD; LICENSE KEY ON USB-STICK; CLASS A; 6 LANGUAGES: GE,EN,IT,FR,SP,CH; EXECUTABLE UNDER WINDOWS 7 (32 BIT, 64 BIT), WINDOWS 8.1 (64 BIT), WINSRV 2008/2012 R2 (64 BIT) | 1763 | TEM | 1 | Simatic | 0.2 | 0
6AV21043KK030AK0 | SIMATIC WINCC RUNTIME ADVANCED 8192 POWERTAGS V13 SP1 UPGRADE V11..V12 -> V13 SP1; RUNTIME SOFTWARE IN TIA PORTAL; SINGLE LICENSE; SOFTWARE, DOCUMENTATION AND LICENSE KEY FOR DOWNLOAD; CLASS A; 6 LANGUAGES: GE,EN,IT,FR,SP,CH; EXECUTABLE UNDER WINDOWS 7 (32 BIT, 64 BIT), WINDOWS 8.1 (64 BIT), WINSRV 2008/2012 R2 (64 BIT) ******************************* E-MAIL ADDRESS IS MANDATORY FOR DELIVERY! | 1680 | TEM | 1 | Simatic | 0.001 | 0
6AV21043KK040AE0 | SIMATIC WinCC Runtime Advanced 8192 PowerTags V14, Upgrade V11..V13 -> V14; runtime software in TIA Portal; single license; software and documentation on DVD; license key on USB STick; class A; 6 languages: GE,EN,IT,FR,ES,ZN; executable under Windows 7 (32 bit, 64 bit), Windows 8.1 (64 bit), WinSrv 2008/2012 R2 (64 bit); | 1763 | TEM | 1 | Simatic | 0.243 | 0
6AV21043KK040AK0 | SIMATIC WinCC Runtime Advanced 8192 PowerTags V14, Upgrade V11..V13 -> V14; runtime software in TIA Portal; single license; software, documentation and license key for download; class A; 6 languages: GE,EN,IT,FR,ES,ZN; executable under Windows 7 (32 bit, 64 bit), Windows 8.1 (64 bit), WinSrv 2008/2012 R2 (64 bit); ******************************* email address is mandatory for delivery | 1680 | TEM | 1 | Simatic | 0.001 | 0
6AV21044BB030AE0 | SIMATIC WINCC RUNTIME ADVANCED 128 POWERTAGS V13 SP1, UPGRADE WINCC FLEXIBLE 2008 RUNTIME 128 POWERTAGS -> WINCC RUNTIME ADVANCED 128 POWERTAGS V13 SP1; RUNTIME SOFTWARE IN TIA PORTAL; SINGLE LICENSE; SOFTWARE AND DOCUMENTATION ON DVD; LICENSE KEY ON USB-STICK; CLASS A; 6 LANGUAGES: GE,EN,IT,FR,SP,CH; EXECUTABLE UNDER WINDOWS 7 (32 BIT, 64 BIT), WINDOWS 8.1 (64 BIT), WINSRV 2008/2012 R2 (64 BIT) | 179 | TEM | 1 | Simatic | 0.2 | 0
6AV21044BB030AK0 | SIMATIC WINCC RUNTIME ADVANCED 128 POWERTAGS V13 SP1 UPGRADE WINCC FLEXIBLE 2008 RUNTIME 128 POWERTAGS -> WINCC RUNTIME ADVANCED 128 POWERTAGS V13 SP1; RUNTIME SOFTWARE IN TIA PORTAL; SINGLE LICENSE; SOFTWARE, DOCUMENTATION AND LICENSE KEY FOR DOWNLOAD; CLASS A; 6 LANGUAGES: GE,EN,IT,FR,SP,CH; EXECUTABLE UNDER WINDOWS 7 (32 BIT, 64 BIT), WINDOWS 8.1 (64 BIT), WINSRV 2008/2012 R2 (64 BIT) ******************************* E-MAIL ADDRESS IS MANDATORY FOR DELIVERY! | 168 | TEM | 1 | Simatic | 0.001 | 0
6AV21044BB040AE0 | SIMATIC WinCC Runtime Advanced 128 PowerTags V14, Upgrade WinCC flexible 2008 Runtime 128 PowerTags -> WinCC Runtime Advanced 128 PowerTags V14; runtime software in TIA Portal; single license; software and documentation on DVD; license key on USB STick; class A; 6 languages: GE,EN,IT,FR,ES,ZN; executable under Windows 7 (32 bit, 64 bit), Windows 8.1 (64 bit), WinSrv 2008/2012 R2 (64 bit); | 179 | TEM | 1 | Simatic | 0.1 | 0
6AV21044BB040AK0 | SIMATIC WinCC Runtime Advanced 128 PowerTags V14, Upgrade WinCC flexible 2008 Runtime 128 PowerTags -> WinCC Runtime Advanced 128 PowerTags V14; runtime software in TIA Portal; single license; software, documentation and license key for download; class A; 6 languages: GE,EN,IT,FR,ES,ZN; executable under Windows 7 (32 bit, 64 bit), Windows 8.1 (64 bit), WinSrv 2008/2012 R2 (64 bit); ******************************* email address is mandatory for delivery | 168 | TEM | 1 | Simatic | 0.001 | 0
6AV21044DD030AE0 | SIMATIC WINCC RUNTIME ADVANCED 512 POWERTAGS V13 SP1, UPGRADE WINCC FLEXIBLE 2008 RUNTIME 512 POWERTAGS -> WINCC RUNTIME ADVANCED 512 POWERTAGS V13 SP1; RUNTIME SOFTWARE IN TIA PORTAL; SINGLE LICENSE; SOFTWARE AND DOCUMENTATION ON DVD; LICENSE KEY ON USB-STICK; CLASS A; 6 LANGUAGES: GE,EN,IT,FR,SP,CH; EXECUTABLE UNDER WINDOWS 7 (32 BIT, 64 BIT), WINDOWS 8.1 (64 BIT), WINSRV 2008/2012 R2 (64 BIT) | 574 | TEM | 1 | Simatic | 0.2 | 0
6AV21044DD030AK0 | SIMATIC WINCC RUNTIME ADVANCED 512 POWERTAGS V13 SP1 UPGRADE WINCC FLEXIBLE 2008 RUNTIME 512 POWERTAGS -> WINCC RUNTIME ADVANCED 512 POWERTAGS V13 SP1; RUNTIME SOFTWARE IN TIA PORTAL; SINGLE LICENSE; SOFTWARE, DOCUMENTATION AND LICENSE KEY FOR DOWNLOAD; CLASS A; 6 LANGUAGES: GE,EN,IT,FR,SP,CH; EXECUTABLE UNDER WINDOWS 7 (32 BIT, 64 BIT), WINDOWS 8.1 (64 BIT), WINSRV 2008/2012 R2 (64 BIT) ******************************* E-MAIL ADDRESS IS MANDATORY FOR DELIVERY! | 546 | TEM | 1 | Simatic | 0.001 | 0
6AV21044DD040AE0 | SIMATIC WinCC Runtime Advanced 512 PowerTags V14, Upgrade WinCC flexible 2008 Runtime 512 PowerTags -> WinCC Runtime Advanced 512 PowerTags V14; runtime software in TIA Portal; single license; software and documentation on DVD; license key on USB STick; class A; 6 languages: GE,EN,IT,FR,ES,ZN; executable under Windows 7 (32 bit, 64 bit), Windows 8.1 (64 bit), WinSrv 2008/2012 R2 (64 bit); | 574 | TEM | 1 | Simatic | 0.236 | 0
6AV21044DD040AK0 | SIMATIC WinCC Runtime Advanced 512 PowerTags V14, Upgrade WinCC flexible 2008 Runtime 512 PowerTags -> WinCC Runtime Advanced 512 PowerTags V14; runtime software in TIA Portal; single license; software, documentation and license key for download; class A; 6 languages: GE,EN,IT,FR,ES,ZN; executable under Windows 7 (32 bit, 64 bit), Windows 8.1 (64 bit), WinSrv 2008/2012 R2 (64 bit); ******************************* email address is mandatory for delivery | 546 | TEM | 1 | Simatic | 0.001 | 0
6AV21044FF030AE0 | SIMATIC WINCC RUNTIME ADVANCED 2048 POWERTAGS V13 SP1, UPGRADE WINCC FLEXIBLE 2008 RUNTIME 2048 POWERTAGS -> WINCC RUNTIME ADVANCED 2048 POWERTAGS V13 SP1; RUNTIME SOFTWARE IN TIA PORTAL; SINGLE LICENSE; SOFTWARE AND DOCUMENTATION ON DVD; LICENSE KEY ON USB-STICK; CLASS A; 6 LANGUAGES: GE,EN,IT,FR,SP,CH; EXECUTABLE UNDER WINDOWS 7 (32 BIT, 64 BIT), WINDOWS 8.1 (64 BIT), WINSRV 2008/2012 R2 (64 BIT) | 882 | TEM | 1 | Simatic | 0.2 | 0
6AV21044FF030AK0 | SIMATIC WINCC RUNTIME ADVANCED 2048 POWERTAGS V13 SP1 UPGRADE WINCC FLEXIBLE 2008 RUNTIME 2048 POWERTAGS -> WINCC RUNTIME ADVANCED 2048 POWERTAGS V13 SP1; RUNTIME SOFTWARE IN TIA PORTAL; SINGLE LICENSE; SOFTWARE, DOCUMENTATION AND LICENSE KEY FOR DOWNLOAD; CLASS A; 6 LANGUAGES: GE,EN,IT,FR,SP,CH; EXECUTABLE UNDER WINDOWS 7 (32 BIT, 64 BIT), WINDOWS 8.1 (64 BIT), WINSRV 2008/2012 R2 (64 BIT) ******************************* E-MAIL ADDRESS IS MANDATORY FOR DELIVERY! | 840 | TEM | 1 | Simatic | 0.001 | 0
6AV21044FF040AE0 | SIMATIC WinCC Runtime Advanced 2048 PowerTags V14, Upgrade WinCC flexible 2008 Runtime 2048 PowerTags -> WinCC Runtime Advanced 2048 PowerTags V14; runtime software in TIA Portal; single license; software and documentation on DVD; license key on USB STick; class A; 6 languages: GE,EN,IT,FR,ES,ZN; executable under Windows 7 (32 bit, 64 bit), Windows 8.1 (64 bit), WinSrv 2008/2012 R2 (64 bit); | 882 | TEM | 1 | Simatic | 0.232 | 0
6AV21044FF040AK0 | SIMATIC WinCC Runtime Advanced 2048 PowerTags V14, Upgrade WinCC flexible 2008 Runtime 2048 PowerTags -> WinCC Runtime Advanced 2048 PowerTags V14; runtime software in TIA Portal; single license; software, documentation and license key for download; class A; 6 languages: GE,EN,IT,FR,ES,ZN; executable under Windows 7 (32 bit, 64 bit), Windows 8.1 (64 bit), WinSrv 2008/2012 R2 (64 bit); ******************************* email address is mandatory for delivery | 840 | TEM | 1 | Simatic | 0.001 | 0
6AV21044HH030AE0 | SIMATIC WINCC RUNTIME ADVANCED 4096 POWERTAGS V13 SP1, UPGRADE WINCC FLEXIBLE 2008 RUNTIME 4096 POWERTAGS -> WINCC RUNTIME ADVANCED 4096 POWERTAGS V13 SP1; RUNTIME SOFTWARE IN TIA PORTAL; SINGLE LICENSE; SOFTWARE AND DOCUMENTATION ON DVD; LICENSE KEY ON USB-STICK; CLASS A; 6 LANGUAGES: GE,EN,IT,FR,SP,CH; EXECUTABLE UNDER WINDOWS 7 (32 BIT, 64 BIT), WINDOWS 8.1 (64 BIT), WINSRV 2008/2012 R2 (64 BIT) | 1326 | TEM | 1 | Simatic | 0.226 | 0
6AV21044HH030AK0 | SIMATIC WINCC RUNTIME ADVANCED 4096 POWERTAGS V13 SP1 UPGRADE WINCC FLEXIBLE 2008 RUNTIME 4096 POWERTAGS -> WINCC RUNTIME ADVANCED 4096 POWERTAGS V13 SP1; RUNTIME SOFTWARE IN TIA PORTAL; SINGLE LICENSE; SOFTWARE, DOCUMENTATION AND LICENSE KEY FOR DOWNLOAD; CLASS A; 6 LANGUAGES: GE,EN,IT,FR,SP,CH; EXECUTABLE UNDER WINDOWS 7 (32 BIT, 64 BIT), WINDOWS 8.1 (64 BIT), WINSRV 2008/2012 R2 (64 BIT) ******************************* E-MAIL ADDRESS IS MANDATORY FOR DELIVERY! | 1260 | TEM | 1 | Simatic | 0.001 | 0
6AV21044HH040AE0 | SIMATIC WinCC Runtime Advanced 4096 PowerTags V14, Upgrade WinCC flexible 2008 Runtime 4096 PowerTags -> WinCC Runtime Advanced 4096 PowerTags V14; runtime software in TIA Portal; single license; software and documentation on DVD; license key on USB STick; class A; 6 languages: GE,EN,IT,FR,ES,ZN; executable under Windows 7 (32 bit, 64 bit), Windows 8.1 (64 bit), WinSrv 2008/2012 R2 (64 bit); | 1326 | TEM | 1 | Simatic | 0.1 | 0
6AV21044HH040AK0 | SIMATIC WinCC Runtime Advanced 4096 PowerTags V14, Upgrade WinCC flexible 2008 Runtime 4096 PowerTags -> WinCC Runtime Advanced 4096 PowerTags V14; runtime software in TIA Portal; single license; software, documentation and license key for download; class A; 6 languages: GE,EN,IT,FR,ES,ZN; executable under Windows 7 (32 bit, 64 bit), Windows 8.1 (64 bit), WinSrv 2008/2012 R2 (64 bit); ******************************* email address is mandatory for delivery | 1260 | TEM | 1 | Simatic | 0.001 | 0
6AV21044KK030AE0 | SIMATIC WINCC RUNTIME ADVANCED 8192 POWERTAGS V13 SP1, UPGRADE WINCC FLEXIBLE 2008 RUNTIME 8000 POWERTAGS -> WINCC RUNTIME ADVANCED 8192 POWERTAGS V13 SP1; RUNTIME SOFTWARE IN TIA PORTAL; SINGLE LICENSE; SOFTWARE AND DOCUMENTATION ON DVD; LICENSE KEY ON USB-STICK; CLASS A; 6 LANGUAGES: GE,EN,IT,FR,SP,CH; EXECUTABLE UNDER WINDOWS 7 (32 BIT, 64 BIT), WINDOWS 8.1 (64 BIT), WINSRV 2008/2012 R2 (64 BIT) | 1763 | TEM | 1 | Simatic | 0.2 | 0
6AV21044KK030AK0 | SIMATIC WINCC RUNTIME ADVANCED 8192 POWERTAGS V13 SP1 UPGRADE WINCC FLEXIBLE 2008 RUNTIME 8000 POWERTAGS -> WINCC RUNTIME ADVANCED 8192 POWERTAGS V13 SP1; RUNTIME SOFTWARE IN TIA PORTAL; SINGLE LICENSE; SOFTWARE, DOCUMENTATION AND LICENSE KEY FOR DOWNLOAD; CLASS A; 6 LANGUAGES: GE,EN,IT,FR,SP,CH; EXECUTABLE UNDER WINDOWS 7 (32 BIT, 64 BIT), WINDOWS 8.1 (64 BIT), WINSRV 2008/2012 R2 (64 BIT) ******************************* E-MAIL ADDRESS IS MANDATORY FOR DELIVERY! | 1680 | TEM | 1 | Simatic | 0.001 | 0
6AV21044KK040AE0 | SIMATIC WinCC Runtime Advanced 8192 PowerTags V14, Upgrade WinCC flexible 2008 Runtime 8000 PowerTags -> WinCC Runtime Advanced 8192 PowerTags V14; runtime software in TIA Portal; single license; software and documentation on DVD; license key on USB STick; class A; 6 languages: GE,EN,IT,FR,ES,ZN; executable under Windows 7 (32 bit, 64 bit), Windows 8.1 (64 bit), WinSrv 2008/2012 R2 (64 bit); | 1763 | TEM | 1 | Simatic | 0.1 | 0
6AV21044KK040AK0 | SIMATIC WinCC Runtime Advanced 8192 PowerTags V14, Upgrade WinCC flexible 2008 Runtime 8000 PowerTags -> WinCC Runtime Advanced 8192 PowerTags V14; runtime software in TIA Portal; single license; software, documentation and license key for download; class A; 6 languages: GE,EN,IT,FR,ES,ZN; executable under Windows 7 (32 bit, 64 bit), Windows 8.1 (64 bit), WinSrv 2008/2012 R2 (64 bit); ******************************* email address is mandatory for delivery | 1680 | TEM | 1 | Simatic | 0.001 | 0
6AV21048XA000AP0 | EPL MASTER FOR WINCC RUNTIME ADVANCED V14 (EPL = ENTERPRISE LICENSE); ROYALTY-DUTY PER 1 INSTALLATION; ONLY VALID COMBINED WITH ENTERPRISE LICENSE CONTRACT | 314 | TEM | 1 | Simatic | 0.6 | 0
6AV21070CA000BB0 | SIMATIC WINCC SM@RT SERVER FOR RUNTIME ADVANCED OPTION F. WINCC (TIA PORTAL) RUNTIME-SW, SINGLE LICENSE WITHOUT SW AND DOCU. LICENSE KEY ON USB STICK, CLASS A | 331 | TEM | 1 | Simatic | 0.146 | 0
6AV21070CA000BH0 | SIMATIC WINCC SM@RT SERVER FOR RUNTIME ADVANCED OPTION F. WINCC (TIA PORTAL) LICENSE KEY DOWNLOAD, SINGLE LICENSE F.1 INSTALLATION RT-SW, W/O SW AND DOCU, CLASS A ******************************* E-MAIL ADDRESS IS MANDATORY FOR DELIVERY! | 315 | TEM | 1 | Simatic | 0.015 | 0
6AV21070CP000BB0 | SIMATIC WINCC SM@RT SERVER FOR SIMATIC PANELS OPTION FOR WinCC V11, V12, V13; RUNTIME-SW, SINGLE LICENSE WITHOUT SW AND DOCU. LICENSE KEY ON USB STICK, CLASS A | 331 | TEM | 1 | Simatic | 0.149 | 0
6AV21070CP000BH0 | SIMATIC WINCC SM@RT SERVER FOR SIMATIC PANELS OPTION FOR WinCC V11, V12, V13; LICENSE KEY DOWNLOAD, SINGLE LICENSE F.1 INSTALLATION RT-SW, W/O SW AND DOCU, CLASS A ******************************* E-MAIL ADDRESS IS MANDATORY FOR DELIVERY! | 315 | TEM | 1 | Simatic | 0.015 | 0
6AV21070CR000BB0 | SIMATIC WinCC Sm@rtServer for SIMATIC Basic Panels, Option for WinCC V14 or higher; runtime software in TIA Portal; single license; w/o software and documentation; license key on USB STick; class A; | 166 | TEM | 1 | Simatic | 0.148 | 0
6AV21070CR000BH0 | SIMATIC WinCC Sm@rtServer for SIMATIC Basic Panels, Option for WinCC V14 or higher; runtime software in TIA Portal; single license; license key for download; without software and documentation; class A; ******************************* email address is mandatory for delivery | 158 | TEM | 1 | Simatic | 0.001 | 0
6AV21070GA000BB0 | SIMATIC WINCC LOGGING FOR RUNTIME ADVANCED OPTION F. WINCC (TIA PORTAL) RUNTIME-SW, SINGLE LICENSE WITHOUT SW AND DOCU. LICENSE KEY ON USB STICK, CLASS A | 277 | TEM | 1 | Simatic | 0.15 | 0
6AV21070GA000BH0 | SIMATIC WINCC LOGGING FOR RUNTIME ADVANCED OPTION F. WINCC (TIA PORTAL) LICENSE KEY DOWNLOAD, SINGLE LICENSE F.1 INSTALLATION RT-SW, W/O SW AND DOCU, CLASS A ******************************* E-MAIL ADDRESS IS MANDATORY FOR DELIVERY! | 263 | TEM | 1 | Simatic | 0.015 | 0
6AV21070HA000BB0 | SIMATIC WINCC RECIPES + LOGGING FOR RUNTIME ADVANCED OPTION F. WINCC (TIA PORTAL) RUNTIME-SW, SINGLE LICENSE WITHOUT SW AND DOCU. LICENSE KEY ON USB STICK, CLASS A | 433 | TEM | 1 | Simatic | 0.147 | 0
6AV21070HA000BH0 | SIMATIC WINCC RECIPES + LOGGING FOR RUNTIME ADVANCED OPTION F. WINCC (TIA PORTAL) LICENSE KEY DOWNLOAD, SINGLE LICENSE, RT-SW, W/O SW AND DOCU, CLASS A ******************************* E-MAIL ADDRESS IS MANDATORY FOR DELIVERY! | 420 | TEM | 1 | Simatic | 0.015 | 0
6AV21070JA000BB0 | SIMATIC WINCC RECIPES FOR RUNTIME ADVANCED OPTION F. WINCC (TIA PORTAL) RUNTIME-SW, SINGLE LICENSE WITHOUT SW AND DOCU. LICENSE KEY ON USB STICK, CLASS A | 277 | TEM | 1 | Simatic | 0.145 | 0
6AV21070JA000BH0 | SIMATIC WINCC RECIPES FOR RUNTIME ADVANCED OPTION F. WINCC (TIA PORTAL) LICENSE KEY DOWNLOAD, SINGLE LICENSE F.1 INSTALLATION RT-SW, W/O SW AND DOCU, CLASS A ******************************* E-MAIL ADDRESS IS MANDATORY FOR DELIVERY! | 263 | TEM | 1 | Simatic | 0.015 | 0
6AV21070PX031AA5 | SIMATIC VISUALIZATION ARCHITECT V2.0; ENGINEERING SOFTWARE; FLOATING LICENSE; SW AND DOCUMENTATION ON CD. LICENSE KEY ON USB-STICK; ***DELIVERY NOT BEFORE SPECIAL RELEASE IS GIVEN*** | 2380 | TEM | 1 | Simatic | 0.224 | 0
6AV21070PX040AA5 | SIMATIC Visualization Architect V14; Engineering Software in TIA Portal; floating license; software and documentation on CD; license key on USB STick; class A; 6 languages: GE,EN,IT,FR,ES,ZN. | 4148 | TEM | 1 | Simatic | 0.241 | 0
6AV21070PX040AA6 | SIMATIC Visualization Architect V14, 90 days rental license; Engineering Software in TIA Portal; software and documentation on CD; license key on USB STick; class A; 6 languages: GE,EN,IT,FR,ES,ZN. | 1109 | TEM | 1 | Simatic | 0.23 | 0
6AV21070PX040AA7 | SIMATIC Visualization Architect Trial V14; Engineering Software in TIA Portal; floating license; software and documentation on CD; class A; 6 languages: GE,EN,IT,FR,ES,ZN. | 27.3 | TEM | 1 | Simatic | 0.231 | 0
6AV21070PX040AH5 | SIMATIC Visualization Architect V14; Engineering Software in TIA Portal; floating license; software, documentation and license key for download; class A; 6 languages: GE,EN,IT,FR,ES,ZN; ******************************* email address is mandatory for delivery | 3927 | TEM | 1 | Simatic | 0.001 | 0
6AV21070PX040AH6 | SIMATIC Visualization Architect V14, 90 days rental license; Engineering Software in TIA Portal; software, documentation and license key for download; class A; 6 languages: GE,EN,IT,FR,ES,ZN; ******************************* email address is mandatory for delivery | 1008 | TEM | 1 | Simatic | 0.001 | 0
6AV21070RA000BB0 | SIMATIC WINCC AUDIT FOR RUNTIME ADVANCED OPTION F. WINCC (TIA PORTAL) RUNTIME-SW, SINGLE LICENSE WITHOUT SW AND DOCU. LICENSE KEY ON USB STICK, CLASS A | 751 | TEM | 1 | Simatic | 0.145 | 0
6AV21070RA000BH0 | SIMATIC WINCC AUDIT FOR RUNTIME ADVANCED OPTION F. WINCC (TIA PORTAL) LICENSE KEY DOWNLOAD, SINGLE LICENSE F.1 INSTALLATION RT-SW, W/O SW AND DOCU, CLASS A ******************************* E-MAIL ADDRESS IS MANDATORY FOR DELIVERY! | 714 | TEM | 1 | Simatic | 0.015 | 0
6AV21070RP000BB0 | SIMATIC WINCC AUDIT FOR SIMATIC COMFORT/MOBILE PANELS OPTION F. WINCC (TIA PORTAL) RUNTIME-SW, SINGLE LICENSE WITHOUT SW AND DOCU. LICENSE KEY ON USB STICK, CLASS A | 497 | TEM | 1 | Simatic | 0.151 | 0
6AV21070RP000BH0 | SIMATIC WINCC AUDIT FOR SIMATIC COMFORT/MOBILE PANELS OPTION F. WINCC (TIA PORTAL) LICENSE KEY DOWNLOAD, SINGLE LICENSE F.1 INSTALLATION RT-SW, W/O SW AND DOCU, CLASS A ******************************* E-MAIL ADDRESS IS MANDATORY FOR DELIVERY! | 473 | TEM | 1 | Simatic | 0.015 | 0
6AV21070UA000BB0 | SIMATIC ProDiag for WinCC Runtime Advanced, controls for WinCC V14 or higher; runtime software in TIA Portal; single license; w/o software and documentation; license key on USB STick; class A; | 867 | TEM | 1 | Simatic | 0.151 | 0
6AV21070UA000BH0 | SIMATIC ProDiag for WinCC Runtime Advanced, controls for WinCC V14 or higher; runtime software in TIA Portal; single license; license key for download; without software and documentation; class A; ******************************* email address is mandatory for delivery | 788 | TEM | 1 | Simatic | 0.001 | 0
6AV21070UP000BB0 | SIMATIC ProDiag for SIMATIC Comfort/Mobile Panels, controls for WinCC V14 or higher; runtime software in TIA Portal; single license; w/o software and documentation; license key on USB STick; documentation; class A; | 578 | TEM | 1 | Simatic | 0.15 | 0
6AV21070UP000BH0 | SIMATIC ProDiag for SIMATIC Comfort/Mobile Panels, controls for WinCC V14 or higher; runtime software in TIA Portal; single license; license key for download; without software and documentation; class A; ******************************* email address is mandatory for delivery | 525 | TEM | 1 | Simatic | 0.001 | 0
6AV21074XP000BF0 | SIMATIC WINCC PANEL OPTIONS UPGRADE FOR WINCC FLEXIBLE PANEL OPTIONS (SM@RTACCESS/ SM@RTSERVICE/AUDIT) OPTION F. WINCC (TIA PORTAL) RUNTIME-SW, SINGLE LICENSE WITHOUT SW AND DOCU. LICENSE KEY ON USB STICK, CLASS A | 33.1 | TEM | 1 | Simatic | 0.147 | 0
6AV21074XP000BK0 | SIMATIC WINCC PANEL OPTIONS UPGRADE FOR WINCC FLEXIBLE PANEL OPTIONS (SM@RTACCESS/ SM@RTSERVICE/AUDIT) OPTION F. WINCC (TIA PORTAL) LICENSE KEY DOWNLOAD, SINGLE LICENSE, RT-SW, W/O SW AND DOCU, CLASS A ******************************* E-MAIL ADDRESS IS MANDATORY FOR DELIVERY! | 31.5 | TEM | 1 | Simatic | 0.015 | 0
6AV21078PX030AP0 | EPL-MASTER FUER SIMATIC VISUALIZATION ARCHITECT V14 (EPL = ENTERPRISE LICENSE); ROYALTY-PFLICHT PRO 1 INSTALLATION; ONLY VALID COMBINED WITH ENTERPRISE LICENSE CONTRACT 00011-GB8; | 314 | TEM | 1 | Simatic | 0.6 | 0
6AV21080AA040AA5 | SIMATIC Energy Suite V14, engineering software in TIA Portal; floating license; software and documentation on CD; license key on USB STick; class A; 6 languages: GE,EN,IT,FR,ES,ZN; contains certificate of license for 10 Energy Objects (2x5 EnO) | 924 | TEM | 1 | Simatic | 0.2 | 0
6AV21080AA040AA7 | SIMATIC Energy Suite Trial V14, engineering software in TIA Portal; trial license; software and documentation on CD; class A; 6 languages: GE,EN,IT,FR,ES,ZN; | 27.3 | TEM | 1 | Simatic | 0.2 | 0
6AV21080AA040AH5 | SIMATIC Energy Suite V14, engineering software in TIA Portal; floating license; software, documentation and license key for download; class A; 6 languages: GE,EN,IT,FR,ES,ZN; contains certificate of license for 10 Energy Objects (2x5 EnO) as pdf for download ******************************* email address is mandatory for delivery | 840 | TEM | 1 | Simatic | 0.001 | 0
6AV21080CF000BB0 | SIMATIC Energy Suite S7-1500, Single Runtime License contains certificate of license for 5 Energy Objects (1x5 EnO); class A, running on all S7-1500 CPU (without S7-1500S) and ET 200SP CPU from firmware V2.0 | 231 | TEM | 1 | Simatic | 0.2 | 0
6AV21080CF000BH0 | SIMATIC Energy Suite S7-1500, Single Runtime License Download contains certificate of license for 5 Energy Objects (1x5 EnO) as pdf for download, class A, running on all S7-1500 CPU (without S7-1500S) and ET 200SP CPU from firmware V2.0 ******************************* email address is mandatory for delivery | 210 | TEM | 1 | Simatic | 0.001 | 0
6AV21080CH000BB0 | SIMATIC Energy Suite S7-1500, Single Runtime License contains certificate of license for 10 Energy Objects (1x10 EnO); class A, running on all S7-1500 CPU (without S7-1500S) and ET 200SP CPU from firmware V2.0 | 462 | TEM | 1 | Simatic | 0.2 | 0
6AV21080CH000BH0 | SIMATIC Energy Suite S7-1500, Single Runtime License Download contains certificate of license for 10 Energy Objects (1x10 EnO) as pdf for download, class A; running on all S7-1500 CPU (without S7-1500S) and ET 200SP CPU from firmware V2.0 ******************************* email address is mandatory for delivery | 420 | TEM | 1 | Simatic | 0.001 | 0
6AV21080DF000BB0 | SIMATIC Energy Suite S7-1500, Single Runtime License contains certificate of license for 10 Energy Objects (2x5 EnO); class A, running on all S7-1500 CPU (without S7-1500S) and ET 200SP CPU from firmware V2.0 | 462 | TEM | 1 | Simatic | 0.1 | 0
6AV21080DF000BH0 | SIMATIC Energy Suite S7-1500, Single Runtime License Download contains certificate of license for 10 Energy Objects (2x5 EnO) as pdf for download, class A, running on all S7-1500 CPU (without S7-1500S) and ET 200SP CPU from firmware V2.0 ******************************* email address is mandatory for delivery | 420 | TEM | 1 | Simatic | 0.001 | 0
6AV21080FH000BB0 | SIMATIC Energy Suite S7-1500, Single Runtime License contains certificate of license for 50 Energy Objects (5 x10 EnO); class A, running on all S7-1500 CPU (without S7-1500S) and ET 200SP CPU from firmware V2.0 | 2310 | TEM | 1 | Simatic | 0.1 | 0
6AV21080FH000BH0 | SIMATIC Energy Suite S7-1500, Single Runtime License Download contains certificate of license for 50 Energy Objects (5x10 EnO) as pdf for download, class A; running on all S7-1500 CPU (without S7-1500S) and ET 200SP CPU from firmware V2.0 ******************************* email address is mandatory for delivery | 2100 | TEM | 1 | Simatic | 0.001 | 0
6AV21080HH000BB0 | SIMATIC Energy Suite S7-1500, Single Runtime License contains certificate of license for 100 Energy Objects (10 x10 EnO); class A, running on all S7-1500 CPU (without S7-1500S) and ET 200SP CPU from firmware V2.0 | 4620 | TEM | 1 | Simatic | 0.1 | 0
6AV21080HH000BH0 | SIMATIC Energy Suite S7-1500, Single Runtime License Download contains certificate of license for 100 Energy Objects (10x10 EnO) as pdf for download, class A; running on all S7-1500 CPU (without S7-1500S) and ET 200SP CPU from firmware V2.0 ******************************* email address is mandatory for delivery | 4200 | TEM | 1 | Simatic | 0.001 | 0
6AV21125AA010AA5 | SOLUTION PARTNER SIMATIC HMI SIMATIC WINCC ADVANCED BASIC SOFTWARE PACKAGE CONSISTING OF: SIMATIC WINCC ADVANCED | 880 | TEM | 1 | Simatic | 0.2 | 0
6AV21138XA000YQ0 | SIMATIC WINCC PROFESSIONAL MAX. POWERTAGS V12, V13, EPL-ROYALTY; ROYALTY FOR 1 INSTALLATION; ONLY VALID COMBINED WITH ENTERPRISE LICENSE CONTRACT: 00011-GB8; REQUIRES EPL-MASTER | 4200 | TEM | 1 | Simatic | 0.001 | 0
6AV21138XA000YQ1 | SIMATIC WINCC PROFESSIONAL MAX. POWERTAGS V12, V13, EPL ROYALTY FOR SERVICE; ROYALTY FOR 1 INSTALLATION; ONLY VALID COMBINED WITH ENTERPRISE LICENSE CONTRACT: 00011-GB8; REQUIRES EPL-MASTER | 4200 | TEM | 1 | Simatic | 0.001 | 0
6AV21142BA030AA0 | SIMATIC WINCC RUNTIME ADVANCED SW PACKAGE FOR SIMATIC IPC 128 POWERTAGS, CONTAINS: WINCC RUNTIME ADVANCED 128 POWERTAGS V13, SIMATIC WINCC RECIPES + LOGGING FOR RUNTIME ADVANCED, AVAILABLE ONLY W. SAME QTY OF SIMATIC IPC ON SAME ORDER FORM | 353 | TEM | 1 | Simatic | 0.365 | 0
6AV21142BA040AA0 | SIMATIC WinCC Runtime Advanced SW Package for SIMATIC IPC 128 PowerTags; contains: WinCC Runtime Advanced 128 PowerTags V14, SIMATIC WinCC Recipes+Logging for Runtime Advanced; available only with the same quantity of SIMATIC IPC on the same order form | 353 | TEM | 1 | Simatic | 0.365 | 0
6AV21142DA030AA0 | SIMATIC WINCC RUNTIME ADVANCED SW PACKAGE FOR SIMATIC IPC 512 POWERTAGS, CONTAINS: WINCC RUNTIME ADVANCED 512 POWERTAGS V13, SIMATIC WINCC RECIPES + LOGGING FOR RUNTIME ADVANCED, AVAILABLE ONLY W. SAME QTY OF SIMATIC IPC ON SAME ORDER FORM | 1148 | TEM | 1 | Simatic | 0.365 | 0
6AV21142DA040AA0 | SIMATIC WinCC Runtime Advanced SW Package for SIMATIC IPC 512 PowerTags; contains: WinCC Runtime Advanced 512 PowerTags V14, SIMATIC WinCC Recipes+Logging for Runtime Advanced; available only with the same quantity of SIMATIC IPC on the same order form | 1148 | TEM | 1 | Simatic | 0.365 | 0
6AV21142FA030AA0 | SIMATIC WINCC RUNTIME ADVANCED SW PACKAGE FOR SIMATIC IPC 2048 POWERTAGS, CONTAINS: WINCC RUNTIME ADVANCED 2048 POWERTAGS V13, SIMATIC WINCC RECIPES + LOGGING FOR RUNTIME ADVANCED, AVAILABLE ONLY W. SAME QTY OF SIMATIC IPC ON SAME ORDER FORM | 1766 | TEM | 1 | Simatic | 0.365 | 0
6AV21142FA040AA0 | SIMATIC WinCC Runtime Advanced SW Package for SIMATIC IPC 2048 PowerTags; contains: WinCC Runtime Advanced 2048 PowerTags V14, SIMATIC WinCC Recipes+Logging for Runtime Advanced; available only with the same quantity of SIMATIC IPC on the same order form | 1766 | TEM | 1 | Simatic | 0.365 | 0
6AV21142HA030AA0 | SIMATIC WINCC RUNTIME ADVANCED SW PACKAGE FOR SIMATIC IPC 4096 POWERTAGS, CONTAINS: WINCC RUNTIME ADVANCED 4096 POWERTAGS V13, SIMATIC WINCC RECIPES + LOGGING FOR RUNTIME ADVANCED, AVAILABLE ONLY W. SAME QTY OF SIMATIC IPC ON SAME ORDER FORM | 2648 | TEM | 1 | Simatic | 0.365 | 0
6AV21142HA040AA0 | SIMATIC WinCC Runtime Advanced SW Package for SIMATIC IPC 4096 PowerTags; contains: WinCC Runtime Advanced 4096 PowerTags V14, SIMATIC WinCC Recipes+Logging for Runtime Advanced; available only with the same quantity of SIMATIC IPC on the same order form | 2648 | TEM | 1 | Simatic | 0.365 | 0
6AV21142KA030AA0 | SIMATIC WINCC RUNTIME ADVANCED SW PACKAGE FOR SIMATIC IPC 8192 POWERTAGS, CONTAINS: WINCC RUNTIME ADVANCED 8192 POWERTAGS V13, SIMATIC WINCC RECIPES + LOGGING FOR RUNTIME ADVANCED, AVAILABLE ONLY W. SAME QTY OF SIMATIC IPC ON SAME ORDER FORM | 3528 | TEM | 1 | Simatic | 0.365 | 0
6AV21142KA040AA0 | SIMATIC WinCC Runtime Advanced SW Package for SIMATIC IPC 8192 PowerTags; contains: WinCC Runtime Advanced 8192 PowerTags V14, SIMATIC WinCC Recipes+Logging for Runtime Advanced; available only with the same quantity of SIMATIC IPC on the same order form | 3528 | TEM | 1 | Simatic | 0.365 | 0
6AV21178PX030YQ0 | SIMATIC VISUALIZATION ARCHITECT V1.2, V2.0; EPL-ROYALTY; ROYALTY FOR 1 INSTALLATION; ONLY VALID COMBINED WITH ENTERPRISE LICENSE CONTRACT: 00011-GB8; REQUIRES EPL-MASTER | 2310 | TEM | 1 | Simatic | 0.001 | 0
6AV21178PX030YQ1 | SIMATIC VISUALIZATION ARCHITECT V1.2, V2.0; EPL ROYALTY FOR SERVICE; ROYALTY FOR 1 INSTALLATION; ONLY VALID COMBINED WITH ENTERPRISE LICENSE CONTRACT: 00011-GB8; REQUIRES EPL-MASTER | 2310 | TEM | 1 | Simatic | 0.001 | 0
6AV21232DB030AA0 | SCHOOL PACKAGE KTP400 BASIC / XB005, CONSISTING OF: 6 X KTP400 BASIC, 6 X SCALANCE XB005 UNMANAGED IE SWITCH, 12 X RJ45 CABLE, LENGTH 6M, 6 X WINCC BASIC (TIA PORTAL) ******************************* FOR EDUCATIONAL PURPOSES ONLY | 2769 | TEM | 1 | Simatic | 8 | 0
6AV21232DB030AA1 | SCHOOL PACKAGE KTP400 BASIC / XB005, CONSISTING OF: 1 X KTP400 BASIC, 1 X SCALANCE XB005 UNMANAGED IE SWITCH, 2 X RJ45 CABLE, LENGTH 6M, 1 X WINCC BASIC (TIA PORTAL) ******************************* FOR EDUCATIONAL PURPOSES ONLY | 485 | TEM | 1 | Simatic | 1.5 | 0
6AV21232DB030AX0 | SIMATIC HMI, KTP400 BASIC, BASIC PANEL, KEY AND TOUCH OPERATION, 4" TFT DISPLAY, 65536 COLORS, PROFINET INTERFACE, CONFIGURATION FROM WINCC BASIC V13/ STEP7 BASIC V13, CONTAINS OPEN SOURCE SW WHICH IS PROVIDED FREE OF CHARGE FOR DETAILS SEE CD | 347 | TEM | 1 | Simatic | 0.459 | 1
6AV21232GA030AX0 | SIMATIC HMI, KTP700 BASIC DP, BASIC PANEL, KEY AND TOUCH OPERATION, 7" TFT DISPLAY, 65536 COLORS, PROFIBUS INTERFACE, CONFIGURATION FROM WINCC BASIC V13/ STEP7 BASIC V13, CONTAINS OPEN SOURCE SW WHICH IS PROVIDED FREE OF CHARGE FOR DETAILS SEE CD | 630 | TEM | 1 | Simatic | 0.8 | 1
6AV21232GB030AA0 | SCHOOL PACKAGE KTP700 BASIC / XB005, CONSISTING OF: 6 X KTP700 BASIC, 6 X SCALANCE XB005 UNMANAGED IE SWITCH, 12 X RJ45 CABLE, LENGTH 6M, CONFIGURABLE FROM WINCC BASIC V13/ STEP 7 BASIC V13, CONTAINS OPEN SOURCE SW WHICH IS PROVIDED FREE OF CHARGE FOR DETAILS SEE CD ******************************* FOR EDUCATIONAL PURPOSES ONLY | 3096 | TEM | 1 | Simatic | 2 | 0
6AV21232GB030AA1 | SCHOOL PACKAGE KTP700 BASIC / XB005, CONSISTING OF: 1 X KTP700 BASIC, 1 X SCALANCE XB005 UNMANAGED IE SWITCH, 2 X RJ45 CABLE, LENGTH 6M CONFIGURABLE FROM WINCC BASIC V13/ STEP 7 BASIC V13, CONTAINS OPEN SOURCE SW WHICH IS PROVIDED FREE OF CHARGE FOR DETAILS SEE CD ******************************* FOR EDUCATIONAL PURPOSES ONLY | 665 | TEM | 1 | Simatic | 10 | 0
6AV21232GB030AX0 | SIMATIC HMI, KTP700 BASIC, BASIC PANEL, KEY AND TOUCH OPERATION, 7" TFT DISPLAY, 65536 COLORS, PROFINET INTERFACE, CONFIGURATION FROM WINCC BASIC V13/ STEP7 BASIC V13, CONTAINS OPEN SOURCE SW WHICH IS PROVIDED FREE OF CHARGE FOR DETAILS SEE CD | 630 | TEM | 1 | Simatic | 0.977 | 1
6AV21232JB030AX0 | SIMATIC HMI, KTP900 BASIC, BASIC PANEL, KEY AND TOUCH OPERATION, 9" TFT DISPLAY, 65536 COLORS, PROFINET INTERFACE, CONFIGURATION FROM WINCC BASIC V13/ STEP7 BASIC V13, CONTAINS OPEN SOURCE SW WHICH IS PROVIDED FREE OF CHARGE FOR DETAILS SEE CD | 1103 | TEM | 1 | Simatic | 1.13 | 1
6AV21232MA030AX0 | SIMATIC HMI, KTP1200 BASIC DP, BASIC PANEL, KEY AND TOUCH OPERATION, 12" TFT DISPLAY, 65536 COLORS, PROFIBUS INTERFACE, CONFIGURATION FROM WINCC BASIC V13/ STEP7 BASIC V13, CONTAINS OPEN SOURCE SW WHICH IS PROVIDED FREE OF CHARGE FOR DETAILS SEE CD | 1575 | TEM | 1 | Simatic | 2.17 | 1
6AV21232MB030AX0 | SIMATIC HMI, KTP1200 BASIC, BASIC PANEL, KEY AND TOUCH OPERATION, 12" TFT DISPLAY, 65536 COLORS, PROFINET INTERFACE, CONFIGURATION FROM WINCC BASIC V13/ STEP7 BASIC V13, CONTAINS OPEN SOURCE SW WHICH IS PROVIDED FREE OF CHARGE FOR DETAILS SEE CD | 1575 | TEM | 1 | Simatic | 2.162 | 1
6AV21240GC010AX0 | SIMATIC HMI TP700 COMFORT, COMFORT PANEL, TOUCH OPERATION, 7" WIDESCREEN-TFT-DISPLAY, 16 MIL. COLORS, PROFINET INTERFACE, MPI/PROFIBUS DP INTERFACE, 12 MB USER MEMORY, WINDOWS CE 6.0, CONFIGURABLE FROM WINCC COMFORT V11 | 1061 | TEM | 1 | Simatic | 1.561 | 1
6AV21240GC130AX0 | SIMATIC HMI TP700 COMFORT OUTDOOR, COMFORT PANEL, TOUCH OPERATION, 7" WIDESCREEN-TFT-DISPLAY, 16 MIL. COLORS, PROFINET INTERFACE, MPI/PROFIBUS DP INTERFACE, 12 MB USER MEMORY, WINDOWS CE 6.0, CONFIGURABLE FROM WINCC COMFORT V13 SP1, HSP | 1607 | TEM | 1 | Simatic | 1.561 | 1
6AV21240JC010AX0 | SIMATIC HMI TP900 COMFORT, COMFORT PANEL, TOUCH OPERATION, 9" WIDESCREEN-TFT-DISPLAY, 16 MIL. COLORS, PROFINET INTERFACE, MPI/PROFIBUS DP INTERFACE, 12 MB USER MEMORY, WINDOWS CE 6.0, CONFIGURABLE FROM WINCC COMFORT V11 | 1821 | TEM | 1 | Simatic | 2.51 | 1
6AV21240MC010AX0 | SIMATIC HMI TP1200 COMFORT, COMFORT PANEL, TOUCH OPERATION, 12" WIDESCREEN-TFT-DISPLAY, 16 MIL. COLORS, PROFINET INTERFACE, MPI/PROFIBUS DP INTERFACE, 12 MB USER MEMORY, WINDOWS CE 6.0, CONFIGURABLE FROM WINCC COMFORT V11 | 2357 | TEM | 1 | Simatic | 3.44 | 1
6AV21240QC020AX0 | SIMATIC HMI TP1500 COMFORT, COMFORT PANEL, TOUCH OPERATION, 15" WIDESCREEN-TFT-DISPLAY, 16 MIL. COLORS, PROFINET INTERFACE, MPI/PROFIBUS DP INTERFACE, 24 MB USER MEMORY, WINDOWS CE 6.0, CONFIGURABLE FROM WINCC COMFORT V11 SP2 | 2999 | TEM | 1 | Simatic | 7.2 | 1
6AV21240QC130AX0 | SIMATIC HMI TP1500 COMFORT OUTDOOR, COMFORT PANEL, TOUCH OPERATION, 15" WIDESCREEN-TFT-DISPLAY, 16 MIL. COLORS, PROFINET INTERFACE, MPI/PROFIBUS DP INTERFACE, 12 MB USER MEMORY, WINDOWS CE 6.0, CONFIGURABLE FROM WINCC COMFORT V13 SP1, HSP | 4463 | TEM | 1 | Simatic | 7.2 | 1
6AV21240UC020AX0 | SIMATIC HMI TP1900 COMFORT, COMFORT PANEL, TOUCH OPERATION, 19" WIDESCREEN-TFT-DISPLAY, 16 MIL. COLORS, PROFINET INTERFACE, MPI/PROFIBUS DP INTERFACE, 24 MB USER MEMORY, WINDOWS CE 6.0, CONFIGURABLE FROM WINCC COMFORT V11 SP2 | 3642 | TEM | 1 | Simatic | 8.66 | 1
6AV21240XC020AX0 | SIMATIC HMI TP2200 COMFORT, COMFORT PANEL, TOUCH OPERATION, 22" WIDESCREEN-TFT-DISPLAY, 16 MIL. COLORS, PROFINET INTERFACE, MPI/PROFIBUS DP INTERFACE, 24 MB USER MEMORY, WINDOWS CE 6.0, CONFIGURABLE FROM WINCC COMFORT V11 SP2 | 4274 | TEM | 1 | Simatic | 9.28 | 1
6AV21241DC010AX0 | SIMATIC HMI KP400 COMFORT, COMFORT PANEL, KEY OPERATION, 4" WIDESCREEN-TFT-DISPLAY, 16 MIL. COLORS, PROFINET INTERFACE, MPI/PROFIBUS DP INTERFACE, 4 MB USER MEMORY, WINDOWS CE 6.0, CONFIGURABLE FROM WINCC COMFORT V11 | 643 | TEM | 1 | Simatic | 0.848 | 1
6AV21241GC010AX0 | SIMATIC HMI KP700 COMFORT, COMFORT PANEL, KEY OPERATION, 7" WIDESCREEN-TFT-DISPLAY, 16 MIL. COLORS, PROFINET INTERFACE, MPI/PROFIBUS DP INTERFACE, 12 MB USER MEMORY, WINDOWS CE 6.0, CONFIGURABLE FROM WINCC COMFORT V11 | 1168 | TEM | 1 | Simatic | 2.802 | 1
6AV21241JC010AX0 | SIMATIC HMI KP900 COMFORT, COMFORT PANEL, KEY OPERATION, 9" WIDESCREEN-TFT-DISPLAY, 16 MIL. COLORS, PROFINET INTERFACE, MPI/PROFIBUS DP INTERFACE, 12 MB USER MEMORY, WINDOWS CE 6.0, CONFIGURABLE FROM WINCC COMFORT V11 | 1928 | TEM | 1 | Simatic | 3.374 | 1
6AV21241MC010AX0 | SIMATIC HMI KP1200 COMFORT, COMFORT PANEL, KEY OPERATION, 12" WIDESCREEN-TFT-DISPLAY, 16 MIL. COLORS, PROFINET INTERFACE, MPI/PROFIBUS DP INTERFACE, 12 MB USER MEMORY, WINDOWS CE 6.0, CONFIGURABLE FROM WINCC COMFORT V11 | 2464 | TEM | 1 | Simatic | 5.66 | 1
6AV21241QC020AX0 | SIMATIC HMI KP1500 COMFORT, COMFORT PANEL, KEY OPERATION, 15" WIDESCREEN-TFT-DISPLAY, 16 MIL. COLORS, PROFINET INTERFACE, MPI/PROFIBUS DP INTERFACE, 24 MB USER MEMORY, WINDOWS CE 6.0, CONFIGURABLE FROM WINCC COMFORT V11 SP2 | 3374 | TEM | 1 | Simatic | 7.32 | 1
6AV21242DC010AX0 | SIMATIC HMI KTP400 COMFORT, COMFORT PANEL, TOUCH AND KEY OPERATION, 4" WIDESCREEN-TFT-DISPLAY, 16 MIL. COLORS, PROFINET INTERFACE, MPI/PROFIBUS DP INTERFACE, 4 MB USER MEMORY, WINDOWS CE 6.0, CONFIGURABLE FROM WINCC COMFORT V11 | 643 | TEM | 1 | Simatic | 0.669 | 1
6AV21246DJ000AX0 | PROTECT. FILM 4" WIDESCREEN F. KTP400 BASIC 1ST GENERATION, KTP400 BASIC 2ND GENERATION, KTP400 COMFORT THE FOIL MUST BE CUT TO SIZE. ALTERNATIVE: 6AV6574-1AD04-4AA0 AMOUNT: SEE TECHNICAL DATA | 64.1 | ΠΑΚ | 1 | Simatic | 0.157 | 0
6AV21246GJ000AX0 | PROTECT. FILM 7" WIDESCREEN F. KTP700 BASIC 2ND GENERATION, TP700 COMFORT, IPC277D AMOUNT: SEE TECHNICAL DATA | 86.1 | ΠΑΚ | 1 | Simatic | 0.198 | 0
6AV21246JJ000AX0 | PROTECT. FILM 9" WIDESCREEN TYPE 1 FOR TP900 COMFORT, IPC277D AMOUNT: SEE TECHNICAL DATA | 108 | ΠΑΚ | 1 | Simatic | 0.24 | 0
6AV21246MJ000AX0 | PROTECT. FILM 12" WIDESCREEN TYPE 1 FOR TP1200 COMFORT, IPC277D AMOUNT: SEE TECHNICAL DATA | 129 | ΠΑΚ | 1 | Simatic | 0.321 | 0
6AV21246QJ000AX1 | PROTECTIVE FILM 15'' WIDESCREEN FOR COMFORT PANEL, IPC, FLAT PANEL, THIN CLIENT AMOUNT: SEE TECHNICAL DATA | 137 | ΠΑΚ | 1 | Simatic | 0.406 | 0
6AV21246UJ000AX1 | PROTECTIVE FILM 19'' WIDESCREEN FOR COMFORT PANEL, IPC, FLAT PANEL, THIN CLIENT AMOUNT: SEE TECHNICAL DATA | 221 | ΠΑΚ | 1 | Simatic | 0.595 | 0
6AV21246XJ000AX1 | PROTECTIVE FILM 22'' WIDESCREEN FOR COMFORT PANEL, IPC, FLAT PANEL, THIN CLIENT AMOUNT: SEE TECHNICAL DATA | 231 | ΠΑΚ | 1 | Simatic | 0.713 | 0
6AV21252AE030AX0 | SIMATIC HMI CONNECTION BOX COMPACT FOR MOBILE PANELS, CABINET SOLUTION, PROFINET AND PROFISAFE, CONNECTIVITY TO SAFETY RELAIS, CONNECTION POINT RECOGNITION | 147 | TEM | 1 | Simatic | 0.25 | 1
6AV21252AE130AX0 | SIMATIC HMI CONNECTION BOX STANDARD FOR MOBILE PANELS, MOUNTED ON WALL, PROFINET AND PROFISAFE, CONNECTIVITY TO SAFETY RELAIS, CONNECTION POINT RECOGNITION, INTEGRATED SWITCH | 305 | TEM | 1 | Simatic | 0.25 | 1
6AV21252AE230AX0 | SIMATIC HMI CONNECTION BOX ADVANCED FOR MOBILE PANELS, MOUNTED ON WALL, PROFINET AND PROFISAFE, CONNECTIVITY TO SAFETY RELAIS, LOOP IN OF SAFETY CIRCUIT, CONNECTION POINT RECOGNITION, INTEGRATED SWITCH, MRP-CLIENT, IRT | 410 | TEM | 1 | Simatic | 0.72 | 1
6AV21252DB230AX0 | SIMATIC HMI KTP400F MOBILE WITH INTEG. ENABLING BUTTON, EMERGENCY STOP, TOUCH AND KEY OPERATION, 4" WIDESCREEN-TFT-DISPLAY, PROFINET INTERFACE, CONFIGURABLE FROM WINCC COMFORT V13 SP1 WITH HSP | 1040 | TEM | 1 | Simatic | 0.71 | 1
6AV21252GB030AX0 | SIMATIC HMI KTP700 MOBILE, 7.0" TFT DISPLAY, 800 X 480 PIXELS,16M COLOR, KEY AND TOUCH OPERATION, 8 FUNCTION KEYS, 1 X PROFINET/INDUSTRIAL ETHERNET INTERFACE; 1 X MULTIMEDIA CARD, 1 X USB, CONFIGURABLE FROM WINCC COMFORT V13 SP1 | 1943 | TEM | 1 | Simatic | 1.2 | 1
6AV21252GB230AX0 | SIMATIC HMI KTP700F MOBILE, 7.0" TFT DISPLAY, 800 X 480 PIXELS,16M COLOR, KEY AND TOUCH OPERATION, 8 FUNCTION KEYS, 1 X PROFINET/INDUSTRIAL, ETHERNET INTERFACE; 1 X MULTIMEDIA CARD, 1 X USB, ACKNOWLEDGEMENT SWITCH, EMERGENCY-STOP BUTTON, CONFIGURABLE FROM WINCC COMFORT V13 SP1 | 2258 | TEM | 1 | Simatic | 1.3 | 1
6AV21252JB030AX0 | SIMATIC HMI KTP900 MOBILE, 9.0" TFT DISPLAY, 800 X 480 PIXELS,16M COLOR, KEY AND TOUCH OPERATION, 10 FUNCTION KEYS, 1 X PROFINET/INDUSTRIAL ETHERNET INTERFACE; 1 X MULTIMEDIA CARD, 1 X USB, CONFIGURABLE FROM WINCC COMFORT V13 SP1 | 2993 | TEM | 1 | Simatic | 1.5 | 1
6AV21252JB230AX0 | SIMATIC HMI KTP900F MOBILE, 9.0" TFT DISPLAY, 800 X 480 PIXELS,16M COLOR, KEY AND TOUCH OPERATION, 10 FUNCTION KEYS, 1 X PROFINET/INDUSTRIAL ETHERNET INTERFACE; 1 X MULTIMEDIA CARD, 1 X USB, ACKNOWLEDGEMENT SWITCH, EMERGENCY-STOP BUTTON, CONFIGURABLE FROM WINCC COMFORT V13 SP1 | 3308 | TEM | 1 | Simatic | 1.6 | 1
6AV21320HA000AA1 | LOGO! + KP300 BASIC STARTERKIT LOGO! 12/24RCE, HMI KP300 BASIC MONO PN, LOGO! POWER 24V 1.3A, LOGO! SOFT COMFORT V8, WINCC BASIC, INFOMATERIAL, IN SYSTAINER | 489 | TEM | 1 | Simatic | 3 | 0
6AV21320KA000AA1 | LOGO! + KTP400 BASIC STARTERKIT LOGO! 12/24RCE, HMI KTP400 BASIC, LOGO! POWER 24V 1.3A, LOGO! SOFT COMFORT V8, WINCC BASIC, INFOMATERIAL, IN SYSTAINER | 652 | TEM | 1 | Simatic | 3 | 0
6AV21323GB000AA1 | LOGO! + KTP700 BASIC STARTERKIT LOGO! 12/24RCE, HMI KTP700 BASIC, LOGO! POWER 24V 1.3A, LOGO! SOFT COMFORT V8, WINCC BASIC, INFOMATERIAL, IN SYSTAINER | 1142 | TEM | 1 | Simatic | 3.5 | 0
6AV21334AF000AA0 | TRAINER PACKAGE TP700 COMFORT CONSISTING OF: TP700 COMFORT, 6M CROSSCABLE, WINCC ADVANCED V13 SP1 FOR PANELS, SW AND DOKU ON DVD, LICENSE ON USB STICK FOR WINCC ADVANCED V13 SP1 ENGINEERING, RUNTIME, OPTIONS FOR EDUCATIONAL PURPOSES ONLY | 812 | TEM | 1 | Simatic | 2.5 | 0
6AV21334BF000AA0 | TRAINER PACKAGE TP1500 COMFORT CONSISTING OF: TP1500 COMFORT, 6M CROSSCABLE, WINCC ADVANCED V13 SP1 FOR PANELS, SW AND DOKU ON DVD, LICENSE ON USB STICK FOR WINCC ADVANCED V13 SP1 ENGINEERING, RUNTIME, OPTIONS FOR EDUCATIONAL PURPOSES ONLY | 1792 | TEM | 1 | Simatic | 7.8 | 0
6AV21335GA000AA0 | STARTER KIT MOBILE PANEL CONSISTING OF: 1X KTP700F MOBILE, 1X CONNECTION BOX STANDARD, 1X CONECTING CABLE 2M, 1X WALL BRACKET, 1X WINCC COMFORT (TIA PORTAL) | 2783 | TEM | 1 | Simatic | 4.705 | 0
6AV21813JJ200AX0 | PROTECT. FILM 9" WIDESCREEN, TYPE 2 FOR KTP900 BASIC AMOUNT: SEE TECHNICAL DATA | 108 | ΠΑΚ | 1 | Simatic | 0.238 | 0
6AV21813MJ200AX0 | PROTECT. FILM 12" WIDESCREEN TYPE 2 FOR KTP1200 BASIC AMOUNT: SEE TECHNICAL DATA | 129 | ΠΑΚ | 1 | Simatic | 0.357 | 0
6AV21814DB100AX0 | STARTER KIT KP400 COMFORT, CONSISTING OF: KP400 COMFORT, WINCC COMFORT (TIA PORTAL), PROFINET-CABLE FOR TESTING, SIMATIC HMI MEMORY CARD 2 GB | 911 | TEM | 1 | Simatic | 1.1 | 0
6AV21814DB200AX0 | STARTER KIT KTP400 COMFORT, CONSISTING OF: KTP400 COMFORT, WINCC COMFORT (TIA PORTAL), PROFINET-CABLE FOR TESTING, SIMATIC HMI MEMORY CARD 2 GB 10 PROTECTIVE MEMBRANES | 911 | TEM | 1 | Simatic | 1.1 | 0
6AV21814DM100AX0 | MEMORY CARD LOCK MADE OF PLASTIC FOR COMFORT PANEL 4", PROTECTS INSERTED MEMORY CARD FROM FALLING OU 5 PIECES PER PACKAGING UNIT | 42 | ΠΑΚ | 1 | Simatic | 0.019 | 0
6AV21814GB000AX0 | STARTER KIT TP700 COMFORT, CONSISTING OF: TP700 COMFORT, WINCC COMFORT (TIA PORTAL), PROFINET-CABLE FOR TESTING, SIMATIC HMI MEMORY CARD 2 GB 10 PROTECTIVE MEMBRANES | 1275 | TEM | 1 | Simatic | 2.2 | 0
6AV21814GB100AX0 | STARTER KIT KP700 COMFORT, CONSISTING OF: KP700 COMFORT, WINCC COMFORT (TIA PORTAL), PROFINET-CABLE FOR TESTING, SIMATIC HMI MEMORY CARD 2 GB | 1382 | TEM | 1 | Simatic | 3.1 | 0
6AV21814JB000AX0 | STARTER KIT TP900 COMFORT, CONSISTING OF: TP900 COMFORT, WINCC COMFORT (TIA PORTAL), PROFINET-CABLE FOR TESTING, SIMATIC HMI MEMORY CARD 2 GB 10 PROTECTIVE MEMBRANES | 2035 | TEM | 1 | Simatic | 3.1 | 0
6AV21814JB100AX0 | STARTER KIT KP900 COMFORT, CONSISTING OF: KP900 COMFORT, WINCC COMFORT (TIA PORTAL), PROFINET-CABLE FOR TESTING, SIMATIC HMI MEMORY CARD 2 GB | 2142 | TEM | 1 | Simatic | 3.6 | 0
6AV21814MB000AX0 | STARTER KIT TP1200 COMFORT, CONSISTING OF: TP1200 COMFORT, WINCC COMFORT (TIA PORTAL), PROFINET-CABLE FOR TESTING, SIMATIC HMI MEMORY CARD 2 GB 10 PROTECTIVE MEMBRANES | 2571 | TEM | 1 | Simatic | 4.1 | 0
6AV21814MB100AX0 | STARTER KIT KP1200 COMFORT, CONSISTING OF: KP1200 COMFORT, WINCC COMFORT (TIA PORTAL), PROFINET-CABLE FOR TESTING, SIMATIC HMI MEMORY CARD 2 GB | 2678 | TEM | 1 | Simatic | 5.9 | 0
6AV21814QB000AX0 | STARTER KIT TP1500 COMFORT, CONSISTING OF: TP1500 COMFORT, WINCC COMFORT (TIA PORTAL), PROFINET-CABLE FOR TESTING, SIMATIC HMI MEMORY CARD 2 GB, 10 PROTECTIVE MEMBRANES | 3213 | TEM | 1 | Simatic | 7.9 | 0
6AV21814QB100AX0 | STARTER KIT KP1500 COMFORT, CONSISTING OF: KP1500 COMFORT, WINCC COMFORT (TIA PORTAL), PROFINET-CABLE FOR TESTING, SIMATIC HMI MEMORY CARD 2 GB | 3588 | TEM | 1 | Simatic | 7.7 | 0
6AV21814UB000AX0 | STARTER KIT TP1900 COMFORT, CONSISTING OF: TP1900 COMFORT, WINCC COMFORT (TIA PORTAL), PROFINET-CABLE FOR TESTING, SIMATIC HMI MEMORY CARD 2 GB, 10 PROTECTIVE MEMBRANES | 3856 | TEM | 1 | Simatic | 9.8 | 0
6AV21814XB000AX0 | STARTER KIT TP2200 COMFORT, CONSISTING OF: TP2200 COMFORT, WINCC COMFORT (TIA PORTAL), PROFINET-CABLE FOR TESTING, SIMATIC HMI MEMORY CARD 2 GB, 10 PROTECTIVE MEMBRANES | 4488 | TEM | 1 | Simatic | 10.5 | 0
6AV21814XM000AX0 | MEMORY CARD LOCK MADE OF PLASTIC FOR COMFORT PANEL 7" - 22", PROTECTS INSERTED MEMORY CARD FROM FALLING OU 5 PIECES PER PACKAGING UNIT | 42 | ΠΑΚ | 1 | Simatic | 0.036 | 0
6AV21815AF020AX0 | SIMATIC HMI CONNECTING CABLE FOR KTPX00(F) MOBILE, LENGTH 2 METER | 126 | TEM | 1 | Simatic | 0.34 | 1
6AV21815AF050AX0 | SIMATIC HMI CONNECTING CABLE FOR KTPX00(F) MOBILE, LENGTH 5 METER | 158 | TEM | 1 | Simatic | 0.68 | 1
6AV21815AF080AX0 | SIMATIC HMI CONNECTING CABLE FOR KTPX00(F) MOBILE, LENGTH 8 METER | 189 | TEM | 1 | Simatic | 1.07 | 1
6AV21815AF100AX0 | SIMATIC HMI CONNECTING CABLE FOR KTPX00(F) MOBILE, LENGTH 10 METER | 210 | TEM | 1 | Simatic | 1.28 | 1
6AV21815AF150AX0 | SIMATIC HMI CONNECTING CABLE FOR KTPX00(F) MOBILE, LENGTH 15 METER | 252 | TEM | 1 | Simatic | 1.88 | 1
6AV21815AF200AX0 | SIMATIC HMI CONNECTING CABLE FOR KTPX00(F) MOBILE, LENGTH 20 METER | 294 | TEM | 1 | Simatic | 2.42 | 1
6AV21815AF250AX0 | SIMATIC HMI CONNECTING CABLE FOR KTPX00(F) MOBILE, LENGTH 25 METER | 315 | TEM | 1 | Simatic | 3.05 | 1
6AV21815AG800AX0 | WALL BRACKET TYPE 13 FOR KTP400F MOBILE, KTP700 MOBILE, KTP700F MOBILE, KTP900 MOBILE, KTP900F MOBILE, WITHOUT MOUNTING PARTS WITH CABLE RETAINER AMOUNT: SEE TECHNICAL DATA | 104 | TEM | 1 | Simatic | 1.01 | 0
6AV21815AR800AX0 | SPARE KEY TYPE 13 FOR KEYSWITCH KTP MOBILE PANEL 2ND GENERATION, AMOUNT AND CONTENT: SEE TECHNICAL DATA | 205 | TEM | 1 | Simatic | 0.013 | 0
6AV21815DJ000AX0 | PROTECT. FILM 4" TOUCH DEVICES, TYPE 13, FOR KTP400 MOBILE 4" WIDESCREEN, KTP400F MOBILE 4" WIDESCREEN AMOUNT: SEE TECHNICAL DATA | 52.5 | TEM | 1 | Simatic | 0.115 | 0
6AV21815DJ100AX0 | Labeling set 4" widescreen, type 13 for KTP400F Mobile 4" additional information, amount and content: see technical data | 78.8 | TEM | 1 | Simatic | 0.06 | 0
6AV21815GJ000AX0 | PROTECT. FILM 7" TOUCH DEVICES, TYPE 13, FOR KTP700 MOBILE 7" WIDESCREEN, KTP700F MOBILE 7" WIDESCREEN AMOUNT: SEE TECHNICAL DATA | 94.5 | TEM | 1 | Simatic | 0.115 | 0
6AV21815GJ100AX0 | Labeling set 7" widescreen, type 13 for KTP700 Mobile, KTP700F Mobile, additional information, amount and content: see technical data | 84 | TEM | 1 | Simatic | 0.08 | 0
6AV21815JJ000AX0 | PROTECT. FILM 9" TOUCH DEVICES, TYPE 13, FOR KTP900 MOBILE 9" WIDESCREEN, KTP900F MOBILE 9" WIDESCREEN AMOUNT: SEE TECHNICAL DATA | 105 | TEM | 1 | Simatic | 0.115 | 0
6AV21815JJ100AX0 | Labeling set 9" widescreen, type 13, for KTP900 Mobile, KTP900F Mobile additional information, amount and content: see technical data | 94.5 | TEM | 1 | Simatic | 0.1 | 0
6AV21818AS200AX0 | SIMATIC HMI USB MEMORY STICK 8GB, FOR HMI DEVICES AND IPC WITH ADDITIONAL INFORMATION: SEE TECHNICAL DATA | 179 | TEM | 1 | Simatic | 0.008 | 1
6AV21818AT000AX0 | SIMATIC USB MOUSE FOR SIMATIC HMI PANEL, PG AND IPC, ADDITIONAL INFORMATION: SEE TECHNICAL DATA | 47.3 | TEM | 1 | Simatic | 0.208 | 0
6AV21818AV200AX0 | Touch pen SySTem, aluminium capacitive technology pen incl. bracket for 22.5 mm, screwing or glueing for capacitive and resiSTive touch screens Additional information, amount and contents: see technical data | 99.8 | TEM | 1 | Simatic | 0.134 | 0
6AV21818AV600AX0 | Touch pen, caps for capacitive technology spare caps Additional information, amount and contents: see technical data | 26.3 | TEM | 1 | Simatic | 0.01 | 0
6AV21818XA800AX0 | SERVICE SET FOR TP 070, TP 170A/B, OP 170B, TP 170MICRO, OP /TP 270 6", MP 177 6"T, MP 270B 6" TOUCH AMOUNT AND CONTENT: SEE TECHNICAL DATA | 108 | TEM | 1 | Simatic | 0.775 | 0
6AV21818XP000AX0 | SIMATIC HMI MEMORY CARD 2 GB SECURE DIGITAL CARD FOR SIMATIC HMI COMFORT PANEL | 78.8 | TEM | 1 | Simatic | 0.03 | 0
6AV36783XC30 | SERVICE PACKAGE FOR PP7, PP17 I, PP17 II, 1 X PP7 GASKET , 1 X PP17 GASKET, 5 X CLAMPS, 1 X 24V DC 2 PIN CONNECTOR, 1 X 24V DC 3 PIN CONNECTOR, 1 X 4 PIN CONNECTOR, 2 X 16 PIN CONNECTOR | 110 | TEM | 1 | Simatic | 0.5 | 0
6AV36883AF370AX0 | SIMATIC HMI KP8F PN, KEY PANEL, 8 SHORT-STROKE KEYS WITH MULTI-COLOR LED'S, PROFINET INTERFACE WITH PROFISAFE, 8 DI/DO AND 2 SAFETY DI PINS, 24V DC LOOP THROUGH CONFIGURABLE WITH STEP7 V5.5 AND LATER | 431 | TEM | 1 | Simatic | 0.356 | 1
6AV36883AY360AX0 | SIMATIC HMI KP8 PN KEY PANEL, 8 SHORT-STROKE KEYS WITH MULTI-COLOR LED'S, PROFINET INTERFACE 8 CONFIGURABLE DI/DO PINS, 24V DC LOOP THROUGH CONFIGURABLE WITH STEP7 V5.5 AND LATER | 298 | TEM | 1 | Simatic | 0.329 | 1
6AV36883EH470AX0 | SIMATIC HMI KP32F PN, KEY PANEL, 32 SHORT-STROKE KEYS WITH MULTI-COLOR LED'S, PROFINET INTERFACES WITH PROFISAFE, 16DI+16DI/DO, 4 SAFETY DI PINS, 24V DC LOOP THROUGH CONFIGURABLE FROM STEP7 V5.5 | 1214 | TEM | 1 | Simatic | 1.907 | 1
6AV36883XY383AX0 | DESIGN BLANK FRONT KP8 APPEARANCE FOR EASY MOUNTING OF STANDARD 22.5 MM CONTROL ELEMENTS IDEAL FOR MODULAR OPERATING PANELS ALSO OPTIMIZED FOR MOUNTING IN EXTENTION UNITS FOR PRO DEVICES | 163 | TEM | 1 | Simatic | 0.001 | 1
6AV63721DE040AX0 | SIMATIC powerrate V4.0 SP3 Engineering+AS-RT (unlimited), Power-Management FOR WinCC V7.4/V7.3 Second Edition/ V7.2, PCS 7 V8.1 SP1/V8.1/ V8.0 SP2/V7.1 SP4; ES/RT-SW, single license Software + docu on DVD License Key on USB STick, class a, 2 languages(ge,en). | 3859 | TEM | 1 | Simatic | 0.4 | 0
6AV63721DE040AX3 | SIMATIC powerrate V4.0 SP3 Engineering+AS-RT (unlimited), update V4.0 (SP1) -> V4.0 SP3 data medium without license, utilization only with valid license Power-Management for WinCC V7.4/V7.3 Second Edition/ V7.2, PCS 7 V8.1 SP1/V8.1/ V8.0 SP2/V7.1 SP4; Software and docu on DVD | 55.2 | TEM | 1 | Simatic | 0.534 | 0
6AV63721DE040AX4 | SIMATIC powerrate V4.0 SP3 Engineering+AS-RT (unlimited), Upgrade V3.X-> V4.0 SP3, Power-Management for WinCC V7.4/V7.3 Second Edition/ V7.2, PCS 7 V8.1 SP1/V8.1/ V8.0 SP2/V7.1 SP4; ES/RT-SW, single license, Software + docu on DVD License key on USB STick, class A, 2 languages(ge,en) | 993 | TEM | 1 | Simatic | 0.522 | 0
6AV63721DE040AX7 | SIMATIC powerrate V4.0 SP3 Trial (30 Days), Power-Management for WinCC V7.4/V7.3 Second Edition/ V7.2, PCS 7 V8.1 SP1/V8.1/ V8.0 SP2/V7.1 SP4; Software + docu on DVD 2 languages(ge,en) | 55.2 | TEM | 1 | Simatic | 0.209 | 0
6AV63721DF000AL2 | SIEMENS SOLUTION PARTNER PARTNER FEE FOR PROGRAM MODULE "INDUSTRIAL ENERGY EFFICIENCY - ENERGY MANAGEMENT", ANNUAL FEE | 1575 | TEM | 1 | Simatic | 0.75 | 0
6AV63722DF000DL0 | SIMATIC B.DATA PROFESSIONAL 100 TAGS, SUS; SOFTWARE UPDATE SERVICE FOR MAXIMUM 100 TAGS; WITHIN THE FRAMEWORK OF THIS CONTRACT, YOU WILL RECEIVE UPDATED SOFTWARE VERSIONS FOR A PERIOD OF ONE YEAR. IF IT IS NOT CANCELLED THREE MONTHS PRIOR TO ITS EXPIRATION. PERIOD OF DELIVERY AND PERFORMANCE: 1 YEAR FROM DATE OF INVOICE PREREQUISITE FOR CONTRACT: CURRENT VERSION OF THE SOFTWARE | 1890 | TEM | 1 | Simatic | 0.021 | 0
6AV63722DF000DY0 | SIMATIC Energy Manager PRO for sySTems up to 100 Tags, Software Update Service; within the framework of this contract, you will receive upgraded software versions for a perion of one year, If it is not cancelled three months prior to its expiration. Period of delivery and performance: 1 year from date of invoice. Prerequisite for contract: current version of the software ******************************* email address is mandatory for delivery | 1890 | TEM | 1 | Simatic | 0.001 | 0
6AV63722DF000FL0 | SIMATIC B.DATA PROFESSIONAL 500 TAGS, SUS; SOFTWARE UPDATE SERVICE FOR MAXIMUM 500 TAGS; WITHIN THE FRAMEWORK OF THIS CONTRACT, YOU WILL RECEIVE UPDATED SOFTWARE VERSIONS FOR A PERIOD OF ONE YEAR. IF IT IS NOT CANCELLED THREE MONTHS PRIOR TO ITS EXPIRATION. PERIOD OF DELIVERY AND PERFORMANCE: 1 YEAR FROM DATE OF INVOICE PREREQUISITE FOR CONTRACT: CURRENT VERSION OF THE SOFTWARE | 3780 | TEM | 1 | Simatic | 0.021 | 0
6AV63722DF000FY0 | SIMATIC Energy Manager PRO for sySTems up to 500 Tags, Software Update Service; within the framework of this contract, you will receive upgraded software versions for a perion of one year, If it is not cancelled three months prior to its expiration. Period of delivery and performance: 1 year from date of invoice. Prerequisite for contract: current version of the software ******************************* email address is mandatory for delivery | 3780 | TEM | 1 | Simatic | 0.001 | 0
6AV63722DF000HL0 | SIMATIC B.DATA PROFESSIONAL 5000 TAGS, SUS; SOFTWARE UPDATE SERVICE FOR MAXIMUM 5000 TAGS; WITHIN THE FRAMEWORK OF THIS CONTRACT, YOU WILL RECEIVE UPDATED SOFTWARE VERSIONS FOR A PERIOD OF ONE YEAR. IF IT IS NOT CANCELLED THREE MONTHS PRIOR TO ITS EXPIRATION. PERIOD OF DELIVERY AND PERFORMANCE: 1 YEAR FROM DATE OF INVOICE PREREQUISITE FOR CONTRACT: CURRENT VERSION OF THE SOFTWARE | 6300 | TEM | 1 | Simatic | 0.021 | 0
6AV63722DF000HY0 | SIMATIC Energy Manager PRO for sySTems up to 5000 Tags, Software Update Service; within the framework of this contract, you will receive upgraded software versions for a perion of one year, If it is not cancelled three months prior to its expiration. Period of delivery and performance: 1 year from date of invoice. Prerequisite for contract: current version of the software ******************************* email address is mandatory for delivery | 6300 | TEM | 1 | Simatic | 0.001 | 0
6AV63722DF060AX0 | SIMATIC B.DATA V6.0 SP1 PROFESSIONAL ENERGY DATA MANAGEMENT; INCL. 50 TAGS, ORACLE DATABASE STANDARD EDITION EMBEDDED, (MAX. 2 CPU SOCKETS), 1 ACQUISITION COMPONENT, 1 CLIENT, 1 WEB CLIENT, DATA MOBILE, ERP CONNECTION, REPORTING, TRENDER, VISU, MATRIX, KPI, PROFILE; ES/RT-SW; SINGLE LICENSE; LICENSE KEY ON USB STICK; SW AND DOCU ON CD IN GER/EN; EXEC. UNDER WINDOWS 7 PRO / ULTIMATE (32/64 BIT), WINDOWS 8.1 PRO / ENTERPRISE (64 BIT), WINDOWS SRV 2008 R2 (64 BIT), WINDOWS SRV 2012 R2 (64 BIT) | 6300 | TEM | 1 | Simatic | 0.228 | 0
6AV63722DF060CX0 | SIMATIC B.DATA V6.0 PROFESSIONAL ENERGY DATA MANAGEMENT TAG PACKAGE 50; INCREASES THE NUMBER OF TAGS BY 50 TAGS; ES/RT-SW; SINGLE LICENSE; LICENSE KEY ON USB STICK; WITHOUT SOFTWARE AND DOCUMENTATION | 4200 | TEM | 1 | Simatic | 0.164 | 0
6AV63722DF060DX0 | SIMATIC B.DATA V6.0 PROFESSIONAL ENERGY DATA MANAGEMENT TAG PACKAGE 100; INCREASES THE NUMBER OF TAGS BY 100 TAGS; ES/RT-SW; SINGLE LICENSE; LICENSE KEY ON USB STICK; WITHOUT SOFTWARE AND DOCUMENTATION | 7350 | TEM | 1 | Simatic | 0.163 | 0
6AV63722DF060DX4 | SIMATIC B.DATA V6.0 SP1 PROFESSIONAL ENERGY DATA MANAGEMENT; UPGRADE 100 TAGS, V5.2/V5.3 -> V6.0 SP1; 1 ACQUISITION COMPONENT, 1 CLIENT, 1 WEB CLIENT, DATA MOBILE, ERP CONNECTION, REPORTING, TRENDER, VISU, MATRIX, KPI, PROFILE; ES/RT-SW; SINGLE LICENSE; LICENSE KEY ON USB STICK; SW AND DOCU ON CD IN GER/EN; EXEC. UNDER WINDOWS 7 PRO / ULTIMATE (32/64 BIT), WINDOWS 8.1 PRO / ENTERPRISE (64 BIT), WINDOWS SRV 2008 R2 (64 BIT), WINDOWS SRV 2012 R2 (64 BIT) | 3675 | TEM | 1 | Simatic | 0.21 | 0
6AV63722DF060EX0 | SIMATIC B.DATA V6.0 PROFESSIONAL ENERGY DATA MANAGEMENT TAG PACKAGE 250; INCREASES THE NUMBER OF TAGS BY 250 TAGS; ES/RT-SW; SINGLE LICENSE; LICENSE KEY ON USB STICK; WITHOUT SOFTWARE AND DOCUMENTATION | 10500 | TEM | 1 | Simatic | 0.147 | 0
6AV63722DF060FX0 | SIMATIC B.DATA V6.0 PROFESSIONAL ENERGY DATA MANAGEMENT TAG PACKAGE 500; INCREASES THE NUMBER OF TAGS BY 500 TAGS; ES/RT-SW; SINGLE LICENSE; LICENSE KEY ON USB STICK; WITHOUT SOFTWARE AND DOCUMENTATION | 14700 | TEM | 1 | Simatic | 0.163 | 0
6AV63722DF060FX4 | SIMATIC B.DATA V6.0 SP1 PROFESSIONAL ENERGY DATA MANAGEMENT; UPGRADE 500 TAGS, V5.2/V5.3 -> V6.0 SP1; 1 ACQUISITION COMPONENT, 1 CLIENT, 1 WEB CLIENT, DATA MOBILE, ERP CONNECTION, REPORTING, TRENDER, VISU, MATRIX, KPI, PROFILE; ES/RT-SW; SINGLE LICENSE; LICENSE KEY ON USB STICK; SW AND DOCU ON CD IN GER/EN; EXEC. UNDER WINDOWS 7 PRO / ULTIMATE (32/64 BIT), WINDOWS 8.1 PRO / ENTERPRISE (64 BIT), WINDOWS SRV 2008 R2 (64 BIT), WINDOWS SRV 2012 R2 (64 BIT) | 7350 | TEM | 1 | Simatic | 0.221 | 0
6AV63722DF060GX0 | SIMATIC B.DATA V6.0 PROFESSIONAL ENERGY DATA MANAGEMENT TAG PACKAGE 1000; INCREASES THE NUMBER OF TAGS BY 1000 TAGS; ES/RT-SW; SINGLE LICENSE; LICENSE KEY ON USB STICK; WITHOUT SOFTWARE AND DOCUMENTATION | 25200 | TEM | 1 | Simatic | 0.165 | 0
6AV63722DF060HX0 | SIMATIC B.DATA V6.0 PROFESSIONAL ENERGY DATA MANAGEMENT TAG PACKAGE 5000; INCREASES THE NUMBER OF TAGS BY 5000 TAGS; ES/RT-SW; SINGLE LICENSE; LICENSE KEY ON USB STICK; WITHOUT SOFTWARE AND DOCUMENTATION | 29400 | TEM | 1 | Simatic | 0.164 | 0
6AV63722DF060HX4 | SIMATIC B.DATA V6.0 SP1 PROFESSIONAL ENERGY DATA MANAGEMENT; UPGRADE 1000 TAGS, V5.2/V5.3 -> V6.0 SP1; 1 ACQUISITION COMPONENT, 1 CLIENT, 1 WEB CLIENT, DATA MOBILE, ERP CONNECTION, REPORTING, TRENDER, VISU, MATRIX, KPI, PROFILE; ES/RT-SW; SINGLE LICENSE; LICENSE KEY ON USB STICK; SW AND DOCU ON CD IN GER/EN; EXEC. UNDER WINDOWS 7 PRO / ULTIMATE (32/64 BIT), WINDOWS 8.1 PRO / ENTERPRISE (64 BIT), WINDOWS SRV 2008 R2 (64 BIT), WINDOWS SRV 2012 R2 (64 BIT) | 12600 | TEM | 1 | Simatic | 0.226 | 0
6AV63722DF070AH0 | SIMATIC Energy Manager PRO V7.0; inclusive 50 Tags, 1 Acquisition component, 1 Client, 1 Web Client; engineering/runtime software; single license; software, documentation and license key for download; 2 languages: ger/en; executable under Windows 7 Pro/Ultimate (32/64 Bit), Windows 8.1 Pro/ Enterprise (64 Bit), Windows 10 Pro/Enterprise (64 Bit), Windows Srv 2008 R2 (64 Bit), Windows Srv 2012 R2 (64 Bit) ******************************* email address is mandatory for delivery | 6300 | TEM | 1 | Simatic | 0.001 | 0
6AV63722DF070AX0 | SIMATIC Energy Manager PRO V7.0; inclusive 50 Tags, 1 Acquisition component, 1 Client, 1 Web Client; engineering/runtime software; single license; license key on USB STick; software and documentaion on DVD in ger/en; executable under Windows 7 Pro/Ultimate (32/64 Bit), Windows 8.1 Pro/ Enterprise (64 Bit), Windows 10 Pro/Enterprise (64 Bit), Windows Srv 2008 R2 (64 Bit), Windows Srv 2012 R2 (64 Bit) | 6300 | TEM | 1 | Simatic | 0.2 | 0
6AV63722DF070CH0 | SIMATIC Energy Manager PRO Tag Package 50; increases the number of tags by 50 tags; engineering/runtime software; single license; license key for download; without software and documentation ******************************* email address is mandatory for delivery | 4200 | TEM | 1 | Simatic | 0.001 | 0
6AV63722DF070CX0 | SIMATIC Energy Manager PRO Tag Package 50; increases the number of tags by 50 tags; engineering/runtime software; single license; license key on USB STick; without software and documentation | 4200 | TEM | 1 | Simatic | 0.2 | 0
6AV63722DF070DH0 | SIMATIC Energy Manager PRO Tag Package 100; increases the number of tags by 100 tags; engineering/runtime software; single license; license key for download; without software and documentation ******************************* email address is mandatory for delivery | 7350 | TEM | 1 | Simatic | 0.001 | 0
6AV63722DF070DH4 | SIMATIC Energy Manager PRO V7.0; Upgrade of sySTems up to 100 tags; V6.0 -> V7.0; engineering/runtime software; single license; software, documentation and license key for download; 2 languages: ger/en; executable under Windows 7 Pro/Ultimate (32/64 Bit), Windows 8.1 Pro/ Enterprise (64 Bit), Windows 10 Pro/Enterprise (64 Bit), Windows Srv 2008 R2 (64 Bit), Windows Srv 2012 R2 (64 Bit) ******************************* email address is mandatory for delivery | 3675 | TEM | 1 | Simatic | 0.001 | 0
6AV63722DF070DX0 | SIMATIC Energy Manager PRO Tag Package 100; increases the number of tags by 100 tags; engineering/runtime software; single license; license key on USB STick; without software and documentation | 7350 | TEM | 1 | Simatic | 0.2 | 0
6AV63722DF070DX4 | SIMATIC Energy Manager PRO V7.0; Upgrade of sySTems up to 100 tags; V6.0 -> V7.0; engineering/runtime software; single license; license key on USB STick; software and documentaion on DVD in ger/en; executable under Windows 7 Pro/Ultimate (32/64 Bit), Windows 8.1 Pro/ Enterprise (64 Bit), Windows 10 Pro/Enterprise (64 Bit), Windows Srv 2008 R2 (64 Bit), Windows Srv 2012 R2 (64 Bit) | 3675 | TEM | 1 | Simatic | 0.2 | 0
6AV63722DF070EH0 | SIMATIC Energy Manager PRO Tag Package 250; increases the number of tags by 250 tags; engineering/runtime software; single license; license key for download; without software and documentation ******************************* email address is mandatory for delivery | 10500 | TEM | 1 | Simatic | 0.001 | 0
6AV63722DF070EX0 | SIMATIC Energy Manager PRO Tag Package 250; increases the number of tags by 250 tags; engineering/runtime software; single license; license key on USB STick; without software and documentation | 10500 | TEM | 1 | Simatic | 0.2 | 0
6AV63722DF070FH0 | SIMATIC Energy Manager PRO Tag Package 500; increases the number of tags by 500 tags; engineering/runtime software; single license; license key for download; without software and documentation ******************************* email address is mandatory for delivery | 14700 | TEM | 1 | Simatic | 0.001 | 0
6AV63722DF070FH4 | SIMATIC Energy Manager PRO V7.0; Upgrade of sySTems up to 500 tags; V6.0 -> V7.0; engineering/runtime software; single license; software, documentation and license key for download; 2 languages: ger/en; executable under Windows 7 Pro/Ultimate (32/64 Bit), Windows 8.1 Pro/ Enterprise (64 Bit), Windows 10 Pro/Enterprise (64 Bit), Windows Srv 2008 R2 (64 Bit), Windows Srv 2012 R2 (64 Bit) ******************************* email address is mandatory for delivery | 7350 | TEM | 1 | Simatic | 0.001 | 0
6AV63722DF070FX0 | SIMATIC Energy Manager PRO Tag Package 500; increases the number of tags by 500 tags; engineering/runtime software; single license; license key on USB STick; without software and documentation | 14700 | TEM | 1 | Simatic | 0.2 | 0
6AV63722DF070FX4 | SIMATIC Energy Manager PRO V7.0; Upgrade of sySTems up to 500 tags; V6.0 -> V7.0; engineering/runtime software; single license; license key on USB STick; software and documentaion on DVD in ger/en; executable under Windows 7 Pro/Ultimate (32/64 Bit), Windows 8.1 Pro/ Enterprise (64 Bit), Windows 10 Pro/Enterprise (64 Bit), Windows Srv 2008 R2 (64 Bit), Windows Srv 2012 R2 (64 Bit) | 7350 | TEM | 1 | Simatic | 0.2 | 0
6AV63722DF070GH0 | SIMATIC Energy Manager PRO Tag Package 1000; increases the number of tags by 1000 tags; engineering/runtime software; single license; license key for download; without software and documentation ******************************* email address is mandatory for delivery | 25200 | TEM | 1 | Simatic | 0.001 | 0
6AV63722DF070GX0 | SIMATIC Energy Manager PRO Tag Package 1000; increases the number of tags by 1000 tags; engineering/runtime software; single license; license key on USB STick; without software and documentation | 25200 | TEM | 1 | Simatic | 0.2 | 0
6AV63722DF070HH0 | SIMATIC Energy Manager PRO Tag Package 5000; increases the number of tags by 5000 tags; engineering/runtime software; single license; license key for download; without software and documentation ******************************* email address is mandatory for delivery | 29400 | TEM | 1 | Simatic | 0.001 | 0
6AV63722DF070HH4 | SIMATIC Energy Manager PRO V7.0; Upgrade of sySTems up to 5000 tags; V6.0 -> V7.0; engineering/runtime software; single license; software, documentation and license key for download; 2 languages: ger/en; executable under Windows 7 Pro/Ultimate (32/64 Bit), Windows 8.1 Pro/ Enterprise (64 Bit), Windows 10 Pro/Enterprise (64 Bit), Windows Srv 2008 R2 (64 Bit), Windows Srv 2012 R2 (64 Bit) ******************************* email address is mandatory for delivery | 12600 | TEM | 1 | Simatic | 0.001 | 0
6AV63722DF070HX0 | SIMATIC Energy Manager PRO Tag Package 5000; increases the number of tags by 5000 tags; engineering/runtime software; single license; license key on USB STick; without software and documentation | 29400 | TEM | 1 | Simatic | 0.2 | 0
6AV63722DF070HX4 | SIMATIC Energy Manager PRO V7.0; Upgrade of sySTems up to 5000 tags; V6.0 -> V7.0; engineering/runtime software; single license; license key on USB STick; software and documentaion on DVD in ger/en; executable under Windows 7 Pro/Ultimate (32/64 Bit), Windows 8.1 Pro/ Enterprise (64 Bit), Windows 10 Pro/Enterprise (64 Bit), Windows Srv 2008 R2 (64 Bit), Windows Srv 2012 R2 (64 Bit) | 12600 | TEM | 1 | Simatic | 0.2 | 0
6AV63722DF070JH0 | SIMATIC Energy Manager PRO Tag Package 30000; increases the number of tags by 30000 tags; engineering/runtime software; single license; license key for download; without software and documentation ******************************* email address is mandatory for delivery | 35700 | TEM | 1 | Simatic | 0.001 | 0
6AV63722DF070JX0 | SIMATIC Energy Manager PRO Tag Package 30000; increases the number of tags by 30000 tags; engineering/runtime software; single license; license key on USB STick; without software and documentation | 35700 | TEM | 1 | Simatic | 0.2 | 0
6AV63722DF160AX0 | SIMATIC B.DATA V6.0 SP1 ENERGY DATA MANAGEMENT TRIAL (90 DAYS), 1 ACQUISITION COMPONENT, 1 CLIENT, 1 WEB CLIENT, DATA MOBILE, ERP CONNECTION, REPORTING, TRENDER, VISU, MATRIX, KPI, PROFILE; SW AND DOCU ON CD IN GER/EN; EXEC. UNDER WINDOWS 7 PRO / ULTIMATE (32/64 BIT), WINDOWS 8.1 PRO / ENTERPRISE (64 BIT), WINDOWS SRV 2008 R2 (64 BIT), WINDOWS SRV 2012 R2 (64 BIT) | 26.3 | TEM | 1 | Simatic | 0.22 | 0
6AV63722DF170AX0 | SIMATIC Energy Manager PRO V7.0 Trial (90 days), 1 Acquisition component, 1 Client, 1 Web Client; software and documentaion on DVD in ger/en; executable under Windows 7 Pro/Ultimate (32/64 Bit), Windows 8.1 Pro/ Enterprise (64 Bit), Windows 10 Pro/Enterprise (64 Bit), Windows Srv 2008 R2 (64 Bit), Windows Srv 2012 R2 (64 Bit) | 26.3 | TEM | 1 | Simatic | 0.2 | 0
6AV63722DF200AX0 | SIMATIC B.DATA V6 ENERGY DATA MANAGEMENT 3 WEB CLIENTS; RT SOFTWARE, SINGLE LICENSE; LICENSE KEY ON USB STICK; WITHOUT SOFTWARE AND DOCUMENTATION | 2100 | TEM | 1 | Simatic | 0.143 | 0
6AV63722DF200BX0 | SIMATIC B.DATA V6 ENERGY DATA MANAGEMENT 20 WEB CLIENTS; RT SOFTWARE, SINGLE LICENSE; LICENSE KEY ON USB STICK; WITHOUT SOFTWARE AND DOCUMENTATION | 7875 | TEM | 1 | Simatic | 0.151 | 0
6AV63722DF200CX0 | SIMATIC B.DATA V6 ENERGY DATA MANAGEMENT 60 WEB CLIENTS; RT SOFTWARE, SINGLE LICENSE; LICENSE KEY ON USB STICK; WITHOUT SOFTWARE AND DOCUMENTATION | 15750 | TEM | 1 | Simatic | 0.164 | 0
6AV63722DF270AH0 | SIMATIC Energy Manager PRO 3 Web Clients; runtime software; single license; license key for download; without software and documentation ******************************* email address is mandatory for delivery | 2100 | TEM | 1 | Simatic | 0.001 | 0
6AV63722DF270AX0 | SIMATIC Energy Manager PRO 3 Web Clients; runtime software; single license; license key on USB STick; without software and documentation | 2100 | TEM | 1 | Simatic | 0.2 | 0
6AV63722DF270BH0 | SIMATIC Energy Manager PRO 20 Web Clients; runtime software; single license; license key for download; without software and documentation ******************************* email address is mandatory for delivery | 7875 | TEM | 1 | Simatic | 0.001 | 0
6AV63722DF270BX0 | SIMATIC Energy Manager PRO 20 Web Clients; runtime software; single license; license key on USB STick; without software and documentation | 7875 | TEM | 1 | Simatic | 0.2 | 0
6AV63722DF270CH0 | SIMATIC Energy Manager PRO 60 Web Clients; runtime software; single license; license key for download; without software and documentation ******************************* email address is mandatory for delivery | 15750 | TEM | 1 | Simatic | 0.001 | 0
6AV63722DF270CX0 | SIMATIC Energy Manager PRO 60 Web Clients; runtime software; single license; license key on USB STick; without software and documentation | 15750 | TEM | 1 | Simatic | 0.2 | 0
6AV63722DF300AX0 | SIMATIC B.DATA V6 ENERGY DATA MANAGEMENT CLIENT; ES/RT-SW, SINGLE LICENSE; LICENSE KEY ON USB STICK; WITHOUT SOFTWARE AND DOCUMENTATION | 1365 | TEM | 1 | Simatic | 0.163 | 0
6AV63722DF370AH0 | SIMATIC Energy Manager PRO Client; engineering/runtime software; single license; license key for download; without software and documentation ******************************* email address is mandatory for delivery | 1365 | TEM | 1 | Simatic | 0.001 | 0
6AV63722DF370AX0 | SIMATIC Energy Manager PRO Client; engineering/runtime software; single license; license key on USB STick; without software and documentation | 1365 | TEM | 1 | Simatic | 0.2 | 0
6AV63722DF400AX0 | SIMATIC B.DATA V6 ENERGY DATA MANAGEMENT PROGNOSIS AND PLANNING; ES/RT-SW, SINGLE LICENSE; LICENSE KEY ON USB STICK; WITHOUT SOFTWARE AND DOCUMENTATION | 6300 | TEM | 1 | Simatic | 0.165 | 0
6AV63722DF470AH0 | SIMATIC Energy Manager PRO Prognosis & Planning; engineering/runtime software; single license; license key for download; without software and documentation ******************************* email address is mandatory for delivery | 6300 | TEM | 1 | Simatic | 0.001 | 0
6AV63722DF470AX0 | SIMATIC Energy Manager PRO Prognosis & Planning; engineering/runtime software; single license; license key on USB STick; without software and documentation | 6300 | TEM | 1 | Simatic | 0.2 | 0
6AV63722DF500AX0 | SIMATIC B.DATA V6 ENERGY DATA MANAGEMENT ACQUISITION, CONNECTION TO WINCC, OPC, ASCII, XML, ODBC...; ES/RT-SW, SINGLE LICENSE; LICENSE KEY ON USB STICK; WITHOUT SOFTWARE AND DOCUMENTATION | 2100 | TEM | 1 | Simatic | 0.165 | 0
6AV63722DF570AH0 | SIMATIC Energy Manager PRO Acquisition; connection to WinCC, OPC, ASCII, XML, ODBC...; engineering/runtime software; single license; license key for download; without software and documentation ******************************* email address is mandatory for delivery | 2100 | TEM | 1 | Simatic | 0.001 | 0
6AV63722DF570AX0 | SIMATIC Energy Manager PRO Acquisition; connection to WinCC, OPC, ASCII, XML, ODBC...; engineering/runtime software; single license; license key on USB STick; without software and documentation | 2100 | TEM | 1 | Simatic | 0.2 | 0
6AV63722DF660AX0 | SIMATIC B.DATA V6.0 SP1 ENTERPRISE ENERGY DATA MANAGEMENT 30000 TAGS WITHOUT DATABASE; INCL. 1 ACQUISITION COMPONENT, 1 CLIENT, 20 WEB CLIENTS, DATA MOBILE, ERP CONNECTION, REPORTING, TRENDER, VISU, MATRIX, KPI, PROFILE; ES/RT-SW; SINGLE LICENSE; LICENSE KEY ON USB STICK; SW AND DOCU ON CD IN GER/EN; EXEC. UNDER WINDOWS 7 PRO / ULTIMATE (32/64 BIT), WINDOWS 8.1 PRO / ENTERPRISE (64 BIT), WINDOWS SRV 2008 R2 (64 BIT), WINDOWS SRV 2012 R2 (64 BIT) | 36750 | TEM | 1 | Simatic | 0.2 | 0
6AV63722DF670AH0 | SIMATIC Energy Manager PRO Consumer Package 1; increases the number of tags by 1 consumer; engineering/runtime software; single license; license key for download; without software and documentation ******************************* email address is mandatory for delivery | 1050 | TEM | 1 | Simatic | 0.001 | 0
6AV63722DF670AX0 | SIMATIC Energy Manager PRO Consumer Package 1; increases the number of tags by 1 consumer; engineering/runtime software; single license; license key on USB STick; without software and documentation | 1050 | TEM | 1 | Simatic | 0.2 | 0
6AV63722DF670BH0 | SIMATIC Energy Manager PRO Consumer Package 5; increases the number of tags by 5 consumer; engineering/runtime software; single license; license key for download; without software and documentation ******************************* email address is mandatory for delivery | 5250 | TEM | 1 | Simatic | 0.001 | 0
6AV63722DF670BX0 | SIMATIC Energy Manager PRO Consumer Package 5; increases the number of tags by 5 consumer; engineering/runtime software; single license; license key on USB STick; without software and documentation | 5250 | TEM | 1 | Simatic | 0.2 | 0
6AV63722DF670CH0 | SIMATIC Energy Manager PRO Consumer Package 25; increases the number of tags by 25 consumer; engineering/runtime software; single license; license key for download; without software and documentation ******************************* email address is mandatory for delivery | 21000 | TEM | 1 | Simatic | 0.001 | 0
6AV63722DF670CX0 | SIMATIC Energy Manager PRO Consumer Package 25; increases the number of tags by 25 consumer; engineering/runtime software; single license; license key on USB STick; without software and documentation | 21000 | TEM | 1 | Simatic | 0.2 | 0
6AV63722DF670DH0 | SIMATIC Energy Manager PRO Consumer Package 50; increases the number of tags by 50 consumer; engineering/runtime software; single license; license key for download; without software and documentation ******************************* email address is mandatory for delivery | 36750 | TEM | 1 | Simatic | 0.001 | 0
6AV63722DF670DX0 | SIMATIC Energy Manager PRO Consumer Package 50; increases the number of tags by 50 consumer; engineering/runtime software; single license; license key on USB STick; without software and documentation | 36750 | TEM | 1 | Simatic | 0.2 | 0
6AV63722DF670LH0 | SIMATIC Energy Manager PRO Consumer License; engineering/runtime software; single license; contains certificate of license for 1 consumer for download ******************************* email address is mandatory for delivery | 625 | TEM | 1 | Simatic | 0.001 | 0
6AV63722DF670LX0 | SIMATIC Energy Manager PRO Consumer License; engineering/runtime software; single license; contains certificate of license for 1 consumer | 625 | TEM | 1 | Simatic | 0.1 | 0
6AV63722DF670MH0 | SIMATIC Energy Manager PRO V7.0 Consumer MaSTer; inclusive 50 Tags, 1 Client, 20 Web Clients; engineering/runtime software; single license; software, documentation and license key for download; 2 languages: ger/en; executable under Windows 7 Pro/Ultimate (32/64 Bit), Windows 8.1 Pro/ Enterprise (64 Bit), Windows 10 Pro/Enterprise (64 Bit), Windows Srv 2008 R2 (64 Bit), Windows Srv 2012 R2 (64 Bit) ******************************* email address is mandatory for delivery | 6300 | TEM | 1 | Simatic | 0.001 | 0
6AV63722DF670MX0 | SIMATIC Energy Manager PRO V7.0 Consumer MaSTer; inclusive 50 Tags, 1 Client, 20 Web Clients; engineering/runtime software; single license; license key on USB STick; software and documentation on DVD in ger/en; executable under Windows 7 Pro/Ultimate (32/64 Bit), Windows 8.1 Pro/ Enterprise (64 Bit), Windows 10 Pro/Enterprise (64 Bit), Windows Srv 2008 R2 (64 Bit), Windows Srv 2012 R2 (64 Bit) | 6300 | TEM | 1 | Simatic | 0.2 | 0
6AV63722DF700XL0 | SIMATIC B.DATA ENTERPRISE SOFTWARE UPDATE SERVICE (SUS) WITHIN THE FRAMEWORK OF THIS CONTRACT, YOU WILL RECEIVE UPDATED SOFTWARE VERSIONS FOR A PERIOD OF ONE YEAR. IF IT IS NOT CANCELLED THREE MONTHS PRIOR TO ITS EXPIRATION. PERIOD OF DELIVERY AND PERFORMANCE: 1 YEAR FROM DATE OF INVOICE PREREQUISITE FOR CONTRACT: CURRENT VERSION OF THE SOFTWARE | 8400 | TEM | 1 | Simatic | 0.021 | 0
6AV63722DF700XX0 | SIMATIC B.DATA V6.0 ENTERPRISE ENERGY DATA MANAGEMENT POWERPACK 30000 -> 60000 TAGS; WITHOUT CHANGE OF VERSION; ES/RT-SW, SINGLE LICENSE; LICENSE KEY ON USB STICK; WITHOUT SOFTWARE AND DOCUMENTATION | 10500 | TEM | 1 | Simatic | 0.2 | 0
6AV63722DF700XY0 | SIMATIC Energy Manager PRO for sySTems > 5000 Tags; Software Update Service; within the framework of this contract, you will receive upgraded software versions for a perion of one year, If it is not cancelled three months prior to its expiration. Period of delivery and performance: 1 year from date of invoice. Prerequisite for contract: current version of the software ******************************* email address is mandatory for delivery | 8400 | TEM | 1 | Simatic | 0.001 | 0
6AV63722DF760XX4 | SIMATIC B.DATA V6.0 SP1 ENTERPRISE ENERGY DATA MANAGEMENT UPGRADE FOR 30000 TAGS OR 60000 TAGS, V5.2/V5.3 -> V6.0 SP1; 1 ACQUISITION COMPONENT, 1 CLIENT, 20 WEB CLIENTS, DATA MOBILE, ERP CONNECTION, REPORTING, TRENDER, VISU, MATRIX, KPI, PROFILE; ES/RT-SW; SINGLE LICENSE; LICENSE KEY ON USB STICK; SW AND DOCU ON CD IN GER/EN; EXEC. UNDER WINDOWS 7 PRO / ULTIMATE (32/64 BIT), WINDOWS 8.1 PRO / ENTERPRISE (64 BIT), WINDOWS SRV 2008 R2 (64 BIT), WINDOWS SRV 2012 R2 (64 BIT) | 16800 | TEM | 1 | Simatic | 0.235 | 0
6AV63722DF770XH4 | SIMATIC Energy Manager PRO V7.0; Upgrade of sySTems with more than 5000 tags; V6.0 -> V7.0; engineering/runtime software; single license; software, documentation and license key for download; 2 languages: ger/en; executable under Windows 7 Pro/Ultimate (32/64 Bit), Windows 8.1 Pro/ Enterprise (64 Bit), Windows 10 Pro/Enterprise (64 Bit), Windows Srv 2008 R2 (64 Bit), Windows Srv 2012 R2 (64 Bit) ******************************* email address is mandatory for delivery | 16800 | TEM | 1 | Simatic | 0.001 | 0
6AV63722DF770XX4 | SIMATIC Energy Manager PRO V7.0; Upgrade of sySTems with more than 5000 tags; V6.0 -> V7.0; engineering/runtime software; single license; license key on USB STick; software and documentaion on DVD in ger/en; executable under Windows 7 Pro/Ultimate (32/64 Bit), Windows 8.1 Pro/ Enterprise (64 Bit), Windows 10 Pro/Enterprise (64 Bit), Windows Srv 2008 R2 (64 Bit), Windows Srv 2012 R2 (64 Bit) | 16800 | TEM | 1 | Simatic | 0.2 | 0
6AV63722DF800AL0 | SIMATIC B.DATA SERVICE SOFTWARE UPDATE SERVICE (SUS) WITHIN THE FRAMEWORK OF THIS CONTRACT, YOU WILL RECEIVE UPDATED SOFTWARE VERSIONS FOR A PERIOD OF ONE YEAR. IF IT IS NOT CANCELLED THREE MONTHS PRIOR TO ITS EXPIRATION. PERIOD OF DELIVERY AND PERFORMANCE: 1 YEAR FROM DATE OF INVOICE PREREQUISITE FOR CONTRACT: CURRENT VERSION OF THE SOFTWARE | 8400 | TEM | 1 | Simatic | 0.021 | 0
6AV63722DF860AX0 | SIMATIC B.DATA V6.0 SP1 SERVICE ENERGY DATA MANAGEMENT SPECIAL RELEASE FOR I CS VS EES ES/RT-SW; SINGLE LICENSE; LICENSE KEY ON USB STICK; SW AND DOCU ON DVD IN GER/EN; EXEC. UNDER WINDOWS 7 PRO / ULTIMATE (32/64 BIT), WINDOWS 8.1 PRO / ENTERPRISE (64 BIT), WINDOWS SRV 2008 R2 (64 BIT), WINDOWS SRV 2012 R2 (64 BIT) | 15750 | TEM | 1 | Simatic | 0.229 | 0
6AV63722DF860BX0 | SIMATIC B.DATA V6.0 SP1 ACQUISITON SETUP ENERGY DATA MANAGEMENT SPECIAL RELEASE FOR I CS VS EES ES/RT-SW; SINGLE LICENSE; SW AND DOCU ON DVD IN GER/EN; EXEC. UNDER WINDOWS 7 PRO / ULTIMATE (32/64 BIT), WINDOWS 8.1 PRO / ENTERPRISE (64 BIT), WINDOWS SRV 2008 R2 (64 BIT), WINDOWS SRV 2012 R2 (64 BIT) | 2100 | TEM | 1 | Simatic | 0.216 | 0
6AV63822AA074AX0 | WinCC package for SIMATIC IPC consiSTing of: WinCC RT Client, V7.4; available only with the same quantity of SIMATIC IPC on the same order form | 1586 | TEM | 1 | Simatic | 0.2 | 0
6AV63822CA074AX0 | WinCC package for SIMATIC IPC consiSTing of: WinCC RT 128, V7.4; available only with the same quantity of SIMATIC IPC on the same order form | 1665 | TEM | 1 | Simatic | 0.2 | 0
6AV63822DA074AX0 | WinCC package for SIMATIC IPC consiSTing of: WinCC RT 512, V7.4; available only with the same quantity of SIMATIC IPC on the same order form | 2735 | TEM | 1 | Simatic | 0.2 | 0
6AV63822EA074AX0 | WinCC package for SIMATIC IPC consiSTing of: WinCC RT 2048, V7.4; available only with the same quantity of SIMATIC IPC on the same order form | 3374 | TEM | 1 | Simatic | 0.2 | 0
6AV63822FA074AX0 | WinCC package for SIMATIC IPC consiSTing of: WinCC RT 65536, V7.4; available only with the same quantity of SIMATIC IPC on the same order form | 5292 | TEM | 1 | Simatic | 0.2 | 0
6AV63822HA074AX0 | WinCC package for SIMATIC IPC consiSTing of: WinCC RT 8192, V7.4; available only with the same quantity of SIMATIC IPC on the same order form | 4334 | TEM | 1 | Simatic | 0.2 | 0
6AV65741AA002BX0 | SERVICE SET FOR MP 370 12" KEY, MP377 12" KEY, AMOUNT AND CONTENT: SEE TECHNICAL DATA | 154 | TEM | 1 | Simatic | 0.623 | 0
6AV65741AA004AX0 | SERVICE SET FOR TP 070, TP 170A/B, OP 170B, TP 170MICRO, OP 270 6", TP 270 6", MP 270B 6" TOUCH AMOUNT AND CONTENT: SEE TECHNICAL DATA | 110 | TEM | 1 | Simatic | 0.075 | 0
6AV65741AA044AA0 | SERVICE SET FOR MOBILE PANELS 177/277 AMOUNT AND CONTENT: SEE TECHNICAL DATA | 110 | TEM | 1 | Simatic | 0.001 | 0
6AV65741AB002BA0 | LABELING STRIPS FOR MP 370 KEY, MP 377 KEY, AMOUNT: SEE TECHNICAL DATA | 44.1 | ΠΑΚ | 1 | Simatic | 0.055 | 0
6AV65741AB044AA0 | PROTECTIVE POUCH FOR LABELING STRIPS FOR MOBILE PANEL 170, MOBILE PANEL 177 AMOUNT: SEE TECHNICAL DATA | 65.1 | ΠΑΚ | 1 | Simatic | 0.075 | 0
6AV65741AD004AX0 | PROTECT. FILM 6" TOUCH DEVICE TYPE 1, FOR TP 070, TP 170MICRO, TP 170A/B, C7-635 TOUCH AMOUNT: SEE TECHNICAL DATA | 65.1 | ΠΑΚ | 1 | Simatic | 0.08 | 0
6AV65741AD004CX0 | PROTECT. FILM 10" TO 12" TOUCH DEVICE FOR TP 270 10", MP 270B 10", MP 370 12" TOUCH, MP 377 12" TOUCH, C7-636 TOUCH AMOUNT: SEE TECHNICAL DATA | 110 | ΠΑΚ | 1 | Simatic | 0.343 | 0
6AV65741AD004DX0 | PROTECT. FILM 6" TOUCH DEVICE, TYPE 2, FOR TP 270 6", TP 277 6", MP 177 6" TOUCH, MP 270B 6" TOUCH AMOUNT: SEE TECHNICAL DATA | 76.7 | ΠΑΚ | 1 | Simatic | 0.115 | 0
6AV65741AD004EX0 | PROTECT. FILM 15" TOUCH DEVICE FOR MP 370 15" TOUCH, TP 1500 BASIC, MP 377 15" TOUCH AND THIN CLIENT 15" AMOUNT: SEE TECHNICAL DATA | 110 | ΠΑΚ | 1 | Simatic | 0.435 | 0
6AV65741AD044AA0 | PROTECT. FILM 6" TOUCH DEVICE, TYPE 10, FOR MOBILE PANEL 170, MOBILE PANEL 177 AMOUNT: SEE TECHNICAL DATA | 65.1 | ΠΑΚ | 1 | Simatic | 0.08 | 0
6AV65741AE004AX0 | PROTECTIVE COVER FOR TP 070, TP 170A, TP 170B, TP 170MICRO, TP 177MICRO, TP 177A, TP 177B, TP 270 6", TP 277 6", MP 270 6" TOUCH AMOUNT: SEE TECHNICAL DATA | 94.5 | TEM | 1 | Simatic | 0.475 | 0
6AV65741AF044AA0 | WALL BRACKET TYPE 10 FOR MOBILE PANEL 170, MOBILE PANEL 177, MOBILE PANEL 277, MOBILE PANEL 277 IWLAN, MOBILE PANEL 277F IWLAN, MOBILE CLIENT900, WITHOUT MOUNTING PARTS AMOUNT: SEE TECHNICAL DATA | 98.7 | TEM | 1 | Simatic | 0.817 | 0
6AV65741AG044AA0 | SPARE KEY TYPE 10 FOR KEYSWITCH MOBILE PANEL, AMOUNT AND CONTENT: SEE TECHNICAL DATA | 205 | ΠΑΚ | 1 | Simatic | 0.054 | 0
6AV65742AC002AA1 | SIMATIC HMI MEMORY CARD 512 MB COMPACT FLASH CARD FOR SIMATIC HMI PANEL AND IPC WITH CF SLOT | 110 | TEM | 1 | Simatic | 0.017 | 0
6AV66100AA013CA8 | WINCC FLEXIBLE 2008 MICRO ENGINEERING SW, SINGLE LICENSE SW AND DOCUMENTATION ON DVD IN GER/EN/IT/FR/SP, EXEC. UNDER WIN XPPROF/XP HOME/ WINDOWS7 PROFESSIONAL/ULTIMATE/ ENTERPRISE (32/64 BIT), FOR CONFIGURATION OF SIMATIC MICRO PANELS | 149 | TEM | 1 | Simatic | 0.221 | 0
6AV66100AA013CE8 | WINCC FLEXIBLE 2008 MICRO, UPGRADE FOR WINCC FLEXIBLE 2004/2005/2007 MICRO, ENGINEERING-SW, SINGLE LICENSE, SW AND DOCUMENTATION ON DVD EXECUTABLE UNDER XPPROF/ WINDOWS7 PROFESSIONAL/ULTIMATE/ ENTERPRISE (32/64 BIT) | 67.5 | TEM | 1 | Simatic | 0.1 | 0
6AV66100AA013CH8 | WINCC FLEXIBLE 2008 MICRO ENGINEERING SW, SINGLE LICENSE SOFTWARE DOWNLOAD, GER/EN/IT/FR/SP, EXEC. UNDER WINXPPROF/XP HOME/ WINDOWS7 PROFESSIONAL/ULTIMATE/ ENTERPRISE (32/64 BIT), FOR CONFIGURATION OF SIMATIC MICRO PANELS ******************************* E-MAIL ADDRESS IS MANDATORY FOR DELIVERY! | 145 | TEM | 1 | Simatic | 0.015 | 0
6AV66100AA013CK8 | WINCC FLEXIBLE 2008 MICRO, UPGRADE FOR WINCC FLEXIBLE 2004/2005/2007 MICRO, ENGINEERING-SW, SINGLE LICENSE, SOFTWARE DOWNLOAD, EXECUTABLE UNDER XPPROF/ WINDOWS7 PROFESSIONAL/ULTIMATE/ ENTERPRISE (32/64 BIT) ******************************* E-MAIL ADDRESS IS MANDATORY FOR DELIVERY! | 65.8 | TEM | 1 | Simatic | 0.015 | 0
6AV66100AA513CU8 | WINCC FLEXIBLE 2008 MICRO UPDATE 2008, 2008 SP1/SP2 --> 2008 SP3, DATA MEDIUM WITHOUT LICENSE, UTILIZATION ONLY WITH VALID LICENSE, EXECUTABLE UNDER WINXP PROF/ WINDOWS7 PROFESSIONAL/ULTIMATE/ ENTERPRISE (32 BIT, 64 BIT) | 54.4 | TEM | 1 | Simatic | 0.221 | 0
6AV66110AA000AL0 | WINCC FLEXIBLE COMPACT SOFTWARE UPDATE SERVICE WITHIN THE FRAMEWORK OF THIS CONTRACT, YOU WILL RECEIVE UPDATED SOFTWARE VERSIONS FOR A PERIOD OF ONE YEAR. EXTENDED BY ANOTHER YEAR, IF IT IS NOT CANCELED THREE MONTHS PRIOR TO ITS EXPIRATION. PERIOD OF DELIVERY AND PERFORMANCE: 1 YEAR FROM DATE OF INVOICE PREREQUISITE FOR CONTRACT: CURRENT VERSION OF THE SOFTWARE | 81.9 | TEM | 1 | Simatic | 0.2 | 0
6AV66110AA000UL0 | WINCC FLEXIBLE COMPACT UNLOCK COPY LICENSE (UCL) SOFTWARE UPDATE SERVICE, AUTOMATIC SUPPLY OF UPGRADES AND SERVICE PACKS FOR ONE YEAR WITH AUTOMATIC RENEWAL, REQUIRES LATEST SW VERSION, ONLY VALID COMBINED WITH UNLOCK COPY LICENSE CONTRACT MIN. ORDER QUANTITY 20 PIECES | 52.5 | TEM | 1 | Simatic | 0.2 | 0
6AV66110AA010AQ0 | EPL ROYALTY FOR WINCC FLEXIBLE COMPACT, ONLY VALID COMBINED WITH ENTERPRISE LICENSE CONTRACT, REQUIRES EPL-MASTER | 299 | TEM | 1 | Simatic | 0.1 | 0
6AV66110AA013UE3 | WINCC FLEXIBLE 2008 COMPACT UNLOCK COPY LICENSE (UCL), MLK UPDATE FOR 64 BIT OPERATING SYSTEMS ONLY VALID COMBINED WITH UNLOCK COPY LICENSE CONTRACT | 36.8 | TEM | 1 | Simatic | 0.1 | 0
6AV66110AA013UF0 | WINCC FLEXIBLE 2008 COMPACT UPGRADE INCL. CHANGECONTROL, UNLOCK COPY LICENSE (UCL), ADDITIONAL PACKAGE FOR 5 INSTALLATIONS, ONLY VALID COMBINED WITH UNLOCK COPY LICENSE CONTRACT | 376 | TEM | 1 | Simatic | 0.1 | 0
6AV66110AA513CA5 | WINCC FLEXIBLE 2008 COMPACT ENGINEERING-SW,FLOATING LICENSE LICENSE KEY ON USB STICK, SW AND DOCUMENTATION ON DVD IN GER/EN/IT/FR/SP/CHS/CHT/KOR/JPN EXEC. UNDER XPPROF/ WINDOWS7 PROFESSIONAL/ULTIMATE/ ENTERPRISE (32/64 BIT), FOR CONFIGURATION OF SIMATIC PANELS UPTO SERIES 170 AND BASIC PANELS | 299 | TEM | 1 | Simatic | 0.243 | 0
6AV66110AA513CE5 | WINCC FLEXIBLE 2008 COMPACT, UPGRADE FOR WINCC FLEXIBLE 2004/2005/2007 COMPACT, INCL. CHANGE CONTROL, ENGINEERING-SW,FLOATING LICENSE LICENSE KEY ON USB-STICK, SW AND DOCUMENTATION ON DVD, GE/EN/IT/FR/SP/CHS/CHT/KOR/JAP, EXEC. UNDER XPPROF/ WINDOWS7 PROFESSIONAL/ULTIMATE/ ENTERPRISE (32/64 BIT), | 121 | TEM | 1 | Simatic | 0.232 | 0
6AV66110AA513CH5 | WINCC FLEXIBLE 2008 COMPACT ENGINEERING-SW,FLOATING LICENSE SOFTWARE AND LICENSE KEY DOWNLOAD, GER/EN/IT/FR/SP/CHS/CHT/KOR/JPN EXEC. UNDER XPPROF/ WINDOWS7 PROFESSIONAL/ULTIMATE/ ENTERPRISE (32/64 BIT), FOR CONFIGURATION OF SIMATIC PANELS UPTO SERIES 170 AND BASIC PANELS ******************************* E-MAIL ADDRESS IS MANDATORY FOR DELIVERY! | 294 | TEM | 1 | Simatic | 0.015 | 0
6AV66110AA513CK5 | WINCC FLEXIBLE 2008 COMPACT, UPGRADE FOR WINCC FLEXIBLE 2004/2005/2007 COMPACT, INCL. CHANGE CONTROL, ENGINEERING-SW,FLOATING LICENSE SOFTWARE AND LICENSE KEY DOWNLOAD, GE/EN/IT/FR/SP/CHS/CHT/KOR/JAP, EXEC. UNDER XPPROF/ WINDOWS7 PROFESSIONAL/ULTIMATE/ ENTERPRISE (32/64 BIT), ******************************* E-MAIL ADDRESS IS MANDATORY FOR DELIVERY! | 118 | TEM | 1 | Simatic | 0.015 | 0
6AV66113AA513CE5 | UPGRADE PROTOOL/LITE NACH WINCC FLEXIBLE 2008 COMPACT, ENGINEERING-SW,FLOATING LICENSE LICENSE KEY ON USB-STICK, SW AND DOCUMENTATION ON DVD, EXEC. UNDER XPPROF/ WINDOWS7 PROFESSIONAL/ULTIMATE/ ENTERPRISE (32/64 BIT) | 150 | TEM | 1 | Simatic | 0.1 | 0
6AV66118AA000AR0 | EPL-MAINTENANCE WINCC FLEXIBLE COMPACT (EPL = ENTERPRISE LICENSE) MAINTENANCE CHARGE F. ROYALTY FOR 12 MONTHS, ONLY VALID COMBINED WITH ENTERPRISE LICENSE CONTRACT, REQUIRES EPL-MASTER | 97.1 | TEM | 1 | Simatic | 0.05 | 0
6AV66120AA000AL0 | SIMATIC WINCC COMFORT SOFTWARE UPDATE SERVICE WITHIN THE FRAMEWORK OF THIS CONTRACT, YOU WILL RECEIVE UPDATED SOFTWARE VERSIONS FOR A PERIOD OF ONE YEAR. EXTENDED BY ANOTHER YEAR, IF IT IS NOT CANCELED THREE MONTHS PRIOR TO ITS EXPIRATION. PERIOD OF DELIVERY AND PERFORMANCE: 1 YEAR FROM DATE OF INVOICE PREREQUISITE FOR CONTRACT: CURRENT VERSION OF THE SOFTWARE | 152 | TEM | 1 | Simatic | 0.08 | 0
6AV66120AA000AM0 | SIMATIC WINCC COMFORT SOFTWARE UPDATE SERVICE COMPACT WITH MULTIPLE ORDERS FROM ONE IST SUPPLIES WILL BE COMBINED INTO ONE PACKAGE. MINIMUM QUANTITY ORDER: 3 PCS. WITHIN THE FRAMEWORK OF THIS CONTRACT, YOU WILL RECEIVE UPDATED SOFTWARE VERSIONS FOR A PERIOD OF ONE YEAR. EXTENDED BY ANOTHER YEAR, IF IT IS NOT CANCELED THREE MONTHS PRIOR TO ITS EXPIRATION. PERIOD OF DELIVERY AND PERFORMANCE: 1 YEAR FROM DATE OF INVOICE PREREQUISITE FOR CONTRACT: CURRENT VERSION OF THE SOFTWARE | 152 | TEM | 1 | Simatic | 0.1 | 0
6AV66120AA000AY0 | SIMATIC WINCC COMFORT SUS (DOWNLOAD) SOFTWARE UPDATE SERVICE, WITHIN THE FRAMEWORK OF THIS CONTRACT, YOU WILL RECEIVE UPDATED SOFTWARE VERSIONS FOR A PERIOD OF ONE YEAR. IF IT IS NOT CANCELED THREE MONTHS PRIOR TO ITS EXPIRATION. PERIOD OF DELIVERY AND PERFORMANCE: 1 YEAR FROM DATE OF INVOICE PREREQUISITE FOR CONTRACT: CURRENT VERSION OF THE SOFTWARE ******************************* E-MAIL ADDRESS IS MANDATORY FOR DELIVERY! | 144 | TEM | 1 | Simatic | 0.001 | 0
6AV66120AA000UL0 | SIMATIC WINCC COMFORT UNLOCK COPY LICENSE (UCL) SOFTWARE UPDATE SERVICE, AUTOMATIC SUPPLY OF UPGRADES AND SERVICE PACKS FOR ONE YEAR WITH AUTOMATIC RENEWAL, REQUIRES LATEST SW VERSION, ONLY VALID COMBINED WITH UNLOCK COPY LICENSE CONTRACT MIN. ORDER QUANTITY 20 PIECES | 131 | TEM | 1 | Simatic | 0.1 | 0
6AV66120AA010AQ0 | EPL ROYALTY FOR WINCC FLEXIBLE STANDARD, ONLY VALID COMBINED WITH ENTERPRISE LICENSE CONTRACT, REQUIRES EPL-MASTER | 1482 | TEM | 1 | Simatic | 0.1 | 0
6AV66120AA013UC0 | WINCC FLEXIBLE 2008 STANDARD UCL PACKAGE FOR ONE INSTALLATION; ENGINEERING-SOFTWARE; SOFTWARE AND DOCU. ON DVD; MASTER LICENSE ON CD; ONLY VALID WITH UCL AGREEMENT | 890 | TEM | 1 | Simatic | 0.1 | 0
6AV66120AA013UE3 | WINCC FLEXIBLE 2008 STANDARD UNLOCK COPY LICENSE (UCL), MLK UPDATE FOR 64 BIT OPERATING SYSTEMS ONLY VALID COMBINED WITH UNLOCK COPY LICENSE CONTRACT | 36.8 | TEM | 1 | Simatic | 0.1 | 0
6AV66120AA013UF0 | WINCC FLEXIBLE 2008 STANDARD UPGRADE INCL. CHANGECONTROL, UNLOCK COPY LICENSE (UCL), ADDITIONAL PACKAGE FOR 5 INSTALLATIONS, ONLY VALID COMBINED WITH UNLOCK COPY LICENSE CONTRACT | 1122 | TEM | 1 | Simatic | 0.05 | 0
6AV66120AA313CA8 | WINCC FLEXIBLE 2008 CHINA STANDARD, ENGINEERING-SW, SINGLE LICENSE, SW AND DOCUMENTATION ON DVD IN CHINESISCH SIMPLIFIED, EXECUTABLE UNDER XPPROF/ WINDOWS7 PROFESSIONAL/ULTIMATE/ ENTERPRISE (32/64 BIT), FOR CONFIGURATION OF SIMATIC PANELS | 117 | TEM | 1 | Simatic | 0.224 | 0
6AV66120AA513CA5 | WINCC FLEXIBLE 2008 STANDARD ENGINEERING-SW,FLOATING LICENSE LICENSE KEY ON USB STICK, SW AND DOCUMENTATION ON DVD IN GER/EN/IT/FR/SP/CHS/CHT/KOR/JPN EXEC. UNDER XPPROF/ WINDOWS7 PROFESSIONAL/ULTIMATE/ ENTERPRISE (32/64 BIT), FOR CONFIGURATION OF SIMATIC PANELS | 1482 | TEM | 1 | Simatic | 0.24 | 0
6AV66120AA513CE5 | WINCC FLEXIBLE 2008 STANDARD, UPGRADE FOR WINCC FLEXIBLE 2004/2005/2007 STANDARD, INCL. CHANGE CONTROL, ENGINEERING-SW,FLOATING LICENSE LICENSE KEY ON USB-STICK, SW AND DOCUMENTATION ON DVD, GE/EN/IT/FR/SP/CHS/CHT/KOR/JAP, EXECUTABLE UNDER XPPROF/ WINDOWS7 PROFESSIONAL/ULTIMATE/ ENTERPRISE (32/64 BIT) | 376 | TEM | 1 | Simatic | 0.241 | 0
6AV66120AA513CH5 | WINCC FLEXIBLE 2008 STANDARD ENGINEERING-SW,FLOATING LICENSE SOFTWARE AND LICENSE KEY DOWNLOAD, GER/EN/IT/FR/SP/CHS/CHT/KOR/JPN EXEC. UNDER XPPROF/ WINDOWS7 PROFESSIONAL/ULTIMATE/ ENTERPRISE (32/64 BIT), FOR CONFIGURATION OF SIMATIC PANELS ******************************* E-MAIL ADDRESS IS MANDATORY FOR DELIVERY! | 1453 | TEM | 1 | Simatic | 0.015 | 0
6AV66120AA513CK5 | WINCC FLEXIBLE 2008 STANDARD, UPGRADE FOR WINCC FLEXIBLE 2004/2005/2007 STANDARD, INCL. CHANGE CONTROL, ENGINEERING-SW,FLOATING LICENSE SOFTWARE AND LICENSE KEY DOWNLOAD, GE/EN/IT/FR/SP/CHS/CHT/KOR/JAP, EXECUTABLE UNDER XPPROF/ WINDOWS7 PROFESSIONAL/ULTIMATE/ ENTERPRISE (32/64 BIT) ******************************* E-MAIL ADDRESS IS MANDATORY FOR DELIVERY! | 368 | TEM | 1 | Simatic | 0.015 | 0
6AV66122BC013AD5 | WINCC FLEXIBLE 2008 STANDARD POWERPACK FOR WINCC FLEXIBLE 2008 COMPACT ENGINEERING SW, FLOATING LICENSE, LICENSE KEY ON USB STICK | 1183 | TEM | 1 | Simatic | 0.15 | 0
6AV66122BC013AJ5 | WINCC FLEXIBLE 2008 STANDARD POWERPACK FOR WINCC FLEXIBLE 2008 COMPACT, ENGINEERING SW, FLOATING LICENSE, LICENSE KEY DOWNLOAD ******************************* E-MAIL ADDRESS IS MANDATORY FOR DELIVERY! | 1160 | TEM | 1 | Simatic | 0.015 | 0
6AV66123AA513CE5 | UPGRADE PROTOOL TO WINCC FLEXIBLE 2008 STANDARD ENGINEERING-SW,FLOATING LICENSE LICENSE KEY ON USB STICK, SW AND DOCUMENTATION ON DVD, EXECUTABLE UNDER XPPROF/ WINDOWS7 PROFESSIONAL/ULTIMATE/ ENTERPRISE (32/64 BIT) | 741 | TEM | 1 | Simatic | 0.1 | 0
6AV66128AA000AR0 | EPL-MAINTENANCE WINCC FLEXIBLE STANDARD (EPL = ENTERPRISE LICENSE) MAINTENANCE CHARGE F. ROYALTY FOR 12 MONTHS, ONLY VALID COMBINED WITH ENTERPRISE LICENSE CONTRACT, REQUIRES EPL-MASTER | 245 | TEM | 1 | Simatic | 0.02 | 0
6AV66130AA000AL0 | SIMATIC WINCC ADVANCED SOFTWARE UPDATE SERVICE WITHIN THE FRAMEWORK OF THIS CONTRACT, YOU WILL RECEIVE UPDATED SOFTWARE VERSIONS FOR A PERIOD OF ONE YEAR. EXTENDED BY ANOTHER YEAR, IF IT IS NOT CANCELED THREE MONTHS PRIOR TO ITS EXPIRATION. PERIOD OF DELIVERY AND PERFORMANCE: 1 YEAR FROM DATE OF INVOICE PREREQUISITE FOR CONTRACT: CURRENT VERSION OF THE SOFTWARE | 380 | TEM | 1 | Simatic | 0.021 | 0
6AV66130AA000AM0 | SIMATIC WINCC ADVANCED SOFTWARE UPDATE SERVICE COMPACT WITH MULTIPLE ORDERS FROM ONE IST SUPPLIES WILL BE COMBINED INTO ONE PACKAGE. MINIMUM QUANTITY ORDER: 3 PCS. WITHIN THE FRAMEWORK OF THIS CONTRACT, YOU WILL RECEIVE UPDATED SOFTWARE VERSIONS FOR A PERIOD OF ONE YEAR. EXTENDED BY ANOTHER YEAR, IF IT IS NOT CANCELED THREE MONTHS PRIOR TO ITS EXPIRATION. PERIOD OF DELIVERY AND PERFORMANCE: 1 YEAR FROM DATE OF INVOICE PREREQUISITE FOR CONTRACT: CURRENT VERSION OF THE SOFTWARE | 380 | TEM | 1 | Simatic | 0.1 | 0
6AV66130AA000AY0 | SIMATIC WINCC ADVANCED SUS (DOWNLOAD) SOFTWARE UPDATE SERVICE, WITHIN THE FRAMEWORK OF THIS CONTRACT, YOU WILL RECEIVE UPDATED SOFTWARE VERSIONS FOR A PERIOD OF ONE YEAR. IF IT IS NOT CANCELED THREE MONTHS PRIOR TO ITS EXPIRATION. PERIOD OF DELIVERY AND PERFORMANCE: 1 YEAR FROM DATE OF INVOICE PREREQUISITE FOR CONTRACT: CURRENT VERSION OF THE SOFTWARE ******************************* E-MAIL ADDRESS IS MANDATORY FOR DELIVERY! | 361 | TEM | 1 | Simatic | 0.001 | 0
6AV66130AA000UL0 | SIMATIC WINCC ADVANCED UNLOCK COPY LICENSE (UCL) SOFTWARE UPDATE SERVICE, AUTOMATIC SUPPLY OF UPGRADES AND SERVICE PACKS FOR ONE YEAR WITH AUTOMATIC RENEWAL, REQUIRES LATEST SW VERSION, ONLY VALID COMBINED WITH UNLOCK COPY LICENSE CONTRACT MIN. ORDER QUANTITY 20 PIECES | 227 | TEM | 1 | Simatic | 0.1 | 0
6AV66130AA010AQ0 | EPL ROYALTY FOR WINCC FLEXIBLE ADVANCED, ONLY VALID COMBINED WITH ENTERPRISE LICENSE CONTRACT, REQUIRES EPL-MASTER | 2619 | TEM | 1 | Simatic | 0.1 | 0
6AV66130AA013UC0 | WINCC FLEXIBLE 2008 ADVANCED UCL PACKAGE FOR ONE INSTALLATION; ENGINEERING-SOFTWARE; SOFTWARE AND DOCU. ON DVD; MASTER LICENSE ON CD; ONLY VALID WITH UCL AGREEMENT | 1573 | TEM | 1 | Simatic | 0.1 | 0
6AV66130AA013UE3 | WINCC FLEXIBLE 2008 ADVANCED UNLOCK COPY LICENSE (UCL), MLK UPDATE FOR 64 BIT OPERATING SYSTEMS ONLY VALID COMBINED WITH UNLOCK COPY LICENSE CONTRACT | 36.8 | TEM | 1 | Simatic | 0.1 | 0
6AV66130AA013UF0 | WINCC FLEXIBLE 2008 ADVANCED UPGRADE INCL. CHANGECONTROL, UNLOCK COPY LICENSE (UCL), ADDITIONAL PACKAGE FOR 5 INSTALLATIONS, ONLY VALID COMBINED WITH UNLOCK COPY LICENSE CONTRACT | 2022 | TEM | 1 | Simatic | 0.05 | 0
6AV66130AA513CA5 | WINCC FLEXIBLE 2008 ADVANCED ENGINEERING-SW,FLOATING LICENSE LICENSE KEY ON USB STICK, SW AND DOCUMENTATION ON DVD IN GER/EN/IT/FR/SP/CHS/CHT/KOR/JPN EXECUTABLE UNDER XPPROF/ WINDOWS7 PROFESSIONAL/ULTIMATE/ ENTERPRISE (32/64 BIT), FOR CONFIGURATION OF SIMATIC PANELS AND WINCC FLEXIBLE 2008 RUNTIME | 2619 | TEM | 1 | Simatic | 0.24 | 0
6AV66130AA513CE5 | WINCC FLEXIBLE 2008 ADVANCED, UPGRADE FOR WINCC FLEXIBLE 2004/2005/2007 ADVANCED, INCL. CHANGE CONTROL, ENGINEERING-SW,FLOATING LICENSE LICENSE KEY ON USB-STICK, SW AND DOCUMENTATION ON DVD, GE/EN/IT/FR/SP/CHS/CHT/KOR/JAP, EXEC. UNDER XPPROF/ WINDOWS7 PROFESSIONAL/ULTIMATE/ ENTERPRISE (32/64 BIT), | 659 | TEM | 1 | Simatic | 0.237 | 0
6AV66130AA513CH5 | WINCC FLEXIBLE 2008 ADVANCED ENGINEERING-SW,FLOATING LICENSE SOFTWARE AND LICENSE KEY DOWNLOAD, GER/EN/IT/FR/SP/CHS/CHT/KOR/JPN EXECUTABLE UNDER XPPROF/ WINDOWS7 PROFESSIONAL/ULTIMATE/ ENTERPRISE (32/64 BIT), FOR CONFIGURATION OF SIMATIC PANELS AND WINCC FLEXIBLE 2008 RUNTIME ******************************* E-MAIL ADDRESS IS MANDATORY FOR DELIVERY! | 2568 | TEM | 1 | Simatic | 0.015 | 0
6AV66130AA513CK5 | WINCC FLEXIBLE 2008 ADVANCED, UPGRADE FOR WINCC FLEXIBLE 2004/2005/2007 ADVANCED, INCL. CHANGE CONTROL, ENGINEERING-SW,FLOATING LICENSE SOFTWARE AND LICENSE KEY DOWNLOAD, GE/EN/IT/FR/SP/CHS/CHT/KOR/JAP, EXEC. UNDER XPPROF/ WINDOWS7 PROFESSIONAL/ULTIMATE/ ENTERPRISE (32/64 BIT), ******************************* E-MAIL ADDRESS IS MANDATORY FOR DELIVERY! | 646 | TEM | 1 | Simatic | 0.015 | 0
6AV66130AA513CU8 | WINCC FLEXIBLE 2008 COMPACT/STANDARD/ADVANCED UPDATE 2008, 2008 SP1/SP2 --> 2008 SP3, DATA MEDIUM WITHOUT LICENSE, UTILIZATION ONLY WITH VALID LICENSE, EXECUTABLE UNDER WINXP PROF/ WINDOWS7 PROFESSIONAL/ULTIMATE/ ENTERPRISE (32 BIT, 64 BIT). | 54.4 | TEM | 1 | Simatic | 0.237 | 0
6AV66131BA010AQ0 | EPL ROYALTY FOR WINCC FLEXIBLE, 128 POWER TAGS (RT 128) ONLY VALID COMBINED WITH ENTERPRISE LICENSE CONTRACT, REQUIRES EPL-MASTER | 599 | TEM | 1 | Simatic | 0.1 | 0
6AV66131BA013VA0 | WINCC FLEXIBLE 2008 RUNTIME 128 POWER TAGS, UNLOCK COPY LICENSE, BASIC PACKAGE FOR 50 INSTALLATIONS, ONLY VALID COMBINED WITH UNLOCK COPY LICENSE CONTRACT | 20954 | TEM | 1 | Simatic | 0.2 | 0
6AV66131BA013VB0 | WINCC FLEXIBLE 2008 RUNTIME 128 POWER TAGS, UNLOCK COPY LICENSE, ADDITIONAL PACKAGE FOR 10 INSTALLATIONS, ONLY VALID COMBINED WITH UNLOCK COPY LICENSE CONTRACT, REQUIRES UCL BASIC PACKAGE. | 4192 | TEM | 1 | Simatic | 0.1 | 0
6AV66131BA513CA0 | WINCC FLEXIBLE 2008 RUNTIME 128 POWER TAGS RUNTIME SW, SINGLE LICENSE SW AND DOCUMENTATION ON CD LICENSE KEY ON USB STICK EXEC. UNDER XPPROF/ WINDOWS7 PROFESSIONAL/ULTIMATE/ ENTERPRISE (32/64 BIT), | 599 | TEM | 1 | Simatic | 0.239 | 0
6AV66131BA513CH0 | WINCC FLEXIBLE 2008 RUNTIME 128 POWER TAGS SOFTWARE AND LICENSE KEY DOWNLOAD, RUNTIME-SW, SINGLE LICENSE, EXEC. UNDER XPPROF/ WINDOWS7 PROFESSIONAL/ULTIMATE/ ENTERPRISE (32/64 BIT) ******************************* E-MAIL ADDRESS IS MANDATORY FOR DELIVERY! | 587 | TEM | 1 | Simatic | 0.015 | 0
6AV66131DA010AQ0 | EPL ROYALTY FOR WINCC FLEXIBLE, 512 POWER TAGS (RT 512) ONLY VALID COMBINED WITH ENTERPRISE LICENSE CONTRACT, REQUIRES EPL-MASTER | 1945 | TEM | 1 | Simatic | 0.1 | 0
6AV66131DA513CA0 | WINCC FLEXIBLE 2008 RUNTIME 512 POWER TAGS RUNTIME SW, SINGLE LICENSE SW AND DOCUMENTATION ON CD LICENSE KEY ON USB STICK EXEC. UNDER XPPROF/ WINDOWS7 PROFESSIONAL/ULTIMATE/ ENTERPRISE (32/64 BIT), | 1945 | TEM | 1 | Simatic | 0.24 | 0
6AV66131DA513CH0 | WINCC FLEXIBLE 2008 RUNTIME 512 POWER TAGS SOFTWARE AND LICENSE KEY DOWNLOAD, RUNTIME-SW, SINGLE LICENSE, EXEC. UNDER XPPROF/ WINDOWS7 PROFESSIONAL/ULTIMATE/ ENTERPRISE (32/64 BIT) ******************************* E-MAIL ADDRESS IS MANDATORY FOR DELIVERY! | 1908 | TEM | 1 | Simatic | 0.015 | 0
6AV66131FA010AQ0 | EPL ROYALTY FOR WINCC FLEXIBLE, 2048 POWER TAGS (RT 2048) ONLY VALID COMBINED WITH ENTERPRISE LICENSE CONTRACT, REQUIRES EPL-MASTER | 2994 | TEM | 1 | Simatic | 0.1 | 0
6AV66131FA513CA0 | WINCC FLEXIBLE 2008 RUNTIME 2048 POWER TAGS RUNTIME SW, SINGLE LICENSE SW AND DOCUMENTATION ON CD LICENSE KEY ON USB STICK EXEC. UNDER XPPROF/ WINDOWS7 PROFESSIONAL/ULTIMATE/ ENTERPRISE (32/64 BIT), | 2994 | TEM | 1 | Simatic | 0.239 | 0
6AV66131FA513CH0 | WINCC FLEXIBLE 2008 RUNTIME 2048 POWER TAGS SOFTWARE AND LICENSE KEY DOWNLOAD, RUNTIME-SW, SINGLE LICENSE, EXEC. UNDER XPPROF/ WINDOWS7 PROFESSIONAL/ULTIMATE/ ENTERPRISE (32/64 BIT) ******************************* E-MAIL ADDRESS IS MANDATORY FOR DELIVERY! | 2935 | TEM | 1 | Simatic | 0.015 | 0
6AV66131GA010AQ0 | EPL ROYALTY FOR WINCC FLEXIBLE 4096 POWERTAGS (RT 4096), ONLY VALID COMBINED WITH ENTERPRISE LICENSE CONTRACT, REQUIRES EPL-MASTER | 4490 | TEM | 1 | Simatic | 0.05 | 0
6AV66131GA513CA0 | WINCC FLEXIBLE 2008 RUNTIME 4096 POWER TAGS RUNTIME SW, SINGLE LICENSE SW AND DOCUMENTATION ON CD LICENSE KEY ON USB STICK EXEC. UNDER XPPROF/ WINDOWS7 PROFESSIONAL/ULTIMATE/ ENTERPRISE (32/64 BIT), | 4490 | TEM | 1 | Simatic | 0.234 | 0
6AV66131GA513CH0 | WINCC FLEXIBLE 2008 RUNTIME 4096 POWER TAGS SOFTWARE AND LICENSE KEY DOWNLOAD, RUNTIME-SW, SINGLE LICENSE, EXEC. UNDER XPPROF/ WINDOWS7 PROFESSIONAL/ULTIMATE/ ENTERPRISE (32/64 BIT) ******************************* E-MAIL ADDRESS IS MANDATORY FOR DELIVERY! | 4403 | TEM | 1 | Simatic | 0.015 | 0
6AV66131XA013CS0 | UPGRADE TRAINER PACKAGE WINCC FLEXIBLE 2008, CONTENTS: SW AND DOKU ON DVD, 6 USER-LIC. ON USB STICK F WINCC FLEXIBLE ADVANCED UPGR, WINCC FLEXIBLE RT 128 UPGR., ARCH.+RECIPES UPGR./OPC SERVER/ SM@RT SERVICE/SM@RT ACCESS F. WINCC FLEXIBLE RUNTIME (PC), SM@RT SERVICE/SM@RT ACCESS FOR PANELS, FOR EDUCATIONAL PURPOSES ONLY | 327 | TEM | 1 | Simatic | 0.242 | 0
6AV66131XA513CE0 | WINCC FLEXIBLE 2008 RUNTIME, UPGRADE FOR WINCC FLEXIBLE 2004/2005/2007 RUNTIME, INCL. SM@RTACCESS/SM@RTSERVICE/ OPC-SERVER/ARCHIVES/RECIPES/ PROAGENT/AUDIT FOR WINCC FLEXIBLE RUNTIME, RUNTIME SW, SINGLE LICENSE SW AND DOCUMENTATION ON CD LICENSE KEY ON USB STICK, EXECUTABLE UNDER XPPROF/ WINDOWS7 PROFESSIONAL/ULTIMATE/ ENTERPRISE (32/64 BIT), | 240 | TEM | 1 | Simatic | 0.237 | 0
6AV66131XA513CK0 | WINCC FLEXIBLE 2008 RUNTIME, UPGRADE FOR WINCC FLEXIBLE 2004/2005/2007 RUNTIME, SOFTWARE AND LICENSE KEY DOWNLOAD, INCL. SM@RTACCESS/SM@RTSERVICE/ OPC-SERVER/ARCHIVES/RECIPES/ PROAGENT/AUDIT FOR WINCC FLEXIBLE RUNTIME, EXECUTABLE UNDER XPPROF/ WINDOWS7 PROFESSIONAL/ULTIMATE/ ENTERPRISE (32/64 BIT), ******************************* E-MAIL ADDRESS IS MANDATORY FOR DELIVERY! | 234 | TEM | 1 | Simatic | 0.015 | 0
6AV66131XA513CU8 | WINCC FLEXIBLE 2008 RUNTIME UPDATE 2008, 2008 SP1/SP2 --> 2008 SP3, DATA MEDIUM WITHOUT LICENSE, UTILIZATION ONLY WITH VALID LICENSE, EXECUTABLE UNDER WINXP PROF/ WINDOWS7 PROFESSIONAL/ULTIMATE/ ENTERPRISE (32 BIT, 64 BIT) | 54.4 | TEM | 1 | Simatic | 0.235 | 0
6AV66132BD013AD5 | WINCC FLEXIBLE 2008 ADVANCED POWERPACK FOR WINCC FLEXIBLE 2008 COMPACT ENGINEERING SW, FLOATING LICENSE, LICENSE KEY ON USB STICK | 2321 | TEM | 1 | Simatic | 0.153 | 0
6AV66132BD013AJ5 | WINCC FLEXIBLE 2008 ADVANCED POWERPACK FOR WINCC FLEXIBLE 2008 COMPACT ENGINEERING SW, FLOATING LICENSE, LICENSE KEY DOWNLOAD ******************************* E-MAIL ADDRESS IS MANDATORY FOR DELIVERY! | 2275 | TEM | 1 | Simatic | 0.015 | 0
6AV66132CD013AD5 | WINCC FLEXIBLE 2008 ADVANCED POWERPACK FOR WINCC FLEXIBLE 2008 STANDARD ENGINEERING SW, FLOATING LICENSE, LICENSE KEY ON USB STICK | 1139 | TEM | 1 | Simatic | 0.15 | 0
6AV66132CD013AJ5 | WINCC FLEXIBLE 2008 ADVANCED POWERPACK FOR WINCC FLEXIBLE 2008 STANDARD ENGINEERING SW, FLOATING LICENSE, LICENSE KEY DOWNLOAD ******************************* E-MAIL ADDRESS IS MANDATORY FOR DELIVERY! | 1117 | TEM | 1 | Simatic | 0.015 | 0
6AV66133AA513CE5 | UPGRADE PROTOOL/PRO CS NACH WINCC FLEXIBLE 2008 ADVANCED ENGINEERING SW,FLOATING LICENSE SW AND DOCUMENTATION ON DVD, LICENSE KEY ON USB STICK, EXECUTABLE UNDER XPPROF/ WINDOWS7 PROFESSIONAL/ULTIMATE/ ENTERPRISE (32/64 BIT) | 1312 | TEM | 1 | Simatic | 0.1 | 0
6AV66133BB513CE0 | UPGRADE PROTOOL/PRO RT128 AUF WINCC FLEXIBLE 2008 RUNTIME 128 POWERTAGS INCL. OPTIONS RECIPES AND ARCHIVES, WITHOUT OPC-SERVER, RUNTIME SW, SINGLE LICENSE SW AND DOCUMENTATION ON CD LICENSE KEY ON USB-STICK, EXEC. UNDER XPPROF/ WINDOWS7 PROFESSIONAL/ULTIMATE/ ENTERPRISE (32/64 BIT), | 599 | TEM | 1 | Simatic | 0.1 | 0
6AV66133CD513CE0 | UPGRADE PROTOOL/PRO RT256 AUF WINCC FLEXIBLE 2008 RUNTIME 512 POWERTAGS, INCL. OPTIONS RECIPES AND ARCHIVES, WITHOUT OPC-SERVER, RUNTIME SW, SINGLE LICENSE SW AND DOCUMENTATION ON CD LICENSE KEY ON USB STICK, EXEC. UNDER XPPROF/ WINDOWS7 PROFESSIONAL/ULTIMATE/ ENTERPRISE (32/64 BIT), | 1272 | TEM | 1 | Simatic | 0.232 | 0
6AV66133DD513CE0 | UPGRADE PROTOOL/PRO RT512 AUF WINCC FLEXIBLE 2008 RUNTIME 512 POWERTAGS, INCL. OPTIONS RECIPES AND ARCHIVES, WITHOUT OPC-SERVER, RUNTIME SW, SINGLE LICENSE SW AND DOCUMENTATION ON CD LICENSE KEY ON USB STICK, EXEC. UNDER XPPROF/ WINDOWS7 PROFESSIONAL/ULTIMATE/ ENTERPRISE (32/64 BIT), | 1272 | TEM | 1 | Simatic | 0.236 | 0
6AV66133FF513CE0 | UPGRADE PROTOOL/PRO RT2048 AUF WINCC FLEXIBLE 2008 RUNTIME 2048 POWERTAGS INCL. OPTIONS RECIPES AND ARCHIVES, WITHOUT OPC-SERVER, RUNTIME SW, SINGLE LICENSE SW AND DOCUMENTATION ON CD LICENSE KEY ON USB STICK, EXEC. UNDER XPPROF/ WINDOWS7 PROFESSIONAL/ULTIMATE/ ENTERPRISE (32/64 BIT), | 1797 | TEM | 1 | Simatic | 0.235 | 0
6AV66134BD013AD0 | WINCC FLEXIBLE 2008 RUNTIME POWERPACK 128 > 512 POWER TAGS RUNTIME SW, SINGLE LICENSE, LICENSE KEY ON USB STICK | 1348 | TEM | 1 | Simatic | 0.152 | 0
6AV66134BD013AJ0 | WINCC FLEXIBLE 2008 RUNTIME POWERPACK 128 > 512 POWER TAGS RUNTIME SW, SINGLE LICENSE, LICENSE KEY DOWNLOAD ******************************* E-MAIL ADDRESS IS MANDATORY FOR DELIVERY! | 1321 | TEM | 1 | Simatic | 0.015 | 0
6AV66134BF013AD0 | WINCC FLEXIBLE 2008 RUNTIME POWERPACK 128 > 2048 POWER TAGS RUNTIME SW, SINGLE LICENSE, LICENSE KEY ON USB STICK | 2396 | TEM | 1 | Simatic | 0.155 | 0
6AV66134BF013AJ0 | WINCC FLEXIBLE 2008 RUNTIME POWERPACK 128 > 2048 POWER TAGS RUNTIME SW, SINGLE LICENSE, LICENSE KEY DOWNLOAD ******************************* E-MAIL ADDRESS IS MANDATORY FOR DELIVERY! | 2348 | TEM | 1 | Simatic | 0.015 | 0
6AV66134BG013AD0 | WINCC FLEXIBLE 2008 RUNTIME POWERPACK 128 > 4096 POWER TAGS RUNTIME SW, SINGLE LICENSE, LICENSE KEY ON USB STICK | 3893 | TEM | 1 | Simatic | 0.152 | 0
6AV66134BG013AJ0 | WINCC FLEXIBLE 2008 RUNTIME POWERPACK 128 > 4096 POWER TAGS RUNTIME SW, SINGLE LICENSE, LICENSE KEY DOWNLOAD ******************************* E-MAIL ADDRESS IS MANDATORY FOR DELIVERY! | 3815 | TEM | 1 | Simatic | 0.015 | 0
6AV66134DF013AD0 | WINCC FLEXIBLE 2008 RUNTIME POWERPACK 512 > 2048 POWER TAGS RUNTIME SW, SINGLE LICENSE, LICENSE KEY ON USB STICK | 1049 | TEM | 1 | Simatic | 0.158 | 0
6AV66134DF013AJ0 | WINCC FLEXIBLE 2008 RUNTIME POWERPACK 512 > 2048 POWER TAGS RUNTIME SW, SINGLE LICENSE, LICENSE KEY DOWNLOAD ******************************* E-MAIL ADDRESS IS MANDATORY FOR DELIVERY! | 1028 | TEM | 1 | Simatic | 0.015 | 0
6AV66134DG013AD0 | WINCC FLEXIBLE 2008 RUNTIME POWERPACK 512 > 4096 POWER TAGS RUNTIME SW, SINGLE LICENSE, LICENSE KEY ON USB STICK | 2545 | TEM | 1 | Simatic | 0.152 | 0
6AV66134DG013AJ0 | WINCC FLEXIBLE 2008 RUNTIME POWERPACK 512 > 4096 POWER TAGS RUNTIME SW, SINGLE LICENSE, LICENSE KEY DOWNLOAD ******************************* E-MAIL ADDRESS IS MANDATORY FOR DELIVERY! | 2337 | TEM | 1 | Simatic | 0.015 | 0
6AV66134FG013AD0 | WINCC FLEXIBLE 2008 RUNTIME POWERPACK 2048 >4096 POWER TAGS RUNTIME SW, SINGLE LICENSE, LICENSE KEY ON USB STICK | 1498 | TEM | 1 | Simatic | 0.152 | 0
6AV66134FG013AJ0 | WINCC FLEXIBLE 2008 RUNTIME POWERPACK 2048 >4096 POWER TAGS RUNTIME SW, SINGLE LICENSE, LICENSE KEY DOWNLOAD ******************************* E-MAIL ADDRESS IS MANDATORY FOR DELIVERY! | 1468 | TEM | 1 | Simatic | 0.015 | 0
6AV66136AA010AQ0 | EPL ROYALTY FOR WINCC FLEXIBLE, CHANGE CONTROL FOR WINCC FLEXIBLE ADVANCED ONLY VALID COMBINED WITH ENTERPRISE LICENSE CONTRACT, REQUIRES EPL-MASTER | 1482 | TEM | 1 | Simatic | 0.1 | 0
6AV66136AA013AB5 | WINCC FLEXIBLE /CHANGE CONTROL 2008, FOR WINCC FLEXIBLE COMPACT, STANDARD, ADVANCED, ENGINEERING-SW,FLOATING LICENSE LICENSE KEY ON USB STICK | 1482 | TEM | 1 | Simatic | 0.154 | 0
6AV66136AA013AH5 | WINCC FLEXIBLE /CHANGE CONTROL 2008, FOR WINCC FLEXIBLE COMPACT, STANDARD, ADVANCED, ENGINEERING-SW,FLOATING LICENSE LICENSE KEY DOWNLOAD ******************************* E-MAIL ADDRESS IS MANDATORY FOR DELIVERY! | 1453 | TEM | 1 | Simatic | 0.015 | 0
6AV66136AA013UA0 | WINCC FLEXIBLE /CHANGE CONTROL 2008, FUER WINCC FLEXIBLE COMPACT, STANDARD, ADVANCED, UNLOCK COPY LICENSE (UCL), BASIC PACKAGE FOR 20 INSTALLATIONS, ONLY VALID COMBINED WITH UNLOCK COPY LICENSE CONTRACT | 17783 | TEM | 1 | Simatic | 0.1 | 0
6AV66136AA013UB0 | WINCC FLEXIBLE /CHANGE CONTROL 2008, FUER WINCC FLEXIBLE COMPACT, STANDARD, ADVANCED, UNLOCK COPY LICENSE (UCL), ADDITIONAL PACKAGE FOR 5 INSTALLATIONS, ONLY VALID COMBINED WITH UNLOCK COPY LICENSE CONTRACT, REQUIRES UCL BASIC PACKAGE | 4445 | TEM | 1 | Simatic | 0.1 | 0
6AV66138AA000AP0 | EPL-MASTER FOR WINCC FLEXIBLE (EPL = ENTERPRISE LICENSE) ROYALTY-DUTY PER 1 INSTALLATION ONLY VALID COMBINED WITH ENTERPRISE LICENSE CONTRACT | 1857 | TEM | 1 | Simatic | 1 | 0
6AV66138AA000AR0 | EPL-MAINTENANCE WINCC FLEXIBLE (EPL = ENTERPRISE LICENSE) MAINTENANCE CHARGE F. ROYALTY FOR 12 MONTHS, ONLY VALID COMBINED WITH ENTERPRISE LICENSE CONTRACT, REQUIRES EPL-MASTER | 434 | TEM | 1 | Simatic | 0.001 | 0
6AV66187AB010AQ0 | EPL ROYALTY FOR WINCC FLEXIBLE, SM@RTACCESS FOR SIMATIC PANEL, ONLY VALID COMBINED WITH ENTERPRISE LICENSE CONTRACT, REQUIRES EPL-MASTER | 299 | TEM | 1 | Simatic | 0.1 | 0
6AV66187AB013AB0 | WINCC FLEXIBLE /SM@RTACCESS FOR SIMATIC PANEL, RUNTIME SW, SINGLE LICENSE, LICENSE KEY ON USB STICK, TO BE USED WITH SIMATIC PANEL 177B/270/370 SERIES | 299 | TEM | 1 | Simatic | 0.149 | 0
6AV66187AB013AH0 | WINCC FLEXIBLE /SM@RTACCESS FOR SIMATIC PANEL, RUNTIME-SW, SINGLE LICENSE, LICENSE KEY DOWNLOAD, TO BE USED WITH SIMATIC PANEL 177B/270/370 SERIES ******************************* E-MAIL ADDRESS IS MANDATORY FOR DELIVERY! | 294 | TEM | 1 | Simatic | 0.015 | 0
6AV66187AD010AQ0 | EPL ROYALTY FOR WINCC FLEXIBLE, SM@RTACCESS FOR WINCC FLEXIBLE RUNTIME, ONLY VALID COMBINED WITH ENTERPRISE LICENSE CONTRACT, REQUIRES EPL-MASTER | 449 | TEM | 1 | Simatic | 0.1 | 0
6AV66187AD013AB0 | WINCC FLEXIBLE /SM@RTACCESS F. WINCC FLEXIBLE RUNTIME, RUNTIME SW, SINGLE LICENSE, LICENSE KEY ON USB STICK | 449 | TEM | 1 | Simatic | 0.15 | 0
6AV66187AD013AH0 | WINCC FLEXIBLE /SM@RTACCESS F. WINCC FLEXIBLE RUNTIME, RUNTIME-SW, SINGLE LICENSE, LICENSE KEY DOWNLOAD ******************************* E-MAIL ADDRESS IS MANDATORY FOR DELIVERY! | 441 | TEM | 1 | Simatic | 0.015 | 0
6AV66187BB010AQ0 | EPL ROYALTY FOR WINCC FLEXIBLE, SM@RT SERVICE FOR SIMATIC PANEL, ONLY VALID COMBINED WITH ENTERPRISE LICENSE CONTRACT, REQUIRES EPL-MASTER | 449 | TEM | 1 | Simatic | 0.1 | 0
6AV66187BB013AB0 | WINCC FLEXIBLE /SM@RTSERVICE FOR SIMATIC PANEL, RUNTIME SW, SINGLE LICENSE, LICENSE KEY ON USB STICK, TO BE USED WITH SIMATIC PANEL 177B/270/370 SERIES | 449 | TEM | 1 | Simatic | 0.148 | 0
6AV66187BB013AH0 | WINCC FLEXIBLE /SM@RTSERVICE FOR SIMATIC PANEL, RUNTIME-SW, SINGLE LICENSE, LICENSE KEY DOWNLOAD, TO BE USED WITH SIMATIC PANEL 177B/270/370 SERIES ******************************* E-MAIL ADDRESS IS MANDATORY FOR DELIVERY! | 441 | TEM | 1 | Simatic | 0.015 | 0
6AV66187BD010AQ0 | EPL ROYALTY FOR WINCC FLEXIBLE, SM@RTSERVICE FOR WINCC FLEXIBLE RUNTIME, ONLY VALID COMBINED WITH ENTERPRISE LICENSE CONTRACT, REQUIRES EPL-MASTER | 674 | TEM | 1 | Simatic | 0.1 | 0
6AV66187BD013AB0 | WINCC FLEXIBLE /SM@RTSERVICE FOR WINCC FLEXIBLE RUNTIME, RUNTIME SW, SINGLE LICENSE, LICENSE KEY ON USB STICK | 674 | TEM | 1 | Simatic | 0.149 | 0
6AV66187BD013AH0 | WINCC FLEXIBLE /SM@RTSERVICE FOR WINCC FLEXIBLE RUNTIME, RUNTIME-SW, SINGLE LICENSE, LICENSE KEY DOWNLOAD ******************************* E-MAIL ADDRESS IS MANDATORY FOR DELIVERY! | 661 | TEM | 1 | Simatic | 0.015 | 0
6AV66187CC010AQ0 | EPL ROYALTY FOR WINCC FLEXIBLE, OPC-SERVER FOR SIMATIC MULTIPANEL, ONLY VALID COMBINED WITH ENTERPRISE LICENSE CONTRACT, REQUIRES EPL-MASTER | 449 | TEM | 1 | Simatic | 0.1 | 0
6AV66187CC013AB0 | WINCC FLEXIBLE /OPC-SERVER FOR SIMATIC MULTIPANEL RUNTIME SW, SINGLE LICENSE, LICENSE KEY ON USB STICK, TO BE USED WITH SIMATIC MULTI PANEL 270/370 SERIES | 449 | TEM | 1 | Simatic | 0.144 | 0
6AV66187CC013AH0 | WINCC FLEXIBLE /OPC-SERVER FOR SIMATIC MULTIPANEL RUNTIME-SW, SINGLE LICENSE, LICENSE KEY DOWNLOAD, TO BE USED WITH SIMATIC MULTI PANEL 270/370 SERIES ******************************* E-MAIL ADDRESS IS MANDATORY FOR DELIVERY! | 441 | TEM | 1 | Simatic | 0.015 | 0
6AV66187CD010AQ0 | EPL ROYALTY FOR WINCC FLEXIBLE, OPC SERVER FOR WINCC FLEXIBLE RUNTIME, ONLY VALID COMBINED WITH ENTERPRISE LICENSE CONTRACT, REQUIRES EPL-MASTER | 674 | TEM | 1 | Simatic | 0.2 | 0
6AV66187CD013AB0 | WINCC FLEXIBLE /OPC-SERVER FOR WINCC FLEXIBLE RUNTIME, RUNTIME SW, SINGLE LICENSE, LICENSE KEY ON USB STICK | 674 | TEM | 1 | Simatic | 0.149 | 0
6AV66187CD013AH0 | WINCC FLEXIBLE /OPC-SERVER FOR WINCC FLEXIBLE RUNTIME, RUNTIME-SW, SINGLE LICENSE, LICENSE KEY DOWNLOAD ******************************* E-MAIL ADDRESS IS MANDATORY FOR DELIVERY! | 661 | TEM | 1 | Simatic | 0.015 | 0
6AV66187DB010AQ0 | EPL ROYALTY FOR WINCC FLEXIBLE, PROAGENT FOR SIMATIC PANEL, ONLY VALID COMBINED WITH ENTERPRISE LICENSE CONTRACT, REQUIRES EPL-MASTER | 674 | TEM | 1 | Simatic | 0.1 | 0
6AV66187DB013AB0 | WINCC FLEXIBLE /PROAGENT FOR SIMATIC PANEL, RUNTIME SW, SINGLE LICENSE, LICENSE KEY ON USB STICK, TO BE USED WITH SIMATIC PANEL 270/370 SERIES | 674 | TEM | 1 | Simatic | 0.147 | 0
6AV66187DB013AH0 | WINCC FLEXIBLE /PROAGENT FOR SIMATIC PANEL, RUNTIME-SW, SINGLE LICENSE, LICENSE KEY DOWNLOAD, TO BE USED WITH SIMATIC PANEL 270/370 SERIES ******************************* E-MAIL ADDRESS IS MANDATORY FOR DELIVERY! | 661 | TEM | 1 | Simatic | 0.015 | 0
6AV66187DD010AQ0 | EPL ROYALTY FOR WINCC FLEXIBLE, PROAGENT FOR WINCC FLEXIBLE RUNTIME, ONLY VALID COMBINED WITH ENTERPRISE LICENSE CONTRACT, REQUIRES EPL-MASTER | 1019 | TEM | 1 | Simatic | 0.1 | 0
6AV66187DD013AB0 | WINCC FLEXIBLE /PROAGENT FOR WINCC FLEXIBLE RUNTIME, RUNTIME SW, SINGLE LICENSE, LICENSE KEY ON USB STICK | 1019 | TEM | 1 | Simatic | 0.151 | 0
6AV66187DD013AH0 | WINCC FLEXIBLE /PROAGENT FOR WINCC FLEXIBLE RUNTIME, RUNTIME-SW, SINGLE LICENSE, LICENSE KEY DOWNLOAD ******************************* E-MAIL ADDRESS IS MANDATORY FOR DELIVERY! | 1001 | TEM | 1 | Simatic | 0.015 | 0
6AV66187DD013VA0 | WINCC FLEXIBLE /PROAGENT FOR WINCC FLEXIBLE RUNTIME UNLOCK COPY LICENSE, BASIC PACKAGE FOR 50 INSTALLATIONS, ONLY VALID COMBINED WITH UNLOCK COPY LICENSE CONTRACT | 35624 | TEM | 1 | Simatic | 0.2 | 0
6AV66187ED010AQ0 | EPL ROYALTY FOR WINCC FLEXIBLE, ARCHIVES FOR WINCC FLEXIBLE RUNTIME, ONLY VALID COMBINED WITH ENTERPRISE LICENSE CONTRACT, REQUIRES EPL-MASTER | 375 | TEM | 1 | Simatic | 0.1 | 0
6AV66187ED013AB0 | WINCC FLEXIBLE /ARCHIVES FOR WINCC FLEXIBLE RUNTIME, RUNTIME SW, SINGLE LICENSE, LICENSE KEY ON USB STICK | 376 | TEM | 1 | Simatic | 0.148 | 0
6AV66187ED013AH0 | WINCC FLEXIBLE /ARCHIVES FOR WINCC FLEXIBLE RUNTIME, RUNTIME-SW, SINGLE LICENSE, LICENSE KEY DOWNLOAD ******************************* E-MAIL ADDRESS IS MANDATORY FOR DELIVERY! | 368 | TEM | 1 | Simatic | 0.015 | 0
6AV66187FD010AQ0 | EPL ROYALTY FOR WINCC FLEXIBLE, RECIPES FOR WINCC FLEXIBLE RUNTIME, ONLY VALID COMBINED WITH ENTERPRISE LICENSE CONTRACT, REQUIRES EPL-MASTER | 375 | TEM | 1 | Simatic | 0.1 | 0
6AV66187FD013AB0 | WINCC FLEXIBLE /RECIPES FOR WINCC FLEXIBLE RUNTIME, RUNTIME SW, SINGLE LICENSE, LICENSE KEY ON USB STICK | 376 | TEM | 1 | Simatic | 0.147 | 0
6AV66187FD013AH0 | WINCC FLEXIBLE /RECIPES FOR WINCC FLEXIBLE RUNTIME, RUNTIME-SW, SINGLE LICENSE, LICENSE KEY DOWNLOAD ******************************* E-MAIL ADDRESS IS MANDATORY FOR DELIVERY! | 368 | TEM | 1 | Simatic | 0.015 | 0
6AV66187GD010AQ0 | EPL ROYALTY FOR WINCC FLEXIBLE, ARCHIVES + RECIPES FOR WINCC FLEXIBLE RUNTIME, ONLY VALID COMBINED WITH ENTERPRISE LICENSE CONTRACT, REQUIRES EPL-MASTER | 599 | TEM | 1 | Simatic | 0.1 | 0
6AV66187GD013AB0 | WINCC FLEXIBLE/ARCHIVES+RECIPES FOR WINCC FLEXIBLE RUNTIME, RUNTIME SW, SINGLE LICENSE, LICENSE KEY ON USB STICK | 599 | TEM | 1 | Simatic | 0.148 | 0
6AV66187GD013AH0 | WINCC FLEXIBLE/ARCHIVES+RECIPES FOR WINCC FLEXIBLE RUNTIME, RUNTIME-SW, SINGLE LICENSE, LICENSE KEY DOWNLOAD ******************************* E-MAIL ADDRESS IS MANDATORY FOR DELIVERY! | 587 | TEM | 1 | Simatic | 0.015 | 0
6AV66187GD013VA0 | WINCC FLEXIBLE/ARCHIVES+RECIPES FOR WINCC FLEXIBLE RUNTIME UNLOCK COPY LICENSE, BASIC PACKAGE FOR 50 INSTALLATIONS, ONLY VALID COMBINED WITH UNLOCK COPY LICENSE CONTRACT | 20954 | TEM | 1 | Simatic | 0.2 | 0
6AV66187HB010AQ0 | EPL ROYALTY FOR WINCC FLEXIBLE, AUDIT FOR SIMATIC PANEL, ONLY VALID COMBINED WITH ENTERPRISE LICENSE CONTRACT, REQUIRES EPL-MASTER | 674 | TEM | 1 | Simatic | 0.2 | 0
6AV66187HB012VA0 | WINCC FLEXIBLE /AUDIT FOR SIMATIC PANEL, UNLOCK COPY LICENSE, BASIC PACKAGE FOR 50 INSTALLATIONS, ONLY VALID COMBINED WITH UNLOCK COPY LICENSE CONTRACT | 23575 | TEM | 1 | Simatic | 0.2 | 0
6AV66187HB012VB0 | WINCC FLEXIBLE /AUDIT FOR SIMATIC PANEL, UNLOCK COPY LICENSE, ADDITIONAL PACKAGE FOR 10 INSTALLATIONS, ONLY VALID COMBINED WITH UNLOCK COPY LICENSE CONTRACT, REQUIRES UCL BASIC PACKAGE | 4715 | TEM | 1 | Simatic | 0.05 | 0
6AV66187HB013AB0 | WINCC FLEXIBLE /AUDIT FOR SIMATIC PANEL, RUNTIME SW, SINGLE LICENSE, LICENSE KEY ON USB STICK, TO BE USED WITH SIMATIC PANEL 270/370 SERIES | 674 | TEM | 1 | Simatic | 0.151 | 0
6AV66187HB013AH0 | WINCC FLEXIBLE /AUDIT FOR SIMATIC PANEL, RUNTIME-SW, SINGLE LICENSE, LICENSE KEY DOWNLOAD, TO BE USED WITH SIMATIC PANEL 270/370 SERIES ******************************* E-MAIL ADDRESS IS MANDATORY FOR DELIVERY! | 661 | TEM | 1 | Simatic | 0.015 | 0
6AV66187HD010AQ0 | EPL ROYALTY FOR WINCC FLEXIBLE, AUDIT FOR WINCC FLEXIBLE RUNTIME, ONLY VALID COMBINED WITH ENTERPRISE LICENSE CONTRACT, REQUIRES EPL-MASTER | 1019 | TEM | 1 | Simatic | 0.2 | 0
6AV66187HD013AB0 | WINCC FLEXIBLE /AUDIT FOR WINCC FLEXIBLE RUNTIME, RUNTIME SW, SINGLE LICENSE, LICENSE KEY ON USB STICK | 1019 | TEM | 1 | Simatic | 0.15 | 0
6AV66187HD013AH0 | WINCC FLEXIBLE /AUDIT FOR WINCC FLEXIBLE RUNTIME, RUNTIME-SW, SINGLE LICENSE, LICENSE KEY DOWNLOAD ******************************* E-MAIL ADDRESS IS MANDATORY FOR DELIVERY! | 1001 | TEM | 1 | Simatic | 0.015 | 0
6AV66187XX013AF0 | WINCC FLEXIBLE 2008 PANEL OPTIONS, UPGRADE FOR 2004/2005/2007 PANEL OPTIONS, INCLUDING SM@RTACCESS/ SM@RTSERVICE/PROAGENT/AUDIT FOR SIMATIC PANELS AND OPC-SERVER FOR SIMATIC MULTI PANELS, RUNTIME SW, SINGLE LICENSE LICENSE KEY ON USB STICK | 36.8 | TEM | 1 | Simatic | 0.15 | 0
6AV66187XX013AK0 | WINCC FLEXIBLE 2008 PANEL OPTIONS, UPGRADE FOR 2004/2005/2007 PANEL OPTIONS, INCLUDING SM@RTACCESS/ SM@RTSERVICE/PROAGENT/AUDIT FOR SIMATIC PANELS AND OPC-SERVER FOR SIMATIC MULTI PANELS, RUNTIME SW, SINGLE LICENSE LICENSE KEY DOWNLOAD ******************************* E-MAIL ADDRESS IS MANDATORY FOR DELIVERY! | 35 | TEM | 1 | Simatic | 0.015 | 0
6AV66232BA000AA0 | WINCC FLEXIBLE RUNTIME SW PACKAGE FOR SIMATIC IPC 128 POWER TAGS, CONTAINS: WINCC FLEXIBLE RUNTIME, 128 POWER TAGS CURRENT VERSION, WINCC FLEXIBLE/ARCHIVES+RECIPES AVAILABLE ONLY W. SAME QTY OF SIMATIC IPC ON SAME ORDER FORM | 478 | TEM | 1 | Simatic | 0.365 | 0
6AV66232DA000AA0 | WINCC FLEXIBLE RUNTIME SW PACKAGE FOR SIMATIC IPC 512 POWER TAGS, CONTAINS: WINCC FLEXIBLE RUNTIME, 512 POWER TAGS CURRENT VERSION, WINCC FLEXIBLE/ARCHIVES+RECIPES AVAILABLE ONLY W. SAME QTY OF SIMATIC IPC ON SAME ORDER FORM | 1648 | TEM | 1 | Simatic | 0.365 | 0
6AV66232FA000AA0 | WINCC FLEXIBLE RUNTIME SW PACKAGE FOR SIMATIC IPC 2K POWER TAGS, CONTAINS: WINCC FLEXIBLE RUNTIME, 2K POWER TAGS CURRENT VERSION, WINCC FLEXIBLE/ARCHIVES+RECIPES AVAILABLE ONLY W. SAME QTY OF SIMATIC IPC ON SAME ORDER FORM | 2321 | TEM | 1 | Simatic | 0.365 | 0
6AV66232FM000AA0 | WINCC FLEXIBLE 2008 RUNTIME SW PACKAGE FOR SIMOTION P3x0 2048 POWER TAGS, CONTAINS: WINCC FLEXIBLE RUNTIME, 2048 POWER TAGS, WINCC FLEXIBLE/ARCHIVES+RECIPES | 2321 | TEM | 1 | Simatic | 0.365 | 0
6AV66232GA000AA0 | WINCC FLEXIBLE RUNTIME SW PACKAGE FOR SIMATIC IPC 4096 POWERTAGS, CONTAINS: WINCC FLEXIBLE RUNTIME, 4096 POWERTAGS CURRENT VERSION, WINCC FLEXIBLE/ARCHIVES+RECIPES AVAILABLE ONLY W. SAME QTY OF SIMATIC IPC ON SAME ORDER FORM | 3293 | TEM | 1 | Simatic | 0.365 | 0
6AV66450DD010AX1 | SIMATIC MOBILE PANEL 277 IWLAN V2, CONFIGURABLE W. WINCC FLEXI STANDARD VERSION 2008 AND HIGHER OR TIA PORTAL V11 SP2 AND HIGHER INCL. 1 MAIN BATTERY POWER SUPPLY TO BE ORDERED SEPARATELY: 6AV6671-5CE00-0AX1 CHARGING ST. 6AV6671-5CN00-0AX2 EXTERNAL POWER SUPPLY UNIT (EU/US/UK/JP) | 3695 | TEM | 1 | Simatic | 3.3 | 1
6AV66450DE010AX1 | SIMATIC MOBILE PANEL 277 IWLAN V2, WITH HANDWHEEL, KEY SWITCH AND TWO ILLUMINATED PUSHBUTTON, CONFIGURABLE W. WINCC FLEXIBLE STANDARD VERSION 2008 AND HIGHER OR TIA PORTAL V11 SP2 AND HIGHER INCL. 1 MAIN BATTERY POWER SUPPLY TO BE ORDERED SEPARATELY: 6AV6671-5CE00-0AX1 CHARGING ST. 6AV6671-5CN00-0AX2 EXTERNAL POWER SUPPLY UNIT (EU/US/UK/JP) | 4017 | TEM | 1 | Simatic | 3.338 | 1
6AV66450EB010AX1 | SIMATIC MOBILE PANEL 277F IWLAN V2, WITH INTEGRATED ENABLING- AND EMERGENCY-STOP BUTTON, SUPPORTS IPCF RAPID ROAMING CONFIGURABLE W. WINCC FLEXIBLE STANDARD WITH VERSION 2008 OR TIA PORTAL V11 SP2 INCL. 1 MAIN BATTERY POWER SUPPLY TO BE ORDERED SEPARATELY: 6AV6671-5CE00-0AX1 CHARG.STAT. 6AV6671-5CN00-0AX2 EXTERNAL POWER SUPPLY UNIT (EU/US/UK/JP) | 4017 | TEM | 1 | Simatic | 3.347 | 1
6AV66450EC010AX1 | SIMATIC MOBILE PANEL 277F IWLAN V2, WITH INTEGRATED ENABLING- EMERGENCY-STOP BUTTON, HANDWHEEL, KEY SWITCH AND TWO ILLUMINATED PUSHBUTTONS, SUPPORTING IPCF (RAPID ROAMING) CONFIGURABLE W. WINCC FLEXIBLE STANDARD WITH VERSION 2008 SP 2 INCL. 1 MAIN BATTERY POWER SUPPLY TO BE ORDERED SEPARATELY: 6AV6671-5CE00-0AX1 CHARGING ST. 6AV6671-5CN00-0AX2 EXTERNAL POWER SUPPLY UNIT (EU/US/UK/JP) | 4338 | TEM | 1 | Simatic | 3.422 | 1
6AV66450EF010AX1 | SIMATIC MOBILE PANEL 277F IWLAN (RFID), WITH INTEGRATED ENABL.-PUSHBUTTON EMERG.-STOP BUTTON,HANDWHEEL, KEY SWITCH AND TWO ILLUMINATED PUSHBUTTON, SUPPORTING IPCF (RAPID ROAMING) CONFIGURABLE W. WINCC FLEXIBLE STANDARD WITH VERSION 2008 SP 2 OR TIA PORTAL V11 SP2 INCL. 1 MAIN BATTERY POWER SUPPLY TO BE ORDERED SEPARATELY: 6AV6671-5CE00-0AX1 CHARGING ST. 6AV6671-5CN00-0AX2 EXTERNAL POWER SUPPLY UNIT (EU/US/UK/JP) | 4338 | TEM | 1 | Simatic | 3.402 | 1
6AV66450FD010AX1 | SIMATIC MOBILE PANEL 277 IWLAN V2 (USA), CONF. W. WINCC FLEX STANDARD VERSION 2008 AND HIGHER OR TIA PORTAL V11 SP2 AND HIGHER INCL. 1 MAIN BATTERY POWER SUPPLY TO BE ORDERED SEPARATELY: 6AV6671-5CE00-0AX1 CHARGING ST. 6AV6671-5CN00-0AX2 EXTERNAL POWER SUPPLY UNIT (EU/US/UK/JP) | 3695 | TEM | 1 | Simatic | 3.306 | 1
6AV66450FE010AX1 | SIMATIC MOBILE PANEL 277 IWLAN V2 (USA), WITH HANDWHEEL, KEY SWITCH AND TWO ILLUMINATED PUSHBUTTON, CONFIGURABLE W. WINCC FLEXIBLE STANDARD VERSION 2008 AND HIGHER OR TIA PORTAL V11 SP2 AND HIGHER INCL. 1 MAIN BATTERY POWER SUPPLY TO BE ORDERED SEPARATELY: 6AV6671-5CE00-0AX1 CHARGING ST. 6AV6671-5CN00-0AX2 EXTERNAL POWER SUPPLY UNIT (EU/US/UK/JP) | 4017 | TEM | 1 | Simatic | 3.386 | 1
6AV66450GB010AX1 | SIMATIC MOBILE PANEL 277F IWLAN V2 (USA), WITH INTEGRATED ENABL AND EMERGENCY-STOP BUTTON, SUPPORTS IPCF RAPID ROAMING CONFIGURABLE W. WINCC FLEXIBLE STANDARD WITH VERSION 2008 OR TIA PORTAL V11 SP2 INCL. 1 MAIN BATTERY POWER SUPPLY TO BE ORDERED SEPARATELY: 6AV6671-5CE00-0AX1 CHARGING ST. 6AV6671-5CN00-0AX2 EXTERNAL POWER SUPPLY UNIT (EU/US/UK/JP) | 4017 | TEM | 1 | Simatic | 3.332 | 1
6AV66450GC010AX1 | SIMATIC MOBILE PANEL 277F IWLAN V2 (USA), WITH INTEGR.ENABL.-PUSHBUTTON EMERG.-STOP BUTTON,HANDWHEEL, KEY SWITCH AND TWO ILLUMINATED PUSHBUTTON, SUPPORTING IPCF RAPID ROAMING CONFIGURABLE W. WINCC FLEXIBLE STANDARD WITH VERSION 2008 OR TIA PORTAL V11 SP2 INCL. 1 MAIN BATTERY POWER SUPPLY TO BE ORDERED SEPARATELY: 6AV6671-5CE00-0AX1 CHARGING ST. 6AV6671-5CN00-0AX2 EXTERNAL POWER SUPPLY UNIT (EU/US/UK/JP) | 4338 | TEM | 1 | Simatic | 3.48 | 1
6AV66450GF010AX1 | SIMATIC MOBILE PANEL 277F IWLAN (RFID) (USA), WITH INTEGR.ENABL.-PUSHBUTTON, EMERG.-STOP BUTTON,HANDWHEEL, KEY SWITCH AND TWO ILLUMINATED PUSHBUTTON, CONFIGURABLE W. WINCC FLEXIBLE STANDARD WITH VERSION 2007 OR TIA PORTAL V11 SP2 INCL. 1 MAIN BATTERY AND BACKUP BATTERY POWER SUPPLY TO BE ORDERED SEPARATELY: 6AV6671-5CE00-0AX1 CHARGING ST. 6AV6671-5CN00-0AX2 EXTERNAL POWER SUPPLY UNIT (EU/US/UK/JP) | 4338 | TEM | 1 | Simatic | 3.451 | 1
6AV66457AB140AS0 | TOUCH PEN, THIN FOR RESISTIVE TOUCHSCREEN HOLDING CORD FOR MOBILE PANEL 277 10" AND OTHER RESISTIVE TOUCH DISPLAYS AMOUNT AND CONTENT: SEE TECHNICAL DATA | 92.4 | ΠΑΚ | 1 | Simatic | 0.056 | 0
6AV66457AB150AS0 | PROTECT. FILM 10" TOUCH DEVICE, TYPE 10, FOR MOBILE PANEL 277 10" AMOUNT: SEE TECHNICAL DATA | 273 | ΠΑΚ | 1 | Simatic | 0.296 | 0
6AV66470AH113AX0 | SIMATIC HMI KP300 BASIC MONO PN, BASIC PANEL, KEY OPERATION, 3" FSTN LCD DISPLAY, MONOCHROME BLACK/WHITE, PROFINET INTERFACE, CONFIGURATION FROM WINCC BASIC V11/ STEP7 BASIC V11, CONTAINS OPEN SOURCE SW WHICH IS PROVIDED FREE OF CHARGE FOR DETAILS SEE CD | 191 | TEM | 1 | Simatic | 0.375 | 1
6AV66470AJ113AX0 | SIMATIC HMI KP400 BASIC COLOR PN, BASIC PANEL, KEY OPERATION, 4" WIDESCREEN-TFT-DISPLAY, 256 COLORS, PROFINET INTERFACE, CONFIGURATION FROM WINCC BASIC V11 SP2/ STEP 7 BASIC V11 SP2, CONTAINS OPEN SOURCE SW WHICH IS PROVIDED FREE OF CHARGE FOR DETAILS SEE CD | 380 | TEM | 1 | Simatic | 0.633 | 1
6AV66515GA010AA1 | STARTER PACKAGE 277 IWLAN V2, COMPRISING: MOBILE PANEL 277 IWLAN V2 WITH HANDWHEEL, KEY SWITCH AND ILLUMINATED PUSHB. UNIT, CHARGING STATION, SPARE BATTERY WINCC FLEXIBLE 2008 STANDARD, | 4620 | TEM | 1 | Simatic | 12.5 | 0
6AV66515HA010AA1 | STARTER PACKAGE 277F IWLAN V2, COMPRISING: MOBILE PANEL 277F IWLAN V2 WITH ENABLING BUTTON, EMERGENCY-STOP BUTTON, HANDWHEEL, KEY SWITCH AND ILLUMINATED PUSHB. UNIT, CHARGING STATION, SPARE BATTERY THREE TRANSPONDERS V3 WINCC FLEXIBLE 2008 STANDARD, | 5670 | TEM | 1 | Simatic | 17.5 | 0
6AV66517DA013AA4 | S7-1200+KTP700 BASIC STARTERKIT CONSISTING OF: CPU 1212C AC/DC/RLY, HMI KTP700 BASIC, INPUT SIMULATOR, STEP7 BASIC CD, MANUAL CD, INFO MATERIAL, SYSTAINER | 1305 | TEM | 1 | Simatic | 4.5 | 0
6AV66517HA013AA4 | S7-1200+KP300 BASIC STARTERKIT CONSISTING OF: CPU 1212C AC/DC/RLY, HMI KP300 BASIC MONO PN, INPUT SIMULATOR, STEP7 BASIC CD, MANUAL CD, INFO MATERIAL, SYSTAINER | 701 | TEM | 1 | Simatic | 3.183 | 0
6AV66517KA013AA4 | S7-1200+KTP400 BASIC STARTERKIT CONSISTING OF: CPU 1212C AC/DC/RLY, HMI KTP400 BASIC, INPUT SIMULATOR, STEP7 BASIC CD, MANUAL CD, INFO MATERIAL, SYSTAINER | 815 | TEM | 1 | Simatic | 3.3 | 0
6AV66711AJ000AX0 | PROTECTIVE COVER FOR OP 77A, OP 77B AMOUNT: SEE TECHNICAL DATA | 99.8 | TEM | 1 | Simatic | 0.277 | 0
6AV66711CB000AX2 | SIMATIC HMI MEMORY CARD 128 MB MULTI MEDIA CARD FOR OP 77B, TP/OP 177B, TP/OP 277, C7-635, MP 177, MP 277, MP 377, MOBILE PANEL 177, MOBILE PANEL 277 AND ALL OTHER HMI PANELS WITH MM CARD SLOT | 87.2 | TEM | 1 | Simatic | 0.03 | 0
6AV66711XA000AX0 | SERVICE SET FOR OP73MICRO, OP73, OP77A, OP77B AMOUNT AND CONTENT: SEE TECHNICAL DATA | 54.6 | TEM | 1 | Simatic | 0.028 | 0
6AV66712DJ000AX0 | PROTECTIVE COVER FOR OP 177B AMOUNT: SEE TECHNICAL DATA | 99.8 | TEM | 1 | Simatic | 0.416 | 0
6AV66712EA000AX0 | SERVICE SET FOR KTP400 BASIC, KTP600 BASIC, TP 177B 4" AMOUNT AND CONTENT: SEE TECHNICAL DATA | 87.2 | TEM | 1 | Simatic | 0.103 | 0
6AV66712EC000AX0 | PROTECT. FILM 4" TOUCH DEVICE FOR TP 177B 4", KTP400 BASIC 1ST GENERATION AMOUNT: SEE TECHNICAL DATA | 65.1 | ΠΑΚ | 1 | Simatic | 0.149 | 0
6AV66712XA000AX0 | SERVICE SET FOR TP 177MICRO, TP 177A, TP 177B, OP 177B AMOUNT AND CONTENT: SEE TECHNICAL DATA | 87.2 | TEM | 1 | Simatic | 0.044 | 0
6AV66712XC000AX0 | PROTECT. FILM 6" TOUCH DEVICE, TYPE 3, FOR TP 177MICRO, TP 177A, TP 177B, OP 177B, KTP600 BASIC AMOUNT: SEE TECHNICAL DATA | 76.7 | ΠΑΚ | 1 | Simatic | 0.185 | 0
6AV66713AH000AX0 | INDUSTRIAL USB HUB 4 WITH 4 USB 2.0 INTERFACES, FOR ACCESS TO THE USB INTERFACE OF A BUILT-IN DEVICE, WITHOUT HAVING TO OPEN CONTR. CABINET, DIN RAIL MOUNTING POSSIBLE SUITABLE FOR STANDARD USB INTERFACES | 310 | TEM | 1 | Simatic | 0.001 | 1
6AV66713CC000AX0 | PROTECT. FILM 8" TOUCH DEVICE, TYPE 1, FOR MP 277 8" TOUCH UP TO PRODUCT VERSION "ES 14" AMOUNT: SEE TECHNICAL DATA | 110 | ΠΑΚ | 1 | Simatic | 0.204 | 0
6AV66713CC000AX5 | PROTECT. FILM 8" TOUCH DEVICE, TYPE 2, FOR MP 277 8" TOUCH PROD. VERSION "ES15" AND HIGHER AMOUNT: SEE TECHNICAL DATA | 110 | ΠΑΚ | 1 | Simatic | 0.219 | 0
6AV66713CS000AX0 | MOUNTING FRAME FOR MP 277 8" TOUCH, IP65 AND SHEET THICKNESS < 2 MM | 27.3 | TEM | 1 | Simatic | 0.459 | 0
6AV66713CS010AX0 | MOUNTING FRAME FOR MP 277 8" KEY, IP65 AND SHEET THICKNESS < 2 MM | 27.3 | TEM | 1 | Simatic | 0.712 | 0
6AV66713DC000AX0 | PROTECT. FILM 10" TOUCH DEVICE, TYPE 1, FOR THIN CLIENT 10", MP 277 10" TOUCH UP TO PRODUCT VERSION "ES 14" AMOUNT: SEE TECHNICAL DATA | 110 | ΠΑΚ | 1 | Simatic | 0.335 | 0
6AV66713DC000AX5 | PROTECT. FILM 10" TOUCH DEVICE, TYPE 2, FOR KTP 1000 BASIC, THIN CLIENT 10", MP 277 10" TOUCH PROD. VERSION "ES15" AND HIGHER AMOUNT: SEE TECHNICAL DATA | 110 | ΠΑΚ | 1 | Simatic | 0.346 | 0
6AV66713EA010AX0 | SERVICE SET FOR INDUSTRIAL USB HUB 4 AMOUNT AND CONTENT: SEE TECHNICAL DATA | 87.2 | TEM | 1 | Simatic | 0.2 | 0
6AV66713XA010AX0 | SERVICE SET FOR TP/OP 277 6", MP 277 8" TOUCH, MP 277 8" KEY, MP 277 10" KEY UP TO PRODUCT VERSION "PV 14" MP 277 10" TOUCH UP TO PRODUCT VERSION "PV 14" AMOUNT AND CONTENT: SEE TECHNICAL DATA | 87.2 | TEM | 1 | Simatic | 0.113 | 0
6AV66713XA010AX1 | SERVICE SET FOR MP 277 8" TOUCH, MP 277 8" KEY PROD. VERSION "PV15" AND HIGHER MP 277 10" TOUCH PROD. VERSION "PV15" AND HIGHER AMOUNT AND CONTENT: SEE TECHNICAL DATA | 87.2 | TEM | 1 | Simatic | 0.163 | 0
6AV66713XY384AX0 | CONNECTOR, FEMALE, 12-PIN, FOR KP8 PN, WIRE CROSS-SECTION UP TO 0.75 MM2 AMOUNT: SEE TECHNICAL DATA | 63 | ΠΑΚ | 1 | Simatic | 0.082 | 1
6AV66713XY484AX0 | CONNECTOR, FEMALE, 16-PIN, FOR KP8F PN, KP32F PN, WIRE CROSS-SECTION UP TO 0.75 MM2 AMOUNT: SEE TECHNICAL DATA | 78.8 | ΠΑΚ | 1 | Simatic | 0.112 | 1
6AV66713XY584AX0 | CONNECTOR, FEMALE, 24 PIN WITH EJECTOR FOR KP32F PN, WIRE CROSS-SECTION UP TO 0.75MM2 AMOUNT: SEE TECHNICAL DATA | 94.5 | ΠΑΚ | 1 | Simatic | 0.075 | 1
6AV66714CA000AX0 | SERVICE SET FOR MP 377 15" TOUCH WITH STAINLESS STEEL FRONT AMOUNT AND CONTENT: SEE TECHNICAL DATA | 110 | TEM | 1 | Simatic | 0.266 | 0
6AV66714XA000AX0 | SERVICE SET FOR MP 377 12" KEY, MP 377 12" TOUCH, MP 377 15" TOUCH, MP 377 19" TOUCH, AMOUNT AND CONTENT: SEE TECHNICAL DATA | 87.2 | TEM | 1 | Simatic | 0.144 | 0
6AV66715AD000AX0 | RECHARGEABLE BUFFER BATTERY FOR MOBILE PANEL DP, CONNECTED WITH CABLES, MOBILE PANEL PN, CONNECTED WITH CABLES, MOBILE PANEL 277 IWLAN, MOBILE PANEL 277F IWLAN | 172 | TEM | 1 | Simatic | 0.094 | 0
6AV66715BC000AX0 | PROTECT. FILM 8" TOUCH DEVICE, TYPE 10, FOR MOBILE PANEL 277 8" AMOUNT: SEE TECHNICAL DATA | 92.4 | ΠΑΚ | 1 | Simatic | 0.119 | 0
6AV66715BF000AX0 | LABELING SET FOR MOBILE PANEL 277 AMOUNT: SEE TECHNICAL DATA | 110 | ΠΑΚ | 1 | Simatic | 0.043 | 0
6AV66715CA000AX2 | MOBILE PANEL 277(F) IWLAN, SERVICE SET V2 AMOUNT AND CONTENT: SEE TECHNICAL DATA | 268 | TEM | 1 | Simatic | 0.001 | 0
6AV66715CE000AX1 | CHARGING STATION FOR MOBILE PANEL 277(F) IWLAN WITH LOCK FOR CHARGE AND HOLD THE MOBILE PANEL 277(F) IWLAN CHARGING OF 2 SPARE BATTERIES | 473 | TEM | 1 | Simatic | 1.926 | 1
6AV66715CL000AX0 | MAIN BATTERY 7.2 V FOR MOBILE PANEL 277 IWLAN, MOBILE PANEL 277F IWLAN, MOBILE PANEL 277 IWLAN V2, MOBILE PANEL 277F IWLAN V2, MOBILE PANEL 277F IWLAN (RFID TAG) | 273 | TEM | 1 | Simatic | 0.271 | 1
6AV66715CM000AX1 | TRANSPONDER V2 F. MOBILE PANEL 277(F) IWLAN V2 NOT APPLICABLE F. MOBILE PANEL 277(F) IWLAN V1! | 375 | TEM | 1 | Simatic | 0.337 | 1
6AV66715CN000AX2 | POWER SUPPLY, EXTERNAL, FOR MOBILE PANEL IWLAN, INCL. PS CABLE FOR EU, US, UK, JP, INPUT 100 TO 240 V AC | 158 | TEM | 1 | Simatic | 0.001 | 0
6AV66718XA000AX0 | CONNECTOR, FEMALE, 2-PIN, 24 V DC FOR SIMATIC HMI PANELS, EXCEPT KEY PANELS, WIRE CROSS-SECTION MM2 UP TO 0.75 AMOUNT: SEE TECHNICAL DATA | 32.6 | ΠΑΚ | 1 | Simatic | 0.063 | 1
6AV66718XB100AX1 | SIMATIC HMI MEMORY CARD 512 MB SECURE DIGITAL CARD FOR MP 177, MP 277, MP 377, MOBILE PANEL 277, FROM WINCC FLEXIBLE 2008 SP1 FOR OP 77, TP/OP 177, TP/OP 277, MOBILE PANEL 177 AND ALL HMI PANELS WITH SD/MMC SLOT | 65.1 | TEM | 1 | Simatic | 0.03 | 0
6AV66718XD000AX0 | RIGHT ANGLE ADAPTER, 1:1, MALE, FEMALE, 9-PIN FOR SCREW CONNECTION TO RS485/422 INTERFACE OR RS 232 INTERFACE | 27.3 | TEM | 1 | Simatic | 0.045 | 1
6AV66718XE000AX0 | RS422 TO RS232 CONVERTER, MALE, MALE, 9-PIN FOR SCREW CONNECTION TO RS422 INTERFACE, 180 DGR CABLE OUTLET, FOR CONNECTION OF THIRD-PARTY PLC | 78.8 | TEM | 1 | Simatic | 0.015 | 1
6AV66718XJ000AX0 | RS422 TO TTY CONVERTER, MALE (9-PIN) TO FEMALE (15-PIN), FOR SCREW CONNECTION TO RS 422 INTERFACE, 180 DGR CABLE OUTLET, FOR CONNECTION OF SIMATIC S5 | 99.8 | TEM | 1 | Simatic | 0.052 | 1
6AV66718XK000AX0 | ALUMINUM MOUNTING CLIP FOR BASIC PANEL 1ST GENERATION 4" AND LARGER NOT 4" COLOR, COMFORT PANEL 7 TO 12", TP 177 4", TP/OP 277 6", MP177, MP 277, MP 377, THIN CLIENT, IPC277D 7 TO 12", SHEET THICKNESS 4 TO 6 MM AMOUNT: SEE TECHNICAL DATA | 32.6 | ΠΑΚ | 1 | Simatic | 0.088 | 0
6AV66718XK000AX1 | SPRING MOUNTING CLIP FOR BASIC PANEL 1ST GENERATION 4" AND LARGER NOT 4" COLOR, COMFORT PANEL 7" TO 12", TP 177 4", TP/OP 277 6", MP177, MP 277, MP377, THIN CLIENT, IPC277D 7" - 12", SHEET THICKNESS 1 TO 4 MM AMOUNT: SEE TECHNICAL DATA | 32.6 | ΠΑΚ | 1 | Simatic | 0.194 | 0
6AV66718XK000AX2 | PLASTIC MOUNTING CLIPS FOR TD 17, OP 7, OP 17, OP 73, OP 77A/B, TP/OP 17X NOT FOR TP 177 4", PUSHBUTTONPANEL, KEYPANEL, DESIGN BLANK FRONT; KP300 BASIC MONO, BASIC PANELS 2ND GENERATION, KTP400 COMFORT, USB-HUB, SHEET THICKNESS 2 TO 6 MM AMOUNT: SEE TECHNICAL DATA | 32.6 | ΠΑΚ | 1 | Simatic | 0.099 | 0
6AV66718XK000AX3 | STEEL MOUNTING CLIPS FOR 15", 19", 22" WIDESCREEN FOR COMFORT PANEL, IPC, FLAT PANEL, THIN CLIENT, EXCEPT SCD1900 19" WIDESCREEN SHEET THICKNESS 2 TO 6 MM AMOUNT: SEE TECHNICAL DATA | 42 | ΠΑΚ | 1 | Simatic | 0.144 | 0
6AV66718XK000AX4 | STEEL MOUNTING CLAMP FOR 15", 19", 22" WIDESCREEN FOR COMFORT PANEL, IPC, FLAT PANEL, THIN CLIENT, EXCEPT SCD1900 19" WIDESCREEN SHEET THICKNESS 2 TO 6 MM AMOUNT: SEE TECHNICAL DATA | 68.3 | ΠΑΚ | 1 | Simatic | 0.449 | 0
6AV66718XS000AX0 | MOUNTING FRAME FOR KTP 1000 BASIC, MP 277 10" TOUCH, MP 377 12" TOUCH, THIN CLIENT 10", IP65 AND SHEET THICKNESS < 2 MM | 27.3 | TEM | 1 | Simatic | 0.63 | 0
6AV68810UJ200AA0 | Monitor film 19" widescreen for Flat Panel, cutable for other sizes, additional information, amount and content: see technical data | 231 | TEM | 1 | Simatic | 0.595 | 0
6AV76712BA000AA0 | PROTECTIVE MEMBRANE FOR PANEL PC477/577/67X/87X/IL77 12" TOUCH, PACK. OF 10 | 84 | ΠΑΚ | 1 | Simatic | 0.185 | 0
6AV76721CE000AA0 | PROTECT. FILM 19" TOUCH DEVICE FOR PANEL PC477, 577, 677, 877, MP 377, FLAT PANEL AMOUNT: SEE TECHNICAL DATA | 189 | ΠΑΚ | 1 | Simatic | 0.456 | 0
6AV76721JB000AA0 | TOUCH PEN, THICK, FOR RESISTIVE TOUCHSCREEN, OPTIMIZED FOR USE WHEN WEARING GLOVES, INCLUDING SCREW-ON WALL BRACKET AMOUNT AND CONTENT: SEE TECHNICAL DATA | 68.3 | TEM | 1 | Simatic | 0.068 | 0
6AV76750FX000AA0 | USB DRIVE, 16 GB INTRINSICALLY SAFE FOR HMI EX | 441 | TEM | 1 | Simatic | 0.2 | 0
6AV96701BA031AX5 | SOLUTION PARTNER SIMATIC HMI SIMATIC WINCC ADVANCED SOFTWARE UPDATE SERVICE, FOR 1 YEAR WITH AUTOMATIC RENEWAL, REQUIRES LATEST SW-RELEASE | 184 | TEM | 1 | Simatic | 0.1 | 0
6ES76480CB000YA0 | USB KEYBOARD GER/INT USB INTERFACE FOR DEVICES WITH SUITABLE CONNECTOR ADDITIONAL INFORMATION: SEE TECHNICAL DATA | 72.5 | TEM | 1 | Simatic | 1.599 | 1
6ES76480DC600AA0 | SIMATIC IPC, USB-FLASHDRIVE, 16 GB, USB 3.0, INCL. SIMATIC IPC BIOS-MANAGER (INST) BOOTABLE, METAL HOUSING FOR COMFORT PANELS, BASIC PANELS 2ND GENERATION, IPC, WITH USB INTERFACE ADDITIONAL INFORMATION: SEE TECHNICAL DATA | 126 | TEM | 1 | Simatic | 0.168 | 1
6ES76481AA500XG0 | SIMATIC PC, ACCESSORIES DUST PROTECTION SET INTERFACES FOR IPC227D 40 USB AND 20 LAN PRO SET | 42 | TEM | 1 | Simatic | 0.5 | 0
6ES76481AA500XL0 | STRAIN RELIEF SET CABLE AND CONECTORS FOR IPC227 AND OTHERS AMOUNT AND CONTENT: SEE TECHNICAL DATA | 126 | ΠΑΚ | 1 | Simatic | 0.623 | 0
6ES76482BF020XF0 | SIMATIC PC , COMPACTFLASH DIAG, 2GB, INDUSTRIAL GRADE | 105 | TEM | 1 | Simatic | 0.036 | 1
6ES76482BF020XG0 | SIMATIC PC COMPACTFLASH DIAG, 4GB, INDUSTRIAL GRADE | 158 | TEM | 1 | Simatic | 0.034 | 1
6ES76482BF020XH0 | SIMATIC PC COMPACTFLASH DIAG, 8GB, INDUSTRIAL GRADE | 273 | TEM | 1 | Simatic | 0.033 | 1
6ES76482BF020XJ0 | SIMATIC PC , COMPACTFLASH DIAG, 16 GB, INDUSTRIAL GRADE | 431 | TEM | 1 | Simatic | 0.2 | 1
6ES76482BF100XF0 | SIMATIC IPC, CFAST, 2 GB, INDUSTRIAL GRADE | 105 | TEM | 1 | Simatic | 0.032 | 1
6ES76482BF100XG0 | SIMATIC IPC, CFAST, 4 GB, INDUSTRIAL GRADE | 158 | TEM | 1 | Simatic | 0.031 | 1
6ES76482BF100XH0 | SIMATIC IPC, CFAST, 8 GB, INDUSTRIAL GRADE | 273 | TEM | 1 | Simatic | 0.031 | 1
6ES76482BF100XJ0 | SIMATIC IPC, CFAST, 16 GB, INDUSTRIAL GRADE | 431 | TEM | 1 | Simatic | 0.033 | 1
6ES76482BF100XK0 | SIMATIC IPC, CFAST, 32 GB, INDUSTRIAL GRADE | 725 | TEM | 1 | Simatic | 0.029 | 1
6ES76483AF000XA0 | PCI-Express to DVI-D-Adapter Displayport from PCI Express and Graphic board NVS 295 to DVI D for Onboard interfaces additional information, amount and content: see technical data | 52.5 | TEM | 1 | Simatic | 0.113 | 1
6ES76483AG000XA0 | PCI-Express to VGA-Adapter Displayport from PCI Express and Graphic board NVS 295 to VGA for Onboard interfaces additional information, amount and content: see technical data | 73.5 | TEM | 1 | Simatic | 0.092 | 1
6ES79001AA000XA0 | Power cord, Germany, 230V AC, bent for Germany; France; Spain; Netherlands; Belgium; Sweden; AuSTria; Finland for IPC and power supply additional information, amount and content: see technical data | 15.8 | TEM | 1 | Simatic | 0.283 | 1
6ES79001BA000XA0 | Power cord, United Kingdom, 230V AC, bent, for IPC and power supply additional information, amount and content: see technical data | 15.8 | TEM | 1 | Simatic | 0.303 | 1
6ES79001CA000XA0 | Power cord, Switzerland, 230V AC, bent, for IPC and power supply additional information, amount and content: see technical data | 15.8 | TEM | 1 | Simatic | 0.261 | 1
6ES79001DA000XA0 | Power cord, USA, 230V AC, bent, for IPC and power supply additional information, amount and content: see technical data | 15.8 | TEM | 1 | Simatic | 0.237 | 1
6ES79001EA000XA0 | Power cord, Italiy, 230V AC, bent, for IPC and power supply additional information, amount and content: see technical data | 15.8 | TEM | 1 | Simatic | 0.261 | 1
6ES79001FA000XA0 | Power cord, China, 230V AC, bent, for IPC and power supply additional information, amount and content: see technical data | 15.8 | TEM | 1 | Simatic | 0.287 | 1
6ES79013DB300XA0 | SIMATIC S7-200,USB/PPI CABLE MM MULTIMASTER, FOR CONNECTING S7-200 TO USB PORT OF PC, FREEPORT NOT SUPPORTED | 199 | TEM | 1 | Simatic | 0.376 | 1
6ES79971DC004BA0 | SIEMENS SOLUTION PARTNER PARTNER FEE FOR PROGRAM MODULE "SIMATIC WINCC", ANUAL FEE | 1050 | TEM | 1 | Simatic | 0.609 | 0
6GF67102AC | PS2 FOIL KEYBOARD GER, WITH TOUCHPAD, PS/2 FOR DEVICES WITH SUITABLE CONNECTOR ADDITIONAL INFORMATION: SEE TECHNICAL DATA | 620 | TEM | 1 | Simatic | 1 | 0
6GF67102BC | PS2 FOIL KEYBOARD INT WITH TOUCHPAD, PS/2 FOR DEVICES WITH SUITABLE CONNECTOR ADDITIONAL INFORMATION: SEE TECHNICAL DATA | 809 | TEM | 1 | Simatic | 1 | 0
6GF67103AE | USB/PS2 CABINET KEYBOARD GER 19" WITH TOUCHPAD, PS/2 FOR DEVICES WITH SUITABLE CONNECTOR ADDITIONAL INFORMATION: SEE TECHNICAL DATA | 628 | TEM | 1 | Simatic | 2 | 0
6GF67103BE | USB/PS2 CABINET KEYBOARD INT 19" WITH TOUCHPAD, PS/2 FOR DEVICES WITH SUITABLE CONNECTOR ADDITIONAL INFORMATION: SEE TECHNICAL DATA | 546 | TEM | 1 | Simatic | 2 | 0
6GF67103BG | PS2 CABINET KEYBOARD 19" INT WITH TRACKBALL, PS/2 FOR DEVICES WITH SUITABLE CONNECTOR ADDITIONAL INFORMATION: SEE TECHNICAL DATA | 725 | TEM | 1 | Simatic | 2 | 0
6GF67103BJ | PS2 SLIDE-IN KEYBOARD 19" GER WITH TRACKBALL, PS/2 FOR DEVICES WITH SUITABLE CONNECTOR ADDITIONAL INFORMATION: SEE TECHNICAL DATA | 452 | TEM | 1 | Simatic | 4 | 0
6GF67103BK | PS2 SLIDE-IN KEYBOARD 19" INT WITH TRACKBALL, PS/2 FOR DEVICES WITH SUITABLE CONNECTOR ADDITIONAL INFORMATION: SEE TECHNICAL DATA | 546 | TEM | 1 | Simatic | 9.5 | 0
6XV14402AH10 | CABLE 6XV1 440-2A BETWEEN TD / OP AND S5-90U TO -155U 1.0 M | 548 | TEM | 1 | Simatic | 0.19 | 0
6XV14402AH20 | CABLE 6XV1 440-2A BETWEEN TD / OP AND S5-90U TO -155U 2.0 M | 550 | TEM | 1 | Simatic | 0.22 | 0
6XV14402AH40 | CABLE 6XV1 440-2A BETWEEN TD / OP AND S5-90U TO -155U 4.0 M | 554 | TEM | 1 | Simatic | 0.29 | 0
6XV14402AH80 | CABLE 6XV1 440-2A BETWEEN TD / OP AND S5-90U TO -155U 8.0 M | 561 | TEM | 1 | Simatic | 0.43 | 0
6XV14402AN20 | CABLE 6XV1 440-2A BETWEEN TD / OP AND S5-90U TO -155U 20.0 M | 582 | TEM | 1 | Simatic | 0.85 | 0
6XV14402AN32 | CABLE 6XV1 440-2A BETWEEN TD / OP AND S5-90U TO -155U 32.0 M | 604 | TEM | 1 | Simatic | 1.27 | 0
6XV14404AH20 | CONNECTING CABLE FOR MOBILE PANELS (MPI/PROFIBUS), LENGTH 2 M | 170 | TEM | 1 | Simatic | 0.31 | 1
6XV14404AH50 | CONNECTING CABLE FOR MOBILE PANELS (MPI/PROFIBUS), LENGTH: 5 M | 215 | TEM | 1 | Simatic | 0.59 | 1
6XV14404AH80 | CONNECTING CABLE FOR MOBILE PANELS (MPI/PROFIBUS), SPECIAL LENGTH 8 M | 305 | TEM | 1 | Simatic | 0.867 | 1
6XV14404AN10 | CONNECTING CABLE FOR MOBILE PANELS (MPI/PROFIBUS), LENGTH: 10 M | 305 | TEM | 1 | Simatic | 1.033 | 1
6XV14404AN15 | CONNECTING CABLE FOR MOBILE PANELS (MPI/PROFIBUS), SPECIAL LENGTH 15 M | 406 | TEM | 1 | Simatic | 1.525 | 1
6XV14404AN20 | CONNECTING CABLE FOR MOBILE PANELS (MPI/PROFIBUS), SPECIAL LENGTH 20 M | 486 | TEM | 1 | Simatic | 1.974 | 1
6XV14404AN25 | CONNECTING CABLE FOR MOBILE PANELS (MPI/PROFIBUS), LENGTH 25 M | 553 | TEM | 1 | Simatic | 2.485 | 1
6XV14404BH20 | CONNECTING CABLE PN FOR MOBILE PANELS (PROFINET), LENGTH 2 M | 170 | TEM | 1 | Simatic | 0.351 | 1
6XV14404BH50 | CONNECTING CABLE PN FOR MOBILE PANELS (PROFINET), LENGTH: 5 M | 215 | TEM | 1 | Simatic | 0.698 | 1
6XV14404BH80 | CONNECTING CABLE PN FOR MOBILE PANELS (PROFINET), SPECIAL LENGTH 8 M | 305 | TEM | 1 | Simatic | 1.059 | 1
6XV14404BN10 | CONNECTING CABLE PN FOR MOBILE PANELS (PROFINET), LENGTH: 10 M | 305 | TEM | 1 | Simatic | 1.296 | 1
6XV14404BN15 | CONNECTING CABLE PN FOR MOBILE PANELS (PROFINET), LENGTH 15 M | 406 | TEM | 1 | Simatic | 1.864 | 1
6XV14404BN20 | CONNECTING CABLE PN FOR MOBILE PANELS (PROFINET), SPECIAL LENGTH 20 M | 486 | TEM | 1 | Simatic | 2.48 | 1
6XV14404BN25 | CONNECTING CABLE PN FOR MOBILE PANELS (PROFINET), LENGTH 25 M | 553 | TEM | 1 | Simatic | 3.105 | 1
A5E02362899 | SIMATIC PC, SPARE PART GRAPHIC CARD PNY NVIDIA QUADRO FX1700 FOR 6BK1000-0HW20-0AA0 | 889 | TEM | 1 | Simatic | 0.2 | 1
A5E02717632 | SIMATIC PC, SPAREPART, DC24V POWER SUPPLY CONNECTOR, FOR IPC427(X); HMI IPC477(X), 5 PIECES PER PACKAGING UNIT | 9.5 | ΠΑΚ | 1 | Simatic | 0.001 | 1
A5E03404000 | SIMATIC PC, SPARE PART, DC24V POWER SUPPLY CONNECTOR, 3-POLE; FOR IPC62X, IPC82X, HMI IPC57X, IPC67X, PCU50X, FLAT PANEL 6AV7861...; 5 PIECES PER PACKAGING UNIT | 11.6 | ΠΑΚ | 1 | Simatic | 0.001 | 1
A5E03604831 | SIMATIC PC, SPAREPART, DC24V POWER SUPPLY CONNECTOR, FOR IPC227D, IPC277D WITH 7"/9" 5 PIECES PER PACKAGING UNIT | 9.5 | ΠΑΚ | 1 | Simatic | 0.039 | 1
A5E38243369 | SIMATIC HMI, KTP1200 Basic, neutral, Purch, Basis: 6AV2123-2MB03-0AX0 for internal use only | 743 | TEM | 1 | Simatic | 2.162 | 0
S79220B6785F888 | SCE Trainer Package HMI WinCC Advanced V14 / WinCC flexible Advanced 2008 for Panels. Content: SW and documentation on DVD, license on USB STick; for WinCC Advanced V14/ WinCC flexible Advanced 2008 engineering, runtime, options; for educational purposes only | 327 | TEM | 1 | Simatic | 0.3 | 0
W79084E1001B2 | LITHIUM BATTERY SIMATIC HMI AND C7, DEVICES, AMOUNT AND CONTENT: SEE TECHNICAL DATA | 26.3 | TEM | 1 | Simatic | 0.038 | 0
6AG10101AU004AA0 | SIPLUS SIMOCODE PRO V BASIC UNIT 2 -25 ... +60 DEGREES C WITH CONFORMAL COATING BASED ON 3UF7010-1AU00-0 . PROFIBUS DP INTERFACE 12 MBIT/S RS485; 4I/3O FREELY PARAMETERIZABLE; US: AC/DC 110-240V; INPUT F.THERMISTOR MOTOR PROTECTION; RELAY OUTPUTS MONOSTABLE; EXPANDABLE BY EXPANSION MODULES | 616 | TEM | 1 | Simatic | 0.35 | 1
6AG10401LA002AA0 | SIPLUS S120 CONTROL UNIT CU310-2 DP -20 ... +55 DEGREES C WITH CONFORMAL COATING BASED ON 6SL3040-1LA00-0AA0 . WITH PROFIBUS INTERFACE WITHOUT COMPACTFLASH CARD | 1134 | TEM | 1 | Simatic | 0.79 | 1
6AG10401LA012AA0 | SIPLUS S120 CONTROL UNIT CU310-2 PN -20 ... +55 DEGREES C WITH CONFORMAL COATING BASED ON 6SL3040-1LA01-0AA0 . WITH PROFINET INTERFACE WITHOUT COMPACTFLASH CARD | 1134 | TEM | 1 | Simatic | 0.95 | 1
6AG10521CC017BA8 | SIPLUS LOGO! 24CE -10 ... +60 DEGREES C STARTUP 0 DEGREES C WITH CONFORMAL COATING BASED ON 6ED1052-1CC01-0BA8 . LOGIC MODULE,DISPLAY PU/I/O: 24V/24V/24V TRANS., 8DI (4AI)/4DO; MEM 400 BLOCKS, EXPANDABLE, ETHERNET BIULD IN WEB-SERVER, DATALOG STANDARD MICRO SD CARD FOR LOGO! SOFT COMFORT V8 PREVIOS PROJECT USABEL | 312 | TEM | 1 | LOGO! | 0.25 | 1
6AG10521FB007BA8 | SIPLUS LOGO! 230RCE -10 ... +60 DEGREES C STARTUP 0 DEGREES C WITH CONFORMAL COATING BASED ON 6ED1052-1FB00-0BA8 . LOGIC MODULE,DISPL. PU/I/O: 115V/230V/RELAY, 8 DI/4 DO; MEM 400 BLOCKS EXPANDABLE, ETHERNET BIULD IN WEB-SERVER, DATALOG STANDARD MICRO SD CARD FOR LOGO! SOFT COMFORT V8 PREVIOS PROJECT USABEL | 333 | TEM | 1 | LOGO! | 0.24 | 1
6AG10521HB007BA8 | SIPLUS LOGO! 24RCE -10 ... +60 DEGREES C STARTUP 0 DEGREES C MIT CONFORMAL COATING BASED ON 6ED1052-1HB00-0BA8 . LOGICMODULE,DISPLAY PU/I/O: 24V AC/24V DC/RELAY, 8 DI/4 DO; MEM. 400 BLOCKS, EXPANDABLE, ETHERNET BIULD IN WEB-SERVER, DATALOG STANDARD MICRO SD CARD FOR LOGO! SOFT COMFORT V8 PREVIOS PROJECT USABEL | 329 | TEM | 1 | LOGO! | 0.29 | 1
6AG10521MD007BA8 | SIPLUS LOGO! 12/24RCE -10 ... +60 DEGREES C STARTUP 0 DEGREES C WITH CONFORMAL COATING BASED ON 6ED1052-1MD00-0BA8 . LOGIC MOD.,DISPL. PU/I/O: 12/24V DC/RELAY, 8 DI (4AI)/4 DO; MEM 400 BLOCKS EXPANDABLE, ETHERNET BIULD IN WEB-SERVER, DATALOG STANDARD MICRO SD CARD FOR LOGO! SOFT COMFORT V8 PREVIOS PROJECT USABEL | 357 | TEM | 1 | LOGO! | 0.3 | 1
6AG10522CC017BA8 | SIPLUS LOGO! 24CEO -40 ... +70 DEGREES C STARTUP -25 DEGREES C WITH CONFORMAL COATING BASED ON 6ED1052-2CC01-0BA8 . LOGIC MODULE, WO DISPLAY PU/I/O: 24V/24V/24V TRANS., 8DI (4AI)/4DO; MEM 400 BLOCKS, EXPANDABLE, ETHERNET BIULD IN WEB-SERVER, DATALOG STANDARD MICRO SD CARD FOR LOGO! SOFT COMFORT V8 PREVIOS PROJECT USABEL | 283 | TEM | 1 | LOGO! | 0.2 | 1
6AG10522FB007BA8 | SIPLUS LOGO! 230RCEO -40 ... +70 DEGREES C STARTUP -25 DEGREES C WITH CONFORMAL COATING BASED ON 6ED1052-2FB00-0BA8 . LOGIC MODULE, PS/I/O: 230V/230V/RELAY, 8DI (4AI)/4DO; W/O DISPLAY, MEMORY 400 BLOCKS, EXPANDABLE MODULAR, ETHERNET BUILD IN WEB-SERVER, DATALOG, STANDARD MICRO SD CARD FOR LOGO! SOFT COMFORT V8 OR HIGHER PREVIOS PROJECTS USABLE | 289 | TEM | 1 | LOGO! | 0.25 | 1
6AG10522HB007BA8 | SIPLUS LOGO! 24RCEO (AC) -40 ... +70 DEGREES C STARTUP -25 DEGREE C MIT CONFORMAL COATING BASED ON 6ED1052-2HB00-0BA8 . LOGIC MODULE, PU/I/O: 24V AC/24V DC/RELAY, 8 DI/4 DO; W/O DISPLAY, MEMORY 400 BLOCKS, EXPANDABLE, ETHERNET BIULD IN WEB-SERVER, DATALOG STANDARD MICRO SD CARD FOR LOGO! SOFT COMFORT V8 PREVIOS PROJECT USABEL | 281 | TEM | 1 | LOGO! | 0.25 | 1
6AG10522MD007BA8 | SIPLUS LOGO! 12/24RCEO -40 ... +70 DEGREES C STARTUP -25 DEGREES C WITH CONFORMAL COATING BASED ON 6ED1052-2MD00-0BA8 . LOGIC MODULE PU/I/O: 12/24V DC/RELAY, 8 DI (4AI)/4 DO; W/O DISPLAY, MEMORY 400 BLOCKS EXPANDABLE, ETHERNET BIULD IN WEB-SERVER, DATALOG STANDARD MICRO SD CARD FOR LOGO! SOFT COMFORT V8 PREVIOS PROJECT USABEL | 314 | TEM | 1 | LOGO! | 0.25 | 1
6AG10550AA002BA0 | SIPLUS S120 BASIC OPERATOR PANEL BOP20 FOR ELECTRONIC CONTROLS -20 ... +70 GRAD C WITH CONFORMAL COATING BASED ON 6SL3055-0AA00-4BA0 . TWO-LINE DISPLAY, 6 KEYS FOR PARAMETER SETTING AND DIAGNOSTIC INFORMATION SUITED FOR CONTROL UNITS CU305, CU310, CU320 | 134 | TEM | 1 | Simatic | 0.054 | 1
6AG10551CB007BA2 | SIPLUS LOGO! DM8 24 -40 ... +70 DEGREES C STARTUP -25 DEGREES C WITH CONFORMAL COATING BASED ON 6ED1055-1CB00-0BA2 . EXPANSION MODULE, PU/I/O: 24V/24V/TRANS., 4 DI/4 DO FOR LOGO! 8 | 182 | TEM | 1 | LOGO! | 0.14 | 1
6AG10551FB007BA2 | SIPLUS LOGO! DM8 230V -40 ... +70 DEGREES C STARTUP -25 DEGREES C WITH CONFORMAL COATING BASED ON 6ED1055-1FB00-0BA2 . EXP. MODULE, PU/I/O: 230V/230V/RELAIS, 2TE, 4 DI/4 DO FOR LOGO! 8 | 185 | TEM | 1 | LOGO! | 0.175 | 1
6AG10551HB007BA2 | SIPLUS LOGO! DM8 24R -40 ... +70 DEGREES C STARTUP -25 GDEGREES C WITH CONFORMAL COATING BASED ON 6ED1055-1HB00-0BA2 . EXPANSION MODULE, PU/I/O: 24V/24V/RELAY, 2TE 4 DI/4 DO, AC/DC/NPN INPUT FOR LOGO! 8 | 185 | TEM | 1 | LOGO! | 0.175 | 1
6AG10551MA007BA2 | SIPLUS LOGO! AM2 -40 ... +70 DEGREES C STARTUP -25 GDEGREES C MIT CONFORMAL COATING BASED ON 6ED1055-1MA00-0BA2 . EXPANSION MODULE, PU: DC 12/24V, 2 AI, 0 - 10V OR 0/4 - 20MA FOR LOGO! 8 | 269 | TEM | 1 | LOGO! | 0.14 | 1
6AG10551MB007BA2 | SIPLUS LOGO! DM8 12/24R -40 ... +70 DEGREES C STARTUP -25 DEGREES C WITH CONFORMAL COATING BASED ON 6ED1055-1MB00-0BA2 . EXP. MODULE PU/I/O: 12, 24V/12V/24V/RELAIS, 2TE, 4 DI/4 DO FOR LOGO! 8 | 185 | TEM | 1 | LOGO! | 0.175 | 1
6AG10551MM007BA2 | SIPLUS LOGO! AM2 AQ -40 ... +70 DEGREES C STARTUP -25 GDEGREES C WITH CONFORMAL COATING BASED ON 6ED1055-1MM00-0BA2 . EXPAN. MODULE, PU: DC 24V, 0/4-20MA 2AQ, 0-10V FOR LOGO! 8 | 310 | TEM | 1 | LOGO! | 0.14 | 1
6AG10551NB107BA2 | SIPLUS LOGO! DM16 24R -40 ... +70 DEGREES C STARTUP -25 DEGREES C MIT CONFORMAL COATING BASED ON 6ED1055-1NB10-0BA2 . EXP. MODULE, PU/I/O: 24V DC/24V DC/RELAY, 8 DI/8 DO, 4TE FOR LOGO! 8 | 310 | TEM | 1 | LOGO! | 0.3 | 1
6AG10554MH007BA1 | SIPLUS LOGO! TDE -10 ... +60 DEGREES C STARTUP 0 DEGREES C WITH CONFORMAL COATING BASED ON 6ED1055-4MH00-0BA1 . TEXT DISPLAY, 6 LINES, 3 BACKGROUND COLORS 2 ETHERNET PORTS ACCESSORIES, FOR LOGO! 8 | 268 | TEM | 1 | LOGO! | 0.32 | 1
6AG10571AA000AA0 | FRONT PANEL MOUNTING KIT 4PU F0R LOGO! + SIPLUS EXTREME | 51.7 | TEM | 1 | LOGO! | 0.15 | 1
6AG10571AA000AA1 | FRONT PANEL MOUNTING KIT 8PU FOR LOGO! + SIPLUS EXTREME | 87.7 | TEM | 1 | LOGO! | 0.17 | 1
6AG10571AA000AA2 | FRONT PANEL MOUNTING KIT 8PU WITH KEYS FOR LOGO! + SIPLUS EXTREME | 96.1 | TEM | 1 | LOGO! | 0.17 | 1
6AG10571AA000AA3 | FRONT PANEL MOUNTING KIT 4PU WITH KEYS FOR LOGO! + SIPLUS extreme | 56.5 | TEM | 1 | LOGO! | 0.15 | 1
6AG10571AA020AA0 | INPUT SIMULATOR FOR LOGO 12/24 V | 252 | TEM | 1 | Simatic | 0.04 | 1
6AG10621AA020AA0 | DEMO CASE MICROMASTER 420 | 1960 | TEM | 1 | Simatic | 10 | 1
6AG10621AA070AA0 | DEMO CASE MICROMASTER 440 MICROMASTER 120 W WITH INTEGRATED FILTER MOTOR W. PULSE ENCODER 1XP8001-1 ENCODER MODULE AND LOAD UNIT | 3543 | TEM | 1 | Simatic | 12 | 1
6AG10621AA121AA0 | S7-1200 CONTROLLER DEMOBOX | 8196 | TEM | 1 | Simatic | 11.6 | 1
6AG10641AA010AA0 | COMMISSIONING BOX F. SINAMICS S WITH CONNECTING CABLE | 707 | TEM | 1 | Simatic | 0.795 | 1
6AG10641AA030AA0 | TRAINING CASE SINAMICS G110 | 1731 | TEM | 1 | Simatic | 12 | 1
6AG10641AA080AA0 | COMBI CABLE FOR THE FIRMWARE BOOT FUNCTION A. DRIVEMONITOR (RS 232 C) LENGTH 3 M FOR COMPACTSERVO C3 | 90.8 | TEM | 1 | Simatic | 0.18 | 1
6AG10670AA100AA0 | LOGO! KNX STAND-UP DISPLAY WITH CMK2000 | 2629 | TEM | 1 | Simatic | 2.4 | 1
6AG10670AA320AA0 | DEMOCASE S7-1500 | 658 | TEM | 1 | Simatic | 5 | 1
6AG10670AA330AA0 | DEMO CASE S7-1200F For STep7 Basic V11 | 9519 | TEM | 1 | Simatic | 24.5 | 1
6AG10671AA130AA0 | SINUMERIK 828D SIMULATOR PPU281.3 MCP483C PN, , PERIPHERY-MODULE PP 72/48D PN, SITOP POWER SUPPLY 24V 5A, SCALANCE X005 | 22531 | TEM | 1 | Simatic | 13 | 1
6AG10671AA160AA1 | SINAMICS S120 RACK | 31837 | TEM | 1 | Simatic | 120 | 1
6AG10671AA180AA0 | DEMOCASE SINAMICS S110 | 11805 | TEM | 1 | Simatic | 13.85 | 1
6AG10671AA230AA1 | SINUMERIK 840D SL PN RACK | 35103 | TEM | 1 | Simatic | 56.2 | 1
6AG10671AA240AA1 | SINUMERIK 828D BASIC WITH SOFTWARE FOR TURNING AND MILLING | 25143 | TEM | 1 | Simatic | 30 | 1
6AG10671AA250AA0 | SINAMICS G120C PROFIBUS CASE IN A COMPACT DESIGN. COMPONENTS: SINAMICS G120C, 0.55 KW, SINAMICS IOP AND BOP-2 AND SIMOTICS ASYNCHRONOUS MOTOR SUPPLY VOLTAGE: 1AC 230V WXHXD (MM): 315 X 400 X 300 WEIGHT: APPROX. 9 KG THE G120C TRAINING CASE IS SUPPLIED IN A STACKABLE TANOS SYSTAINER SIZE 4 CASE. | 2417 | TEM | 1 | Simatic | 10 | 1
6AG10671AA260AA0 | SINUMERIK 808D TURNING SIMULATO | 12752 | TEM | 1 | Simatic | 30 | 1
6AG10671AA270AA0 | SINUMERIK 808D MILLING SIMULATO | 13094 | TEM | 1 | Simatic | 30 | 1
6AG11011BB004AA3 | SIPLUS NET X101-1 FOR MEDIAL STRESS BASED ON 6GK5101-1BB00-2AA3 | 614 | TEM | 1 | Simatic | 0.55 | 1
6AG11042BB002AA3 | SIPLUS NET SCALANCE X104-2 -25 ... +60 DEGREE C WITH CONFORMAL COATING BASED ON 6GK5104-2BB00-2AA3 | 1145 | TEM | 1 | Simatic | 0.953 | 1
6AG11071BQ407AA3 | SIPLUS AS-INTERFACE 2AO IP67 -25 ... +70 DEGREES C WITH CONFORMAL COATING BASED ON 3RK1107-1BQ40-0AA3 . AS-INTERFACE COMPACT MOD.,IP67 ANALOG, 2AO, NUMERIC.FORMAT S7 2 X OUTP. (M12), 4 TO 20MA FOR 2-WIRE ACTUATORS ACTIVE CHANNELS 1 AND 2 MOUNTING PLATE 3RK19010CA00 TO BE ORDERED SEPARATELY | 382 | TEM | 1 | Simatic | 0.2 | 1
6AG11232DB032AX0 | SIPLUS HMI KTP400 BASIC COLOR PN -20 ... +50 DEGREE WITH CONFORMAL COATING BASED ON 6AV2123-2DB03-0AX0 . 4" TFT DISPLAY, 65536 COLOR PROFINET SURFACE | 740 | TEM | 1 | Simatic | 0.459 | 1
6AG11232GA032AX0 | SIPLUS HMI KTP700 BASIC DP -20 ... +50 DEGREE C WITH CONFORMAL COATING BASED ON 6AV2123-2GA03-0AX0 . KEY AND TOUCH OPERATION, 7" TFT DISPLAY, 65536 COLORS, PROFIBUS INTERFACE, CONFIGURATION FROM WINCC BASIC V13/ STEP7 BASIC V13, CONTAINS OPEN SOURCE SW WHICH IS PROVIDED FREE OF CHARGE FOR DETAILS SEE CD | 1271 | TEM | 1 | Simatic | 0.8 | 1
6AG11232GB032AX0 | SIPLUS HMI KTP700 BASIC COLOR PN -20 ... +50 DEGREE WITH CONFORMAL COATING BASED ON 6AV2123-2GB03-0AX0 . 7" TFT DISPLAY, 65536 COLOR PROFINET SURFACE | 1239 | TEM | 1 | Simatic | 0.977 | 1
6AG11232JB032AX0 | SIPLUS HMI KTP900 BASIC COLOR PN -20 ... +50 DEGREE WITH CONFORMAL COATING BASED ON 6AV2123-2JB03-0AX0 . 9" TFT DISPLAY, 65536 COLOR PROFINET SURFACE | 1932 | TEM | 1 | Simatic | 1.13 | 1
6AG11232MA032AX0 | SIPLUS HMI KTP1200 BASIC DP -10 ... +50 DEGREE C WITH CONFORMAL COATING BASED ON 6AV2123-2MA03-0AX0 . KEY AND TOUCH OPERATION, 12" TFT DISPLAY, 65536 COLORS PROFIBUS INTERFACE, CONFIGURATION FROM WINCC BASIC V13/ STEP7 BASIC V13, CONTAINS OPEN SOURCE SW WHICH IS PROVIDED FREE OF CHARGE FOR DETAILS SEE CD | 2636 | TEM | 1 | Simatic | 2.17 | 1
6AG11232MB032AX0 | SIPLUS HMI KTP1200 BASIC -10 ... +50 DEGREE C WITH CONFORMAL COATING BASED ON 6AV2123-2MB03-0AX0 . KEY AND TOUCH OPERATION, 12" TFT DISPLAY, 65536 COLORS PROFINET INTERFACE, CONFIGURATION FROM WINCC BASIC V13/ STEP7 BASIC V13, CONTAINS OPEN SOURCE SW WHICH IS PROVIDED FREE OF CHARGE FOR DETAILS SEE CD | 2636 | TEM | 1 | Simatic | 2.162 | 1
6AG11240GC014AX0 | SIPLUS HMI TP700 COMFORT FOR MEDIAL STRESS WITH CONFORMAL COATING BASED ON 6AV2124-0GC01-0AX0 | 1712 | TEM | 1 | Simatic | 1.56 | 1
6AG11240GC132AX0 | SIPLUS HMI TP700 Comfort Outdoor conformal coating -30 ... +60Â°C based on 6AV2124-0GC13-0AX0 . Comfort Panel, Touch operation, 7" WIDESCREEN-TFT-Display, 16 Mil. colors, PROFINET Interface, MPI/PROFIBUS DP Interface, 12 MB User Memory, WINDOWS CE 6.0, configurable from WINCC Comfort V13 SP1, HSP | 2573 | TEM | 1 | Simatic | 1.561 | 1
6AG11240JC014AX0 | SIPLUS HMI TP900 COMFORT FOR MEDIAL STRESS WITH CONFORMAL COATING BASED ON 6AV2124-0JC01-0AX0 | 2814 | TEM | 1 | Simatic | 3.3 | 1
6AG11240MC014AX0 | SIPLUS HMI TP1200 COMFORT FOR MEDIAL STRESS WITH CONFORMAL COATING BASED ON 6AV2124-0MC01-0AX0 | 3633 | TEM | 1 | Simatic | 3.56 | 1
6AG11240QC024AX0 | SIPLUS HMI TP1500 COMFORT FOR MEDIAL STRESS WITH CONFORMAL COATING BASED ON 6AV2124-0QC02-0AX0 | 4610 | TEM | 1 | Simatic | 7.14 | 1
6AG11240UC024AX0 | SIPLUS HMI TP1900 COMFORT FOR MEDIAL STRESS WITH CONFORMAL COATING BASED ON 6AV2124-0UC02-0AX0 | 5576 | TEM | 1 | Simatic | 8.56 | 1
6AG11240XC024AX0 | SIPLUS HMI TP2200 COMFORT FOR MEDIAL STRESS WITH CONFORMAL COATING BASED ON 6AV2124-0XC02-0AX0 | 6552 | TEM | 1 | Simatic | 9.28 | 1
6AG11241DC014AX0 | SIPLUS HMI KP400 COMFORT FOR MEDIAL STRESS WITH CONFORMAL COATING BASED ON 6AV2124-1DC01-0AX0 | 1134 | TEM | 1 | Simatic | 0.8 | 1
6AG11241GC014AX0 | SIPLUS HMI KP700 COMFORT FOR MEDIAL STRESS WITH CONFORMAL COATING BASED ON 6AV2124-1GC01-0AX0 | 1859 | TEM | 1 | Simatic | 5 | 1
6AG11241JC014AX0 | SIPLUS HMI KP900 COMFORT FOR MEDIAL STRESS WITH CONFORMAL COATING BASED ON 6AV2124-1JC01-0AX0 | 2972 | TEM | 1 | Simatic | 5 | 1
6AG11241MC014AX0 | SIPLUS HMI KP1200 COMFORT FOR MEDIAL STRESS WITH CONFORMAL COATING BASED ON 6AV2124-1MC01-0AX0 | 3770 | TEM | 1 | Simatic | 5 | 1
6AG11241QC024AX0 | SIPLUS HMI KP1500 COMFORT WITH CONFORMAL COATING BASED ON 6AV2124-1QC02-0AX0 . KEY OPERATION, 15" WIDESCREEN-TFT-DISPLAY, 16 MIL. COLORS, PROFINET INTERFACE, MPI/PROFIBUS DP INTERFACE, 24 MB USER MEMORY, | 5135 | TEM | 1 | Simatic | 7.32 | 1
6AG11242DC014AX0 | SIPLUS HMI KTP400 COMFORT FOR MEDIAL STRESS WITH CONFORMAL COATING BASED ON 6AV2124-2DC01-0AX0 | 1134 | TEM | 1 | Simatic | 0.79 | 1
6AG11314BD012AA0 | SIPLUS ET200S 4DI (1PU=5PCS) -25...+60 DGR C WITH CONFORMAL COATING BASED ON 6ES7131-4BD01-0AA0 . ELECTRONIC MODULE 24V DC WIDTH: 15 MM 5 PCS PER PACKAGING UNIT | 281 | ΠΑΚ | 1 | Simatic | 0.18 | 1
6AG11314BD017AB0 | SIPLUS ET200S EM 4DI HF -25...+70 DEGREES C BASED ON 6ES7131-4BD01-0AB0 5 PIECES PER PACKAGING UNIT | 342 | ΠΑΚ | 1 | Simatic | 0.18 | 1
6AG11314BF007AA0 | SIPLUS ET200S EM 8 DI -25 ... +70 DEGREES C BASED ON 6ES7131-4BF00-0AA0 | 81.8 | TEM | 1 | Simatic | 0.042 | 1
6AG11314BF507AA0 | SIPLUS ET200S EM 8 DI DC24V -40 ... +70 DEGREES C BASED ON 6ES7131-4BF50-0AA0 | 81.8 | TEM | 1 | Simatic | 0.043 | 1
6AG11316BF007BA0 | SIPLUS ET 200SP, DIGITAL INPUT MODULE, DI 8X 4VDC STANDARD, -40 ... +70 DEGREES C WITH CONFORMAL COATING BASED ON 6ES7131-6BF00-0BA0 . FITS TO BU-TYPE A0, COLOR CODE CC01, MODULE DIAGNOSIS | 87.2 | TEM | 1 | Simatic | 0.036 | 1
6AG11316BF607AA0 | SIPLUS ET 200SP -40...+70 DEGREE C STARTUP STP.: -25 DEGREE C WWITH CONFORMAL COATING BASEDON 6ES7131-6BF60-0AA0 . DIGITAL INPUT MODULE, DI 8X 24VDC SOURCE INPUT BA, FITS TO BU-TYPE A0, COLOR CODE CC02 | 91.4 | TEM | 1 | Simatic | 0.035 | 1
6AG11316BH007BA0 | SIPLUS ET 200SP, DIGITAL INPUT MODULE, DI 16X 24VDC STANDARD, -40 ... +70 DEGREES C WITH CONFORMAL COATING BASED ON 6ES7131-6BH00-0BA0 . FITS TO BU-TYPE A0, COLOR CODE CC00, MODULE DIAGNOSIS | 150 | TEM | 1 | Simatic | 0.036 | 1
6AG11316FD007BB1 | SIPLUS ET 200SP -40...+70 GRAD C STARTUP STP.: -25 DEGREE C WITH CONFORMAL COATING BASEDON 6ES7131-6FD00-0BB1 . DIGITAL INPUT MODULE, DI 4X120..230VAC STANDARD, FITS TO BU-TYPE B1, COLOR CODE CC41, MODULE DIAGNOSIS | 116 | TEM | 1 | Simatic | 0.046 | 1
6AG11316TF007CA0 | SIPLUS ET 200SP -40...+70 GRAD C WITH CONFORMAL COATING STARTUP STP.: -25 DEGREE C BASEDON 6ES7131-6TF00-0CA0 . DIGITAL INPUT MODULE, DI 8X NAMUR HIGH FEATURE, FITS TO BU-TYPE A0, COLOR CODE CC01, CHANNEL DIAGNOSIS | 413 | TEM | 1 | Simatic | 0.04 | 1
6AG11324BB012AB0 | SIPLUS ET200S 2DO HF (1PU=5PCS) -25...+60 DEGREES C BASED ON 6ES7132-4BB01-0AB0 | 231 | ΠΑΚ | 1 | Simatic | 0.187 | 1
6AG11324BB317AB0 | SIPLUS ET200S 2DO HF -25 ... +70 DEGREES C BASED ON 6ES7132-4BB31-0AB0 5 PIECES PER PACKAGING UNIT | 373 | ΠΑΚ | 1 | Simatic | 0.198 | 1
6AG11324BD027AA0 | SIPLUS ET200S EM 4DO STANDARD -25 ... +70 DEGREES C WITH CONFORMAL COATING BASED ON 6ES7132-4BD02-0AA0 . ELECTRONIC MODULE 24V/0.5A DC WIDTH: 15MM 5 PIECES PER PACKAGING UNIT | 320 | ΠΑΚ | 1 | Simatic | 0.184 | 1
6AG11324BD322AA0 | SIPLUS ET200S EM 4DO DC24V/2A -25 ... +60 DEGREES C WITH CONFORMAL COATING BASED ON 6ES7132-4BD32-0AA0 5 PIECES PER PACKAGING UNIT | 501 | ΠΑΚ | 1 | Simatic | 0.189 | 1
6AG11324BF007AA0 | SIPLUS ET200S EM 8 DO -25 ... + 70 DEGREES C WITH CONFORMAL COATING BASED ON 6ES7132-4BF00-0AA0 . ELECTRONIC MODULE FOR ET 200S, 8 DO 24V/0.5A DC WIDTH: 15MM 1 PCS PER PACKAGING UNIT | 92.4 | TEM | 1 | Simatic | 0.044 | 1
6AG11324BF507AA0 | SIPLUS ET200S EM 8 DO DC24V/0.5 -25 ... +70 DEGREES C BASED ON 6ES7132-4BF50-0AA0 | 91.3 | TEM | 1 | Simatic | 0.045 | 1
6AG11324HB012AB0 | SIPLUS ET200S EM 2RO DC24V-AC230V/5A -25 ... +70 DEGREES C BASED ON 6ES7132-4HB01-0AB0 5 PIECES PER PACKAGING UNIT . ELECTRON. MODULES FOR ET 200S, 2 DO RELAY 24V DC - 230V AC/5A,15 MM WIDTH FIRST-UP SIGNAL WITH LED SF (GROUP FAULT), | 349 | ΠΑΚ | 1 | Simatic | 0.218 | 1
6AG11324HB122AB0 | SIPLUS ET200S EM 2DO RLY 24-48VDC 230VAC/5A -25 ... +60 DEGREES C BASED ON 6ES7132-4HB12-0AB0 5 PIECES PER EACH PACKAGING UNIT . DC24V-48V/5A, AC24V-230V/5A, 15 MM WIDTH, FIRST-UP SIGNAL, | 407 | ΠΑΚ | 1 | Simatic | 0.23 | 1
6AG11326BD207BA0 | SIPLUS ET 200SP, DIGITAL OUTPUT MODULE, DQ 4X24VDC/2A STANDARD, -40 ... +70 DEGREES C WITH CONFORMAL COATING BASED ON 6ES7132-6BD20-0BA0 . FITS TO BU-TYPE A0, COLOR CODE CC02, MODULE DIAGNOSIS | 121 | TEM | 1 | Simatic | 0.037 | 1
6AG11326BF007BA0 | SIPLUS ET 200SP, DIGITAL OUTPUT MODULE, DQ 8X24VDC/0,5A STANDARD, -40 ... +70 DEGREES C WITH CONFORMAL COATING BASED ON 6ES7132-6BF00-0BA0 . FITS TO BU-TYPE A0, COLOR CODE CC02, MODULE DIAGNOSIS | 113 | TEM | 1 | Simatic | 0.035 | 1
6AG11326BF007CA0 | SIPLUS ET 200SP -40...+70 GRAD C STARTUP STP.: -25 DEGREE C WITH CONFORMAL COATING BASEDON 6ES7132-6BF00-0CA0 . DIGITAL OUTPUT MODULE, DQ 8X24VDC/0,5A HIGH FEATURE, FITS TO BU-TYPE A0, COLOR CODE CC02, CHANNEL DIAGNOSIS | 136 | TEM | 1 | Simatic | 0.036 | 1
6AG11326BF607AA0 | SIPLUS ET 200SP -40...+70 DEGREE C STARTUP STP.: -25 DEGREE C WWITH CONFORMAL COATING BASEDON 6ES7132-6BF60-0AA0 . DIGITAL OUTPUT MODULE, DQ 8X24VDC/0,5A SINK BASIC, FITS TO BU-TYPE A0, COLOR CODE CC01 | 124 | TEM | 1 | Simatic | 0.037 | 1
6AG11326BH007BA0 | SIPLUS ET 200SP, DIGITAL OUTPUT MODULE, DQ 16X24VDC/0.5A STANDARD, -40 ... +70 DEGREES C WITH CONFORMAL COATING BASED ON 6ES7132-6BH00-0BA0 . FITS TO BU-TYPE A0, COLOR CODE CC00, MODULE DIAGNOSIS | 173 | TEM | 1 | Simatic | 0.035 | 1
6AG11326GD502BA0 | SIPLUS ET 200SP -40...+60 DEGREE C STARTUP STP.: -25 DEGREE C WITH CONFORMAL COATING BASEDON 6ES7132-6GD50-0BA0 . SIGNAL RELAY CHANGE OVER, RQ 4X24VDC/2A CO ST, FITS TO BU-TYPE A0, COLOR CODE CC00, MODULE DIAGNOSIS | 186 | TEM | 1 | Simatic | 0.037 | 1
6AG11326HD007BB0 | SIPLUS ET 200SP -40 ... +70 DEGREE WITH CONFORMAL COATING BASED ON 6ES7132-6HD00-0BB0 . RELAISMODUL NORMALLY OPEN, RQ 4X120VDC..230VAC/5A STANDARD PASSEND FUER BU-TYP B0, FARBCODE CC00, MODUL-DIAGNOSE | 123 | TEM | 1 | Simatic | 0.05 | 1
6AG11344FB012AB0 | SIPLUS ET200S EM 2AI STANDARD U -25 ... +60 DEGREES C BASED ON 6ES7134-4FB01-0AB0 | 223 | TEM | 1 | Simatic | 0.045 | 1
6AG11344GB012AB0 | SIPLUS ET200S EM 2AI STANDARD I -25 ... +60 DEGREES C BASED ON 6ES7134-4GB01-0AB0 | 216 | TEM | 1 | Simatic | 0.045 | 1
6AG11344GB112AB0 | SIPLUS ET200S EM 2AI I-4DMU -25 ... +60 DEGREES C BASED-ON 6ES7134-4GB11-0AB0 | 216 | TEM | 1 | Simatic | 0.045 | 1
6AG11344GB522AB0 | SIPLUS ET200S EM 2AI HIGH SPEED -25 ... +60 DEGREES C BASED ON 6ES7134-4GB52-0AB0 | 438 | TEM | 1 | Simatic | 0.06 | 1
6AG11344GD002AB0 | SIPLUS ET200S EM 4 AI I 2WIRE -25 ... +70 DEGREES C WITH CONFORMAL COATING BASED ON 6ES7134-4GD00-0AB0 . ELECTRONIC MODULE 4 - 20MA; 13BIT WIDTH: 15MM FOR 2-WIRE TRANSDUCER CYCLE TIME 40MS/MODULE WITH LED SF (GROUP FAULT) | 247 | TEM | 1 | Simatic | 0.045 | 1
6AG11344JB517AB0 | SIPLUS ET200S EM 2AI RTD -25 ... +70 DEGREES C WITH CONFORMAL COATING BASED ON 6ES7134-4JB51-0AB0 | 381 | TEM | 1 | Simatic | 0.044 | 1
6AG11344LB022AB0 | SIPLUS ET200S EM 2AI HF -25 ... +60 DEGREES C WITH CONFORMAL COATING BASED ON 6ES7134-4LB02-0AB0 . 2 AI U HIGH FEATURE FOR ET 200S, 15 MM WIDE, CYCLE TIME PER MODULE: 0.5MS, +/-10V; 15 BI + SIGN, +/-5V;15BIT+SIGN, 1..5V; 15BIT, OPERATIONAL LIMITS +/-0.1% WITH LED SF (GROUP FAULT). | 383 | TEM | 1 | Simatic | 0.056 | 1
6AG11344MB022AB0 | SIPLUS ET200S EM 2 AE I HF -25 ... +70 DEGREES C WITH CONFORMAL COATING BASED ON 6ES7134-4MB02-0AB0 . ELECTRONIC MODULE, 15 MM WIDE, CYCLE TIME PER MODULE: 0.5MS, +/-20MA; 15 BIT + SIGN, 4 .. 20MA; 15 BIT, OPERATIONAL LIMITS +/-0.1% WITH LED SF (GROUP FAULT) | 318 | TEM | 1 | Simatic | 0.046 | 1
6AG11344NB017AB0 | SIPLUS ET200S EM 2AI TC HF 0 ... +70 DEGREES C WITH CONFORMAL COATING BASED ON 6ES7134-4NB01-0AB0 . 15 MM WIDE, 15 BIT + SIGN WITH INTERNAL STERATURE COMPENSATION | 282 | TEM | 1 | Simatic | 0.046 | 1
6AG11344NB512AB0 | SIPLUS ET200S EM 2AI RTD HF -25 ... +60 DEGREES C BASED ON 6ES7134-4NB51-0AB0 | 311 | TEM | 1 | Simatic | 0.046 | 1
6AG11346FF002AA1 | SIPLUS ET 200SP AI 8xU BASIC -40 ... +60 Â°C with conformal coating BasedOn: 6ES7134-6FF00-0AA1 . AI 8XU BASIC, FITS TO BU-TYPE A0, A1, Color Code CC02, Module Diagnosis, 16BIT | 376 | TEM | 1 | Simatic | 0.039 | 1
6AG11346GD007BA1 | SIPLUS ET 200SP, ANALOG INPUT MODULE, AI 4XI 2-/4-WIRE STANDARD, -40 ... +70 GRAD C MIT CONFORMAL COATING BASED ON 6ES7134-6GD00-0BA1 . FITS TO BU-TYPE A0, A1, COLOR CODE CC03, MODULE DIAGNOSIS, 16BIT, +/-0,3% | 299 | TEM | 1 | Simatic | 0.037 | 1
6AG11346HB002CA1 | SIPLUS ET 200SP -40 ... +60 GRAD C STARTUP STP.: -25 DEGREE C WITH CONFORMAL COATING BASEDON 6ES7134-6HB00-0CA1 . ANALOG INPUT MODULE, AI 2X U/I 2-,4-WIRE HIGH FEAT., FITS TO BU-TYPE A0, A1, COLOR CODE CC05, CHANNEL DIAGNOSIS, 16BIT, +/-0,1% | 347 | TEM | 1 | Simatic | 0.041 | 1
6AG11346HB002DA1 | SIPLUS ET 200SP, (-40)-25 ... +60 DEGREE WITH CONFORMAL COATING BASEDON 6ES7134-6HB00-0DA1 . ANALOG INPUT MODULE, AI 2 X U/I 2-,4-WIRE HIGH SPEED FITS TO BU-TYPE A0, A1, COLOR CODE CC00, CHANNEL DIAGNOSIS, 16BIT, +/-0,3% | 465 | TEM | 1 | Simatic | 0.04 | 1
6AG11346HD007BA1 | SIPLUS ET 200SP, ANALOG INPUT MODULE, AI 4XU/I 2-WIRE STANDARD, -40 ... +70 DEGREES C WITH CONFORMAL COATING BASED ON 6ES7134-6HD00-0BA1 . FITS TO BU-TYPE A0, A1, COLOR CODE CC03, MODULE DIAGNOSIS, 16BIT, +/-0,3% | 299 | TEM | 1 | Simatic | 0.039 | 1
6AG11346JD002CA1 | SIPLUS ET 200SP, ANALOG INPUT MODULE, AI 4XRTD/TC HIGH FEATURE, -40 ... +60 DEGREES C WITH CONFORMAL COATING BASED ON 6ES7134-6JD00-0CA1 . FITS TO BU-TYPE A0, A1, COLOR CODE CC00, CHANNEL DIAGNOSIS, 16BIT, +/-0,1%, 2-/3-/4-WIRE | 377 | TEM | 1 | Simatic | 0.039 | 1
6AG11346JF002CA1 | SIPLUS ET 200SP AI 8XRTD/TC 2-WIRE -40 ... +60 GRAD C STARTUP 25 DEGREES C WITH CONFORMAL COATING BASEDON 6ES7134-6JF00-0CA1 . ANALOG INPUT MODULE, AI 8XRTD/TC 2-WIRE HIGH FEATURE FITS TO BU-TYPE A0, A1, COLOR CODE CC00, CHANNEL DIAGNOSIS, 16BIT, +/-0,1% | 545 | TEM | 1 | Simatic | 0.039 | 1
6AG11346PA007BD0 | SIPLUS ET 200SP -40 ... +70 DEGREE WITH CONFORMAL COATING BASEDON 6ES7134-6PA00-0BD0 . SIMATIC ET 200SP, ANALOG INPUT MODULE, AI ENERGY METER ST, FITS TO BU-TYPE D0, COLOR CODE CC00, CHANNEL DIAGNOSIS, | 326 | TEM | 1 | Simatic | 0.05 | 1
6AG11346TD002CA1 | SIPLUS ET 200SP 4XAI 2-WIRE 4-20MA HART -40 ... +60 DEGREES C STARTUP 25 DEGREES C WITH CONFORMAL COATING BASEDON 6ES7134-6TD00-0CA1 . ANALOG HART INPUT MODULE, AI 4XI 2-WIRE HART HIGH FEATURE, FITS TO BU-TYPE A0, A1, COLOR CODE CC03, CHANNEL DIAGNOSIS, 16BIT, +/-0.3% | 835 | TEM | 1 | Simatic | 0.037 | 1
6AG11354FB012AB0 | SIPLUS ET200S EM 2AO U -25 ... +60 DEGREE C BASED ON 6ES7135-4FB01-0AB0 | 223 | TEM | 1 | Simatic | 0.045 | 1
6AG11354GB012AB0 | SIPLUS ET200S EM 2AO I STANDARD -25 ... +70 DGR C WITH CONFORMAL COATING BASED ON 6ES7135-4GB01-0AB0 . +/-20MA; 13 BIT + VZ, 4 . .20MA; 13 BIT CYCLE TIME < 1MS WITH LED GF (GROUP FAULT) | 218 | TEM | 1 | Simatic | 0.046 | 1
6AG11354LB027AB0 | SIPLUS ET200S 2AO U HIGH FEATURE -25 ... +60 DEGREES C BASED ON 6ES7135-4LB02-0AB0 | 264 | TEM | 1 | Simatic | 0.046 | 1
6AG11356GB007BA1 | SIPLUS ET 200SP AQ 2xI STANDARD -40 ... +70 GRAD C with conformal coating BasedOn: 6ES7135-6GB00-0BA1 . ANALOG OUTPUT MODULE, AQ 2XI STANDARD, PACKING UNIT: 1 PIECE, FITS TO BU-TYPE A0, A1, COLOR CODE CC00, MODULE DIAGNOSIS, 16 BIT | 268 | TEM | 1 | Simatic | 0.039 | 1
6AG11356HB002DA1 | SIPLUS ET 200SP, ANALOGUE OUTPUT MODULE, AQ 2 X U/I HIGH SPEED, -40 ... +70 GRAD C WITH CONFORMAL COATING BASED ON 6ES7135-6HB00-0DA1 . FITS TO BU-TYP A0, A1, COLOR CODE CC00, CHANNEL DIAGNOSIS, 16BIT, +/-0,3% | 465 | TEM | 1 | Simatic | 0.038 | 1
6AG11356HD007BA1 | SIPLUS ET 200SP, ANALOG OUTPUT MODULE, AQ 4XU/I STANDARD, -40 ... +70 DEGREES C WITH CONFORMAL COATING BASED ON 6ES7135-6HD00-0BA1 . FITS TO BU-TYPE A0, A1, COLOR CODE CC00, MODULE DIAGNOSIS, 16BIT, +/-0,3% | 377 | TEM | 1 | Simatic | 0.039 | 1
6AG11366BA002CA0 | SIPLUS ET 200SP -25 ... +60 DEGREE WITH CONFORMAL COATING BASEDON 6ES7136-6BA00-0CA0 . ELECTRONIC MODULE 8 F-DI, PROFISAFE, 24V DC, 15 MM WIDTH, UP TO PL E (ISO 13849-1), SIL3 (IEC 61508) | 461 | TEM | 1 | Simatic | 0.09 | 1
6AG11366DB002CA0 | SIPLUS ET 200SP -25 ... +60 DEGREE WITH CONFORMAL COATING BASEDON 6ES7136-6DB00-0CA0 . ELECTRONIC MODULE, 4 F-DQ PROFISAFE, DC 24V/2A, 15 MM WIDTH, UP TO PL E (ISO 13849), UP TO SIL 3 (IEC 61508) | 530 | TEM | 1 | Simatic | 0.092 | 1
6AG11366PA002BC0 | SIPLUS ET 200SP -25 ... +60 DEGREE WITH CONFORMAL COATING BASEDON 6ES7136-6PA00-0BC0 . POWER MODULE F-PM-E, PPM PROFISAFE, 24V DC, FAIL-SAFE SWITCHING OF DQ AND F-DQ UP TO PL D / SIL2 OR PL E / SIL3 2, FAIL-SAFE DIGITAL INPUTS, 1 FAIL-SAFE DIGITAL OUTPUT PPM | 603 | TEM | 1 | Simatic | 0.099 | 1
6AG11366RA002BF0 | SIPLUS ET 200SP F-RQ 24VDC/24-2 -25 ... +60 GRAD C STARTUP -25 GRAD C MIT CONFORMAL COATING BASED ON 6ES7136-6RA00-0BF0 . F-RQ 1X24VDC/24..230VAC/5A ST, 20MM WIDTH, 1 RELAY OUTPUT (2 NO-CONTACTS) TOTAL OUTPUT CURRENT 5A, RATED VOLTAGE DC 24V AND AC 24 .. 230V, USEABLE UP TO PL E (ISO13849-1: 2008)/ SIL 3 (IEC61508: 2010) IF CONTROLLED BY A F-DQ (E.G. 6AG1136-6DB00-2CA0) | 200 | TEM | 1 | Simatic | 0.072 | 1
6AG11376AA002BA0 | SIPLUS ET 200SP -40 ... +60 GRAD C STARTUP STP.: -25 DEGREE C WITH CONFORMAL COATING BASEDON 6ES7137-6AA00-0BA0 . CM PTP CM PTP COMMUNICATION MODUL FOR SERIAL CONNECTION RS422, RS485 AND RS232, FREEPORT, 3964(R), USS, MODBUS RTU MASTER, SLAVE, 115200 KBIT/S | 478 | TEM | 1 | Simatic | 0.04 | 1
6AG11376BD002BA0 | SIPLUS ET 200SP -40...+70 GRAD C STARTUP STP.: -25 DEGREE C WITH CONFORMAL COATING BASEDON 6ES7137-6BD00-0BA0 . CM 4 X IO-LINK ST COMMUNICATION MODULE IO-LINK MASTER V1.1 | 368 | TEM | 1 | Simatic | 0.038 | 1
6AG11384CA012AA0 | SIPLUS ET200S PM-E DC 24V WITH DIAGNOSTICS -40 ... +70 DEGREES C WITH CONFORMAL COATING BASED ON 6ES7138-4CA01-0AA0 | 26.9 | TEM | 1 | Simatic | 0.04 | 1
6AG11384CA502AB0 | SIPLUS ET200S PM-E 24V-48V -25...+60 DEGREES C BASED ON 6ES7138-4CA50-0AB0 | 66.9 | TEM | 1 | Simatic | 0.041 | 1
6AG11384CB112AB0 | SIPLUS ET200S PM-E DC/AC -25...+60 DEGREES C WITH CONFORMAL COATING BASED ON 6ES7138-4CB11-0AB0 . POWER MODULE PM-E DC24-48V, AC24-230V, WITH DIAGNOSTICS AND BACKUP | 58.4 | TEM | 1 | Simatic | 0.045 | 1
6AG11384DA042AB0 | SIPLUS ET200S EM 1COUNT 24V/100 -25 ... +60 DGR C BASED-ON 6ES7138-4DA04-0AB0 | 302 | TEM | 1 | Simatic | 0.054 | 1
6AG11384DD017AB0 | SIPLUS ET200S EM 2 PULSE -25 ... +70 DEGREES C WITH CONFORMAL COATING BASED ON 6ES7138-4DD01-0AB0 . ELECTRONIC MODULE 2 PULSE PULSEGENERATOR AND TIMER MODULE, 15 MM WIDE, 2 CHANNELS | 440 | TEM | 1 | Simatic | 0.05 | 1
6AG11384DF017AB0 | SIPLUS ET200S EM 1SI -25 ... +70 DEGREES C WITH CONFORMAL COATING BASED ON 6ES7138-4DF01-0AB0 | 452 | TEM | 1 | Simatic | 0.046 | 1
6AG11384DF117AB0 | SIPLUS ET200S EM 1SI RS232/422 -25 ... +70 DEGREES C WITH CONFORMAL COATING BASED ON 6ES7138-4DF11-0AB0 . SERIAL INTERFACE ONE CHANNEL, 15MM WIDE RS232/422, 485 MODBUS/USS | 592 | TEM | 1 | Simatic | 0.046 | 1
6AG11384FA052AB0 | SIPLUS ET200S F-DI 24V PROFISAF -25 ... +60 DEGREES C WITH CONFORMAL COATING BASED ON 6ES7138-4FA05-0AB0 . ELECTRON. MODULE F. ET200S, 4/8 F-DI PROFISAFE, 24V DC, 30 MM WIDTH UP TO CATEGORY 4 (EN954-1)/ SIL3 (IEC61508)/PLE (ISO13849), ALSO USEABLE IN PROFINET- NETWORK WITH IM151-3 HF | 465 | TEM | 1 | Simatic | 0.087 | 1
6AG11384FB042AB0 | SIPLUS ET200S F-DO 24V PROFISAF -25 ... +60 GRAD C MIT CONFORMAL COATING BASED ON 6ES7138-4FB04-0AB0 . ELECTRON. MODULE F. ET200S, 4 F-DO PROFISAFE, DC 24V/2A, 30 MM WIDTH UP TO CATEGORY 4 (EN954-1)/ SIL3 (IEC61508)/PLE (ISO13849), ALSO USEABLE IN PROFINET- NETWORKS WITH IM151-3 HF | 535 | TEM | 1 | Simatic | 0.1 | 1
6AG11384HA007AB0 | SIPLUS ET200S DP-MASTER INTERFACE FOR IM151-7 CPU -40 ... +70 DEGREES C WITH CONFORMAL COATING BASED ON 6ES7138-4HA00-0AB0 | 741 | TEM | 1 | Simatic | 0.126 | 1
6AG11386AA002BA0 | SIPLUS ET 200SP -40 ... +60 GRAD C MIT CONFORMAL COATING STARTUP STP.: -25 DEGREE C BASEDON 6ES7138-6AA00-0BA0 . TM COUNT 1X24V COUNTING MODULE, 1 CHANNEL FOR 24V INCREMENTAL ENCODER OR 24V PULSES, 3DI, 2DQ | 310 | TEM | 1 | Simatic | 0.053 | 1
6AG11386DB002BB1 | SIPLUS ET 200SP -40 ... +60 GRAD C STARTUP STP.: -25 DEGREE C WITH CONFORMAL COATING BASEDON 6ES7138-6DB00-0BB1 . TM PULSE 2X24V, PWM AND PULSE OUTPUT, 2 CHANNELS 2 A. FOR VALVES AND DC MOTORS | 522 | TEM | 1 | Simatic | 0.053 | 1
6AG11404DK042AB3 | SIPLUS IPC 427D with conformal coating based on 6AG4140-4DK04-3AB0 cuSTomer design . SIMATIC IPC427D (Microbox PC), HD Graphic onboard, 24V DC Power Supply; Core I3-3217UE; 2 X Gbit Ethernet (IE/PN); PROFIBUS DP 12; 2 GB with NVRAM; WIN Embedded STandard 7, 32 Bit; CFAST 8 GB, without intern mass STorage; | 3045 | TEM | 1 | Simatic | 3 | 1
6AG11404DK044AB3 | SIPLUS IPC 427D WITH CONFORMAL COATING BASED ON 6AG4140-4DK04-3AB0 . SIMATIC IPC427D (MICROBOX PC), HD GRAPHIC ONBOARD, 24V DC POWER SUPPLY; CORE I3-3217UE; 2 X GBIT ETHERNET (IE/PN); PROFIBUS DP 12; 2 GB WITH NVRAM; WIN EMBEDDED STANDARD 7, 32BIT; CFAST 8 GB, WITHOUT INTERN MASS STORAGE; WINAC RTX 2010 SP2; | 3339 | TEM | 1 | Simatic | 3 | 1
6AG11511AA067AB0 | SIPLUS ET 200S IM 151-1 STandard -25...+70Â°C with conformal coating based on 6ES7151-1AA06-0AB0 . Interface module incl. Terminating module Data volume 244byte for each Input and output; max. of 63 Peripheriemodules PROFIBUS DP V0 and V1 up to 2M with connectable; Bus Interfacing via 9-WAY SUB-D | 592 | TEM | 1 | Simatic | 0.001 | 1
6AG11511BA022AB0 | SIPLUS ET200S IM151 HF -25 ... +60 DEGREES C BASED ON 6ES7151-1BA02-0AB0 | 713 | TEM | 1 | Simatic | 0.18 | 1
6AG11513AA232AB0 | SIPLUS ET200S IM151-3 ST -25 ... +60 DGR C BASED ON 6ES7151-3AA23-0AB0 | 555 | TEM | 1 | Simatic | 0.202 | 1
6AG11513BA237AB0 | SIPLUS ET200S IM151-3 PN HF -25 ... +70 DEGREES C WITH CONFORMAL COATING BASED ON 6ES7151-3BA23-0AB0 . INTERFACE MODULE TRANSMISS. RATE UP TO 100MBIT/S MAX. OF 63 PERIPHERAL MODULES UP TO 2M WIDTH CONNECTABLE; 2 X BUS INTERFACING VIA RJ45 INCL. TERMINATING MODULE | 642 | TEM | 1 | Simatic | 0.2 | 1
6AG11517AA212AB0 | SIPLUS ET200S IM151-7 CPU -25 ... +60 DEGREES C WITH CONFORMAL COATING BASED ON 6ES7151-7AA21-0AB0 . ET200S, 128 KB WORKING MEMORY INTEGR. PROFIBUS DP INTERFACE (9 PIN SUB-D, FEMALE) AS DP SLAVE, W/O BATTERY SIMATIC MMC REQUIRED | 1038 | TEM | 1 | Simatic | 0.25 | 1
6AG11517FA212AB0 | SIPLUS ET200S IM151-7 F-CPU -25 ... +60 DEGREES C WITH CONFORMAL COATING BASED ON 6ES7151-7FA21-0AB0 . ET200S, 192KB WORKING MEMORY WITH INTEGRATED PROFIBUS DP INTERFACE (9 PIN SUB-D, FEMALE) AS DP SLAVE, WITHOUT BATTERY SIMATIC MMC REQUIRED | 1502 | TEM | 1 | Simatic | 0.25 | 1
6AG11518AB017AB0 | SIPLUS ET200S IM151-8 PN/DP CPU -40 ... +70 DEGREES C START UP AT -25 DEGREES C WITH CONFORMAL COATING BASED ON 6ES7151-8AB01-0AB0 . 192 KB WORKING MEMORY, INT. PROFINET INTERFACE (WITH THREE RJ45 PORTS) AS IO-CONTROLER, W/O BATTERY MMC REQUIRED | 1292 | TEM | 1 | Simatic | 0.379 | 1
6AG11518FB012AB0 | SIPLUS ET200S IM151-8F PN/DP -25 ... +60 DEGREES C WITH CONFORMAL COATING BASED ON 6ES7151-8FB01-0AB0 . CPU FOR ET200S, 256 KB WORKING MEMORY, INT. PROFINET INTERFACE (WITH THREE RJ45 PORTS) AS IO-CONTROLLER, W/O BATTERY MMC REQUIRED | 1670 | TEM | 1 | Simatic | 0.38 | 1
6AG11531AA032XB0 | SIPLUS DP ET200M IM153-1 -40...+70 DGR C START UP TEMP -25 DGR C WITH CONFORMAL COATING BASED ON 6ES7153-1AA03-0XB0 . INTERFACE FOR ET 200M, FOR MAX. 8 S7-300 MODULES | 435 | TEM | 1 | Simatic | 0.282 | 1
6AG11532BA102XY0 | SIPLUS ET200M IM153-2 (*BA02) -25 ... +60 DEGREES C CONFORMITY WITHT EN50155 T1 WITH CONFORMAL COATING BASED ON 6ES7153-2BA10-0XB0 . INTERFACE ET 200M IM 153-2 HIGH FEATURE FOR MAX. 12 S7-300 MODULES, WITH REDUNDANCY, TIME STAMPING FIT FOR ISOCHRONE MODE NEW FEATURES: 12 MODULES / STATION SLAVE INITIATIVE FOR SWITCHES AND DRIVE ES EXTENDED DATA FOR HART SECON- DARY VARIABLES OPERATON WITH 64PT MODULES EXTENDES TIMESTAMPS WITH 32 SIGNALS / SLOT | 732 | TEM | 1 | Simatic | 0.284 | 1
6AG11532BA107XB0 | SIPLUS ET200M IM153-2 (*BA02) -40 ... +70 GRAD C START UP TEMP -25 DGR C WITH CONFORMAL COATING BASED ON 6ES7153-2BA10-0XB0 . INTERFACE IM 153-2 HIGH FEATURE FOR MAX. 12 S7-300 MODULES, WITH REDUNDANCY, TIME STAMPING FIT FOR ISOCHRONE MODE NEW FEATURES: 12 MODULES / STATION SLAVE INITIATIVE FOR SWITCHES AND DRIVE ES EXTENDED DATA FOR HART SECON- DARY VARIABLES OPERATON WITH 64PT MODULES EXTENDES TIMESTAMPS WITH 32 SIGNALS / SLOT | 660 | TEM | 1 | Simatic | 0.284 | 1
6AG11534AA017XB0 | SIPLUS ET200M IM 153-4 PN IO -25 ... +70 DEGREES C WITH CONFORMAL COATING BASED ON 6ES7153-4AA01-0XB0 . FOR MAX. 12 S7-300 MODULES, EXTENDED FUNCTIONS: ISOCHRONEOUS REALTIME COMMUNICATION CLASS 1 AND 2, MODULE EXCHANGE W/O PG, OPERATION W/O MMC, MAINTENANCE NEW IO MODULES ARE SUPPORTED | 503 | TEM | 1 | Simatic | 0.25 | 1
6AG11534BA007XB0 | SIPLUS ET200M IM 153-4 PN IO HF -40 ... +70 GRAD C START UP TEMP -25 DGR C WITH CONFORMAL COATING BASED ON 6ES7153-4BA00-0XB0 . DP, ET 200M INTERFACE FOR MAX. 12 S7-300 MODULES, SUPPORTS FAIL SAFE MODULES, HART MODULES SHARED DEVICE, MEDIUM REDUNDANCY PROTOCOL | 767 | TEM | 1 | Simatic | 0.26 | 1
6AG11555AA002AC0 | SIPLUS ET 200MP IM 155-5 PN HF -40 ... +60 GRAD C WITH CONFORMAL COATING BASED ON 6ES7155-5AA00-0AC0 . PROFINET IO-DEVICE INTERFACEMODULE IM 155-5 PN HF FOR ET 200MP ELEKTRONIKMODULES; UP TO 12 IO-MODULES WITHOUT ADDITIONAL PS; UP TO 30 IO- MODULES WITH ADDITIONONAL PS SHARED DEVICE; MRP; IRT >=0.25MS; ISOCHRONICITY FW-UPDATE; I<(>&<)>M0...3; FAST STARTUP S2 REDUNDANCY; SHARED DEV. WITH 4 CONTROLLER | 954 | TEM | 1 | Simatic | 0.356 | 1
6AG11555AA007AB0 | SIPLUS ET 200MP IM 155-5 PN ST -40 ... +70 GRAD C WITH CONFORMAL COATING BASED ON 6ES7155-5AA00-0AB0 . PROFINET IO-DEVICE INTERFACEMODULE IM 155-5 PN ST FOR ET 200MP ELEKTRONIKMODULES; UP TO 12 IO-MODULES WITHOUT ADDITIONAL PS; UP TO 30 IO- MODULES WITH ADDITIONONAL PS SHARED DEVICE; MRP; IRT >=0.25MS; ISOCHRONICITY FW-UPDATE; I<(>&<)>M0...3; FSU WITH 500MS | 739 | TEM | 1 | Simatic | 0.35 | 1
6AG11555BA002AB0 | SIPLUS ET 200MP -25 ... +60 DEGREE WITH CONFORMAL COATING BASEDON 6ES7155-5BA00-0AB0 . PROFIBUS INTERFACE MODULE IM 155-5 DP ST FOR MAX. 12 S7-1500 MODULES | 632 | TEM | 1 | Simatic | 0.36 | 1
6AG11556AA007BN0 | SIPLUS ET 200SP, PROFINET INTERFACE MODULE IM155-6PN STANDARD, -40 ... +70 GRAD C MIT CONFORMAL COATING BASED ON 6ES7155-6AA00-0BN0 . MAX. 32 PERIPHERY MODULES, INCL. SERVERMODUL, INCL. BUSADAPTER BA 2X RJ45 | 605 | TEM | 1 | Simatic | 0.242 | 1
6AG11556AU004CN0 | SIPLUS ET 200SP IM155-6PN HF 0 ... +60 DEGREES C WITH CONFORMAL COATING BASED ON 6ES7155-6AU00-0CN0 . PROFINET INTERFACE MODULE IM155-6PN HIGH FEATURE MAX. 64 PERIPHERY MODULES, 0.25 MS ISOCHRONOUS MODE MULTI HOT SWAP, INCL. SERVERMODUL | 486 | TEM | 1 | Simatic | 0.2 | 1
6AG11556AU007BN0 | SIPLUS ET 200SP -40 ... +70 DEGREE WITH CONFORMAL COATING BASED ON 6ES7155-6AU00-0BN0 . PROFINET INTERFACEMODULE IM155-6PN STANDARD, MAX. 32 PERIPHERIEMODULE, INCL. SERVERMODULE | 437 | TEM | 1 | Simatic | 0.197 | 1
6AG11556BA007CN0 | SIPLUS ET 200SP -40 ... +70 GRAD C WITH CONFORMAL COATING BASEDON 6ES7155-6BA00-0CN0 . PROFIBUS INTERFACEMODUL, IM155-6DP HIGH FEATURE, MAX. 32 PERIPHERIEMODULE, MULTI HOT SWAP, INCL. SERVERMODUL, INCL. PROFIBUS STECKER | 552 | TEM | 1 | Simatic | 0.239 | 1
6AG11934CA302AA0 | SIPLUS ET200S TM-E15C24-A1 -40...+70 DGR C WITH CONFORMAL COATING BASED ON 6ES7193-4CA30-0AA0 5 PIECES PER PACKAGING UNIT . FOR ELECTRONIC MODULES WIDTH 15MM, SPRING-LOAD TERMINALS 2X4 TERMINAL CONNECTIONS WITH TERMINAL LEAD TO AUX1, AUX1 IN LINE | 69.2 | ΠΑΚ | 1 | Simatic | 0.06 | 1
6AG11934CA402AA0 | SIPLUS ET200S TM-E15S26-A1 -40 ... +70 DEGREES C WITH CONFORMAL COATING BASED ON 6ES7193-4CA40-0AA0 5 PIECES PER PACKAGING UNIT . FOR ELECTRONIC MODULES WIDTH 15MM, SCREW-TYPE TERMINALS 2X6 TERMINAL CONNECTIONS WITH TERMINAL LEAD TO AUX1, AUX1 IN LINE | 112 | ΠΑΚ | 1 | Simatic | 0.48 | 1
6AG11934CA502AA0 | SIPLUS ET200S TM-E15C26-A1 -40 ... +70 DGR C WITH CONFORMAL COATING BASED ON 6ES7193-4CA50-0AA0 5 PIECES PER PACKAGING UNIT . FOR ELECTRONIC MODULES WIDTH 15MM, SPRING-TYPE TERMINALS 2X6 TERMINAL CONNECTIONS WITH TERMINAL LEAD TO AUX1, AUX1 IN LINE | 112 | ΠΑΚ | 1 | Simatic | 0.44 | 1
6AG11934CB107AA0 | SIPLUS ET200S TM-E15C23-0 0...+70 DEGREES C WITH CONFORMAL COATING BASED ON 6ES7193-4CB10-0AA0 5 PIECES PER PACKAGING UNIT . FOR ELECTRONIC MODULES WIDTH 15MM,SPRING-LOAD TERMINALS, 2X3 TERMINAL CONNECTIONS WITHOUT TERMINAL LEAD TO AUX1, AUX1 IN LINE | 76.9 | ΠΑΚ | 1 | Simatic | 0.292 | 1
6AG11934CB302AA0 | SIPLUS ET200S TM-E15C24-01 -40 ... +70 DEGREES C WITH CONFORMAL COATING BASED ON 6ES7193-4CB30-0AA0 5 PIECES AT EACH PACKAGING UNIT . FOR ELECTRONIC MODULES WIDTH 15MM, SPRING-LOAD TERMINALS 2X4 TERMINAL CONNECTIONS WITH TERMINAL LEAD TO AUX1, AUX1 IN LINE | 69.2 | ΠΑΚ | 1 | Simatic | 0.3 | 1
6AG11934CB707AA0 | SIPLUS ET200S TM-E15N24-0 -40...+70 DEGREES C WITH CONFORMAL COATING BASED ON 6ES7193-4CB70-0AA0 5 PIECES PER PACKAGING UNIT . FOR ELECTRONIC MODULES WIDTH 15MM, FAST-CONNECT TERMINALS, 2X4 TERMINAL CONNECTIONS WITHOUT TERMINAL LEAD TO AUX1, AUX1 IN LINE | 85.4 | ΠΑΚ | 1 | Simatic | 0.443 | 1
6AG11934CD202AA0 | SIPLUS ET200S TM-P15S23-A0 -40 ... +70 DEGREES C WITH CONFORMAL COATING BASED ON 6ES7193-4CD20-0AA0 . FOR POWERMODULE WIDTH 15MM, SCREW-TYPE TERMINALS 2X3 TERMINAL CONNECTIONS WITH TERMINAL LEAD TO AUX1, AUX1 IN LINE | 15.1 | TEM | 1 | Simatic | 0.077 | 1
6AG11934CD302AA0 | SIPLUS ET200S TM-P15C23-A0 -40 ... +70 DGR C WITH CONFORMAL COATING BASED ON 6ES7193-4CD30-0AA0 . FOR POWER MODULES WIDTH 15MM, SPRING-LOAD TERMINALS (CAGE CLAMP) 2X3 TERMINAL CONNECTIONS WITH TERMINAL LEAD TO AUX1, AUX1 IN LINE | 15.1 | TEM | 1 | Simatic | 0.07 | 1
6AG11934CE102AA0 | SIPLUS ET200S TM-P15C22-01 -40 ... +70 DEGREES C WITH CONFORMAL COATING BASED ON 6ES7193-4CE10-0AA0 . FOR POWER MODULES WIDTH 15MM, SPRING-LOAD TERMINALS (CAGE CLAMP) 2X2 TERMINAL CONNECTIONS WITH TERMINAL LEAD TO AUX1, AUX1 IN LINE | 15.1 | TEM | 1 | Simatic | 0.061 | 1
6AG11934CF507AA0 | SIPLUS ET200S TM-E30C46-A1 -40...+70 DEGREES C WITH CONFORMAL COATING BASED ON 6ES7193-4CF50-0AA0. FOR ELECTRONIC MODULES WIDTH 30MM, SPRING-LOAD TERMINALS 4X6 TERMINAL CONNECTIONS WITH TERMINAL LEAD TO AUX1, AUX1 IN LINE | 44.3 | TEM | 1 | Simatic | 0.16 | 1
6AG11934CG302AA0 | SIPLUS ET200S TM-E30C44-01 -40...+70 DEGREES C WITH CONFORMAL COATING BASED ON 6ES7193-4CG30-0AA0 . FOR ELECTRONIC MODULES WIDTH 30MM, SPRING-LOAD TERMINALS 4X4 TERMINAL CONNECTIONS WITHOUT TERMINAL LEAD TO AUX1, AUX1 IN LINE | 52.7 | TEM | 1 | Simatic | 0.12 | 1
6AG11934CL307AA0 | SIPLUS ET200S TM-E15C24-AT 0 ... +70 DEGREES C WITH CONFORMAL COATING BASED ON 6ES7193-4CL30-0AA0 . FOR ELECTRONIC MODULES 2 AI TC HIGH FEATURE, WIDTH 15MM, SPRING-LOAD TERMINALS TERMINAL LEAD TO AUX1, AUX1 IN LINE | 40.1 | TEM | 1 | Simatic | 0.07 | 1
6AG11934JA002AA0 | SIPLUS ET200S TERMINATING MODULE -25...+60 DEGREES C BASED ON 6ES7193-4JA00-0AA0 | 37.5 | TEM | 1 | Simatic | 0.027 | 1
6AG11936AF007AA0 | SIPLUS ET 200SP -40 ... +70 GRAD C WITH CONFORMAL COATING BASEDON 6ES7193-6AF00-0AA0 . BUSADAPTER BA 2XFC, 2X FAST CONNECT ANSCHLUSS FUER PROFINET | 167 | TEM | 1 | Simatic | 0.063 | 1
6AG11936AP002AA0 | SIPLUS ET 200SP -40 ... +60 GRAD C WITH CONFORMAL COATING BASEDON 6ES7193-6AP00-0AA0 . BUSADAPTER BA 2XSCRJ, 2 SCRJ FO-ANSCHLUESSE, FOR PROFINET | 495 | TEM | 1 | Simatic | 0.078 | 1
6AG11936AR007AA0 | SIPLUS ET 200SP BUSADAPTER BA 2XRJ45 -40 ... +70 DEGREE WITH CONFORMAL COATING BASED ON 6ES7193-6AR00-0AA0 . BUSADAPTER BA 2XRJ45 2XRJ45 SOCKETS FOR PROFINET | 210 | TEM | 1 | Simatic | 0.055 | 1
6AG11936BP007BA0 | SIPLUS ET 200SP, BASEUNIT BU15-P16+A0+2B, BU-TYPE A0, -40 ... +70 DEGREES C WITH CONFORMAL COATING BASED ON 6ES7193-6BP00-0BA0 . PUSH-IN TERMINALS, W/O AUX-TERMINALS, BRIDGED TO LEFT BU WXH: 15MMX117MM | 31.5 | TEM | 1 | Simatic | 0.049 | 1
6AG11936BP007BA1 | SIPLUS ET 200SP, BASEUNIT BU15-P16+A0+2B/T, BU-TYPE A1, -40 ... +70 DEGREES C WITH CONFORMAL COATING BASED ON 6ES7193-6BP00-0BA1 . PUSH-IN TERMINALS, W/O AUX-TERMINALS, BRIDGED TO LEFT BU BXH: 15MMX117MM, WITH TEMPERATUR MEASURING | 43.6 | TEM | 1 | Simatic | 0.049 | 1
6AG11936BP007BD0 | SIPLUS ET 200SP -40 ... +70 GRAD C WITH CONFORMAL COATING BASED ON 6ES7193-6BP00-0BD0 . BASEUNIT BU20-P12+A0+0B, BU-TYPE D0, PUSH-IN KLEMMEN, W/O AUX-TERMINALS, BRIDGED TO LEFT BU, WXH: 20MMX117MM | 43.3 | TEM | 1 | Simatic | 0.049 | 1
6AG11936BP007DA0 | SIPLUS ET 200SP, BASEUNIT BU15-P16+A0+2D, BU-TYPE A0, -40 ... +70 DEGREES C WITH CONFORMAL COATING BASED ON 6ES7193-6BP00-0DA0 . PUSH-IN TERMINALS, W/O AUX-TERMINALS, NEW LOADGROUP, WXH: 15MMX117MM | 55.7 | TEM | 1 | Simatic | 0.049 | 1
6AG11936BP007DA1 | SIPLUS ET 200SP, BASE UNIT BU15-P16+A0+2D/T, BU-TYPE A1, -40 ... +70 DEGREES C WITH CONFORMAL COATING BASED ON 6ES7193-6BP00-0DA1 . PUSH-IN TERMINALS, W/O AUX-TERMINALS, NEW LOADGROUP, BXH: 15MMX117MM, WITH TEMPERATURE MEASURING | 67.9 | TEM | 1 | Simatic | 0.048 | 1
6AG11936BP207BA0 | SIPLUS ET 200SP, BASEUNIT BU15-P16+A10+2B, BU-TYPE A0, -40 ... +70 DEGREES C WITH CONFORMAL COATING BASED ON 6ES7193-6BP20-0BA0 . PUSH-IN TERMINALS, WITH 10 AUX-TERMINALS, BRIDGED TO LEFT BU WXH: 15MMX141MM | 42.6 | TEM | 1 | Simatic | 0.06 | 1
6AG11936BP207BB0 | SIPLUS ET 200SP -40 ... +70 DEGREE WITH CONFORMAL COATING BASED ON 6ES7193-6BP20-0BB0 . BASEUNIT BU20-P12+A4+0B, BU-TYPE B0, PUSH-IN KLEMMEN, WITH 4 AUX-TERMINALS, BRIDGED TO LEFT BU WXH: 20MMX117MM | 43.3 | TEM | 1 | Simatic | 0.057 | 1
6AG11936BP207BB1 | SIPLUS ET 200SP -40 ... +60 GRAD C STARTUP STP.: -25 DEGREE C WITH CONFORMAL COATING BASEDON 6ES7193-6BP20-0BB1 . BASEUNIT BU20-P12+A0+4B, BU-TYPE B1, PUSH-IN KLEMMEN, W/O AUX-TERMINALS, BRIDGED TO LEFT BU WXH: 20MMX117MM | 43.9 | TEM | 1 | Simatic | 0.057 | 1
6AG11936BP207BF0 | SIPLUS ET 200SP BU20-P8+A4+0B -25 ... +60 GRAD C WITH CONFORMAL COATING BASED ON 6ES7193-6BP20-0BF0 . SIMATIC ET 200SP, BASEUNIT BU20-P8+A4+0B, BU-TYPE F0, PUSH-IN KLEMMEN, WITH AUX-TERMINALS, BRIDGED TO LEFT BU WXH: 20MMX117MM | 42.5 | TEM | 1 | Simatic | 0.057 | 1
6AG11936BP207DA0 | SIPLUS ET 200SP, BASEUNIT BU15-P16+A10+2D, BU-TYPE A0, -40 ... +70 DEGREES C WITH CONFORMAL COATING BASED ON 6ES7193-6BP20-0DA0 . PUSH-IN TERMINALS, WITH 10 AUX-TERMINALS, NEW LOADGROUP, WXH: 15MMX141MM | 66.2 | TEM | 1 | Simatic | 0.059 | 1
6AG11936BP207DC0 | SIPLUS ET 200SP -25 ... +60 DEGREE C WITH CONFORMAL COATING BASED ON 6ES7193-6BP20-0DC0 . BASEUNIT BU20-P6+A2+4D BU-TYPE C0, PUSH-IN TERMINALS, WITH 2 AUX-TERMINALS, NEW LOADGROUP, WXH: 20MMX117MM | 66.7 | TEM | 1 | Simatic | 0.049 | 1
6AG11936BP407BA1 | SIPLUS ET 200SP, BASEUNIT BU15-P16+A0+12B/T, BU-TYPE A1, -40 ... +70 DEGREES C WITH CONFORMAL COATING BASED ON 6ES7193-6BP40-0BA1 . PUSH-IN TERMINALS, WITH 2X 5 ADDITIONAL TERMINALS, BRIDGED TO LEFT BU BXH: 15MMX141MM, WITH TEMPERATUR MEASURING | 54.1 | TEM | 1 | Simatic | 0.06 | 1
6AG11936BP407DA1 | SIPLUS ET 200SP, BASE UNIT BU15-P16+A0+12D/T. BU-TYPE A1, -40 ... +70 DEGREES C WITH CONFORMAL COATING BASED ON 6ES7193-6BP40-0DA1 . PUSH-IN TERMINALS, WITH 2X 5 ADDITIONAL TERMINALS, NEW LOADGROUP, BXH: 15MMX141MM, WITH TEMPERATURE MEASURING | 78.4 | TEM | 1 | Simatic | 0.059 | 1
6AG11936PA007AA0 | SIPLUS ET 200SP SERVERMODULE -40 ... +70 DEGREE WITH CONFORMAL COATING BASED ON 6ES7193-6PA00-0AA0 . SPARE PART FOR ET 200SP | 89 | TEM | 1 | Simatic | 0.023 | 1
6AG11957HA002XA0 | SIPLUS ET200M ACTIVE BUS MODULE 1X PS + 1X IM153 -40 ... +70 DEGREES C BASED ON 6ES7195-7HA00-0XA0 | 98.2 | TEM | 1 | Simatic | 0.108 | 1
6AG11957HB007XA0 | SIPLUS ET200M ACTIVE BUS MODULE 2X 40MM MODULE -40 ... +70 DEGREES C BASED ON 6ES7195-7HB00-0XA0 | 214 | TEM | 1 | Simatic | 0.132 | 1
6AG11957HC002XA0 | SIPLUS ET200M ACTIVE BUS MODULE FOR INTEGRATION OF AN 80 MM WIDE I/O MODULE -40 ... +70 DGR C WITH CONFORMAL COATING BASED ON 6ES7195-7HC00-0XA0 . FOR FUNCTION: INSERT AND REMOVE | 201 | TEM | 1 | Simatic | 0.124 | 1
6AG11957HD102XA0 | SIPLUS ET200M ACTIVE BUS MODULE FOR INTEGRATION OF 2 IM153-2 RED. -40 ... +70 DGR C WITH CONFORMAL COATING BASED ON 6ES7195-7HD10-0XA0 . FOR FUNCTION:INSERT AND REMOVE DURING OPERATING MODE RUN | 254 | TEM | 1 | Simatic | 0.135 | 1
6AG11957HG002XA0 | SIPLUS ET200M SEPARATOR BUS MOD F; -25 ... +60 DEGREES C WITH CONFORMAL COATING BASED ON 6ES7195-7HG00-0XA0 | 178 | TEM | 1 | Simatic | 0.115 | 1
6AG11957KF002XA0 | SIPLUS S7-300 ISOLATION MODULE - 25...+ 60 DGR C WITH CONFORMAL COATING BASED ON 6ES7195-7KF00-0XA0 . SEPARATOR MODULE BETWEEN F- AND STANDARD MODULES WITH REDUNDANT ET200M INTERFACE MODULES USE ONLY WITH SEPARATOR BUS MODULE | 252 | TEM | 1 | Simatic | 0.281 | 1
6AG11971LB004XA0 | SIPLUS S7-400 Y-COUPLER FOR MEDIAL STRESS BASED ON 6ES7197-1LB00-0XA0 | 554 | TEM | 1 | Simatic | 0.25 | 1
6AG12022BH002BA3 | SIPLUS NET SCALANCE X202-2PIRT -25 ... +60 DEGREES C BASED ON 6GK5202-2BH00-2BA3 | 1617 | TEM | 1 | Simatic | 1.05 | 1
6AG12042BB104AA3 | SIPLUS NET SCALANCE X204-2 -40 ... +60 DEGREES C FOR MEDIAL STRESS BASED ON 6GK5204-2BB10-2AA3 . MANAGED IE SWITCH, 4 X 10/100MBIT/S RJ45 PORTS, 2 X 100MBIT/S MULTIMODE BFOC, LED DIAGNOSTICS, ERROR SIGNAL CONTACT WITH SET BUTTON, REDUNDANT POWER SUPPLY, PROFINET-IO DEVICE, NETWORK MANAGEMENT, INTEGRATED REDUNDANCY MANAGER, INCL. ELECTRONIC MANUAL ON CD, C-PLUG OPTIONAL | 1418 | TEM | 1 | Simatic | 1 | 1
6AG12042BC102AA3 | SIPLUS NET SCALANCE X204-2LD -40 ... +60 DEGREES C WITH CONFORMAL COATING BASED ON 6GK5204-2BC10-2AA3 | 3087 | TEM | 1 | Simatic | 1.014 | 1
6AG12071BQ407AA3 | SIPLUS AS-INTERFACE 2AI IP67 -25 ... +70 DEGREES C WITH CONFORMAL COATING BASED ON 3RK1207-1BQ40-0AA3 . AS-INTERFACE COMPACT MOD., IP67 ANALOG, 2AI, NUMERIC. FORMAT S7 2 X INP. (M12), 4 TO 20MA FOR 4-WIRE SENSORS ACTIVE CHANNELS 1 AND 2 NO SMOOTHING FILTER 50HZ MOUNTING PLATE 3RK19010CA00 TO BE ORDERED SEPARATELY | 415 | TEM | 1 | Simatic | 0.187 | 1
6AG12073BQ407AA3 | SIPLUS AS-INTERFACE 2AI IP67 -25 ... +70 DEGREES C WITH CONFORMAL COATING BASED ON 3RK1207-3BQ40-0AA3 . AS-INTERFACE COMPACT MOD., IP67 ANALOG, 2AI, NUMERIC. FORMAT S7 2 X INP. (M12), PT100 LIN. ST. FOR 4-WIRE SENSORS ACTIVE CHANNELS 1 AND 2 NO SMOOTHING FILTER 50HZ MOUNTING PLATE 3RK19010CA00 TO BE ORDERED SEPARATELY | 372 | TEM | 1 | Simatic | 0.183 | 1
6AG12080BA102AA0 | SIPLUS NET SCALANCE X208 -40 ... +60 DGR C INCL. CONFORMAL COATING BASED ON 6GK5208-0BA10-2AA3 . MANAGED IE SWITCH, 8 X 10/100MBIT/S RJ45 PORTS, LED DIAGNOSTICS, ERROR SIGNAL CONTACT WITH SET BUTTON, REDUNDANT POWER SUPPLY, PROFINET-IO DEVICE, NETWORK MANAGEMENT, INTEGRATED REDUNDANCY MANAGER, INCL. ELECTRONIC MANUAL ON CD, C-PLUG OPTIONAL | 1155 | TEM | 1 | Simatic | 1.043 | 1
6AG12101PE142UL1 | SIPLUS SINAMICS G120 PM240-2 FSA-3KW -20 ... +50 DEGREES C WITH CONFORMAL COATING BASED ON 6SL3210-1PE14-3UL1 . UNFILTERED WITH BUILT IN BRAKING CHOPPER 3AC380-480V +10/-10% 47-63HZ OUTPUT HIGH OVERLOAD: 1,1KW FOR 200% 3S,150% 57S,100% 240S LEIST. LOW OVERLOAD: 3KW OUTPUT LOW OVERLOAD: 1,5KW AT 196 X 73 X 165 (HXWXD), FSA PROTECTION IP20 WITHOUT CONTROL UNIT AND PANEL APPROVED FOR FIRMWARE-VERSION V4.6 | 669 | TEM | 1 | Simatic | 1.38 | 1
6AG12101PE182UL1 | SIPLUS G120 PM240-2 FSA-3KW -20 ... +50 DEGREES C WITH CONFORMAL COATING BASED ON 6SL3210-1PE18-0UL1 . UNFILTERED WITH INTEGRATED BRAKE CHOPPER 3AC380-480V +10 / -10% 47-63HZ LEIST. HIGH OVERLOAD: 2,2 KW FOR 200% 3S, 150% 57S, 100% 240S LEIST. LOW OVERLOAD: 3KW FOR 150% 3S, 110% 57S, 100% 240S 196 X 73 X 165 (HXWXD), FSA PROTECTION IP20 WITHOUT CONTROL UNIT AND PANEL APPROVED FOR FIRMWARE-VERSION V4.6 | 804 | TEM | 1 | Simatic | 1.38 | 1
6AG12101PE212UL0 | SIPLUS G120 PM240-2 FSB 7.5KW POWER MODULE PM240-2 WITHOUT FILTER -20 ... +50 DEGREES C WITH CONFORMAL COATING BASED ON 6SL3210-1PE21-8UL0 . WITH BUILT IN BRAKING CHOPPER 3AC380-480V +10/-10% 47-63HZ OUTPUT HIGH OVERLOAD: 5,5KW FOR 200% 3S,150% 57S,100% 240S OUTPUT LOW OVERLOAD: 7,5KW FOR 150% 3S,110% 57S,100% 240S 291 X 100 X 165 (HXWXD), FSB PROTECTION IP20 WITHOUT CONTROL UNIT AND PANEL APPROVED FOR FIRMWARE- VERSION V4.6 | 1670 | TEM | 1 | Simatic | 3 | 1
6AG12101PE232UL0 | SIPLUS G120 PM240-2 FSC 15 KW POWER MODULE PM240-2 WITHOUT FILTER -20 ... +50 DEGREES C WITH CONFORMAL COATING BASED ON 6SL3210-1PE23-3UL0 . WITH BUILT IN BRAKING CHOPPER 3AC380-480V +10/-10% 47-63HZ OUTPUT HIGH OVERLOAD: 11KW FOR 200% 3S,150% 57S,100% 240S OUTPUT LOW OVERLOAD: 15KW FOR 150% 3S,110% 57S,100% 240S 355 X 140 X 165 (HXWXD), FSC PROTECTION IP20 WITHOUT CONTROL UNIT AND PANEL APPROVED FOR FIRMWARE- VERSION V4.6 | 2667 | TEM | 1 | Simatic | 4.8 | 1
6AG12121AE402XB0 | SIPLUS S7-1200 CPU 1212C DC/DC/DC -40 ... +70 DGR C WITH CONFORMAL COATING BASED ON 6ES7212-1AE40-0XB0 . COMPACT CPU, DC/DC/DC, ONBOARD I/O: 8 DI 24V DC 6 DO 24 V DC 2 AI 0 - 10V DC, POWER SUPPLY: 20,4 -28,8 V DC PROGRAM/DATA MEMORY: 50 KB | 376 | TEM | 1 | Simatic | 0.356 | 1
6AG12121AE404XB0 | SIPLUS S7-1200 CPU 1212C DC/DC/DC FOR MEDIAL STRESS WITH CONFORMAL COATING BASED ON 6ES7212-1AE40-0XB0 . COMPACT CPU, DC/DC/DC, ONBOARD I/O: 8 DI 24V DC 6 DO 24 V DC; 2 AI 0 - 10V DC POWER SUPPLY: 20.4 - 28.8 V DC PROGRAM/DATA MEMORY: 50 KB | 318 | TEM | 1 | Simatic | 0.34 | 1
6AG12121BE402XB0 | SIPLUS S7-1200 CPU 1212C AC/DC/RLY -40 ... +70 DEGREES C WITH CONFORMAL COATING BASED ON 6ES7212-1BE40-0XB0 . COMPACT CPU, AC/DC/RELAY, ONBOARD I/O: 8 DI 24V DC 6 DO RELAY 2A 2 AI 0 - 10V DC, POWER SUPPLY: AC 85 - 264 V AC @ 47 - 63 HZ, PROGRAM/DATA MEMORY: 50 KB | 376 | TEM | 1 | Simatic | 0.416 | 1
6AG12121BE404XB0 | SIPLUS S7-1200 CPU 1212C AC/DC/RLY FOR MEDIAL STRESS WITH CONFORMAL COATING BASED ON 6ES7212-1BE40-0XB0 . COMPACT CPU, AC/DC/RY, ONBOARD 8 DI 24V DC 6 DO RELAY 0,5A 2 AI 0 - 10V DC, POWER SUPPLY: AC 85 - 264 V AC @ 47 - 63 HZ, PROGRAM/DATA MEMORY: 30 KB | 318 | TEM | 1 | Simatic | 0.388 | 1
6AG12121HE402XB0 | SIPLUS S7-1200 CPU 1212C DC/DC/RLY -40 ... +70 DEGREES C WITH CONFORMAL COATING BASED ON 6ES7212-1HE40-0XB0 . ONBOARD I/O: 8 DI 24V DC; 6 DO RELAY 2A; 2 AI 0 - 10V DC POWER SUPPLY: 20,4 - 28,8 V DC PROGRAM/DATA MEMORY: 50 KB | 376 | TEM | 1 | Simatic | 0.354 | 1
6AG12121HE404XB0 | SIPLUS S7-1200 CPU 1212C DC/DC/RLY FOR MEDIAL STRESS WITH CONFORMAL COATING BASED ON 6ES7212-1HE40-0XB0 . COMPACT CPU, DC/DC/RLY, ONBOARD I/O: 8 DI 24V DC 6 DO RELAY 2A 2 AI 0 - 10V DC POWER SUPPLY: 20.4 - 28.8 V DC PROGRAM/DATA MEMORY: 50 KB | 318 | TEM | 1 | Simatic | 0.354 | 1
6AG12122BB004AA3 | SIPLUS NET SCALANCE X212-2 FOR MEDIAL STRESS WITH CONFORMAL COATING BASED ON 6GK5212-2BB00-2AA3 . MANAGED IE SWITCH, 12 X 10/100MBIT/S RJ45 PORTS, 2 X 100MBIT/S MULTIMODE BFOC, LED-DIAGNOSTICS, FAULT SIGNAL. CONTACT WITH SET BUTTON, REDUNDANT POWER SUPPLY PROFINET-IO DEVICE, NETWORK- MANAGEMENT, INTEGRATED REDUNDANCY MANAGER, INCL. ELECTRONIC MANUAL ON CD, C-PLUG OPTIONAL | 2615 | TEM | 1 | Simatic | 1.54 | 1
6AG12141AF405XB0 | SIPLUS S7-1200 CPU 1214FC DC/DC/DC -25 ... +55 DEGREES C WITH CONFORMAL COATING BASED ON: 6ES7214-1AF40-0XB0 . COMPACT CPU, DC/DC/DC, ONBOARD I/O: 14 DI 24V DC; 10 DO 24 V DC; 2 AI 0- 10V DC, POWER SUPPLY: DC 20,4 - 28,8 V DC, PROGRAM/DATA MEMORY 125 KB | 758 | TEM | 1 | Simatic | 0.433 | 1
6AG12141AG402XB0 | SIPLUS S7-1200 CPU 1214C DC/DC/DC -40...+70 DEGREES C WITH CONFORMAL COATING BASED ON 6ES7214-1AG40-0XB0 . COMPACT CPU, DC/DC/DC, ONBOARD I/O: 14 DI 24V DC 10 DO 24 V DC 2 AI 0 - 10V DC, POWER SUPPLY: DC 20.4 - 28.8 V DC, PROGRAM/DATA MEMORY: 75 KB | 570 | TEM | 1 | Simatic | 0.412 | 1
6AG12141AG404XB0 | SIPLUS S7-1200 CPU 1214C DC/DC/DC FOR MEDIAL STRESS WITH CONFORMAL COATING BASED ON 6ES7214-1AG40-0XB0 . COMPACT CPU, DC/DC/DC, ONBOARD I/O: 14 DI 24V DC 10 DO 24 V DC 2 AI 0 - 10V DC, POWER SUPPLY: DC 20.4 - 28.8 V DC, PROGRAM/DATA MEMORY: 75 KB | 479 | TEM | 1 | Simatic | 0.412 | 1
6AG12141AG405XB0 | SIPLUS S7-1200 CPU 1214C DC/DC/DC -25 ... +60 DEGREES C WITH CONFORMAL COATING BASED ON 6ES7214-1AG40-0XB0 SIGNAL BOARD USEABLE . COMPACT CPU, DC/DC/DC, ONBOARD I/O: 14 DI 24V DC; 10 DO 24 V DC; 2 AI 0 - 10V DC, POWER SUPPLY: DC 20.4 - 28.8 V DC, PROGRAM/DATA MEMORY: 75 KB | 535 | TEM | 1 | Simatic | 0.412 | 1
6AG12141BG402XB0 | SIPLUS S7-1200 CPU 1214C AC/DC/RLY -40 ... +70 DEGREES C WITH CONFORMAL COATING BASED ON 6ES7214-1BG40-0XB0 . COMPACT CPU, AC/DC/RLY, ONBOARD I/O: 14 DI 24V DC 10 DO RELAY 2A; 2 AI 0 - 10V DC, POWER SUPPLY: AC 85 - 264 V AC @ 47 - 63 HZ, PROGRAM/DATA MEMORY: 75 KB | 570 | TEM | 1 | Simatic | 0.491 | 1
6AG12141BG404XB0 | SIPLUS S7-1200 CPU 1214C AC/DC/RLY FOR MEDIAL STRESS WITH CONFORMAL COATING BASED ON 6ES7214-1BG40-0XB0 . COMPACT CPU, AC/DC/RLY, ONBOARD I/O: 14 DI 24V DC 10 DO RELAY 2A; 2 AI 0 - 10V DC, POWER SUPPLY: AC 85 - 264 V AC @ 47 - 63 HZ, PROGRAM/DATA MEMORY: 75 KB | 479 | TEM | 1 | Simatic | 0.491 | 1
6AG12141BG405XB0 | SIPLUS S7-1200 CPU 1214C AC/DC/RLY -25 ... +55 DEGREES C WITH CONFORMAL COATING SIGNAL BOARD USEABLE BASED ON 6ES7214-1BG40-0XB0 . COMPACT CPU, AC/DC/RELAY, ONBOARD I/O: 14 DI 24V DC; 10 DO RELAY 2A; 2 AI 0 - 10V DC, POWER SUPPLY: AC 85 - 264 V AC @ 47 - 63 HZ, PROGRAM/DATA MEMORY: 75 KB | 535 | TEM | 1 | Simatic | 0.491 | 1
6AG12141HF405XB0 | SIPLUS S7-1200 CPU 1214FC DC/DC/RLY -25 ... +55 GRAD C WITH CONFORMAL COATING BASED ON 6ES7214-1HF40-0XB0 . COMPACT CPU, DC/DC/RELAY, ONBOARD I/O: 14 DI 24V DC; 10 DO RELAY 2A; 2AI 0 - 10V DC, POWER SUPPLY:DC20.4-28.8VDC, PROGRAM/DATA MEMORY 125 KB | 758 | TEM | 1 | Simatic | 0.452 | 1
6AG12141HG402XB0 | SIPLUS S7-1200 CPU 1214C DC/DC/RLY -40 ... +70 DEGREES C WITH CONFORMAL COATING BASED ON 6ES7214-1HG40-0XB0 . COMPACT CPU, DC/DC/RLY, ONBOARD I/O: 14 DI 24V DC 10 DO RELAY 2A 2 AI 0 - 10V DC, POWER SUPPLY: DC 20.4 - 28.8 V DC, PROGRAM/DATA MEMORY: 75 KB | 570 | TEM | 1 | Simatic | 0.452 | 1
6AG12141HG404XB0 | SIPLUS S7-1200 CPU 1214C DC/DC/RLY FOR MEDIAL STRESS WITH CONFORMAL COATING BASED ON 6ES7214-1HG40-0XB0 . COMPACT CPU, DC/DC/RLY, ONBOARD I/O: 14 DI 24V DC 10 DO RELAY 2A 2 AI 0 - 10V DC, POWER SUPPLY: DC 20.4 - 28.8 V DC, PROGRAM/DATA MEMORY: 75 KB | 479 | TEM | 1 | Simatic | 0.452 | 1
6AG12141HG405XB0 | SIPLUS S7-1200 CPU 1214C DC/DC/RLY -25 ... +60 DEGREES C WITH CONFORMAL COATING SIGNAL BOARD USEABLE BASED ON 6ES7214-1HG40-0XB0 . COMPACT CPU, DC/DC/RLY, ONBOARD I/O: 14 DI 24V DC; 10 DO RELAY 2A; 2 AI 0 - 10V DC, POWER SUPPLY: AC 20.4 - 28.8 V DC, PROGRAM/DATA MEMORY: 75 KB | 535 | TEM | 1 | Simatic | 0.452 | 1
6AG12151AG402XB0 | SIPLUS S7-1200 CPU 1215C DC/DC/DC -40 ... +70 DEGREE C WITH CONFORMAL COATING BASED ON 6ES7215-1AG40-0XB0 . COMPACT CPU, DC/DC/DC, 2 PROFINET PORT, ONBOARD I/O: 14 DI 24VDC 10 DO 24VDC 0,5A; 2 AI 0-10V DC 2 AO 0-20MA DC, POWER SUPPLY: DC 20.4 - 28.8 V DC, PROGRAM/DATA MEMORY: 100 KB | 912 | TEM | 1 | Simatic | 0.446 | 1
6AG12151AG404XB0 | SIPLUS S7-1200 CPU 1215C DC/DC/DC WITH CONFORMAL COATING BASED ON 6ES7215-1AG40-0XB0 . COMPACT CPU, DC/DC/DC, 2 PROFINET PORT, ONBOARD I/O: 14 DI 24VDC 10 DO 24VDC 0,5A; 2 AI 0-10V DC 2 AO 0-20MA DC, POWER SUPPLY: DC 20.4 - 28.8 V DC, PROGRAM/DATA MEMORY: 100 KB | 725 | TEM | 1 | Simatic | 0.446 | 1
6AG12151AG405XB0 | SIPLUS S7-1200 CPU 1215C DC/DC/DC -40 ... +60 DEGREES C WITH CONFORMAL COATING BASED ON 6ES7215-1AG40-0XB0 . COMPACT CPU, DC/DC/DC, 2 PROFINET PORT, ONBOARD I/O: 14 DI 24V DC; 10 DO 24 V DC; 2 AI 0 - 10V DC, 2 AO 0 - 20MA DC POWER SUPPLY: DC 20.4 - 28.8 V DC, PROGRAM/DATA MEMORY: 100 KB | 813 | TEM | 1 | Simatic | 0.467 | 1
6AG12151BG402XB0 | SIPLUS S7-1200 CPU 1215C AC/DC/RELAY -40 ... +70 DEGREE C WITH CONFORMAL COATING BASED ON 6ES7215-1BE40-0XB0 . COMPACT CPU, AC/DC/RY, ONBOARD I/O: 14 DI 24V DC 10 DO RELAY 2A 2 AI 0 - 10V DC, 2 AO 0 - 20MA DC, POWER SUPPLY: 85 - 264V AC @ 47 - 63 HZ, PROGRAM/DATA MEMORY: 100 KB | 887 | TEM | 1 | Simatic | 0.503 | 1
6AG12151BG404XB0 | SIPLUS S7-1200 CPU 1215C AC/DC/RELAY FOR MEDIAL STRESS WITH CONFORMAL COATING BASED ON 6ES7215-1BE40-0XB0 . COMPACT CPU, AC/DC/RY, ONBOARD I/O: 14 DI 24V DC 10 DO RELAY 2A 2 AI 0 - 10V DC, 2 AO 0 - 20MA DC, POWER SUPPLY: 85 - 264V AC @ 47 - 63 HZ, PROGRAM/DATA MEMORY: 100 KB | 725 | TEM | 1 | Simatic | 0.503 | 1
6AG12151BG405XB0 | SIPLUS S7-1200 CPU 1215C AC/DC/RLY -40 ... +60 DEGREES C WITH CONFORMAL COATING BASED ON 6ES7215-1BG40-0XB0 . COMPACT CPU, AC/DC/RLY 2 PROFINET PORT, ONBOARD I/O: 14 DI 24V DC; 10 DO RELAY 2A; 2 AI 0 - 10V DC, 2 AO 0 - 20MA DC POWER SUPPLY: AC 85 - 264 V AC @ 47 - 63 HZ, PROGRAM/DATA MEMORY: 100 KB | 787 | TEM | 1 | Simatic | 0.523 | 1
6AG12151HG402XB0 | SIPLUS S7-1200 CPU 1215C DC/DC/RLY -40 ... +70 DEGREE C WITH CONFORMAL COATING BASED ON 6ES7215-1HG40-0XB0 . COMPACT CPU, DC/DC/RLY, 2 PROFINET PORT, ONBOARD I/O: 14 DI 24VDC 10 DO RELAIS 2A, 2 AI 0-10V DC 2 AO 0-20MA DC, POWER SUPPLY: DC 20.4 - 28.8 V DC, PROGRAM/DATA MEMORY: 100 KB | 901 | TEM | 1 | Simatic | 0.473 | 1
6AG12151HG404XB0 | SIPLUS S7-1200 CPU 1215C DC/DC/RLY FOR MEDIAL STRESS WITH CONFORMAL COATING BASED ON 6ES7215-1HG31-0XB0 . COMPACT CPU, DC/DC/RLY, 2 PROFINET PORT, ONBOARD I/O: 14 DI 24VDC 10 DO RELAIS 2A, 2 AI 0-10V DC 2 AO 0-20MA DC, POWER SUPPLY: DC 20.4 - 28.8 V DC, PROGRAM/DATA MEMORY: 100 KB | 725 | TEM | 1 | Simatic | 0.473 | 1
6AG12151HG405XB0 | SIPLUS S7-1200 CPU 1215C DC/DC/RLY -40 ... +60 DEGREES C WITH CONFORMAL COATING SIGNAL BOARD USEABLE BASED ON 6ES7215-1HG40-0XB0 . COMPACT CPU, DC/DC/RLY, 2 PROFINET PORT, ONBOARD I/O: 14 DI 24V DC; 10 DO RELAY 2A; 2 AI 0 - 10V DC, POWER SUPPLY: AC 20.4 - 28.8 V DC, PROGRAM/DATA MEMORY: 100 KB | 805 | TEM | 1 | Simatic | 0.475 | 1
6AG12211BF322XB0 | SIPLUS S7-1200 SM1221 8DI -25 ... +70 DEGREES C WITH CONFORMAL COATING BASED ON 6ES7221-1BF32-0XB0 . DIGITAL INPUT 8DI, 24V DC, SINK/SOURCE INPUT | 164 | TEM | 1 | Simatic | 0.17 | 1
6AG12211BF324XB0 | SIPLUS S7-1200 SM1221 8DI FOR MEDIALE STRESS WITH CONFORMAL COATING BASED ON 6ES7221-1BF32-0XB0 . DIGITAL INPUT 8DI, 24V DC, SINK/SOURCE INPUT | 133 | TEM | 1 | Simatic | 0.17 | 1
6AG12211BH322XB0 | SIPLUS S7-1200 SM1221 16 DI -25 ... +70 DEGREES C WITH CONFORMAL COATING BASED ON 6ES7221-1BH32-0XB0 . DIGITAL INPUT 16 DI, 24VDC, SINK/SOURCE INPUT | 364 | TEM | 1 | Simatic | 0.21 | 1
6AG12211BH324XB0 | SIPLUS S7-1200 SM1221 16DI, WITH CONFORMAL COATING BASED ON 6ES7221-1BH32-0XB0 . 16 DI, 24V DC, SINK/SOURCE, | 215 | TEM | 1 | Simatic | 0.21 | 1
6AG12213AD305XB0 | SIPLUS S7-1200 SB1221 4DI -25 ... +55 DEGREES C WITH CONFORMAL COATING BASED ON 6ES7221-3AD30-0XB0 . DIGITALE INPUT 4 DI 5VDC 200KHZ | 111 | TEM | 1 | Simatic | 0.035 | 1
6AG12213BD305XB0 | SIPLUS S7-1200 SB1221 4DI -25 ... +55 DEGREES C WITH CONFORMAL COATING BASED ON 6ES7221-3BD30-0XB0 . DIGITALE INPUT 4 DI 24VDC 200KHZ | 122 | TEM | 1 | Simatic | 0.032 | 1
6AG12221AD305XB0 | SIPLUS S7-1200 SB1222 E/A -25 ... +55 DEGREES C WITH CONFORMAL COATING BASED ON 6ES7222-1AD30-0XB0 . DIGITALE E/A 2DI/2DO, 5VDC 200KHZ | 111 | TEM | 1 | Simatic | 0.033 | 1
6AG12221BD305XB0 | SIPLUS S7-1200 SB1222 4DO -25 ... +55 DEGREES C WITH CONFORMAL COATING BASED ON 6ES7222-1BD30-0XB0 . DIGITALE OUTPUT 4 DO 24VDC 200KHZ | 122 | TEM | 1 | Simatic | 0.035 | 1
6AG12221BF322XB0 | SIPLUS S7-1200 SM1222 8DQ -25 ... +70 DEGREES C WITH CONFORMAL COATING BASED ON 6ES7222-1BF32-0XB0 . DIGITAL OUTPUT 8 DQ, 24V DC, TRANSISTOR 0.5A | 164 | TEM | 1 | Simatic | 0.18 | 1
6AG12221BF324XB0 | SIPLUS S7-1200 SM1222 8DQ FOR MEDIAL STRESS WITH CONFORMAL COATING BASED ON 6ES7222-1BF32-0XB0 . DIGITAL OUTPUT 8 DQ, 24V DC, TRANSISTOR 0.5A | 133 | TEM | 1 | Simatic | 0.18 | 1
6AG12221BH322XB0 | SIPLUS S7-1200 SM1222 16DQ -25 ... +70 DEGREES C WITH CONFORMAL COATING BASED ON 6ES7222-1BH32-0XB0 . DIGITAL OUTPUT 16 DQ, 24V DC, TRANSISTOR 0.5A | 261 | TEM | 1 | Simatic | 0.22 | 1
6AG12221BH324XB0 | SIPLUS S7-1200 SM1222 16DQ FOR MEDIAL STRESS WITH CONFORMAL COATING BASED ON 6ES7222-1BH32-0XB0 . DIGITAL OUTPUT 16 DQ, 24V DC, TRANSISTOR 0.5A | 215 | TEM | 1 | Simatic | 0.22 | 1
6AG12221HF322XB0 | SIPLUS S7-1200 SM1222 8DQ RLY -25 ... +70 DEGREES C WITH CONFORMAL COATING BASED ON 6ES7222-1HF32-0XB0 . DIGITAL OUTPUT 8 DQ, RELAY 2A | 183 | TEM | 1 | Simatic | 0.19 | 1
6AG12221HF324XB0 | SIPLUS S7-1200 SM1222 8DQ RLY FOR MEDIAL STRESS WITH CONFORMAL COATING BASED ON 6ES7222-1HF32-0XB0 . DIGITAL OUTPUT 8 DQ, RELAY 2A | 133 | TEM | 1 | Simatic | 0.19 | 1
6AG12221HH322XB0 | SIPLUS S7-1200 SM1222 16DQ RY -25 ... +70 DEGREES C WITH CONFORMAL COATING BASED ON 6ES7222-1HH32-0XB0 . DIGITAL OUTPUT 16 DQ, RELAY 2A | 261 | TEM | 1 | Simatic | 0.26 | 1
6AG12221HH324XB0 | SIPLUS S7-1200 SM1222 16DQ RLY FOR MEDIAL STRESS WITH CONFORMAL COATING BASED ON 6ES7222-1HH32-0XB0 . DIGITAL OUTPUT 16 DQ, RELAY 2A | 215 | TEM | 1 | Simatic | 0.26 | 1
6AG12221XF322XB0 | SIPLUS S7-1200 SM 1222 -40 .... +70 GRAD C WITH CONFORMAL COATING BASEDON 6ES7222-1XF32-0XB0 . S7-1200, DIGITAL OUTPUT SM 1222, 8 DO, RELAIS CHANGEOVER CONTACT | 247 | TEM | 1 | Simatic | 0.372 | 1
6AG12221XF324XB0 | SIPLUS S7-1200 SM 1222 8DQ WITH CONFORMAL COATING BASEDON 6ES7222-1XF32-0XB0 . DIGITAL OUTPUT SM 1222, 8DQ, RELAY CHANGER | 230 | TEM | 1 | Simatic | 0.372 | 1
6AG12230BD304XB0 | SIPLUS S7-1200 SB1223 2DI/2DO FOR MEDIAL STRESS WITH CONFORMAL COATING BASED ON 6ES7223-0BD30-0XB0 . DIGITAL I/O 2 DI 24V DC/2 DO 24V DC | 78.4 | TEM | 1 | Simatic | 0.1 | 1
6AG12230BD305XB0 | SIPLUS S7-1200 SB1223 2DI/2DO -25 ... +55 DEGREES C WITH CONFORMAL COATING BASED ON 6ES7223-0BD30-0XB0 . DIGITAL I/O 2 DI 24V DC/2 DO 24V DC | 96.4 | TEM | 1 | Simatic | 0.1 | 1
6AG12231BH322XB0 | SIPLUS S7-1200 SM1223 8DI/8DQ -25 ... +70 DEGREES C WITH CONFORMAL COATING BASED ON 6ES7223-1BH32-0XB0 . DIGITAL I/O SM 1223, 8 DI / 8 DO, 8 DI DC 24 V, SINK/SOURCE, 8 DO, TRANSISTOR 0,5A | 345 | TEM | 1 | Simatic | 0.21 | 1
6AG12231BH324XB0 | SIPLUS S7-1200 SM1223 8DI/8DQ FOR MEDIAL STRESS WITH CONFORMAL COATING BASED ON 6ES7223-1BH32-0XB0 . DIGITAL I/O 8DI / 8DQ, 8DI DC 24 V, SINK/SOURCE, 8DQ, TRANSISTOR 0.5A | 215 | TEM | 1 | Simatic | 0.21 | 1
6AG12231BL322XB0 | SIPLUS S7-1200 SM1223 16DI/16DQ -25 ... +70 DEGREES C WITH CONFORMAL COATING BASED ON 6ES7223-1BL32-0XB0 . DIGITAL I/O 16DI / 16DQ, 16DI DC 24 V, SINK/SOURCE, 16DQ, TRANSISTOR 0.5A | 486 | TEM | 1 | Simatic | 0.31 | 1
6AG12231BL324XB0 | SIPLUS S7-1200 SM1223 16DI/16DQ FOR MEDIAL STRESS WITH CONFORMAL COATING BASED ON 6ES7223-1BL32-0XB0 . DIGITAL I/O 16DI / 16DQ, 16DI DC 24 V, SINK/SOURCE, 16DQ, TRANSISTOR 0.5A | 339 | TEM | 1 | Simatic | 0.31 | 1
6AG12231PH322XB0 | SIPLUS S7-1200 SM1223 8DI/8DQ/R -25 ... +70 DEGREES C WITH CONFORMAL COATING BASED ON 6ES7223-1PH32-0XB0 . DIGITAL I/O 8DI / 8DQ, 8DI DC 24 V, SINK/SOURCE, 8DQ, RELAY 2A | 261 | TEM | 1 | Simatic | 0.21 | 1
6AG12231PH324XB0 | SIPLUS S7-1200 SM1223 8DI/8DQ RLY FOR MEDIAL STRESS WITH CONFORMAL COATING BASED ON 6ES7223-1PH32-0XB0 . DIGITAL I/O 8DI / 8DQ, 8DI DC 24 V, SINK/SOURCE, 8DQ, RELAY 2A | 215 | TEM | 1 | Simatic | 0.21 | 1
6AG12231PL322XB0 | SIPLUS S7-1200 SM1223 16DI/16DQ RLY -25 ... +70 DEGREES C WITH CONFORMAL COATING BASED ON 6ES7223-1PL32-0XB0 . DIGITALE E/A 16 DI / 16 DQ, 16 DI DC 24 V, SINK/SOURCE, 16 DQ, RELAYS 2A | 462 | TEM | 1 | Simatic | 0.23 | 1
6AG12231PL324XB0 | SIPLUS S7-1200 SM1223 16DI/16DQ RLY FOR MEDIAL STRESS WITH CONFORMAL COATING BASED ON 6ES7223-1PL32-0XB0 . DIGITAL I/O 16DI / 16DQ, 16DI DC 24 V, SINK/SOURCE, 16DQ, RELAY 2A | 339 | TEM | 1 | Simatic | 0.23 | 1
6AG12231QH322XB0 | SIPLUS S7-1200 SM 1223 -40 ... +70 DEGREES C WITH CONFORMAL COATING BASEDON 6ES7223-1QH32-0XB0 . SIMATIC S7-1200, DIGITALE E/A SM 1223, 8 DI AC / 8 DO RLY, 8 DI 120/230 V AC, 8 DO RELAIS 2A | 418 | TEM | 1 | Simatic | 0.21 | 1
6AG12231QH324XB0 | SIPLUS S7-1200 SM 1223 8DI/DQ WITH CONFORMAL COATING BASEDON 6ES7223-1QH32-0XB0 . SIMATIC S7-1200, DIGITALE I/O SM 1223, 8 DI AC / 8 DO RLY, 8 DI 120/230 V AC, 8 DO RELAY 2A | 346 | TEM | 1 | Simatic | 0.21 | 1
6AG12233AD305XB0 | SIPLUS S7-1200 SB1223 E/A -25 ... +55 DEGREES C WITH CONFORMAL COATING BASED ON 6ES7223-3AD30-0XB0 . DIGITALE E/A 2DI/2DO, 5VDC 200KHZ | 111 | TEM | 1 | Simatic | 0.036 | 1
6AG12233BD305XB0 | SIPLUS S7-1200 SB1223 E/A -25 ... +55 DEGREES C WITH CONFORMAL COATING BASED ON 6ES7223-3BD30-0XB0 . DIGITALE E/A 2DI/2DO, 24VDC 200KHZ | 137 | TEM | 1 | Simatic | 0.035 | 1
6AG12266BA325XB0 | SIPLUS S7-1200 SM 1226 F-DI 16X24VDC -25 ... +60 GRAD C WITH CONFORMAL COATING BASED ON: 6ES7226-6BA32-0XB0 F-DI 16X 24VDC, PROFISAFE, 70 MM WIDTH, UP TO PL E (ISO 13849-1)/ UP TO SIL3 (IEC 61508) | 323 | TEM | 1 | Simatic | 0.09 | 1
6AG12266DA325XB0 | SIPLUS S7-1200 SM 1226 F-DQ 4X24VDC -25 ... +60 DEGREES C WITH CONFORMAL COATING BASED ON 6ES7226-6DA32-0XB0 . SM 1226, F-DQ 4X 24VDC 2A, PROFISAFE, 70 MM WIDTH, UP TO PL E (ISO 13849-1)/ UP TO SIL3 (IEC 61508) | 323 | TEM | 1 | Simatic | 0.09 | 1
6AG12266RA325XB0 | SIPLUS S7-1200 SM 1226 F-DQ 2XRELAY -25 ... +55 DEGREES C WITH CONFORMAL COATING BASED ON 6ES7226-6RA32-0XB0 . F-DQ 2X RLY 5A, PROFISAFE, 70 MM WIDTH, UP TO PL E (ISO 13849-1)/ UP TO SIL3 (IEC 61508) | 434 | TEM | 1 | Simatic | 0.09 | 1
6AG12314HD324XB0 | SIPLUS S7-1200 SM231 4AI 12BIT FOR MEDIAL STRESS WITH CONFORMAL COATING BASED ON 6ES7231-4HD32-0XB0 . ANALOG INPUT, 4 AI, +/-10V, +/-5V, +/-2.5V, OR 0-20 MA 12 BIT + SIGN BIT (13 BIT ADC) | 276 | TEM | 1 | Simatic | 0.172 | 1
6AG12314HF324XB0 | SIPLUS S7-1200 SM 1231 8AI WITH CONFORMAL COATING BASEDON 6ES7231-4HF32-0XB0 . ANALOG INPUT SM 1231, 8 AI, +/-10V, +/-5V, +/-2.5V, OR 0-20MA/4-20 MA, 12 BIT + VORZ. OR (13BIT ADC) | 444 | TEM | 1 | Simatic | 0.212 | 1
6AG12315ND324XB0 | SIPLUS S7-1200 SM 1231 4AI WITH CONFORMAL COATING BASED ON 6ES7231-5ND32-0XB0 ANALOGE INPUT, SM 1231, 4 AI, +/-10V, +/-5V,+/-2.5V, +/-1,25 OR 0-20MA/4-20 MA, 15 BIT + SIGN BIT | 444 | TEM | 1 | Simatic | 0.165 | 1
6AG12315PD322XB0 | SIPLUS S7-1200 SM 1231 RTD -40 ... +70 DEGREES C WITH CONFORMAL COATING BASEDON 6ES7231-5PD32-0XB0 . SIMATIC S7-1200, ANALOGE INPUT,SM 1231 RTD, 4 X AI RTD MODULE | 451 | TEM | 1 | Simatic | 0.207 | 1
6AG12315PD324XB0 | SIPLUS S7-1200 SM 1231 WITH CONFORMAL COATING BASED ON 6ES7231-5PD32-0XB0 . ANALOG INPUT, SM 1231 RTD 4 X AI RTD MODULES | 418 | TEM | 1 | Simatic | 0.207 | 1
6AG12315PF322XB0 | SIPLUS S7-1200 SM1231 RTD 8AI - 25 ... +70 DEGREES C WITH CONFORMAL COATING BASED ON 6ES7231-5PF32-0XB0 . ANALOG INPUT, SM 1231RTD, 8 X AI RTD MODULE | 666 | TEM | 1 | Simatic | 0.296 | 1
6AG12315PF324XB0 | SIPLUS S7-1200 SM1231 RTD 8AI WITH CONFORMAL COATING BASED ON 6ES7231-5PF32-0XB0 . ANALOG INPUT, SM 1231RTD, 8 X AI RTD MODULE | 649 | TEM | 1 | Simatic | 0.296 | 1
6AG12315QD324XB0 | SIPLUS S7-1200 SM1231 TC WITH CONFORMAL COATING BASED ON 6ES7231-5QD32-0XB0 . ANALOGINPUT, 4 AI THERMOCOUPLE | 389 | TEM | 1 | Simatic | 0.169 | 1
6AG12315QF324XB0 | SIPLUS S7-1200 SM 1231 TC 8AI WITH CONFORMAL COATING BASEDON 6ES7231-5QF32-0XB0 . ANALOG INPUT SM 1231 TC 8 AI THERMOELEMENT | 555 | TEM | 1 | Simatic | 0.211 | 1
6AG12324HA304XB0 | SIPLUS S7-1200 SB1232 1AO FOR MEDIAL STRESS WITH CONFORMAL COATING BASED ON 6ES7232-4HA30-0XB0 . ANALOG OUTPUT 1 AO, +/- 10VDC (12 BIT RES.) OR 0 - 20 MA (11 BIT RES.) | 118 | TEM | 1 | Simatic | 0.1 | 1
6AG12324HA305XB0 | SIPLUS S7-1200 SB1232 1AO -25 ... +55 DEGREES C WITH CONFORMAL COATING BASED ON 6ES7232-4HA30-0XB0 . ANALOG OUTPUT 1 AO, +/- 10VDC (12 BIT RES.) OR 0 - 20 MA (11 BIT RES.) | 137 | TEM | 1 | Simatic | 0.2 | 1
6AG12324HB324XB0 | SIPLUS S7-1200 SM1232 2AQ FOR MEDIAL STRESS WITH CONFORMAL COATING BASED ON 6ES7232-4HB32-0XB0 . ANALOG OUTPUT +/-10V: 14 BIT RESOLUTION OR 0-20 MA: 13 BIT RESOLUTION, | 291 | TEM | 1 | Simatic | 0.169 | 1
6AG12324HD322XB0 | SIPLUS S7-1200 SM 1232 -40 ... +70 DEGREES C WITH CONFORMAL COATING BASEDON 6ES7232-4HD32-0XB0 . S7-1200, ANALOG OUTPUT, SM 1232, 4 AO,+/-10V, 14 BIT RESOLUTION, OR 0-20 MA, 13 BIT RESOLUTION | 660 | TEM | 1 | Simatic | 0.214 | 1
6AG12324HD324XB0 | SIPLUS S7-1200 SM 1232 4AQ WITH CONFORMAL COATING BASEDON 6ES7232-4HD32-0XB0 . ANALOG OUTPUT SM 1232, 4 AQ, +/-10V, 14 BIT RESOLUTION, OD. 0-20 MA, 13 BIT RESOLUTION | 513 | TEM | 1 | Simatic | 0.214 | 1
6AG12344HE322XB0 | SIPLUS S7-1200 SM1234 4AI/2AQ -25 ... +70 DEGREES C WITH CONFORMAL COATING BASED ON 6ES7234-4HE32-0XB0 . ANALOG I/O +/-10V: 14 BIT RESOLUTION 0-20 MA: 13 BIT RESOLUTION | 492 | TEM | 1 | Simatic | 0.218 | 1
6AG12344HE324XB0 | SIPLUS S7-1200 SM1234 4AI/2AQ FOR MEDIAL STRESS WITH CONFORMAL COATING BASED ON 6ES7234-4HE32-0XB0 . ANALOG I/O +/-10V: 14 BIT RESOLUTION OR 0-20 MA: 13 BIT RESOLUTION | 401 | TEM | 1 | Simatic | 0.218 | 1
6AG12411AH322XB0 | SIPLUS S7-1200 CM1241 RS232 -25 ... +70 DEGREES C WITH CONFORMAL COATING BASED ON 6ES7241-1AH32-0XB0 . COMMUNICATION MODULE RS232, 9 PIN SUB D (FEMALE), SUPPORTS MESSAGE BASED FREEPORT | 265 | TEM | 1 | Simatic | 0.156 | 1
6AG12411AH324XB0 | SIPLUS S7-1200 CM 1241, WITH CONFORMAL COATING BASEDON 6ES7241-1AH32-0XB0 . COMMUNICATION MODULE RS232, 9-POL. SUB D (STIFT), ASSISTED FREEPORT | 174 | TEM | 1 | Simatic | 0.156 | 1
6AG12411CH305XB1 | SIPLUS S7-1200 CB 1241, -25 ... +60 GRAD C WITH CONFORMAL COATING BASED ON 6ES7241-1CH30-1XB0 RS485 | 121 | TEM | 1 | Simatic | 0.033 | 1
6AG12411CH322XB0 | SIPLUS S7-1200 CM1241 -40 ... +70 DEGREES C WITH CONFORMAL COATING BASED ON 6ES7241-1CH32-0XB0 . COMMUNICATION MODULE CM 1241 RS422/485, 9 PIN SUB D(MALE) SUPPORTS MESSAGE BASED FREEPORT | 272 | TEM | 1 | Simatic | 0.159 | 1
6AG12411CH324XB0 | SIPLUS S7-1200 CM1241 WITH CONFORMAL COATING BASED ON 6ES7241-1CH32-0XB0 . COMMUNICATION MODULE CM 1241 RS422/485, 9 PIN SUB D(MALE) SUPPORTS MESSAGE BASED FREEPORT | 238 | TEM | 1 | Simatic | 0.159 | 1
6AG12425DX302XE0 | SIPLUS S7-1200 CM 1242-5; -25 ... +55 DEGREES C WITH CONFORMAL COATING BASED ON 6GK7242-5DX30-0XE0 . COMMUNICATION MODULE CM 1242-5, TO THE CONNECTION OFF S7-1200 TO PROFIBUS AS A DP SLAVE ASSEMBLY | 514 | TEM | 1 | Simatic | 0.3 | 1
6AG12427KX304XE0 | SIPLUS S7-1200 CP 1242-7; WITH CONFORMAL COATING BASED ON 6GK7242-7KX30-0XE0 . COMMUNICATION MODULE CP 1242-7 TO THE CONNECTION FROM S7-1200 TO GSM/GPRS NET | 1019 | TEM | 1 | Simatic | 0.188 | 1
6AG12431JX307XE0 | SIPLUS S7-1200 CP 1243-1; -40 ... +70 DEGREES C WITH CONFORMAL COATING BASED ON 6GK7243-1JX30-0XE0 . COMMUNICATION MODULE CP 1243-1 DNP3 TO THE CONNECTION FROM S7-1200 TO CONTROL CENTRE WITH DNP3 PROTOCOL | 985 | TEM | 1 | Simatic | 0.122 | 1
6AG12435DX302XE0 | SIPLUS S7-1200 CM 1243-5; -25 ... +55 DEGREES C WITH CONFORMAL COATING BASED ON 6GK7243-5DX30-0XE0 . COMMUNICATION MODULE CM 1243-5, TO THE CONNECTION OFF S7-1200 TO PROFIBUS AS A DP MASTER ASSEMBLY | 486 | TEM | 1 | Simatic | 0.3 | 1
6AG12440BB122FA0 | SIPLUS G120 CU240E-2 PN CONTROL UNIT CU240E-2 PN -20 ... +60 DEGREES C WITH CONFORMAL COATING BASED ON 6SL3244-0BB12-1FA0 . E-TYPE WITH SAFETY INTEGRATED STO PROFINET 6DI, 3DO, 2AI, 2AO, MAX 1F-DI PTC / KTY INTERFACE USB AND SD / MMC INTERFACE PROTECTION IP20 WITHOUT POWER MODULE | 604 | TEM | 1 | Simatic | 0.49 | 1
6AG12440BB122PA1 | SIPLUS G120 CU240E-2 DP CONTROL UNIT CU240E-2 DP -20 ... +60 DEGREES C WITH CONFORMAL COATING BASED ON 6SL3244-0BB12-1PA1 . E-TYPE WITH SAFETY INTEGRATED STO PROFINET 6DI, 3DO, 2AI, 2AO, MAX 1F-DI PTC / KTY INTERFACE USB AND SD / MMC INTERFACE PROTECTION IP20 WITHOUT POWER MODULE | 604 | TEM | 1 | Simatic | 0.49 | 1
6AG12771AA104AA0 | SIPLUS NET CSM 1277 WITH CONFORMAL COATING BASED ON 6GK7277-1AA10-0AA0 . COMPACT SWITCH MODULE CSM 1277 CONNECTION SIMATIC S7-1200 AND UP TO 3 ADDIT. DEVICES TO IND. ETHERNET W. 10/100 MBIT/S | 256 | TEM | 1 | Simatic | 0.2 | 1
6AG12784BD322XB0 | SIPLUS S7-1200 SM 1278 IO-LINK -25 ... +70 DEGREES C WITH CONFORMAL COATING BASED ON 6ES7278-4BD32-0XB0 . SIGNALMODUL SM 1278 4 X IO-LINK MASTER IO-LINK MASTER V1.1 | 394 | TEM | 1 | Simatic | 0.197 | 1
6AG12784BD324XB0 | SIPLUS S7-1200 SM 1278 IO-LINK WITH CONFORMAL COATING BASED ON 6ES7278-4BD32-0XB0 . SIGNALMODUL SM 1278 4 X IO-LINK MASTER IO-LINK MASTER V1.1 | 282 | TEM | 1 | Simatic | 0.197 | 1
6AG13051BA802AA0 | SIPLUS S7-300 PS305 -25...+60 DGR C WITH CONFORMAL COATING ACCORD. EN50155 T1 KAT 1 KL A/B BASED ON 6ES7305-1BA80-0AA0 . STABILIZED POWER SUPPLY INPUT: 24-110 V DC OUTPUT: 24 V/2 A DC | 367 | TEM | 1 | Simatic | 0.8 | 1
6AG13071EA017AA0 | SIPLUS S7-300 PS 307 -25 ... +70 DGR C WITH CONFORMAL COATING BASED ON 6ES7307-1EA01-0AA0 . STABILIZED POWER SUPPLY INPUT: 120/230 V AC OUTPUT: 24 V DC/5 A. | 263 | TEM | 1 | Simatic | 0.6 | 1
6AG13071KA027AA0 | SIPLUS S7-300 PS 307 10A -25 ... +70 DEGREES C WITH CONFORMAL COATING BASED ON 6ES7307-1KA02-0AA0 . STABILIZED POWER SUPPLY PS307 INPUT: 120/230 V AC OUTPUT: 24 V DC/10 A | 329 | TEM | 1 | Simatic | 0.8 | 1
6AG13082FL104AA3 | SIPLUS NET SCALANCE X308-2; -10 ... +60 GRAD C WITH CONFORMAL COATING BASED ON 6GK5308-2FL10-2AA3 | 3665 | TEM | 1 | Simatic | 0.75 | 1
6AG13125BF042AY0 | SIPLUS S7-300 CPU312C WITH CONFORMAL COATING ACCORDING EN50155 T1 CAT 1 CL A BASED ON 6ES7312-5BF04-0AB0 . COMPACT CPU WITH MPI, 10 DI/6 DO, 2 FAST COUNTERS (10 KHZ), INTEGRATED 24V DC POWER SUPPLY, 64 KBYTE WORKING MEMORY, FRONT CONNECTOR (1 X 40PIN) AND MICRO MEMORY CARD REQUIRED | 877 | TEM | 1 | Simatic | 0.47 | 1
6AG13125BF047AB0 | SIPLUS S7-300 CPU312C FOR MEDIAL STRESS -25 ... +70 GRAD C BASED ON 6ES7312-5BF04-0AB0 . COMPACT CPU WITH MPI, 10 DI/6 DO, 2 FAST COUNTERS (10 KHZ), INTEGRATED 24V DC POWER SUPPLY, 64 KBYTE WORKING MEMORY, FRONT CONNECTOR (1 X 40PIN) AND MICRO MEMORY CARD REQUIRED | 840 | TEM | 1 | Simatic | 0.47 | 1
6AG13135BG042AY0 | SIPLUS S7-300 CPU313C WITH CONFORMAL COATING ACCORDING EN50155 T1 CAT 1 CL A BASED ON 6ES7313-5BG04-0AB0 . COMPACT CPU WITH MPI, 24 DI/16 DO, 4AI, 2AO 1 PT100, 3 FAST COUNTERS (30 KHZ), INTEGRATED 24V DC POWER SUPPLY, 128 KBYTE WORKING MEMORY, FRONT CONNECTOR (2 X 40PIN) AND MICRO MEMORY CARD REQUIRED | 1827 | TEM | 1 | Simatic | 0.727 | 1
6AG13135BG047AB0 | SIPLUS S7-300 CPU313C FOR MEDIAL STRESS -25 ... +70 DEGREES C BASED ON 6ES7313-5BG04-0AB0 . COMPACT CPU WITH MPI, 24 DI/16 DO, 4AI, 2AO 1 PT100, 3 FAST COUNTERS (30 KHZ), INTEGRATED 24V DC POWER SUPPLY, 128 KBYTE WORKING MEMORY, FRONT CONNECTOR (2 X 40PIN) AND MICRO MEMORY CARD REQUIRED | 1659 | TEM | 1 | Simatic | 0.727 | 1
6AG13136CG042AY0 | SIPLUS S7-300 CPU CPU313C-2DP WITH CONFORMAL COATING ACCORDING EN50155 T1 CAT 1 CL A BASED ON 6ES7313-6CG04-0AB0 . COMPACT CPU WITH MPI, 16 DI/16 DO, 3 FAST COUNTERS (30 KHZ), INTEGRATED DP INTERFACE, INTEGRATED 24V DC POWER SUPPLY, 128 KBYTE WORKING MEMORY, FRONT CONNECTOR (1 X 40PIN) AND MICRO MEMORY CARD REQUIRED | 2531 | TEM | 1 | Simatic | 0.629 | 1
6AG13136CG047AB0 | SIPLUS S7-300 CPU313C-2DP FOR MEDIAL STRESS -25 ... +70 DEGREES C BASED ON 6ES7313-6CG04-0AB0 . COMPACT CPU WITH MPI, 16 DI/16 DO, 3 FAST COUNTERS (30 KHZ), INTEGRATED DP INTERFACE, INTEGRATED 24V DC POWER SUPPLY, 128 KBYTE WORKING MEMORY, FRONT CONNECTOR (1 X 40PIN) AND MICRO MEMORY CARD REQUIRED | 2289 | TEM | 1 | Simatic | 0.629 | 1
6AG13141AG142AY0 | SIPLUS S7-300 CPU314 -25 ... +60 DEGREES C WITH CONFORMAL COATING ACCORDING EN50155 BASED ON 6ES7314-1AG14-0AB0 . CPU WITH MPI INTERFACE, INTEGRATED 24V DC POWER SUPPLY, 128 KBYTE WORKING MEMORY, MICRO MEMORY CARD NECESSARY | 1031 | TEM | 1 | Simatic | 0.28 | 1
6AG13141AG147AB0 | SIPLUS S7-300 CPU314 -25 ... +70 DEGREES C WITH CONFORMAL COATING BASED ON 6ES7314-1AG14-0AB0 . CPU WITH MPI INTERFACE, INTEGRATED 24V DC POWER SUPPLY, 128 KBYTE WORKING MEMORY, MICRO MEMORY CARD NECESSARY | 936 | TEM | 1 | Simatic | 0.28 | 1
6AG13146BH047AB0 | SIPLUS S7-300 CPU314C FOR MEDIAL STRESS -25 ... +70 DEGREES C BASED ON 6ES7314-6BH04-0AB0 . COMPACT CPU WITH MPI, 24 DI/16 DO, 4AI, 2AO, 1 PT100, 4 FAST COUNTERS (60 KHZ), INTEGRATED INTERFACE RS485, INTEGRATED 24V DC POWER SUPPLY, 192 KBYTE WORKING MEMORY, FRONT CONNECTOR (2 X 40PIN) AND MICRO MEMORY CARD REQUIRED | 2352 | TEM | 1 | Simatic | 0.744 | 1
6AG13146CH042AY0 | SIPLUS S7-300 CPU314C-2DP WITH CONFORMAL COATING ACCORDING EN50155 T1 CAT 1 CL A BASED ON 6ES7314-6CH04-0AB0 . COMPACT CPU WITH MPI, 24 DI/16 DO, 4AI, 2AO, 1 PT100, 4 FAST COUNTERS (60 KHZ), INTEGRATED DP INTERFACE, INTEGRATED 24V DC POWER SUPPLY, 192 KBYTE WORKING MEMORY, FRONT CONNECTOR (2 X 40PIN) AND MICRO MEMORY CARD REQUIRED | 3486 | TEM | 1 | Simatic | 0.738 | 1
6AG13146CH047AB0 | SIPLUS S7-300 CPU314C-2DP FOR MEDIAL STRESS -25 ... +70 DEGREES C BASED ON 6ES7314-6CH04-0AB0 . COMPACT CPU WITH MPI, 24 DI/16 DO, 4AI, 2AO, 1 PT100, 4 FAST COUNTERS (60 KHZ), INTEGRATED DP INTERFACE, INTEGRATED 24V DC POWER SUPPLY, 192 KBYTE WORKING MEMORY, FRONT CONNECTOR (2 X 40PIN) AND MICRO MEMORY CARD REQUIRED | 3171 | TEM | 1 | Simatic | 0.738 | 1
6AG13146EH047AB0 | SIPLUS S7-300 CPU314C-2PN/DP WITH CONFORMAL COATING -25 ... +70 DEGREES C BASED ON 6ES7314-6EH04-0AB0 . COMPACT CPU WITH 192 KBYTE WORKING MEMORY, 24 DI/16 DO, 4AI, 2AO, 1 PT100, 4 FAST COUNTERS (60 KHZ), 1. INTERFACE MPI/DP 12MBIT/S, 2. INTERFACE ETHERNET PROFINET, WITH 2 PORT SWITCH, INTEGRATED 24V DC POWER SUPPLY, FRONT CONNECTOR (2 X 40PIN) AND MICRO MEMORY CARD REQUIRED | 2772 | TEM | 1 | Simatic | 0.813 | 1
6AG13152AH142AY0 | SIPLUS S7-300 CPU 315-2DP -25 ... +60 DEGREES C WITH CONFORMAL COATING ACCORDING EN50155 T1 KAT 1 KL A BASED ON 6ES7315-2AH14-0AB0 . CPU WITH MPI INTERFACE INTEGRATED 24 V DC POWER SUPPLY 256 KBYTE WORKING MEMORY 2. INTERFACE DP-MASTER/SLAVE MICRO MEMORY CARD NECESSARY | 2510 | TEM | 1 | Simatic | 0.344 | 1
6AG13152AH147AB0 | SIPLUS S7-300 CPU 315-2DP -25 ... +70 DEGREES C WITH CONFORMAL COATING BASED ON 6ES7315-2AH14-0AB0 . CPU WITH MPI INTERFACE INTEGRATED 24 V DC POWER SUPPLY 256 KBYTE WORKING MEMORY 2. INTERFACE DP-MASTER/SLAVE MICRO MEMORY CARD NECESSARY | 2268 | TEM | 1 | Simatic | 0.344 | 1
6AG13152EH142AY0 | SIPLUS S7-300 CPU315-2PN/DP -25 ... +60 DEGREES C WITH CONFORMITY TO EN50155 T1 CAT 1 CL A/B BASED ON 6ES7315-2EH14-0AB0 . CENTRAL PROCESSING UNIT WITH 384 KBYTE WORKING MEMORY, 1. INTERFACE MPI/DP 12MBIT/S, 2. INTERFACE ETHERNET PROFINET, WITH 2 PORT SWITCH, MICRO MEMORY CARD NECESSARY | 3339 | TEM | 1 | Simatic | 0.46 | 1
6AG13152EH147AB0 | SIPLUS S7-300 CPU315-2PN/DP -25 ... +70 DEGREES C WITH CONFORMAL COATING BASED ON 6ES7315-2EH14-0AB0 . CENTRAL PROCESSING UNIT WITH 384 KBYTE WORKING MEMORY, 1. INTERFACE MPI/DP 12MBIT/S, 2. INTERFACE ETHERNET PROFINET, WITH 2 PORT SWITCH, MICRO MEMORY CARD NECESSARY | 3045 | TEM | 1 | Simatic | 0.46 | 1
6AG13152FJ142AB0 | SIPLUS S7-300 CPU315F-2PN/DP -25 ... +60 DEGREES C WITH CONFORMAL COATING BASED ON 6ES7315-2FJ14-0AB0 . CENTRAL PROCESSING UNIT WITH 512 KBYTE WORKING MEMORY, 1. INTERFACE MPI/DP 12MBIT/S, 2. INTERFACE ETHERNET PROFINET, WITH 2 PORT SWITCH, MICRO MEMORY CARD NECESSARY | 3686 | TEM | 1 | Simatic | 0.525 | 1
6AG13152FJ142AY0 | SIPLUS S7-300 CPU315F-2PN/DP WITH CONFORMAL COATING CONFORMITY WITH EN50155 T1 CAT 1 CL A/B BASED ON 6ES7315-2FJ14-0AB0 . CENTRAL PROCESSING UNIT WITH 512 KBYTE WORKING MEMORY, 1. INTERFACE MPI/DP 12MBIT/S, 2. INTERFACE ETHERNET PROFINET, WITH 2 PORT SWITCH, MICRO MEMORY CARD NECESSARY | 3980 | TEM | 1 | Simatic | 0.525 | 1
6AG13156FF042AB0 | SIPLUS S7-300 CPU 315F-2DP -25 ... +60 DEGREES C WITH CONFORMAL COATING BASED ON 6ES7315-6FF04-0AB0 . FAILSAFE CPU WITH MPI INTERFACE INTEGRATED 24V DC POWER SUPPLY, 384 KB WORKING MEMORY, 40MM WIDE, 2. INTERFACE DP-MASTER/SLAVE MICRO MEMORY CARD REQUIRED | 2657 | TEM | 1 | Simatic | 0.363 | 1
6AG13156FF042AY0 | SIPLUS S7-300 CPU 315F-2DP WITH CONFORMAL COATING ACCORDING EN50155 T1 KAT 1 KL A BASED ON 6ES7315-6FF04-0AB0 . FAILSAFE CPU WITH MPI INTERFACE INTEGRATED 24V DC POWER SUPPLY, 384 KB WORKING MEMORY, 40MM WIDE, 2. INTERFACE DP-MASTER/SLAVE MICRO MEMORY CARD REQUIRED | 2846 | TEM | 1 | Simatic | 0.363 | 1
6AG13172EK142AY0 | SIPLUS S7-300 CPU317-2PN/DP -25 ... +60 DEGREES C CONFORMITY WITH EN50155 T1 CAT 1 CL A/B WITH CONFORMAL COATING BASED ON 6ES7317-2EK14-0AB0 . CENTRAL PROCESSING UNIT WITH 1 MB WORKING MEMORY, 1. INTERFACE MPI/DP 12MBIT/S, 2. INTERFACE ETHERNET PROFINET, WITH 2 PORT SWITCH, MICRO MEMORY CARD NECESSARY | 5754 | TEM | 1 | Simatic | 0.52 | 1
6AG13172EK147AB0 | SIPLUS S7-300 CPU317-2PN/DP -25 ... +70 DEGREES C WITH CONFORMAL COATING BASED ON 6ES7317-2EK14-0AB0 . CENTRAL PROCESSING UNIT WITH 1 MB WORKING MEMORY, 1. INTERFACE MPI/DP 12MBIT/S, 2. INTERFACE ETHERNET PROFINET, WITH 2 PORT SWITCH, MICRO MEMORY CARD NECESSARY | 5292 | TEM | 1 | Simatic | 0.52 | 1
6AG13172FK142AB0 | SIPLUS S7-300 CPU317F-2PN/DP -25 ... +60 DEGREES C WITH CONFORMAL COATING BASED ON 6ES7317-2FK14-0AB0 . CENTRAL PROCESSING UNIT WITH 1.5 MBYTE WORKING MEMORY, 1. INTERFACE MPI/DP 12MBIT/S, 2. INTERFACE ETHERNET PROFINET, WITH 2 PORT SWITCH, MICRO MEMORY CARD REQUIRED | 5912 | TEM | 1 | Simatic | 0.543 | 1
6AG13172FK142AY0 | SIPLUS S7-300 CPU317F-2PN/DP CONFORMITY WITH EN50155 T1 CAT 1 CL A/B BASED ON 6ES7317-2FK14-0AB0 . CENTRAL PROCESSING UNIT WITH 1.5 MBYTE WORKING MEMORY, 1. INTERFACE MPI/DP 12MBIT/S, 2. INTERFACE ETHERNET PROFINET, WITH 2 PORT SWITCH, MICRO MEMORY CARD REQUIRED | 6048 | TEM | 1 | Simatic | 0.543 | 1
6AG13176FF042AB0 | SIPLUS S7-300 CPU317F-2DP -25 ... +60 DEGREES C WITH CONFORMAL COATING BASED ON 6ES7317-6FF04-0AB0 . CENTRAL PROCESSING UNIT WITH 1.5 MBYTE WORKING MEMORY, 1. INTERFACE MPI/DP 12MBIT/S, 2. INTERFACE DP-MASTER/SLAVE, MICRO MEMORY CARD NECESSARY FOR USE WITH SOFTWARE OPTION S7 DISTRIBUTED SAFETY V5.2 SP1 AND HIGHER | 5639 | TEM | 1 | Simatic | 0.518 | 1
6AG13211BH022AA0 | SIPLUS S7-300 SM321 - 20-POLE -40 ... +70 DGR C WITH CONFORMAL COATING CONFORMITY WITH EN50155 T1 KAT 1 KL A/B BASED ON 6ES7321-1BH02-0AA0 . DIGITAL INPUT OPTIC. ISOLATED 16 DI, 24V DC, 1 X 20-POLE | 283 | TEM | 1 | Simatic | 0.229 | 1
6AG13211BL002AA0 | SIPLUS S7-300 SM321 - 40-POLE -40 ... +70 DGR C WITH CONFORMAL COATING CONFORMITY TO EN50155 T1 CAT 1 CL A/B BASED ON 6ES7321-1BL00-0AA0 . DIGITAL INPUT OPTICALLY ISOLATE 32DI, 24 V DC, 1 X 40 PIN | 534 | TEM | 1 | Simatic | 0.3 | 1
6AG13211CH202AA0 | SIPLUS S7-300 SM321 -25 ... +70 DGR C WITH CONFORMAL COATING CONFORMITY TO EN50155 T1 CAT 1 CL A/B BASED ON 6ES7321-1CH20-0AA0 . DIGITAL INPUT, OPTICALLY ISOLAT 16 DI, DC 48-125V, 1 X 20 PIN | 488 | TEM | 1 | Simatic | 0.251 | 1
6AG13211FF012AA0 | SIPLUS S7-300 SM321 - 20-POLE -40 ... +70 DGR C WITH CONFORMAL COATING CONFORMITY TO EN50155 T1 CAT 1 CL A/B BASED ON 6ES7321-1FF01-0AA0 . DIGITAL INPUT OPTICALLY ISOLATE 8 DI, 120V/230V AC, 1 X 20 PIN | 220 | TEM | 1 | Simatic | 0.26 | 1
6AG13211FF107AA0 | SIPLUS S7-300 SM321 8 DI -25 ... +70 DEGREES C WITH CONFORMAL COATING BASED ON 6ES7321-1FF10-0AA0 . DIGITAL INPUT OPTICALLY ISOLATED, 8 DI, 120V/230V AC, 1 X 40 PIN, WITH 1 POINT PER COMMON | 388 | TEM | 1 | Simatic | 0.33 | 1
6AG13211FH007AA0 | SIPLUS S7-300 SM321 16DI -40 ... +70 DEGREES C WITH COMFORMAL COATING BASED ON 6ES7321-1FH00-0AA0 . DIGITAL INPUT GALVANICALLY ISOLATED 16 DI, AC120/230V, 1 X 20-POLE | 395 | TEM | 1 | Simatic | 0.3 | 1
6AG13217BH012AB0 | SIPLUS S7-300 SM321 - 20-POLE -25 ... +70 DGR C WITH CONFORMAL COATING CONFORMITY WITH EN50155 T1 KAT 1 KL A/B BASED ON 6ES7321-7BH01-0AB0 . DIGITAL INPUT GALVANICALLY ISOLATED 16 DI; 24V DC, 1 X 20-POLE, PROCESS INTERRUPT, DIAGNOSTICS, FIT FOR ISOCHRONE MODE | 534 | TEM | 1 | Simatic | 0.236 | 1
6AG13217BH014AS0 | SIPLUS S7-300 SM321 16DE 0-1 LEVEL AT ABOUT 11.2V WITH CONFORMAL COATING BASED ON 6ES7321-7BH01-0AB0 . DIGITAL INPUT SM 321, GALVANICALLY ISOLATED, 16 DI, DC 24V, 1 X 20 PIN, PROCESS INTERRUPT, DIAGNOSTICS, FIT FOR ISOCHRONE MODE | 656 | TEM | 1 | Simatic | 0.246 | 1
6AG13217RD004AB0 | SIPLUS S7-300 SM321 4DI NAMUR FOR MEDIAL STRESS WITH CONFORMAL COATING BASED ON 6ES7321-7RD00-0AB0 . DIGITAL INPUT OPTICALLY ISOLATE 4 DI, 24V DC, NAMUR/DIN 19234, F. SIGNALS F HAZARDOUS AREAS, CAPABLE OF DIAGNOST.,PTB-TESTED | 617 | TEM | 1 | Simatic | 0.3 | 1
6AG13217TH004AB0 | SIPLUS PCS 7 SM321 16DE FOR MEDIAL STRESS WITH CONFORMAL COATING BASED ON 6ES7321-7TH00-0AB0 . DIGITAL INPUT MODULE, 16 DI, 24V DC, 1 X 40 PIN, CAPABLE OF DIAGNOSTICS, FOR CONTACTS (CONNECTED/ UNCONNECTED), NAMUR SENSOR, 3/4-WIRE-BERO, WITH FLUTTER MONITORING, PULSE LENGTHENING, WIRE BREAK DETECTION, IM153-2 INTERFACE MOD. REQUIRED | 1197 | TEM | 1 | Simatic | 0.388 | 1
6AG13221BF012XB0 | SIPLUS S7-300 SM322 (-1BF01) -25...+70 DEGREES C WITH CONFORMAL COATING BASED ON 6ES7322-1BF01-0AA0 | 290 | TEM | 1 | Simatic | 0.23 | 1
6AG13221BH012AA0 | SIPLUS S7-300 SM322 - 20-POLE -25...+70 DGR C WITH CONFORMAL COATING WITH CONFORMITY EN50155 T1 CAT 1 KL A/B BASED ON 6ES7322-1BH01-0AA0 . DIGITAL OUTPUT OPTIC. ISOLATED 16D0, 24V DC, 0.5A, SUM OF CURRENTS 4A/GROUP (8A/MODULE) | 374 | TEM | 1 | Simatic | 0.24 | 1
6AG13221BL002AA0 | SIPLUS S7-300 SM322 32 DO - 40-POLE -25 ... +70 DGR C WITH CONFORMAL COATING CONFORMITY WITH EN50155 T1 KAT 1 KL A/B BASED ON 6ES7322-1BL00-0AA0 . DIGITAL OUTPUT SM 322, OPTICALLY ISOLATED, 32DO, 24V DC, 0.5A, 1 X 40 PIN, SUM OF OUTPUT CURRENTS 4A/GROUP (16A/MODULE) | 792 | TEM | 1 | Simatic | 0.32 | 1
6AG13221CF007AA0 | SIPLUS S7-300 SM322 8DA 48-125V -25 ... +70 DEGREES C WITH CONFORMAL COATING BASED ON 6ES7322-1CF00-0AA0 . DIGITAL OUTPUT OPTICALLY ISOLATED, 8 DO, DC 48-125V, 1.5A, 1 X 20 PIN | 645 | TEM | 1 | Simatic | 0.31 | 1
6AG13221FF017AA0 | SIPLUS S7-300 SM322 8DA 120/220 -40 ... +70 DEGREES C WITH CONFORMAL COATING BASED ON 6ES7322-1FF01-0AA0 . DIGITAL OUTPUT SM 322, OPTICALLY ISOLATED, 8 DO, 120/230V AC, 1A, 1 X 20 PIN | 439 | TEM | 1 | Simatic | 0.307 | 1
6AG13221FH007AA0 | SIPLUS S7-300 SM322 16DO -40 ... +70 DEGREES C WITH CONFORMAL COATING BASED ON 6ES7322-1FH00-0AA0 . DIGITAL OUTPUT OPTICALLY ISOLATED 16 DO, 120/230V AC, 1 A, 1 X 20 PIN | 608 | TEM | 1 | Simatic | 0.339 | 1
6AG13221HF102AA0 | SIPLUS S7-300 SM322 - 40-POLE -25 ... +60 DGR C WITH CONFORMAL COATING CONFORMITY WITH EN50155 T1 CAT 1 CL A/B BASED ON 6ES7322-1HF10-0AA0 . DIGITAL OUTPUT OPTIC. ISOLATED 8 DO (RELAY), 1 X 40-POLE, 24V DC, 5A OR AC 230V, 5A, CONNECT. WITH SPRING TERMINALS CAN BE USED WITH 6ES7392-1BM01-0AA0 AN HIGHER | 336 | TEM | 1 | Simatic | 0.298 | 1
6AG13221HH012AA0 | SIPLUS S7-300 SM322 - 20POL -40 ... +70 DGR C WITH CONFORMAL COATING CONFORMITY TO EN50155 T1 CAT 1 CL A/B BASED ON 6ES7322-1HH01-0AA0 . DIGITAL OUTPUT OPTICALLY ISOLAT 16DO, RELAY CONTACTS | 551 | TEM | 1 | Simatic | 0.3 | 1
6AG13225FF004AB0 | SIPLUS S7-300 SM322 8DO WITH CONFORMAL COATING BASED ON 6ES7322-5FF00-0AB0 . DIGITAL OUTPUT OPTICALLY ISOLATED, 8 DO, 120/230V AC, 2A, WITH 1 POINT PER COMMON AND SELECTABLE FAIL MODE, 1 X 40 PIN | 522 | TEM | 1 | Simatic | 0.337 | 1
6AG13225HF004AB0 | SIPLUS S7-300 SM322 8RO 40PIN WITH CONFORMAL COATING BASED ON 6ES7322-5HF00-0AB0 . DIGITAL OUTPUT OPTICALLY ISOLATED, 8 DO (RELAY), 1 X 40 PIN, 24V DC, 120 - 230V AC, 5A WITH INTEGR. SNUBBER F. IND. LOADS | 339 | TEM | 1 | Simatic | 0.36 | 1
6AG13228BF002AB0 | SIPLUS S7-300 SM322 - 20-POLE -25 ... +60 DGR C EN50155 CONFORMITY BASED ON 6ES7322-8BF00-0AB0 | 619 | TEM | 1 | Simatic | 0.3 | 1
6AG13228BH107AB0 | SIPLUS S7-300 SM322 16DO DC24V -25 ... +70 DEGREES C WITH CONFORMAL COATING BASED ON 6ES7322-8BH10-0AB0 . SM 322 DIGITAL OUTPUT MODULE, 16 DO, DC 24 V / 0,5A, CAPABLE OF DIAGNOSTICS, WIRE BREAK DETECTION TO 0 AND 1 SIGNAL, 1 X 40-PIN, INTERFACE MODULE IM 153-X HF NECESSARY | 1365 | TEM | 1 | Simatic | 0.343 | 1
6AG13231BH012AA0 | SIPLUS S7-300 SM323 - 20-POLE -40 ... +70 DGR C WITH CONFORMAL COATING CONFORMITY TO EN50155 T1 CAT 1 CL A/B BASED ON 6ES7323-1BH01-0AA0 . DIGITAL MODULE OPTICALLY ISOLAT 8 DI AND 8 DO, 24V DC, 0.5A AGGREGATE CURRENT 2A | 404 | TEM | 1 | Simatic | 0.237 | 1
6AG13261BK022AB0 | SIPLUS S7-300 SM326F DI24 40PIN -25 ... +60 DEGREES C 70 DEG C WITH FORCED CONVECTION WITH CONFORMAL COATING BASED ON 6ES7326-1BK02-0AB0 . DIGITAL INPUT F-DI 24 X DC 24V, FAILSAFE DIGITAL INPUTS FOR SIMATIC S7 FAILSAFE SYSTEMS WITH DIAGNOST. INTERRUPT | 1785 | TEM | 1 | Simatic | 0.52 | 1
6AG13261BK022AY0 | SIPLUS S7-300 SM326F DI24 WITH CONFORMAL COATING CONFORMITY ACCORDING EN50155 T1 CAT 1 CL A/B BASED ON 6ES7326-1BK02-0AB0 . DIGITAL INPUT FAILSAFE DIGITAL INPUTS FOR SIMATIC S7 FAILSAFE SYSTEMS WITH DIAGNOST. INTERRUPT, 1 X 40 PIN | 1817 | TEM | 1 | Simatic | 0.48 | 1
6AG13261RF014AB0 | SIPLUS S7-300 SM326F DI8 NAMUR FOR MEDIAL STRESS WITH CONFORMAL COATING BASED ON 6ES7326-1RF01-0AB0 . DIGITAL INPUT SM 326, 8 DI; DC 24V, NAMUR, FAILSAFE NAMUR INPUTS FOR SIMATIC S7 F SYSTEMS, UP TO CATEGORY 4 (EN954-1)/ SIL3 (IEC61508)/PLE (ISO13849), 1 X 40 PIN | 1460 | TEM | 1 | Simatic | 0.56 | 1
6AG13262BF102AB0 | SIPLUS S7-300 SM326 10F-DO -25 ... +60 DEGREES C 70 DEG C WITH FORCED CONVECTION WITH CONFORMAL COATING BASED ON 6ES7326-2BF10-0AB0 . DIGITAL OUTPUT DC24V/2A PP, FAILSAFE DIGITAL OUTPUT FOR SIMATIC S7F SYSTEMS WITH DIAGNOST. INTERRUPT, LVV, 1 X 40 PIN | 1932 | TEM | 1 | Simatic | 0.521 | 1
6AG13262BF102AY0 | SIPLUS S7-300 SM326 10F-DO WITH CONFORMAL COATING WITH CONFORMITY TO EN50155 T1 CAT 1 CL A/B BASED ON 6ES7326-2BF10-0AB0 . DIGITAL OUTPUT DC24V/2A PP, FAILSAFE DIGITAL OUTPUT FOR SIMATIC S7F SYSTEMS WITH DIAGNOST. INTERRUPT, LVV, 1 X 40 PIN | 2006 | TEM | 1 | Simatic | 0.521 | 1
6AG13262BF412AB0 | SIPLUS S7-300 SM326F DO8 -25 ... +60 DEGREES C WITH CONFORMAL COATING BASED ON 6ES7326-2BF41-0AB0 . DIGITAL OUTPUT F-DO 8 X DC 24V/2A PM FAILSAFE DIGITAL OUTPUT P-M SWITCHING UP TO CATEGORY 4 (EN954-1), SIL 3 (IEC 61508) | 1407 | TEM | 1 | Simatic | 0.486 | 1
6AG13262BF412AY0 | SIPLUS S7-300 SM326F DO8 WITH CONFORMAL COATING ACCORD. EN50155 T1 CAT 1 CL A/B BASED ON 6ES7326-2BF41-0AB0 . DIGITAL OUTPUT F-DO 8 X DC 24V/2A PM FAILSAFE DIGITAL OUTPUT P-M SWITCHING UP TO CATEGORY 4 (EN954-1), SIL 3 (IEC 61508) | 1638 | TEM | 1 | Simatic | 0.486 | 1
6AG13311KF027AB0 | SIPLUS S7-300 SM331 8AE -25 ... +70 DEGREES C WITH CONFORMAL COATING BASED ON 6ES7331-1KF02-0AB0 . OPTICALLY ISOLATED, 8 AI, 13 BIT RESOLUTION, U/I/RESISTANCE/PT100, NI100, NI1000, LG-NI1000, PTC / KTY, 66 MS MODULE UPDATE, 1 X 40 PIN | 767 | TEM | 1 | Simatic | 0.294 | 1
6AG13311SH037AA0 | SIPLUS LOGO! POWER 24V 1.3A FOR MEDIAL STRESS -25 ... +70 DEGREES C BASED-ON 6EP1331-1SH03 . STABILIZED POWER SUPPLY INPUT: V/1.3 A DC | 177 | TEM | 1 | LOGO! | 0.17 | 1
6AG13317KB022AB0 | SIPLUS S7-300 SM331 - 20-POLE -25 ... +70 DGR C WITH CONFORMAL COATING BASED ON 6ES7331-7KB02-0AB0 . ANALOG INPUT GALVANICALLY ISOLATED 2 AI, AUFL. 9/12/14 BIT, U/I/THERMOEL./RESISTOR, ALARM, DIAGNOSTICS, 1 X 20-POLE, REMOVE/INSERT W. ACT. BACKPLANE BUS | 335 | TEM | 1 | Simatic | 0.253 | 1
6AG13317KF022AB0 | SIPLUS S7-300 SM331 20-POLE -25 ... +70 DGR C WITH CONFORMAL COATING CONFORMITY WITH EN50155 T1 KAT 1 KL A/B BASED ON 6ES7331-7KF02-0AB0 . ANALOG INPUT GALVANICALLY ISOLATED 8 AI, AUFL. 9/12/14 BIT, U/I/THERMOEL./RESISTOR, ALARM, DIAGNOSTICS, 1 X 20-POLE, REMOVE/INSERT W.ACT. BACKPLANE BUS | 1000 | TEM | 1 | Simatic | 0.292 | 1
6AG13317NF002AB0 | SIPLUS S7-300 SM331 40-POLE -25 ... +70 DGR C WITH CONFORMAL COATING CONFORMITY WITH EN50155 T1 CAT 1 KL A/B BASED ON 6ES7331-7NF00-0AB0 . ANALOG INPUT OPTIC. ISOLATED 8 AI; +/-5/10V, 1-5 V, +/-20MA, 0/4 UP TO 20MA, 16 BIT (55 MS), 1 COMMON POINT (50V COM.) | 940 | TEM | 1 | Simatic | 0.322 | 1
6AG13317NF102AB0 | SIPLUS S7-300 SM331 8AI 40-POLE -25 ... +60 DGR C WITH CONFORMAL COATING BASED ON 6ES7331-7NF10-0AB0 . ANALOG INPUT OPTICALLY ISOLATED, 8 AE; +/-5/10V, 1-5 V, +/-20MA, 0/4 TO 20MA, 16 BIT, 1 COMMON POINT(60 V COM.), 4 CHANNEL MODE: 10 MS, 8 CHANNEL MODE: 23-95 MS, 1 X 40 PIN | 1134 | TEM | 1 | Simatic | 0.34 | 1
6AG13317PF014AB0 | SIPLUS S7-300 SM331 8AE WITH CONFORMAL COATING BASED ON 6ES7331-7PF01-0AB0 . ANALOG INPUT OPT. ISOL.,2/3/4 WIRE, 8AI, RESISTANCE, PT100/200/1000 NI100/120/200/500/1000, CU10, PLUS CHARACTERISTICS ACCORDING TO GOST STANDARD 16 (INTERN 24) BIT, 50MS, 1 X 40 PIN | 1428 | TEM | 1 | Simatic | 0.333 | 1
6AG13317PF114AB0 | SIPLUS S7-300 SM331 8AI 40-POLE WITH CONFORMAL COATING BASED ON 6ES7331-7PF11-0AB0 . ANALOG INPUT OPTICALLY ISOLATATED, 8 AI THERMOCOUPLE, TYPE B, E, J, K, L, N, R, S, T TXK/TXK(L) ACCORDING GOST 16 BIT, 50 MS, 1 X 40 PIN | 1176 | TEM | 1 | Simatic | 0.34 | 1
6AG13317RD002AB0 | SIPLUS S7-300 SM331 4AI -25 ... +60 DEGREES C (ONLY 4 WIRE) -25 ... +70 DEGREES C WITH CONFORMAL COATING BASED ON 6ES7331-7RD00-0AB0 | 1103 | TEM | 1 | Simatic | 0.36 | 1
6AG13317SF004AB0 | SIPLUS S7-300 SM331 - 20POLE MEDIAL STRESS WITH CONFORMAL COATING BASED ON 6ES7331-7SF00-0AB0 WITHOUT PTB APPROBATION | 1082 | TEM | 1 | Simatic | 0.256 | 1
6AG13317TB007AB0 | SIPLUS S7-300 SM331 2AI HART -25 ... +70 DEGREES C WITH CONFORMAL COATING BASED ON 6ES7331-7TB00-0AB0 | 934 | TEM | 1 | Simatic | 0.355 | 1
6AG13317TF017AB0 | SIPLUS SM332 AI 8 X 0/4...20MA -25 ... +70 DEGREES C WITH CONFORMAL COATING BASED ON 6ES7331-7TF01-0AB0 | 1418 | TEM | 1 | Simatic | 0.25 | 1
6AG13321SH437AA0 | SIPLUS LOGO! POWER 24V 2,5A FOR MEDIAL STRESS -40...+70 DEGREE C BASED-ON 6EP1332-1SH43. STABILIZED POWER SUPPLY INPUT: V/2.5 A DC | 185 | TEM | 1 | LOGO! | 0.25 | 1
6AG13321SH527AA0 | SIPLUS LOGO! POWER 24V 4 A FOR MEDIAL STRESS -40...+70 DEGR C BASED-ON 6EP1332-1SH52 .STABILIZED POWER SUPPLY INPUT: AC (110-300 V DC) OUTPUT: 24 V/ | 205 | TEM | 1 | LOGO! | 0.34 | 1
6AG13321SH714AA0 | SIPLUS S7-1200 PM1207 FOR MEDIAL STRESS WITH CONFORMAL COATING BASED ON 6EP1332-1SH71 . STABILIZED POWER SUPPLY INPUT: 120/230 V AC OUTPUT: 24 V DC/2.5 A | 137 | TEM | 1 | Simatic | 0.3 | 1
6AG13321SH717AA0 | SIPLUS S7-1200 PM1207 -40 ... +70 DEGREES C WITH CONFORMAL COATING BASED ON 6EP1332-1SH71 . STABILIZED POWER SUPPLY INPUT: 120/230 V AC OUTPUT: 24 V DC/2.5 A | 161 | TEM | 1 | Simatic | 0.3 | 1
6AG13324BA007AA0 | SIPLUS S7-1500 PM 1507 24 V/3 A -40 ... +70 DEGREE C WITH CONFORMAL COATING BASED ON 6EP1332-4BA00 . STABILIZED POWER SUPPLY INPUT: 120/230 V AC OUTPUT: 24 V/3 A DC | 318 | TEM | 1 | Simatic | 0.45 | 1
6AG13325HB012AB0 | SIPLUS S7-300 SM332 - 20-POLE -25 ... +70 DGR C WITH CONFORMAL COATING CONFORMITY TO EN50155 T1 CAT 1 CL A/B BASED ON 6ES7332-5HB01-0AB0 . ANALOG OUTPUT OPTICALLY ISOLATED, 2 AO, U/I; 11/12 BITS RESOL., 20 PIN., REMOVE/INSERT WITH ACTIVE BACKPLANE BUS | 574 | TEM | 1 | Simatic | 0.238 | 1
6AG13325HD017AB0 | SIPLUS S7-300 SM332 4AO U/I -25 ... +70 DEGREES C WITH CONFORMAL COATING BASED ON 6ES7332-5HD01-0AB0 . ANALOG OUTPUT SM 332, OPTICALLY ISOLATED, 4 AO, U/I; DIAGNOSTICS; RESOLUTION 11/12 BITS, 20 PIN, REMOVE/INSERT W. ACTIVE, BACKPLANE BUS | 905 | TEM | 1 | Simatic | 0.251 | 1
6AG13325HF002AB0 | SIPLUS S7-300 SM332 40POLE -25...+70 DGR C WITH CONFORMAL COATING BASED ON 6ES7332-5HF00-0AB0 . ANALOG OUTPUT OPTICALLY ISOLATED, 8 AO, U/I; DIAGNOSTICS; RESOLUTION 11/12 BITS, 40 PIN, REMOVE/INSERT W. ACTIVE, BACKPLANE BUS | 1586 | TEM | 1 | Simatic | 0.305 | 1
6AG13327ND024AB0 | SIPLUS S7-300 SM332 4AO WITH CONFORMAL COATING BASED ON 6ES7332-7ND02-0AB0 . ANALOG OUTPUT CHANNEL TO CHANNEL ISOLATION, 4 AO, 16 BIT RESOLUTION, 0-10V, 1-5V, +/-10V, +/-20MA, 0/4 - 20MA, 20 PIN, FIT FOR ISOCHRONE MODE IMPROVED DP-CYCLE TIME FOR ISOCHRONE MODE | 1041 | TEM | 1 | Simatic | 0.295 | 1
6AG13328TF012AB0 | SIPLUS S7-300 SM332 8AO HART -25 ... +60 DEGREES C WITH CONFORMAL COATING BASED ON 6ES7332-8TF01-0AB0 . ANALOG OUTPUT 8AO, 0/4 - 20MA HART, FOR ET200M WITH IM153-2, 20 PIN FEATURES: FW UPDATE, HART SECONDARY VARIABLES, REDUNDANCY, LOCAL DIAGNOSTIC BUFFER WITH TIMESTAMP, NECESSARY: PCS7 V7.0, SP1 | 1869 | TEM | 1 | Simatic | 0.26 | 1
6AG13333BA107AA0 | SIPLUS PS PSU200M 5A WITH CONFORMAL COATING BASED ON 6EP1333-3BA10 . STABILIZED POWER SUPPLY INPUT: 120/230-500 V AC OUTPUT: 24 V/5 A DC | 409 | TEM | 1 | Simatic | 0.6 | 1
6AG13334BA007AA0 | SIPLUS S7-1500 PM 1507 24 V/8 A -40 ... +70 DEGREE C WITH CONFORMAL COATING BASED ON 6EP1333-4BA00 . STABILIZED POWER SUPPLY FOR SIMATIC S7-1500 INPUT: 120/230 V AC OUTPUT: 24 V/8 A DC | 397 | TEM | 1 | Simatic | 0.736 | 1
6AG13340KE007AB0 | SIPLUS S7-300 SM334 4AI 2AO -25 ... +70 DEGREES C WITH CONFORMAL COATING BASED ON 6ES7334-0KE00-0AB0 . ANALOG MODULE OPTICALLY ISOLATED, 4AE/2AA, 12 BIT, 0-10V F. PT100 (CLIMAT RANGE -120 - 155 DEGR.) AND 10 KOHM MEASURING RANGE, 1 X 20 PIN | 765 | TEM | 1 | Simatic | 0.24 | 1
6AG13342BA204AA0 | SIPLUS PSU100S 24 V/10 A FOR MEDIAL STRESS BASED ON 6EP1334-2BA20 . STABILIZED POWER SUPPLY INPUT: OUTPUT: 24 V/10 A DC | 385 | TEM | 1 | Simatic | 0.7 | 1
6AG13343BA107AA0 | SIPLUS PS PSU200M 10A -25 ... +70 GRD C WITH CONFORMAL COATING BASED ON 6EP1334-3BA10 . STABILIZED POWER SUPPLY INPUT:120/230-500 V AC OUTPUT: 24 V/10 A DC | 471 | TEM | 1 | Simatic | 0.8 | 1
6AG13364GE002AB0 | SIPLUS ET 200M SM336 F 6AI 15BIT -25 ... +60 DEG C 70 DEG C WITH FORCED CONVECTION WITH CONFORMAL COATING BASED ON 6ES7336-4GE00-0AB0 . FAILSAFE ANALOG INPUTS FOR SIMATIC SAFETY, WITH HART SUPPORT, UP TO CATEGORY 4 (EN954-1)/ SIL3 (IEC61508)/ PLE (ISO13849), 1 X 20 PIN | 1596 | TEM | 1 | Simatic | 0.34 | 1
6AG13364GE004AB0 | SIPLUS S7-300 SM336F 6AI HART FOR MEDIAL STRESS WITH CONFORMAL COATING BASED ON 6ES7336-4GE00-0AB0 | 1523 | TEM | 1 | Simatic | 0.34 | 1
6AG13373BA004AA0 | SIPLUS PS MODULAR 40A IN 120/230VAC OUT 24VDC/40A WITH CONFORMAL COATING FOR MEDIAL STRESS BASED ON 6EP1337-3BA00 | 890 | TEM | 1 | Simatic | 2.9 | 1
6AG13373BA007AA0 | SIPLUS PS MODULAR 40A -40 ... +70 DEGREE C WITH CONFORMAL COATING BASED ON 6EP1337-3BA00 . STABILIZED POWER SUPPLY INPUT: AC 120/230 V OUTPUT: DC 24 V/40 A | 930 | TEM | 1 | Simatic | 2.9 | 1
6AG13401AH022AE0 | SIPLUS S7-300 CP340 RS 232 -25 ... +70 DEGREES C BASED ON 6ES7340-1AH01-0AE0 . COMMUNICATIONS PROCESSOR WITH RS232C-INTERFACE (V.24) INCL. CONFIGURING PACKAGE ON CD | 831 | TEM | 1 | Simatic | 0.36 | 1
6AG13401AH022AY0 | SIPLUS S7-300 CP340 RS232 -25 .. +60 DEGREE C CONFORMITY WITH EN50155 WITH CONFORMAL COATING BASED ON 6ES7340-1AH02-0AE0 . COMMUNICATION PROCESSOR WITH RS232C INTERFACE (V.24) INCL. CONFIG. PACKAGE ON CD | 934 | TEM | 1 | Simatic | 0.354 | 1
6AG13401CH022AE0 | SIPLUS S7-300 CP340 RS422/485 -25 ... + 60 DEGREE C WITH CONFORMAL COATING BASED ON 6ES7340-1CH02-0AE0 . COMMUNICATION PROCESSOR WITH RS422/485 INTERFACE INCL. CONFIG. PACKAGE ON CD | 947 | TEM | 1 | Simatic | 0.36 | 1
6AG13411AH027AE0 | SIPLUS S7-300, CP341 -25 ... +70 DEGREES C WITH CONFORMAL COATING BASED ON 6ES7341-1AH02-0AE0 . COMMUNICATIONS PROCESSOR WITH RS232C INTERFACE (V.24) INCL. CONFIG. PACKAGE ON CD | 1544 | TEM | 1 | Simatic | 0.304 | 1
6AG13411CH027AE0 | SIPLUS S7-300 CP341 RS422/485 -25...+70 DEGREES C WITH CONFORMAL COATING BASED ON 6ES7341-1CH02-0AE0 | 1481 | TEM | 1 | Simatic | 0.304 | 1
6AG13425DA037XE0 | SIPLUS NET CP342-5 PROFIBUS -25 ... +70 DEGREES C BASED ON 6GK7342-5DA03-0XE0 . COMMUNICATIONPROCESSOR CP342-5 FOR CONNECTING SIMATIC S7-300 TO PROFIBUS, DP, S5-COMPATIBLE-, PG/OP- AND S7-COMMUNICATION | 1659 | TEM | 1 | Simatic | 0.3 | 1
6AG13431CX102XE0 | SIPLUS NET CP343-1 LEAN -25 ... +60 DEGREES C WITH CONFORMAL COATING BASED ON 6GK7343-1CX10-0XE0 . COMMUNICATION PROCESSOR FOR CONNECTING SIMATIC S7-300 TO IND. ETHERNET VIA TCP/IP AND UDP, MULTICAST, SEND/RECEIVE W/ AND W/O RFC1006, FETCH/ WRITE, S7-COMMUNICATION(SERVER) PROFINET IO-DEVICE INTEGRATED 2-PORT SWITCH ERTEC 200, BG EXCHANGE W/O PG, SNMP DIAGNOSTICS, INITIALIZATION VIA LAN, 2 X RJ45 CONNECTION FOR LAN WITH 10/100 MBIT/S | 1376 | TEM | 1 | Simatic | 0.266 | 1
6AG13431EX307XE0 | SIPLUS NET CP343-1 -25 ... +70 DEGREES C WITH CONFORMAL COATING BASED ON 6GK7343-1EX30-0XE0 . COMMUNIKATIONS PROCESSOR FOR CONNECTING SIMATIC S7-300 TO IND. ETHERNET VIA ISO AND TCP/IP, PROFINET IO-CONTROLLER OR PROFINET IO-DEVICE, INTEGR. 2-PORT SWITCH ERTEC200 S7-COMM., FETCH/WRITE, SEND/RCV W. AND W/O RFC1006,MULTICAST DHCP, NTC-CPU SYNC, DIAGNOSTIC, INITIALIZATION VIA LAN, 2 X RJ45 CONNECT. FOR LAN WITH 10/100 MBIT/S | 2300 | TEM | 1 | Simatic | 0.287 | 1
6AG13431GX314XE0 | SIPLUS NET CP343-1 ADVANCED WITH CONFORMAL COATING BASED ON 6GK7343-1GX31-0XE0 . FOR CONNECTING SIMATIC S7-300 CPU TO IND. ETHERNET; PROFINET IO CONTROLLER AND/OR IO-DEVICE; RT AND RT AND IRT IRT, MRP, PROFINET CBA; TCP/IP; ISO,UDP,S7-COM,S5-KOMP. COM., (SEND/RECEIVE) W. FETCH/WRITE WITH AND WITHOUT RFC 1006, MULTICAST DIAGNOSIS EXTENSION, SNMP, DHCP, FTP CLIENT/SERVER, E-MAIL, GIGABIT-SS1X RJ45 (10/100/1000) PROFINET-SS 2X RJ45(10/100MBIT) PROFINET CBA; SECURITY (FIREWALL/VPN); PROFIENERGY | 2804 | TEM | 1 | Simatic | 0.506 | 1
6AG13501AH032AE0 | SIPLUS S7-300 FM350-1 -25 ... +60 DEGREES C WITH CONFORMAL COATING BASED ON 6ES7350-1AH03-0AE0 . COUNTER MODULE COUNTER FUNCTIONS UP TO 500 KHZ 1 CHANNEL FOR CONNECTING 5V- A. 24V-IINCREMENTAL ENCODER ISOCHRONE MODE MEASUREMENT MODE INCL. CONFIGURING PACKAGE ON CD | 731 | TEM | 1 | Simatic | 0.28 | 1
6AG13501AH032AY0 | SIPLUS S7-300 FM350-1 -25 ... + 60 DGR C ACCORDING EN50155 BASED ON 6ES7350-1AH03-0AE0 . COUNTER MODULE FM 350-1 FOR S7-300, COUNTER FUNCTIONS UP TO 500 KHZ 1 CHANNEL FOR CONNECTION OF 5V AND 24V INCREMENTAL ENCODERS ISOCHRON MODE, MEASUREMENT MODE INCL. CONFIG. PACKAGE ON CD | 806 | TEM | 1 | Simatic | 0.28 | 1
6AG13502AH014AE0 | SIPLUS S7-300 FM350-2 8 CHANNEL FOR MEDIAL STRESS WITH CONFORMAL COATING BASED ON 6ES7350-2AH01-0AE0 . COUNTER MODULE FM 350-2, 8 CHANNELS, 20 KHZ, 24V ENCODER FOR COUNTING, MEASURING FREQUENCIES, SPEED MEASUREMENT, PERIOD DURATION MEASUREMENT AND PROPORTIONING INCL. CONFIG. PACKAGE AND ELECTRONIC DOCU ON CD | 1859 | TEM | 1 | Simatic | 0.473 | 1
6AG13650BA012AA0 | SIPLUS S7-300 IM365 -25 ... +60 DGR C EN50155 CONFORMITY BASED ON 6ES7365-0BA01-0AA0 . INTERFACE MODULE IM 365 FOR CONNECTING AN EXPANSION RACK, W/O K-BUS, 2 MODULES + CONNECTING CABLE 1M | 269 | TEM | 1 | Simatic | 0.613 | 1
6AG13700AA017AA0 | SIPLUS S7-300 DM370 -40 ... +70 DEGREE C MIT CONFORMAL COATING BASED ON 6ES7370-0AA01-0AA0 . FOR USE WITH MODULE EXCHANGE | 268 | TEM | 1 | Simatic | 0.22 | 1
6AG14000AP004AA1 | SIPLUS MM4 AOP FOR MEDIAL STRESS BASED ON 6SE6400-0AP00-0AA1 | 404 | TEM | 1 | Simatic | 0.3 | 1
6AG14001JA117AA0 | SIPLUS S7-400 RACK UR2 9SLOT AL -25 ... +70 DEGREES C WITH CONFORMAL COATING BASED ON 6ES7400-1JA11-0AA0 . CENTRALIZED AND DISTRIBUTED 2 REDUNDANT PS PLUGGABLE | 1260 | TEM | 1 | Simatic | 1.818 | 1
6AG14001PB004AA0 | SIPLUS MM4 PROFIBUS MODULE FOR MEDIAL STRESS BASED ON 6SE6400-1PB00-0AA0 | 345 | TEM | 1 | Simatic | 0.3 | 1
6AG14001TA117AA0 | SIPLUS S7-400 BGT UR1 18SLOT AL -25 ... +70 DEGREES C WITH CONFORMAL COATING BASED ON 6ES7400-1TA11-0AA0 . CENTRALIZED AND DISTRIBUTED WITH 18 SLOTS, 2 REDUNDANT PS PLUGGABLE | 1995 | TEM | 1 | Simatic | 4 | 1
6AG14002JA107AA0 | SIPLUS S7-400 UR2-H RACK -25 ... +70 DEGREES C WITH CONFORMAL COATING BASED ON 6ES7400-2JA10-0AA0 . CENTRALIZED AND DISTRIBUTED WITH 2 X 9 SLOTS | 2100 | TEM | 1 | Simatic | 3.283 | 1
6AG14050KA027AA0 | SIPLUS S7-400 PS 405 10A -25 ... +70 DEGREES C WITH CONFORMAL COATING BASED ON 6ES7405-0KA02-0AA0 . POWER SUPPLY, WIDE RANGE 10A, 24/48/60V DC, 5V/10A DC | 1313 | TEM | 1 | Simatic | 1.279 | 1
6AG14050KR027AA0 | SIPLUS S7-400 PS405 10A -25 ... +70 DEGREES C WITH CONFORMAL COATING BASED ON 6ES7405-0KR02-0AA0 . 10A, WIDERANGE, DC 24/48/60V; DC 5V/10A, FOR REDUNDANT USE | 1680 | TEM | 1 | Simatic | 1.353 | 1
6AG14070KA027AA0 | SIPLUS S7-400 PS407 10A -25 ... +70 DEGREES C WITH CONFORMAL COATING BASED ON 6ES7407-0KA02-0AA0 . 10A, WIDERANGE, UC 120/230V; DC 5V/10A | 1439 | TEM | 1 | Simatic | 1.271 | 1
6AG14070KR027AA0 | SIPLUS S7-400 PS407 10A -25 ... +70 DEGREES C WITH CONFORMAL COATING BASED ON 6ES7407-0KR02-0AA0 . 10A, WIDERANGE, UC 120/230V; DC 5V/10A, FOR REDUNDANT USE | 1670 | TEM | 1 | Simatic | 1.283 | 1
6AG14105HX087AB0 | SIPLUS PCS 7 CPU 410-5H -25 ... +70 DEGREES C WITH CONFORMAL COATUNG BASED ON 6ES7410-5HX08-0AB0 . CENTRAL UNIT FOR S7-400 AND S7-400H/F/FH, 5 INTERFACES: 1X PN, 1X DP, 2X FOR SYNC-MODULE AND 1X SERVICE . FOR SPARE PART USAGE ONLY; WITHOUT SYSTEM EXPANSION CARD | 15120 | TEM | 1 | Simatic | 0.001 | 1
6AG14122EK062AB0 | SIPLUS S7-400 CPU 412-2 PN -25 ... +70 DEGREES C WITH CONFORMAL COATING BASED ON 6ES7412-2EK06-0AB0 . CENTRAL PROCESSING UNIT WITH: 1 MB WORKING MEMORY, (0,5 MB CODE, 0,5 MB DATA), INTERFACES: 1. IF MPI/DP 12 MBIT/S (X1), 2. IF ETHERNET/PROFINET (X5), . NOT ALLOWED FOR SAFETY APPLICATIONS !! | 3759 | TEM | 1 | Simatic | 0.5 | 1
6AG14125HK067AB0 | SIPLUS S7-400 CPU 412-5H -25 ... + 70 DEGREES C WITH CONFORMAL COATING BASED ON 6ES7412-5HK06-0AB0 . CENTRAL UNIT FOR S7-400H AND S7-400F/FH, 5 INTERFACES: 1X MPI/DP, 1X DP, 1X PN AND 2 FOR SYNC MODULES 1 MB MEMORY (512 KB DATA/512 KB CODE) | 5366 | TEM | 1 | Simatic | 1.156 | 1
6AG14143EM067AB0 | SIPLUS S7-400 CPU 414-3 PN/DP -25 ... +70 DEGREES C WITH CONFORMAL COATING BASED ON 6ES7414-3EM06-0AB0 . CENTRAL PROCESSING UNIT WITH: 4 MB WORKING MEMORY, (2 MB KB CODE, 2 MB DATA), INTERFACES: 1. IF MPI/DP 12 MBIT/S (X1), 2. IF ETHERNET/PROFINET (X5), 3. IF IF964-DP PLUGABLE (IF1) . NOT ALLOWED FOR SAFETY APPLICATIONS !! | 7917 | TEM | 1 | Simatic | 0.5 | 1
6AG14143EM077AB0 | SIPLUS S7-400 CPU 414-3 PN/DP -25 ... +70 Degrees C with conformal coating Based on 6ES7414-3EM07-0AB0 . Central Processing unit with: 4 MB Working Memory, (2 MB KB Code, 2 MB Data), Interfaces: 1. IF MPI/DP 12 MBIT/S (X1), 2. IF ETHERNET/PROFINET (X5), 3. IF IF964-DP pluggable (IF1) | 7917 | TEM | 1 | Simatic | 0.836 | 1
6AG14145HM067AB0 | SIPLUS S7-400 CPU 414-5H -25 ... + 70 DEGREES C WITH CONFORMAL COATING BASED ON 6ES7414-5HM06-0AB0 . CENTRAL UNIT FOR S7-400H AND S7-400F/FH, 5 INTERFACES: 1X MPI/DP, 1X DP, 1X PN AND 2 FOR SYNC MODULES 4 MB MEMORY (512 KB DATA/512 KB CODE) | 10385 | TEM | 1 | Simatic | 1.156 | 1
6AG14163ES067AB0 | SIPLUS S7-400 CPU 416-3 PN/DP -25 ... +70 DEGREES C WITH CONFORMAL COATING BASED ON 6ES7416-3ES06-0AB0 . CENTRAL PROCESSING UNIT WITH: 16 MB WORKING MEMORY, (8 MB KB CODE, 8 MB DATA), INTERFACES: 1. IF MPI/DP 12 MBIT/S (X1), 2. IF ETHERNET/PROFINET (X5), 3. IF IF964-DP PLUGABLE (IF1) . NOT ALLOWED FOR SAFETY APPLICATIONS !! | 14805 | TEM | 1 | Simatic | 0.5 | 1
6AG14163ES077AB0 | SIPLUS S7-400 CPU 416-3 PN/DP -25 ... +70 DEGREES C with conformal coating Based on 6ES7416-3ES07-0AB0 . Central Processing unit with: 16 MB Working Memory, (8 MB KB Code, 8 MB Data), Interfaces: 1. IF MPI/DP 12 MBIT/S (X1), 2. IF ETHERNET/PROFINET (X5), 3. IF IF964-DP pluggable (IF1) | 14774 | TEM | 1 | Simatic | 1.009 | 1
6AG14163XR054AB0 | SIPLUS S7-400 CPU416-3 FOR MEDIAL STRESS BASED ON 6ES7416-3XR05-0AB0 . NOT ALLOWED FOR SAFETY APPLICATIONS !! | 14490 | TEM | 1 | Simatic | 0.5 | 1
6AG14163XS077AB0 | SIPLUS S7-400 CPU 416-3 -25 ... +70 Degrees C with conformal coating Based on 6ES7416-3XS07-0AB0 . Central Processing unit with: 16 MB Working Memory, (8 MB KB Code, 8 MB Data), Interfaces: 1. Interface MPI/DP 12 MBIT/S, 2. Interface PROFIBUS DP, 3. IF IFM MODULES pluggable | 14443 | TEM | 1 | Simatic | 0.836 | 1
6AG14165HS067AB0 | SIPLUS S7-400 CPU 416-5H -25 ... +70 GEDREES C WITH CONFORMAL COATING BASED ON 6ES7416-5HS06-0AB0 . CENTRAL UNIT FOR S7-400H AND S7-400F/FH, 5 INTERFACES: 1X MPI/DP, 1X DP, 1X PN AND 2 FOR SYNC MODULES 16 MB MEMORY (512 KB DATA/512 KB CODE) | 15120 | TEM | 1 | Simatic | 1.156 | 1
6AG14174XT054AB0 | SIPLUS S7-400 CPU417-4 FOR MEDIAL STRESS BASED ON 6ES7417-4XT05-0AB0 . NOT ALLOWED FOR SAFETY APPLICATIONS !! | 16800 | TEM | 1 | Simatic | 0.5 | 1
6AG14174XT077AB0 | SIPLUS S7-400 CPU 417-4 -25 ... +70 Degrees C with conformal coating Based on 6ES7417-4XT07-0AB0 . Central Processing unit with: 32 MB Working Memory, (16 MB Code; 16 MB Data) Interfaces: 1. Interface MPI 12 MBIT/S, 2. Interface PROFIBUS DP, 3./4. IF IFM MODULES pluggable | 16758 | TEM | 1 | Simatic | 1.004 | 1
6AG14175HT067AB0 | SIPLUS S7-400 CPU 417-5H -25 ... +70 DEGREES C WITH CONFORMAL COATING BASED ON 6ES7417-5HT06-0AB0 . CENTRAL UNIT FOR S7-400H, AND S7-400F/FH 5 INTERFACES: 1X MPI/DP, 1X DP, 1X PN AND 2 FOR SYNC MODULES 32 MB MEMORY (16 MB DATA/16 MB CODE) | 19530 | TEM | 1 | Simatic | 1.156 | 1
6AG14202UD137AA1 | SIPLUS MM420 FS A 0.37KW FOR MEDIAL STRESS BASED ON 6SE6420-2UD13-7AA1 | 1292 | TEM | 1 | Simatic | 1.3 | 1
6AG14202UD230BA1 | SIPLUS MM420 FS B 3KW FOR MEDIAL STRESS BASED ON 6SE6420-2UD23-0BA1 | 1659 | TEM | 1 | Simatic | 3.3 | 1
6AG14202UD240BA1 | SIPLUS MM420 FS B 4KW FOR MEDIAL STRESS BASED ON 6SE6420-2UD24-0BA1 | 1827 | TEM | 1 | Simatic | 3.3 | 1
6AG14202UD311CA1 | SIPLUS MM420 FS C 11KW FOR MEDIAL STRESS BASED ON 6SE6420-2UD31-1CA1 | 3602 | TEM | 1 | Simatic | 5.5 | 1
6AG14211BL012AA0 | SIPLUS S7-400 SM421 32DE -25 ... +60 DEGREES C BASED ON 6ES7421-1BL01-0AA0 | 513 | TEM | 1 | Simatic | 0.757 | 1
6AG14221BL002AA0 | SIPLUS S7-400 SM422 32DA -25 ... +60 DEGREES C BASED ON 6ES7422-1BL00-0AA0 | 698 | TEM | 1 | Simatic | 0.759 | 1
6AG14310HH004AB0 | SIPLUS S7-400 SM431 16AE FOR MEDIAL STRESS BASED ON 6ES7431-0HH00-0AB0 | 1323 | TEM | 1 | Simatic | 0.8 | 1
6AG14321HF004AB0 | SIPLUS S7-400 SM432 8AA FOR MEDIAL STRESS BASED ON 6ES7432-1HF00-0AB0 | 1523 | TEM | 1 | Simatic | 0.764 | 1
6AG14342BA107AA0 | SIPLUS PS PSU300S 10A MIT CONFORMAL COATING BASED ON 6EP1434-2BA10 . STABILIZED POWER SUPPLY INPUT: 3 400-500 V 3AC OUTPUT: 24 V DC/10 A | 409 | TEM | 1 | Simatic | 1.6 | 1
6AG14352AD004AA0 | SIPLUS D435-2 DP/PN 0 ... +55 GRAD C WITH CONFORMAL COATING BASED ON 6AU1435-2AD00-0AA0 . SIPLUS DRIVE-BASED CONTROL UNIT UNIT D435-2 DP/PN; PROGRAMMIERBARE MOTION-CONTROL-STEUERUNG; STANDARD PERFORMANCE; SCHNITTSTELLEN: 12 DI, 16 DI/DO, 6 DRIVE-CLIQ, 2 PROFIBUS, 3 PROFINET-PORTS, 2 ETHERNET, 2 USB, 1 OPTION SLOT; INKL. DOPPELLUEFTER-/BATTERIEMODUL UND BATTERIE | 4442 | TEM | 1 | Simatic | 3.7 | 1
6AG14362BA107AA0 | SIPLUS PS PSU300S 20 A FOR MEDIAL STRESS -25...+70 GRD C BASED-ON 6EP1436-2BA10 . STABILIZED POWER SUPPLY INPUT: 400-500 V 3 AC OUTPUT: 24 V DC/20 A | 414 | TEM | 1 | Simatic | 1.6 | 1
6AG14373BA107AA0 | SIPLUS PSU300M 40 -25 ... +70 DEGREES C WITH CONFORMAL COATING BASED ON 6EP1437-3BA10 . STABILIZED POWER SUPPLY INPUT: 400-500 V 3 AC OUTPUT: 24 V DC/40 A | 689 | TEM | 1 | Simatic | 3.4 | 1
6AG14402AD222BA1 | SIPLUS MM440 FS B 2.2KW FOR MEDIAL STRESS BASED ON 6SE6440-2AD22-2BA1 | 2037 | TEM | 1 | Simatic | 3.4 | 1
6AG14402AD230BA1 | SIPLUS MM440 FS B 3KW FUER MEDIALE BELASTUNG BASED ON 6SE6440-2AD23-0BA1 | 2205 | TEM | 1 | Simatic | 0.001 | 1
6AG14402AD240BA1 | SIPLUS MM440 FS B 4KW FOR MEDIAL STRESS BASED ON 6SE6440-2AD24-0BA1 | 2405 | TEM | 1 | Simatic | 3.4 | 1
6AG14402AD255CA1 | SIPLUS MM440 FS C 5.5KW FOR MEDIAL STRESS BASED ON 6SE6440-2AD25-5CA1 | 3098 | TEM | 1 | Simatic | 5.7 | 1
6AG14402AD275CA1 | SIPLUS MM440 FS C 7.5KW FOR MEDIAL STRESS BASED ON 6SE6440-2AD27-5CA1 | 3581 | TEM | 1 | Simatic | 5.7 | 1
6AG14402AD311CA1 | SIPLUS MM4 FS C 11KW FOR MEDIAL STRESS BASED ON 6SE6440-2AD31-1CA1 | 4431 | TEM | 1 | Simatic | 5.7 | 1
6AG14402AD318DA1 | SIPLUS MM440 FS D 18,5KW FOR MEDIAL STRESS BASED ON 6SE6440-2AD31-8DA1 | 6038 | TEM | 1 | Simatic | 17 | 1
6AG14402AD322DA1 | SIPLUS MM440 FS D 22KW FOE MEDIAL STRESS BASED ON 6SE6440-2AD32-2DA1 | 6804 | TEM | 1 | Simatic | 17 | 1
6AG14402AD330EA1 | SIPLUS MM440 FS E 30KW FOR MEDIAL STRESS BASED ON 6SE6440-2AD33-0EA1 | 8568 | TEM | 1 | Simatic | 27.7 | 1
6AG14402AD337EA1 | SIPLUS MM440 FS E 37KW FOR MEDIAL STRESS BASED ON 6SE6440-2AD33-7EA1 | 9671 | TEM | 1 | Simatic | 29 | 1
6AG14402AD345FA1 | SIPLUS MM440 FS F 45KW FOR MEDIAL STRESS WITH CONFORMAL COATING BASED ON 6SE6440-2AD34-5FA1 | 11130 | TEM | 1 | Simatic | 0.001 | 1
6AG14402AD355FA1 | SIPLUS MM440 FS F 55KW FOR MEDIAL STRESS BASED ON 6SE6440-2AD35-5FA1 | 12810 | TEM | 1 | Simatic | 0.001 | 1
6AG14402UD211AA1 | SIPLUS MM440 FS A 1.1KW FOR MEDIAL STRESS BASED ON 6SE6440-2UD21-1AA1 | 1544 | TEM | 1 | Simatic | 1.3 | 1
6AG14402UD215AA1 | SIPLUS MM440 FS A 1.5KW FOR MEDIAL STRESS BASED ON 6SE6440-2UD21-5AA1 | 1890 | TEM | 1 | Simatic | 1.3 | 1
6AG14431EX304XE0 | SIPLUS NET CP443-1 FOR MEDIAL STRESS WITH CONFORMAL COATING BASED ON 6GK7443-1EX30-0XE0 . 2 X 10/100 MBIT/S (IE SWITCH); RJ 45 PORTS; ISO; TCP; UDP; PROFINET-IO CONTROLLER; S7-COMMUNCATION; OPEN COMMUNICATION (SEND/RE- CEIVE); S7-ROUTING; IP-CONFIGU- RATION VIA DHCP/BLOCK; IP ACCESSS CONTROL LIST; TIME- SYNCHRONISATION; EXTENDED WEB-DIAGNOSIS; FAST STARTUP; PROFIENERGY SUPPORT | 3014 | TEM | 1 | Simatic | 0.821 | 1
6AG14431GX304XE0 | SIPLUS NET CP443-1 ADVANCED FOR MEDIAL STRESS WITH CONFORMAL COATING BASED ON 6GK7443-1GX30-0XE0 . 1X 10/100/1000 MBIT/S; 4 X 10/100 MBIT/S (IE SWITCH); RJ 45 PORTS; ISO; TCP; UDP; PROFINET-IO CON- TROLLER; S7-COMMUNCATION; OPEN COMMUNICATION (SEND/RE- CEIVE); S7-ROUTING; IP-KONFIGU- RATION VIA DHCP/BLOCK; IP ACCESSS CONTROL LIST; TIME- SYNCHRONISATION; EXTENDED WEB-DIAGNOSIS; FAST STARTUP; PROFIENERGY SUPPORT; IP-ROUTING; FTP; WEB-SERVER; E-MAIL; PROFINET CBA, SECURITY | 3938 | TEM | 1 | Simatic | 0.845 | 1
6AG14435DX054XE0 | SIPLUS NET CP443-5 FOR MEDIAL STRESS BASED ON 6GK7443-5DX05-0XE0 . COMMUNICATION PROCESSOR EXTENDED FOR CONNECT. OF SIMATIC S7-400 TO PROFIBUS, DP, S5-COMPATIBLE PG/OP- AND S7-COMMUNICATION | 2604 | TEM | 1 | Simatic | 0.8 | 1
6AG14435FX024XE0 | SIPLUS NET CP443-5 BASIC WITH CONFORMAL COATING BASED ON 6GK7443-5FX02-0XE0 . BASIC FOR CONNECTION OF SIMATIC S7-400 TO PROFIBUS, FMS, S5 COMPATIBLE PG/OP AND S7 COMMUNICATION | 2625 | TEM | 1 | Simatic | 0.8 | 1
6AG14552AD004AA0 | SIPLUS D455-2 DP/PN 0 ... +55 DEGREES C WITH CONFORMAL COATING BASED ON 6AU1455-2AD00-0AA0 . SIPLUS DRIVE-BASED CONTROL UNIT D455-2 DP/PN; PROGRAMMABLE MOTION CONTROLLER; ULTRA-HIGH PERFORMANCE; INTERFACES: 12 DI, 16 DI/DO, 6 DRIVE-CLIQ, 2 PROFIBUS, 3 PROFINET PORTS, 2 ETHERNET, 2 USB, 1 OPTION SLOT; INCL. DUAL FAN / BATTERY MODULE AND BATTERY | 8873 | TEM | 1 | Simatic | 4.3 | 1
6AG14600AA012AB0 | SIPLUS S7-400 IM460-0 TX FOR -25 ... +60 DEGREES C BASED ON 6ES7460-0AA01-0AB0 | 705 | TEM | 1 | Simatic | 0.82 | 1
6AG14610AA012AA0 | SIPLUS S7-400 IM461-0 RX FOR -25 ... +60 DEGREES C BASED ON 6ES7461-0AA01-0AA0 | 679 | TEM | 1 | Simatic | 0.823 | 1
6AG15000EA022AA0 | SIPLUS NET PB CONNECTOR FOR -25 ... +60 DGR C AND MED BASED ON 6GK1500-0EA02 | 108 | TEM | 1 | Simatic | 0.104 | 1
6AG15032CA012AA0 | SIPLUS NET OLM/P11 V4.0 -25 ... +60 DEGREES C STARTUP STP.: -25 DEGREE C WWITH CONFORMAL COATING BASEDON 6GK1503-2CA01 . OPTICAL LINK MODULS W/ 1 RS485 AND 1 PLASTIC-FO-INTERFACE (2 BFOC SOCKETS), WITH SIGNAL. CONTACT AND MEASURING OUTPUT | 666 | TEM | 1 | Simatic | 0.5 | 1
6AG15032CB002AA0 | SIPLUS NET OLM/G11 V4.0 -25 ... +60 DEGREES C BASED ON 6GK1503-2CB00 | 901 | TEM | 1 | Simatic | 0.5 | 1
6AG15032CC002AA0 | SIPLUS NET OLM/G11-1300 V4.0 -25 ... +60 DEGREES C WITH CONFORMAL COATING BASED ON 6GK1503-2CC00 . OPTICAL LINK MODULE W. 1 RS485 AND 1 GLASS-FOC-INTERFACE (2 BFOC-SOCKETS),1300NM WAVE LENGTH FOR GREAT DISTANCES WITH SIGNAL. CONTACT AND MEASURING OUTPUT | 2216 | TEM | 1 | Simatic | 0.5 | 1
6AG15033CA012AA0 | SIPLUS NET OLM/P12 V4.1 -25 ... +60 DEGREES C STARTUP STP.: -25 DEGREE C WWITH CONFORMAL COATING BASEDON 6GK1503-3CA01 . OPTICAL LINK MODULS W/ 1 RS485 AND 2 PLASTIC-FO-INTERFACE (4 BFOC SOCKETS), WITH SIGNAL. CONTACT AND MEASURING OUTPUT | 802 | TEM | 1 | Simatic | 0.5 | 1
6AG15033CB002AA0 | SIPLUS NET OLM/G12 V4.0 -25 ... +60 DEGREES C BASED ON 6GK1503-3CB00 | 1302 | TEM | 1 | Simatic | 0.5 | 1
6AG15033CC004AA0 | SIPLUS NET OLM/G12-1300 V4.0 FOR MEDIAL STRESS BASED ON 6GK1503-3CC00 | 2835 | TEM | 1 | Simatic | 0.5 | 1
6AG15050KA007AB0 | SIPLUS S7-1500 PS 1505 25W 24VD -25 ... +70 DEGEEES C WITH CONFORMAL COATING BASED ON 6ES7505-0KA00-0AB0 . SYSTEM POWER SUPPLY SUPPLIES THE OPERATING VOLTAGE THE S7-1500 VIA THE BACKPLANE B | 338 | TEM | 1 | Simatic | 0.35 | 1
6AG15050RA007AB0 | SIPLUS S7-1500, SYSTEM POWER SUPPLY PS 60W 24/48/60V DC, SUPPLIES THE OPERATING VOLTAGE FOR THE S7-1500 VIA THE BACKPLANE BUS -25 ... +70 DEGREE C WITH CONFORMAL COATING BASED ON 6ES7505-0RA00-0AB0 | 837 | TEM | 1 | Simatic | 0.5 | 1
6AG15070RA007AB0 | SIPLUS S7-1500, SYSTEM POWER SUPPLY PS 60W 120/230V AC/DC, SUPPLIES THE OPERATING VOLTAGE FOR THE S7-1500 VIA THE BACKPLANE BUS -25 ... +70 DEGREE C WITH CONFORMAL COATING BASED ON 6ES7507-0RA00-0AB0 | 838 | TEM | 1 | Simatic | 0.5 | 1
6AG15101DJ012AB0 | SIPLUS ET 200SP -40...+60 Â°C STARTUP STP.: -25 Â°C WWITH CONFORMAL COATING BASEDON 6ES7510-1DJ01-0AB0 . CPU 1510SP-1 PN FOR ET 200SP, CENTRAL PROCESSING UNIT WITH WORKING MEMORY 100 KB FOR PROGRAM AND 750 KB FOR DATA, 1. INTERFACE: PROFINET IRT WITH 3 PORT SWITCH, 72 NS BIT-PERFORMANCE, SIMATIC MEMORY CARD NECESSARY, BUSADAPTER NECESSARY FOR PORT 1 AND 2 | 1078 | TEM | 1 | Simatic | 0.5 | 1
6AG15101SJ012AB0 | SIPLUS ET 200SP CPU 1510SP F-1PN -40 ... +70 Degree C STARTUP -25 Degree C with conformal coating BasedOn: 6ES7510-1SJ01-0AB0 . Central Processing Unit with working Memory 150 KB for Program and 750 KB for Data, 1. Interface: PROFINET IRT with 3 PORT SWITCH, 72 NS Bit-Performance, SIMATIC Memory Card necessary, Busadapter necessary for PORT 1 and 2 | 1533 | TEM | 1 | Simatic | 0.5 | 1
6AG15111AK012AB0 | SIPLUS S7-1500 CPU 1511-1 PN -40 ... +60 Â°C STARTUP -20 Â°C WITH CONFORMAL COATING BASED ON 6ES7511-1AK01-0AB0 . CENTRAL PROCESSING UNIT WITH WORKING MEMORY 150 KB FOR PROGRAM AND 1 MB FOR DATA, 1. INTERFACE: PROFINET IRT WITH 2 PORT SWITCH, 60 NS BIT-PERFORMANCE, SIMATIC MEMORY CARD NECESSARY | 1134 | TEM | 1 | Simatic | 0.52 | 1
6AG15111AK017AB0 | SIPLUS S7-1500 CPU 1511-1 PN -40 ... +70 DEGREES C STARTUP -25 DEGREES C WITH CONFORMAL COATING BASED ON 6ES7511-1AK01-0AB0 !!NO ASSEMBLY IS PLUGGABLE ON THE LEFT SIDE OFF THE CPU!! . PROCESSING UNIT WITH WORKING MEMORY 150 KB FOR PROGRAM AND 1 MB FOR DATA, 1. INTERFACE: PROFINET IRT WITH 2 PORT SWITCH, 60 NS BIT-PERFORMANCE, SIMATIC MEMORY CARD NECESSARY | 1922 | TEM | 1 | Simatic | 0.507 | 1
6AG15111FK012AB0 | SIPLUS S7-1500 CPU 1511F-1 PN -25 ... +60 Degree C STARTUP -20 Degree C with conformal coating BasedOn: 6ES7511-1FK01-0AB0 . Central processing unit with working memory 225 KB for Program and 1 MB for Data, 1. Interface: PROFINET IRT with 2 PORT SWITCH, 60 NS Bit-Performance, SIMATIC Memory Card necessary | 1533 | TEM | 1 | Simatic | 0.513 | 1
6AG15121DK012AB0 | SIPLUS ET 200SP -40...+60 DEGREE C STARTUP STP.: -25 DEGREE C WWITH CONFORMAL COATING BASEDON 6ES7512-1DK01-0AB0 . CPU 1512SP-1 PN FOR ET 200SP, CENTRAL PROCESSING UNIT WITH WORKING MEMORY 200 KB FOR PROGRAM AND 1 MB FOR DATA, 1. INTERFACE: PROFINET IRT WITH 3 PORT SWITCH, 48 NS BIT-PERFORMANCE, SIMATIC MEMORY CARD NECESSARY, BUSADAPTER NECESSARY FOR PORT 1 AND 2 | 1380 | TEM | 1 | Simatic | 0.5 | 1
6AG15121SK012AB0 | SIPLUS ET 200SP CPU 1512SP F-1P -25 ... +60 GRAD C STartup -25 Â°C WITH CONFORMAL COATING BasedOn: 6ES7512-1SK01-0AB0 . CENTRAL PROCESSING UNIT WITH WORKING MEMORY 300 KB FOR PROGRAM AND 1 MB FOR DATA, 1. INTERFACE: PROFINET IRT WITH 3 PORT SWITCH, 48 NS BIT-PERFORMANCE, SIMATIC MEMORY CARD NECESSARY, BUSADAPTER NECESSARY FOR PORT 1 AND 2 | 1995 | TEM | 1 | Simatic | 0.415 | 1
6AG15131AL012AB0 | SIPLUS S7-1500 CPU 1513-1 PN -40 ... +60 GRAD C STARTUP -20 GRAD C MIT CONFORMAL COATING BASED ON 6ES7513-1AL01-0AB0 . CENTRAL PROCESSING UNIT WITH WORKING MEMORY 300 KB FOR PROGRAM AND 1.5 MB FOR DATA, 1. INTERFACE: PROFINET IRT WITH 2 PORT SWITCH, 40 NS BIT-PERFORMANCE, SIMATIC MEMORY CARD NECESSARY | 2520 | TEM | 1 | Simatic | 0.504 | 1
6AG15131AL017AB0 | SIPLUS S7-1500 CPU 1513-1 PN -40 ... +70 Degrees C Sartup -20 Degrees C with conformal coatingf Based on 6ES7513-1AL01-0AB0 . Central processing unit with working Memory 300 KB for Program and 1.5 MB for data, 1. Interface: PROFINET IRT with 2 port switch, 40 NS Bit-performance, SIMATIC Memory card necessary | 2993 | TEM | 1 | Simatic | 0.504 | 1
6AG15131FL012AB0 | SIPLUS S7-1500 CPU 1513F-1 PN -40 ... +70 Â°C STartup -20 Â°C WITH CONFORMAL COATING BasedOn: 6ES7513-1FL01-0AB0 . CENTRAL PROCESSING UNIT WITH WORKING MEMORY 450 KB FOR PROGRAM AND 1.5 MB FOR DATA, 1. INTERFACE: PROFINET IRT WITH 2 PORT SWITCH, 40 NS BIT-PERFORMANCE, SIMATIC MEMORY CARD NECESSARY | 3444 | TEM | 1 | Simatic | 0.511 | 1
6AG15163AN012AB0 | SIPLUS S7-1500 CPU 1516-3 PN/DP -40 ... +60 GRAD C STARTUP -20 GRAD C WITH CONFORMAL COATING BASED ON 6ES7516-3AN01-0AB0 . CENTRAL PROCESSING UNIT WITH WORKING MEMORY 1 MB FOR PROGRAM AND 5 MB FOR DATA, 1. INTERFACE: PROFINET IRT WITH 2 PORT SWITCH, 2. INTERFACE: ETHERNET, 3. INTERFACE: PROFIBUS, 10 NS BIT-PERFORMANCE, SIMATIC MEMORY CARD NECESSARY | 6195 | TEM | 1 | Simatic | 0.94 | 1
6AG15163AN017AB0 | SIPLUS S7-1500 CPU 1516-3 PN/DP -40 ... +70 GRAD C STARTUP -20 GRAD C WITH CONFORMAL COATING BASED ON 6ES7516-3AN01-0AB0 . PROCESSING UNIT WITH WORKING MEMORY 150 KB FOR PROGRAM AND 1 MB FOR DATA, 1. INTERFACE: PROFINET IRT WITH 2 PORT SWITCH, 60 NS BIT-PERFORMANCE, SIMATIC MEMORY CARD NECESSARY | 6479 | TEM | 1 | Simatic | 0.94 | 1
6AG15163FN012AB0 | SIPLUS S7-1500 CPU-1516F-3 PN/DP -40 ... +70 Â°C STARTUP -20 Â°C WITH CONFORMAL COATING BasedOn: 6ES7516-3FN01-0AB0 . PROCESSING UNIT WITH WORKING MEMORY 1,5 MB FOR PROGRAM AND 5 MB FOR DATA, 1. INTERFACE: PROFINET IRT WITH 2 PORT SWITCH, 2. INTERFACE: ETHERNET, 3. INTERFACE: PROFIBUS, 10 NS BIT-PERFORMANCE, SIMATIC MEMORY CARD NECESSARY | 7371 | TEM | 1 | Simatic | 0.936 | 1
6AG15184AP004AB0 | SIPLUS S7-1500 CPU 1518-4 PN/DP WITH CONFORMAL COATING BASEDON 6ES7518-4AP00-0AB0 . CENTRAL PROCESSING UNIT WITH WORKING MEMORY 3 MB FOR PROGRAM AND 10 MB FOR DATA, 1. INTERFACE, PROFINET IRT WITH 2 PORT SWITCH, 2. INTERFACE, ETHERNET, 3. INTERFACE, ETHERNET, 4. INTERFACE, PROFIBUS, 1 NS BIT-PERFORMANCE, SIMATIC MEMORY CARD NECESSARY | 11970 | TEM | 1 | Simatic | 0.6 | 1
6AG15184FP004AB0 | SIPLUS S7-1500 CPU 1518F-4 PN/DP WITH CONFORMAL COATING BASED ON 6ES7518-4FP00-0AB0 . CENTRAL PROCESSING UNIT WITH WORKING MEMORY 4,5 MB FOR PROGRAM AND 10 MB FOR DATA, 1. INTERFACE, PROFINET IRT WITH 2 PORT SWITCH, 2. INTERFACE, ETHERNET, 3. INTERFACE, ETHERNET, 4. INTERFACE, PROFIBUS, 1 NS BIT-PERFORMANCE, SIMATIC MEMORY CARD NECESSARY | 14175 | TEM | 1 | Simatic | 2.144 | 1
6AG15211BH007AB0 | SIPLUS S7-1500 DI 16X24VDC HF -40 ... +70 DEGREES C WITH CONFORMAL COATING BASED ON 6ES7521-1BH00-0AB0 . DIGITAL INPUT MODULE DI16 X DC24V, 16 CHANNELS IN GROUPS OF 16; INPUT DELAY 0.05 ... 20MS; INPUT TYPE 3 (IEC 61131); DIAGNOSIS, PROCESSALARMS | 327 | TEM | 1 | Simatic | 0.271 | 1
6AG15211BH507AA0 | SIPLUS S7-1500 DI 16X24VDC SRC -40 ... +70 GRAD C WITH CONFORMAL COATING BASED ON 6ES7521-1BH50-0AA0 . DIGITAL INPUT MODULE DI16 X DC24V, SOURCE; 16 CHANNELS IN GROUPS OF 16; INPUT DELAY 3.2MS; INPUT TYPE 3 (IEC 61131) | 261 | TEM | 1 | Simatic | 0.2 | 1
6AG15211BL007AB0 | SIPLUS S7-1500 DI 32X24VDC HF -40 ... +70 DEGREES C WITH CONFORMAL COATING BASED ON 6ES7521-1BL00-0AB0 . DIGITAL OUTPUT MODULE DQ 16 X 24VDC/0.5A; 16 CHANNELS IN GROUPS OF 8, 4 A PER GROUP; DIAGNOSIS; SUBSTITUTE VALUE | 511 | TEM | 1 | Simatic | 0.2 | 1
6AG15211FH007AA0 | SIPLUS S7-1500 DI 16X230VAC BA -40 ... +70 GRAD C WITH CONFORMAL COATING BASED ON 6ES7521-1FH00-0AA0 . DIGITAL INPUT MODULE DI16 X AC230V, 16 CHANNELS IN GROUPS OF 4; INPUT DELAY 20MS; INPUT TYPE 1 (IEC 61131) | 365 | TEM | 1 | Simatic | 0.2 | 1
6AG15217EH007AB0 | SIPLUS S7-1500 DI 48VUC/125VDC -40 ... +70 DEG C STARTUP -25 DEG C WITH CONFORMAL COATING BASED ON 6ES7521-7EH00-0AB0 . 16 CHANNELS IN GROUPS OF 1; INPUT DELAY 0.05 ... 20MS; INPUT TYPE 3 (IEC 61131); DIAGNOSIS, PROCESSALARMS | 893 | TEM | 1 | Simatic | 0.271 | 1
6AG15221BF007AB0 | SIPLUS S7-1500 DQ 8X24VDC/2A HF -40 ... +70 DEGREE C WITH CONFORMAL COATING BASED ON 6ES7522-1BF00-0AB0 . DIGITAL OUTPUT MODULE DQ 8 X 24VDC,2A HF; 8 CHANNELS IN GROUPS OF 8, 8 A PER GROUP; DIAGNOSIS; SUBSTITUTE VALUE | 296 | TEM | 1 | Simatic | 0.2 | 1
6AG15221BH017AB0 | SIPLUS S7-1500 DQ 16X24VDC/0.5A -40 ... +70 GRAD C STARTUP -25 GRAD C MIT CONFORMAL COATING BASED ON 6ES7522-1BH01-0AB0 . 16 CHANNELS IN GROUPS OF 8, 4 A PER GROUP; SINGLE-CHANNEL DIAGNOSIS; SUBSTITUTE VALUE | 410 | TEM | 1 | Simatic | 0.291 | 1
6AG15221BL017AB0 | SIPLUS S7-1500 DQ 32x24VDC/0.5A -40 ... +70 DEG C WITH CONFORMAL COATING BasedOn: 6ES7522-1BL01-0AB0 . 32 CHANNELS IN GROUPS OF 8, 4 A PER GROUP; SINGLE-CHANNEL DIAGNOSIS; SUBSTITUTE VALUE | 714 | TEM | 1 | Simatic | 0.339 | 1
6AG15225EH007AB0 | SIPLUS S7-1500 DQ 16x48VUC/125V -40 ... +70 DEG C STARTUP -25 DEG C WITH CONFORMAL COATING BASED ON 6ES7522-5EH00-0AB0 . DQ16 X 24...48VUC/125VDC/0.5A; 16 CHANNELS IN GROUPS OF 1, 0.5A PER GROUP; SUBSTITUTE VALUE; PLEASE NOTE DERATING | 1376 | TEM | 1 | Simatic | 0.2 | 1
6AG15225FF007AB0 | SIPLUS S7-1500 DO 8X230VAC/2A S -40 ... +70 DEGREE C WITH CONFORMAL COATING BASED ON 6ES7522-5FF00-0AB0 . DIGITAL OUTPUT MODULE DQ 8 X 230VAC,2A,TRIAC; 8 CHANNELS IN GROUPS OF 1, 2A PER GROUP; SUBSTITUTE VALUE | 364 | TEM | 1 | Simatic | 0.2 | 1
6AG15225FH007AB0 | SIPLUS S7-1500 16DQ 230VAC 1A ST TRIAC -40 ... +70Â°C STartup -25Â°C with conformal coating BasedOn: 6ES7522-5FH00-0AB0 . SIMATIC S7-1500, DIGITAL OUTPUT MODULE DQ 16 X 230VAC / 1A,TRIAC; 16 CHANNELS IN GROUPS OF 2, 2A PER GROUP; SUBSTITUTE VALUE | 712 | TEM | 1 | Simatic | 0.2 | 1
6AG15225HF002AB0 | SIPLUS S7-1500 DQ 8X230VAC/5A S -25 ... +60 DEGREE C WITH CONFORMAL COATING BASED ON 6ES7522-5HF00-0AB0 . DIGITAL OUTPUT MODULE DQ 8 X 230VAC/5A,RELAY; 8 CHANNELS IN GROUPS OF 1, 5A PER GROUP; DIAGNOSIS; SUBSTITUTE VALUE | 543 | TEM | 1 | Simatic | 0.2 | 1
6AG15225HH007AB0 | SIPLUS S7-1500 16DQ 230VAC 2A RLY -40 ... +70 Â°C STartup -25 Â°C with conformal coating BasedOn 6ES7522-5HH00-0AB0 . Digital output module DQ 16 X 230VAC / 2A ST; RELAY; 16 channels in groups of 2, 4A per group; Diagnosois; | 691 | TEM | 1 | Simatic | 0.2 | 1
6AG15317KF007AB0 | SIPLUS S7-1500 AI 8XU/I/RTD/TC -25 ... +70 DEGREES C WITH CONFORMAL COATING BASED ON 6ES7531-7KF00-0AB0 . ANALOG INPUT MODULE 16 BITS OF RESOLUTION, ACCURACY 0.3 %; 8 CHANNELS IN GROUPS OF 8; COMMON MODE VOLTAGE APPR. 10 V; DIAGNOSIS, PROCESSALARMS INCL. INFEED ELEMENT, SHIELD CLAMP AND SHIELD TERMINAL | 983 | TEM | 1 | Simatic | 0.2 | 1
6AG15317NF107AB0 | SIPLUS S7-1500 AI 8XU/I HS -40 ... +70 DEGREE C STartup -25 Â°C WITH CONFORMAL COATING BASED ON 6ES7531-7NF10-0AB0 . ANALOG INPUT MODULE AI 8 X U/I HS, 16 BITS OF RESOLUTION, ACCURACY 0.3 %; 8 CHANNELS IN GROUPS OF 8; COMMON MODE VOLTAGE APPR. 10V; DIAGNOSIS, PROCESSALARMS; 8 CHANNELS IN 0,125 MS INCL. INFEED ELEMENT, SHIELD CLAMP AND SHIELD TERMINAL | 1197 | TEM | 1 | Simatic | 0.2 | 1
6AG15325HD007AB0 | SIPLUS S7-1500 AO 4XU/I ST -25 ... +70 DEGREES C WITH CONFORMAL COATING BASED ON 6ES7532-5HD00-0AB0 . ANALOG OUTPUT MODULE 16 BITS OF RESOLUTION, ACCURACY 0.3 %; 4 CHANNELS IN GROUPS OF 4; DIAGNOSIS, SUBSTITUTE VALUE INCL. INFEED ELEMENT, SHIELD CLAMP AND SHIELD TERMINAL | 837 | TEM | 1 | Simatic | 0.2 | 1
6AG15325HF007AB0 | SIPLUS S7-1500, ANALOG OUTPUT MODULE AQ 8 X U/I HS 16 BITS OF RESOLUTION, ACCURACY 0.3 %, 8CHANNELS IN GROUPS OF 8, DIAGNOSIS, SUBSTITUTE VALUE 8 CHANNELS IN 0.125 MS INCL. INFEED ELEMENT, SHIELD CLAMP AND -40 ... +70 DEGREE C WITH CONFORMAL COATING BASED ON 6ES7532-5HF00-0AB0 SHIELD TERMINAL | 1197 | TEM | 1 | Simatic | 0.2 | 1
6AG15401AB007AA0 | SIPLUS S7-1500 CM PTP RS422/485 -40 ... +70 DEGREE C WITH CONFORMAL COATING BASED ON 6ES7540-1AB00-0AA0 . COMMUNICATION MODULE FOR SERIAL CONNECTION RS422, RS485 FREEPORT, 3964(R), USS, 19200 KBIT/S, 15-PIN SUB-D FEMALE CONNECTOR | 902 | TEM | 1 | Simatic | 0.2 | 1
6AG15401AD007AA0 | SIPLUS S7-1500 CM PTP RS232 BA -40 ... +70 DEGREES C WITH CONFORMAL COATING BASED ON 6ES7540-1AD00-0AA0 . COMMUNICATION MODUL FOR SERIAL CONNECTION RS232, FREEPORT, 3964(R), USS, 19200 KBIT/S, 9-PIN SUB-D CONNECTOR | 680 | TEM | 1 | Simatic | 0.5 | 1
6AG15411AB007AB0 | SIPLUS S7-1500 CM PTP RS422/485 -40 ... +70 DEGREES C WITH CONFORMASL COATING BASED ON 6ES7541-1AB00-0AB0 . COMMUNICATION MODUL FOR SERIAL CONNECTION RS422, RS485, FREEPORT, 3964(R), USS, MODBUS RTU MASTER, SLAVE, 115200 KBIT/S, 15-PIN SUB-D FEMALE CONNECTOR | 1470 | TEM | 1 | Simatic | 0.5 | 1
6AG15411AD007AB0 | SIPLUS S7-1500 CM PTP RS232 HF -40 ... +70 DEGREES C WITH CONFORMAL COATING BASED ON 6ES7541-1AD00-0AB0 . COMMUNICATION MODUL FOR SERIAL CONNECTION RS232, FREEPORT, 3964(R), USS, MODBUS RTU MASTER, SLAVE, 115200 KBIT/S, 9-PIN SUB-D CONNECTOR | 1376 | TEM | 1 | Simatic | 0.5 | 1
6AG15425DX007XE0 | SIPLUS NET CM 1542-5 (PROFIBUS -40 ... +70 DEGREES C WITH CONFORMAL COATING BASED ON 6GK7542-5DX00-0XE0 . COMMUNICATION MODULE FOR CONNECTING S7-1500 TO PROFIBUS DP AS DP-MASTER AND DP-SLAVE: FDL-, S7- AND PG/OP- COMMUNICATION, CLOCK SYNCHRONISATION, DIAGNOSIS | 1491 | TEM | 1 | Simatic | 0.2 | 1
6AG15431AX002XE0 | SIPLUS CP 1543-1 -40 ... + 60 Â°C STARTUP -25 Â°C WITH CONFORMAL COATING BASED ON 6GK7543-1AX00-0XE0 COMMUNICATION PROCESSOR TO CONNECT SIMATIC S7-1500 WITH INDUSTRIAL ETHERNET: TCP/IP, ISO, UDP, S7- COMMUNICATION, IP-BROADCAST/ MULTICAST, SECURITY (HARDWARE- IDENTIFICATION, IP/MAC ACCESS- LIST, FIREWALL), DIAGNOSIS SNMPV1/V3, DHCP, FTP CLIENT/ SERVER, E-MAIL, IPV4/IPV6, DATA STORAGE ON SD-CARD IN THE CPU, TIME SYNCHRONISATION OVER NTP, ACCESS TO THE WEBSERVER OF THE CPU;GIGABIT-SS 1XRJ45 (10/100/1000 MBIT) | 2667 | TEM | 1 | Simatic | 0.1 | 1
6AG15455DA002AB0 | SIPLUS ET 200SP -40 ... +60 GRAD C WITH CONFORMAL COATING BASEDON 6ES7545-5DA00-0AB0 . CM PROFIBUS DP FUER ET 200SP CPU MODUL M.PROFIBUS-DP-SCHNITTST. (9-POLIG SUB-D BUCHSE) DP-MASTER FUER 125 DP-SLAVES | 761 | TEM | 1 | Simatic | 0.104 | 1
6AG15501AA007AB0 | SIPLUS S7-1500 TM COUNT 2X24V -40 ... +70 DEGREES C WITH CONFORMAL COATING BASED ON 6ES7550-1AA00-0AB0 . COUNTING MODULE, 2 CHANNELS FOR 24V INCREMENTAL ENCODER OR 24V PULSES, 3DI, 2DQ PER CHANNEL | 819 | TEM | 1 | Simatic | 0.5 | 1
6AG15511AB007AB0 | SIPLUS S7-1500 TM POSINPUT 2 -40... +70 DEGREES C STARTUP -25 DEGREES C WITH CONFORMAL COATING BASED ON 6ES7551-1AB00-0AB0 . COUNT AND POSITON INPUT MODULE. 2 CHANNELS FOR RS422 INCREMENTAL ENCODER OR SSI ABSOLUTE ENCODER, 2 DI, 3 DQ PER CHANNEL | 906 | TEM | 1 | Simatic | 0.5 | 1
6AG15900AA007AA0 | SIPLUS S7-1500 U-TYPE-CONNECTOR -25 ... +70 GRAD C WITH CONFORMAL COATING BASED ON 6ES7590-0AA00-0AA0 . SPARE PART, FOR CONNECTING IO MODULES (SELF CONFIGURING BACKPLANE) 5 PIECES PER PACKAGING UNIT | 287 | ΠΑΚ | 1 | Simatic | 0.05 | 1
6AG15911AA012AA0 | SIPLUS S7-1500 FRONT CLAPPED SIDE V2 CPU 35MM -25 ... +60 GRAD C STARTUP -20 GRAD C WITH CONFORMAL COATING BASED ON 6ES7591-1AA01-0AA0 . DISPLAY FOR CPU 1511-1 PN, CPU 1511F-1 PN, CPU 1511C-1 PN, CPU 1512C-1 PN, CPU 1513-1 PN AND CPU 1513F-1 PN | 236 | TEM | 1 | Simatic | 0.088 | 1
6AG15911BA012AA0 | SIPLUS S7-1500 FRONT clapped side V2 CPU 70MM -25 ... +60 Degrees C STARTUP -20 Degrees C with CONFORMAL COATING BASED ON 6ES7591-1BA01-0AA0 . SIMATIC S7-1500, SPARE PART DISPLAY FOR CPU 1515(F)-2 PN, CPU 1516(F)-3 PN/DP, CPU 1517(F)-3 PN/DP AND CPU 1518(F)-4 PN/DP | 236 | TEM | 1 | Simatic | 0.148 | 1
6AG16470AH112AX0 | SIPLUS HMI KP300 BASIC MONO PN -25 ... + 60 DEGREES C WITH CONFORMAL COATING BASED ON 6AV6647-0AH11-3AX0 | 419 | TEM | 1 | Simatic | 0.32 | 1
6AG16545CJ007XF0 | SIPLUS PCS 7 CPU 410-5H BUNDLE PO100 -25 ... + 70 DEGREES C WITH CONFORMAL COATING BASED ON 6ES7654-5CJ00-0XF0 . PROCESS AUTOMATION F. S7-400 AND S7-400H/F/HF WITH SYSTEM EXPANSION CARD UP TO 100 PROCESS OBJECTS | 15540 | TEM | 1 | Simatic | 0.001 | 0
6AG16545CL007XF0 | SIPLUS PCS 7 CPU 410-5H BUNDLE -25 ... +70 DEGREES C WITH CONFORMAL COATING BASED ON 6ES7654-5CL00-0XF0 . PROCESS AUTOMATION FOR S7-400 AND S7-400H WITH SYSTEM EXPANSION CARD UP TO 500 PROCESS OBJECTS . NOT FUER SAFETY APPLICATIONS AL | 17640 | TEM | 1 | Simatic | 0.001 | 0
6AG16545CN007XF0 | SIPLUS PCS 7 CPU 410-5H BUNDLE -25 ... +70 DEGREES C WITH CONFORMAL COATING BASED ON 6ES7654-5CN00-0XF0 . PROCESS AUTOMATION FOR S7-400 AND S7-400H WITH SYSTEM EXPANSION CARD UP TO 1000 PROCESS OBJECTS . NOT FUER SAFETY APPLICATIONS AL | 20370 | TEM | 1 | Simatic | 0.001 | 0
6AG16545CP007XF0 | SIPLUS PCS 7 CPU 410-5H BUNDLE -25 ... +70 DEGREES C WITH CONFORMAL COATING BASED ON 6ES7654-5CP00-0XF0 . PROCESS AUTOMATION FOR S7-400 AND S7-400H WITH SYSTEM EXPANSION CARD UP TO 1600 PROCESS OBJECTS . NOT FUER SAFETY APPLICATIONS AL | 23520 | TEM | 1 | Simatic | 0.001 | 0
6AG16545CQ007XF0 | SIPLUS PCS 7 CPU 410-5H BUNDLE -25 ... +70 DEGREES C WITH CONFORMAL COATING BAED ON 6ES7654-5CQ00-0XF0 . PROCESS AUTOMATION FOR S7-400 AND S7-400H WITH SYSTEM EXPANSION CARD MORE THAN 2000 PROCESS OBJECTS . NOT FUER SAFETY APPLICATIONS AL | 28875 | TEM | 1 | Simatic | 0.001 | 0
6AG16547HY007XA0 | SIPLUS S7 BUS MODULE FOR Y-COUPLER -25 ... +70 DGR C BASED ON 6ES7654-7HY00-0XA0 | 117 | TEM | 1 | Simatic | 0.247 | 1
6AG16883AY362AX0 | SIPLUS HMI KP8 PN -25 ... +60 DEGREE WITH CONFORMAL COATING BASED ON 6AV3688-3AY36-0AX0 | 590 | TEM | 1 | Simatic | 0.329 | 1
6AG16883XY382AX0 | SIPLUS HMI DESIGN BLANK FRONT KP8 FORMAT -25 ... +60 DEGREE WITH CONFORMAL COATING BASED ON 6AV3688-3XY38-3AX0 . DESIGN BLANK FRONT KP8 FORMAT APPEARANCE FOR EASY MOUNTING OF STANDARD 22.5 MM ELEMENTS IDEAL FOR MODULAR OPERATING PANELS ALSO OPTIMIZED FOR MOUNTING IN EXTENTION UNITS FOR PRO DEVICES | 225 | TEM | 1 | Simatic | 0.306 | 1
6AG17203AA017XX0 | SIPLUS ST7 MD720 2G -40 ... +70 DEGREES C STARTUP -25 DEGREES C WITH CONFORMAL COATING BASED ON 6NH9720-3AA01-0XX0 . GSM/GPRS, 2G-MOBILE RADIO MODEM WITH RS232-INTERFACE; FOR GSM-SERVICES CSD, GPRS, SMS;QUADBAND-GSM; AT COMMAND INTERFACE; PLEASE NOTE NATIONAL APPROVALS! AUTOM. GPRS CONNECTION; INCL. GENDER CHANGER FOR RS232/PPI-ADAPTER; | 815 | TEM | 1 | Simatic | 0.11 | 1
6AG18003BA007AA0 | SIPLUS ST7 TIM 3V-IE -25 ... +70 DEGREES C WITH CONFORMAL COATING BASED ON 6NH7800-3BA00 . COMMUNICATION MODULE FOR SIMATIC S7-300 AND C7; WITH A RS232-INTERFACE FOR SINAUT COMMUNICATION VIA A CLASSIC WAN AND A RJ45 INTERFACE FOR SINAUT COMMUNICATION VIA AN IP-BASED NETWORK (WAN OR LAN) | 1649 | TEM | 1 | Simatic | 0.315 | 1
6AG18004BA007AA0 | SIPLUS ST7 TIM 4R-IE - 25 ... +70 DEGREES C WITH CONFORMAL COATING BASED ON 6NH7800-4BA00 . COMMUNICATION MODULE FOR SIMATIC S7-300, S7-400, C7, PC; WITH TWO RS232/RS485 INTERFACES FOR SINAUT COMMUNICATION VIA CLASSIC WAN NETWORKS AND TWO RJ45-INTERFACES FOR SINAUT COMMUNICATION VIA IP-BASED NETWORKS (WAN OR LAN) | 4242 | TEM | 1 | Simatic | 0.481 | 1
6AG18033BA007AA0 | SIPLUS NET TIM 3V-IE DNP3 FOR MEDIALE STRESS -25... +70 DEGREES C BASED-ON 6NH7803-3BA00-0AA0 COMMUNICATIONSGROUP FOR SIMATIC S7-300 WITH RS232-INTERFACE | 1670 | TEM | 1 | Simatic | 0.315 | 1
6AG18034BA007AA0 | SIPLUS ST7 TIM 4R-IE DNP3 - 25 ... +70 GRAD C WITH CONFORMAL COATING BASED ON 6NH7800-4BA00 . TIM 4R-IE DNP3 COMMUNICATIONS MODULE FOR SIMATIC S7-300, S7-400, PC; WITH TWO RS232/RS485- INTERFACE FOR DNP3- COMMUNICATION VIA CLASSIC WAN NETWORKS AND TWO RJ45-INTERFACES FOR DNP3- COMMUNICATION VIA IP-BASED NETWORK (WAN OR LAN) | 4410 | TEM | 1 | Simatic | 0.472 | 1
6AG19000AB007AA0 | SIPLUS C-PLUG -40 ... +70 DEGREES C WITH CONFORMAL COATING BASED ON 6GK1900-0AB00 . REPLACEABLE , FOR SIMPLE DEVICE EXCHANGE IN CASE OF FAILURE, FOR STORAGE OF CONFIGURATION OR USER DATA, APPLICATION IN SIMATIC NET PRODUCTS WITH C-PLUG SLOT | 197 | TEM | 1 | Simatic | 0.03 | 0
6AG19011BB107AA0 | SIPLUS NET RJ45 PLUG 180 2X2 -40 ... +70 DEGREES C WITH CONFORMAL COATING BASED ON 6GK1901-1BB10-2AA0 . RJ45 PLUG CONNECTOR (10/100MBIT/S) W. RUGGED METAL HOUSING AND FC CONNECTING METHOD, FOR IE FC CABLE 2X2 180 DGR CABLE OUTLET 1 PACK = 1 PCS | 57.4 | TEM | 1 | Simatic | 0.03 | 0
6AG19011BB207AA0 | SIPLUS NET RJ45 PLUG 90 2X2 -40 ... +70 DEGREES C WITH CONFORMAL COATING BASED ON 6GK1901-1BB20-2AA0 . RJ45 PLUG CONNECTOR (10/100MBIT/S) W. RUGGED METAL HOUSING AND FC CONNECTING METHOD FOR IE FC CABLE 2X2 90 DGR CABLE OUTLET 1 PACK = 1 PCS | 56.3 | TEM | 1 | Simatic | 0.03 | 1
6AG19312BA003AA0 | SIPLUS PS 24V/0.375A DEW ALLOWABLE IN: 48 ... 220 VDC OUT: 24VDC/0.375A BASED ON 6EP1731-2BA00 | 208 | TEM | 1 | Simatic | 0.11 | 1
6AG19312EC212AA0 | SIPLUS PS DC-USV 24V/15A -25 ... + 60 DEGREES C BASED ON 6EP1931-2EC21 | 364 | TEM | 1 | Simatic | 0.4 | 1
6AG19312FC217AA0 | SIPLUS PS DC-USV-MODUL 24V/40A -25 ... +70 DEGREES C WITH CONFORMAL COATING BASED ON 6EP1931-2FC21 . UNINTERRUPTIBLE POWER SUPPLY WITHOUT INTERFACE INPUT: 24 V DC/43 A OUTPUT: 24 V DC/40 A | 655 | TEM | 1 | Simatic | 1.1 | 1
6AG19502AA014AA0 | SIPLUS SIWAREX A WEIGHING ELECT FOR MEDIAL LOAD BASED ON 7MH4950-2AA01 | 1869 | TEM | 1 | Simatic | 0.224 | 1
6AG19521AL004AA0 | SIPLUS S7-400 MEMORY CARD 2MB FOR MEDIAL STRESS BASED ON 6ES7952-1AL00-0AA0 | 1155 | TEM | 1 | Simatic | 0.052 | 1
6AG19521AM007AA0 | SIPLUS S7-400 MC RAM 4 MB -25 ... +70 GRD C MIT CONFORMAL COATING BASED ON 6ES7952-1AM00-0AA0 . RAM MEMORY CARD FOR S7-400, LONG VERSION, 4 MBYTES | 1796 | TEM | 1 | Simatic | 0.055 | 1
6AG19521AP007AA0 | SIPLUS S7-400 MC RAM 8 MB -25 ... +70 DEGREES C WITH CONFORMAL COATING BASED ON 6ES7952-1AP00-0AA0 . RAM MEMORY CARD FOR S7-400, LONG VERSION, 8 MBYTES | 3024 | TEM | 1 | Simatic | 0.055 | 1
6AG19521AS007AA0 | SIPLUS S7-400 MC RAM 16 MB -25 ... +70 DEGREES C WITH CONFORMAL COATING BASED ON 6ES7952-1AS00-0AA0 . RAM MEMORY CARD FOR S7-400, LONG VERSION 16 MBYTES | 4494 | TEM | 1 | Simatic | 0.055 | 1
6AG19521AY007AA0 | SIPLUS S7-400 MC RAM 64 MB -25 ... +70 DEGREES C WITH CONFORMAL COATING BASED ON 6ES7952-1AY00-0AA0 . RAM MEMORY CARD FOR S7-400, LONG VERSION 64 MBYTES | 4841 | TEM | 1 | Simatic | 0.055 | 1
6AG19521KT004AA0 | SIPLUS S7-400 MEMORY CARD 32MB FOR MEDIAL STRESS WITH CONFORMAL COATING BASED ON 6ES7952-1KT00-0AA0 | 2982 | TEM | 1 | Simatic | 0.047 | 1
6AG19601AA047AA0 | SIPLUS S7-400 PATCH CABEL 1M HF -25 ... + 70 GRAD C . PATCH CABLE FO 1M FOR SYNC-MODULE | 98.3 | TEM | 1 | Simatic | 0.029 | 1
6AG19601AA047BA0 | SIPLUS S7-400 LWL CABEL 2M HF-S -25 ... +70 DEGREES C . PATCH CABLE FO 2M FOR SYNC-MODULE | 138 | TEM | 1 | Simatic | 0.042 | 1
6AG19601AA047KA0 | SIPLUS S7-400 LWL CKABEL 10M HF -25 ... +70 DEGREES C . PATCH-KABEL LWL 10M FUER SYNCHRONISIERUNGMODUL | 155 | TEM | 1 | Simatic | 0.157 | 1
6AG19601AA067XA0 | SIPLUS S7-400 SYNC-MODUL - NEAR -25 ... +70 DEGREES C WITH CONFORMAL COATING BASED ON 6ES7960-1AA06-0XA0 . SYNC SUBMODULE V6 FOR PATCH CABLES UP TO 10M | 620 | TEM | 1 | Simatic | 0.1 | 1
6AG19601AB067XA0 | SIPLUS S7-400 SYNC-MODUL - FAR -25 ... +70 DEGREES C WITH CONFORMAL COATING BASED ON 6ES7960-1AB06-0XA0 . SYNC SUBMODULE V6 FOR CABLES UP TO 10KM | 955 | TEM | 1 | Simatic | 0.1 | 1
6AG19612BA317AA0 | SIPLUS PS PSE200U 3A WITH CONFORMAL COATING BASED ON 6EP1961-2BA31 . SELECTIVITY MODULE 4 CHANNELS INPUT: 24 V DC OUTPUT: 24V DC/3 A PER CHANNEL OUTPUT CURRENT ADJUSTABLE 0.5-3 WITH STATUS MESSAGE PER C | 271 | TEM | 1 | Simatic | 0.17 | 1
6AG19612BA417AA0 | SIPLUS PS PSE200U 10A WITH CONFORMAL COATING BASED ON 6EP1961-2BA41 . SELECTIVITY MODULE 4 CHANNELS INPUT: 24 V DC OUTPUT: 24V DC/10 A PER CHANNEL OUTPUT CURRENT ADJUSTABLE 3-10 WITH STATUS MESSAGE PER CHANNEL | 288 | TEM | 1 | Simatic | 0.22 | 1
6AG19613BA017AA0 | SIPLUS PS MODULAR PUFFERMODUL -25 ... +70 DEGREES C WITH CONFORMAL COATING BASED ON 6EP1961-3BA01 . FOR 6EP1X3X-3BAX0 BUFFERING TIME 100 MS TILL 10 S DEPENDENT UPON LOAD | 345 | TEM | 1 | Simatic | 1.2 | 1
6AG19613BA106AA0 | SIPLUS SITOP SIGNAL MODULE (HARD GOLD-PLATED CONTACTS) FOR 6EP1XXX-3BA00 BASED ON 6EP1961-3BA10 | 134 | TEM | 1 | Simatic | 0.2 | 1
6AG19613BA107AA0 | SIPLUS PS SIGN. MODULE MODULAR -25 ... +70 DEGREES C BASED ON 6EP1961-3BA10 | 136 | TEM | 1 | Simatic | 0.15 | 1
6AG19613BA214AX0 | SIPLUS PS E202U REDUNDANZMODUL FOR MEDIAL STRESS WITH CONFORMAL COATING BASED ON 6EP1961-3BA21 . INPUT/OUTPUT: 24 V/40 A DC CAN BE USED FOR DECOUPLING OF 2 SITOP POWER SUPPLIES WITH 20 A MAX. OUTPUT CURRENT EACH | 254 | TEM | 1 | Simatic | 0.411 | 1
6AG19613BA217AX0 | SIPLUS PS E202U REDUNDANZMODUL -40 ... +70 DEGRESS C WITH CONFORMAL COATING BASED ON 6EP1961-3BA21 . INPUT/OUTPUT: 24 V/40 A DC CAN BE USED FOR DECOUPLING OF 2 SITOP POWER SUPPLIES WITH 20 A MAX. OUTPUT CURRENT EACH | 329 | TEM | 1 | Simatic | 0.411 | 1
6AG19642AA047AB0 | SIPLUS S7-400 IF964-DP -25 ... +70 DEGREES C WITH CONFORMAL COATING BASED ON 6ES7964-2AA04-0AB0 . INTERFACE MODULE DP MASTER | 1016 | TEM | 1 | Simatic | 0.112 | 1
6AG19710AA007AA0 | SIPLUS S7-400 BATTERY BOX PS 40 -25 ... +70 DEGREES C WITH CONFORMAL COATING BASED ON A5E00753961 BATTERIEBOX FOR ADDITIONAL RAM-BUFFERING OF S7-400. NOT INCLUDED IN SCOPE OF DELIVE STANDARD LITHIUM CELL (MONO D) | 403 | TEM | 1 | Simatic | 0.268 | 1
6AG19720AA027XA0 | SIPLUS DP RS485 REPEATER -25 ... +70 DEGREES C WITH CONFORMAL COATING BASED ON 6ES7972-0AA02-0XA0 . FOR THE CONNECTION OF PROFIBUS/ MPI BUS SYSTEMS WITH MAX. 31 NODES; MAX. 12 MBIT/S, DEGREE OF PRO- TECTION IP20 | 540 | TEM | 1 | Simatic | 0.289 | 1
6AG19720AB014XA0 | SIPLUS DP DIAGNOSIS-REPEATER FOR MEDIAL STRESS WITH CONFORMAL COATING BASED ON 6ES7972-0AB01-0XA0 | 1239 | TEM | 1 | Simatic | 0.325 | 1
6AG19720BA122XA0 | SIPLUS DP PB CONNECTOR W R - 90 DEGREES CABLE OUTLET -25 ... +70 DEGREES C WITH CONFORMAL COATING BASED ON 6ES7972-0BA12-0XA0 | 81 | TEM | 1 | Simatic | 0.05 | 1
6AG19720BA427XA0 | SIPLUS DP PB CONNECTOR W R - TILTED CABLE OUTLET -40 ... +70 DEGREES C WITH CONFORMAL COATING BASED ON 6ES7972-0BA41-0XA0 | 87.2 | TEM | 1 | Simatic | 0.051 | 1
6AG19720BB122XA0 | SIPLUS DP PB-CONNECTOR M R - M PG - 90 DGR CABLE OUTLET -25 ... +70 DEGREES C WITH CONFORMAL COATING BASED ON 6ES7972-0BB12-0XA0 | 80.7 | TEM | 1 | Simatic | 0.06 | 1
6AG19720BB427XA0 | SIPLUS DP PB-CONNECTOR WITH R - W PG - ANGLED -40 ... +70 DGR C WITH CONFORMAL COATING BASED ON 6ES7972-0BB42-0XA0 | 99.7 | TEM | 1 | Simatic | 0.051 | 1
6AG19720BB707XA0 | SIPLUS DP PB CONNECTOR PG SOCKE 90 DEGREE ANGLE CABLE OUTLET -40 ... +70 DEGREES C WITH CONFORMAL COATING BASED ON 6ES7972-0BB70-0XA0 . CONNECTOR FOR PROFIBUS UP TO 12 MBIT/S | 114 | TEM | 1 | Simatic | 0.051 | 1
6AG19720DA002AA0 | SIPLUS DP TERMINATOR RS485 -25...+60 DEGREES C BASED ON 6ES7972-0DA00-0AA0 | 159 | TEM | 1 | Simatic | 0.106 | 1
6AG21316BH004BA0 | SIPLUS ET 200SP DI 16X24VDC ST TX RAIL -40 ... +70 DEGREE C +85 DEGREE C FOR 10 MIN WITH CONFORMAL COATING BASED ON 6ES7131-6BH00-0BA0 . DI 16X 24VDC STANDARD, FITS TO BU-TYPE A0, COLOR CODE CC00, MODULE DIAGNOSIS | 167 | TEM | 1 | Simatic | 0.037 | 1
6AG21326BH004BA0 | SIPLUS ET 200SP DQ 16X24VDC/0.5A TX RAIL -40 ... +70 DEGREE C +85 DEGREE C FOR 10 MIN WTITH CONFORMAL COATING BASED ON 6ES7132-6BH00-0BA0 . DQ 16X24VDC/0.5A STANDARD, FITS TO BU-TYPE A0, COLOR CODE CC00, MODULE DIAGNOSIS | 195 | TEM | 1 | Simatic | 0.037 | 1
6AG21346GD004BA1 | SIPLUS ET 200SP AI 4XI 2-/4-WIRE TX RAIL -40 ... +70 DEGREE C +85 DEGREE C FOR 10 MIN WITH CONFORMAL COATING BASED ON 6ES7134-6GD00-0BA1 . ANALOG INPUT MODULE, AI 4XI 2-/4-WIRE STANDARD, FITS TO BU-TYPE A0, A1, COLOR CODE CC03, MODULE DIAGNOSIS, 16BIT, +/-0,3% | 335 | TEM | 1 | Simatic | 0.04 | 1
6AG21346PA004BD0 | SIPLUS ET 200SP AI ENERGY METER TX RAIL -40 ... +70 DEGREE C 85 DEGREE FUER 10 MIN MIT CONFORMAL COATING BASED ON 6ES7134-6GD00-0BA1 . AI ENERGY METER ST, FITS TO BU-TYPE D0, COLOR CODE CC00, CHANNEL DIAGNOSIS, | 367 | TEM | 1 | Simatic | 0.054 | 1
6AG21356HD004BA1 | SIPLUS ET 200SP AQ 4XU/I ST TX RAIL -40 ... +70 DEGREE C 85 DEGREE C FOR 10 MIN WITH CONFORMAL COATING BASED ON 6ES7135-6HD00-0BA1 . AQ 4XU/I STANDARD, FITS TO BU-TYPE A0, A1, COLOR CODE CC00, MODULE DIAGNOSIS, 16BIT, +/-0,3% | 426 | TEM | 1 | Simatic | 0.04 | 1
6AG21366BA001CA0 | SIPLUS ET 200SP F-DI 4/8X24VDC RAIL -25 ... +55 Â°C +70 Â°C for 10 min with conformal coating BasedOn 6ES7136-6BA00-0CA0 . 15 MM WIDTH, UP TO PL E (ISO 13849-1)/ SIL3 (IEC 61508) | 510 | TEM | 1 | Simatic | 0.09 | 1
6AG21366DB001CA0 | SIPLUS ET 200SP F-DQ 4X24VDC/2A PM RAIL -25 ... +55 Â°C +70 Â°C for 10 min with conformal coating BasedOn 6ES7136-6DB00-0CA0 . 15 mm width, UP TO PL E (ISO 13849) UP TO SIL 3 (IEC 61508) | 586 | TEM | 1 | Simatic | 0.068 | 1
6AG21366PA001BC0 | SIPLUS ET 200SP F-PM-E 24VDC/8A PPM RAIL -25 ... +60 Â°C 70Â°C for 10 min with conformal coating BasedOn 6ES7136-6PA00-0BC0 . F-PM-E PPM PROFISAFE, for ET 200SP; 24V DC FAIL-SAFE SWITCHING OF DQ and F-DQ up to PL D / SIL2 or pl e / SIL3 2 FAIL-SAFE DIGITAL INPUTS 1 FAIL-SAFE DIGITAL OUTPUT PPM | 666 | TEM | 1 | Simatic | 0.081 | 1
6AG21376BD001BA0 | SIPLUS ET 200SP CM 4XIO-LINK ST -40 ... +60 DEG C +70 DEG FOR 10 MIN WITH CONFORMAL COATING BASED ON 6ES7137-6BD00-0BA0 . CM 4 X IO-LINK ST COMMUNICATION MODULE IO-LINK MASTER V1.1 | 426 | TEM | 1 | Simatic | 0.038 | 1
6AG21555AA004AB0 | SIPLUS ET 200MP IM 155-5 PN ST TX RAIL -40 ... +70 Degree C TX with 85 Degree C for 10 min with Conformal Coating BasedOn: 6ES7155-5AA00-0AB0 . Interfacemodule im 155-5 PN ST for ET 200MP Electronicmodules; up to 12 IO-Modules without Additional PS; up to 30 IO- Modules with Additional PS Integrated 2Port-Switch;RJ45 Shared Device; MRP; IRT >=0.25MS; Isochronicity FW-Update; I<(>&<)>M0...3; FSU with 500MS | 1134 | TEM | 1 | Simatic | 0.359 | 1
6AG21556AA004BN0 | SIPLUS ET 200SP IM155-6PN ST BA TX RAIL -40 ... +70 DEGREE C 85 DEGREE C FOR 10 MIN WITH CONFORMAL COATING BASED ON 6ES7155-6AA00-0BN0 . PROFINET INTERFACE MODULE IM155-6PN STANDARD, MAX. 32 PERIPHERY MODULES, INCL. SERVERMODUL, INCL. BUSADAPTER BA 2X RJ45 | 682 | TEM | 1 | Simatic | 0.247 | 1
6AG21556AU004BN0 | SIPLUS ET 200SP IM155-6PN ST TX RAIL -40 ... +70 DEGREE C (TX 85 FOR 10 MIN) WITH CONFORMAL COATING BASED ON 6ES7155-6AU00-0BN0 . MAX. 32 PERIPHERY MODULES, INCL. SERVERMODUL | 493 | TEM | 1 | Simatic | 0.201 | 1
6AG21936AF004AA0 | SIPLUS ET 200SP BA 2XFC TX RAIL -40 ... +70 DEGREE C 85 DEGREE C FOR 10 MIN WITH CONFORMAL COATING BASED ON 6ES7193-6AF00-0AA0 . BUSADAPTER BA 2XFC, 2X FAST CONNECT TERMINALS FOR PROFINET | 188 | TEM | 1 | Simatic | 0.063 | 1
6AG21936AR004AA0 | SIPLUS ET 200SP BA 2XRJ45 TX RAIL -40 ... +70 DEGREE C 85 DEGREE C FOR 10 MIN WITH CONFORMAL COATING BASED ON 6ES7193-6AR00-0AA0 . BUSADAPTER BA 2X RJ45, 2 RJ45 SOCKETS FOR PROFINET | 237 | TEM | 1 | Simatic | 0.055 | 1
6AG21936BP004BA0 | SIPLUS ET 200SP BU15-P16+A0+2B TX RAIL -40 ... +70 DEGREE C +85 DEGREE FOR 10 MIN WITH CONFORMAL COATING BASED ON 6ES7193-6BP00-0BA0 . BU-TYPE A0, PUSH-IN TERMINALS, W/O AUX-TERMINALS, BRIDGED TO LEFT BU WXH: 15MMX117MM | 35.5 | TEM | 1 | Simatic | 0.048 | 1
6AG21936BP004BD0 | SIPLUS ET 200SP BU20-P12+A0+0B TX RAIL -40 ... +70 DEGREE C +85 DEGREE C FOR 10 MIN WITH CONFORMAL COATING BASED ON 6ES7193-6BP00-0BD0 . BU-TYPE D0, PUSH-IN KLEMMEN, W/O AUX-TERMINALS, BRIDGED TO LEFT BU WXH: 20MMX117MM | 48.9 | TEM | 1 | Simatic | 0.055 | 1
6AG21936BP004DA0 | SIPLUS ET 200SP BU15-P16+A0+2D TX RAIL -40 ... +70 DEGREE C +85 DEGREE C FOR 10 MIN WITH CONFORMAL COATING BASED ON 6ES7193-6BP00-0DA0 . BU-TYPE A0, PUSH-IN TERMINALS, W/O AUX-TERMINALS, NEW LOADGROUP, WXH: 15MMX117MM | 62.8 | TEM | 1 | Simatic | 0.001 | 1
6AG21936BP204BA0 | SIPLUS ET 200SP BU15-P16+A10+2B TX RAIL -40 ... +70 DEGREE C +85 DEGREE FOR 10 MIN WITH CONFORMAL COATING BASED ON 6ES7193-6BP20-0BA0 . BU-TYPE A0, PUSH-IN TERMINALS, WITH 10 AUX-TERMINALS, BRIDGED TO LEFT BU WXH: 15MMX141MM | 48.3 | TEM | 1 | Simatic | 0.059 | 1
6AG21936BP204DA0 | SIPLUS ET 200SP BU15-P16+A10+2D TX RAIL -40 ... +70 DEGREE C +85 DEGREE C FOR 10 MIN WITH CONFORMAL COATING BASED ON 6ES7193-6BP20-0DA0 . BU-TYPE A0, PUSH-IN TERMINALS, WITH 10 AUX-TERMINALS, NEW LOADGROUP, WXH: 15MMX141MM | 59.9 | TEM | 1 | Simatic | 0.059 | 1
6AG22121AE401XB0 | SIPLUS S7-1200 CPU 1212C DC/DC/DC RAIL FOR RAIL APPLICATIONS (EN50155) -25 ... +70 DEGREE C WITH CONFORMAL COATING BASED ON 6ES7212-1AE40-0XB0 . COMPACT CPU, DC/DC/DC, ONBOARD I/O: 8 DI 24V DC 6 DO 24 V DC 2 AI 0 - 10V DC, POWER SUPPLY: 20,4 - 28,8 V DC PROGRAM/DATA MEMORY 50 KB | 588 | TEM | 1 | Simatic | 0.34 | 1
6AG22141AG401XB0 | SIPLUS S7-1200 CPU 1214C DC/DC/DC RAIL FOR RAIL APPLICATIONS (EN50155) -25 ... +70 DEGREE C WITH CONFORMAL COATING BASED ON 6ES7214-1AG40-0XB0 . COMPACT CPU, DC/DC/DC, ONBOARD I/O: 14 DI 24V DC; 10 DO 24 V DC; 2 AI 0 - 10V DC, POWER SUPPLY: DC 20,4 -28,8 V DC, PROGRAM/DATA MEMORY 75 KB | 714 | TEM | 1 | Simatic | 0.421 | 1
6AG22211BF321XB0 | SIPLUS S7-1200 SM1221 8DI RAIL FOR RAIL APPLICATIONS (EN50155) -25 ... +70 DEGREE C WITH CONFORMAL COATING BASED ON 6ES7221-1BF32-0XB0 . DIGITAL INPUT 8 DI, 24V DC, SINK/SOURCE, | 252 | TEM | 1 | Simatic | 0.17 | 1
6AG22221BF321XB0 | SIPLUS S7-1200 SM1222 8DQ RAIL FOR RAIL APPLICATIONS (EN50155) -25 ... +70 DEGREE C WITH CONFORMAL COATING BASED ON 6ES7222-1BF32-0XB0 . DIGITAL OUTPUT 8 DQ, 24V DC, TRANSISTOR 0,5A | 252 | TEM | 1 | Simatic | 0.18 | 1
6AG22221HF321XB0 | SIPLUS S7-1200 SM1222 8DQ RLY for rail applikations(EN50155) -25 ... +70 degree C with conformal coating based On 6ES7222-1HF32-0XB0 . digital output 8 DQ, relay 2A | 268 | TEM | 1 | Simatic | 0.19 | 1
6AG22230BD301XB0 | SIPLUS S7-1200 SB1223 2DI/2DQ RAIL FOR RAIL APPLICATIONS (EN50155) -25 ... +70 DEGREE C WITH CONFORMAL COATING BASED ON 6ES7223-0BD30-0XB0 . DIGITAL I/O 2 DI 24VDC/2 DQ 24VDC | 221 | TEM | 1 | Simatic | 0.029 | 1
6AG22231BH321XB0 | SIPLUS S7-1200 SM1223 8DI/8DQ RAIL FOR RAIL APPLICATIONS (EN50155) -25 ... +70 DEGREE C WITH CONFORMAL COATING BASED ON 6ES7223-1BH32-0XB0 . DIGITAL I/O SM 1223, 8 DI / 8 DQ, 8 DI DC 24 V, SINK/SOURCE, 8 DO, TRANSISTOR 0,5A | 357 | TEM | 1 | Simatic | 0.21 | 1
6AG22231PL321XB0 | SIPLUS S7-1200 SM1223 16DI/16DQ RLY RAIL FOR RAIL APPLICATION (EN50155) -25 ... +70 DEGREE C WITH CONFORMAL COATING BASED ON 6ES7223-1PL32-0XB0 . DIGITAL I/O 16 DI / 16 DQ, 16 DI DC 24 V, SINK/SOURCE, 16 DQ, RELAY 2A | 620 | TEM | 1 | Simatic | 0.23 | 1
6AG22315PD321XB0 | SIPLUS S7-1200 SM 1231 RTD RAIL for rail application (EN50155) -25 ... +70 degree C with conformal coating BasedOn 6ES7231-5PD32-0XB0 . SIMATIC S7-1200, analoge input,SM 1231 RTD, 4 X AI RTD Module | 630 | TEM | 1 | Simatic | 0.207 | 1
6AG22324HD321XB0 | SIPLUS S7-1200 SM 1232 FOR RAIL APPLICATIONS (EN50155) -25 ... +70 DEGREE C WITH CONFORMAL COATING BASEDON 6ES7232-4HD32-0XB0 . S7-1200, ANALOG OUTPUT, SM 1232, 4 AO,+/-10V, 14 BIT RESOLUTION, OR 0-20 MA, 13 BIT RESOLUTION | 494 | TEM | 1 | Simatic | 0.214 | 1
6AG22425DX301XE0 | SIPLUS S7-1200 CM 1242-5 RAIL FOR RAIL APPLICATION (EN50155) -25 ... +70 DEGREE C WITH CONFORMAL COATING BASED ON 6GK7242-5DX30-0XE0 . OMMUNICATION MODULE CM 1242-5, FOR CONNECTION OF S7-1200 TO PROFIBUS AS A DP SLAVE ASSEMBLY | 630 | TEM | 1 | Simatic | 0.172 | 1
6AG22435DX301XE0 | SIPLUS S7-1200 CM 1243-5 RAIL FOR RAIL APPLICATION (EN50155) -25 ... +70 DEGREE C WITH CONFORMAL COATING BASED ON 6GK7243-5DX30-0XE0 . COMMUNICATION MODULE CM 1243-5, TO THE CONNECTION OFF S7-1200 TO PROFIBUS AS A DP MASTER ASSEMBLY | 788 | TEM | 1 | Simatic | 0.193 | 1
6AG25101SJ011AB0 | SIPLUS ET 200SP CPU 1510 F-1 PN RAIL -25 ... +55 GRAD C +70 Â°C for 10 min with conformal coating BasedOn 6ES7510-1SJ01-0AB0 . CENTRAL PROCESSING UNIT WITH WORKING MEMORY 150 KB FOR PROGRAM AND 750 KB FOR DATA, 1. INTERFACE: PROFINET IRT WITH 3 PORT SWITCH, 72 NS BIT-PERFORMANCE, SIMATIC MEMORY CARD NECESSARY, BUSADAPTER NECESSARY FOR PORT 1 AND 2 | 1763 | TEM | 1 | Simatic | 0.5 | 1
6AG25111AK011AB0 | SIPLUS S7-1500 CPU 1511-1 PN T1 RAIL -25 ... +55 Degree C T1 with 70 Degree C for 10 min with Conformal Coating BasedOn: 6ES7511-1AK01-0AB0 . Central Processing Unit without Display with working memory 150 KB for Program and 1 MB for Data, 1. Interface: PROFINET IRT with 2 Port Switch, 60 NS Bit-Performance, SIMATIC Memory Card necessary | 1323 | TEM | 1 | Simatic | 0.507 | 1
6AG25111AK014AB0 | SIPLUS S7-1500 CPU 1511-1 PN TX RAIL -40 ... +70 Â°C Tx 85Â°C for 10 min with conformal coating BasedOn 6ES7511-1AK01-0AB0 . Central Processsing unit with Working Memory 150 KB for Program and 1 MB for Data, 1. Interface: PROFINET IRT with 2 PORT SWITCH, 60 NS Bit-Performance, SIMATIC Memory Card necessary without Display | 2068 | TEM | 1 | Simatic | 0.507 | 1
6AG25121SK011AB0 | SIPLUS ET 200SP CPU 1512 F-1 PN -25 ... +60 GRAD C (T1) + 70Â°C for 10 min with conformal coating BasedOn 6ES7512-1SK01-0AB0 . CENTRAL PROCESSING UNIT WITH WORKING MEMORY 300 KB FOR PROGRAM AND 1 MB FOR DATA, 1. INTERFACE: PROFINET IRT WITH 3 PORT SWITCH, 48 NS BIT-PERFORMANCE, SIMATIC MEMORY CARD NECESSARY, BUSADAPTER NECESSARY FOR PORT 1 AND 2 | 2295 | TEM | 1 | Simatic | 0.415 | 1
6AG25163AN014AB0 | SIPLUS S7-1500 CPU 1516-3 PN/DP TX RAIL -40 ... +70 Degree C TX with 85 Degree C for 10 min with Conformal Coating BasedOn: 6ES7516-3AN01-0AB0 . Central Processing Unit without Display with working memory 1 MB for Program and 5 MB for Data, 1. Interface: PROFINET IRT with 2 Port Switch, 2. Interface: ETHERNET, 3. Interface: PROFIBUS, 10 NS Bit-Performance, SIMATIC Memory Card necessary | 7340 | TEM | 1 | Simatic | 0.9 | 1
6AG25211BH004AB0 | SIPLUS S7-1500 DI 16X24VDC HF TX RAIL -40 ... +70 Degree C TX with 85 Degree C for 10 min with Conformal Coating BasedOn: 6ES7521-1BH00-0AB0 . 16 Channels in Groups of 16; Input Delay 0,05 ... 20MS; Input Type 3 (IEC 61131); Diagnosis, Processalarms | 369 | TEM | 1 | Simatic | 0.29 | 1
6AG25217EH004AB0 | SIPLUS S7-1500 DI 16X110VDC HF TX RAIL -40 ... +70Â°C Tx with +85Â°C for 10 min with conformal coating BasedOn 6ES7521-1BL00-0AB0 . DI 16 X 24...125V UC HF, 16 Channels in groups of 1; Input Delay 0,05 ... 20ms; Input Type 3 (IEC 61131); Diagnosis, Processalarms | 893 | TEM | 1 | Simatic | 0.271 | 1
6AG25221BH014AB0 | SIPLUS S7-1500 DQ 16x24VDC HF TX RAIL -40 ... +70 GRAD C TX 85Â°C FOR 10 MIN WITH CONFORMAL COATING BASED ON 6ES7522-1BH01-0AB0 . 16 CHANNELS IN GROUPS OF 8, 4 A PER GROUP; SINGLE-CHANNEL DIAGNOSIS; SUBSTITUTE VALUE | 368 | TEM | 1 | Simatic | 0.291 | 1
6AG25225EH004AB0 | SIPLUS S7-1500 DQ 16x110VDC ST TX RAIL -40 ... +70Â°C Tx with +85Â°C for 10 min with conformal coating BasedOn 6ES7522-5EH00-0AB0 . DQ16 X 24...48VUC/125VDC/0.5A; 16 Channels in Groups of 1, 0.5A per Group; SubSTitute Value; Please note Derating | 1313 | TEM | 1 | Simatic | 0.2 | 1
6AG25225HF001AB0 | SIPLUS S7-1500 DQ 8X230VAC ST 5A T1 RAIL -25 ... +55 Degree C T1 with 70 Degree C for 10 min with Conformal Coating BasedOn: 6ES7522-5HF00-0AB0 . DQ 8 X 230VAC/5A,Relay; 8 Channels in Groups of 1, 5A per Group; Diagnosis; SubSTitute value | 620 | TEM | 1 | Simatic | 0.405 | 1
6AG25317KF001AB0 | SIPLUS S7-1500 AI 8XU/I/RTD/TC T1 RAIL -25 ... +55 Degree C T1 with 70 Degree C for 10 min with Conformal Coating BasedOn: 6ES7531-7KF00-0AB0 . 16 Bits of Resolution, Accuracy 0.3 %; 8 Channels in Groups of 8; 4 Channels for RTD Measuring, Common Mode Voltage Appr. 10 V; Diagnosis, Processalarms incl. Infeed element, Shield Clamp and Shield Terminal | 1113 | TEM | 1 | Simatic | 0.437 | 1
6AG25317NF101AB0 | SIPLUS S7-1500 AI 8xU/I HS T1 RAIL -25 ... +55 Degree C TX with 85 Degree C for 10 min with Conformal Coating BasedOn: 6ES7531-7NF10-0AB0 . 16 Bits of Resolution, Accuracy 0.3 %; 8 Channels in Groups of 8; Common Mode Voltage Appr.10V; Diagnosis, Processalarms; 8 Channels in 0.0625 ms incl. Infeed element, Shield Clamp and Shield Terminal | 1292 | TEM | 1 | Simatic | 0.429 | 1
6AG25325HD001AB0 | SIPLUS S7-1500 AQ 4XU/I ST T1 RAIL -25 ... +55 Degree C T1 with +70 Degree C for 10min with Conformal Coating BasedOn: 6ES7532-5HD00-0AB0 . 16 Bits of Resolution, Accuracy 0.3 %; 4 Channels in Groups of 4; Diagnosis, SubSTitute value incl. Infeed element, Shield Clamp and Shield Terminal | 945 | TEM | 1 | Simatic | 0.415 | 1
6AG26470AH111AX0 | SIPLUS HMI KP300 BASIC MONO 3,6" T1 RAIL -25 ... +55 DEGREE C +70 DEGREE C FOR 10 MIN WITH CONFORMAL COATING BASEDON: 6AV6647-0AH11-3AX0 . BASIC PANEL, KEY OPERATION, 3" FSTN LCD DISPLAY, MONOCHROME BLACK/WHITE, PROFINET INTERFACE, CONFIGURATION FROM WINCC BASIC V11/ STEP7 BASIC V11, CONTAINS OPEN SOURCE SW WHICH IS PROVIDED FREE OF CHARGE FOR DETAILS SEE CD | 725 | TEM | 1 | Simatic | 0.375 | 1
6AG60030CF000AA0 | SIPLUS RIC Library for SIMATIC WinAC consiSTing of - CD (Software, Documentation) - Runtime License | 1124 | TEM | 1 | Simatic | 0.095 | 0
6AG60031CF000CA0 | SIPLUS RIC library for SIMATIC S7-3XX consiSTing of - SIMATIC MMC 512KB - CD (Software, Documentation) - Runtime License | 1197 | TEM | 1 | Simatic | 0.125 | 0
6AG60031CF000DA0 | SIPLUS RIC Library for SIMATIC S7-3XX consiSTing of - SIMATIC MMC 2MB - CD (Software, Documentation) - Runtime License | 1827 | TEM | 1 | Simatic | 0.125 | 0
6AG60033CF000AA0 | SIPLUS RIC Library for SIMATIC S7-4XX consiSTing of - CD (Software, Documentation) - Runtime License for 1 CPU | 1659 | TEM | 1 | Simatic | 0.095 | 0
6AG60035CF000CA0 | SIPLUS RIC Library for SIMATIC ET200S consiSTing of - SIMATIC MMC 512KB - CD (Software, Documentation) - Runtime License | 695 | TEM | 1 | Simatic | 0.125 | 0
6AG60035CF000DA0 | SIPLUS RIC Library for SIMATIC ET200S consiSTing of - SIMATIC MMC 2MB - CD (Software, Documentation) - Runtime License | 990 | TEM | 1 | Simatic | 0.125 | 0
6AG60037CF000LF0 | SIPLUS RIC Library for SIMATIC S7-15XX consiSTing of - SIMATIC SMC 24MB - CD (Software, Documentation) - Runtime License | 1722 | TEM | 1 | Simatic | 0.125 | 0
6AG60037CF000LL0 | SIPLUS RIC Library for SIMATIC S7-15XX consiSTing of - SIMATIC SMC 256MB - CD (Software, Documentation) - Runtime License | 1838 | TEM | 1 | Simatic | 0.125 | 0
6AG60037CF000LP0 | SIPLUS RIC Library for SIMATIC S7-15XX consiSTing of - SIMATIC SMC 2GB - CD (Software, Documentation) - Runtime License | 2321 | TEM | 1 | Simatic | 0.125 | 0
6AG60038CF000LE0 | SIPLUS RIC Library for SIMATIC S7-15xx consiSTing of - SIMATIC SMC 12MB - CD (Software, Documentation) - Runtime license | 699 | TEM | 1 | Simatic | 0.125 | 0
7KG61012AJ10 | SIMEAS TRANSDUCER (G)MUU FOR ALTERNATING VOLTAGE IN HOUSING, FOR SNAPPING ON MOUNTING RAIL RATED FREQUENCY 50HZ INPUT VOLTAGE AC 100V/ SQUARE ROOT 3 OUTPUT SIGNAL DC 0 TO 10MA MEASURING RANGE: 0 TO UEN | 204 | TEM | 1 | Simatic | 0.28 | 0
7KG61012AK10 | SIMEAS TRANSDUCER (G)MUU FOR ALTERNATING VOLTAGE IN HOUSING, FOR SNAPPING ON MOUNTING RAIL RATED FREQUENCY 50HZ INPUT VOLTAGE AC 100V/ SQUARE ROOT 3 OUTPUT SIGNAL DC 0 TO 20MA MEASURING RANGE: 0 TO UEN | 204 | TEM | 1 | Simatic | 0.28 | 0
7KG61012BK10 | SIMEAS TRANSDUCER (G)MUU FOR ALTERNATING VOLTAGE IN HOUSING, FOR SNAPPING ON MOUNTING RAIL RATED FREQUENCY 50HZ INPUT VOLTAGE AC 110V/ SQUARE ROOT 3 OUTPUT SIGNAL DC 0 TO 20MA MEASURING RANGE: 0 TO UEN | 204 | TEM | 1 | Simatic | 0.28 | 0
7KG61012CH10 | SIMEAS TRANSDUCER (G)MUU FOR ALTERNATING VOLTAGE IN HOUSING, FOR SNAPPING ON MOUNTING RAIL RATED FREQUENCY 50HZ INPUT VOLTAGE AC 120V/ SQUARE ROOT 3 OUTPUT SIGNAL DC 0 TO 5MA MEASURING RANGE: 0 TO UEN | 204 | TEM | 1 | Simatic | 0.28 | 0
7KG61012CJ10 | SIMEAS TRANSDUCER (G)MUU FOR ALTERNATING VOLTAGE IN HOUSING, FOR SNAPPING ON MOUNTING RAIL RATED FREQUENCY 50HZ INPUT VOLTAGE AC 120V/ SQUARE ROOT 3 OUTPUT SIGNAL DC 0 TO 10MA MEASURING RANGE: 0 TO UEN | 204 | TEM | 1 | Simatic | 0.28 | 0
7KG61012CK10 | SIMEAS TRANSDUCER (G)MUU FOR ALTERNATING VOLTAGE IN HOUSING, FOR SNAPPING ON MOUNTING RAIL RATED FREQUENCY 50HZ INPUT VOLTAGE AC 120V/ SQUARE ROOT 3 OUTPUT SIGNAL DC 0 TO 20MA MEASURING RANGE: 0 TO UEN | 204 | TEM | 1 | Simatic | 0.28 | 0
7KG61012EG10 | SIMEAS TRANSDUCER (G)MUU FOR ALTERNATING VOLTAGE IN HOUSING, FOR SNAPPING ON MOUNTING RAIL RATED FREQUENCY 50HZ INPUT VOLTAGE AC 100V OUTPUT SIGNAL DC 0 TO 2,5MA MEASURING RANGE: 0 TO UEN | 204 | TEM | 1 | Simatic | 0.28 | 0
7KG61012EH10 | SIMEAS TRANSDUCER (G)MUU FOR ALTERNATING VOLTAGE IN HOUSING, FOR SNAPPING ON MOUNTING RAIL RATED FREQUENCY 50HZ INPUT VOLTAGE AC 100V OUTPUT SIGNAL DC 0 TO 5MA MEASURING RANGE: 0 TO UEN | 204 | TEM | 1 | Simatic | 0.28 | 0
7KG61012EJ10 | SIMEAS TRANSDUCER (G)MUU FOR ALTERNATING VOLTAGE IN HOUSING, FOR SNAPPING ON MOUNTING RAIL RATED FREQUENCY 50HZ INPUT VOLTAGE AC 100V OUTPUT SIGNAL DC 0 TO 10MA MEASURING RANGE: 0 TO UEN | 204 | TEM | 1 | Simatic | 0.28 | 0
7KG61012EK10 | SIMEAS TRANSDUCER (G)MUU FOR ALTERNATING VOLTAGE IN HOUSING, FOR SNAPPING ON MOUNTING RAIL RATED FREQUENCY 50HZ INPUT VOLTAGE AC 100V OUTPUT SIGNAL DC 0 TO 20MA MEASURING RANGE: 0 TO UEN | 204 | TEM | 1 | Simatic | 0.28 | 0
7KG61012FH10 | SIMEAS TRANSDUCER (G)MUU FOR ALTERNATING VOLTAGE IN HOUSING, FOR SNAPPING ON MOUNTING RAIL RATED FREQUENCY 50HZ INPUT VOLTAGE AC 110V OUTPUT SIGNAL DC 0 TO 5MA MEASURING RANGE: 0 TO UEN | 204 | TEM | 1 | Simatic | 0.28 | 0
7KG61012FJ10 | SIMEAS TRANSDUCER (G)MUU FOR ALTERNATING VOLTAGE IN HOUSING, FOR SNAPPING ON MOUNTING RAIL RATED FREQUENCY 50HZ INPUT VOLTAGE AC 110V OUTPUT SIGNAL DC 0 TO 10MA MEASURING RANGE: 0 TO UEN | 204 | TEM | 1 | Simatic | 0.28 | 0
7KG61012FK10 | SIMEAS TRANSDUCER (G)MUU FOR ALTERNATING VOLTAGE IN HOUSING, FOR SNAPPING ON MOUNTING RAIL RATED FREQUENCY 50HZ INPUT VOLTAGE AC 110V OUTPUT SIGNAL DC 0 TO 20MA MEASURING RANGE: 0 TO UEN | 204 | TEM | 1 | Simatic | 0.28 | 0
7KG61012JG10 | SIMEAS TRANSDUCER (G)MUU FOR ALTERNATING VOLTAGE IN HOUSING, FOR SNAPPING ON MOUNTING RAIL RATED FREQUENCY 50HZ INPUT VOLTAGE AC 120V OUTPUT SIGNAL DC 0 TO 2,5MA MEASURING RANGE: 0 TO UEN | 204 | TEM | 1 | Simatic | 0.28 | 0
7KG61012JJ10 | SIMEAS TRANSDUCER (G)MUU FOR ALTERNATING VOLTAGE IN HOUSING, FOR SNAPPING ON MOUNTING RAIL RATED FREQUENCY 50HZ INPUT VOLTAGE AC 120V OUTPUT SIGNAL DC 0 TO 10MA MEASURING RANGE: 0 TO UEN | 204 | TEM | 1 | Simatic | 0.28 | 0
7KG61012JK10 | SIMEAS TRANSDUCER (G)MUU FOR ALTERNATING VOLTAGE IN HOUSING, FOR SNAPPING ON MOUNTING RAIL RATED FREQUENCY 50HZ INPUT VOLTAGE AC 120V OUTPUT SIGNAL DC 0 TO 20MA MEASURING RANGE: 0 TO UEN | 204 | TEM | 1 | Simatic | 0.28 | 0
7KG61012NH10 | SIMEAS TRANSDUCER (G)MUU FOR ALTERNATING VOLTAGE IN HOUSING, FOR SNAPPING ON MOUNTING RAIL RATED FREQUENCY 50HZ INPUT VOLTAGE AC 132V OUTPUT SIGNAL DC 0 TO 5MA MEASURING RANGE: 0 TO UEN | 204 | TEM | 1 | Simatic | 0.28 | 0
7KG61012NK10 | SIMEAS TRANSDUCER (G)MUU FOR ALTERNATING VOLTAGE IN HOUSING, FOR SNAPPING ON MOUNTING RAIL RATED FREQUENCY 50HZ INPUT VOLTAGE AC 132V OUTPUT SIGNAL DC 0 TO 20MA MEASURING RANGE: 0 TO UEN | 204 | TEM | 1 | Simatic | 0.28 | 0
7KG61012QK10 | SIMEAS TRANSDUCER (G)MUU FOR ALTERNATING VOLTAGE IN HOUSING, FOR SNAPPING ON MOUNTING RAIL RATED FREQUENCY 50HZ INPUT VOLTAGE AC 250V OUTPUT SIGNAL DC 0 TO 20MA MEASURING RANGE: 0 TO UEN | 204 | TEM | 1 | Simatic | 0.28 | 0
7KG61012RK10 | SIMEAS TRANSDUCER (G)MUU FOR ALTERNATING VOLTAGE IN HOUSING, FOR SNAPPING ON MOUNTING RAIL RATED FREQUENCY 50HZ INPUT VOLTAGE AC 400V OUTPUT SIGNAL DC 0 TO 20MA MEASURING RANGE: 0 TO UEN | 204 | TEM | 1 | Simatic | 0.28 | 0
7KG61012SH10 | SIMEAS TRANSDUCER (G)MUU FOR ALTERNATING VOLTAGE IN HOUSING, FOR SNAPPING ON MOUNTING RAIL RATED FREQUENCY 50HZ INPUT VOLTAGE AC 500V OUTPUT SIGNAL DC 0 TO 5MA MEASURING RANGE: 0 TO UEN | 204 | TEM | 1 | Simatic | 0.28 | 0
7KG61012SK10 | SIMEAS TRANSDUCER (G)MUU FOR ALTERNATING VOLTAGE IN HOUSING, FOR SNAPPING ON MOUNTING RAIL RATED FREQUENCY 50HZ INPUT VOLTAGE AC 500V OUTPUT SIGNAL DC 0 TO 20MA MEASURING RANGE: 0 TO UEN | 204 | TEM | 1 | Simatic | 0.28 | 0
7KG61012UK10 | SIMEAS TRANSDUCER (G)MUU FOR ALTERNATING VOLTAGE IN HOUSING, FOR SNAPPING ON MOUNTING RAIL RATED FREQUENCY 50HZ INPUT VOLTAGE AC 300V OUTPUT SIGNAL DC 0 TO 20MA MEASURING RANGE: 0 TO UEN | 204 | TEM | 1 | Simatic | 0.28 | 0
7KG61012WK10 | SIMEAS TRANSDUCER (G)MUU FOR ALTERNATING VOLTAGE IN HOUSING, FOR SNAPPING ON MOUNTING RAIL RATED FREQUENCY 50HZ INPUT VOLTAGE AC 230V OUTPUT SIGNAL DC 0 TO 20MA MEASURING RANGE: 0 TO UEN | 204 | TEM | 1 | Simatic | 0.28 | 0
7KG61013BK10 | SIMEAS TRANSDUCER (G)MUU FOR ALTERNATING VOLTAGE IN HOUSING, FOR SNAPPING ON MOUNTING RAIL RATED FREQUENCY 60HZ INPUT VOLTAGE AC 110V/ SQUARE ROOT 3 OUTPUT SIGNAL DC 0 TO 20MA MEASURING RANGE: 0 TO UEN | 204 | TEM | 1 | Simatic | 0.28 | 0
7KG61013FK10 | SIMEAS TRANSDUCER (G)MUU FOR ALTERNATING VOLTAGE IN HOUSING, FOR SNAPPING ON MOUNTING RAIL RATED FREQUENCY 60HZ INPUT VOLTAGE AC 110V OUTPUT SIGNAL DC 0 TO 20MA MEASURING RANGE: 0 TO UEN | 204 | TEM | 1 | Simatic | 0.28 | 0
7KG61013NK10 | SIMEAS TRANSDUCER (G)MUU FOR ALTERNATING VOLTAGE IN HOUSING, FOR SNAPPING ON MOUNTING RAIL RATED FREQUENCY 60HZ INPUT VOLTAGE AC 132V OUTPUT SIGNAL DC 0 TO 20MA MEASURING RANGE: 0 TO UEN | 204 | TEM | 1 | Simatic | 0.28 | 0
7KG61013UK10 | SIMEAS TRANSDUCER (G)MUU FOR ALTERNATING VOLTAGE IN HOUSING, FOR SNAPPING ON MOUNTING RAIL RATED FREQUENCY 60HZ INPUT VOLTAGE AC 300V OUTPUT SIGNAL DC 0 TO 20MA MEASURING RANGE: 0 TO UEN | 204 | TEM | 1 | Simatic | 0.28 | 0
7KG61062AK110B | SIMEAS TRANSDUCER (G)MUU FOR ALTERNATING VOLTAGE IN HOUSING, FOR SNAPPING ON MOUNTING RAIL RATED FREQUENCY 50HZ INPUT VOLTAGE AC 100V/ SQARE ROOT 3 OUTPUT SIGNAL DC 0 TO 20MA MEASURING RANGE ZERO = SIGNAL RANGE ZERO POWER SUPPLY DC 19,2 - 72V MEASURING RANGE LINEAR 0 TO UEN | 550 | TEM | 1 | Simatic | 0.33 | 0
7KG61062AK178B | SIMEAS TRANSDUCER (G)MUU FOR ALTERNATING VOLTAGE IN HOUSING, FOR SNAPPING ON MOUNTING RAIL RATED FREQUENCY 50HZ INPUT VOLTAGE AC 100V/ SQARE ROOT 3 OUTPUT SIGNAL DC 0 TO 20MA MEASURING RANGE ZERO = SIGNAL RANGE ZERO POWER SUPPLY AC 45 TO 65 HZ, 230V MEASURING RANGE SUPPRESSED START-OF-SCALE RANGE 0 TO 0,8 TO 1,2 UEN CORRESPONDS 0 TO 0 TO IAN | 663 | TEM | 1 | Simatic | 0.33 | 0
7KG61062AN210B | SIMEAS TRANSDUCER (G)MUU FOR ALTERNATING VOLTAGE IN HOUSING, FOR SNAPPING ON MOUNTING RAIL RATED FREQUENCY 50HZ INPUT VOLTAGE AC 100V/ SQARE ROOT 3 OUTPUT SIGNAL DC 4 TO 20MA (LIVE ZERO) POWER SUPPLY DC 19,2 - 72V MEASURING RANGE LINEAR 0 TO UEN | 590 | TEM | 1 | Simatic | 0.33 | 0
7KG61062AN240B | SIMEAS TRANSDUCER (G)MUU FOR ALTERNATING VOLTAGE IN HOUSING, FOR SNAPPING ON MOUNTING RAIL RATED FREQUENCY 50HZ INPUT VOLTAGE AC 100V/ SQARE ROOT 3 OUTPUT SIGNAL DC 4 TO 20MA (LIVE ZERO) POWER SUPPLY DC 88 - 264V MEASURING RANGE LINEAR 0 TO UEN | 590 | TEM | 1 | Simatic | 0.33 | 0
7KG61062AN270B | SIMEAS TRANSDUCER (G)MUU FOR ALTERNATING VOLTAGE IN HOUSING, FOR SNAPPING ON MOUNTING RAIL RATED FREQUENCY 50HZ INPUT VOLTAGE AC 100V/ SQARE ROOT 3 OUTPUT SIGNAL DC 4 TO 20MA (LIVE ZERO) POWER SUPPLY AC 45 TO 65 HZ, 230V MEASURING RANGE LINEAR 0 TO UEN | 590 | TEM | 1 | Simatic | 0.33 | 0
7KG61062BN210B | SIMEAS TRANSDUCER (G)MUU FOR ALTERNATING VOLTAGE IN HOUSING, FOR SNAPPING ON MOUNTING RAIL RATED FREQUENCY 50HZ INPUT VOLTAGE AC 110V/ SQUARE ROOT 3 OUTPUT SIGNAL DC 4 TO 20MA (LIVE ZERO) POWER SUPPLY DC 19,2 - 72V MEASURING RANGE LINEAR 0 TO UEN | 590 | TEM | 1 | Simatic | 0.33 | 0
7KG61062BN240B | SIMEAS TRANSDUCER (G)MUU FOR ALTERNATING VOLTAGE IN HOUSING, FOR SNAPPING ON MOUNTING RAIL RATED FREQUENCY 50HZ INPUT VOLTAGE AC 110V/ SQUARE ROOT 3 OUTPUT SIGNAL DC 4 TO 20MA (LIVE ZERO) POWER SUPPLY DC 88 - 264V MEASURING RANGE LINEAR 0 TO UEN | 590 | TEM | 1 | Simatic | 0.33 | 0
7KG61062CN240B | SIMEAS TRANSDUCER (G)MUU FOR ALTERNATING VOLTAGE IN HOUSING, FOR SNAPPING ON MOUNTING RAIL RATED FREQUENCY 50HZ INPUT VOLTAGE AC 120V/ SQUARE ROOT 3 OUTPUT SIGNAL DC 4 TO 20MA (LIVE ZERO) POWER SUPPLY DC 88 - 264V MEASURING RANGE LINEAR 0 TO UEN | 590 | TEM | 1 | Simatic | 0.33 | 0
7KG61062DN210B | SIMEAS TRANSDUCER (G)MUU FOR ALTERNATING VOLTAGE IN HOUSING, FOR SNAPPING ON MOUNTING RAIL RATED FREQUENCY 50HZ INPUT VOLTAGE AC 132V/ SQUARE ROOT 3 OUTPUT SIGNAL DC 4 TO 20MA (LIVE ZERO) POWER SUPPLY DC 19,2 - 72V MEASURING RANGE LINEAR 0 TO UEN | 590 | TEM | 1 | Simatic | 0.33 | 0
7KG61062EH110B | SIMEAS TRANSDUCER (G)MUU FOR ALTERNATING VOLTAGE IN HOUSING, FOR SNAPPING ON MOUNTING RAIL RATED FREQUENCY 50HZ INPUT VOLTAGE AC 100V OUTPUT SIGNAL DC 0 TO 5MA MEASURING RANGE ZERO = SIGNAL RANGE ZERO POWER SUPPLY DC 19,2 - 72V MEASURING RANGE LINEAR 0 TO UEN | 550 | TEM | 1 | Simatic | 0.33 | 0
7KG61062EK110B | SIMEAS TRANSDUCER (G)MUU FOR ALTERNATING VOLTAGE IN HOUSING, FOR SNAPPING ON MOUNTING RAIL RATED FREQUENCY 50HZ INPUT VOLTAGE AC 100V OUTPUT SIGNAL DC 0 TO 20MA MEASURING RANGE ZERO = SIGNAL RANGE ZERO POWER SUPPLY DC 19,2 - 72V MEASURING RANGE LINEAR 0 TO UEN | 550 | TEM | 1 | Simatic | 0.33 | 0
7KG61062EK142B | SIMEAS TRANSDUCER (G)MUU FOR ALTERNATING VOLTAGE IN HOUSING, FOR SNAPPING ON MOUNTING RAIL RATED FREQUENCY 50HZ INPUT VOLTAGE AC 100V OUTPUT SIGNAL DC 0 TO 20MA MEASURING RANGE ZERO = SIGNAL RANGE ZERO POWER SUPPLY DC 88 - 264V MEASURING RANGE EXPANDED START-OF-SCALE RANGE O TO 0,1 TO UEN CORRESPONDS 0 TO 0,8 TO IAN | 663 | TEM | 1 | Simatic | 0.33 | 0
7KG61062EK156B | SIMEAS TRANSDUCER (G)MUU FOR ALTERNATING VOLTAGE IN HOUSING, FOR SNAPPING ON MOUNTING RAIL RATED FREQUENCY 50HZ INPUT VOLTAGE AC 100V OUTPUT SIGNAL DC 0 TO 20MA MEASURING RANGE ZERO = SIGNAL RANGE ZERO POWER SUPPLY AC 45 TO 65HZ, 100V MEASURING RANGE SUPPRESSED START-OF-SCALE RANGE 0 TO 0,9 TO 1,2 UEN CORRESPONDS 0 TO 0 TO IAN | 663 | TEM | 1 | Simatic | 0.33 | 0
7KG61062EK170B | SIMEAS TRANSDUCER (G)MUU FOR ALTERNATING VOLTAGE IN HOUSING, FOR SNAPPING ON MOUNTING RAIL RATED FREQUENCY 50HZ INPUT VOLTAGE AC 100V OUTPUT SIGNAL DC 0 TO 20MA MEASURING RANGE ZERO = SIGNAL RANGE ZERO POWER SUPPLY AC 45 TO 65 HZ, 230V MEASURING RANGE LINEAR 0 TO UEN | 550 | TEM | 1 | Simatic | 0.33 | 0
7KG61062EN210B | SIMEAS TRANSDUCER (G)MUU FOR ALTERNATING VOLTAGE IN HOUSING, FOR SNAPPING ON MOUNTING RAIL RATED FREQUENCY 50HZ INPUT VOLTAGE AC 100V OUTPUT SIGNAL DC 4 TO 20MA (LIVE ZERO) POWER SUPPLY DC 19,2 - 72V MEASURING RANGE LINEAR 0 TO UEN | 590 | TEM | 1 | Simatic | 0.33 | 0
7KG61062EN240B | SIMEAS TRANSDUCER (G)MUU FOR ALTERNATING VOLTAGE IN HOUSING, FOR SNAPPING ON MOUNTING RAIL RATED FREQUENCY 50HZ INPUT VOLTAGE AC 100V OUTPUT SIGNAL DC 4 TO 20MA (LIVE ZERO) POWER SUPPLY DC 88 - 264V MEASURING RANGE LINEAR 0 TO UEN | 590 | TEM | 1 | Simatic | 0.33 | 0
7KG61062EN270B | SIMEAS TRANSDUCER (G)MUU FOR ALTERNATING VOLTAGE IN HOUSING, FOR SNAPPING ON MOUNTING RAIL RATED FREQUENCY 50HZ INPUT VOLTAGE AC 100V OUTPUT SIGNAL DC 4 TO 20MA (LIVE ZERO) POWER SUPPLY AC 45 TO 65 HZ, 230V MEASURING RANGE LINEAR 0 TO UEN | 590 | TEM | 1 | Simatic | 0.33 | 0
7KG61062FJ165B | SIMEAS TRANSDUCER (G)MUU FOR ALTERNATING VOLTAGE IN HOUSING, FOR SNAPPING ON MOUNTING RAIL RATED FREQUENCY 50HZ INPUT VOLTAGE AC 110V OUTPUT SIGNAL DC 0 TO 10MA MEASURING RANGE ZERO = SIGNAL RANGE ZERO POWER SUPPLY AC 45 TO 65 HZ, 115V MEASURING RANGE EXPANDED FULL-SCALE RANGE 0 TO 0,8 TO 1,2 UEN CORRESPONDS 0 TO 0,2 TO IAN | 663 | TEM | 1 | Simatic | 0.33 | 0
7KG61062FK110B | SIMEAS TRANSDUCER (G)MUU FOR ALTERNATING VOLTAGE IN HOUSING, FOR SNAPPING ON MOUNTING RAIL RATED FREQUENCY 50HZ INPUT VOLTAGE AC 110V OUTPUT SIGNAL DC 0 TO 20MA MEASURING RANGE ZERO = SIGNAL RANGE ZERO POWER SUPPLY DC 19,2 - 72V MEASURING RANGE LINEAR 0 TO UEN | 550 | TEM | 1 | Simatic | 0.33 | 0
7KG61062FN210B | SIMEAS TRANSDUCER (G)MUU FOR ALTERNATING VOLTAGE IN HOUSING, FOR SNAPPING ON MOUNTING RAIL RATED FREQUENCY 50HZ INPUT VOLTAGE AC 110V OUTPUT SIGNAL DC 4 TO 20MA (LIVE ZERO) POWER SUPPLY DC 19,2 - 72V MEASURING RANGE LINEAR 0 TO UEN | 590 | TEM | 1 | Simatic | 0.33 | 0
7KG61062FN240B | SIMEAS TRANSDUCER (G)MUU FOR ALTERNATING VOLTAGE IN HOUSING, FOR SNAPPING ON MOUNTING RAIL RATED FREQUENCY 50HZ INPUT VOLTAGE AC 110V OUTPUT SIGNAL DC 4 TO 20MA (LIVE ZERO) POWER SUPPLY DC 88 - 264V MEASURING RANGE LINEAR 0 TO UEN | 590 | TEM | 1 | Simatic | 0.33 | 0
7KG61062FN270B | SIMEAS TRANSDUCER (G)MUU FOR ALTERNATING VOLTAGE IN HOUSING, FOR SNAPPING ON MOUNTING RAIL RATED FREQUENCY 50HZ INPUT VOLTAGE AC 110V OUTPUT SIGNAL DC 4 TO 20MA (LIVE ZERO) POWER SUPPLY AC 45 TO 65 HZ, 230V MEASURING RANGE LINEAR 0 TO UEN | 590 | TEM | 1 | Simatic | 0.33 | 0
7KG61062GN240B | SIMEAS TRANSDUCER (G)MUU FOR ALTERNATING VOLTAGE IN HOUSING, FOR SNAPPING ON MOUNTING RAIL RATED FREQUENCY 50HZ INPUT VOLTAGE AC 220V OUTPUT SIGNAL DC 4 TO 20MA (LIVE ZERO) POWER SUPPLY DC 88 - 264V MEASURING RANGE LINEAR 0 TO UEN | 590 | TEM | 1 | Simatic | 0.33 | 0
7KG61062HN270B | SIMEAS TRANSDUCER (G)MUU FOR ALTERNATING VOLTAGE IN HOUSING, FOR SNAPPING ON MOUNTING RAIL RATED FREQUENCY 50HZ INPUT VOLTAGE AC 380V OUTPUT SIGNAL DC 4 TO 20MA (LIVE ZERO) POWER SUPPLY AC 45 TO 65 HZ, 230V MEASURING RANGE LINEAR 0 TO UEN | 590 | TEM | 1 | Simatic | 0.33 | 0
7KG61062JK110B | SIMEAS TRANSDUCER (G)MUU FOR ALTERNATING VOLTAGE IN HOUSING, FOR SNAPPING ON MOUNTING RAIL RATED FREQUENCY 50HZ INPUT VOLTAGE AC 120V OUTPUT SIGNAL DC 0 TO 20MA MEASURING RANGE ZERO = SIGNAL RANGE ZERO POWER SUPPLY DC 19,2 - 72V MEASURING RANGE LINEAR 0 TO UEN | 550 | TEM | 1 | Simatic | 0.33 | 0
7KG61062JM110B | SIMEAS TRANSDUCER (G)MUU FOR ALTERNATING VOLTAGE IN HOUSING, FOR SNAPPING ON MOUNTING RAIL RATED FREQUENCY 50HZ INPUT VOLTAGE AC 120V OUTPUT SIGNAL DC 0 TO 10V MEASURING RANGE ZERO = SIGNAL RANGE ZERO POWER SUPPLY DC 19,2 - 72V MEASURING RANGE LINEAR 0 TO UEN | 550 | TEM | 1 | Simatic | 0.33 | 0
7KG61062JM170B | SIMEAS TRANSDUCER (G)MUU FOR ALTERNATING VOLTAGE IN HOUSING, FOR SNAPPING ON MOUNTING RAIL RATED FREQUENCY 50HZ INPUT VOLTAGE AC 120V OUTPUT SIGNAL DC 0 TO 10V MEASURING RANGE ZERO = SIGNAL RANGE ZERO POWER SUPPLY AC 45 TO 65 HZ, 230V MEASURING RANGE LINEAR 0 TO UEN | 550 | TEM | 1 | Simatic | 0.33 | 0
7KG61062JN210B | SIMEAS TRANSDUCER (G)MUU FOR ALTERNATING VOLTAGE IN HOUSING, FOR SNAPPING ON MOUNTING RAIL RATED FREQUENCY 50HZ INPUT VOLTAGE AC 120V OUTPUT SIGNAL DC 4 TO 20MA (LIVE ZERO) POWER SUPPLY DC 19,2 - 72V MEASURING RANGE LINEAR 0 TO UEN | 590 | TEM | 1 | Simatic | 0.33 | 0
7KG61062JN240B | SIMEAS TRANSDUCER (G)MUU FOR ALTERNATING VOLTAGE IN HOUSING, FOR SNAPPING ON MOUNTING RAIL RATED FREQUENCY 50HZ INPUT VOLTAGE AC 120V OUTPUT SIGNAL DC 4 TO 20MA (LIVE ZERO) POWER SUPPLY DC 88 - 264V MEASURING RANGE LINEAR 0 TO UEN | 590 | TEM | 1 | Simatic | 0.33 | 0
7KG61062JN245B | SIMEAS TRANSDUCER (G)MUU FOR ALTERNATING VOLTAGE IN HOUSING, FOR SNAPPING ON MOUNTING RAIL RATED FREQUENCY 50HZ INPUT VOLTAGE AC 120V OUTPUT SIGNAL DC 4 TO 20MA (LIVE ZERO) POWER SUPPLY DC 88 - 264V MEASURING RANGE EXPANDED FULL-SCALE RANGE 0 TO 0,8 TO 1,2 UEN CORRESPONDS 0 TO 0,2 TO IAN | 702 | TEM | 1 | Simatic | 0.33 | 0
7KG61062JN270B | SIMEAS TRANSDUCER (G)MUU FOR ALTERNATING VOLTAGE IN HOUSING, FOR SNAPPING ON MOUNTING RAIL RATED FREQUENCY 50HZ INPUT VOLTAGE AC 120V OUTPUT SIGNAL DC 4 TO 20MA (LIVE ZERO) POWER SUPPLY AC 45 TO 65 HZ, 230V MEASURING RANGE LINEAR 0 TO UEN | 590 | TEM | 1 | Simatic | 0.33 | 0
7KG61062LM110B | SIMEAS TRANSDUCER (G)MUU FOR ALTERNATING VOLTAGE IN HOUSING, FOR SNAPPING ON MOUNTING RAIL RATED FREQUENCY 50HZ INPUT VOLTAGE AC 60V OUTPUT SIGNAL DC 0 TO 10V MEASURING RANGE ZERO = SIGNAL RANGE ZERO POWER SUPPLY DC 19,2 - 72V MEASURING RANGE LINEAR 0 TO UEN | 550 | TEM | 1 | Simatic | 0.33 | 0
7KG61062LN210B | SIMEAS TRANSDUCER (G)MUU FOR ALTERNATING VOLTAGE IN HOUSING, FOR SNAPPING ON MOUNTING RAIL RATED FREQUENCY 50HZ INPUT VOLTAGE AC 60V OUTPUT SIGNAL DC 4 TO 20MA (LIVE ZERO) POWER SUPPLY DC 19,2 - 72V MEASURING RANGE LINEAR 0 TO UEN | 590 | TEM | 1 | Simatic | 0.33 | 0
7KG61062NK140B | SIMEAS TRANSDUCER (G)MUU FOR ALTERNATING VOLTAGE IN HOUSING, FOR SNAPPING ON MOUNTING RAIL RATED FREQUENCY 50HZ INPUT VOLTAGE AC 132V OUTPUT SIGNAL DC 0 TO 20MA MEASURING RANGE ZERO = SIGNAL RANGE ZERO POWER SUPPLY DC 88 - 264V MEASURING RANGE LINEAR 0 TO UEN | 550 | TEM | 1 | Simatic | 0.33 | 0
7KG61062NN210B | SIMEAS TRANSDUCER (G)MUU FOR ALTERNATING VOLTAGE IN HOUSING, FOR SNAPPING ON MOUNTING RAIL RATED FREQUENCY 50HZ INPUT VOLTAGE AC 132V OUTPUT SIGNAL DC 4 TO 20MA (LIVE ZERO) POWER SUPPLY DC 19,2 - 72V MEASURING RANGE LINEAR 0 TO UEN | 590 | TEM | 1 | Simatic | 0.33 | 0
7KG61062NN240B | SIMEAS TRANSDUCER (G)MUU FOR ALTERNATING VOLTAGE IN HOUSING, FOR SNAPPING ON MOUNTING RAIL RATED FREQUENCY 50HZ INPUT VOLTAGE AC 132V OUTPUT SIGNAL DC 4 TO 20MA (LIVE ZERO) POWER SUPPLY DC 88 - 264V MEASURING RANGE LINEAR 0 TO UEN | 590 | TEM | 1 | Simatic | 0.33 | 0
7KG61062PN210B | SIMEAS TRANSDUCER (G)MUU FOR ALTERNATING VOLTAGE IN HOUSING, FOR SNAPPING ON MOUNTING RAIL RATED FREQUENCY 50HZ INPUT VOLTAGE AC 150V OUTPUT SIGNAL DC 4 TO 20MA (LIVE ZERO) POWER SUPPLY DC 19,2 - 72V MEASURING RANGE LINEAR 0 TO UEN | 590 | TEM | 1 | Simatic | 0.33 | 0
7KG61062QM170B | SIMEAS TRANSDUCER (G)MUU FOR ALTERNATING VOLTAGE IN HOUSING, FOR SNAPPING ON MOUNTING RAIL RATED FREQUENCY 50HZ INPUT VOLTAGE AC 250V OUTPUT SIGNAL DC 0 TO 10V MEASURING RANGE ZERO = SIGNAL RANGE ZERO POWER SUPPLY AC 45 TO 65 HZ, 230V MEASURING RANGE LINEAR 0 TO UEN | 550 | TEM | 1 | Simatic | 0.33 | 0
7KG61062QN210B | SIMEAS TRANSDUCER (G)MUU FOR ALTERNATING VOLTAGE IN HOUSING, FOR SNAPPING ON MOUNTING RAIL RATED FREQUENCY 50HZ INPUT VOLTAGE AC 250V OUTPUT SIGNAL DC 4 TO 20MA (LIVE ZERO) POWER SUPPLY DC 19,2 - 72V MEASURING RANGE LINEAR 0 TO UEN | 590 | TEM | 1 | Simatic | 0.33 | 0
7KG61062QN270B | SIMEAS TRANSDUCER (G)MUU FOR ALTERNATING VOLTAGE IN HOUSING, FOR SNAPPING ON MOUNTING RAIL RATED FREQUENCY 50HZ INPUT VOLTAGE AC 250V OUTPUT SIGNAL DC 4 TO 20MA (LIVE ZERO) POWER SUPPLY AC 45 TO 65 HZ, 230V MEASURING RANGE LINEAR 0 TO UEN | 590 | TEM | 1 | Simatic | 0.33 | 0
7KG61062RK110B | SIMEAS TRANSDUCER (G)MUU FOR ALTERNATING VOLTAGE IN HOUSING, FOR SNAPPING ON MOUNTING RAIL RATED FREQUENCY 50HZ INPUT VOLTAGE AC 400V OUTPUT SIGNAL DC 0 TO 20MA MEASURING RANGE ZERO = SIGNAL RANGE ZERO POWER SUPPLY DC 19,2 - 72V MEASURING RANGE LINEAR 0 TO UEN | 550 | TEM | 1 | Simatic | 0.33 | 0
7KG61062RK170B | SIMEAS TRANSDUCER (G)MUU FOR ALTERNATING VOLTAGE IN HOUSING, FOR SNAPPING ON MOUNTING RAIL RATED FREQUENCY 50HZ INPUT VOLTAGE AC 400V OUTPUT SIGNAL DC 0 TO 20MA MEASURING RANGE ZERO = SIGNAL RANGE ZERO POWER SUPPLY AC 45 TO 65 HZ, 230V MEASURING RANGE LINEAR 0 TO UEN | 550 | TEM | 1 | Simatic | 0.33 | 0
7KG61062RN210B | SIMEAS TRANSDUCER (G)MUU FOR ALTERNATING VOLTAGE IN HOUSING, FOR SNAPPING ON MOUNTING RAIL RATED FREQUENCY 50HZ INPUT VOLTAGE AC 400V OUTPUT SIGNAL DC 4 TO 20MA (LIVE ZERO) POWER SUPPLY DC 19,2 - 72V MEASURING RANGE LINEAR 0 TO UEN | 590 | TEM | 1 | Simatic | 0.33 | 0
7KG61062RN240B | SIMEAS TRANSDUCER (G)MUU FOR ALTERNATING VOLTAGE IN HOUSING, FOR SNAPPING ON MOUNTING RAIL RATED FREQUENCY 50HZ INPUT VOLTAGE AC 400V OUTPUT SIGNAL DC 4 TO 20MA (LIVE ZERO) POWER SUPPLY DC 88 - 264V MEASURING RANGE LINEAR 0 TO UEN | 590 | TEM | 1 | Simatic | 0.33 | 0
7KG61062RN270B | SIMEAS TRANSDUCER (G)MUU FOR ALTERNATING VOLTAGE IN HOUSING, FOR SNAPPING ON MOUNTING RAIL RATED FREQUENCY 50HZ INPUT VOLTAGE AC 400V OUTPUT SIGNAL DC 4 TO 20MA (LIVE ZERO) POWER SUPPLY AC 45 TO 65 HZ, 230V MEASURING RANGE LINEAR 0 TO UEN | 590 | TEM | 1 | Simatic | 0.33 | 0
7KG61062SJ170B | SIMEAS TRANSDUCER (G)MUU FOR ALTERNATING VOLTAGE IN HOUSING, FOR SNAPPING ON MOUNTING RAIL RATED FREQUENCY 50HZ INPUT VOLTAGE AC 500V OUTPUT SIGNAL DC 0 TO 10MA MEASURING RANGE ZERO = SIGNAL RANGE ZERO POWER SUPPLY AC 45 TO 65 HZ, 230V MEASURING RANGE LINEAR 0 TO UEN | 550 | TEM | 1 | Simatic | 0.33 | 0
7KG61062SK110B | SIMEAS TRANSDUCER (G)MUU FOR ALTERNATING VOLTAGE IN HOUSING, FOR SNAPPING ON MOUNTING RAIL RATED FREQUENCY 50HZ INPUT VOLTAGE AC 500V OUTPUT SIGNAL DC 0 TO 20MA MEASURING RANGE ZERO = SIGNAL RANGE ZERO POWER SUPPLY DC 19,2 - 72V MEASURING RANGE LINEAR 0 TO UEN | 550 | TEM | 1 | Simatic | 0.33 | 0
7KG61062SK170B | SIMEAS TRANSDUCER (G)MUU FOR ALTERNATING VOLTAGE IN HOUSING, FOR SNAPPING ON MOUNTING RAIL RATED FREQUENCY 50HZ INPUT VOLTAGE AC 500V OUTPUT SIGNAL DC 0 TO 20MA MEASURING RANGE ZERO = SIGNAL RANGE ZERO POWER SUPPLY AC 45 TO 65 HZ, 230V MEASURING RANGE LINEAR 0 TO UEN | 550 | TEM | 1 | Simatic | 0.33 | 0
7KG61062SK178B | SIMEAS TRANSDUCER (G)MUU FOR ALTERNATING VOLTAGE IN HOUSING, FOR SNAPPING ON MOUNTING RAIL RATED FREQUENCY 50HZ INPUT VOLTAGE AC 500V OUTPUT SIGNAL DC 0 TO 20MA MEASURING RANGE ZERO = SIGNAL RANGE ZERO POWER SUPPLY AC 45 TO 65 HZ, 230V MEASURING RANGE SUPPRESSED START-OF-SCALE RANGE 0 TO 0,8 TO 1,2 UEN CORRESPONDS 0 TO 0 TO IAN | 663 | TEM | 1 | Simatic | 0.33 | 0
7KG61062SM170B | SIMEAS TRANSDUCER (G)MUU FOR ALTERNATING VOLTAGE IN HOUSING, FOR SNAPPING ON MOUNTING RAIL RATED FREQUENCY 50HZ INPUT VOLTAGE AC 500V OUTPUT SIGNAL DC 0 TO 10V MEASURING RANGE ZERO = SIGNAL RANGE ZERO POWER SUPPLY AC 45 TO 65 HZ, 230V MEASURING RANGE LINEAR 0 TO UEN | 550 | TEM | 1 | Simatic | 0.33 | 0
7KG61062SN210B | SIMEAS TRANSDUCER (G)MUU FOR ALTERNATING VOLTAGE IN HOUSING, FOR SNAPPING ON MOUNTING RAIL RATED FREQUENCY 50HZ INPUT VOLTAGE AC 500V OUTPUT SIGNAL DC 4 TO 20MA (LIVE ZERO) POWER SUPPLY DC 19,2 - 72V MEASURING RANGE LINEAR 0 TO UEN | 590 | TEM | 1 | Simatic | 0.33 | 0
7KG61062SN240B | SIMEAS TRANSDUCER (G)MUU FOR ALTERNATING VOLTAGE IN HOUSING, FOR SNAPPING ON MOUNTING RAIL RATED FREQUENCY 50HZ INPUT VOLTAGE AC 500V OUTPUT SIGNAL DC 4 TO 20MA (LIVE ZERO) POWER SUPPLY DC 88 - 264V MEASURING RANGE LINEAR 0 TO UEN | 590 | TEM | 1 | Simatic | 0.33 | 0
7KG61062SN270B | SIMEAS TRANSDUCER (G)MUU FOR ALTERNATING VOLTAGE IN HOUSING, FOR SNAPPING ON MOUNTING RAIL RATED FREQUENCY 50HZ INPUT VOLTAGE AC 500V OUTPUT SIGNAL DC 4 TO 20MA (LIVE ZERO) POWER SUPPLY AC 45 TO 65 HZ, 230V MEASURING RANGE LINEAR 0 TO UEN | 590 | TEM | 1 | Simatic | 0.33 | 0
7KG61062UK170B | SIMEAS TRANSDUCER (G)MUU FOR ALTERNATING VOLTAGE IN HOUSING, FOR SNAPPING ON MOUNTING RAIL RATED FREQUENCY 50HZ INPUT VOLTAGE AC 300V OUTPUT SIGNAL DC 0 TO 20MA MEASURING RANGE ZERO = SIGNAL RANGE ZERO POWER SUPPLY AC 45 TO 65 HZ, 230V MEASURING RANGE LINEAR 0 TO UEN | 550 | TEM | 1 | Simatic | 0.33 | 0
7KG61062UN240B | SIMEAS TRANSDUCER (G)MUU FOR ALTERNATING VOLTAGE IN HOUSING, FOR SNAPPING ON MOUNTING RAIL RATED FREQUENCY 50HZ INPUT VOLTAGE AC 300V OUTPUT SIGNAL DC 4 TO 20MA (LIVE ZERO) POWER SUPPLY DC 88 - 264V MEASURING RANGE LINEAR 0 TO UEN | 590 | TEM | 1 | Simatic | 0.33 | 0
7KG61062UN270B | SIMEAS TRANSDUCER (G)MUU FOR ALTERNATING VOLTAGE IN HOUSING, FOR SNAPPING ON MOUNTING RAIL RATED FREQUENCY 50HZ INPUT VOLTAGE AC 300V OUTPUT SIGNAL DC 4 TO 20MA (LIVE ZERO) POWER SUPPLY AC 45 TO 65 HZ, 230V MEASURING RANGE LINEAR 0 TO UEN | 590 | TEM | 1 | Simatic | 0.33 | 0
7KG61062VN240B | SIMEAS TRANSDUCER (G)MUU FOR ALTERNATING VOLTAGE IN HOUSING, FOR SNAPPING ON MOUNTING RAIL RATED FREQUENCY 50HZ INPUT VOLTAGE AC 240V OUTPUT SIGNAL DC 4 TO 20MA (LIVE ZERO) POWER SUPPLY DC 88 - 264V MEASURING RANGE LINEAR 0 TO UEN | 590 | TEM | 1 | Simatic | 0.33 | 0
7KG61062WN270B | SIMEAS TRANSDUCER (G)MUU FOR ALTERNATING VOLTAGE IN HOUSING, FOR SNAPPING ON MOUNTING RAIL RATED FREQUENCY 50HZ INPUT VOLTAGE AC 230V OUTPUT SIGNAL DC 4 TO 20MA (LIVE ZERO) POWER SUPPLY AC 45 TO 65 HZ, 230V MEASURING RANGE LINEAR 0 TO UEN | 590 | TEM | 1 | Simatic | 0.33 | 0
7KG61063BN270B | SIMEAS TRANSDUCER (G)MUU FOR ALTERNATING VOLTAGE IN HOUSING, FOR SNAPPING ON MOUNTING RAIL RATED FREQUENCY 60HZ INPUT VOLTAGE AC 110V/ SQUARE ROOT 3 OUTPUT SIGNAL DC 4 TO 20MA (LIVE ZERO) POWER SUPPLY AC 45 TO 65 HZ, 230V MEASURING RANGE LINEAR 0 TO UEN | 590 | TEM | 1 | Simatic | 0.33 | 0
7KG61063EK170B | SIMEAS TRANSDUCER (G)MUU FOR ALTERNATING VOLTAGE IN HOUSING, FOR SNAPPING ON MOUNTING RAIL RATED FREQUENCY 60HZ INPUT VOLTAGE AC 100V OUTPUT SIGNAL DC 0 TO 20MA MEASURING RANGE ZERO = SIGNAL RANGE ZERO POWER SUPPLY AC 45 TO 65 HZ, 230V MEASURING RANGE LINEAR 0 TO UEN | 550 | TEM | 1 | Simatic | 0.33 | 0
7KG61063EN210B | SIMEAS TRANSDUCER (G)MUU FOR ALTERNATING VOLTAGE IN HOUSING, FOR SNAPPING ON MOUNTING RAIL RATED FREQUENCY 60HZ INPUT VOLTAGE AC 100V OUTPUT SIGNAL DC 4 TO 20MA (LIVE ZERO) POWER SUPPLY DC 19,2 - 72V MEASURING RANGE LINEAR 0 TO UEN | 590 | TEM | 1 | Simatic | 0.33 | 0
7KG61063JN210B | SIMEAS TRANSDUCER (G)MUU FOR ALTERNATING VOLTAGE IN HOUSING, FOR SNAPPING ON MOUNTING RAIL RATED FREQUENCY 60HZ INPUT VOLTAGE AC 120V OUTPUT SIGNAL DC 4 TO 20MA (LIVE ZERO) POWER SUPPLY DC 19,2 - 72V MEASURING RANGE LINEAR 0 TO UEN | 590 | TEM | 1 | Simatic | 0.33 | 0
7KG61063JN240B | SIMEAS TRANSDUCER (G)MUU FOR ALTERNATING VOLTAGE IN HOUSING, FOR SNAPPING ON MOUNTING RAIL RATED FREQUENCY 60HZ INPUT VOLTAGE AC 120V OUTPUT SIGNAL DC 4 TO 20MA (LIVE ZERO) POWER SUPPLY DC 88 - 264V MEASURING RANGE LINEAR 0 TO UEN | 590 | TEM | 1 | Simatic | 0.33 | 0
7KG61063PK140B | SIMEAS TRANSDUCER (G)MUU FOR ALTERNATING VOLTAGE IN HOUSING, FOR SNAPPING ON MOUNTING RAIL RATED FREQUENCY 60HZ INPUT VOLTAGE AC 150V OUTPUT SIGNAL DC 0 TO 20MA MEASURING RANGE ZERO = SIGNAL RANGE ZERO POWER SUPPLY DC 88 - 264V MEASURING RANGE LINEAR 0 TO UEN | 550 | TEM | 1 | Simatic | 0.33 | 0
7KG61063PN210B | SIMEAS TRANSDUCER (G)MUU FOR ALTERNATING VOLTAGE IN HOUSING, FOR SNAPPING ON MOUNTING RAIL RATED FREQUENCY 60HZ INPUT VOLTAGE AC 150V OUTPUT SIGNAL DC 4 TO 20MA (LIVE ZERO) POWER SUPPLY DC 19,2 - 72V MEASURING RANGE LINEAR 0 TO UEN | 590 | TEM | 1 | Simatic | 0.33 | 0
7KG61063PN240B | SIMEAS TRANSDUCER (G)MUU FOR ALTERNATING VOLTAGE IN HOUSING, FOR SNAPPING ON MOUNTING RAIL RATED FREQUENCY 60HZ INPUT VOLTAGE AC 150V OUTPUT SIGNAL DC 4 TO 20MA (LIVE ZERO) POWER SUPPLY DC 88 - 264V MEASURING RANGE LINEAR 0 TO UEN | 590 | TEM | 1 | Simatic | 0.33 | 0
7KG61063SM170B | SIMEAS TRANSDUCER (G)MUU FOR ALTERNATING VOLTAGE IN HOUSING, FOR SNAPPING ON MOUNTING RAIL RATED FREQUENCY 60HZ INPUT VOLTAGE AC 500V OUTPUT SIGNAL DC 0 TO 10V MEASURING RANGE ZERO = SIGNAL RANGE ZERO POWER SUPPLY AC 45 TO 65 HZ, 230V MEASURING RANGE LINEAR 0 TO UEN | 550 | TEM | 1 | Simatic | 0.33 | 0
7KG61063SN240B | SIMEAS TRANSDUCER (G)MUU FOR ALTERNATING VOLTAGE IN HOUSING, FOR SNAPPING ON MOUNTING RAIL RATED FREQUENCY 60HZ INPUT VOLTAGE AC 500V OUTPUT SIGNAL DC 4 TO 20MA (LIVE ZERO) POWER SUPPLY DC 88 - 264V MEASURING RANGE LINEAR 0 TO UEN | 590 | TEM | 1 | Simatic | 0.33 | 0
7KG61063UN210B | SIMEAS TRANSDUCER (G)MUU FOR ALTERNATING VOLTAGE IN HOUSING, FOR SNAPPING ON MOUNTING RAIL RATED FREQUENCY 60HZ INPUT VOLTAGE AC 300V OUTPUT SIGNAL DC 4 TO 20MA (LIVE ZERO) POWER SUPPLY DC 19,2 - 72V MEASURING RANGE LINEAR 0 TO UEN | 590 | TEM | 1 | Simatic | 0.33 | 0
7KG61112AG10 | SIMEAS TRANSDUCER (G)MUI FOR ALTERNATING CURRENT IN HOUSING, FOR SNAPPING ON MOUNTING RAIL RATED FREQUENCY 50HZ NOMINAL INPUT CURRENT 1A OUTPUT SIGNAL DC 0 TO 2,5MA | 204 | TEM | 1 | Simatic | 0.28 | 0
7KG61112AH10 | SIMEAS TRANSDUCER (G)MUI FOR ALTERNATING CURRENT IN HOUSING, FOR SNAPPING ON MOUNTING RAIL RATED FREQUENCY 50HZ NOMINAL INPUT CURRENT 1A OUTPUT SIGNAL DC 0 TO 5MA | 204 | TEM | 1 | Simatic | 0.28 | 0
7KG61112AJ10 | SIMEAS TRANSDUCER (G)MUI FOR ALTERNATING CURRENT IN HOUSING, FOR SNAPPING ON MOUNTING RAIL RATED FREQUENCY 50HZ NOMINAL INPUT CURRENT 1A OUTPUT SIGNAL DC 0 TO 10MA | 204 | TEM | 1 | Simatic | 0.28 | 0
7KG61112AK10 | SIMEAS TRANSDUCER (G)MUI FOR ALTERNATING CURRENT IN HOUSING, FOR SNAPPING ON MOUNTING RAIL RATED FREQUENCY 50HZ NOMINAL INPUT CURRENT 1A OUTPUT SIGNAL DC 0 TO 20MA | 204 | TEM | 1 | Simatic | 0.28 | 0
7KG61112BJ10 | SIMEAS TRANSDUCER (G)MUI FOR ALTERNATING CURRENT IN HOUSING, FOR SNAPPING ON MOUNTING RAIL RATED FREQUENCY 50HZ NOMINAL INPUT CURRENT 1,2A OUTPUT SIGNAL DC 0 TO 10MA | 204 | TEM | 1 | Simatic | 0.28 | 0
7KG61112BK10 | SIMEAS TRANSDUCER (G)MUI FOR ALTERNATING CURRENT IN HOUSING, FOR SNAPPING ON MOUNTING RAIL RATED FREQUENCY 50HZ NOMINAL INPUT CURRENT 1,2A OUTPUT SIGNAL DC 0 TO 20MA | 204 | TEM | 1 | Simatic | 0.28 | 0
7KG61112CJ10 | SIMEAS TRANSDUCER (G)MUI FOR ALTERNATING CURRENT IN HOUSING, FOR SNAPPING ON MOUNTING RAIL RATED FREQUENCY 50HZ NOMINAL INPUT CURRENT 2A OUTPUT SIGNAL DC 0 TO 10MA | 204 | TEM | 1 | Simatic | 0.28 | 0
7KG61112CK10 | SIMEAS TRANSDUCER (G)MUI FOR ALTERNATING CURRENT IN HOUSING, FOR SNAPPING ON MOUNTING RAIL RATED FREQUENCY 50HZ NOMINAL INPUT CURRENT 2A OUTPUT SIGNAL DC 0 TO 20MA | 204 | TEM | 1 | Simatic | 0.28 | 0
7KG61112EG10 | SIMEAS TRANSDUCER (G)MUI FOR ALTERNATING CURRENT IN HOUSING, FOR SNAPPING ON MOUNTING RAIL RATED FREQUENCY 50HZ NOMINAL INPUT CURRENT 5A OUTPUT SIGNAL DC 0 TO 2,5MA | 204 | TEM | 1 | Simatic | 0.28 | 0
7KG61112EH10 | SIMEAS TRANSDUCER (G)MUI FOR ALTERNATING CURRENT IN HOUSING, FOR SNAPPING ON MOUNTING RAIL RATED FREQUENCY 50HZ NOMINAL INPUT CURRENT 5A OUTPUT SIGNAL DC 0 TO 5MA | 204 | TEM | 1 | Simatic | 0.28 | 0
7KG61112EJ10 | SIMEAS TRANSDUCER (G)MUI FOR ALTERNATING CURRENT IN HOUSING, FOR SNAPPING ON MOUNTING RAIL RATED FREQUENCY 50HZ NOMINAL INPUT CURRENT 5A OUTPUT SIGNAL DC 0 TO 10MA | 204 | TEM | 1 | Simatic | 0.28 | 0
7KG61112EK10 | SIMEAS TRANSDUCER (G)MUI FOR ALTERNATING CURRENT IN HOUSING, FOR SNAPPING ON MOUNTING RAIL RATED FREQUENCY 50HZ NOMINAL INPUT CURRENT 5A OUTPUT SIGNAL DC 0 TO 20MA | 204 | TEM | 1 | Simatic | 0.28 | 0
7KG61112FH10 | SIMEAS TRANSDUCER (G)MUI FOR ALTERNATING CURRENT IN HOUSING, FOR SNAPPING ON MOUNTING RAIL RATED FREQUENCY 50HZ NOMINAL INPUT CURRENT 6A OUTPUT SIGNAL DC 0 TO 5MA | 204 | TEM | 1 | Simatic | 0.28 | 0
7KG61112FJ10 | SIMEAS TRANSDUCER (G)MUI FOR ALTERNATING CURRENT IN HOUSING, FOR SNAPPING ON MOUNTING RAIL RATED FREQUENCY 50HZ NOMINAL INPUT CURRENT 6A OUTPUT SIGNAL DC 0 TO 10MA | 204 | TEM | 1 | Simatic | 0.28 | 0
7KG61112FK10 | SIMEAS TRANSDUCER (G)MUI FOR ALTERNATING CURRENT IN HOUSING, FOR SNAPPING ON MOUNTING RAIL RATED FREQUENCY 50HZ NOMINAL INPUT CURRENT 6A OUTPUT SIGNAL DC 0 TO 20MA | 204 | TEM | 1 | Simatic | 0.28 | 0
7KG61112GK10 | SIMEAS TRANSDUCER (G)MUI FOR ALTERNATING CURRENT IN HOUSING, FOR SNAPPING ON MOUNTING RAIL RATED FREQUENCY 50HZ NOMINAL INPUT CURRENT 7,5A OUTPUT SIGNAL DC 0 TO 20MA | 204 | TEM | 1 | Simatic | 0.28 | 0
7KG61112JK10 | SIMEAS TRANSDUCER (G)MUI FOR ALTERNATING CURRENT IN HOUSING, FOR SNAPPING ON MOUNTING RAIL RATED FREQUENCY 50HZ NOMINAL INPUT CURRENT 10A OUTPUT SIGNAL DC 0 TO 20MA | 204 | TEM | 1 | Simatic | 0.28 | 0
7KG61112LK10 | SIMEAS TRANSDUCER (G)MUI FOR ALTERNATING CURRENT IN HOUSING, FOR SNAPPING ON MOUNTING RAIL RATED FREQUENCY 50HZ NOMINAL INPUT CURRENT 2,5A OUTPUT SIGNAL DC 0 TO 20MA | 204 | TEM | 1 | Simatic | 0.28 | 0
7KG61113AJ10 | SIMEAS TRANSDUCER (G)MUI FOR ALTERNATING CURRENT IN HOUSING, FOR SNAPPING ON MOUNTING RAIL RATED FREQUENCY 60HZ NOMINAL INPUT CURRENT 1A OUTPUT SIGNAL DC 0 TO 10MA | 204 | TEM | 1 | Simatic | 0.28 | 0
7KG61113EK10 | SIMEAS TRANSDUCER (G)MUI FOR ALTERNATING CURRENT IN HOUSING, FOR SNAPPING ON MOUNTING RAIL RATED FREQUENCY 60HZ NOMINAL INPUT CURRENT 5A OUTPUT SIGNAL DC 0 TO 20MA | 204 | TEM | 1 | Simatic | 0.28 | 0
7KG61132AJ110B | SIMEAS TRANSDUCER (G)MUI FOR ALTERNATING CURRENT IN HOUSING, FOR SNAPPING ON MOUNTING RAIL RATED FREQUENCY 50HZ INPUT CURRENT 1A OUTPUT SIGNAL DC 0 TO 10MA MEASURING RANGE ZERO POINT = SIGNAL RANGE ZERO POINT POWER SUPPLY DC 19,2 - 72V MEASURING RANGE LINEAR 0 TO IEN | 550 | TEM | 1 | Simatic | 0.33 | 0
7KG61132AK110B | SIMEAS TRANSDUCER (G)MUI FOR ALTERNATING CURRENT IN HOUSING, FOR SNAPPING ON MOUNTING RAIL RATED FREQUENCY 50HZ INPUT CURRENT 1A OUTPUT SIGNAL DC 0 TO 20MA MEASURING RANGE ZERO POINT = SIGNAL RANGE ZERO POINT POWER SUPPLY DC 19,2 - 72V MEASURING RANGE LINEAR 0 TO IEN | 550 | TEM | 1 | Simatic | 0.33 | 0
7KG61132AK140B | SIMEAS TRANSDUCER (G)MUI FOR ALTERNATING CURRENT IN HOUSING, FOR SNAPPING ON MOUNTING RAIL RATED FREQUENCY 50HZ INPUT CURRENT 1A OUTPUT SIGNAL DC 0 TO 20MA MEASURING RANGE ZERO POINT = SIGNAL RANGE ZERO POINT POWER SUPPLY DC 88 - 264V MEASURING RANGE LINEAR 0 TO IEN | 550 | TEM | 1 | Simatic | 0.33 | 0
7KG61132AK170B | SIMEAS TRANSDUCER (G)MUI FOR ALTERNATING CURRENT IN HOUSING, FOR SNAPPING ON MOUNTING RAIL RATED FREQUENCY 50HZ INPUT CURRENT 1A OUTPUT SIGNAL DC 0 TO 20MA MEASURING RANGE ZERO POINT = SIGNAL RANGE ZERO POINT POWER SUPPLY AC 45 - 65HZ, 230V MEASURING RANGE LINEAR 0 TO IEN | 550 | TEM | 1 | Simatic | 0.33 | 0
7KG61132AM170B | SIMEAS TRANSDUCER (G)MUI FOR ALTERNATING CURRENT IN HOUSING, FOR SNAPPING ON MOUNTING RAIL RATED FREQUENCY 50HZ INPUT CURRENT 1A OUTPUT SIGNAL DC 0 TO 10V MEASURING RANGE ZERO POINT = SIGNAL RANGE ZERO POINT POWER SUPPLY AC 45 - 65HZ, 230V MEASURING RANGE LINEAR 0 TO IEN | 550 | TEM | 1 | Simatic | 0.33 | 0
7KG61132AN210B | SIMEAS TRANSDUCER (G)MUI FOR ALTERNATING CURRENT IN HOUSING, FOR SNAPPING ON MOUNTING RAIL RATED FREQUENCY 50HZ INPUT CURRENT 1A OUTPUT SIGNAL DC 4 TO 20MA (LIVE ZERO) POWER SUPPLY DC 19,2 - 72V MEASURING RANGE LINEAR 0 TO IEN | 590 | TEM | 1 | Simatic | 0.33 | 0
7KG61132AN240B | SIMEAS TRANSDUCER (G)MUI FOR ALTERNATING CURRENT IN HOUSING, FOR SNAPPING ON MOUNTING RAIL RATED FREQUENCY 50HZ INPUT CURRENT 1A OUTPUT SIGNAL DC 4 TO 20MA (LIVE ZERO) POWER SUPPLY DC 88 - 264V MEASURING RANGE LINEAR 0 TO IEN | 590 | TEM | 1 | Simatic | 0.33 | 0
7KG61132AN250B | SIMEAS TRANSDUCER (G)MUI FOR ALTERNATING CURRENT IN HOUSING, FOR SNAPPING ON MOUNTING RAIL RATED FREQUENCY 50HZ INPUT CURRENT 1A OUTPUT SIGNAL DC 4 TO 20MA (LIVE ZERO) POWER SUPPLY AC 45 - 65HZ, 100V MEASURING RANGE LINEAR 0 TO IEN | 590 | TEM | 1 | Simatic | 0.33 | 0
7KG61132AN260B | SIMEAS TRANSDUCER (G)MUI FOR ALTERNATING CURRENT IN HOUSING, FOR SNAPPING ON MOUNTING RAIL RATED FREQUENCY 50HZ INPUT CURRENT 1A OUTPUT SIGNAL DC 4 TO 20MA (LIVE ZERO) POWER SUPPLY AC 45 - 65HZ, 115V MEASURING RANGE LINEAR 0 TO IEN | 590 | TEM | 1 | Simatic | 0.33 | 0
7KG61132AN270B | SIMEAS TRANSDUCER (G)MUI FOR ALTERNATING CURRENT IN HOUSING, FOR SNAPPING ON MOUNTING RAIL RATED FREQUENCY 50HZ INPUT CURRENT 1A OUTPUT SIGNAL DC 4 TO 20MA (LIVE ZERO) POWER SUPPLY AC 45 - 65HZ, 230V MEASURING RANGE LINEAR 0 TO IEN | 590 | TEM | 1 | Simatic | 0.423 | 0
7KG61132BJ110B | SIMEAS TRANSDUCER (G)MUI FOR ALTERNATING CURRENT IN HOUSING, FOR SNAPPING ON MOUNTING RAIL RATED FREQUENCY 50HZ INPUT CURRENT 1,2A OUTPUT SIGNAL DC 0 TO 10MA MEASURING RANGE ZERO POINT = SIGNAL RANGE ZERO POINT POWER SUPPLY DC 19,2 - 72V MEASURING RANGE LINEAR 0 TO IEN | 550 | TEM | 1 | Simatic | 0.33 | 0
7KG61132BM170B | SIMEAS TRANSDUCER (G)MUI FOR ALTERNATING CURRENT IN HOUSING, FOR SNAPPING ON MOUNTING RAIL RATED FREQUENCY 50HZ INPUT CURRENT 1,2A OUTPUT SIGNAL DC 0 TO 10V MEASURING RANGE ZERO POINT = SIGNAL RANGE ZERO POINT POWER SUPPLY AC 45 - 65HZ, 230V MEASURING RANGE LINEAR 0 TO IEN | 550 | TEM | 1 | Simatic | 0.33 | 0
7KG61132BN210B | SIMEAS TRANSDUCER (G)MUI FOR ALTERNATING CURRENT IN HOUSING, FOR SNAPPING ON MOUNTING RAIL RATED FREQUENCY 50HZ INPUT CURRENT 1,2A OUTPUT SIGNAL DC 4 TO 20MA (LIVE ZERO) POWER SUPPLY DC 19,2 - 72V MEASURING RANGE LINEAR 0 TO IEN | 590 | TEM | 1 | Simatic | 0.33 | 0
7KG61132BN240B | SIMEAS TRANSDUCER (G)MUI FOR ALTERNATING CURRENT IN HOUSING, FOR SNAPPING ON MOUNTING RAIL RATED FREQUENCY 50HZ INPUT CURRENT 1,2A OUTPUT SIGNAL DC 4 TO 20MA (LIVE ZERO) POWER SUPPLY DC 88 - 264V MEASURING RANGE LINEAR 0 TO IEN | 590 | TEM | 1 | Simatic | 0.33 | 0
7KG61132BN270B | SIMEAS TRANSDUCER (G)MUI FOR ALTERNATING CURRENT IN HOUSING, FOR SNAPPING ON MOUNTING RAIL RATED FREQUENCY 50HZ INPUT CURRENT 1,2A OUTPUT SIGNAL DC 4 TO 20MA (LIVE ZERO) POWER SUPPLY AC 45 - 65HZ, 230V MEASURING RANGE LINEAR 0 TO IEN | 590 | TEM | 1 | Simatic | 0.33 | 0
7KG61132CN210B | SIMEAS TRANSDUCER (G)MUI FOR ALTERNATING CURRENT IN HOUSING, FOR SNAPPING ON MOUNTING RAIL RATED FREQUENCY 50HZ INPUT CURRENT 2A OUTPUT SIGNAL DC 4 TO 20MA (LIVE ZERO) POWER SUPPLY DC 19,2 - 72V MEASURING RANGE LINEAR 0 TO IEN | 590 | TEM | 1 | Simatic | 0.33 | 0
7KG61132CN240B | SIMEAS TRANSDUCER (G)MUI FOR ALTERNATING CURRENT IN HOUSING, FOR SNAPPING ON MOUNTING RAIL RATED FREQUENCY 50HZ INPUT CURRENT 2A OUTPUT SIGNAL DC 4 TO 20MA (LIVE ZERO) POWER SUPPLY DC 88 - 264V MEASURING RANGE LINEAR 0 TO IEN | 590 | TEM | 1 | Simatic | 0.33 | 0
7KG61132CN270B | SIMEAS TRANSDUCER (G)MUI FOR ALTERNATING CURRENT IN HOUSING, FOR SNAPPING ON MOUNTING RAIL RATED FREQUENCY 50HZ INPUT CURRENT 2A OUTPUT SIGNAL DC 4 TO 20MA (LIVE ZERO) POWER SUPPLY AC 45 - 65HZ, 230V MEASURING RANGE LINEAR 0 TO IEN | 590 | TEM | 1 | Simatic | 0.33 | 0
7KG61132EK110B | SIMEAS TRANSDUCER (G)MUI FOR ALTERNATING CURRENT IN HOUSING, FOR SNAPPING ON MOUNTING RAIL RATED FREQUENCY 50HZ INPUT CURRENT 5A OUTPUT SIGNAL DC 0 TO 20MA MEASURING RANGE ZERO POINT = SIGNAL RANGE ZERO POINT POWER SUPPLY DC 19,2 - 72V MEASURING RANGE LINEAR 0 TO IEN | 550 | TEM | 1 | Simatic | 0.33 | 0
7KG61132EK170B | SIMEAS TRANSDUCER (G)MUI FOR ALTERNATING CURRENT IN HOUSING, FOR SNAPPING ON MOUNTING RAIL RATED FREQUENCY 50HZ INPUT CURRENT 5A OUTPUT SIGNAL DC 0 TO 20MA MEASURING RANGE ZERO POINT = SIGNAL RANGE ZERO POINT POWER SUPPLY AC 45 - 65HZ, 230V MEASURING RANGE LINEAR 0 TO IEN | 550 | TEM | 1 | Simatic | 0.33 | 0
7KG61132EM110B | SIMEAS TRANSDUCER (G)MUI FOR ALTERNATING CURRENT IN HOUSING, FOR SNAPPING ON MOUNTING RAIL RATED FREQUENCY 50HZ INPUT CURRENT 5A OUTPUT SIGNAL DC 0 TO 10V MEASURING RANGE ZERO POINT = SIGNAL RANGE ZERO POINT POWER SUPPLY DC 19,2 - 72V MEASURING RANGE LINEAR 0 TO IEN | 550 | TEM | 1 | Simatic | 0.33 | 0
7KG61132EN210B | SIMEAS TRANSDUCER (G)MUI FOR ALTERNATING CURRENT IN HOUSING, FOR SNAPPING ON MOUNTING RAIL RATED FREQUENCY 50HZ INPUT CURRENT 5A OUTPUT SIGNAL DC 4 TO 20MA (LIVE ZERO) POWER SUPPLY DC 19,2 - 72V MEASURING RANGE LINEAR 0 TO IEN | 590 | TEM | 1 | Simatic | 0.33 | 0
7KG61132EN240B | SIMEAS TRANSDUCER (G)MUI FOR ALTERNATING CURRENT IN HOUSING, FOR SNAPPING ON MOUNTING RAIL RATED FREQUENCY 50HZ INPUT CURRENT 5A OUTPUT SIGNAL DC 4 TO 20MA (LIVE ZERO) POWER SUPPLY DC 88 - 264V MEASURING RANGE LINEAR 0 TO IEN | 590 | TEM | 1 | Simatic | 0.33 | 0
7KG61132EN260B | SIMEAS TRANSDUCER (G)MUI FOR ALTERNATING CURRENT IN HOUSING, FOR SNAPPING ON MOUNTING RAIL RATED FREQUENCY 50HZ INPUT CURRENT 5A OUTPUT SIGNAL DC 4 TO 20MA (LIVE ZERO) POWER SUPPLY AC 45 - 65HZ, 115V MEASURING RANGE LINEAR 0 TO IEN | 590 | TEM | 1 | Simatic | 0.33 | 0
7KG61132EN270B | SIMEAS TRANSDUCER (G)MUI FOR ALTERNATING CURRENT IN HOUSING, FOR SNAPPING ON MOUNTING RAIL RATED FREQUENCY 50HZ INPUT CURRENT 5A OUTPUT SIGNAL DC 4 TO 20MA (LIVE ZERO) POWER SUPPLY AC 45 - 65HZ, 230V MEASURING RANGE LINEAR 0 TO IEN | 590 | TEM | 1 | Simatic | 0.33 | 0
7KG61132FK140B | SIMEAS TRANSDUCER (G)MUI FOR ALTERNATING CURRENT IN HOUSING, FOR SNAPPING ON MOUNTING RAIL RATED FREQUENCY 50HZ INPUT CURRENT 6A OUTPUT SIGNAL DC 0 TO 20MA MEASURING RANGE ZERO POINT = SIGNAL RANGE ZERO POINT POWER SUPPLY DC 88 - 264V MEASURING RANGE LINEAR 0 TO IEN | 550 | TEM | 1 | Simatic | 0.33 | 0
7KG61132FN210B | SIMEAS TRANSDUCER (G)MUI FOR ALTERNATING CURRENT IN HOUSING, FOR SNAPPING ON MOUNTING RAIL RATED FREQUENCY 50HZ INPUT CURRENT 6A OUTPUT SIGNAL DC 4 TO 20MA (LIVE ZERO) POWER SUPPLY DC 19,2 - 72V MEASURING RANGE LINEAR 0 TO IEN | 590 | TEM | 1 | Simatic | 0.33 | 0
7KG61132FN240B | SIMEAS TRANSDUCER (G)MUI FOR ALTERNATING CURRENT IN HOUSING, FOR SNAPPING ON MOUNTING RAIL RATED FREQUENCY 50HZ INPUT CURRENT 6A OUTPUT SIGNAL DC 4 TO 20MA (LIVE ZERO) POWER SUPPLY DC 88 - 264V MEASURING RANGE LINEAR 0 TO IEN | 590 | TEM | 1 | Simatic | 0.33 | 0
7KG61132FN270B | SIMEAS TRANSDUCER (G)MUI FOR ALTERNATING CURRENT IN HOUSING, FOR SNAPPING ON MOUNTING RAIL RATED FREQUENCY 50HZ INPUT CURRENT 6A OUTPUT SIGNAL DC 4 TO 20MA (LIVE ZERO) POWER SUPPLY AC 45 - 65HZ, 230V MEASURING RANGE LINEAR 0 TO IEN | 590 | TEM | 1 | Simatic | 0.33 | 0
7KG61132GN270B | SIMEAS TRANSDUCER (G)MUI FOR ALTERNATING CURRENT IN HOUSING, FOR SNAPPING ON MOUNTING RAIL RATED FREQUENCY 50HZ INPUT CURRENT 7,5A OUTPUT SIGNAL DC 4 TO 20MA (LIVE ZERO) POWER SUPPLY AC 45 - 65HZ, 230V MEASURING RANGE LINEAR 0 TO IEN | 590 | TEM | 1 | Simatic | 0.33 | 0
7KG61132JK110B | SIMEAS TRANSDUCER (G)MUI FOR ALTERNATING CURRENT IN HOUSING, FOR SNAPPING ON MOUNTING RAIL RATED FREQUENCY 50HZ INPUT CURRENT 10A OUTPUT SIGNAL DC 0 TO 20MA MEASURING RANGE ZERO POINT = SIGNAL RANGE ZERO POINT POWER SUPPLY DC 19,2 - 72V MEASURING RANGE LINEAR 0 TO IEN | 550 | TEM | 1 | Simatic | 0.33 | 0
7KG61132JN210B | SIMEAS TRANSDUCER (G)MUI FOR ALTERNATING CURRENT IN HOUSING, FOR SNAPPING ON MOUNTING RAIL RATED FREQUENCY 50HZ INPUT CURRENT 10A OUTPUT SIGNAL DC 4 TO 20MA (LIVE ZERO) POWER SUPPLY DC 19,2 - 72V MEASURING RANGE LINEAR 0 TO IEN | 590 | TEM | 1 | Simatic | 0.33 | 0
7KG61132JN270B | SIMEAS TRANSDUCER (G)MUI FOR ALTERNATING CURRENT IN HOUSING, FOR SNAPPING ON MOUNTING RAIL RATED FREQUENCY 50HZ INPUT CURRENT 10A OUTPUT SIGNAL DC 4 TO 20MA (LIVE ZERO) POWER SUPPLY AC 45 - 65HZ, 230V MEASURING RANGE LINEAR 0 TO IEN | 590 | TEM | 1 | Simatic | 0.15 | 0
7KG61132KN240B | SIMEAS TRANSDUCER (G)MUI FOR ALTERNATING CURRENT IN HOUSING, FOR SNAPPING ON MOUNTING RAIL RATED FREQUENCY 50HZ INPUT CURRENT 1,5A OUTPUT SIGNAL DC 4 TO 20MA (LIVE ZERO) POWER SUPPLY DC 88 - 264V MEASURING RANGE LINEAR 0 TO IEN | 590 | TEM | 1 | Simatic | 0.33 | 0
7KG61132KN270B | SIMEAS TRANSDUCER (G)MUI FOR ALTERNATING CURRENT IN HOUSING, FOR SNAPPING ON MOUNTING RAIL RATED FREQUENCY 50HZ INPUT CURRENT 1,5A OUTPUT SIGNAL DC 4 TO 20MA (LIVE ZERO) POWER SUPPLY AC 45 - 65HZ, 230V MEASURING RANGE LINEAR 0 TO IEN | 590 | TEM | 1 | Simatic | 0.33 | 0
7KG61132LN270B | SIMEAS TRANSDUCER (G)MUI FOR ALTERNATING CURRENT IN HOUSING, FOR SNAPPING ON MOUNTING RAIL RATED FREQUENCY 50HZ INPUT CURRENT 2,5A OUTPUT SIGNAL DC 4 TO 20MA (LIVE ZERO) POWER SUPPLY AC 45 - 65HZ, 230V MEASURING RANGE LINEAR 0 TO IEN | 590 | TEM | 1 | Simatic | 0.33 | 0
7KG61133AK170B | SIMEAS TRANSDUCER (G)MUI FOR ALTERNATING CURRENT IN HOUSING, FOR SNAPPING ON MOUNTING RAIL RATED FREQUENCY 60HZ INPUT CURRENT 1A OUTPUT SIGNAL DC 0 TO 20MA MEASURING RANGE ZERO POINT = SIGNAL RANGE ZERO POINT POWER SUPPLY AC 45 - 65HZ, 230V MEASURING RANGE LINEAR 0 TO IEN | 550 | TEM | 1 | Simatic | 0.33 | 0
7KG61133AN210B | SIMEAS TRANSDUCER (G)MUI FOR ALTERNATING CURRENT IN HOUSING, FOR SNAPPING ON MOUNTING RAIL RATED FREQUENCY 60HZ INPUT CURRENT 1A OUTPUT SIGNAL DC 4 TO 20MA (LIVE ZERO) POWER SUPPLY DC 19,2 - 72V MEASURING RANGE LINEAR 0 TO IEN | 590 | TEM | 1 | Simatic | 0.33 | 0
7KG61133AN240B | SIMEAS TRANSDUCER (G)MUI FOR ALTERNATING CURRENT IN HOUSING, FOR SNAPPING ON MOUNTING RAIL RATED FREQUENCY 60HZ INPUT CURRENT 1A OUTPUT SIGNAL DC 4 TO 20MA (LIVE ZERO) POWER SUPPLY DC 88 - 264V MEASURING RANGE LINEAR 0 TO IEN | 590 | TEM | 1 | Simatic | 0.33 | 0
7KG61133AN270B | SIMEAS TRANSDUCER (G)MUI FOR ALTERNATING CURRENT IN HOUSING, FOR SNAPPING ON MOUNTING RAIL RATED FREQUENCY 60HZ INPUT CURRENT 1A OUTPUT SIGNAL DC 4 TO 20MA (LIVE ZERO) POWER SUPPLY AC 45 - 65HZ, 230V MEASURING RANGE LINEAR 0 TO IEN | 590 | TEM | 1 | Simatic | 0.33 | 0
7KG61133BM170B | SIMEAS TRANSDUCER (G)MUI FOR ALTERNATING CURRENT IN HOUSING, FOR SNAPPING ON MOUNTING RAIL RATED FREQUENCY 60HZ INPUT CURRENT 1,2A OUTPUT SIGNAL DC 0 TO 10V MEASURING RANGE ZERO POINT = SIGNAL RANGE ZERO POINT POWER SUPPLY AC 45 - 65HZ, 230V MEASURING RANGE LINEAR 0 TO IEN | 550 | TEM | 1 | Simatic | 0.33 | 0
7KG61133BN210B | SIMEAS TRANSDUCER (G)MUI FOR ALTERNATING CURRENT IN HOUSING, FOR SNAPPING ON MOUNTING RAIL RATED FREQUENCY 60HZ INPUT CURRENT 1,2A OUTPUT SIGNAL DC 4 TO 20MA (LIVE ZERO) POWER SUPPLY DC 19,2 - 72V MEASURING RANGE LINEAR 0 TO IEN | 590 | TEM | 1 | Simatic | 0.33 | 0
7KG61133BN240B | SIMEAS TRANSDUCER (G)MUI FOR ALTERNATING CURRENT IN HOUSING, FOR SNAPPING ON MOUNTING RAIL RATED FREQUENCY 60HZ INPUT CURRENT 1,2A OUTPUT SIGNAL DC 4 TO 20MA (LIVE ZERO) POWER SUPPLY DC 88 - 264V MEASURING RANGE LINEAR 0 TO IEN | 590 | TEM | 1 | Simatic | 0.33 | 0
7KG61133EK170B | SIMEAS TRANSDUCER (G)MUI FOR ALTERNATING CURRENT IN HOUSING, FOR SNAPPING ON MOUNTING RAIL RATED FREQUENCY 60HZ INPUT CURRENT 5A OUTPUT SIGNAL DC 0 TO 20MA MEASURING RANGE ZERO POINT = SIGNAL RANGE ZERO POINT POWER SUPPLY AC 45 - 65HZ, 230V MEASURING RANGE LINEAR 0 TO IEN | 550 | TEM | 1 | Simatic | 0.33 | 0
7KG61133EN210B | SIMEAS TRANSDUCER (G)MUI FOR ALTERNATING CURRENT IN HOUSING, FOR SNAPPING ON MOUNTING RAIL RATED FREQUENCY 60HZ INPUT CURRENT 5A OUTPUT SIGNAL DC 4 TO 20MA (LIVE ZERO) POWER SUPPLY DC 19,2 - 72V MEASURING RANGE LINEAR 0 TO IEN | 590 | TEM | 1 | Simatic | 0.33 | 0
7KG61133EN240B | SIMEAS TRANSDUCER (G)MUI FOR ALTERNATING CURRENT IN HOUSING, FOR SNAPPING ON MOUNTING RAIL RATED FREQUENCY 60HZ INPUT CURRENT 5A OUTPUT SIGNAL DC 4 TO 20MA (LIVE ZERO) POWER SUPPLY DC 88 - 264V MEASURING RANGE LINEAR 0 TO IEN | 590 | TEM | 1 | Simatic | 0.33 | 0
7KG61133EN260B | SIMEAS TRANSDUCER (G)MUI FOR ALTERNATING CURRENT IN HOUSING, FOR SNAPPING ON MOUNTING RAIL RATED FREQUENCY 60HZ INPUT CURRENT 5A OUTPUT SIGNAL DC 4 TO 20MA (LIVE ZERO) POWER SUPPLY AC 45 - 65HZ, 115V MEASURING RANGE LINEAR 0 TO IEN | 590 | TEM | 1 | Simatic | 0.33 | 0
7KG61133EN270B | SIMEAS TRANSDUCER (G)MUI FOR ALTERNATING CURRENT IN HOUSING, FOR SNAPPING ON MOUNTING RAIL RATED FREQUENCY 60HZ INPUT CURRENT 5A OUTPUT SIGNAL DC 4 TO 20MA (LIVE ZERO) POWER SUPPLY AC 45 - 65HZ, 230V MEASURING RANGE LINEAR 0 TO IEN | 590 | TEM | 1 | Simatic | 0.33 | 0
7KG61311AK11 | SIMEAS-T TRANSDUCER FOR DC-VOLTAGE AND CURRENT & ISOLATING AMPLIFIERS INPUT VOLTAGE: -60MV TO 60MV DC OUTPUT SIGNAL RANGE: -20MA TO 20MA DC ZERO POSITION: INPUT: 0MA,V = OUTPUT: 0MA,V AUXILIARY POWER SUPPLY: 19,2 TO 72V DC | 816 | TEM | 1 | Simatic | 0.33 | 0
7KG61311AM11 | SIMEAS-T TRANSDUCER FOR DC-VOLTAGE AND CURRENT & ISOLATING AMPLIFIERS INPUT VOLTAGE: -60MV TO 60MV DC OUTPUT SIGNAL RANGE: -10V TO 10V DC ZERO POSITION: INPUT: 0MA,V = OUTPUT: 0MA,V AUXILIARY POWER SUPPLY: 19,2 TO 72V DC | 816 | TEM | 1 | Simatic | 0.33 | 0
7KG61311AM14 | SIMEAS-T TRANSDUCER FOR DC-VOLTAGE AND CURRENT & ISOLATING AMPLIFIERS INPUT VOLTAGE: -60MV TO 60MV DC OUTPUT SIGNAL RANGE: -10V TO 10V DC ZERO POSITION: INPUT: 0MA,V = OUTPUT: 0MA,V AUXILIARY POWER SUPPLY: 88V TO 284V DC | 816 | TEM | 1 | Simatic | 0.33 | 0
7KG61311AN21 | SIMEAS-T TRANSDUCER FOR DC-VOLTAGE AND CURRENT & ISOLATING AMPLIFIERS INPUT VOLTAGE: -60MV TO 60MV DC OUTPUT SIGNAL RANGE: 4MA BIS 20MA DC (LIVE ZERO) ZERO POSITION: INPUT: 0MA,V = OUTPUT: 4MA AUXILIARY POWER SUPPLY: 19,2 TO 72V DC | 816 | TEM | 1 | Simatic | 0.33 | 0
7KG61311AN24 | SIMEAS-T TRANSDUCER FOR DC-VOLTAGE AND CURRENT & ISOLATING AMPLIFIERS INPUT VOLTAGE: -60MV TO 60MV DC OUTPUT SIGNAL RANGE: 4MA BIS 20MA DC (LIVE ZERO) ZERO POSITION: INPUT: 0MA,V = OUTPUT: 4MA AUXILIARY POWER SUPPLY: 88V TO 284V DC | 816 | TEM | 1 | Simatic | 0.33 | 0
7KG61311AN31 | SIMEAS-T TRANSDUCER FOR DC-VOLTAGE AND CURRENT & ISOLATING AMPLIFIERS INPUT VOLTAGE: -60MV TO 60MV DC OUTPUT SIGNAL RANGE: 4MA BIS 20MA DC (LIVE ZERO) ZERO POSITION: INPUT: 0MA,V = OUTPUT: 12MA AUXILIARY POWER SUPPLY: 19,2 TO 72V DC | 816 | TEM | 1 | Simatic | 0.33 | 0
7KG61311AN34 | SIMEAS-T TRANSDUCER FOR DC-VOLTAGE AND CURRENT & ISOLATING AMPLIFIERS INPUT VOLTAGE: -60MV TO 60MV DC OUTPUT SIGNAL RANGE: 4MA BIS 20MA DC (LIVE ZERO) ZERO POSITION: INPUT: 0MA,V = OUTPUT: 12MA AUXILIARY POWER SUPPLY: 88V TO 284V DC | 816 | TEM | 1 | Simatic | 0.33 | 0
7KG61311BK11 | SIMEAS-T TRANSDUCER FOR DC-VOLTAGE AND CURRENT & ISOLATING AMPLIFIERS INPUT VOLTAGE: -150MV TO 150MV DC OUTPUT SIGNAL RANGE: -20MA TO 20MA DC ZERO POSITION: INPUT: 0MA,V = OUTPUT: 0MA,V AUXILIARY POWER SUPPLY: 19,2 TO 72V DC | 816 | TEM | 1 | Simatic | 0.33 | 0
7KG61311BK14 | SIMEAS-T TRANSDUCER FOR DC-VOLTAGE AND CURRENT & ISOLATING AMPLIFIERS INPUT VOLTAGE: -150MV TO 150MV DC OUTPUT SIGNAL RANGE: -20MA TO 20MA DC ZERO POSITION: INPUT: 0MA,V = OUTPUT: 0MA,V AUXILIARY POWER SUPPLY: 88V TO 284V DC | 816 | TEM | 1 | Simatic | 0.33 | 0
7KG61311BM11 | SIMEAS-T TRANSDUCER FOR DC-VOLTAGE AND CURRENT & ISOLATING AMPLIFIERS INPUT VOLTAGE: -150MV TO 150MV DC OUTPUT SIGNAL RANGE: -10V TO 10V DC ZERO POSITION: INPUT: 0MA,V = OUTPUT: 0MA,V AUXILIARY POWER SUPPLY: 19,2 TO 72V DC | 816 | TEM | 1 | Simatic | 0.33 | 0
7KG61311BM14 | SIMEAS-T TRANSDUCER FOR DC-VOLTAGE AND CURRENT & ISOLATING AMPLIFIERS INPUT VOLTAGE: -150MV TO 150MV DC OUTPUT SIGNAL RANGE: -10V TO 10V DC ZERO POSITION: INPUT: 0MA,V = OUTPUT: 0MA,V AUXILIARY POWER SUPPLY: 88V TO 284V DC | 816 | TEM | 1 | Simatic | 0.33 | 0
7KG61311BM17 | SIMEAS-T TRANSDUCER FOR DC-VOLTAGE AND CURRENT & ISOLATING AMPLIFIERS INPUT VOLTAGE: -150MV TO 150MV DC OUTPUT SIGNAL RANGE: -10V TO 10V DC ZERO POSITION: INPUT: 0MA,V = OUTPUT: 0MA,V AUXILIARY POWER SUPPLY: 45 TO 65HZ AC, 230V | 816 | TEM | 1 | Simatic | 0.33 | 0
7KG61311BN21 | SIMEAS-T TRANSDUCER FOR DC-VOLTAGE AND CURRENT & ISOLATING AMPLIFIERS INPUT VOLTAGE: -150MV TO 150MV DC OUTPUT SIGNAL RANGE: 4MA BIS 20MA DC (LIVE ZERO) ZERO POSITION: INPUT: 0MA,V = OUTPUT: 4MA AUXILIARY POWER SUPPLY: 19,2 TO 72V DC | 816 | TEM | 1 | Simatic | 0.33 | 0
7KG61311BN24 | SIMEAS-T TRANSDUCER FOR DC-VOLTAGE AND CURRENT & ISOLATING AMPLIFIERS INPUT VOLTAGE: -150MV TO 150MV DC OUTPUT SIGNAL RANGE: 4MA BIS 20MA DC (LIVE ZERO) ZERO POSITION: INPUT: 0MA,V = OUTPUT: 4MA AUXILIARY POWER SUPPLY: 88V TO 284V DC | 816 | TEM | 1 | Simatic | 0.33 | 0
7KG61311BN34 | SIMEAS-T TRANSDUCER FOR DC-VOLTAGE AND CURRENT & ISOLATING AMPLIFIERS INPUT VOLTAGE: -150MV TO 150MV DC OUTPUT SIGNAL RANGE: 4MA BIS 20MA DC (LIVE ZERO) ZERO POSITION: INPUT: 0MA,V = OUTPUT: 12MA AUXILIARY POWER SUPPLY: 88V TO 284V DC | 816 | TEM | 1 | Simatic | 0.33 | 0
7KG61311CN24 | SIMEAS-T TRANSDUCER FOR DC-VOLTAGE AND CURRENT & ISOLATING AMPLIFIERS INPUT VOLTAGE: -300MV TO 300MV DC OUTPUT SIGNAL RANGE: 4MA BIS 20MA DC (LIVE ZERO) ZERO POSITION: INPUT: 0MA,V = OUTPUT: 4MA AUXILIARY POWER SUPPLY: 88V TO 284V DC | 816 | TEM | 1 | Simatic | 0.33 | 0
7KG61311EN31 | SIMEAS-T TRANSDUCER FOR DC-VOLTAGE AND CURRENT & ISOLATING AMPLIFIERS INPUT CURRENT: -1MA TO 1MA DC OUTPUT SIGNAL RANGE: 4MA BIS 20MA DC (LIVE ZERO) ZERO POSITION: INPUT: 0MA,V = OUTPUT: 12MA AUXILIARY POWER SUPPLY: 19,2 TO 72V DC | 816 | TEM | 1 | Simatic | 0.33 | 0
7KG61311FN27 | SIMEAS-T TRANSDUCER FOR DC-VOLTAGE AND CURRENT & ISOLATING AMPLIFIERS INPUT VOLTAGE: -25V TO 25V DC OUTPUT SIGNAL RANGE: 4MA BIS 20MA DC (LIVE ZERO) ZERO POSITION: INPUT: 0MA,V = OUTPUT: 4MA AUXILIARY POWER SUPPLY: 45 TO 65HZ AC, 230V | 816 | TEM | 1 | Simatic | 0.33 | 0
7KG61311KM11 | SIMEAS-T TRANSDUCER FOR DC-VOLTAGE AND CURRENT & ISOLATING AMPLIFIERS INPUT CURRENT: -20MA TO 20MA DC OUTPUT SIGNAL RANGE: -10V TO 10V DC ZERO POSITION: INPUT: 0MA,V = OUTPUT: 0MA,V AUXILIARY POWER SUPPLY: 19,2 TO 72V DC | 816 | TEM | 1 | Simatic | 0.33 | 0
7KG61311MM11 | SIMEAS-T TRANSDUCER FOR DC-VOLTAGE AND CURRENT & ISOLATING AMPLIFIERS INPUT VOLTAGE: -10V TO 10V DC OUTPUT SIGNAL RANGE: -10V TO 10V DC ZERO POSITION: INPUT: 0MA,V = OUTPUT: 0MA,V AUXILIARY POWER SUPPLY: 19,2 TO 72V DC | 816 | TEM | 1 | Simatic | 0.33 | 0
7KG61311MN21 | SIMEAS-T TRANSDUCER FOR DC-VOLTAGE AND CURRENT & ISOLATING AMPLIFIERS INPUT VOLTAGE: -10V TO 10V DC OUTPUT SIGNAL RANGE: 4MA BIS 20MA DC (LIVE ZERO) ZERO POSITION: INPUT: 0MA,V = OUTPUT: 4MA AUXILIARY POWER SUPPLY: 19,2 TO 72V DC | 816 | TEM | 1 | Simatic | 0.33 | 0
7KG61311NN14 | SIMEAS-T TRANSDUCER FOR DC-VOLTAGE AND CURRENT & ISOLATING AMPLIFIERS INPUT CURRENT: 4MA TO 20MA DC OUTPUT SIGNAL RANGE: 4MA BIS 20MA DC (LIVE ZERO) ZERO POSITION: INPUT: 0MA,V = OUTPUT: 0MA,V AUXILIARY POWER SUPPLY: 88V TO 284V DC | 816 | TEM | 1 | Simatic | 0.33 | 0
7KG61311PK11 | SIMEAS-T TRANSDUCER FOR DC-VOLTAGE AND CURRENT & ISOLATING AMPLIFIERS INPUT VOLTAGE: -150V TO 150V DC OUTPUT SIGNAL RANGE: -20MA TO 20MA DC ZERO POSITION: INPUT: 0MA,V = OUTPUT: 0MA,V AUXILIARY POWER SUPPLY: 19,2 TO 72V DC | 816 | TEM | 1 | Simatic | 0.33 | 0
7KG61311PK14 | SIMEAS-T TRANSDUCER FOR DC-VOLTAGE AND CURRENT & ISOLATING AMPLIFIERS INPUT VOLTAGE: -150V TO 150V DC OUTPUT SIGNAL RANGE: -20MA TO 20MA DC ZERO POSITION: INPUT: 0MA,V = OUTPUT: 0MA,V AUXILIARY POWER SUPPLY: 88V TO 284V DC | 816 | TEM | 1 | Simatic | 0.33 | 0
7KG61311PM11 | SIMEAS-T TRANSDUCER FOR DC-VOLTAGE AND CURRENT & ISOLATING AMPLIFIERS INPUT VOLTAGE: -150V TO 150V DC OUTPUT SIGNAL RANGE: -10V TO 10V DC ZERO POSITION: INPUT: 0MA,V = OUTPUT: 0MA,V AUXILIARY POWER SUPPLY: 19,2 TO 72V DC | 816 | TEM | 1 | Simatic | 0.33 | 0
7KG61311PM14 | SIMEAS-T TRANSDUCER FOR DC-VOLTAGE AND CURRENT & ISOLATING AMPLIFIERS INPUT VOLTAGE: -150V TO 150V DC OUTPUT SIGNAL RANGE: -10V TO 10V DC ZERO POSITION: INPUT: 0MA,V = OUTPUT: 0MA,V AUXILIARY POWER SUPPLY: 88V TO 284V DC | 816 | TEM | 1 | Simatic | 0.33 | 0
7KG61311PN21 | SIMEAS-T TRANSDUCER FOR DC-VOLTAGE AND CURRENT & ISOLATING AMPLIFIERS INPUT VOLTAGE: -150V TO 150V DC OUTPUT SIGNAL RANGE: 4MA BIS 20MA DC (LIVE ZERO) ZERO POSITION: INPUT: 0MA,V = OUTPUT: 4MA AUXILIARY POWER SUPPLY: 19,2 TO 72V DC | 816 | TEM | 1 | Simatic | 0.33 | 0
7KG61311PN24 | SIMEAS-T TRANSDUCER FOR DC-VOLTAGE AND CURRENT & ISOLATING AMPLIFIERS INPUT VOLTAGE: -150V TO 150V DC OUTPUT SIGNAL RANGE: 4MA BIS 20MA DC (LIVE ZERO) ZERO POSITION: INPUT: 0MA,V = OUTPUT: 4MA AUXILIARY POWER SUPPLY: 88V TO 284V DC | 816 | TEM | 1 | Simatic | 0.33 | 0
7KG61311PN27 | SIMEAS-T TRANSDUCER FOR DC-VOLTAGE AND CURRENT & ISOLATING AMPLIFIERS INPUT VOLTAGE: -150V TO 150V DC OUTPUT SIGNAL RANGE: 4MA BIS 20MA DC (LIVE ZERO) ZERO POSITION: INPUT: 0MA,V = OUTPUT: 4MA AUXILIARY POWER SUPPLY: 45 TO 65HZ AC, 230V | 816 | TEM | 1 | Simatic | 0.33 | 0
7KG61311PN34 | SIMEAS-T TRANSDUCER FOR DC-VOLTAGE AND CURRENT & ISOLATING AMPLIFIERS INPUT VOLTAGE: -150V TO 150V DC OUTPUT SIGNAL RANGE: 4MA BIS 20MA DC (LIVE ZERO) ZERO POSITION: INPUT: 0MA,V = OUTPUT: 12MA AUXILIARY POWER SUPPLY: 88V TO 284V DC | 816 | TEM | 1 | Simatic | 0.33 | 0
7KG61311QK17 | SIMEAS-T TRANSDUCER FOR DC-VOLTAGE AND CURRENT & ISOLATING AMPLIFIERS INPUT VOLTAGE: -250V TO 250V DC OUTPUT SIGNAL RANGE: -20MA TO 20MA DC ZERO POSITION: INPUT: 0MA,V = OUTPUT: 0MA,V AUXILIARY POWER SUPPLY: 45 TO 65HZ AC, 230V | 816 | TEM | 1 | Simatic | 0.33 | 0
7KG61311QM11 | SIMEAS-T TRANSDUCER FOR DC-VOLTAGE AND CURRENT & ISOLATING AMPLIFIERS INPUT VOLTAGE: -250V TO 250V DC OUTPUT SIGNAL RANGE: -10V TO 10V DC ZERO POSITION: INPUT: 0MA,V = OUTPUT: 0MA,V AUXILIARY POWER SUPPLY: 19,2 TO 72V DC | 816 | TEM | 1 | Simatic | 0.33 | 0
7KG61311QN21 | SIMEAS-T TRANSDUCER FOR DC-VOLTAGE AND CURRENT & ISOLATING AMPLIFIERS INPUT VOLTAGE: -250V TO 250V DC OUTPUT SIGNAL RANGE: 4MA BIS 20MA DC (LIVE ZERO) ZERO POSITION: INPUT: 0MA,V = OUTPUT: 4MA AUXILIARY POWER SUPPLY: 19,2 TO 72V DC | 816 | TEM | 1 | Simatic | 0.33 | 0
7KG61311QN24 | SIMEAS-T TRANSDUCER FOR DC-VOLTAGE AND CURRENT & ISOLATING AMPLIFIERS INPUT VOLTAGE: -250V TO 250V DC OUTPUT SIGNAL RANGE: 4MA BIS 20MA DC (LIVE ZERO) ZERO POSITION: INPUT: 0MA,V = OUTPUT: 4MA AUXILIARY POWER SUPPLY: 88V TO 284V DC | 816 | TEM | 1 | Simatic | 0.33 | 0
7KG61311TM11 | SIMEAS-T TRANSDUCER FOR DC-VOLTAGE AND CURRENT & ISOLATING AMPLIFIERS INPUT VOLTAGE: -600V TO 600V DC OUTPUT SIGNAL RANGE: -10V TO 10V DC ZERO POSITION: INPUT: 0MA,V = OUTPUT: 0MA,V AUXILIARY POWER SUPPLY: 19,2 TO 72V DC | 816 | TEM | 1 | Simatic | 0.33 | 0
7KG61311TN21 | SIMEAS-T TRANSDUCER FOR DC-VOLTAGE AND CURRENT & ISOLATING AMPLIFIERS INPUT VOLTAGE: -600V TO 600V DC OUTPUT SIGNAL RANGE: 4MA BIS 20MA DC (LIVE ZERO) ZERO POSITION: INPUT: 0MA,V = OUTPUT: 4MA AUXILIARY POWER SUPPLY: 19,2 TO 72V DC | 816 | TEM | 1 | Simatic | 0.33 | 0
7KG61311UJ14 | SIMEAS-T TRANSDUCER FOR DC-VOLTAGE AND CURRENT & ISOLATING AMPLIFIERS INPUT VOLTAGE: -300V TO 300V DC OUTPUT SIGNAL RANGE: -10MA TO 10MA DC ZERO POSITION: INPUT: 0MA,V = OUTPUT: 0MA,V AUXILIARY POWER SUPPLY: 88V TO 284V DC | 816 | TEM | 1 | Simatic | 0.33 | 0
7KG61311UK14 | SIMEAS-T TRANSDUCER FOR DC-VOLTAGE AND CURRENT & ISOLATING AMPLIFIERS INPUT VOLTAGE: -300V TO 300V DC OUTPUT SIGNAL RANGE: -20MA TO 20MA DC ZERO POSITION: INPUT: 0MA,V = OUTPUT: 0MA,V AUXILIARY POWER SUPPLY: 88V TO 284V DC | 816 | TEM | 1 | Simatic | 0.33 | 0
7KG61311UM11 | SIMEAS-T TRANSDUCER FOR DC-VOLTAGE AND CURRENT & ISOLATING AMPLIFIERS INPUT VOLTAGE: -300V TO 300V DC OUTPUT SIGNAL RANGE: -10V TO 10V DC ZERO POSITION: INPUT: 0MA,V = OUTPUT: 0MA,V AUXILIARY POWER SUPPLY: 19,2 TO 72V DC | 816 | TEM | 1 | Simatic | 0.33 | 0
7KG61311UM17 | SIMEAS-T TRANSDUCER FOR DC-VOLTAGE AND CURRENT & ISOLATING AMPLIFIERS INPUT VOLTAGE: -300V TO 300V DC OUTPUT SIGNAL RANGE: -10V TO 10V DC ZERO POSITION: INPUT: 0MA,V = OUTPUT: 0MA,V AUXILIARY POWER SUPPLY: 45 TO 65HZ AC, 230V | 816 | TEM | 1 | Simatic | 0.33 | 0
7KG61311UN21 | SIMEAS-T TRANSDUCER FOR DC-VOLTAGE AND CURRENT & ISOLATING AMPLIFIERS INPUT VOLTAGE: -300V TO 300V DC OUTPUT SIGNAL RANGE: 4MA BIS 20MA DC (LIVE ZERO) ZERO POSITION: INPUT: 0MA,V = OUTPUT: 4MA AUXILIARY POWER SUPPLY: 19,2 TO 72V DC | 816 | TEM | 1 | Simatic | 0.33 | 0
7KG61311UN24 | SIMEAS-T TRANSDUCER FOR DC-VOLTAGE AND CURRENT & ISOLATING AMPLIFIERS INPUT VOLTAGE: -300V TO 300V DC OUTPUT SIGNAL RANGE: 4MA BIS 20MA DC (LIVE ZERO) ZERO POSITION: INPUT: 0MA,V = OUTPUT: 4MA AUXILIARY POWER SUPPLY: 88V TO 284V DC | 816 | TEM | 1 | Simatic | 0.33 | 0
7KG61311UN27 | SIMEAS-T TRANSDUCER FOR DC-VOLTAGE AND CURRENT & ISOLATING AMPLIFIERS INPUT VOLTAGE: -300V TO 300V DC OUTPUT SIGNAL RANGE: 4MA BIS 20MA DC (LIVE ZERO) ZERO POSITION: INPUT: 0MA,V = OUTPUT: 4MA AUXILIARY POWER SUPPLY: 45 TO 65HZ AC, 230V | 816 | TEM | 1 | Simatic | 0.33 | 0
7KG61311VK11 | SIMEAS-T TRANSDUCER FOR DC-VOLTAGE AND CURRENT & ISOLATING AMPLIFIERS INPUT VOLTAGE: -800V TO 800V DC OUTPUT SIGNAL RANGE: -20MA TO 20MA DC ZERO POSITION: INPUT: 0MA,V = OUTPUT: 0MA,V AUXILIARY POWER SUPPLY: 19,2 TO 72V DC | 816 | TEM | 1 | Simatic | 0.33 | 0
7KG61311VM17 | SIMEAS-T TRANSDUCER FOR DC-VOLTAGE AND CURRENT & ISOLATING AMPLIFIERS INPUT VOLTAGE: -800V TO 800V DC OUTPUT SIGNAL RANGE: -10V TO 10V DC ZERO POSITION: INPUT: 0MA,V = OUTPUT: 0MA,V AUXILIARY POWER SUPPLY: 45 TO 65HZ AC, 230V | 816 | TEM | 1 | Simatic | 0.33 | 0
7KG61311WK11 | SIMEAS-T TRANSDUCER FOR DC-VOLTAGE AND CURRENT & ISOLATING AMPLIFIERS INPUT VOLTAGE: -1000V TO 1000V DC OUTPUT SIGNAL RANGE: -20MA TO 20MA DC ZERO POSITION: INPUT: 0MA,V = OUTPUT: 0MA,V AUXILIARY POWER SUPPLY: 19,2 TO 72V DC | 816 | TEM | 1 | Simatic | 0.33 | 0
7KG61311WM11 | SIMEAS-T TRANSDUCER FOR DC-VOLTAGE AND CURRENT & ISOLATING AMPLIFIERS INPUT VOLTAGE: -1000V TO 1000V DC OUTPUT SIGNAL RANGE: -10V TO 10V DC ZERO POSITION: INPUT: 0MA,V = OUTPUT: 0MA,V AUXILIARY POWER SUPPLY: 19,2 TO 72V DC | 816 | TEM | 1 | Simatic | 0.33 | 0
7KG61311WM17 | SIMEAS-T TRANSDUCER FOR DC-VOLTAGE AND CURRENT & ISOLATING AMPLIFIERS INPUT VOLTAGE: -1000V TO 1000V DC OUTPUT SIGNAL RANGE: -10V TO 10V DC ZERO POSITION: INPUT: 0MA,V = OUTPUT: 0MA,V AUXILIARY POWER SUPPLY: 45 TO 65HZ AC, 230V | 816 | TEM | 1 | Simatic | 0.33 | 0
7KG61311WN21 | SIMEAS-T TRANSDUCER FOR DC-VOLTAGE AND CURRENT & ISOLATING AMPLIFIERS INPUT VOLTAGE: -1000V TO 1000V DC OUTPUT SIGNAL RANGE: 4MA BIS 20MA DC (LIVE ZERO) ZERO POSITION: INPUT: 0MA,V = OUTPUT: 4MA AUXILIARY POWER SUPPLY: 19,2 TO 72V DC | 816 | TEM | 1 | Simatic | 0.33 | 0
7KG61311WN27 | SIMEAS-T TRANSDUCER FOR DC-VOLTAGE AND CURRENT & ISOLATING AMPLIFIERS INPUT VOLTAGE: -1000V TO 1000V DC OUTPUT SIGNAL RANGE: 4MA BIS 20MA DC (LIVE ZERO) ZERO POSITION: INPUT: 0MA,V = OUTPUT: 4MA AUXILIARY POWER SUPPLY: 45 TO 65HZ AC, 230V | 816 | TEM | 1 | Simatic | 0.33 | 0
7KG61311XN21 | SIMEAS-T TRANSDUCER FOR DC-VOLTAGE AND CURRENT & ISOLATING AMPLIFIERS INPUT VOLTAGE: -30V TO 30V DC OUTPUT SIGNAL RANGE: 4MA BIS 20MA DC (LIVE ZERO) ZERO POSITION: INPUT: 0MA,V = OUTPUT: 4MA AUXILIARY POWER SUPPLY: 19,2 TO 72V DC | 816 | TEM | 1 | Simatic | 0.33 | 0
7KG61311XN27 | SIMEAS-T TRANSDUCER FOR DC-VOLTAGE AND CURRENT & ISOLATING AMPLIFIERS INPUT VOLTAGE: -30V TO 30V DC OUTPUT SIGNAL RANGE: 4MA BIS 20MA DC (LIVE ZERO) ZERO POSITION: INPUT: 0MA,V = OUTPUT: 4MA AUXILIARY POWER SUPPLY: 45 TO 65HZ AC, 230V | 816 | TEM | 1 | Simatic | 0.33 | 0
6ES78420CA010YX2 | SIMATIC S7, TELESERVICE SOFTWARE UPDATE SERVICE WITHIN THE FRAMEWORK OF THIS CONTRACT, YOU WILL RECEIVE UPDATED SOFTWARE VERSIONS FOR A PERIOD OF ONE YEAR. EXTENDED BY ANOTHER YEAR, IF IT IS NOT CANCELED THREE MONTHS PRIOR TO ITS EXPIRATION. PERIOD OF DELIVERY AND PERFORMANCE: 1 YEAR FROM DATE OF INVOICE PREREQUISITE FOR CONTRACT: CURRENT VERSION OF THE SOFTWARE | 158 | TEM | 1 | Simatic | 0.08 | 0
6ES78420CE000YA0 | SIMATIC S7, TELESERVICE V6.1 UNLOCK COPY LICENSE (UCL), BASIC PACKAGE FOR 20 INSTALLATIONS ONLY VALID COMBINED WITH UNLOCK COPY LICENSE CONTRACT | 8054 | TEM | 1 | Simatic | 0.265 | 0
6ES78420CE000YE0 | SIMATIC S7, TELESERVICE V6.1 FLOATING LICENSE E-SW, SW AND DOCU ON CD LICENSE KEY ON USB-STICK, CLASS A 5 LANGUAGES (G,E,F,I,S) EXECUTABLE UNDER WINXP 32 BIT AND WINDOWS 7 32/64 BIT, REFERENCE-HW: PG/PC | 678 | TEM | 1 | Simatic | 0.162 | 0
6ES78420CE000YE4 | SIMATIC S7, TELESERVICE V6.1 UPGRADE FLOATING LICENSE E-SW, SW AND DOCU ON CD LICENSE KEY ON USB-STICK CLASS A 5 LANGUAGES (G,E,F,I,S) EXECUTABLE UNDER WINXP 32 BIT AND WINDOWS 7 32/64 BIT, REFERENCE-HW: PG/PC | 268 | TEM | 1 | Simatic | 0.176 | 0
6ES78420CE002YN8 | SIMATIC S7, TELESERVICE V6.1 UNLOCK COPY LICENSE, ONLY VALID COMBINED WITH UNLOCK COPY LICENSE CONTRACT AND VALID LICENSE | 342 | TEM | 1 | Simatic | 0.5 | 0
6ES79720CB350XA0 | SIMATIC S7, TS ADAPTER II FOR SIMATIC TELESERVICE RS232 AND INTEGR. ANALOG MODEM CONNECTION ON MPI/DP POWER SUPPL. MPI OR EXT. 24V PARAMETR. THROUGH USB | 667 | TEM | 1 | Simatic | 0.612 | 1
6ES79720CC350XA0 | SIMATIC S7, TS ADAPTER II ISDN FOR SIMATIC TELESERVICE RS232 AND INTEGR. ISDN MODEM CONNECTION ON MPI/DP POWER SUPPL. MPI OR EXT. 24V PARAMETR. THROUGH USB | 756 | TEM | 1 | Simatic | 0.635 | 1
6ES79720EA000XA0 | SIMATIC S7, TS ADAPTER IE ADV. FOR SIMATIC TELESERVICE, IP BASED, VPN POWER SUPPLY EXT. 24V | 620 | TEM | 1 | Simatic | 0.304 | 1
6ES79720EB000XA0 | SIMATIC S7, TS ADAPTER IE BASIC FOR SIMATIC TELESERVICE, CONNECTION ON ETHERNET, POWER SUPPLY EXT. 24V, | 273 | TEM | 1 | Simatic | 0.211 | 1
6ES79720MD000XA0 | SIMATIC S7, TS MODULE ISDN FOR SIMATIC TELESERVICE, CONNECTION ON TS ADAPTER IE, POWER SUPPLY FROM TS ADAPTER | 273 | TEM | 1 | Simatic | 0.22 | 1
6ES79720MM000XA0 | SIMATIC S7, TS MODULE MODEM FOR SIMATIC TELESERVICE, CONNECTION ON TS ADAPTER IE, POWER SUPPLY FROM TS ADAPTER | 216 | TEM | 1 | Simatic | 0.265 | 1
6ES79720MS000XA0 | SIMATIC S7, TS MODULE RS232 FOR SIMATIC TELESERVICE, CONNECTION ON TS ADAPTER IE, STROMVERSORG. UEBER TS ADAPTER, | 116 | TEM | 1 | Simatic | 0.151 | 1
6ES79720SE007AA0 | MOUNTING ADAPTER FOR S7 RAIL FOR INSTALLATION OF TS ADAPTER IE BASIC ON S7 RAIL LENGHT 60MM | 17.8 | TEM | 1 | Simatic | 0.11 | 0
6GF33200AC02 | USB CABLE 6' (1.8M), ONLY TO BE USED WITH MV320 STRAIGHT (NOT COILED). | 35.7 | TEM | 1 | Simatic | 0.635 | 1
6GF33200AC03 | RS232-CABLE W/O PS, FOR USE WITH MV320 8' (2.4M), COILED, NOTE: POWER SUPPLY UNDER 6GF3020-0AC40-0AP2 | 44.5 | TEM | 1 | Simatic | 0.635 | 1
6GF33200AC07 | METAL STAND FOR SIMATIC | 44.5 | TEM | 1 | Simatic | 0.635 | 1
6GF33200HT01 | SIMATIC MV320 OPTICAL READER HANDHELD CODE READER FOR 1D A. 2D CODES E.G.DATA MATRIX, READY TO USE SET WITH READER AND USB CABLE 6' (1.8M) FOR USE WITH MEDIUM TO HIGH CONTRAST CODES, RANGE DEPENDING ON TYPE OF CODE AND SIZE 20MM UP TO 375MM | 504 | TEM | 1 | Simatic | 0.635 | 1
6GF33250AC03 | MV325 CHARG.STATION W/ BT MODEM USB CHARGING STATION WITH INTEGRATED BLUETOOTH MODEM POWER SUPPLY VIA USB CABLE, USB CABLE 3' (0.9M) INCLUDED IN SCOPE OF SUPPLY | 426 | TEM | 1 | Simatic | 0.24 | 1
6GF33250AC07 | MV325 BATTERY 1300MAH LI-ION BATTERY MODULE, 1300MAH FOR SIMATIC MV325 INCL. CHARGE LEVEL INDICATOR | 168 | TEM | 1 | Simatic | 0.635 | 0
6GF33250HT01 | SIMATIC MV325 OPTICAL READER BLUETOOTH HANDHELD CODE READER FOR 1D-BARCODE A. DATA MATRIX, READY TO USE SET WITH READER, CHARGING STATION, ACCESS POINT A. USB CABLE 6' (1.8M) F. MEDIUM TO HIGH CONTRAST CODES, RANGE DEPENDING ON TYPE OF CODE AND SIZE 20MM UP TO 375MM | 1344 | TEM | 1 | Simatic | 0.635 | 1
6GF33400HT01 | SIMATIC MV340 OPTICAL READER FOR 1D AND 2D CODES, HANDHELD READER; WITH USB-CABLE 12' (3.6M); RANGE 50 MM; | 2300 | TEM | 1 | Simatic | 0.544 | 1
6GF34000AP01 | ACTION PACK SIMATIC MV440 HR, PACK CONTAINS: SIMATIC MV440 HR CODE READER FOR READING 1D / 2D CODES AND CLEAR TEXT (OCR); RESOLUTION 1024 X 768 PIXEL; OBJECTIVE 16 MM; BUILT-IN RING LIGHT RED; ETHERNET- CABLE M12/RJ45 2M; POWER-IO-RS232 CABLE; OBJECTIVE PROTECTION GLASS IP67; MOUNTING PLATE; CONTAINS MLFB: 6GF3440-0GE10, - -8CA,-8AC11,-8DA1,-8BB1,-8BA2 6GF9001-1BF01,6GF3400-0SL01 | 3140 | TEM | 1 | Simatic | 2.356 | 0
6GF34000AP02 | SIEMENS SOLUTION PARTNER WELCOME PACKAGE CODE READING FOR PROGRAM MODULE "INDUSTRIAL IDENTIFICATION", SIMATIC IDENT 1 X TEXT-GENIUS | 263 | TEM | 1 | Simatic | 0.2 | 0
6GF34000AP03 | START PACK SIMATIC MV440 HR, PACK CONTAINS: SIMATIC MV440 HR CODE READER FOR READING 1D / 2D CODES A. PLANE TEXT(TEXT-GENIUS PLUS) RESOLUTION 1024 X 768 PIXEL; OBJECTIVE 16 MM; BUILT-IN RINGLIGHT RED; ETHERNET- CABLE M12/RJ45 2M; POWER-IO-RS232-CABLE; OBJECTIVE PROTECT. GLASS IP67; MOUNTING PLATE; CONTAINS MLFB: 6GF3440-1GE10,- -8CA,-8AC11,-8DA11,-8BB1,-8BA2 6GF9001-1BF01,6GF3400-1SL01 | 3507 | TEM | 1 | Simatic | 2.356 | 0
6GF34000BH15 | SIMATIC MV400 POWER CABLE FOR MV420/440, M16 - PUSH-PULL, PUR, 1QMM, LENGTH 1.5 M PREASSEMBLED PIN ASS. H+G (24V PS ONLY) | 174 | TEM | 1 | Simatic | 0.8 | 0
6GF34000LT017BA1 | MV400 LED RING LIGHT IR CLEAR FLOURESCENT MATERIAL:LED 850NM; RANGE: 500MM...3000MM, FOR SIMATIC MV420 AND MV440, SUITABLE FOR LENS PROTECTION HOUSING: 6GF3440-8AC11, -8AC12, -8AC13, -8AC21; SUITABLE FOR LAMP HOLDER: 6GF3440-8CD01; 24 V POWER SUPPLY; SUITABLE FOR LAMP CABLE: 6GF3440-8BC4, 6GF3440-8BD1; DIMENSIONS: 142 X 142 X 43 MM (W X H X D), PROTECT. MODE IP67 | 1061 | TEM | 1 | Simatic | 0.556 | 1
6GF34000LT018DA1 | MV400 LED RING LIGHT RED CLEAR FLOURESCENT MATERIAL:LED 625NM; RANGE: 500MM...3000MM, FOR SIMATIC MV420 AND MV440, SUITABLE FOR LENS PROTECTION HOUSING: 6GF3440-8AC11, -8AC12, -8AC13, -8AC21; SUITABLE FORLAMP HOLDER: 6GF3440-8CD01; 24 V POWER SUPPLY; SUITABLE FOR LAMP CABLE: 6GF3440-8BC4, 6GF3440-8BD1; DIMENSIONS: 142 X 142 X 43 MM (W X H X D), PROTECT. MODE IP67 | 1061 | TEM | 1 | Simatic | 0.535 | 1
6GF34000SL01 | TEXT-GENIUS; OCR LICENSE FOR MV440 CODE READER SYSTEMS; SINGLE LICENSE, SINGLE LICENSE ON USB STICK; CAN BE LOADED ON DEVICE VIA ALM; | 709 | TEM | 1 | Simatic | 0.144 | 0
6GF34000SL02 | VERI-GENIUS VERIFIER SET FOR MV440 READER; SUPPLY CONTAINS: SINGLE LICENESE (ON USB-STICK) AND CALIBRATION CARD; CAN BE LOADED VIA ALM ON MV440 DEVICE | 709 | TEM | 1 | Simatic | 0.158 | 0
6GF34000SL03 | PAT-GENIUS;FORM RECOGN. LICENSE FOR MV440 CODE READER UNITS; SINGLE LICENSE, SINGLE LICENSE EXPANDS ABOVE UNITS TO FUNCTIONALITY FOR FORM RECOGNITION AND CHECKING; DELIVERED ON USB STICK; CAN BE DOWNLOADED ON THE UNIT VIA ALM; PREREQUISITE: FW > V6.0 | 893 | TEM | 1 | Simatic | 0.136 | 0
6GF34000TP03 | EDUCATION PAKAGE SIMATIC MV440 HR CODE READER FOR READING 1D / 2D CODES AND PLAIN TEXT (TEXT-GENIUS PLUS) A OBJECT RECOGNITION (PAT- GENIUS); 1024 X 768 PIXEL; LENS 16 MM; BUILDIN-RING LIGHT RED; ETHERNET-CABLE M12/RJ45 2M; POWER-IO- RS232-CABLE; LENS-PROTECTION GLASS; MOUNTING PLATE; | 2445 | TEM | 1 | Simatic | 2.585 | 0
6GF34001AP03 | ACTION PACK SIMATIC MV440 HR, PACK CONTAINS: SIMATIC MV440 HR CODE READER FOR READING 1D / 2D CODES RESOLUTION 1024 X 768 PIXEL; LENS 16 MM; BUILT-IN RINGLIGHT RED; ETHERNET CABLE M12/RJ45 2M; POWER-IO-RS232-CABLE; LENS-PROTECTION GLASS IP67; MOUNTING PLATE; INCLUDES: MLFB: 6GF3440-1GE10, -8CA,-8AC11,-8DA11,-8DA21, -8BA2, 6GF9001-1BF01,-BU01, 6XV18715TN10 | 4213 | TEM | 1 | Simatic | 2.935 | 0
6GF34001AP031AA0 | ACTION PACK TEXT-GENIUS PLUS FOR MV440 CODE READING SYSTEMS; SINGLE LICENSE, CONTAINS TEXT-GENIUS FUNCTION PLUS TRAINABLE FONTS; ON USB STICK; VIA ALM LOADABLE ON DEVICE; PREREQUISITE: FW V5.0 OR HIGHER | 815 | TEM | 1 | Simatic | 0.2 | 0
6GF34001AP032AA0 | ACTION PACK PAT-GENIUS; FOR MV440 CODE READERS; SINGLE LICENSE, EXTENDS ABOVE DEVICES BY FUNCTIONALITY FOR OBJECT RECOGNITION AND CHECK; DELIVERED ON USB STICK; VIA ALM LOADABLE ON DEVICE; PREREQUISITE: FW > V6.0 | 652 | TEM | 1 | Simatic | 0.2 | 0
6GF34001BH20 | SIMATIC MV400 POWER CABLE FOR MV420/440, M16 - PUSH-PULL, PUR, 1QMM, LENGTH 2 M M16 CONF., PUSH-PULL OPEN PIN ASS. H+G (24V PS ONLY) | 168 | TEM | 1 | Simatic | 0.8 | 0
6GF34001SL01 | TEXT-GENIUS PLUS; OCR-LICENSE FOR MV440 CODE READING SYSTEMS; SINGLE LICENSE, SINGLE LICENSE INCLUDES TEXT-GENIUS FUNCTION PLUS WITH TRAINABLE FONTS; ON USB STICK; CAN BE LOADED ON DEVICE VIA ALM; NECESSARY: FW V5.0 OR HIGHER | 1008 | TEM | 1 | Simatic | 0.138 | 0
6GF34200AA20 | SIMATIC MV420 SR-B;BASIC TYPE COMPACT OPTICAL READER FOR 1D AND 2D CODES;IP67 | 1365 | TEM | 1 | Simatic | 0.376 | 1
6GF34200AA40 | SIMATIC MV420 SR-P; PERFORMANCE TYPE; COMPACT OPTICAL READER FOR 1D AND 2D CODES; IP67; INCL. MULTICODE, AUTOTRIGGER AND ID-GENIUS; VERY HIGH READING SPEEDS | 2289 | TEM | 1 | Simatic | 0.377 | 1
6GF34200AC000LK0 | SIMATIC MV420 MV420 LENS KIT 6MM M12-LENS 6MM, APERTURE 5.6 INCL. PROTECTION TUBE | 121 | TEM | 1 | Simatic | 0.061 | 1
6GF34200AC001AA0 | MOUNTING ANGLE MV420 | 34.7 | TEM | 1 | Simatic | 0.15 | 0
6GF34200AC001LK0 | SIMATIC MV420 MV420 LENS KIT 16MM M12-LENS 16MM, APERTURE 4 PROTECTION TUBE INCL. | 147 | TEM | 1 | Simatic | 0.053 | 1
6GF34200AC001LT0 | SIMATIC MV420 BUILT-IN RINGLIGHT RED MOUNTING MATERIAL INCLUDED | 111 | TEM | 1 | Simatic | 0.15 | 0
6GF34200AC001PS0 | POWER UNIT (EU, US) ONLY F. DEMO-/TEST OPERATION IN LABORATORIES AND OFFICE; NO IP67 | 179 | TEM | 1 | Simatic | 0.3 | 0
6GF34200AC002AA0 | MV420 PROT. TUBE, SET SPARE CONTAINS: 2 PROT. TUBES, 3 O-RINGS, 8 THREADED PINS M2.5X4, 1 SCREW DRIVER | 81.2 | TEM | 1 | Simatic | 0.064 | 0
6GF34200AC002CB0 | ASM ADAPTER CABLE (M16 TO M12) FOR MV420 FOR CONNECTING TO RFID COMMUNICATION MODULES (ASM) | 179 | TEM | 1 | Simatic | 0.19 | 0
6GF34200AC002LT0 | SIMATIC MV420 BUILTIN RINGLIGHT WHITE MOUNTING MATERIAL INSIDE. | 142 | TEM | 1 | Simatic | 0.15 | 0
6GF34200AC003LT0 | SIMATIC MV420 BUILT-IN RINGLIGHT INFRA RED MOUNTING MATERIAL INCLUDED | 142 | TEM | 1 | Simatic | 0.15 | 0
6GF34200AX20 | SIMATIC MV420 SR-B BODY COMPACT OPTICAL READER FOR 1D AND 2D CODES; BASIC UNIT WITHOUT LIGHTING, LENS AND PROTECTION TUBE | 1145 | TEM | 1 | Simatic | 0.363 | 1
6GF34200AX40 | SIMATIC MV420 SR-P BODY COMPACT COPTICAL READER FOR 1D AND 2D CODES; MULTICODE, AUTOTRIGGER AND ID-GENIUS; VERY HIGH SPEED READING BASIC UNIT WITHOUT LIGHTING, LENS AND PROTECTION TUBE | 2058 | TEM | 1 | Simatic | 0.362 | 1
6GF34401CD10 | SIMATIC MV440 SR OPTICAL READER RESOLUTION: 640 X 480 PIXEL; FOR 1D/2D CODE READING, OCR AND OBJECT RECOGNITION; FIELD OF VIEW AND DISTANCE: VARIABLE; POE; IP67(WITH 6GF3440-8AC1X); DELIVERY: READER, CDROM AND PLASTIC-PROTECTION TUBE; (WITHOUT: CABLE, LIGHTS, LENS, LICENSES) | 2793 | TEM | 1 | Simatic | 0.581 | 1
6GF34401GE10 | SIMATIC MV440 HR OPTICAL READER RESOLUTION: 1024 X 768 PIXEL; FOR 1D/2D CODE READING; OCR AND OBJECT RECOGNITION; FIELD OF VIEW AND DISTANCE: VARIABLE; POE; IP67 (MIT 6GF3440-8AC1X); DELIVERY: READER, CDROM AND PLASTIC-PROTECTION TUBE; (WITHOUT: CABLE, LIGHTS, LENS, LICENSES) | 3528 | TEM | 1 | Simatic | 0.577 | 1
6GF34401LE10 | SIMATIC MV440 UR OPTICAL READER RESOLUTION: 1600 X 1200 PIXEL; FOR 1D/2D CODE READING; OCR AND OBJECT RECOGNITION; FIELD OF VIEW AND DISTANCE: VARIABLE; POE; IP67 (MIT 6GF3440-8AC1X); DELIVERY: READER, CDROM AND PLASTIC-PROTECTION TUBE; (WITHOUT: CABLE, LIGHTS, LENS, LICENSES) | 6038 | TEM | 1 | Simatic | 0.593 | 1
6GF34408AC11 | D65 LENS PROTECTION HOUSING METAL-GLASS, PROT. MODE IP67 FOR MV440 UNITS FACE-PLATE: GLASS HOUSING: METAL CONTAINS: TUBE, O-RING AND PROTECTION CAPS (M12,M12,M16), DIAMETER INSIDE: 57MM MAX LENGTH OF LENS: 57MM APPLICABLE LENS (MLFB): E.G. 6GF9001-1BL01, ..-1BF01, ...-1BG01, ...-1BH01, ...-1BJ01 SUITABLE LAMPS (MLFB): 6GF3440-8DA1, ...8DA2,...8DA11 W X H X D (MM): 65 X 65 X 60 | 284 | TEM | 1 | Simatic | 0.169 | 0
6GF34408AC12 | D65 LENS PROTECTION HOUSING PC-PC, PROTECTION MODE IP67 FOR MV440 UNITS, FACE PLATE: PC, HOUSING: PC, PC:= POLYCARBONAT CRYSTAL CLEAR, INCLUDED IN SCOPE OF SUPPLY: PROTECTION TUBE, O-RING AND 3 PROTECTION CAPS (M12,M12,M16), MAX. DIAMETER INSIDE: 57 MM, MAX. LENGTH OF LENS: 57MM; SUITABLE LENS (MLFB): E. G. 6GF9001-1BL01, ..-1BF01, ..-1BG01, ..-1BH01, ..-1BJ01; SUITABLE LAMPS (MLFB): 6GF3440-8DA1, ...-8DA2,...8DA11 W X H X D (MM): 65 X 65 X 60 | 69.3 | TEM | 1 | Simatic | 0.107 | 0
6GF34408AC13 | D65 LENS PROTECTION EXTENDER PROTECTION CLASS IP67 FOR MV440 UNITS; HOUSING: METAL CONTAINS: EXTENDER AND O-RING DIAMETER INSIDE: 57MM MAX ADD. LENGTH: 33MM SUITABLE LENS PROTECTION TUBES 6GF3440-8AC11, -8AC12, -8AC21 SUITABLE LENSES (MLFB): 6GF9001-1BK01 (75MM), BUT ALSO ..1BL01, ..-1BF01, ...-1BG01, ...-1BH01, ...-1BJ01 SUITABLE LAMPS (MLFB): 6GF3400-0LT01-7BA1, -8DA1 W X H X D (MM): 65 X 65 X 48 | 111 | TEM | 1 | Simatic | 0.179 | 0
6GF34408AC21 | D65-LENS-PROTECTION METAL-PMMA PROTECTION MODE IP67 FOR MV440 DEVICES FRONT PANE: PLASTIC HOUSING: METAL CONTAINS: TUBE, O-RING AND PROTECTION CAPS (M12,M12,M16), INNER-DIAMETER: 57MM MAX LENGTH OF LENS: 57MM SUITABLE LENSES (MLFB): E. G.. 6GF9001-1BL01, ..-1BF01, ...-1BG01, ...-1BH01, ...-1BJ01 SUITABLE LIGHTS (MLFB): 6GF3440-8DA1,...8DA2,...8DA11 W X H X D (MM): 65 X 65 X 60 | 284 | TEM | 1 | Simatic | 0.168 | 0
6GF34408BA2 | POWER-IO-RS232 CABLE 10M FOR MV 400 UNITS (MLFB: 6GF3440-0CD10, ...-0GE10, ...-0CD11,...-0GE11,...-0CD21; 6GF3420-0AA20, ...0AA40) M16 PREASSEMBLED ONE-SIDE, OPEN END, LENGTH: 10M | 95.3 | TEM | 1 | Simatic | 0.8 | 0
6GF34408BA4 | POWER-IO-RS232-CABLE 30M FOR MV 440 UNITS (MLFB:6GF3440-0CD10, ...-0GE10, ...-0CD11,...-0GE11,...-0CD21; 6GF3420-0AA20, ...0AA40) M16 PREASSEMBLED ONE-SIDE, OPEN END, LENGTH: 30M | 163 | TEM | 1 | Simatic | 2.4 | 0
6GF34408BC4 | CABLE F. SIMATIC MV400- AND VS100 LIGHTS LAMP SIDE WITH M12 ANGULAR CABLE PLUG; ONE END FREE; 10M PUR-CABLE; 4 POLE; 4 X 0.34SQMM; SUITABLE LIGHTS: 6GF3400-0LT01-7BA1; 6GF3400-0LT01-8DA1; 6GF9004-7AA01; ...-7BA01; -8BA0; ...-8CA01;...-8DA01 | 48.8 | TEM | 1 | Simatic | 0.336 | 0
6GF34408BD1 | ADAPTER CABLE MV400-RING LIGHTS ALLOWS THE CONNECTION OF 6GF3400-0LT0-7BA1 AND 6GF3400-0LT0-8BA1 TO MV420 AND MV440 ONLY WITH POWER SUPPLY VIA 6GF3440-8BA2 OR 6GF3440-8BA4; CONNECTIONS: M16,12POL SOCKET; M16, 12POLE CONNECT; M12, 4POLE SOCKET; EFFECTIVE LENGTH: 25CM | 231 | TEM | 1 | Simatic | 0.635 | 0
6GF34408CA | MV440 MOUNTING PLATE READER MATERIAL: STAINLESS STEEL(4MM), APPLICABLE MANIFOLD MOUNT: METRIC THREAD PHOTO THREAD (1/4INCH, 2XCENTRIC) W X H X D (MM): 80 X 80 X 60 | 103 | TEM | 1 | Simatic | 0.2 | 0
6GF34408CD01 | MV440 RINGLIGHT HOLDER EXTERNAL FOR SIMATIC VS100 RING LIGHTS SUITABLE FOR 6GF9004-7AA01, ...-7BA01,...-8BA01,...-8C0, ...8DA1 AND 6GF3400-0LT0-7BA1 AND 6GF3400-0LT0-8DA1 SCREWS INCLUDED W X H X D (MM): 175 X 225 X 3 | 89.8 | TEM | 1 | Simatic | 0.2 | 0
6GF34408CE | CALIBRATION CARD FOR MV440 UNITS WITH VERI-GENIUS-LICENSE, W X H X D (MM): 45 X 70 X 75 | 179 | TEM | 1 | Simatic | 0.079 | 1
6GF34408DA11 | BUILTIN RINGLIGHT RED FOR ALL MV440 DEVICES (MLFB: 6GF3440-1CD10, -1GE10, -1LE10); FLUORESCENT MATERIAL: LED RED 618 NM; RANGE UP TO 0.8 M; MOUNTING MATERIAL INSIDE; USE WITH PROTECTION TUBE (MLFB: 6GF3440-8AC11, -8AC12); | 357 | TEM | 1 | Simatic | 0.058 | 0
6GF34408DA21 | BUILTIN RINGLIGHT WHITE FOR ALL MV440 DEVICES (MLFB: 6GF3440-1CD10, -1GE10, -1LE10); FLUORESCENT MATERIAL: LED WHITE 440-650NM; RANGE UP TO 0.8 M; MOUNTING MATERIAL INSIDE; USE WITH PROTECTION TUBE (MLFB: 6GF3440-8AC11, -8AC12); | 462 | TEM | 1 | Simatic | 0.062 | 0
6GF34408DA31 | BUILT-IN RINGLIGHT GREEN FOR ALL MV440 DEVICES (MLFB: 6GF3440-1CD10, -1GE10, -1LE10); FLUORESCENT MAT.: LED GREEN 513-543NM; RANGE UP TO 0.8 M; MOUNTING MATERIAL INCLUDED; USE WITH PROTECTION TUBE (MLFB: 6GF3440-8AC11, -8AC12); | 462 | TEM | 1 | Simatic | 0.094 | 0
6GF34408DA41 | BUILT-IN RING LIGHT IR FOR ALL MV440 UNITS (MLFB: 6GF3440-1CD10, -1GE10, -1LE10); FLOURESCENT MATERIAL:LED 850NM; RANGE UP TO 0.8 M; MOUNTING MATERIAL INCLUDED; USE WITH PROTECTION TUBE (MLFB: 6GF3440-8AC11, -8AC12, -8AC21); | 462 | TEM | 1 | Simatic | 0.082 | 0
6GF34408EA1 | DAY LIGHT FILTER FOR LENSES SUITABLE FOR THE FOLL. C-MOUNT- LENSES W/ 27MM FILTER THREAD 6GF9001-1BL01, ...-1BG01, ...-1BH01, ...-1BF01, ...-1BJ01 | 168 | TEM | 1 | Simatic | 0.105 | 0
6GF90011AP02 | CS-MOUNT TO C-MOUNT ADAPT. RING 5MM | 22.8 | TEM | 1 | Simatic | 0.07 | 1
6GF90011BB01 | MINI-LENS 6MM, 1:1,4 PENTAX C60636KP WITH FIXED FOCAL DISTANCE, APERTURE AND FOCUS ADJUSTABLE D=32 MM, L=37.5 MM | 273 | TEM | 1 | Simatic | 0.209 | 1
6GF90011BE01 | MINI LENS 8.5 MM, 1:1.5 PENTAX C815B(TH) WITH FIXED FOCAL DISTANCE, APERTURE AND FOCUS ADJUSTABLE D=42 MM, L=47 MM NOT USABLE WITH INTERNAL RING LIGHTS | 231 | TEM | 1 | Simatic | 0.209 | 1
6GF90011BF01 | MINI LENS 16 MM, 1:1.4 PENTAX C1614-M(KP) WITH FIXED FOCAL DISTANCE, APERTURE AND FOCUS ADJUSTABLE D=29.5 MM, L=37.2 MM | 268 | TEM | 1 | Simatic | 0.074 | 1
6GF90011BG01 | MINI LENS 25 MM, 1:1.4 PENTAX C2514-M(KP) WITH FIXED FOCAL DISTANCE, APERTURE AND FOCUS, ADJUSTABLE D=29.5 MM, L=38.9 MM | 279 | TEM | 1 | Simatic | 0.136 | 1
6GF90011BH01 | MINI LENS 35 MM, 1:1.6 PENTAX C3516-M(KP) WITH FIXED FOCAL DISTANCE, APERTURE AND FOCUS ADJUSTABLE D=29.5 MM, L=41.4 MM | 284 | TEM | 1 | Simatic | 0.134 | 1
6GF90011BJ01 | MINI LENS 50 MM, 1:2.8 PENTAX C5028-M(KP) WITH FIXED FOCAL DISTANCE, APERTURE AND FOCUS ADJUSTABLE D=29.5 MM, L=38 MM | 279 | TEM | 1 | Simatic | 0.124 | 1
6GF90011BK01 | TELE LENS 75 MM, 1:2.8 PENTAX C7528-M(KP) WITH FIXED FOCAL DISTANCE, APERTURE AND FOCUS ADJUSTABLE D=34 MM, L=63.6 MM | 599 | TEM | 1 | Simatic | 0.23 | 1
6GF90011BL01 | MINI LENS 12 MM, 1:1.4 PENTAX H1214-M(KP) WITH FIXED FOCAL DISTANCE, APERTURE AND FOCUS ADJUSTABLE D=29.5 MM, L=35.7 MM | 258 | TEM | 1 | Simatic | 0.131 | 1
6GF90011BU | INTERMEDIATE RING SET LENGTH:0.5, 1, 5, 10, 20, 40 MM DIAMETER: 31 MM WITH C-THREAD TO BE SCREWED IN BETWEEN LENS AND CAMERA, USED FOR PICTURES IN THE MACRO RANGE | 61.8 | TEM | 1 | Simatic | 0.141 | 0
6GF90011BU01 | INTERMEDIATE RING SET 0.5/1/1MM LENGTHS: 1X0.5MM, 2X1MM 31 MM DIAMETER WITH C-THREAD TO BE SCREWED IN BETWEEN LENS AND CAMERA, USED FOR PICTURES IN CLOSE-UP RANGE | 20.6 | TEM | 1 | Simatic | 0.137 | 0
6GF90011BV | DOUBLER FOR FOCAL DISTANCE LENGTH:17.9 MM, DIAMETER:30.5MM WITH C-THREAD TO BE SCREWED IN BETWEEN LENS AND CAMERA TO DOUBLE FOCAL DISTANCE | 111 | TEM | 1 | Simatic | 0.109 | 1
6GF90012AD | INFRARED FILTER FOR LENS 6GF9001-1BF01,-1BG01,-1BH01, -1BJ01,-1BL01 FOR USE WITH INFRARED LIGHT | 102 | TEM | 1 | Simatic | 0.076 | 1
6GF90012AE | BLUE FILTER FOR LENS 6GF9001-1BF01,-1BG01,-1BH01, -1BJ01,-1BL01 | 103 | TEM | 1 | Simatic | 0.05 | 1
6GF90012AF | POLARIZATION FILTER FOR LENS 6GF9001-1BF01,-1BG01 -1BH01,-1BJ01,-1BL01 | 79 | TEM | 1 | Simatic | 0.08 | 1
6GF90027AD | FIXING SYSTEM TRI SHEET FOR MV440 MOUNTING PLATE AND VS100 SENSOR HEADS, VERY MASSIVE, 3 PARTS WITH 3 DEGREES OF FREEDOM, 165 X 175 X 65 MM,(W X H X D) | 163 | TEM | 1 | Simatic | 0.73 | 1
6GK11604AA01 | COMMUNICATION PROCESSOR CP 1604 PC/104 PLUS CARD (32 BIT; 33/66MHZ; 3.3/5V) WITH ASIC ERTEC 400 FOR CONNECTING TO PROFINET IO WITH 4-PORT-REAL-TIME-SWITCH VIA DEVELOPMENT KIT DK-16XX PN IO; NCM PC | 940 | TEM | 1 | Simatic | 0.177 | 1
6GK11604AC00 | SIMATIC NET, CONNECTION BOARD FOR CP1604 | 158 | TEM | 1 | Simatic | 0.066 | 1
6GK11604AT01 | COMMUNICATION PROCESSOR CP 1604 EEC PC/104 PLUS CARD (32 BIT; 33/66MHZ; 3.3/5V) MIT ASIC ERTEC 400 FOR CONNECTING TO PROFINET IO WITH 4-PORT-REAL-TIME-SWITCH PATH CONSTANT VERSION | 1071 | TEM | 1 | Simatic | 0.3 | 1
6GK11612AA01 | COMMUNICATION PROCESSOR CP 1612 A2 PCI-CARD (32 BIT; 3.3/5V UNIVERSAL KEYED) FOR CONNECT. TO IND. ETHERNET (10/100/1000MBIT/S) WITH RJ45 PORT VIA SOFTNET-S7 AND SOFTNET-PG SUPPORT FOR OPERATING SYSTEM SEE SIMATIC NET SW RELEASED FOR SIMATIC NET CD 2008 SP2 AND HIGHER | 153 | TEM | 1 | Simatic | 0.142 | 1
6GK11613AA01 | COMMUNICATION PROCESSOR CP 1613 A2 PCI CARD (32BIT;33MHZ/66MHZ; 3.3V/5V UNIVERSAL KEY) FOR CONNECTION TO IND. ETHERNET (10/100MBIT/S) WITH ITP AND RJ 45 PORT VIA HARDNET-IE S7 AND S7-REDCONNECT. SUPPORT FOR OPERATING SYSTEM SEE SIMATIC NET SW | 1302 | TEM | 1 | Simatic | 0.213 | 1
6GK11616AA02 | COMMUNICATION PROCESSOR CP 1616 PCI-CARD (32 BIT; 33/66MHZ; 3.3/5V) WITH ASIC ERTEC 400 FOR CONNECT. TO PROFINET IO WITH 4-PORT-REAL-TIME-SWITCH (RJ45) VIA DEVELOPMENT KIT DK-16XX PN IO; NCM PC | 1229 | TEM | 1 | Simatic | 0.198 | 1
6GK11623AA00 | COMMUNICATION PROCESSOR CP 1623 PCI EXPRESS X1 (3.3V/12V) FOR CONNECTING WITH IND.ETHERNET(10/100/1000MBIT/S) WITH 2-PORT-SWITCH(RJ45) VIA HARDNET-IE S73 AND S7-REDCONNECT SUPPORT FOR OPERATING SYSTEM SEE SIMATIC NET SW ENABLED FOR SIMATIC NET CD V7.0 HF1 OR HIGHER | 1302 | TEM | 1 | Simatic | 0.212 | 1
6GK11628AA00 | COMMUNICATIONSPROCESSOR CP 1628 PCI EXPRESS X1 (3.3V/12V) FOR CONNECTING TO IND.ETHERNET(10/100/1000MBIT/S) WITH 2-PORT-SWITCH (RJ45) AND INTEGRATED SECURITY (FIREWALL VPN) VIA HARDNET-IE S7 AND S7-REDCONNECT SUPPORT FOR OPERATING SYSTEM SEE SIMATIC NET SW | 1439 | TEM | 1 | Simatic | 0.451 | 1
6GK14116CA400AA0 | IE/WSN-PA LINK WITH INTEGRATED ANTENNA; NETWORK TRANSITION BETWEEN WIRELESS HART AND ETHERNET; ETHERNET 10/100 MBIT/S; TCP/IP, MODUS TCP; WIRELESS HART WITH 2.4 GHZ; NATIONAL APPROVAL USA, CANADA, EUROPE,EX-CERTIFICATION ZONE 2; RS 485 WITH MODBUS RTU. | 4536 | TEM | 1 | Simatic | 4.54 | 1
6GK14116CA400BA0 | IE/WSN-PA LINK FOR EXTERNAL ANTENNA CONNECT.; NETWORK TRANSITION BETWEEN WIRELESS HART AND ETHERNET; ETHERNET 10/100 MBIT/S; TCP/IP, MODUS TCP; WIRELESS HART WITH 2.4 GHZ; NATIONAL APPROVAL EUROPE; EX-CERTFICATION ZONE 2; RS 485 WITH MODBUS RTU | 5114 | TEM | 1 | Simatic | 4.54 | 1
6GK14175BB00 | BUNDLE CONSIST. OF IE/PB LINK PN IO V2.1,SCALANCE W722-1 RJ45 (NOT USA-VERSION) AND 0.5 M PATCH CABLE ALS ALTERNATIVE SOLUTION FOR IWLAN/PB LINK PN IO (NOT FOR USA) | 1460 | TEM | 1 | Simatic | 0.684 | 0
6GK15000AA10 | 12M BUS TERMINAL FOR PROFIBUS, TRANSMISSION RATE 9.6 KBIT/S TO 12 MBIT/S, CONNECTING CABLE 1.5 M | 137 | TEM | 1 | Simatic | 0.351 | 1
6GK15000AB00 | RS 485 BUS TERMINAL FOR PROFIBUS TRANSMISSION RATE 9.6 KBIT/S TO 1500 KBIT/S WITH CONNECTING CABLE 3.0 M | 116 | TEM | 1 | Simatic | 0.411 | 1
6GK15000DA00 | RS 485 BUS TERMINAL FOR PROFIBUS WITH FITTED PG INTERFACE AND CONNECTING CABLE 1.5 M | 142 | TEM | 1 | Simatic | 0.353 | 1
6GK15000EA02 | PB BUS CONNECTOR WITH AXIAL CABLE OUTLET F.INDUSTR. PC, SIMATIC OP, OLM; TRANSMISSION RATE 12 MBIT/S; TERMINATING RESISTOR WITH SEPARATING FUNCTION, METAL HOUSING | 53.3 | TEM | 1 | Simatic | 0.104 | 1
6GK15000FC10 | PB FC RS 485 PLUG 180, PB-PLUG WITH FASTCONNECT CONNECTOR AND AXIAL CABLE- OUTLET F. INDUSTRY PC, SIMATIC OP, OLM, TRANSMISSION RATE: 12 MBIT/S, TERMINATING RESISTOR WITH SEPARATING FUNCTION, PLASTIC HOUSING | 53.3 | TEM | 1 | Simatic | 0.047 | 1
6GK15003AA10 | PROFIBUS OBT OPT. BUS TERMINAL FOR CONNECT. A PROFIBUS CLIENT WITHOUT INTEGRATED OPT. INTERFACE TO OPTICAL PROFIBUS DP, WITHOUT SIMPLEX CONNECTOR | 252 | TEM | 1 | Simatic | 0.255 | 1
6GK15032CA01 | PB OLM/P11 V4.1 OPTICAL LINK MODULS W/ 1 RS485 AND 1 PLASTIC-FO-INTERFACE (2 BFOC SOCKETS), WITH SIGNAL. CONTACT AND MEASURING OUTPUT | 373 | TEM | 1 | Simatic | 0.406 | 1
6GK15032CB00 | PB OLM/G11 V4.0 OPTICAL LINK MODULE W. 1 RS485 AND 1 GLASS-FOC-INTERFACE (2 BFOC-SOCKETS); WITH SIGNAL. CONTACT AND MEASURING OUTPUT, | 531 | TEM | 1 | Simatic | 0.411 | 1
6GK15032CC00 | PB OLM/G11-1300V4.0 OPTICAL LINK MODULE W. 1 RS485 AND 1 GLASS-FOC-INTERFACE (2 BFOC-SOCKETS),1300NM WAVE LENGTH FOR GREAT DISTANCES WITH SIGNAL. CONTACT AND MEASURING OUTPUT | 1428 | TEM | 1 | Simatic | 0.419 | 1
6GK15033CA01 | PB OLM/P12 V4.1 OPTICAL LINK MODULS W/ 1 RS485 AND 2 PLASTIC-FO-INTERFACE (4 BFOC SOCKETS), WITH SIGNAL. CONTACT AND MEASURING OUTPUT | 452 | TEM | 1 | Simatic | 0.405 | 1
6GK15033CB00 | PROFIBUS OLM/G12 V4.0 OPTICAL LINK MODULE W. 1 RS485 AND 2 GLASS-FOC-INTERFACES (4 BFOC-SOCKETS) FOR STANDARD DISTANCES UP TO 2850 M, WITH WITH SIGNAL. CONTACT AND MEASURING OUTPUT | 762 | TEM | 1 | Simatic | 0.415 | 1
6GK15033CC00 | PB OLM/G12-1300 V4.0 OPTICAL LINK MODULE W. 1 RS485 AND 2 GLASS-FOC-INTERFACES (4 BFOC-SOCKETS),1300NM WAVE LENGTH FOR GREAT DISTANCES WITH SIGNAL. CONTACT AND MEASURING OUTPUT | 1869 | TEM | 1 | Simatic | 0.427 | 1
6GK15033CD00 | PB OLM/G12-EEC V4.0 OPTICAL LINK MODULE W. 1 RS485 AND 2 GLASS-FOC-INTERFACES (4 BFOC-SOCKETS) FOR EXTENDED TEMPERATURE RANGE -20..+60 DGR. | 1071 | TEM | 1 | Simatic | 0.425 | 1
6GK15034CA01 | PB OLM/P22 V4.1 OPTICAL LINK MODULS W/ 2 RS485 AND 2 PLASTIC-FO-INTERFACE (4 BFOC SOCKETS), WITH SIGNAL. CONTACT AND MEASURING OUTPUT | 620 | TEM | 1 | Simatic | 0.419 | 1
6GK15034CB00 | PROFIBUS OLM/G22 V4.0; OPTICAL LINK MODULE WITH 2 RS485 AND 2 GLASS-FOC-INTERF. (4 BFOC-SOCKETS) FOR STANDARD- DISTANCES UP TO 2850 M; WITH SIGNAL. CONTACT AND MEASURING OUTPUT; | 1050 | TEM | 1 | Simatic | 0.428 | 1
6GK15038AA00 | PB OLM V4.0 MOUNTING PLATE FOR WALL MOUNTING INCL. 3 PCS TORX-SCREWS | 18.4 | TEM | 1 | Simatic | 0.1 | 0
6GK15603AA00 | COMMUNICATION PROCESSOR CP 5603 PCI-104 CARD (32 BIT; 3.3/5V) FOR CONNECT. TO PROFIBUS INCL. DP-BASE SOFTWARE WITH NCM PC; DP-RAM INTERFACE FOR DP-MASTER, INCL. PG- AND FDL-PROTOCOL; SINGLE LICENSE FUER 1 INSTALL., RUNTIME-SOFTWARE; SOFTWARE AND ELECTRONIC MANUAL ON CD-ROM, CLASS A, SUPPORT FOR OPERATING SYSTEM SEE SIMATIC NET SW GERMAN/ENGLISH | 819 | TEM | 1 | Simatic | 0.412 | 1
6GK15603AA000AE0 | SLOT SHEET METAL FOR CP 5603 IN SIMATIC S7-MEC FOR USE OF CP 5603 IN EXPANSION MODULE EM PCI-104 OF SIMATIC S7-MEC (MODULAR EMBEDDED CONTROLLER) | 28.4 | TEM | 1 | Simatic | 0.027 | 0
6GK15603AA000AU0 | EXPANSION RACK FOR CP 5603 IN MICROBOX FOR USE OF CP 5603 IN MICROBOX 420/427B OR IPC 427C INCL. MOUNTING MATERIAL | 38.9 | TEM | 1 | Simatic | 0.05 | 0
6GK15603AA10 | CP 5603 - SECTOR ENERGY BUNDLE EXTENDED OPERAT. TEMPERATURE PCI-104 CARD (32 BIT; 3.3/5V), FOR CONNECT. TO PROFIBUS INCL. DP-BASE SOFTWARE WITH NCM PC; DP-RAM INTERFACE F. DP-MASTER, INCL. PG- AND FDL-PROTOCOL; SINGLE LICENSE FOR 1 INSTALL., RUNTIME-SOFTWARE; SOFTWARE AND ELECTRONIC. MANUAL ON CD-ROM, CLASS A, SUPPORT FOR OPERATING SYSTEM SEE SIMATIC NET SW GERMAN / ENGLISH; | 966 | TEM | 1 | Simatic | 0.409 | 1
6GK15603AE00 | COMMUNICATION PROCESSOR CP 5603 S7-MEC PACKAGE PACK FOR USE OF CP 5603 IN SIMATIC S7-MEC; CONSIST. OF CP 5603 AND SLOT SHEET METAL FOR CP 5603 FOR INSTALLATION IN EXPANSION MODULE EM PCI-104 OF SIMATIC S7-MEC | 848 | TEM | 1 | Simatic | 0.177 | 0
6GK15603AU00 | COMMUNICATION PROCESSOR CP 5603 MICROBOX PACKAGE PACK FOR USE OF CP 5603 IN MICROBOX 420/427B OR IPC 427C CONSIST. OF CP 5603 AND EXPANSION RACK FOR INSTALLATION IN MICROBOX 420/427B OR IPC 427C | 858 | TEM | 1 | Simatic | 0.2 | 0
6GK15612AA00 | COMMUNICATIONSPROCESSOR CP 5612 PCI-CARD FOR CONNECTING A PG OR PC WITH PCI-BUS TO PROFIBUS OR MPI CAN BE USED WITH 32BIT AND 64BIT OPERATING SYSTEMS ALSO SEE ARTICLE-ID 22611503 | 499 | TEM | 1 | Simatic | 0.175 | 1
6GK15613AA013AE0 | SIMATIC NET UPGRADE HARDNET PROFIBUS PC CP; FOR CP 5603, CP 5613 A2, CP 5614 A2, CP 5623 CP 5624, CP 5613 A3 CP 5614 A3; CONTAINS DP-BASE SW; PROJ.TOOL; DP-RAM INTERF.F.DP-MASTER INCL. PG- AND FDL-PROTOCOL, SINGLE LICENSE F.1 INSTALLATION, R-SW, CLASS A;SW + ELECTR. MAN. ON CD / DVD; 2-LANGUAGE (G, E); | 221 | TEM | 1 | Simatic | 0.367 | 0
6GK15613AA02 | COMMUNICATION PROCESSOR CP 5613 A3, PCI-CARD (32BIT; 3.3/5V; 33/66MHZ); WITH ONE INTERFACE FOR CONNECT. TO PROFIBUS; INCL. CONFIGURATION TOOL AND DP-BASE SOFTWARE: DP-RAM INTERFACE FOR DP-MASTER; INCL. PG- AND FDL-PROTOCOL; SINGLE LICENSE FOR 1 INSTALLAT. RUNTIME SOFTWARE, CLASS A; SW + ELECTR. MANUALS ON DVD 2-LANGUAGES (G,E); SUPPORT FOR OPERATING SYSTEM SEE HTTP://SUPPORT.AUTOMATION. SIEMENS.COM/WW/VIEW/EN/22611503 | 872 | TEM | 1 | Simatic | 0.477 | 1
6GK15614AA02 | COMMUNICATION PROCESSOR CP 5614 A3, PCI-CARD (32BIT; 3.3/5V; 33/66MHZ); WITH MASTER UND SLAVE INTERFACE FOR CONNECT. TO PROFIBUS; INCL. CONFIGURATION TOOL AND DP-BASE SOFTWARE: DP-RAM INTERFACE FOR DP-MASTER; INCL. PG- AND FDL-PROTOCOL; SINGLE LICENSE FOR 1 INSTALLAT. RUNTIME SOFTWARE, CLASS A; SW + ELECTR. MANUALS ON DVD 2-LANGUAGES (G,E); SUPPORT FOR OPERATING SYSTEM SEE SIMATIC NET SOFTWARE | 1355 | TEM | 1 | Simatic | 0.501 | 1
6GK15622AA00 | COMMUNICATIONSPROCESSOR CP 5622 PCI EXPRESS X1-CARD FOR CONNECTING A PG OR PC WITH PCI EXPRESS-BUS TO PROFIBUS OR MPI CAN BE USED WITH 32BIT AND 64BIT OPERATING SYSTEMS ALSO SEE ARTICLE-ID 22611503 | 473 | TEM | 1 | Simatic | 0.158 | 1
6GK15623AA00 | COMMUNICATION PROCESSOR CP 5623 PCI EXPRESS X1 (3.3V) FOR CONNECTION TO PROFIBUS; INCL.DP-BASE SW,NCM PC: DP-RAM INTERF.F.DP-MASTER INCL. PG- AND FDL-PROTOCOL, SINGLE LICENSE F.1 INSTALLATION, R-SW, CLASS A;SW + ELECTR. MAN. ON CD 2-LANGUAGE (GER,ENG); SUPPORT FOR OPERATING SYSTEM SEE SIMATIC NET SW | 872 | TEM | 1 | Simatic | 0.566 | 1
6GK15624AA00 | COMMUNICATION PROCESSOR CP 5624 PCI EXPRESS X1 (3.3V) W. MASTER- A. SL.CONNEC. TO PB; INCL.DP-BASE SW,NCM PC: DP-RAM INTERF.F.DP-MASTER INCL. PG- AND FDL-PROTOCOL, SINGLE LICENSE F.1 INSTALLATION, R-SW, CLASS A;SW + ELECTR. MANUAL ON CD, 2-LANGUAGE (GER,ENG); SUPPORT FOR OPERATING SYSTEM SEE SIMATIC NET SW | 1355 | TEM | 1 | Simatic | 0.593 | 1
6GK15710BA000AA0 | PC ADAPTER USB A2 USB-ADAPTER (USB V2.0) FOR CONNECTING A PG/PC OR NOTEBOOK TO SIMATIC S7 VIA PROFIBUS OR MPI USB CABLE 5M INCLUDED MPI-KABEL 0,3M CAN BE USED UNDER WINXP/VISTA/ WINDOWS 7 32/64BIT | 363 | TEM | 1 | Simatic | 0.48 | 1
6GK15711AA00 | COMMUNICATIONS PROCESSOR CP5711 USB-ADAPTOR (USB V2.0) FOR CONNECTING A PG OR NOTEBOOK TO PROFIBUS OR MPI; CONTAINS 2M USB CABLE | 809 | TEM | 1 | Simatic | 0.449 | 1
6GK15711AA000AD0 | USB-CONECT. CABLE FOR CP 5711 2 M USB-CABLE | 53.6 | TEM | 1 | Simatic | 0.2 | 1
6GK15711AA000AH0 | DIN RAIL MOUNTING FOR COMMUNICAT. PROCESSOR CP 5711, PLUG IN FOR CP5711 HOUSING; MECHANICAL MOUNTING TO 35MM DIN RAIL | 45.2 | TEM | 1 | Simatic | 0.075 | 0
6GK15883AA00 | SIMATIC NET, ASIC SPC 4-2 LF FOR PROFIBUS-DP/-FMS/-PA AND -FF F. INTRINSICALLY SAFE CONN. 31.25 KBIT/S AND MAX. 12 MBIT/S 5 PCS F. LABORATORY DEVELOPM. VERSION FOR LEADFREE SOLDERING . PLEASE NOTE: DIMENSIONS HAVE CHANGED INSIGNIFICANTLY COMPARED WITH 6GK1588-2AA00 | 188 | ΣΕΤ | 1 | Simatic | 0.472 | 0
6GK15883AA15 | SIMATIC NET, ASIC SPC 4-2 LF FOR PROFIBUS-DP/-FMS/-PA AND -FF F. INTRINSICALLY SAFE CONN 31.25 KBIT/S AND MAX. 12 MBIT/S TRAY 160 PIECES VERSION FOR LEADFREE SOLDERING . PLEASE NOTE: DIMENSIONS HAVE CHANGED INSIGNIFICANTLY COMPARED WITH 6GK1588-2AA. | 4262 | ΣΕΤ | 1 | Simatic | 0.528 | 0
6GK15883BB02 | SIMATIC NET, ASIC SIM 1-2 FOR PROFIBUS PA IEC 61158-2 F. INTRINSICALLY SAFE CONN. AT 31.25 KBIT/S 60 PIECES IN TUBE | 1666 | ΠΑΚ | 1 | Simatic | 0.193 | 0
6GK15883BB21 | SIMATIC NET, ASIC SIM 1-2 FOR PROFIBUS PA IEC 61158-2 F. INTRINSICALLY SAFE CONN. AT 31,25 KBIT/S 1000 PIECES T&R | 19641 | ΠΑΚ | 1 | Simatic | 0.128 | 0
6GK15883CA20 | ASIC OLMAS FOR PROFIBUS; FOR PROFIBUS-DP/-FMS AND -PA; FOR INTRINSICALLY SAFE CONNEC.; 31.25 KBIT/S AND MAX. 12 MBIT/S TRAY 500 PIECES VERSION FOR LEADFREE SOLDERING; | 22107 | ΠΑΚ | 1 | Simatic | 1.57 | 0
6GK17000AA073AA0 | SIMATIC NET SOFTWARE CD PC/WINDOWS EDITION 2007 CONFIGURING WITH NCM PC; TRIAL 14 DAYS LICENSE F.1 INSTALLATION R-SW, SW ON CD, CLASS A, WITH ELECTR. MANUAL ON CD 2-LANGUAGE (G,E) RUNS UNDER MS WINDOWS (32BIT): WIN XP PRO, WIN VISTA ULTIMATE/BUSINESS, 2003 SERVER; | 91.1 | TEM | 1 | Simatic | 0.353 | 0
6GK17000AA083AA0 | SIMATIC NET SOFTWARE CD PC/WINDOWS EDITION 2008 CONFIGURATION WITH NCM PC; TRIAL 14 DAYS LICENSE F.1 INSTALLATION R-SW, SW ON CD, CLASS A, WITH ELECTR. MANUAL ON CD 2-LANGUAGES (G,E); RUNS UNDER MS WINDOWS (32BIT): WIN XP PROFESSIONAL, WIN VISTA ULTIMATE/BUSINESS, WIN 2003/2008 SERVER; | 62.6 | TEM | 1 | Simatic | 0.364 | 0
6GK17000AA103AA0 | SIMATIC NET SOFTWARE CD PC/WINDOWS V8.0; TRIAL 14 DAYS LICENSE FOR 1 INSTALLATION R-SW, SW ON CD, CLASS A; WITH ELECTR. MANUAL ON CD; 2-LANGUAGES (G,E); RUNS UNDER MS WINDOWS (32BIT): WIN7 PROFESSIONAL, ULTIMATE | 79.7 | TEM | 1 | Simatic | 0.2 | 0
6GK17000AA113AA0 | SIMATIC NET SOFTWARE DVD PC/WINDOWS V8.1; TRIAL 14 DAYS LICENSE FOR 1 INSTALLATION R-SW, SW ON DVD, CLASS A; WITH ELECTR. MANUAL ON DVD; 2-LANGUAGES (G,E); EXECUTABLE UNDER MS WINDOWS 7 PROFESSIONAL, ULTIMATE, SERVER 2008 R2 | 79.7 | TEM | 1 | Simatic | 0.234 | 0
6GK17000AA120AA0 | SIMATIC NET SOFTWARE DVD PC/WINDOWS V12; TRIAL 14 DAYS LICENSE FOR 1 INSTALLATION R-SW, SW ON DVD, CLASS A; W. ELECTR. MANUAL ON DVD; 2-LANGUAGES (G,E); FOR 32/64BIT: WIN 7 SP1 PROF/ULT, WIN 8.1 PROF; 64BIT: WINDOWS SERVER 2008 R2 SP1, 2012 R2 | 79.2 | TEM | 1 | Simatic | 0.324 | 0
6GK17000AA123AA0 | SIMATIC NET SOFTWARE DVD PC/WINDOWS V8.2; TRIAL 14 DAYS LICENSE FOR 1 INSTALLATION R-SW, SW ON DVD, CLASS A; WITH ELECTR. MANUAL ON DVD; 2-LANGUAGES (G,E); EXECUTABLE UNDER MS WINDOWS 7 PROFESSIONAL, ULTIMATE, SERVER 2008 R2 | 79.7 | TEM | 1 | Simatic | 0.222 | 0
6GK17000AA130AA0 | SIMATIC NET SOFTWARE DVD PC/WINDOWS V13; TRIAL 14 DAYS LICENSE FOR 1 INSTALLATION R-SW, SW ON DVD, CLASS A; WITH ELECTR. MANUAL ON DVD; 2 LANGUAGES (G,E); FOR 32/64BIT: WIN 7 SP1 PROF/ULT, 64BIT: WIN 8.1 PRO; WINDOWS 10, SERVER 2008 R2 SP1, 2012 R2 | 79.2 | TEM | 1 | Simatic | 0.343 | 0
6GK17040AA073AA0 | SIMATIC NET SOFTWARE CD-UPGRADE PC/WINDOWS EDITION 2005; CONFIGURING WITH NCM PC; TRIAL LICENSE F. 1 INSTALLATION R SW, SW ON CD, CLASS A, WITH ELECTRONIC MANUAL ON CD 2 LANG. (GER, EN), EXECUTABLE UNDER MS WINDOWS (32BITS): WIN XP PRO,2000PRO/SV | 142 | TEM | 1 | Simatic | 0.131 | 0
6GK17040HB003AE0 | SIMATIC NET IE SOFTNET-S7 REDCONNECT VM UPGRADE V8.2 OR HIGHER; INCL S7-OPC-SERVER SW FOR FAILSAVE S7-COM; SINGLE LICENSE F.1 INSTALLATION R-SW, SW + ELECTR. MAN ON CD LICENSE KEY ON USB-STICK CLASS A 2-LANGUAGES (G,E) 32/64BIT: WIN 7 SP1 PROF/ULT, 64BIT: WIN 8.1 PRO; WINDOWS SERVER 2008 R2 SP1, 2012 R2 | 1082 | TEM | 1 | Simatic | 0.367 | 0
6GK17040HB082AA0 | SIMATIC NET SOFTNET-IE S7 REDCONNECT V8.2; INCL S7- OPC-SRVR, SOFTNET-IE S7 V8.2 SW FOR FAIL-SAFE S7 COMM.; SINGLE LICENSE FOR 1 INSTALLATION; R-SW, SW + ELECTR. MAN. ON CD LICENSE KEY ON USB STICK, CLASS A; 2 LANGUAGES (GER,ENG); FOR 64/ 32BIT WINDOWS7 PROF./ULTIMATE, SERVER 2008 R2 AS GUEST OS IN VM VSPHERE V5.0 | 4326 | TEM | 1 | Simatic | 0.226 | 0
6GK17040HB120AA0 | SIMATIC NET SOFTNET-IE S7 REDCONNECT V12; INCL S7- OPC-SRVR, SOFTNET-IE S7 V12 SW FOR FAILSAFE S7-COM; SINGLE LICENSE FOR 1 INSTALLATION; R-SW, SW + ELECTR. MAN ON CD LICENSE KEY ON USB-STICK, CLASS A; 2-LANGUAGES (G,E); FOR 32/64BIT: WIN 7 SP1 PROF/ULT, WIN 8.1 PROF; 64BIT: WINDOWS SERVER 2008 R2 SP1, 2012 R2 AS GUEST OS IN VM VSPHERE V5.1 | 4326 | TEM | 1 | Simatic | 0.225 | 0
6GK17040HB130AA0 | SIMATIC NET SOFTNET-IE S7 REDCONNECT VM V13; INCL S7- OPC-SERVER, SOFTNET-IE S7 V13 SW FOR FAILSAVE S7-COM; SINGLE LICENSE FOR 1 INSTALLATION; R-SW, SW + ELECTR. MAN ON CD; LICENSE KEY ON USB-STICK, CLASS A; 2 LANGUAGES (G,E); FOR 32/64BIT: WIN 7 SP1 PROF/ULT, 64BIT: WIN 8.1 PRO; WINDOWS 10, SERVER 2008 R2 SP1, 2012 R2 | 4326 | TEM | 1 | Simatic | 0.246 | 0
6GK17041BW130AA0 | SIMATIC NET SOFTNET-IE S7 EXT. V13,SW F. S7-,S5-COMP.-COMM., OPC;PG/OP-COMM.,PROJ.-SW UP TO 255 CONNECTIONS (S7) OR 512 CONN. (S7-1200 / S7-1500) SINGLE LIC. F.1 INSTALLATION; R-SW, SW + ELECTR. MAN ON DVD; LICENSE KEY ON USB-STICK; CLASS A; 2 LANGUAGES (G,E); FOR 32/64BIT: WIN 7 SP1 PROF/ULT, 64BIT: WIN 8.1 PRO; WINDOWS 10, SERVER 2008 R2 SP1, 2012 R2 CP1612(NO WIN 8.1, WIN 10, SRV2012R2) | 5292 | TEM | 1 | Simatic | 0.337 | 0
6GK17041CW003AE0 | SIMATIC NET IE SOFTNET-S7 UPGRADE FOR ED. 2006 OR HIGHER SW F. S7-,S5-COMP.-COMM.,OPC, PG/OP-COMM.,NCM PC,UP TO 64 CONNECTIONS, SINGLE LICENSE FOR 1 INSTALLATION, R-SW, SW + ELECTR. MAN. ON CD LICENSE KEY ON USB-STICK, CLASS A 2-LANGUAGES (G,E) FOR CP 1512 / CP 1612/ CP7515 | 294 | TEM | 1 | Simatic | 0.367 | 0
6GK17041CW003AE1 | SIMATIC NET IE SOFTNET-S7 UPGRA DE F.V6.0,V6.1,V6.2 U. ED.2005 SW F. S7-,S5-COMP.-COMM.,OPC, PG/OP-COMM.,NCM PC,UP TO 64 CONNECTIONS, SINGLE LICENSE F.1 INSTALLATION R-SW, SW + ELECTR. MAN. ON CD LICENSE KEY ON USB-STICK, CLASS A 2-LANGUAGES (G,E); FOR CP 1512 / CP 1612/ CP7515 | 294 | TEM | 1 | Simatic | 0.565 | 0
6GK17041CW003AL0 | SIMATIC NET IE SOFTNET-S7 SW UPDATE SERVICE F. 1 YEAR WITH AUTOM. EXTENSION REQUIRES ACTUAL SW-VERSION | 452 | TEM | 1 | Simatic | 0.1 | 0
6GK17041CW003AN0 | SIMATIC NET IE SOFTNET-S7 V8.0 SW F.S7-, S5-COMPATIBLE -COMM.;OPC,PG/OP-COMM., NCM PC, UP TO 64 CONNECTIONS UCL LIZENSE PACKAGE WITH 20 SINGLE LICENSES, R-SW R-SW, SW+ELECTR. MANUAL ON CD, CLASS A, 2 LANG. (G,E) F. WINDOWS (32BIT) XP PRO+SP1,2 WIN2000 PRO+SP3,4, SERVER WIN2003 SERVER FOR CP1512 / CP1612 / CP7515 REQUIREMENTS UCL-LIC.CONTRACT | 22407 | TEM | 1 | Simatic | 0.42 | 0
6GK17041CW003AN1 | SIMATIC NET SOFTNET-IE S7 V 8.1 AND HIGHER; SW F.S7-, S5-COMP. -COMM.;OPC,PG/OP-COMM., NCM PC, UP TO 64 CONNECTIONS UCL LICENSE PACK WITH 20 SINGLE LICENSES, R-SW R-SW, SW+ELECTR. MAN ON DVD;, CLASS A, 2-LANGUAGES (G,E) FOR CP1512 / CP1612 / CP7515 UCL-LICENSE CONTRACT REQUIRED | 22407 | TEM | 1 | Simatic | 0.367 | 0
6GK17041CW003AQ0 | SIMATIC NET IE SOFTNET-S7 EPL-ROYALTY, SINGLE LICENSE F.1 INSTALLATION, R-SW, WITHOUT SW AND WITHOUT DOCU, CLASS A, ONLY VALID IN COMBINATION WITH ENTERPRISE LICENSE-CONTRACT, REQUIRES EPL-MASTER. | 1124 | TEM | 1 | Simatic | 0.05 | 0
6GK17041CW003AR8 | SIMATIC NET IE SOFTNET-S7 EPL-MAINTENANCE, FEE FOR 12 MONTHS, ONLY VALID IN COMBINATION WITH ENTERPRISE LICENSE CONTRACT, REQUIRES EPL MASTER | 499 | TEM | 1 | Simatic | 0.2 | 0
6GK17041CW003MA0 | SIMATIC NET IE SOFTNET-S7 SW F. S7-, S5-COMP.-COMM., OPC, PG/OP-COMM., NCM PC, UP TO 64 CONNECTIONS, UCL LICENSE PACKAGE WITH 20 SINGLE LICENSES R-SW, SW+ELECTR. MANUAL ON CD, CLASS A, 2-LANGUAGES (GER, EN) F. WINDOWS (32BIT) XP PRO+SP1,2 WIN2000 PRO+SP3,4, SERVER WIN2003 SERVER FOR CP1512 / CP1612 / CP7515 REQUIREMENT UCL-LICENSE CONTRACT | 22407 | TEM | 1 | Simatic | 0.5 | 0
6GK17041CW082AA0 | SIMATIC NET SOFTNET-IE S7 V8.2 SW FOR S7-,S5-COMP.-COMM.,OPC; PG/OP-COMM.,NCM PC,UP 64 CONN; SINGLE LIC. FOR 1 INSTALLATION; R-SW,SW + ELECTR. MAN. ON DVD; LICENSE KEY ON USB-STICK; CLASS A; 2-LANGUAGES (G,E); FOR 32/64BIT: WINDOWS 7 PROFESSIONAL, ULTIMATE, SERVER 2008R2 FOR CP1612 | 1166 | TEM | 1 | Simatic | 0.215 | 0
6GK17041CW120AA0 | SIMATIC NET SOFTNET-IE S7 V12 SW F. S7-,S5-COMP.-COMM.,OPC; PG/OP-COMM., CONF. SW, MAX 64 CONN; SINGLE LIC. F.1 INSTALLATION; R-SW, SW + ELECTR. MAN ON DVD; LICENSE KEY ON USB-STICK; CLASS A; 2-LANGUAGES (G,E); FOR 32/64BIT: WIN 7 SP1 PROF/ULT, WIN 8.1 PROF; 64BIT: WINDOWS SERVER 2008 R2 SP1, 2012 R2 CP1612 (NO WIN 8.1, SRV2012R2) | 1166 | TEM | 1 | Simatic | 0.319 | 0
6GK17041CW120AK0 | SIMATIC NET SOFTNET-IE S7 V12 SW F. S7-,S5-COMP.-COMM.,OPC; PG/OP-COMM.,NCM PC,MAX 64 CONN; SINGLE LIC. F.1 INSTALLATION; R-SW, SW + ELECTR. MAN; LICENSE KEY FOR DOWNLOAD; CLASS A; 2-LANGUAGES (G,E); FOR 32/64BIT: WIN 7 SP1 PROF/ULT, WIN 8.1 PROF; 64BIT: WINDOWS SERVER 2008 R2 SP1, 2012 R2 CP1612 (NO WIN 8.1, SRV2012R2) ******************************* E-MAIL ADDRESS IS MANDATORY FOR DELIVERY | 1166 | TEM | 1 | Simatic | 0.015 | 0
6GK17041CW130AA0 | SIMATIC NET SOFTNET-IE S7 V13 SW FOR S7-,S5-COMP.-COMM.,OPC; PG/OP-COMM.,PROJ.-SW, UP TO 64 CONNECTIONS; SINGLE LICENSE F.1 INSTALLATION R-SW, SW + ELECTR. MAN ON DVD; LICENSE KEY ON USB-STICK; CLASS A; 2 LANGUAGES (G,E); FOR 32/64BIT: WIN 7 SP1 PROF/ULT, 64BIT: WIN 8.1 PRO; WINDOWS 10, SERVER 2008 R2 SP1, 2012 R2 CP1612(NO WIN 8.1,WIN 10, SRV2012R2) | 1166 | TEM | 1 | Simatic | 0.348 | 0
6GK17041CW130AK0 | SIMATIC NET SOFTNET-IE S7 V13 SW FOR S7-,S5-COMP.-COMM.,OPC; PG/OP-COMM.,PROJ-SW,MAX64 CONN. SINGLE LIC. F.1 INSTALLATION; R-SW, SW + ELECTR. MAN; LICENSE KEY FOR DOWNLOAD; CLASS A; 2 LANGUAGES (G,E); FOR 32/64BIT: WIN 7 SP1 PROF/ULT, 64BIT: WIN 8.1 PRO; WINDOWS 10, SERVER 2008 R2 SP1, 2012 R2 CP1612(NO WIN 8.1,WIN 10, SRV2012R2) E-MAIL ADDRESS IS MANDATORY FOR DELIVERY | 1166 | TEM | 1 | Simatic | 0.015 | 0
6GK17041CW623AP8 | SIMATIC NET IE SOFTNET-S7/V6.2 EPL MASTER, ROYALTY REQUIRED PRO 1 INSTALLATION, VALID ONLY IN COMBINATION W. ENTERPRISE LICENSE CONTRACT, R-SW, SW+ELECTR. MANUAL ON CD, LICENSE KEY ON FD, CLASS A | 420 | TEM | 1 | Simatic | 0.5 | 0
6GK17041CW623AQ0 | SIMATIC NET IE SOFTNET-S7/V6.2 EPL ROYALTY, SINGLE LICENSE F.1 INSTALLATION R-SW, WITHOUT SW AND WITHOUT DOCU, CLASS A, VALID ONLY IN COMBINATION W. ENTERPRISE LICENSE CONTRACT, REQUIRES EPL MASTER | 1239 | TEM | 1 | Simatic | 0.01 | 0
6GK17041CW633AB0 | SIMATIC NET IE SOFTNET-S7/2005 SW F. S7-,S5-COMP.-COMM.,OPC, PG/OP-COMM,NCM PC,UPTO 64 CONN. SINGLE LICENSE F.1 INSTALLATION R-SW, W/O SW AND W/O DOCU LICENSE KEY ON FD, CLASS A 2-LANGUAGE (G,E); FOR 32BIT WINDOWS XP PRO, 2000 PRO/SV; WINDOWS 2003 SERVER; FOR CP 1512 / CP 1612/ CP7515 | 1145 | TEM | 1 | Simatic | 0.113 | 0
6GK17041CW633AP8 | SIMATIC NET IE SOFTNET-S7 EDITION 2005 + HF1 EPL-MASTER, ROYALTY-DUTY PER 1 INSTALLATION, ONLY VALID COMBINED WITH ENTERPRISE LICENSE CONTRACT R-SW, SW + ELECTR. MANUAL + LICENSE KEY ON CD; CLASS A | 420 | TEM | 1 | Simatic | 0.2 | 0
6GK17041CW643AA0 | SIMATIC NET IE SOFTNET-S7/2006 SW F. S7-,S5-COMP.-COMM.,OPC, PG/OP-COMM.,NCM PC,UPTO 64CONN. SINGLE LICENSE F.1 INSTALLATION R-SW, SW + ELECTR. MANUAL ON CD LICENSE KEY ON FD,CLASS A 2-LANGUAGE (G,E); FOR 32BIT WINDOWS XP PRO, 2000 PRO/SV; WINDOWS 2003 SERVER; FOR CP 1512 / CP 1612/ CP7515 | 1145 | TEM | 1 | Simatic | 0.364 | 0
6GK17041CW643AE0 | SIMATIC NET IE SOFTNET-S7/2006 UPGR. FROM V6.0 TO VERSION 2006 SW FOR S7-,S5-KOMP.-COMM.,OPC, PG/OP-COMM.,NCM PC,UPTO 64CONN. SINGLE LICENSE F.1 INSTALLATION R-SW, SW + ELECTR. MAN. ON CD LICENSE KEY ON FD, CLASS A 2-LANGUAGE (G,E); FOR 32BIT WINDOWS XP PRO, 2000 PRO/SV; WINDOWS 2003 SERVER; FOR CP 1512 / CP 1612/ CP7515 | 294 | TEM | 1 | Simatic | 0.362 | 0
6GK17041CW713AA0 | SIMATIC NET IE SOFTNET-S7/2008 SW F. S7-,S5-COMP.-COMM.,OPC, PG/OP-COMM,NCM PC,UPTO 64 CONN. SINGLE LICENSE F.1 INSTALLATION R-SW, SW + ELECTR. MAN. ON CD LICENSE KEY ON USB-STICK, CLASS A 2-LANGUAGES (G,E); FOR 32BIT: WINDOWS XP PRO, WIN 2003/2008 SERVER, WINDOWS VISTA ULTIMATE/BUSINESS; FOR CP 1612 | 1166 | TEM | 1 | Simatic | 0.361 | 0
6GK17041HW003AE0 | SIMATIC NET IE SOFTN.PN IO UPGRADE TO V12 FOR ED. 2006 OR HIGHER SW F.S7-,PN IO CONTROLLER COMM.,OPC,PG/OP-COMM.,NCM PC SINGLE LICENSE F.1 INSTALLATION R-SW, SW + ELECTR. MAN. ON CD LICENSE KEY ON USB-STICK, CLASS A 2-LANGUAGES (G,E); FOR CP1512/ CP1612 | 210 | TEM | 1 | Simatic | 0.52 | 0
6GK17041HW003AE1 | SIMATIC NET IE SOFTN.PN IO UPGRADE TO V12 FOR EDITION 2006 OR HIGHER V6.2 AND EDITION 2005 SW F.S7-,PN IO CONTROLLER COMM., OPC, PG/OP-COMM., NCM PC SINGLE LICENSE F.1 INSTALLATION R-SW, SW + ELECTR. MAN. ON CD LICENSE KEY ON USB-STICK, CLASS A 2-LANGUAGES (G,E) FOR CP1512/ CP1612/ CP7515 | 210 | TEM | 1 | Simatic | 0.518 | 0
6GK17041HW003AL0 | SIMATIC NET IE SOFTN.PN IO SW UPDATE SERVICE F. 1 YEAR WITH AUTOMAT. EXTENSION REQUIRES ACTUAL SW-VERSION | 373 | TEM | 1 | Simatic | 0.1 | 0
6GK17041HW003AN0 | SIMATIC NET SOFTNET PN IO V8.0 SW F.S7-, PN IO CONTROLLER-COMM.; OPC,PG/OP- COMM., NCM PC;UCL LICENSE PACK MIT 20 SINGLE LICENSES, R-SW R-SW, SW+ELECTR. MANUAL ON CD, CLASS A, 2-LANG. (G,E) F. WINDOWS (32BIT) XP PRO+SP1.2 WIN2000 PRO+SP3,4, SERVER WINDOWS 2003 SERVER FOR CP 1512 / CP 1612 REQUIREMENTS UCL-LIC. CONTRACT | 15603 | TEM | 1 | Simatic | 1 | 0
6GK17041HW082AA0 | SIMATIC NET SOFTN.-IE PNIO V8.2 SW FOR S7-,PN IO CONTROLLER; COMM.,OPC,PG/OP-COMM.,NCM PC; SINGLE LICENSE F.1 INSTALLAT. ; R-SW,SW + ELECTR. MAN. ON DVD; LICENSE KEY ON USB-STICK, CLASS A; 2-LANGUAGES (G,E); FOR WINDOWS 7 PROFESSIONAL/ULTIMATE, SERVER 2008 R2 FOR SERVER 2008R2 | 814 | TEM | 1 | Simatic | 0.218 | 0
6GK17041HW120AA0 | SIMATIC NET SOFTN.-IE PNIO V12 SW F.S7-,PN IO CONTROLLER; COMM.,OPC,PG/OP-COMM.,CONF. SW; SINGLE LICENSE F.1 INSTALLAT. ; R-SW, SW + ELECTR. MAN ON DVD; LICENSE KEY ON USB-STICK, CLASS A; 2-LANGUAGES (G,E); FOR 32/64BIT: WIN 7 SP1 PROF/ULT, WIN 8.1 PROF; 64BIT: WINDOWS SERVER 2008 R2 SP1, 2012 R2 | 830 | TEM | 1 | Simatic | 0.322 | 0
6GK17041HW130AA0 | SIMATIC NET SOFTN.-IE PNIO V13 SW F.S7-,PN IO CONTROLLER; COMM.,OPC,PG/OP-COMM.,PROJ.-SW; SINGLE LICENSE F.1 INSTALLAT. ; R-SW, SW+ELECTR. MAN ON DVD; LICENSE KEY ON USB-STICK, CLASS A; 2 LANGUAGES (G,E); FOR 32/64BIT: WIN 7 SP1 PROF/ULT, SERVER 2008 R2 SP1, 2012 R2 | 830 | TEM | 1 | Simatic | 0.343 | 0
6GK17041HW643AE0 | SIMATIC NET IE SOFTN.PN IO/2006 UPGR. FROM V6.0 TO VERSION 2006 SW F.S7-,PN IO CONTROLLER COMM.,OPC,PG/OP-COMM.,NCM PC SINGLE LICENSE F.1 INSTALLATION R-SW, SW + ELECTR. MAN. ON CD LICENSE KEY ON FD, CLASS A 2-LANGUAGE (G,E); FOR 32BIT WINDOWS XP PROFESSIONAL, 2000 PRO/SV; WIN 2003 SERVER FOR CP1512/ CP1612 | 142 | TEM | 1 | Simatic | 0.366 | 0
6GK17041LW003AE0 | SIMATIC NET IE SOFTNET-S7 LEAN UPGRADE FOR ED. 2006 OR HIGHER SW F.S7-,S5-COMP.COMM.,OPC PG/OP-COMM.,NCM PC,UP TO 8 CONNECTIONS, SINGLE LICENSE F.1 INSTALLATION R-SW, SW + ELECTR. MAN. ON CD LICENSE KEY ON USB-STICK, CLASS A 2-LANGUAGES (G,E) FOR CP1512/ CP1612/ CP7515 | 142 | TEM | 1 | Simatic | 0.367 | 0
6GK17041LW003AE1 | SIMATIC NET IE SOFTNET-S7 LEAN UPGRADE F. V6.2 A. EDITION 2005 SW F.S7-, S5-COMP.COMM., OPC, PG/OP-COMM., NCM PC, UP TO 8 CONN. SINGLE LICENSE F.1 INSTALLATION R-SW, SW + ELECTR. MAN. ON CD, LICENSE KEY ON USB-STICK, CLASS A 2-LANGUAGES(G,E) | 142 | TEM | 1 | Simatic | 0.574 | 0
6GK17041LW003AE2 | SIMATIC NET IE SOFTNET-S7 LEAN UCL UPGRADE EDITION 2006 OR HI. SW FOR S7-, S5-COMP.COMM., OPC, PG/OP-COMM., NCM PC, UP TO 8 CONN., UCL LICENSE PACK 1 SINGLE LICENSE, R-SW, SW + ELECTR. MAN. ON DVD, CLASS A, 2 LANGUAGES(G,E) UCL-LIC.CONTRACT REQUIRED. | 142 | TEM | 1 | Simatic | 0.367 | 0
6GK17041LW003AL0 | SIMATIC NET IE SOFTNET-S7 LEAN SW UPDATE SERVICE FOR 1 YEAR WITH AUTOM. EXTENSION REQUIRES ACTUAL SW-VERSION | 373 | TEM | 1 | Simatic | 0.1 | 0
6GK17041LW003AN0 | SIMATIC NET IE SOFTNET-S7 LEAN V8.0 SW F.S7-, S5-COMPATIBLE -COMM.;OPC,PG/OP-COMM., NCM PC, UP TO 8 CONNECTIONS UCL LICENSE PACK WITH 20 SINGLE LICENSES, R-SW R-SW, SW+ELECTR. MANUAL ON CD, CLASS A, 2 LANG. (G,E) F. WINDOWS (32BIT) XP PRO+SP1,2 WIN2000 PRO+SP3,4, SERVER WINDOWS 2003 SERVER FOR CP1512 / CP1612 / CP7515 REQUIREMENTS UCL-LIC.CONTRACT | 8232 | TEM | 1 | Simatic | 0.42 | 0
6GK17041LW003AN1 | SIMATIC NET SOFTNET-IE S7 LEAN V8.1 AND HIGHER; SW F.S7-, S5- COMP. -COMM.;OPC,PG/OP-COMM., NCM PC, UP TO 8 CONNECTIONS UCL LICENSE PACK WITH 20 SINGLE LICENSES, R-SW R-SW, SW+ELECTR. MAN. ON DVD, CLASS A, 2-LANGUAGES (G,E) FOR CP1512 / CP1612 / CP7515 UCL-LICENSE CONTRACT REQUIRED | 8232 | TEM | 1 | Simatic | 0.367 | 0
6GK17041LW003MA0 | SIMATIC NET IE SOFTNET-S7 LEAN 2005+HF1; SW FOR S7-, S5-COMP. -COMM.;OPC,PG/OP-KOMM., NCM PC, UP TO 8 CONNECTORS, UCL LICENSE PACKAGE WITH 20 SINGLE LICENSES R-SW, SW + ELECTR. MANUAL ON CD, CLASS A; 2 LANGUAGES (G,E); FOR WINDOWS (32BIT) XP PRO+SP1,2 WIN2000 PRO+SP3,4, SERVER WINDOWS 2003 SERVER FUER CP1512 / CP1612 / CP7515, REQUIRES UCL LICENSE CONTRACT. | 8232 | TEM | 1 | Simatic | 1 | 0
6GK17041LW082AA0 | SIMATIC NET SOFTNET-IE S7 LEAN V8.2;SW F.S7-,S5-COMP.COMM.,OPC PG/OP-COMM., NCM PC,BIS 8 VERB. SINGLE LICENSE F.1 INSTALLAT.; R-SW,SW + ELECTR. MAN. ON DVD; LICENSE KEY ON USB-STICK; CLASS A; 2-LANGUAGES (G,E); FOR WINDOWS 7 PROFESSIONAL/ULTIMATE, SERVER 2008 R2 FOR CP1612 | 426 | TEM | 1 | Simatic | 0.229 | 0
6GK17041LW120AA0 | SIMATIC NET SOFTNET-IE S7 LEAN V12;SW F.S7-,S5-COMP.COMM.,OPC PG/OP-COMM.,CONF SW,MAX 8 CONN; SINGLE LICENSE F.1 INSTALLAT.; R-SW, SW + ELECTR. MAN ON DVD; LICENSE KEY ON USB-STICK; CLASS A; 2-LANGUAGES (G,E); FOR 32/64BIT: WIN 7 SP1 PROF/ULT, WIN 8.1 PROF; 64BIT: WINDOWS SERVER 2008 R2 SP1, 2012 R2 CP1612 (NO WIN 8.1 SRV2012R2) | 426 | TEM | 1 | Simatic | 0.315 | 0
6GK17041LW120AK0 | SIMATIC NET SOFTNET-IE S7 LEAN V12;SW F.S7-,S5-COMP.COMM.,OPC PG/OP-COMM.,NCM PC,MAX 8 CONN.; SINGLE LICENSE F.1 INSTALLAT.; R-SW, SW + ELECTR. MAN; LICENSE KEY FOR DOWNLOAD; CLASS A; 2-LANGUAGES (G,E); FOR 32/64BIT: WIN 7 SP1 PROF/ULT, WIN 8.1 PROF; 64BIT: WINDOWS SERVER 2008 R2 SP1, 2012 R2 CP1612 (NO WIN 8.1, SRV2012R2) ******************************* E-MAIL ADDRESS IS MANDATORY FOR DELIVERY | 426 | TEM | 1 | Simatic | 0.015 | 0
6GK17041LW130AA0 | SIMATIC NET SOFTNET-IE S7 LEAN V13;SW F.S7-,S5-COMP.COMM.,OPC PG/OP-COMM.,PROJ-SW,MAX.8 CONN. SINGLE LICENSE F.1 INSTALLAT.; R-SW, SW + ELECTR. MAN ON DVD; LICENSE KEY ON USB-STICK; CLASS A; 2 LANGUAGES (G,E); FOR 32/64BIT: WIN 7 SP1 PROF/ULT, 64BIT: WIN 8.1 PRO; WINDOWS 10, SERVER 2008 R2 SP1, 2012 R2 CP1612(NO WIN 8.1, WIN 10, SRV2012R2) | 426 | TEM | 1 | Simatic | 0.352 | 0
6GK17041LW130AK0 | SIMATIC NET SOFTNET-IE S7 LEAN V13;SW F.S7-,S5-COMP.COMM.,OPC PG/OP-KOMM.,PROJ-SW,MAX.8 CONN. SINGLE LICENSE F.1 INSTALLAT.; R-SW, SW + ELECTR. MAN; LICENSE KEY FOR DOWNLOAD; CLASS A; 2 LANGUAGES (G,E); FOR 32/64BIT: WIN 7 SP1 PROF/ULT, 64BIT: WIN 8.1 PRO; WINDOWS SERVER 2008 R2 SP1, 2012 R2 CP1612(NO WIN 8.1,WIN 10, SRV2012R2) E-MAIL ADDRESS IS MANDATORY FOR DELIVERY | 426 | TEM | 1 | Simatic | 0.015 | 0
6GK17041LW633AB0 | SIMATIC NET IE SOFTNET-S7 LEAN/ 2005;SW F.S7-,S5-COMP.COMM.,OPC PG/OP-COMM.,NCM PC,UPTO 8 CONN. SINGLE LICENSE F.1 INSTALLATION R-SW, W/O SW AND W/O DOCU LICENSE KEY ON FD, CLASS A 2-LANGUAGE (G,E); FOR 32BIT WINDOWS XP PROFESSIONAL, 2000 PRO/SV; WIN 2003 SERVER FOR CP1512/ CP1612/ CP7515 | 420 | TEM | 1 | Simatic | 0.1 | 0
6GK17041LW643AA0 | SIMATIC NET IE SOFTNET-S7 LEAN/ 2006;SW F.S7-,S5-COMP.COMM.,OPC PG/OP-COMM.,NCM PC,UPTO 8 CONN. SINGLE LICENSE F.1 INSTALLATION R-SW, SW + ELECTR. MANUAL ON CD LICENSE KEY ON FD,CLASS A 2-LANGUAGE (G,E); FOR 32BIT WINDOWS XP PROFESSIONAL, 2000 PRO/SV; WIN 2003 SERVER FOR CP1512/ CP1612/ CP7515 | 420 | TEM | 1 | Simatic | 0.362 | 0
6GK17041LW643AE0 | SIMATIC NET IE SOFTNET-S7 LEAN UPGR. FROM V6.0 TO VERSION 2006 SW F.S7-,S5-COMP.COMM.,OPC PG/OP-COMM.,NCM PC,UPTO 8 CONN. SINGLE LICENSE F.1 INSTALLATION R-SW, SW + ELECTR. MAN. ON CD LICENSE KEY ON FD, CLASS A 2-LANGUAGE (G,E); FOR 32BIT WINDOWS XP PROFESSIONAL, 2000 PRO/SV; WIN 2003 SERVER FOR CP1512/ CP1612/ CP7515 | 111 | TEM | 1 | Simatic | 0.355 | 0
6GK17041LW713AA0 | SIMATIC NET IE SOFTNET-S7 LEAN/ 2008;SW F.S7-,S5-COMP.-COMM,OPC PG/OP-COMM.,NCM PC,UPTO 8 CONN. SINGLE LICENSE F.1 INSTALLATION R-SW, SW + ELECTR. MAN. ON CD LICENSE KEY ON USB-STICK, CLASS A 2-LANGUAGES (G,E); FOR 32BIT:WIN XP PROFESSIONAL, WIN VISTA ULTIMATE/BUSINESS, WIN 2003/2008 SERVER FOR CP1612 | 426 | TEM | 1 | Simatic | 0.361 | 0
6GK17041PW003AE0 | SIMATIC NET IE SOFTNET-PG UPGRADE TO V12 FOR ED. 2006 OR HIGHER SW F. PG/OP-COMM. SINGLE LICENSE F.1 INSTALLATION R-SW, SW + ELECTR. MAN. ON CD LICENSE KEY ON USB-STICK, CLASS A 2-LANGUAGES (G,E) FOR CP1512/CP1612/ CP7515 | 147 | TEM | 1 | Simatic | 0.525 | 0
6GK17041PW003AE1 | SIMATIC NET IE SOFTNET-PG UPGR. TO V12 FOR V6.0,V6.1,V6.2 AND ED.2005 SW FOR PG/OP-COMM. SINGLE LICENSE F.1 INSTALLATION R-SW, SW + ELECTR. MAN. ON CD LICENSE KEY ON USB-STICK, CLASS A 2-LANGUAGES (G,E) FOR CP1512/CP1612/ CP7515 | 147 | TEM | 1 | Simatic | 0.518 | 0
6GK17041PW003AL0 | SIMATIC NET IE SOFTNET-PG SW UPDATE SERVICE FOR 1 YEAR WITH AUTOM. EXTENSION REQUIRES ACTUAL SW-VERSION | 373 | TEM | 1 | Simatic | 0.2 | 0
6GK17041PW003AN0 | SIMATIC NET IE SOFTNET-PG V8.0 SW F. PG/OP- COMMUNICAT. UCL LICENSE PACK WITH 20 SINGLE LICENSES R-SW, SW + ELECTR. MANUAL ON CD, CLASS A; 2-LANGUAGES (G,E); FOR CP1512/CP1612/ CP7515 REQUIREMENTS UCL-LIC.CONTRACT | 10437 | TEM | 1 | Simatic | 1.2 | 0
6GK17041PW003AQ0 | SIMATIC NET IE SOFTNET-PG EPL-ROYALTY, SINGLE LICENSE F.1 INSTALLATION R-SW, WITHOUT SW AND WITHOUT DOKU, CLASS A, ONLY VALID IN COMBINATION WITH ENTERPRISE LICENSE-CONTRACT, REQUIRES EPL-MASTER. | 525 | TEM | 1 | Simatic | 0.05 | 0
6GK17041PW003MA0 | SIMATIC NET IE SOFTNET-PG SW F. PG/OP- COMM. UCL LICENSE PACKAGE WITH 20 SINGLE LICENSES R-SW, SW + ELECTR. MANUAL ON CD, CLASS A; 2 LANGUAGES (G,E); FOR CP1512/CP1612/ CP7515 REQUIRES UCL LICENSE CONTRACT | 10437 | TEM | 1 | Simatic | 1.2 | 0
6GK17041PW082AA0 | SIMATIC NET SOFTNET-IE PG V8.2; SW FOR PG/OP-COMMUNICATION; SINGLE LICENSE FOR 1 INSTALLATION; R-SW; 2-LANGUAGES (G,E); SW + ELEKTR. MAN ON DVD; LICENSE KEY ON USB-STICK; CLASS A; FOR WINDOWS7 PROFESSIONA/ULTIMATE SERVER2008R2 FOR CP1612 | 541 | TEM | 1 | Simatic | 0.23 | 0
6GK17041PW120AA0 | SIMATIC NET SOFTNET-IE PG V12; SW F. PG/OP-COMMUNICATION; SINGLE LICENSE FOR 1 INSTALLATION; R-SW; 2-LANGUAGES (G,E); SW + ELECTR. MAN ON DVD; LICENSE KEY ON USB-STICK; CLASS A; FOR 32/64BIT: WIN 7 SP1 PROF/ULT, WIN 8.1 PROF; 64BIT: WINDOWS SERVER 2008 R2 SP1, 2012 R2 CP1612 (NO WIN 8.1, SRV2012R2) | 541 | TEM | 1 | Simatic | 0.32 | 0
6GK17041PW603AP8 | SIMATIC NET IE SOFTNET-PG/V6.0 EPL MASTER, ROYALTY REQUIRED F. 1 INSTALLATION, VALID IN COMBINATION W. ENTERPRISE LICENSE CONTRACT R-SW, SW + ELECTR. MANUAL ON CD LICENSE KEY ON FD, CLASS A | 420 | TEM | 1 | Simatic | 0.5 | 0
6GK17041PW603AQ0 | SIMATIC NET IE SOFTNET-PG/V6.0 EPL ROYALTY, SINGLE LICENSE F.1 INSTALLATION R-SW, W/O SW AND W/O DOCUMENTAT., CLASS A, VALID IN COMBINATION W. ENTERPRISE LICENSE CONTRACT REQUIRES EPL MASTER | 525 | TEM | 1 | Simatic | 0.01 | 0
6GK17041PW633AB0 | SIMATIC NET IE SOFTNET-PG/2005 SW FOR PG/OP-COMM. SINGLE LICENSE F.1 INSTALLATION R-SW, W/O SW AND W/O DOCU LICENSE KEY ON FD, CLASS A 2-LANGUAGE (G,E); FOR 32BIT WINDOWS XP PRO, 2000 PRO/SV; WIN 2003 SERVER, FOR CP1512/ CP1612/ CP7515 | 536 | TEM | 1 | Simatic | 0.2 | 0
6GK17041PW643AA0 | SIMATIC NET IE SOFTNET-PG/2006 SW F. PG/OP-KOMM. SINGLE LICENSE F.1 INSTALLATION R-SW, SW + ELECTR. MANUAL ON CD LICENSE KEY ON FD, CLASS A 2-LANGUAGE (G,E); FOR 32BIT WINDOWS XP PRO, 2000 PRO/SV; WIN 2003 SERVER, FOR CP1512/ CP1612/ CP7515 | 536 | TEM | 1 | Simatic | 0.358 | 0
6GK17041PW643AE0 | SIMATIC NET IE SOFTNET-PG/2006 UPGR. FROM V6.0 TO VERSION 2006 SW F. PG/OP-COMM. SINGLE LICENSE F.1 INSTALLATION R-SW, SW + ELECTR. MAN. ON CD LICENSE KEY ON FD,CLASS A 2-LANGUAGE (G,E); FOR 32BIT WINDOWS XP PRO, 2000 PRO/SV; WIN 2003 SERVER, FOR CP1512/ CP1612/ CP7515 | 137 | TEM | 1 | Simatic | 0.36 | 0
6GK17041PW713AA0 | SIMATIC NET IE SOFTNET-PG/2008 SW F. PG/OP-COMM. SINGLE LICENSE F.1 INSTALLATION R-SW, SW + ELECTR. MAN ON CD, LICENSE KEY ON USB-STICK, CLASS A 2-LANGUAGES (G,E); FOR 32BIT: WIN XP PROFESSIONAL; WIN VISTA ULTIMATE/BUSINESS; WIN 2003/2008 SERVER; FOR CP1612 | 541 | TEM | 1 | Simatic | 0.351 | 0
6GK17041VW000AE0 | SIMATIC NET INDUSTR. ETHERNET SOFTNET SECURITY CLIENT V4 UPGRADE OF V3.0 SW FOR CONFIGURING SAFE IP BASED VPN-CONNECTIONS FROM PC/PG TO NETWORK SEGMENTS, WHICH ARE FUSED BY SCALANCE S. SINGLE LICENSE F.1 INSTALLATION R-SW, SW + ELECTR. MAN. ON CD 5-LANGUAGE (G,E,F,I,S); FOR WINDOWS 7 ULTIMATE, PROFESSIONAL (32+64BIT), UND WINDOWS XP PRO+SP3, (32 BIT) | 111 | TEM | 1 | Simatic | 0.222 | 0
6GK17041VW000AE1 | SIMATIC NET INDUSTR. ETHERNET SOFTNET SECURITY CLIENT V4 UPGRADE OF EDITION 2008 + HF1 SW FOR CONFIGURING SAFE IP BASED VPN-CONNECTIONS FROM PC/PG TO NETWORK SEGMENTS, WHICH ARE FUSED BY SCALANCE S, SCALANCE M . SINGLE LICENSE F.1 INSTALLATION R-SW, SW + ELECTR. MAN. ON CD 5 LANGUAGE (G,E,F,I,S); FOR WINDOWS 7 ULTIMATE, PROFESSIONAL (32+64BIT), UND WINDOWS XP PRO+SP3, (32 BIT) | 111 | TEM | 1 | Simatic | 0.23 | 0
6GK17041VW010AA0 | SIMATIC NET INDUSTR. ETHERNET SOFTNET SECURITY CLIENT EDITION 2005 + HF1 SW FOR SETTING UP SECURE IP-BASED VPN CONNECTIONS FROM PC/PG TO NETWORK SEGMENTS, PROTECTED BY SCALANCE S IN BRIDGE MODE; SINGLE LICENSE FOR 1 INSTALLATION R-SW,SW + ELECTR. MANUAL ON CD 5 LANGUAGE (GER,EN,FR,IT,SP); FOR 32 BIT WINDOWS XP PRO+SP1.2, WINDOWS 2000 PRO+SP3.4 | 294 | TEM | 1 | Simatic | 0.231 | 0
6GK17041VW020AA0 | SIMATIC NET INDUSTR. ETHERNET SOFTNET SECURITY CLIENT EDITION 2008 SW FOR CONFIG. OF SAVE IP BASED VPN-CONNECTIONS FROM PC/PG TO NETWORK- SEGMENTS, WHICH ARE PROTECTED BY SCALANCE S, SINGLE LICENSE F.1 INSTALLATION R-SW, SW + ELECTR. MAN. ON CD 5-LANGUAGES (G,E,F,I,S); FOR 32BIT WINDOWS XP PRO+SP1..3 | 252 | TEM | 1 | Simatic | 0.225 | 0
6GK17041VW030AA0 | SIMATIC NET INDUSTRIAL ETHERNET SOFTNET SECURITY CLIENT V3.0 SW FOR CONFIGURATION OF SAVE IP BASED VPN-CONNECTIONS FROM PC/PG TO NETWORK- SEGMENTS, WHICH ARE PROTECTED BY SCALANCE S, SINGLE LICENSE F.1 INSTALLATION R-SW, SW + ELECTR. MAN. ON CD; 5-LANGUAGES (G,E,F,I,S); FOR 32BIT WINDOWS: 7 PROFESSIONAL, ULTIMATE XP PROFESSIONAL +SP3 | 258 | TEM | 1 | Simatic | 0.223 | 0
6GK17041VW040AA0 | SIMATIC NET INDUSTR. ETHERNET SOFTNET SECURITY CLIENT V4+HF1 SW FOR CONFIGURING SAFE IP BASED VPN-CONNECTIONS FROM PC/PG TO NETWORK SEGMENTS, WHICH ARE FUSED BY SCALANCE S, SINGLE LICENSE F.1 INSTALLATION R-SW, SW + ELECTR. MAN. ON CD SW 2-LANGUAGES (G,E); MANUAL 5-LANG. (G, E, F, I, S) FOR WINDOWS 7 ULTIMATE, PROFESSIONAL (32+64BIT), UND WINDOWS XP PRO+SP3, (32 BIT) | 252 | TEM | 1 | Simatic | 0.221 | 0
6GK17041VW050AA0 | SIMATIC NET INDUSTR. ETHERNET SOFTNET SECURITY CLIENT V5 SW FOR CONFIGURING SAFE IP BASED VPN-CONNECTIONS FROM PC/PG TO NETWORK SEGMENTS, WHICH ARE FUSED BY SCALANCE S, SCALANCE M AND SECURITY CPS SINGLE LICENSE F.1 INSTALLATION R-SW, SW + ELECTR. MAN ON CD SW 2-LANGUAGES (G,E); MAN 5-LANGUAGES (G, E, F, I, S) FOR WINDOWS 7 ULTIMATE AND PROFESSIONAL (32+64 BIT) WINDOWS SERVER 2012 R2 | 242 | TEM | 1 | Simatic | 0.224 | 0
6GK17045CW003AE0 | SIMATIC NET PB SOFTNET-S7 UPGRADE FOR ED. 2006 OR HIGHER SW F. S7-COMM. INCL. FDL WITH OPC-SERVER AND NCM PC SINGLE LICENSE F.1 INSTALLATION R-SW, SW + ELECTR. MAN. ON CD, LICENSE KEY ON USB-STICK; CLASS A, 2-LANGUAGES(G,E) FOR CP5511/ CP5512/CP5611/ CP5621 | 142 | TEM | 1 | Simatic | 0.367 | 0
6GK17045CW003AE1 | SIMATIC NET PB SOFTNET-S7 UPGR.F.V6.0,V6.1,V6.2 A.ED.2005 SW F. S7-COMM. INCL. FDL W. OPC-SERVER AND NCM PC, SINGLE LICENSE FOR 1 INSTALLATION R-SW, SW + ELECTR. MAN. ON CD, LICENSE KEY ON USB-STICK, CLASS A, 2-LANGUAGES(G,E) CP5621 | 142 | TEM | 1 | Simatic | 0.519 | 0
6GK17045CW003AL0 | SIMATIC NET PB SOFTNET-S7 SW UPDATE SERVICE FOR 1 YEAR WITH AUTOM. EXTENSION REQUIRES ACTUAL SW-VERSION | 373 | TEM | 1 | Simatic | 0.1 | 0
6GK17045CW003AN0 | SIMATIC NET PB SOFTNET-S7 V8.0 SW F.S7-, S5-COMPATIBLE -COMM.;OPC,PG/OP-COMM., NCM PC; UCL LICENSE PACKAGE WITH 20 SINGLE LICENSES, R-SW, SW+ELECTR. MANUAL ON CD, CLASS A, 2 LANG. (G,E) F. WINDOWS (32BIT) XP PRO +SP1,2, WIN2000 PRO+SP3,4, SERVER; WIN2003 SERVER + SP1 FOR CP5511/ CP5512/CP5611/CP5621 REQUIREMENTS UCL-LIC.CONTRACT | 10437 | TEM | 1 | Simatic | 0.42 | 0
6GK17045CW003MA0 | SIMATIC NET PROFIBUS SOFTNET-S7 2005+HF1; SW F.S7-, S5-COMP. -KOMM.;OPC,PG/OP-COMM., NCM PC; UCL LICENSE PACKAGE WITH 20 SINGLE LICENSES, R-SW, SW+ELECTR. MANUAL ON CD, CLASS A; 2 LANGUAGES (GER,EN); F. WINDOWS(32BIT) XP PRO+SP1,2, WIN2000 PRO+SP3,4, SERVER; WIN2003 SERVER + SP1 FOR CP5511/ CP5512/CP5611/CP5621 REQUIRES UCL LICENSE CONTRACT | 10437 | TEM | 1 | Simatic | 0.5 | 0
6GK17045CW081AA0 | SIMATIC NET PB SOFTNET-S7 V8.1 SW F. S7-COMM. INCL. FDL WITH OPC-SERVER AND NCM PC; SINGLE LICENSE F.1 INSTAL- LATION; R-SW, SW + ELECTR. MAN. ON CD; LICENSE KEY ON USB-STICK; 2 LANGUAGES (G,E); CLASS A; FOR WINDOWS 7 PROF./ULTIMATE; SERVER 2008 R2 FOR CP5512/ /CP562/CP5611INT., CP5611A2/CP5711 | 541 | TEM | 1 | Simatic | 0.222 | 0
6GK17045CW082AA0 | SIMATIC NET SOFTNET-PB S7 V8.2 SW FOR S7-COMM. INCL. FDL WITH OPC-SERVER AND NCM PC; SINGLE LICENSE F.1 INSTAL- LATION; R-SW, SW + ELECTR. MANUAL ON CD; LICENSE KEY ON USB-STICK; 2-LANGUAGES (G,E); CLASS A; FOR WINDOWS 7 PROF./ULTIMATE; SERVER 2008 R2 FOR CP5512/ /CP5711 CP5611A2/CP5711 | 541 | TEM | 1 | Simatic | 0.23 | 0
6GK17045CW120AA0 | SIMATIC NET SOFTNET-PB S7 V12 SW F. S7-COMM. INCL. FDL WITH OPC-SERVER AND NCM PC; SINGLE LICENSE F.1 INSTAL- LATION; R-SW, SW + ELECTR. MAN ON CD; LICENSE KEY ON USB-STICK; 2-LANGUAGES (G,E); CLASS A; FOR 32/64BIT: WIN 7 SP1 PROF/ULT, WIN 8.1 PROF; 64BIT: WINDOWS SERVER 2008 R2 SP1, 2012 R2 FOR CP5612/CP5622/CP5711 | 541 | TEM | 1 | Simatic | 0.333 | 0
6GK17045CW130AA0 | SIMATIC NET SOFTNET-PB S7 V13 SW FOR S7-COMM. INCL. FDL WITH OPC-SERVER AND PROJ.-SW; SINGLE LICENSE FOR 1 INSTAL- LATION; R-SW, SW + ELECTR. MAN ON DVD; LICENSE KEY ON USB-STICK; 2 LANGUAGES (G, E); CLASS A; FOR 32/64BIT: WIN 7 SP1 PROF/ULT, 64BIT: WIN 8.1 PRO; WINDOWS 10, SERVER 2008 R2 SP1, 2012 R2 FOR CP5612/CP5622/CP5711 | 541 | TEM | 1 | Simatic | 0.339 | 0
6GK17045CW633AB0 | SIMATIC NET PB SOFTNET-S7/2005 SW F. S7-COMM. INCL. FDL WITH OPC-SERVER AND NCM PC SINGLE LICENSE F.1 INSTALLATION R-SW, W/O SW AND W/O DOCU LICENSE KEY ON FD, CLASS A 2-LANGUAGE (G,E);F.32BIT WIN XP PRO, 2000 PRO/SV; WIN 2003 SERVER; FOR CP5511/ CP5512/ CP5611 | 536 | TEM | 1 | Simatic | 0.112 | 0
6GK17045CW643AA0 | SIMATIC NET PB SOFTNET-S7/2006 SW F. S7-KOMM. INCL. FDL WITH OPC-SERVER AND NCM PC SINGLE LICENSE F.1 INSTALLATION R-SW, SW + ELECTR. MAN. ON CD LICENSE KEY ON FD,CLASS A 2-LANGUAGE(G,E);F.32BIT WIN XP PRO, 2000 PRO/SV; WIN 2003 SERVER; FOR CP5511/ CP5512/ CP5611/ CP5621 | 536 | TEM | 1 | Simatic | 0.363 | 0
6GK17045CW713AA0 | SIMATIC NET PB SOFTNET-S7/2008 SW F. S7-COMM. INCL. FDL WITH OPC-SERVER AND NCM PC SINGLE LICENSE F.1 INSTALLATION R-SW, SW + ELECTR. MAN. ON CD LICENSE KEY ON USB-STICK, CLASS A 2-LANGUAGE (G,E);FOR 32BIT WIN XP PROFESSIONAL, WIN VISTA ULTIMATE/BUSINESS, WIN 2003/2008 SERVER FOR CP5511/ CP5512/ CP 5611 /CP5621 | 541 | TEM | 1 | Simatic | 0.359 | 0
6GK17045DW003AE0 | SIMATIC NET PB SOFTNET-DP UPGRADE FOR ED. 2006 OR HIGHER SW F. PB DP INCL. FDL,WITH OPC- SERVER AND NCM PC; SINGLE LICENSE F.1 INSTALLATION R-SW, SW + ELECTR. MAN. ON CD LICENSE KEY ON USB-STICK, CLASS A 2-LANGUAGES(G,E) | 142 | TEM | 1 | Simatic | 0.509 | 0
6GK17045DW003AE1 | SIMATIC NET PB SOFTNET-DP UPGR.F.V6.0,V6.1,V6.2.ED.2005 SW FOR PROFIBUS DP INCL. FDL, WITH OPC-SERVER AND NCM PC; SINGLE LICENSE F.1 INSTALLATION R-SW, SW + ELECTR. MAN. ON CD LICENSE KEY ON USB-STICK, CLASS A 2-LANGUAGES(G,E) | 142 | TEM | 1 | Simatic | 0.513 | 0
6GK17045DW003AL0 | SIMATIC NET PB SOFTNET-DP SW UPDATE SERVICE FOR 1 YEAR WITH AUTOM. EXTENSION REQUIRES ACTUAL SW-VERSION | 373 | TEM | 1 | Simatic | 0.1 | 0
6GK17045DW003AN0 | SIMATIC NET PB SOFTNET-DP V8.0 SW FOR PROFIBUS DP INCL. FDL, W. OPC-SERVER AND NCM PC; UCL LICENSE PACK WITH 20 SINGLE LICENSES R-SW, SW + ELECTR. MANUAL ON CD, CLASS A; 2-LANG. (G,E); F. WIN (32BIT) XP PROF+SP1,2; WIN2000 PRO AND SERVER + SP3/4; WIN2003 SERVER + SP1; FOR CP5511/CP5512/CP5611/CP5621 REQUIREMENTS UCL-LIC.CONTRACT | 7833 | TEM | 1 | Simatic | 1.5 | 0
6GK17045DW003MA0 | SIMATIC NET PROFIBUS SOFTNET-DP SW FOR PROFIBUS DP INCL. FDL, WITH OPC-SERVER AND NCM PC; UCL LICENSE PACKAGE WITH 20 SINGLE LICENSES R-SW, SW + ELECTR. MANUAL ON CD, CLASS A; 2 LANGUAGES (D,E); F. WIN (32BIT) XP PROF+SP1,2; WIN2000 PRO AND SERVER + SP3/4; WIN2003 SERVER + SP1; FOR CP5511/CP5512/CP5611 REQUIRES UCL LICENSE CONTRACT | 7833 | TEM | 1 | Simatic | 1.5 | 0
6GK17045DW081AA0 | SIMATIC NET PB SOFTNET-DP V8.1; SW FOR PROFIBUS DP INCL. FDL, W. OPC-SERVER AND NCM PC;R-SW, LICENSE F.1 INSTALLATION; SW + ELECTR. MAN. ON CD; LICENSE KEY ON USB-STICK, CLASS A; 2 LANGUAGES (G,E); FOR WINDOWS 7 PROF./ULTIMATE, SERVER 2008 R2 FOR CP5512/CP5611INTERNAL/ CP5611A2/CP5621/CP5711 | 415 | TEM | 1 | Simatic | 0.243 | 0
6GK17045DW082AA0 | SIMATIC NET SOFTNET-PB DP V8.2; SW FOR PROFIBUS DP INCL. FDL, W. OPC-SERVER AND NCM PC;R-SW, LICENSE FOR 1 INSTALLATION; SW + ELECTR. MANUAL ON DVD; LICENSE KEY ON USB-STICK, CLASS A; 2-LANGUAGES (G,E); FOR WINDOWS 7 PROF./ULTIMATE, SERVER 2008 R2 FOR CP5512/CP5711 CP5611A2/CP5621/CP5711 | 415 | TEM | 1 | Simatic | 0.218 | 0
6GK17045DW120AA0 | SIMATIC NET SOFTNET-PB DP V12; SW FOR PROFIBUS DP INCL. FDL, W. OPC-SERVER AND CONF. SW; R-SW, LICENSE F.1 INSTALLATION; SW + ELECTR. MAN ON DVD; LICENSE KEY ON USB-STICK, CLASS A; 2-LANGUAGES (G,E); FOR 32/64BIT: WIN 7 SP1 PROF/ULT, WIN 8.1 PROF; 64BIT: WINDOWS SERVER 2008 R2 SP1, 2012 R2 FOR CP5612/CP5622/CP5711 | 415 | TEM | 1 | Simatic | 0.364 | 0
6GK17045DW130AA0 | SIMATIC NET SOFTNET-PB DP V13; SW FOR PROFIBUS DP INCL. FDL, WITH OPC-SERVER AND PROJ.-SW; R-SW, LICENSE F.1 INSTALLATION; SW + ELECTR. MANUAL ON DVD; LICENSE KEY ON USB-STICK, CLASS A; 2 LANGUAGES (G,E); FOR 32/64BIT: WIN 7 SP1 PROF/ULT, 64BIT: WIN 8.1 PRO; WINDOWS 10, SERVER 2008 R2 SP1, 2012 R2 FOR CP5612/CP5622/CP5711 | 415 | TEM | 1 | Simatic | 0.338 | 0
6GK17045DW633AB0 | SIMATIC NET PB SOFTNET-DP/2005 SW FOR PROFIBUS DP INCL. FDL, WITH OPC-SERVER AND NCM PC; SINGLE LICENSE F.1 INSTALLATION R-SW, W/O SW AND W/O DOCU LICENSE KEY ON FD, CLASS A 2-LANGUAGE (G,E);F.32BIT WIN XP PRO, 2000 PRO/SV; WIN 2003 SERVER FOR CP5511/CP5512/ CP5611 | 410 | TEM | 1 | Simatic | 0.144 | 0
6GK17045DW643AA0 | SIMATIC NET PB SOFTNET-DP/2006 SW FOR PROFIBUS DP INCL. FDL, WITH OPC-SERVER AND NCM PC; SINGLE LICENSE F.1 INSTALLATION R-SW, SW + ELECTR. MAN. ON CD LICENSE KEY ON FD,CLASS A 2-LANGUAGE(G,E);F.32BIT WIN XP PRO, 2000 PRO/SV; WIN 2003 SERVER FOR CP5511/CP5512/ CP5611/CP5621 | 410 | TEM | 1 | Simatic | 0.374 | 0
6GK17045DW643AE0 | SIMATIC NET PB SOFTNET-DP/2006 UPGR. FROM V6.0 TO VERSION 2006 SW FOR PROFIBUS DP INCL. FDL, WITH OPC-SERVER AND NCM PC; SINGLE LICENSE F.1 INSTALLATION R-SW, SW + ELECTR. MAN. ON CD LICENSE KEY ON FD, CLASS A 2-LANGUAGE(G,E);F.32BIT WIN XP PRO, 2000 PRO/SV; WIN 2003 SERVER FOR CP5511/CP5512/ CP5611/CP5621 | 126 | TEM | 1 | Simatic | 0.368 | 0
6GK17045DW713AA0 | SIMATIC NET PB SOFTNET-DP/2008 SW FOR PROFIBUS DP INCL. FDL, W. OPC-SERVER AND NCM PC;R-SW, LICENSE F.1 INSTALLATION SW + ELECTR. MAN. ON CD LICENSE KEY ON USB-STICK, CLASS A 2-LANGUAGES (G,E);FOR 32BIT WIN XP PROFESSIONAL, WIN VISTA ULITMATE/BUSINESS, WIN 2003/2008 SERVER, FOR CP5511/CP5512/CP5611 /CP5621 | 415 | TEM | 1 | Simatic | 0.381 | 0
6GK17045SW003AE0 | SIMATIC NET PB SOFTNET-DP-SLAVE UPGRADE FOR ED. 2006 OR HIGHER SW FOR DP-SLAVE WITH OPC-SERVER AND NCM PC; SINGLE LICENSE F.1 INSTALLATION R-SW, SW + ELECTR. MAN. ON CD, LICENSE KEY ON USB-STICK, CLASS A 2-LANGUAGES(G,E) | 132 | TEM | 1 | Simatic | 0.367 | 0
6GK17045SW003AE1 | SIMATIC NET PB SOFTNET-DP-SLAVE UPGR.F.V6.0,V6.1,V6.2 A.ED.2005 SW FOR DP-SLAVE WITH OPC-SERVER AND NCM PC; SINGLE LICENSE F.1 INSTALLATION R-SW, SW + ELECTR. MAN. ON CD LICENSE KEY ON USB-STICK, CLASS A 2-LANGUAGES(G,E) | 132 | TEM | 1 | Simatic | 0.521 | 0
6GK17045SW003AL0 | SIMATIC NET PB SOFTNET-DP-SLAVE SW UPDATE SERVICE FOR 1 YEAR WITH AUTOM. EXTENSION REQUIRES ACTUAL SW-VERSION | 373 | TEM | 1 | Simatic | 0.2 | 0
6GK17045SW081AA0 | SIMATIC NET PB SOFTNET-DP-SLAVE V8.1; SW FOR DP-SLAVE WITH OPC-SERVER AND NCM PC; SINGLE LICENSE F.1 INSTALLATION R-SW, SW+ELECTR. MAN. ON CD; LICENSE KEY ON USB-STICK, CLASS A; 2 LANGUAGES (G,E); FOR WINDOWS 7, PROFESSIONAL/ ULTIMATE; SERVER 2008 R2 FOR CP5512/CP5611INTERNAL/ CP5611A2/CP5621 | 216 | TEM | 1 | Simatic | 0.244 | 0
6GK17045SW082AA0 | SIMATIC NET SOFTNET-PB DP-SLAVE V8.2; SW FOR DP-SLAVE WITH OPC-SERVER AND NCM PC; SINGLE LICENSE F. 1 INSTALLATION R-SW, SW+ ELECTR. MAN. ON DVD;LICENSE KEY ON USB-STICK, CLASS A; 2-LANGUAGES(D,E);FOR WINDOWS 7 PROFESSIONAL/ULTIMATE, SERVER 2008 R2 FOR CP5512/CP5711 CP5611A2/CP5621 | 216 | TEM | 1 | Simatic | 0.231 | 0
6GK17045SW120AA0 | SIMATIC NET SOFTNET-PB DP-SLAVE V12; SW FOR DP-SLAVE WITH OPC-SERVER AND CONF. SW; SINGLE LICENSE F.1 INSTALLATION R-SW, SW + ELECTR. MAN ON DVD;LICENSE KEY ON USB-STICK, CLASS A; 2-LANGUAGES (G,E); FOR 32/64BIT: WIN 7 SP1 PROF/ULT, WIN 8.1 PROF; 64BIT: WINDOWS SERVER 2008 R2 SP1, 2012 R2 FOR CP5612/CP5622/CP5711 | 216 | TEM | 1 | Simatic | 0.33 | 0
6GK17045SW130AA0 | SIMATIC NET SOFTNET-PB DP-SLAVE V13; SW FOR DP-SLAVE WITH OPC-SERVER AND PROJ.-SW; SINGLE LICENSE F.1 INSTALLATION R-SW, SW+ELECTR. MAN ON DVD; LICENSE KEY ON USB-STICK, CLASS A; 2 LANGUAGES (G,E); FOR 32/64BIT: WIN 7 SP1 PROF/ULT, 64BIT: WIN 8.1 PRO; WINDOWS 10, SERVER 2008 R2 SP1, 2012 R2 FOR CP5612/CP5622/CP5711 | 216 | TEM | 1 | Simatic | 0.335 | 0
6GK17045SW633AB0 | SIMATIC NET PB SOFTNET-DP-SLAVE /2005 SW FOR DP-SLAVE WITH OPC-SERVER AND NCM PC; SINGLE LICENSE F.1 INSTALLATION R-SW, W/O SW AND W/O DOCU LICENSE KEY ON FD, CLASS A 2-LANGUAGE (G,E);F.32BIT WIN XP PRO, 2000 PRO/SV; WIN 2003 SERVER, FOR CP5511/CP5512/ CP5611 | 210 | TEM | 1 | Simatic | 0.107 | 0
6GK17045SW633AP8 | SIMATIC NET PB SOFTNET DP-SLAVE /V6.3 EPL-MASTER, ROYALTY- PFLICHT PRO 1 INSTALLATION, ONLY VALID COMBINED WITH ENTERPRISE LICENSE CONTRACT R-SW, SW + ELECTR. MANUAL ON CD, LICENSE KEY ON FD, CLASS A | 420 | TEM | 1 | Simatic | 1 | 0
6GK17045SW643AA0 | SIMATIC NET PB SOFTNET-DP-SLAVE /2006 SW FOR DP-SLAVE WITH OPC-SERVER AND NCM PC; SINGLE LICENSE F.1 INSTALLATION R-SW, SW + ELECTR. MAN. ON CD LICENSE KEY ON FD,CLASS A 2-LANGUAGE(G,E);F.32BIT WIN XP PRO, 2000 PRO/SV; WIN 2003 SERVER, FOR CP5511/CP5512/ CP5611/CP5621 | 210 | TEM | 1 | Simatic | 0.37 | 0
6GK17045SW713AA0 | SIMATIC NET PB SOFTNET-DP-SLAVE /2008 SW FOR DP-SLAVE WITH OPC-SERVER AND NCM PC; SINGLE LICENSE F.1 INSTALLATION R-SW, SW + ELECTR. MAN. ON CD LICENSE KEY ON USB-STICK, CLASS A 2-LANGUAGES (G,E);FOR 32BIT WIN XP PROFESSIONAL, WIN VISTA ULTIMATE/BUSINESS, WIN 2003/2008 SERVER; FOR CP5511/CP5512/CP5611 /CP5621 | 216 | TEM | 1 | Simatic | 0.357 | 0
6GK17060HB003AE0 | SIMATIC NET IE PN CBA OPC- SERVER; UPGRADE F. EDITION 2006 PN OPC-SERVER F. CBA, SINGLE LICENSE F.1 INSTALLATION R-SW, SW + ELECTR. MAN. ON CD LICENSE KEY ON USB-STICK, CLASS A 2-LANGUAGES (G,E) CP1512/CP1612 | 158 | TEM | 1 | Simatic | 0.2 | 0
6GK17060HB003AE1 | SIMATIC NET IE PN CBA OPC-SERVER; UPGRADE F. V6.0, V6.1,V6.2 A. ED. 2005; PROFINET OPC-SERVER FOR CBA, SINGLE LICENSE F.1 INSTALLATION R-SW, SW + ELECTR. MAN. ON CD LICENSE KEY ON USB-STICK, CLASS A 2-LANGUAGES (G,E) FOR CP1512/CP1612 | 158 | TEM | 1 | Simatic | 0.2 | 0
6GK17060HB003AL0 | SIMATIC NET IE PN CBA OPC-SERVER SW UPDATE SERVICE FOR 1 YEAR WITH AUTOM. EXTENSION REQUIRES ACTUAL SW-VERSION | 510 | TEM | 1 | Simatic | 0.1 | 0
6GK17060HB633AB0 | SIMATIC NET IE PN CBA OPC-SERVER/2005; PROFINET OPC-SERVER F. CBA SINGLE LICENSE F.1 INSTALLATION R-SW, W/O SW AND W/O DOCU LICENSE KEY ON FD, CLASS A 2-LANGUAGE (G,E); FOR 32 BIT WINDOWS XP PRO, 2000 PRO/SV, WINDOWS 2003 SERVER; FOR CP1512/CP1612 | 378 | TEM | 1 | Simatic | 0.147 | 0
6GK17060HB713AA0 | SIMATIC NET IE PN CBA OPC-SERVER/2008; PROFINET OPC-SERVER F. CBA, SINGLE LICENSE F.1 INSTALLATION R-SW, SW + ELECTR. MAN. ON CD LICENSE KEY ON USB-STICK, CLASS A 2-LANGUAGES (G,E);FOR 32BIT WIN XP PROFESSIONAL, WIN 2003/2008 SERVER; WIN VISTA ULTIMATE/BUSINESS FOR CP1612 | 384 | TEM | 1 | Simatic | 0.376 | 0
6GK17061CW082AA0 | SIMATIC NET IE S7 OPC REDUNDANCY V8.2 FOR CP 1612 A2, CP 1613 A2, CP 1623, CP1628 REDUNDANT OPC-SERVER SW PAIR FOR IE SW S7-PRODUCTS SINGLE LIC. F.2 INSTALLATIONEN; R-SW, SW+ ELECTR. MAN. ON DVD; LICENSE KEY ON USB-STICK; CLASS A; 2-LANGUAGES (G,E); FOR WINDOWS SERVER 2008 R2 | 1407 | TEM | 1 | Simatic | 0.221 | 0
6GK17061CW120AA0 | SIMATIC NET IE S7 OPC REDUNDANCY V12 FOR CP 1612 A2, CP 1613 A2, CP 1623, CP1628 REDUNDANT OPC-SERVER SW PAIR FOR IE SW S7-PRODUCTS SINGLE LIC. F.2 INSTALLATIONS; R-SW, SW + ELECTR. MAN ON DVD; LICENSE KEY ON USB-STICK; CLASS A; 2-LANGUAGES (G,E); FOR WINDOWS SERVER 2008 R2 SP1 | 1407 | TEM | 1 | Simatic | 0.315 | 0
6GK17061CW130AA0 | SIMATIC NET IE S7 OPC REDUNDANCY V13 FOR CP 1612 A2, CP 1613 A2, CP 1623, CP1628 REDUNDANT OPC-SERVER SW PAAR FOR IE SW S7-PRODUCTS SINGLE LIC. F. 2 INSTALLATIONS; R-SW, SW+ELECTR. MAN ON DVD; LICENSE KEY ON USB-STICK; CLASS A; 2 LANGUAGE (G,E); FOR WINDOWS SERVER 2008 R2 SP1 | 1407 | TEM | 1 | Simatic | 0.337 | 0
6GK17061NW003AE0 | SIMATIC NET IE SNMP OPC-SERVER BASIC;UPGR F ED. 2006 OR HIGHER ADMINISTRATION OF UP TO 20 IP-ADR.; INCL. MIB-COMPILER; SINGLE LICENSE F.1 INSTALLATION R-SW, SW + ELECTR. MAN. ON CD LICENSE KEY ON USB-STICK, CLASS A 2-LANGUAGES (G,E) FOR CP1512/ CP1612/CP1613/ CP7515 | 216 | TEM | 1 | Simatic | 0.53 | 0
6GK17061NW003AE1 | SIMATIC NET IE SNMP OPC-SERVER BASIC; UPGRADE F. V6.1, V6.2 A. ED. 2005; ADMINISTR. OF UP TO 20 IP-ADR.; INCL. MIB-COMPILER; SINGLE LICENSE F.1 INSTALLATION R-SW, SW + ELECTR. MAN. ON CD LICENSE KEY ON USB-STICK, CLASS A 2-LANGUAGES (G,E); FOR CP1512/ CP1612/CP1613/ CP7515 | 216 | TEM | 1 | Simatic | 0.509 | 0
6GK17061NW003AL0 | SIMATIC NET IE SNMP OPC-SERVER BASIC SW UPDATE SERVICE FOR 1 YEAR WITH AUTOM. EXTENSION REQUIRES ACTUAL SW-VERSION | 441 | TEM | 1 | Simatic | 0.1 | 0
6GK17061NW082AA0 | SIMATIC NET IE SNMP OPC-SERVER BASIC V8.2; ADMIN. OF UP TO 20 IP-ADDR.;INCL. MIB-COMPILER; SINGLE LICENSE F.1 INSTALLATION R-SW,SW + ELECTR. MAN. ON CD; LICENSE KEY ON USB-STICK, CLASS A; 2-LANGUAGES (G,E); FOR WINDOWS 7 PROF./ ULTIMATE, SERVER 2008 R2 FOR CP1612/ CP1613/ CP1623 | 835 | TEM | 1 | Simatic | 0.228 | 0
6GK17061NW082AC0 | SIMATIC NET IE SNMP OPC-SERVER POWERPACK V8.2; EXT. FROM SNMP OPC-SERVER BASIC TO EXTENDED; SINGLE LICENSE F.1 INSTALLATION R-SW, SW + ELECTR. MAN. ON CD; LICENSE KEY ON USB STICK, CLASS A; 2 LANGUAGES (GER,ENG); FOR WINDOWS 7 PROF./ULTIMATE;SERVER 2008 R2 FOR CP1612/ CP1613/CP1623 | 699 | TEM | 1 | Simatic | 0.2 | 0
6GK17061NW120AA0 | SIMATIC NET IE SNMP OPC-SERVER BASIC V12; ADMIN. OF UP TO 20 IP-ADDR.;INCL. MIB-COMPILER; SINGLE LICENSE F.1 INSTALLATION R-SW, SW + ELECTR. MAN ON CD; LICENSE KEY ON USB-STICK, CLASS A; 2-LANGUAGES (G,E);FOR 32/64BIT: WIN 7 SP1 PROF/ULT, WIN 8.1 PROF; 64BIT: WINDOWS SERVER 2008 R2 SP1, 2012 R2 FOR CP1613/ CP1623 CP1612 (NO WIN 8.1, SRV2012R2) | 835 | TEM | 1 | Simatic | 0.236 | 0
6GK17061NW120AC0 | SIMATIC NET IE SNMP OPC-SERVER POWERPACK V12;EXTENS. OF SNMP OPC-SERVER BASIC ON EXTENDED; SINGLE LICENSE F.1 INSTALLATION R-SW, SW + ELECTR. MAN ON CD; LICENSE KEY ON USB-STICK, CLASS A; 2-LANGUAGES (G,E); FOR 32/64BIT: WIN 7 PROF/ULT, WIN 8 PROF; 64BIT: WINDOWS SERVER 2008 R2, SERVER 2012 FOR CP1613/ CP1623 FOR CP1612 (NO WIN 8,SRV2012) | 699 | TEM | 1 | Simatic | 0.158 | 0
6GK17061NW130AA0 | SIMATIC NET IE SNMP OPC-SERVER BASIC V13; ADMIN. UP TO 20 IP-ADR.; INCL. MIB-COMPILER; SINGLE LICENSE F.1 INSTALLATION R-SW, SW + ELECTR. MAN ON CD; LICENSE KEY ON USB-STICK, CLASS A; 2 LANGUAGES (G,E); FOR 32/64BIT: WIN 7 SP1 PROF/ULT, 64BIT: WIN 8.1 PRO; WINDOWS 10, SERVER 2008 R2 SP1, 2012 R2 FOR CP1613/ CP1623 CP1612(NO WIN 8.1,SRV2012R2) | 835 | TEM | 1 | Simatic | 0.247 | 0
6GK17061NW130AC0 | SIMATIC NET IE SNMP OPC-SERVER POWERPACK V13; EXTEN. FROM SNMP OPC-SERVER BASIC TO EXTENDED; SINGLE LICENSE F.1 INSTALLATION R-SW, SW + ELECTR. MAN ON CD; LICENSE KEY ON USB-STICK, CLASS A; 2 LANGUAGES (G,E); FOR 32/64BIT: WIN 7 PROF/ULT, 64BIT: WIN 8 PROF; WINDOWS 10, SERVER 2008 R2, SERVER 2012 FOR CP1613/CP1623 FOR CP1612(NO WIN 8,SRV2012) | 699 | TEM | 1 | Simatic | 0.148 | 0
6GK17061NW633AB0 | SIMATIC NET IE SNMP OPC-SERVER BASIC/2005; ADMIN. UP TO 20 IP-ADR.; INCL. MIB-COMPILER; SINGLE LICENSE F.1 INSTALLATION R-SW, W/O SW AND W/O DOCU LICENSE KEY ON FD, CLASS A 2-LANGUAGE (G,E); FOR 32BIT WINDOWS XP PRO, 2000 PRO/SV; WIN 2003 SERVER, FOR CP1512/ CP1612/CP1613/ CP7515 | 825 | TEM | 1 | Simatic | 0.2 | 0
6GK17061NW633AD0 | SIMATIC NET IE SNMP OPC-SERVER POWERPACK/2005;POWERPACK OFSNMP OPC-SERVER BASIC TO EXTENDED; SINGLE LICENSE F.1 INSTALLATION R-SW, W/O SW AND W/O DOCU LICENSE KEY ON FD, CLASS A 2-LANGUAGE (G,E); FOR 32BIT WINDOWS XP PRO, 2000 PRO/SV; WIN 2003 SERVER; FOR CP1512/ CP1612/ CP1613/ CP7515 | 714 | TEM | 1 | Simatic | 0.146 | 0
6GK17061NW643AA0 | SIMATIC NET IE SNMP OPC-SERVER BASIC/2006; ADMIN. OF UP TO 20 IP-ADDR.; INCL. MIB-COMPILER; SINGLE LICENSE F.1 INSTALLATION R-SW, SW + ELECTR. MAN. ON CD LICENSE KEY ON FD,CLASS A 2-LANGUAGE (G,E); FOR 32BIT WINDOWS XP PRO, 2000 PRO/SV; WIN 2003 SERVER, FOR CP1512/ CP1612/CP1613/ CP7515 | 825 | TEM | 1 | Simatic | 0.362 | 0
6GK17061NW643AC0 | SIMATIC NET IE SNMP OPC-SERVER POWERPACK/2006;UPGR. FROM SNMP OPC-SERVER BASIC TO EXTENDED; SINGLE LICENSE F.1 INSTALLATION R-SW, SW + ELECTR. MAN. ON CD LICENSE KEY ON FD,CLASS A 2-LANGUAGE (G,E); FOR 32BIT WINDOWS XP PRO, 2000 PRO/SV; WIN 2003 SERVER; FOR CP1512/ CP1612/ CP1613/ CP7515 | 714 | TEM | 1 | Simatic | 0.36 | 0
6GK17061NW643AE0 | SIMATIC NET IE SNMP OPC-SERVER BASIC/2006; UPGR. FROM V6.0 TO VERSION 2006 ADMINISTRATION OF UP TO 20 IP-ADR.; INCL. MIB-COMPILER; SINGLE LICENSE F.1 INSTALLATION R-SW, SW + ELECTR. MAN. ON CD LICENSE KEY ON FD, CLASS A 2-LANGUAGE (G,E); FOR 32BIT WINDOWS XP PRO, 2000 PRO/SV; WIN 2003 SERVER, FOR CP1512/ CP1612/CP1613/ CP7515 | 216 | TEM | 1 | Simatic | 0.361 | 0
6GK17061NW713AA0 | SIMATIC NET IE SNMP OPC-SERVER BASIC/2008; ADMIN. OF UP TO 20 IP-ADR.; INCL. MIB-COMPILER; SINGLE LICENSE F.1 INSTALLATION R-SW, SW + ELECTR. MAN. ON CD LICENSE KEY ON USB-STICK, CLASS A 2-LANGUAGES (G,E); FOR 32BIT:WIN XP PROFESSIONAL, WIN VISTA ULTIMATE/BUSINESS, WIN 2003/2008 SERVER; FOR CP1612/CP1613/CP1623 | 835 | TEM | 1 | Simatic | 0.352 | 0
6GK17061NX003AE0 | SIMATIC NET IE SNMP OPC-SERVER EXTENDED;UPGR. FOR ED. 2006 OR HIGHER; ADMINISTRATION OF UP TO 200 IP-ADR.;INCL. MIB-COMPILER; SINGLE LICENSE F.1 INSTALLATION R-SW, SW + ELECTR. MAN. ON CD LICENSE KEY ON USB-STICK, CLASS A 2-LANGUAGES (G,E); FOR CP1512/CP1612/ CP1613/ CP7515 | 394 | TEM | 1 | Simatic | 0.367 | 0
6GK17061NX003AE1 | SIMATIC NET IE SNMP OPC-SERVER EXTENDED; UPGRADE F. V6.1, V6.2 A. ED.2005; ADMINISTRATION OF UP TO 200 IP-ADR.; INCL. MIB-COMPILER;SINGLE LICENSE F.1 INSTALLATION R-SW, SW + ELECTR. MAN. ON CD LICENSE KEY ON USB-STICK, CLASS A 2-LANGUAGES (G,E) FOR CP1512/CP1612/ CP1613/ CP7515 | 394 | TEM | 1 | Simatic | 0.516 | 0
6GK17061NX003AL0 | SIMATIC NET IE SNMP OPC-SERVER EXTENDED SW UPDATE SERVICE FOR 1 YEAR WITH AUTOM. EXTENSION REQUIRES ACTUAL SW-VERSION | 552 | TEM | 1 | Simatic | 0.1 | 0
6GK17061NX082AA0 | SIMATIC NET IE SNMP OPC-SERVER EXTENDED V8.2; ADMIN. OF UP TO 200 IP-ADDR.;INCL.MIB-COMPILER; SINGLE LICENSE F.1 INSTALLATION R-SW,SW + ELECTR. MAN. ON DVD; LICENSE KEY ON USB-STICK, CLASS A; 2-LANGUAGES (G,E); FOR 32/64BIT: WINDOWS 7 PROFESSIONAL/ ULTIMATE WINDOWS SERVER 2008 R2 FOR CP1612/CP1613/CP1623 | 1565 | TEM | 1 | Simatic | 0.221 | 0
6GK17061NX120AA0 | SIMATIC NET IE SNMP OPC-SERVER EXTENDED V12;ADMIN. OF UP TO 200 IP-ADR.;INCL. MIB-COMPILER; SINGLE LICENSE F.1 INSTALLATION R-SW, SW + ELECTR. MAN ON DVD; LICENSE KEY ON USB-STICK, CLASS A; 2-LANGUAGES (G,E);FOR 32/64BIT: WIN 7 SP1 PROF/ULT, WIN 8.1 PROF; 64BIT: WINDOWS SERVER 2008 R2 SP1, 2012 R2 FOR CP1613/ CP1623 CP1612 (NO WIN 8.1, SRV2012R2) | 1565 | TEM | 1 | Simatic | 0.232 | 0
6GK17061NX130AA0 | SIMATIC NET IE SNMP OPC-SERVER EXTENDED V13; ADMIN. UP TO 200 IP-ADR.;INCL. MIB-COMPILER; SINGLE LICENSE F.1 INSTALLATION R-SW, SW + ELECTR. MAN ON DVD; LICENSE KEY ON USB-STICK, CLASS A; 2 LANGUAGES (G,E); FOR 32/64BIT: WIN 7 SP1 PROF/ULT, 64BIT: WIN 8.1 PRO; WINDOWS 10, SERVER 2008 R2 SP1, 2012 R2 FOR CP1613/CP1623 CP1612(NO WIN 8.1,SRV2012R2) | 1565 | TEM | 1 | Simatic | 0.2 | 0
6GK17061NX633AB0 | SIMATIC NET IE SNMP OPC-SERVER EXTENDED/2005; ADMIN. UP TO 200 IP-ADR.;INCL. MIB-COMPILER; SINGLE LICENSE F.1 INSTALLATION R-SW, W/O SW AND W/O DOCU LICENSE KEY ON FD, CLASS A 2-LANGUAGE (G,E); FOR 32BIT WINDOWS XP PRO, 2000PRO/SV; WIN 2003 SERVER; FOR CP1512/ CP1612/ CP1613/ CP7515 | 1554 | TEM | 1 | Simatic | 0.158 | 0
6GK17061NX643AA0 | SIMATIC NET IE SNMP OPC-SERVER EXTENDED/2006;ADMIN. OF UP TO 200 IP-ADR.;INCL. MIB-COMPILER; SINGLE LICENSE F.1 INSTALLATION R-SW, SW + ELECTR. MAN. ON CD LICENSE KEY ON FD,CLASS A 2-LANGUAGE (G,E); FOR 32BIT WINDOWS XP PRO, 2000PRO/SV; WIN 2003 SERVER; FOR CP1512/ CP1612/ CP1613/ CP7515 | 1554 | TEM | 1 | Simatic | 0.352 | 0
6GK17061NX643AE0 | SIMATIC NET IE SNMP OPC-SERVER EXTENDED/2006; UPGR. FROM V6.0 TO VERSION 2006 ADMINISTRATION OF UP TO 200 IP-ADR.;INCL. MIB-COMPILER; SINGLE LICENSE F.1 INSTALLATION R-SW, SW + ELECTR. MAN. ON CD LICENSE KEY ON FD, CLASS A 2-LANGUAGE (G,E); FOR 32BIT WINDOWS XP PRO, 2000PRO/SV; WIN 2003 SERVER; FOR CP1512/ CP1612/ CP1613/ CP7515 | 394 | TEM | 1 | Simatic | 0.368 | 0
6GK17061NX713AA0 | SIMATIC NET IE SNMP OPC-SERVER EXTENDED/2008;ADMIN.OF UP TO 200 IP-ADR.;INCL. MIB-COMPILER; SINGLE LICENSE F.1 INSTALLATION R-SW, SW + ELECTR. MAN. ON CD LICENSE KEY ON USB-STICK, CLASS A 2-LANGUAGES (G,E); FOR 32BIT:WIN XP PROFESSIONAL, WIN VISTA ULTIMATE/BUSINESS, WIN 2003/2008 SERVER; FOR CP1612/CP1613/CP1623 | 1565 | TEM | 1 | Simatic | 0.366 | 0
6GK17061NX713AC0 | SIMATIC NET IE SNMP OPC-SERVER POWERPACK/2008;EXTEN. FROM SNMP OPC-SERVER BASIC TO EXTENDED; SINGLE LICENSE F.1 INSTALLATION R-SW, SW + ELECTR. MAN. ON CD LICENSE KEY ON USB-STICK, CLASS A 2-LANGUAGE (G,E); FOR 32BIT: WIN XP PRO, WIN 2003 SERVER, 2008 SERVER WIN VISTA WIN VISTA ULTIMATE/BUSINESS; FOR CP1512/CP1612/ CP1613/ CP7515 | 730 | TEM | 1 | Simatic | 0.161 | 0
6GK17065CW081AA0 | SIMATIC NET PB S7 OPC REDUNDANCY FOR CP 5603, CP 5711, CP 5621 CP 5611 A2, CP 5623, CP 5613 A2 REDUNDANT OPC-SERVER SW PAIR FOR PB SW S7-PRODUCTS SINGLE LIC. F. 2 INSTALLATIONS; R-SW, SW + ELECTR. MAN. ON CD; LICENSE KEY ON USB-STICK; CLASS A; 2-LANGUAGES (G,E); FOR WINDOWS SERVER 2008 R2 | 1407 | TEM | 1 | Simatic | 0.361 | 0
6GK17065CW082AA0 | SIMATIC NET PB S7 OPC REDUNDANCY V8.2 FOR CP 5603, CP 5711, CP 5621 CP 5611 A2, CP 5623, CP 5613 A2 REDUNDANT OPC-SERVER SW PAIR FOR PB SW S7-PRODUCTS SINGLE LIC. F.2 INSTALLATION R-SW, SW + ELECTR. MAN. ON DVD; LICENSE KEY ON USB-STICK; CLASS A; 2-LANGUAGES (G, E); FOR WINDOWS SERVER 2008 R2 | 1407 | TEM | 1 | Simatic | 0.2 | 0
6GK17065CW120AA0 | SIMATIC NET PB S7 OPC REDUNDANCY V12 F. CP5612/CP5622/CP5711/CP5603/ CP5623/CP5624/CP5613A2/CP5614A2 REDUNDANTE OPC-SERVER SW PAIR FOR PB SW S7-PRODUCTS SINGLE LIC. F.2 INSTALLATION R-SW, SW + ELECTR. MAN ON DVD; LICENSE KEY ON USB-STICK; CLASS A; 2-LANGUAGES (G, E); FOR WINDOWS SERVER 2008 R2 SP1 | 1407 | TEM | 1 | Simatic | 0.324 | 0
6GK17065CW130AA0 | SIMATIC NET PB S7 OPC REDUNDANCY V13 F. CP5612/CP5622/CP5711/CP5603/ CP5623/CP5624/CP5613A2/CP5614A2 REDUNDANT OPC-SERVER SW PAAR FOR PB SW S7-PRODUCTS SINGLE LIC. F. 2 INSTALLATIONS R-SW, SW+ELECTR. MAN ON DVD; LICENSE KEY ON USB-STICK; CLASS A; 2 LANGUAGE (G, E); FOR WINDOWS SERVER 2008 R2 SP1 | 1407 | TEM | 1 | Simatic | 0.2 | 0
6GK17111EW003AE0 | SIMATIC NET IE SOFTNET-S7 RNA UPGRADE V8.1 OR HIGHER REDUNDANT NETWORK ACCESS, NETWORK ACCESS SW FOR PRP SINGLE LICENSE F. 1 INSTALLAT.; R-SW, SW + ELECTR. MAN. ON CD; LICENSE KEY ON USB-STICK; CLASS A; 2 LANGUAGES (G,E); | 142 | TEM | 1 | Simatic | 0.367 | 0
6GK17111EW003AL0 | SIMATIC NET IE SOFTNET RNA SW UPDATE SERVICE F. 1 YEAR WITH AUTOMATIC. EXTENSION REQUIRES ACTUAL SW-VERSION | 137 | TEM | 1 | Simatic | 0.1 | 0
6GK17111EW081AA0 | SIMATIC NET IE SOFTNET RNA REDUNDANT NETWORK ACCESS, NETWORK ACCESS FOR PRP NET- WORK CONFIGURATION;INTEGR. SNMP SINGLE LIC. F. 1 INSTALLATION; R-SW, SW + ELECTR. MAN. ON CD; LICENSE KEY ON USB-STICK; CLASS A; 2-LANGUAGES (G,E); FOR 32BIT: WIN7 PROFESSIONAL/ ULTIMATE FOR 64BIT: WIN7 PROFESSIONAL/ ULTIMATE, WIN SERVER 2008 R2 | 394 | TEM | 1 | Simatic | 0.22 | 0
6GK17111EW082AA0 | SIMATIC NET SOFTNET-IE RNA V8.2 REDUNDANT NETWORK ACCESS, NETWORK ACCESS SW FOR PRP NETWORK CONFIGUR.; INTEGR. SNMP SINGLE LIC. FOR 1 INSTALLATION; R-SW, SW + ELECTR. MAN. ON CD; LICENSE KEY ON USB-STICK; CLASS A; 2-LANGUAGES (G,E); FOR 32/64 BIT WIN 7 PROFESSIONAL./ULTIMATE SERVER 2008 R2 | 394 | TEM | 1 | Simatic | 0.218 | 0
6GK17111EW120AA0 | SIMATIC NET SOFTNET-IE RNA V12 REDUNDANT NETWORK ACCESS, NETWORK ACCESS SW FOR PRP NETWORK CONFIG.; INTEGR. SNMP SINGLE LIC. F.1 INSTALLATION; R-SW, SW + ELECTR. MAN ON CD; LICENSE KEY ON USB-STICK; CLASS A; 2-LANGUAGES (G,E);FOR 32/64BIT: WIN 7 SP1 PROF/ULT, WIN 8.1 PROF; 64BIT: WINDOWS SERVER 2008 R2 SP1, 2012 R2 | 394 | TEM | 1 | Simatic | 0.229 | 0
6GK17111EW130AA0 | SIMATIC NET SOFTNET-IE RNA V13 REDUNDANT NETWORK ACCESS, NETWORK ACCESS SW FOR PRP NETWORK STRUCTURES;INTEGR. SNMP SINGLE LIC. F.1 INSTALLATION; R-SW, SW + ELECTR. MAN ON CD; LICENSE KEY ON USB-STICK; CLASS A; 2 LANGUAGES (G,E); FOR 32/64BIT: WIN 7 SP1 PROF/ULT, 64BIT: WIN 8.1 PRO; WINDOWS 10, SERVER 2008 R2 SP1, 2012 R2 | 394 | TEM | 1 | Simatic | 0.246 | 0
6GK17135CB003AE0 | SIMATIC NET PB S7-5613 UPGRADE FOR ED. 2006 OR HIGHER, SW FOR S7-COMM,INCL PG,FDL OPC-SRV AND NCM PC; SINGLE LICENSE F.1 INSTALLATION,R-SW, SW + ELECTR. MAN. ON CD, LICENSE KEY AUF USB-STICK, CLASS A, 2-LANGUAGES (G,E); FOR MAX. 4 CP5613/ CP5614, EL/FO | 142 | TEM | 1 | Simatic | 0.527 | 0
6GK17135CB003AE1 | SIMATIC NET PB S7-5613 UPGRADE FOR V6.0,V6.1,V6.2 A. ED. 2005 SW FOR S7-COMM., INCL. PG, FDL OPC-SERVER AND NCM PC; SINGLE LICENSE F.1 INSTALLATION R-SW, SW + ELECTR. MAN. ON CD LICENSE KEY ON USB-STICK, CLASS A 2-LANGUAGES (G,E) FOR MAX. 4 CP5613/CP5614, EL/FO | 142 | TEM | 1 | Simatic | 0.526 | 0
6GK17135CB003AL0 | SIMATIC NET PB S7-5613 SW UPDATE SERVICE FOR 1 YEAR WITH AUTOM. EXTENSION REQUIRES ACTUAL SW-VERSION | 373 | TEM | 1 | Simatic | 0.2 | 0
6GK17135CB003AN0 | SIMATIC NET PB S7-5613 V8.0 SW FOR S7-COMM., INCL. PG, FDL OPC-SERVER AND NCM PC; UCL LICENSE PACK WITH 20 SINGLE LICENSES R-SW, SW + ELECTR. MANUAL ON CD, CLASS A; 2-LANG. (G,E); FOR CP5613/CP5614, EL/FO REQUIREMENTS UCL-LIC.CONTRACT | 10437 | TEM | 1 | Simatic | 1.2 | 0
6GK17135CB003MA0 | SIMATIC NET PB S7-5613 SW FOR S7-COMM., INCL. PG, FDL OPC-SERVER UND NCM PC; UCL LICENSE PACKAGE WITH 20 SINGLE LICENSES R-SW, SW + ELECTR. MANUAL ON CD, CLASS A; 2 LANGUAGES (D,E); FOR CP5613/CP5614, EL/FO REQUIRES UCL LICENSE CONTRACT | 10437 | TEM | 1 | Simatic | 1.2 | 0
6GK17135CB082AA0 | SIMATIC NET HARDNET-PB S7 V8.2 SW FOR S7-COMM., INCL. PG, FDL OPC-SERVER AND NCM PC; SINGLE LICENSE F.1 INSTALLATION R-SW, SW+ ELECTR. MAN. ON DVD;LICENSE KEY ON USB-STICK, CLASS A; 2-LANGUAGES (G,E), FOR WINDOWS7 PROFESSIONAL /ULTIMATE, SERVER 2008 R2; FOR MAX. 4 CP5613A2/CP5614A2/ CP5603/CP5623/CP5624 | 541 | TEM | 1 | Simatic | 0.221 | 0
6GK17135CB120AA0 | SIMATIC NET HARDNET-PB S7 V12 SW FOR S7-COMM., INCL. PG, FDL OPC-SERVER AND PROJ.-SW; SINGLE LICENSE F.1 INSTALLATION R-SW, SW + ELECTR. MAN ON DVD;LICENSE KEY ON USB-STICK, CLASS A; 2-LANGUAGES (G,E); FOR 32/64BIT: WIN 7 SP1 PROF/ULT, WIN 8.1 PROF; 64BIT: WINDOWS SERVER 2008 R2 SP1, 2012 R2 FOR MAX. 4 CP5613A2/A3/ CP5614A2/A3/ CP5603/CP5623/CP5624 | 541 | TEM | 1 | Simatic | 0.329 | 0
6GK17135CB130AA0 | SIMATIC NET HARDNET-PB S7 V13 SW FOR S7-COMM., INCL. PG, FDL OPC-SERVER AND PROJ.-SW; SINGLE LICENSE F.1 INSTALLATION R-SW, SW+ELECTR. MAN ON DVD; LICENSE KEY ON USB-STICK, CLASS A; 2 LANGUAGES (G,E); FOR 32/64BIT: WIN 7 SP1 PROF/ULT, 64BIT: WIN 8.1 PRO; WINDOWS 10, SERVER 2008 R2 SP1, 2012 R2 FOR MAX. 4 CP5613A2/A3/ CP5614A2/A3/ CP5603/CP5623/CP5624 | 541 | TEM | 1 | Simatic | 0.337 | 0
6GK17135CB633AB0 | SIMATIC NET PB S7-5613/2005 SW FOR S7-COMM., INCL. PG, FDL OPC-SERVER AND NCM PC; SINGLE LICENSE F.1 INSTALLATION R-SW, W/O SW AND W/O DOCU LICENSE KEY ON FD, CLASS A 2-LANGUAGE (G,E), FOR 32BIT WINDOWS XP PRO, 2000PRO/SV; WIN 2003 SERVER; FOR CP5613/ CP5614, EL/FO | 536 | TEM | 1 | Simatic | 0.149 | 0
6GK17135CB643AA0 | SIMATIC NET PB S7-5613/2006 SW FOR S7-COMM., INCL. PG, FDL OPC-SERVER AND NCM PC; SINGLE LICENSE F.1 INSTALLATION R-SW, SW + ELECTR. MAN. ON CD LICENSE KEY ON FD,CLASS A 2-LANGUAGE (G,E), FOR 32BIT WINDOWS XP PRO, 2000PRO/SV; WIN 2003 SERVER; FOR CP5613/ CP5614, EL/FO | 536 | TEM | 1 | Simatic | 0.364 | 0
6GK17135CB643AE0 | SIMATIC NET PB S7-5613/2006 UPGR. FROM V6.0 TO VERSION 2006 SW FOR S7-COMM., INCL. PG, FDL OPC-SERVER AND NCM PC; SINGLE LICENSE F.1 INSTALLATION R-SW, SW + ELECTR. MAN. ON CD LICENSE KEY ON FD, CLASS A 2-LANGUAGE (G,E), FOR 32BIT WINDOWS XP PRO, 2000PRO/SV; WIN 2003 SERVER; FOR CP5613/ CP5614, EL/FO | 137 | TEM | 1 | Simatic | 0.377 | 0
6GK17135CB713AA0 | SIMATIC NET PB S7-5613/2008 SW FOR S7-COMM., INCL. PG, FDL OPC-SERVER AND NCM PC; SINGLE LICENSE F.1 INSTALLATION R-SW, SW + ELECTR. MAN. ON CD LICENSE KEY ON USB-STICK, CLASS A 2-LANGUAGES (G,E);FOR 32BIT WIN XP PROFESSIONAL, WIN VISTA ULTIMATE/BUSINESS, WIN 2003/2008 SERVER; FOR MAX. 4 CP5613/CP5614, EL/FO | 541 | TEM | 1 | Simatic | 0.38 | 0
6GK17135CB803AA0 | SIMATIC NET PB S7-5613 V8.0 SW FOR S7-COMM., INCL. PG, FDL OPC-SERVER AND NCM PC; SINGLE LICENSE F.1 INSTALLATION R-SW, SW + ELECTR. MAN. ON CD LICENSE KEY ON USB-STICK, CLASS A; 2-LANGUAGES (G,E), FOR 32BIT WINDOWS 7 PROFESSIONAL /ULTIMATE; WIN 2003/2008 SERVER; FOR MAX. 4 CP5613A2/CP5614A2/ CP5603/CP5623/CP5624 | 541 | TEM | 1 | Simatic | 0.24 | 0
6GK17135DB003AE0 | SIMATIC NET PB DP-5613 UPGRADE FOR ED. 2006 OR HIGHER SW FOR S7-COMM., INCL. PG, FDL OPC-SERVER AND NCM PC; SINGLE LICENSE F.1 INSTALLATION R-SW, SW + ELECTR. MAN. ON CD LICENSE KEY ON USB-STICK, CLASS A 2-LANGUAGES (G,E), FOR MAX. 4 CP5613/CP5614, EL/FO | 142 | TEM | 1 | Simatic | 0.367 | 0
6GK17135DB003AE1 | SIMATIC NET PB DP-5613 UPGRADE FOR V6.0,V6.1,V6.2 A. ED.2005, SW FOR S7-COMM., INCL. PG, FDL OPC-SERVER AND NCM PC; SINGLE LICENSE F.1 INSTALLATION R-SW, SW + ELECTR. MAN. ON CD LICENSE KEY ON USB-STICK, CLASS A 2-LANGUAGE (G,E) FOR MAX. 4 CP5613/CP5614, EL/FO | 142 | TEM | 1 | Simatic | 0.521 | 0
6GK17135DB003AL0 | SIMATIC NET PB DP-5613 SW UPDATE SERVICE FOR 1 YEAR WITH AUTOM. EXTENSION REQUIRES ACTUAL SW-VERSION | 373 | TEM | 1 | Simatic | 0.2 | 0
6GK17135DB003AN0 | SIMATIC NET PB DP-5613 V8.0 SW FOR DP, INCL. PG, FDL, OPC-SERVER AND NCM PC; UCL LICENSE PACK WITH 20 SINGLE LICENSES R-SW, SW + ELECTR. MANUAL ON CD, CLASS A; 2-LANG. (G,E); FOR CP5613/CP5614, EL/FO REQUIREMENTS UCL-LIC.CONTRACT | 7833 | TEM | 1 | Simatic | 1.2 | 0
6GK17135DB003MA0 | SIMATIC NET PROFIBUS DP-5613/ SW FOR DP, INCL. PG, FDL, OPC-SERVER AND NCM PC; UCL LICENSE PACKAGE WITH 20 SINGLE LICENSES R-SW, SW + ELECTR. MANUAL ON CD, CLASS A; 2 LANGUAGES (G,E); FOR CP5613/CP5614, EL/FO REQUIRES UCL LICENSE CONTRACT | 7833 | TEM | 1 | Simatic | 1.2 | 0
6GK17135DB082AA0 | SIMATIC NET HARDNET-PB DP V8.2 SW FOR DP, INCL. PG, FDL OPC-SERVER AND NCM PC; SINGLE LICENSE F.1 INSTALLATION; R-SW, SW+ ELECTR. MAN. ON CD; LICENSE KEY ON USB-STICK, CLASS A; 2-LANGUAGES (G,E), FUER WINDOWS 7 PROF./ULTIMATE SERVER 2008 R2 FOR MAX. 4 CP5613A2/CP5614A2/ CP5603/CP5623/CP5624 | 415 | TEM | 1 | Simatic | 0.23 | 0
6GK17135DB120AA0 | SIMATIC NET HARDNET-PB DP V12 SW FOR DP, INCL. PG, FDL OPC-SERVER AND CONF. SW; SINGLE LICENSE F.1 INSTALLATION; R-SW, SW + ELECTR. MAN ON CD; LICENSE KEY ON USB-STICK, CLASS A; 2-LANGUAGES (G,E); FOR 32/64BIT: WIN 7 SP1 PROF/ULT, WIN 8.1 PROF; 64BIT: WINDOWS SERVER 2008 R2 SP1, 2012 R2 FOR MAX. 4 CP5613A2/A3/ CP5614A2/A3/ CP5603/ CP5623/CP5624 | 415 | TEM | 1 | Simatic | 0.32 | 0
6GK17135DB130AA0 | SIMATIC NET HARDNET-PB DP V13 SW FOR DP, INCL. PG, FDL OPC-SERVER AND PROJ.-SW; SINGLE LICENSE F.1 INSTALLATION; R-SW, SW+ELECTR. MAN ON DVD; LICENSE KEY ON USB-STICK, CLASS A; 2 LANGUAGES (G,E); FOR 32/64BIT: WIN 7 SP1 PROF/ULT, 64BIT: WIN 8.1 PRO; WINDOWS 10, SERVER 2008 R2 SP1, 2012 R2 FOR MAX. 4 CP5613A2/A3/ CP5614A2/A3/ CP5603/ CP5623/CP5624 | 415 | TEM | 1 | Simatic | 0.328 | 0
6GK17135DB633AB0 | SIMATIC NET PB DP-5613/2005 SW FOR DP, INCL. PG, FDL, OPC-SERVER AND NCM PC; SINGLE LICENSE F.1 INSTALLATION R-SW, W/O SW AND W/O DOCU LICENSE KEY ON FD, CLASS A 2-LANGUAGE (G,E); FOR 32BIT WINDOWS XP PRO, 2000 PRO/SV; WIN 2003 SERVER; FOR CP5613/ CP5614, EL/FO | 410 | TEM | 1 | Simatic | 0.2 | 0
6GK17135DB643AA0 | SIMATIC NET PB DP-5613/2006 SW FOR DP-COMM., INCL. PG, FDL OPC-SERVER AND NCM PC; SINGLE LICENSE F.1 INSTALLATION R-SW, SW + ELECTR. MAN. ON CD LICENSE KEY ON FD,CLASS A 2-LANGUAGE (G,E), FOR 32BIT WINDOWS XP PRO, 2000PRO/SV; WIN 2003 SERVER; FOR CP5613/ CP5614, EL/FO | 410 | TEM | 1 | Simatic | 0.364 | 0
6GK17135DB713AA0 | SIMATIC NET PB DP-5613/2008 SW FOR DP, INCL. PG, FDL OPC-SERVER AND NCM PC; SINGLE LICENSE F.1 INSTALLATION R-SW, SW + ELECTR. MAN. ON CD LICENSE KEY ON USB-STICK, CLASS A 2-LANGUAGES (G,E);FOR 32BIT WIN XP PROFESSIONAL, WIN VISTA ULTIMATE/BUSINESS, WIN 2003/2008 SERVER; FOR MAX. 4 CP5613/CP5614, EL/FO | 415 | TEM | 1 | Simatic | 0.376 | 0
6GK17135DB803AA0 | SIMATIC NET PB DP-5613 V8.0 SW FOR DP, INCL. PG, FDL OPC-SERVER AND NCM PC; SINGLE LICENSE F.1 INSTALLATION; R-SW, SW + ELECTR. MAN. ON CD; LICENSE KEY ON USB-STICK, CLASS A; 2-LANGUAGES (G,E), FOR 32BIT WINDOWS 7 PROFESSIONAL/ ULTIMATE FOR MAX. 4 CP5613A2/CP5614A2/ CP5603/CP5623/CP5624 | 415 | TEM | 1 | Simatic | 0.2 | 0
6GK17135FB003AE0 | SIMATIC NET PB FMS-5613 UPGRADE FOR EDITION 2006 TO 2008 SW F. FMS, INCL. PG,FDL, OPC-SERVER AND NCM PC; SINGLE LICENSE F.1 INSTALLATION R-SW, SW + ELECTR. MAN. ON CD LICENSE KEY ON USB-STICK, CLASS A 2-LANGUAGES (G,E) FOR CP5613/CP5614, EL/FO | 147 | TEM | 1 | Simatic | 0.364 | 0
6GK17135FB003AE1 | SIMATIC NET PB FMS-5613 UPGRADE FOR V6.0,V6.1,V6.2 A. ED.2005 SW F. FMS, INCL. PG,FDL, OPC-SERVER AND NCM PC; SINGLE LICENSE F.1 INSTALLATION R-SW, SW + ELECTR. MAN. ON CD LICENSE KEY ON USB-STICK, CLASS A 2-LANGUAGES (G,E) FOR CP5613/CP5614, EL/FO | 158 | TEM | 1 | Simatic | 0.2 | 0
6GK17135FB003AN0 | SIMATIC NET PB FMS-5613/V8.0 SW F. FMS, INCL. PG, FDL, OPC-SERVER AND NCM PC; UCL LICENSE PACK WITH 20 SINGLE LICENSES R-SW, SW + ELECTR. MANUAL ON CD, CLASS A; 2-LANG. (G,E); FOR CP5613/CP5614, EL/FO REQUIREMENTS UCL-LIC.CONTRACT | 10437 | TEM | 1 | Simatic | 1.2 | 0
6GK17135FB003MA0 | SIMATIC NET PB FMS-5613/2005 SW F. FMS, INKL. PG, FDL, OPC-SERVER UND NCM PC; UCL LICENSE PACKAGE WITH 20 SINGLE LICENSES R-SW, SW + ELECTR. MANUAL ON CD, CLASS A; 2 LANGUAGES (G,E); FOR CP5613/CP5614, EL/FO REQUIRES UCL LICENSE CONTRACT | 10437 | TEM | 1 | Simatic | 1.2 | 0
6GK17135FB643AA0 | SIMATIC NET PB FMS-5613/2006 SW F. FMS, INCL. PG,FDL, OPC-SERVER AND NCM PC; SINGLE LICENSE F.1 INSTALLATION R-SW, SW + ELECTR. MAN. ON CD LICENSE KEY ON FD,CLASS A 2-LANGUAGE (G,E); FOR 32BIT WINDOWS XP PRO, 2000 PRO/SV; WIN 2003 SERVER; FOR CP5613/ CP5614, EL/FO | 657 | TEM | 1 | Simatic | 0.366 | 0
6GK17135FB643AE0 | SIMATIC NET PB FMS-5613/2006 UPGR. FROM V6.0 TO VERSION 2006 SW F. FMS, INCL. PG,FDL, OPC-SERVER AND NCM PC; SINGLE LICENSE F.1 INSTALLATION R-SW, SW + ELECTR. MAN. ON CD LICENSE KEY ON FD, CLASS A 2-LANGUAGE (G,E); FOR 32BIT WINDOWS XP PRO, 2000 PRO/SV; WIN 2003 SERVER; FOR CP5613/ CP5614, EL/FO | 168 | TEM | 1 | Simatic | 0.357 | 0
6GK17135FB713AA0 | SIMATIC NET PB FMS-5613/2008 SW F. FMS, INCL. PG,FDL, OPC-SERVER AND NCM PC; SINGLE LICENSE F.1 INSTALLATION R-SW, SW + ELECTR. MAN. ON CD LICENSE KEY ON USB-STICK, CLASS A 2-LANGUAGES (G,E);FOR 32BIT WIN XP PROFESSIONAL, WIN VISTA ULTIMATE/BUSINESS, WIN 2003/2008 SERVER; FOR CP5613/CP5614, EL/FO | 541 | TEM | 1 | Simatic | 0.386 | 0
6GK17160HB003AE0 | SIMATIC NET, S7-REDCONNECT UPGRADE FOR ED. 2006 OR HIGHER SW FOR FAIL SAVE S7-COMMUNICATION; SINGLE LICENSE F.1 INSTALLATION R-SW, SW + ELECTR. MAN. ON CD LICENSE KEY ON USB-STICK, CLASS A 2-LANGUAGES (G,E); FOR MAX. 4 CP1613,CP 1613 A2, CP1623 | 489 | TEM | 1 | Simatic | 0.367 | 0
6GK17160HB003AE1 | SIMATIC NET, S7-REDCONNECT UPGR. F. V6.0, V6.1,V6.2 A. ED. 2005,INCL.S7-OPC-SRVR,S7-1613 SW FOR FAIL SAVE S7-COM; SINGLE LICENSE F.1 INSTALLATION R-SW, SW + ELECTR. MAN. ON CD LICENSE KEY ON USB-STICK, CLASS A 2-LANGUAGES (G,E); FOR MAX. 4 CP1613,CP 1613 A2, CP 1623 | 489 | TEM | 1 | Simatic | 0.471 | 0
6GK17160HB003AL0 | SIMATIC NET, S7-REDCONNECT SW UPDATE SERVICE FOR 1 YEAR WITH AUTOM. EXTENSION REQUIRES ACTUAL SW-VERSION | 683 | TEM | 1 | Simatic | 0.1 | 0
6GK17160HB003AN0 | SIMATIC NET, S7-REDCONNECT V8.0 INCL. S7-OPC-SRVR, S7-1613, SW F. FAIL SAVE S7-COMM., UCL LICENSE PACK WITH 20 SINGLE LICENSES R-SW, SW + ELECTR. MANUAL ON CD, CLASS A; 2-LANG. (G,E); FOR CP1613, CP 1613 A2 REQUIREMENTS UCL-LIC.CONTRACT | 37895 | TEM | 1 | Simatic | 1.2 | 0
6GK17160HB081AC0 | SIMATIC NET, POWERPACK S7-REDCONNECT V8.1; FOR EXTENSION S7-1613 V8.1 TO S7-REDCONNECT; SINGLE LICENSE FOR 1 INSTALLATION; LICENSE KEY ON USB-STICK, CLASS A; 2-LANGUAGES (G,E); WINDOWS 7 PROFESSIONAL/ULTIMATE; FOR MAX. 4 CP1613,CP 1613 A2, CP 1623 | 998 | TEM | 1 | Simatic | 0.135 | 0
6GK17160HB082AA0 | SIMATIC NET HARDNET-IE S7 REDCONNECT V8.2 INCL. S7-OPC-SRVR, S7-1613 V8.2 SW FOR FAIL-SAFE S7-COM; SINGLE LICENSE FOR 1 INSTALLATION; R-SW, SW + ELECTR. MAN. ON CD LICENSE KEY ON USB-STICK, CLASS A; 2-LANGUAGES (G,E); FOR 64/ 32BIT WINDOWS7 PROF./ULTIMATE, SERVER 2008 R2 FOR MAX. 4 CP 1613 A2, CP 1623, CP 1628 | 1943 | TEM | 1 | Simatic | 0.216 | 0
6GK17160HB082AC0 | SIMATIC NET, POWERPACK HARDNET-IE S7 REDCONNECT V8.2; FOR EXPANDING HARDNET-IE S7 V8.2; TO HARDNET-IE S7-REDCONNECT; SINGLE LICENSE FOR 1 INSTALLATION; LICENSE KEY ON USB STICK, CLASS A; 2 LANGUAGES (GER,ENG); WINDOWS7 PROFESSIONAL/ULTIMATE; FOR MAX. 4 CP 1613 A2, CP 1623, CP 1628 | 998 | TEM | 1 | Simatic | 0.134 | 0
6GK17160HB120AA0 | SIMATIC NET HARDNET-IE S7 REDCONNECT V12 INCL. S7-OPC-SRVR, S7-1613 V12 SW FOR FAILSAFE S7-COM; SINGLE LICENSE FOR 1 INSTALLATION; R-SW, SW + ELECTR. MAN ON CD LICENSE KEY ON USB-STICK, CLASS A; 2-LANGUAGES (G,E); FOR 32/64BIT: WIN 7 SP1 PROF/ULT, WIN 8.1 PROF; 64BIT: WINDOWS SERVER 2008 R2 SP1, 2012 R2 FOR MAX. 4 CP 1613 A2, CP 1623, CP 1628 | 1943 | TEM | 1 | Simatic | 0.237 | 0
6GK17160HB120AC0 | SIMATIC NET, POWERPACK HARDNET-IE S7-REDCONNECT V12; F. EXTENSION HARDNET-IE S7 V12; ON HARDNET-IE S7-REDCONNECT; SINGLE LICENSE FOR 1 INSTALLATION LICENSE KEY ON USB-STICK, CLASS A; 2-LANGUAGES (G,E); FOR 32/64BIT: WIN 7 PROF/ULT, WIN 8 PROF; 64BIT: WINDOWS SERVER 2008 R2, SERVER 2012 FOR MAX. 4 CP 1613 A2, CP 1623, CP 1628 | 998 | TEM | 1 | Simatic | 0.147 | 0
6GK17160HB120AK0 | SIMATIC NET HARDNET-IE S7 REDCONNECT V12 INCL. S7-OPC-SRVR, S7-1613 V12 SW FOR FAILSAFE S7-COM; SINGLE LICENSE F.1 INSTALLATION R-SW, SW + ELECTR. MAN; LICENSE KEY FOR DOWNLOAD; CLASS A; 2-LANGUAGES (G,E); FOR 32/64BIT: WIN 7 SP1 PROF/ULT, WIN 8.1 PROF; 64BIT: WINDOWS SERVER 2008 R2 SP1, 2012 R2 MAX. 4 CP1613A2, CP1623, CP1628 ******************************* E-MAIL ADDRESS IS MANDATORY FOR DELIVERY | 1943 | TEM | 1 | Simatic | 0.015 | 0
6GK17160HB120AK1 | SIMATIC NET, POWERPACK HARDNET-IE S7-REDCONNECT V12; EXTENSION HARDNET-IE S7 V12; ON HARDNET-IE S7-REDCONNECT; SINGLE LICENSE F.1 INSTALLATION R-SW, SW + ELECTR. MAN; LICENSE KEY FOR DOWNLOAD; CLASS A; 2-LANGUAGES (G,E); FOR 32/64BIT: WIN 7 SP1 PROF/ULT, WIN 8.1 PROF; 64BIT: WINDOWS SERVER 2008 R2 SP1, 2012 R2 MAX. 4 CP1613A2, CP1623, CP1628 ******************************* E-MAIL ADDRESS IS MANDATORY FOR DELIVERY | 998 | TEM | 1 | Simatic | 0.015 | 0
6GK17160HB130AA0 | SIMATIC NET HARDNET-IE S7 REDCONNECT V13 INCL. S7-OPC-SRVR, S7-1613 V12 SW FOR FAILSAVE S7-COM; SINGLE LICENSE FOR 1 INSTALLATION; R-SW, SW + ELECTR. MAN ON CD; LICENSE KEY ON USB-STICK, CLASS A; 2 LANGUAGES (G,E); FOR 32/64BIT: WIN 7 SP1 PROF/ULT, 64BIT: WIN 8.1 PRO; WINDOWS 10, SERVER 2008 R2 SP1, 2012 R2 FOR MAX. 4 CP 1613 A2, CP 1623, CP 1628 | 1943 | TEM | 1 | Simatic | 0.248 | 0
6GK17160HB130AC0 | SIMATIC NET, POWERPACK HARDNET-IE S7-REDCONNECT V13; FOR EXTENSION HARDNET-IE S7 V12; TO HARDNET-IE S7-REDCONNECT; SINGLE LICENSE FOR 1 INSTALLATION; LICENSE KEY ON USB-STICK, CLASS A; 2 LANGUAGES (G,E); FOR 32/64BIT: WIN 7 PROF/ULT, 64BIT: WIN 8 PROF; WINDOWS 10, SERVER 2008 R2, SERVER 2012 FOR MAX. 4 CP 1613 A2, CP 1623, CP 1628 | 998 | TEM | 1 | Simatic | 0.15 | 0
6GK17160HB130AK0 | SIMATIC NET HARDNET-IE S7 REDCONNECT V13 INCL. S7-OPC-SRVR, S7-1613 V12 SW FOR FAILSAVE S7-COM; SINGLE LICENSE F.1 INSTALLATION R-SW, SW + ELECTR. MAN; LICENSE KEY FOR DOWNLOAD; CLASS A; 2 LANGUAGES(G,E); FOR 32/64BIT: WIN 7 SP1 PROF/ULT, 64BIT: WIN 8.1 PRO; WINDOWS 10, SERVER 2008 R2 SP1, 2012 R2 MAX. 4 CP1613A2, CP1623, CP1628 E-MAIL ADDRESS IS MANDATORY FOR DELIVERY | 1943 | TEM | 1 | Simatic | 0.015 | 0
6GK17160HB130AK1 | SIMATIC NET, POWERPACK HARDNET-IE S7-REDCONNECT V13; EXTENSION HARDNET-IE S7 V13; ON HARDNET-IE S7-REDCONNECT; SINGLE LICENSE F.1 INSTALLATION R-SW, SW + ELECTR. MAN; LICENSE KEY FOR DOWNLOAD; CLASS A; 2 LANGUAGES (G,E); FOR 32/64BIT: WIN 7 SP1 PROF/ULT, 64BIT: WIN 8.1 PRO; WINDOWS 10, SERVER 2008 R2 SP1, 2012 R2 MAX. 4 CP1613A2, CP1623, CP1628 E-MAIL ADDRESS IS MANDATORY FOR DELIVERY | 998 | TEM | 1 | Simatic | 0.015 | 0
6GK17160HB633AB0 | SIMATIC NET, S7-REDCONNECT/2005 INCL. S7-OPC-SRVR, S7-1613/2005 ,SW FOR FAIL SAVE S7-COMM.; SINGLE LICENSE F.1 INSTALLATION R-SW, W/O SW AND W/O DOCU LICENSE KEY ON FD, CLASS A 2-LANGUAGE (G,E); FOR 32BIT WINDOWS XP PRO, 2000 PRO/SV; WIN 2003 SERVER; FOR CP1613, CP 1613 A2 | 1943 | TEM | 1 | Simatic | 0.114 | 0
6GK17160HB633AD0 | SIMATIC NET,UPGR.S7-REDCONNECT/ 2005, F. EXPANSION S7-1613/ 2005 UP TO S7-REDCONNECT; SINGLE LICENSE F.1 INSTALLATION R-SW, W/O SW AND W/O DOCU LICENSE KEY ON FD, CLASS A 2-LANGUAGE (G,E); FOR 32BIT WINDOWS XP PRO, 2000 PRO/SV; WIN 2003 SERVER; FOR CP1613, CP 1613 A2 | 1003 | TEM | 1 | Simatic | 0.114 | 0
6GK17160HB643AA0 | SIMATIC NET, S7-REDCONNECT/2006 INCL. S7-OPC-SRVR,S7-1613/2006, SW FOR FAIL SAVE S7-COM; SINGLE LICENSE F.1 INSTALLATION R-SW, SW + ELECTR. MAN. ON CD LICENSE KEY ON FD,CLASS A 2-LANGUAGE (G,E); FOR 32BIT WINDOWS XP PRO, 2000 PRO/SV; WIN 2003 SERVER; FOR CP1613, CP 1613 A2 | 1943 | TEM | 1 | Simatic | 0.363 | 0
6GK17160HB643AE0 | SIMATIC NET, S7-REDCONNECT/2006 UPGR. FROM V6.0 TO VERSION 2006 INCL. S7-OPC-SRVR, S7-1613/2006 SW FUER FAIL SAVE S7-COM.; SINGLE LICENSE F.1 INSTALLATION R-SW, SW + ELECTR. MAN. ON CD LICENSE KEY ON FD, CLASS A 2-LANGUAGE (G,E); FOR 32BIT WINDOWS XP PRO, 2000 PRO/SV; WIN 2003 SERVER; FOR CP1613, CP 1613 A2 | 489 | TEM | 1 | Simatic | 0.364 | 0
6GK17160HB703AC0 | SIMATIC NET, POWERPACK S7-REDCONNECT/2007 FOR EXPANSION S7-1613/2007 TO S7-REDCONNECT; SINGLE LICENSE F.1 INSTALLATION LICENSE KEY ON USB-STICK, CLASS A 2-LANGUAGE (G,E); FOR 32BIT: WIN XP PRO, WIN 2003 SERVER, WIN VISTA ULTIMATE/BUSINESS; FOR CP1613, CP 1613 A2, CP 1623 | 1019 | TEM | 1 | Simatic | 0.2 | 0
6GK17160HB713AA0 | SIMATIC NET, S7-REDCONNECT/2008 INCL. S7-OPC-SRVR, S7-1613/2008 ,SW FOR FAIL SAVE S7-COMM.; SINGLE LICENSE F.1 INSTALLATION R-SW, SW + ELECTR. MAN. ON CD LICENSE KEY ON USB-STICK, CLASS A 2-LANGUAGES (G,E); FOR 32BIT:WIN XP PROFESSIONAL, WIN VISTA ULTIMATE/BUSINESS, WIN 2003/2008 SERVER, FOR CP1613,CP 1613 A2, CP 1623 | 1943 | TEM | 1 | Simatic | 0.358 | 0
6GK17160HB713AC0 | SIMATIC NET, POWERPACK S7-REDCONNECT/2008 FOR EXPANSION S7-1613/2008 TO S7-REDCONNECT; SINGLE LICENSE F.1 INSTALLATION LICENSE KEY ON USB-STICK, CLASS A 2-LANGUAGES (G,E); FOR 32BIT: WIN XP PROFESSIONAL, WIN VISTA ULTIMATE/BUSINESS, WIN 2003/2008 SERVER; FOR MAX. 4 CP1613, CP 1613 A2, CP 1623 | 1019 | TEM | 1 | Simatic | 0.139 | 0
6GK17160HB803AC0 | SIMATIC NET, POWERPACK S7-REDCONNECT V8.0; FOR EXPANSION S7-1613 V8.0 TO S7-REDCONNECT; SINGLE LICENSE F.1 INSTALLATION; LICENSE KEY ON USB-STICK, CLASS A; 2-LANGUAGES (G,E); FOR 32BIT: WINDOWS 7 PROFESSIONAL/ULTIMATE FOR MAX. 4 CP 1613 A2, CP 1623 | 1019 | TEM | 1 | Simatic | 0.2 | 0
6GK17161CB003AE0 | SIMATIC NET IE S7-1613 UPGRADE FOR ED. 2006 OR HIGHER SW F. S7-,S5-COMP.-COMM.,OPC, PG/OP-COMM.,NCM PC,UP TO 120 CONNECTIONS, SINGLE LICENSE F.1 INSTALLATION R-SW, SW + ELECTR. MAN. ON CD LICENSE KEY ON USB-STICK, CLASS A, 2-LANGUAGES(G,E); FOR MAX. 4 CP 1613, CP 1613 A2, CP 1623 | 258 | TEM | 1 | Simatic | 0.367 | 0
6GK17161CB003AE1 | SIMATIC NET IE S7-1613 UPGR. F. V6.0,V6.1,V6.2 A. ED. 2005 SW F. S7-,S5-COMP.-COMM.,OPC, PG/OP-COMM.,NCM PC, UP TO 120 CONNECTIONS, SINGLE LICENSE F.1 INSTALLATION R-SW, SW + ELECTR. MAN. ON CD LICENSE KEY ON USB-STICK, CLASS A, 2-LANGUAGES(G,E); FOR MAX. 4 CP1613, CP 1613 A2, CP 1623 | 258 | TEM | 1 | Simatic | 0.536 | 0
6GK17161CB003AL0 | SIMATIC NET IE S7-1613 SW UPDATE SERVICE FOR 1 YEAR WITH AUTOM. EXTENSION REQUIRES ACTUAL SW-VERSION | 441 | TEM | 1 | Simatic | 0.1 | 0
6GK17161CB003AN0 | SIMATIC NET IE S7-1613 V8.0 SW F. S7-, S5-COMP.-COMM., OPC, PG/OP-COMM., NCM PC, UP TO 120 CONNECTIONS UCL LICENSE PACK MIT 20 SINGLE LICENSES R-SW, SW +ELECTR. MANUAL ON CD, CLASS A; 2-LANG. (G,E); FOR CP1613, CP 1613 A2 REQUIREMENTS UCL-LIC.CONTRACT | 19509 | TEM | 1 | Simatic | 1.2 | 0
6GK17161CB003MA0 | SIMATIC NET IE S7-1613 SW F. S7-, S5-COMP.-COMM., OPC, PG/OP-COMM., NCM PC, UP TO 120 CONNECTORS UCL LICENSE PACK. WITH 20 SINGLE LICENSES R-SW, SW+ELECTR. MANUAL ON CD, CLASS A; 2 LANGUAGES (G,E); FOR CP1613, CP 1613 A2 REQUIRES UCL LICENSE CONTRACT | 19509 | TEM | 1 | Simatic | 1.2 | 0
6GK17161CB082AA0 | SIMATIC NET HARDNET-IE S7 V8.2 SW FOR S7-, OPEN-COMMUNICATION; OPC,PG/OP-COMMUNIC., NCM PC; UP TO 120 CONNECTIONS; SINGLE LICENSE F.1 INSTALLATION R-SW, SW + ELECTR. MAN. ON DVD; LICENSE KEY ON USB-STICK; CLASS A; 2-LANGUAGES (G,E); FOR WINDOWS 7 PROF./ULTIMATE, SERVER 2008 R2 FOR MAX. 4 CP 1613 A2, CP 1623, CP 1628 | 1019 | TEM | 1 | Simatic | 0.23 | 0
6GK17161CB120AA0 | SIMATIC NET HARDNET-IE S7 V12 SW F. S7-, OPEN COMMUNICATION; OPC,PG/OP-COMMUNIC., CONF. SW; MAX. 120 CONNECTIONS; SINGLE LICENSE F.1 INSTALLATION R-SW, SW + ELECTR. MAN ON DVD; LICENSE KEY ON USB-STICK; CLASS A; 2-LANGUAGES (G,E); FOR 32/64BIT: WIN 7 SP1 PROF/ULT, WIN 8.1 PROF; 64BIT: WINDOWS SERVER 2008 R2 SP1, 2012 R2 FOR MAX. 4 CP 1613 A2, CP 1623, CP 1628 | 1019 | TEM | 1 | Simatic | 0.321 | 0
6GK17161CB120AK0 | SIMATIC NET HARDNET-IE S7 V12 SW F. S7-, OPEN COMMUNICATION; OPC,PG/OP-COMMUNIC., NCM PC; MAX. 120 CONNECTIONS; SINGLE LICENSE F.1 INSTALLATION R-SW, SW + ELECTR. MAN; LICENSE KEY FOR DOWNLOAD; CLASS A; 2-LANGUAGES (G,E); FOR 32/64BIT: WIN 7 SP1 PROF/ULT, WIN 8.1 PROF; 64BIT: WINDOWS SERVER 2008 R2 SP1, 2012 R2 MAX. 4 CP1613A2, CP1623, CP1628 ******************************* E-MAIL ADDRESS IS MANDATORY FOR DELIVERY | 1019 | TEM | 1 | Simatic | 0.015 | 0
6GK17161CB130AA0 | SIMATIC NET HARDNET-IE S7 V13 SW FOR S7-, OPEN-COMMUNIC.; OPC,PG/OP-COMMUNIC., PROJ.-SW; UP TO 120 CONNECTIONS; SINGLE LICENSE F.1 INSTALLATION R-SW, SW + ELECTR. MAN ON DVD; LICENSE KEY ON USB-STICK; CLASS A; 2 LANGUAGES (G,E); FOR 32/64BIT: WIN 7 SP1 PROF/ULT, 64BIT: WIN 8.1 PRO; WINDOWS 10, SERVER 2008 R2 SP1, 2012 R2 FOR MAX. 4 CP 1613 A2, CP 1623, CP 1628 | 1019 | TEM | 1 | Simatic | 0.2 | 0
6GK17161CB130AK0 | SIMATIC NET HARDNET-IE S7 V13 SW FOR S7-, OPEN-COMMUNIC.; OPC,PG/OP-COMMUNIC.,PROJ-SW; UP TO 120 CONNECTIONS; SINGLE LICENSE F.1 INSTALLATION R-SW, SW + ELECTR. MAN; LICENSE KEY FOR DOWNLOAD; CLASS A; 2 LANGUAGES (G,E); FOR 32/64BIT: WIN 7 SP1 PROF/ULT, 64BIT: WIN 8.1 PRO; WINDOWS 10, SERVER 2008 R2 SP1, 2012 R2 MAX. 4 CP1613A2, CP1623, CP1628 E-MAIL ADDRESS IS MANDATORY FOR DELIVERY | 1019 | TEM | 1 | Simatic | 0.015 | 0
6GK17161CB643AA0 | SIMATIC NET IE S7-1613/2006 SW F. S7-,S5-COMP.-COMM.,OPC, PG/OP-COMM.,NCM PC,UPTO120 CONN SINGLE LICENSE F.1 INSTALLATION R-SW, SW + ELECTR. MAN. ON CD LICENSE KEY ON FD,CLASS A 2-LANGUAGE(G,E); FOR 32BIT WINDOWS XP PRO, 2000 PRO/SV; WIN 2003 SERVER; FOR CP1613, CP 1613 A2 | 1003 | TEM | 1 | Simatic | 0.354 | 0
6GK17161CB713AA0 | SIMATIC NET IE S7-1613/2008 SW F. S7-, OPEN.-COMM.,OPC, PG/OP-COMM,NCM PC,UPTO 120 CONN SINGLE LICENSE F.1 INSTALLATION R-SW, SW + ELECTR. MAN. ON CD LICENSE KEY ON USB-STICK, CLASS A 2-LANGUAGES (G,E); FOR 32BIT: WIN XP PROFESSIONAL, WIN VISTA ULTIMATE/BUSINESS, WIN 2003/2008 SERVER; FOR MAX. 4 CP1613, CP 1613 A2, CP 1623 | 1019 | TEM | 1 | Simatic | 0.355 | 0
6GK17161PB003MA0 | SIMATIC NET IE PG-1613 SW F. PG/OP-COMM. UCL LICENSE PACKAGE WITH 20 SINGLE LICENSES R-SW, SW + ELECTR. MANUAL ON CD, CLASS A; 2 LANGUAGES (G,E); FOR CP1613, CP 1613 A2 REQUIRES UCL LICENSE CONTRACT | 10437 | TEM | 1 | Simatic | 1.2 | 0
6GK17161TB003AE0 | SIMATIC NET IE TF-1613 UPGRADE FOR EDITION 2006 TO 2007 SW F. TF-PROT.,S5-COMP.-COMM., OPC, PG/OP-COMM. SINGLE LICENSE F.1 INSTALLATION R-SW, SW + ELECTR. MAN. ON CD CLASS A; 2-LANGUAGES (G,E) FOR CP1613,; CP 1613 A2 | 221 | TEM | 1 | Simatic | 0.366 | 0
6GK17161TB003AE1 | SIMATIC NET IE TF-1613 UPGRADE F. V6.0,V6.1,V6.2 A. ED.2005 SW F. TF-PROT.,S5-COMP.-COMM., OPC, PG/OP-COMM. SINGLE LICENSE F.1 INSTALLATION R-SW, SW + ELECTR. MAN. ON CD CLASS A; 2-LANGUAGES (G,E) FOR CP1613, CP 1613 A2 | 221 | TEM | 1 | Simatic | 0.371 | 0
6GK17161TB003MA0 | SIMATIC NET, IE TF-1613/ SW F. TF-PROT.,S5-COMP.-COMM., OPC, PG/OP-COMM UCL LICENSE PACKAGE WITH 20 SINGLE LICENSES R-SW, SW + ELECTR. MANUAL ON CD, CLASS A; 2 LANGUAGES (G,E); FOR CP1613, CP 1613 A2 REQUIRES UCL LICENSE CONTRACT | 24738 | TEM | 1 | Simatic | 1.2 | 0
6GK17161TB643AA0 | SIMATIC NET IE TF-1613/2006 SW F. TF-PROT.,S5-COMP.-COMM., OPC, PG/OP-COMM. SINGLE LICENSE F.1 INSTALLATION R-SW, SW + ELECTR. MAN. ON CD CLASS A; 2-LANGUAGE (G,E); FOR 32BIT WINDOWS XP PRO; 2000 PRO/SV; FOR CP1613, CP 1613 A2 | 1575 | TEM | 1 | Simatic | 0.346 | 0
6GK17161TB713AA0 | SIMATIC NET IE TF-1613/2008 SW F. TF-PROT.,S5-COMP.-COMM., OPC, PG/OP-COMM. SINGLE LICENSE F.1 INSTALLATION R-SW, SW + ELECTR. MAN. ON CD CLASS A; 2-LANGUAGES (G,E);FOR 32BIT: WINDOWS XP PRO; FOR CP1613, CP 1613 A2 | 1943 | TEM | 1 | Simatic | 0.366 | 0
6GK17200AP01 | ACTION PACK SINEMA RC 3G SINEMA REMOTE CONNECT VIRTUAL APPLIANCE KEY-PLUG SINEMA RC SCALANCE M874-3 3G-ROUTER ANTENNA ANT 896-4MA DIRECT ANTENNA ANT 794-4MR CABLE 5M PLEASE NOTE NATIONAL APPROVALS! | 1086 | TEM | 1 | Simatic | 1.076 | 0
6GK17200AP02 | ACTION PACK SINEMA RC LAN SINEMA REMOTE CONNECT VIRTUAL APPLIANCE KEY-PLUG SINEMA RC SCALANCE S615 LAN-ROUTER | 898 | TEM | 1 | Simatic | 1.235 | 0
6GK17200AP03 | ACTIONS PACK SINEMA RC 4G SINEMA REMOTE CONNECT VIRTUAL APPLIANCE KEY-PLUG SINEMA RC SCALANCE M876-4 4G-ROUTER ANTENNA ANT 896-4MA DIRECT PLEASE NOTE NATIONAL APPROVALS! | 1266 | TEM | 1 | Simatic | 0.1 | 0
6GK17201AH010BV0 | SINEMA REMOTE CONNECT VIRTUAL APPLIANCE; BASIC SOFTWARE PACKAGE FOR 4 VPN CONNECTIONS USER, DEVICE, GROUP ADMINISTRATION; CERTIFICATE MANAGEMENT; AUTOCONFIG INTERFACE SINEMA RC CLIENT: FOR 1 INSTALLATION SW, DOCUM. ON DVD; LICENSE KEY ON USB STICK; 2 LANGUAGES (GER, EN); WINDOWS 7 SP1 (32/64 BIT) WINDOWS 8.1 (64 BIT) | 105 | TEM | 1 | Simatic | 0.313 | 0
6GK17211XG010AA0 | SINEMA RC CLIENT FOR 1 INSTALLATION SW, DOCUM. ON DVD LICENSE KEY ON USB STICK; 2 LANGUAGES (GER, EN) WINDOWS 7 SP1 (32/64 BIT) WINDOWS 8.1 (64 BIT) | 105 | TEM | 1 | Simatic | 0.229 | 0
6GK17221JH010BV0 | SINEMA RC UPGRADE 64 UPGRADE BY 64 VPN CONNECTIONS LICENSE ONLY | 840 | TEM | 1 | Simatic | 0.013 | 0
6GK17221MH010BV0 | SINEMA RC UPGRADE 256 UPGRADE BY 256 VPN CONNECTIONS LICENSE ONLY | 1680 | TEM | 1 | Simatic | 0.012 | 0
6GK17221QH010BV0 | SINEMA RC UPGRADE 1024 UPGRADE BY 1024 VPN CONNECTIONS LICENSE ONLY | 3360 | TEM | 1 | Simatic | 0.014 | 0
6GK17811BA120AA0 | SINEMA SERVER 50 V12 NETWORK MONITORING SOFTWARE FOR 50 IP DEVICES VIA WEB BROWSER AUTOM. RECOGNITION+DISPLAY OF IE/PNIO/WLAN DEVICES+ TOPOLOGY IN NET. HMI INTEGRATION VIA OPC/HTTP(S). REPORTING, STATISTICS + ALARMS SERVER OVERVIEW + ADAPTABLE PROFILES, SW, MANUAL (DVD) + SINGLE LICENSE (USB) CLASS A, LANGUAGES (G,E,FR,CH); WIN XP+SP3 WIN 7+SP1 (32/64 BIT) + WIN SERVER 2008 R2+SP1 | 1491 | TEM | 1 | Simatic | 0.244 | 0
6GK17811BA120AK0 | SINEMA SERVER 50 V12 NETZWORK MONITORING-SW FOR 50 IP-DEVICES VIA WEB-BROWSER AUTOM. RECOGNITIION+ DISPLAY OF IE/PNIO/WLAN-DEVICES+NET TOPOL. HMI-INTEGRATION VIA OPC/HTTP(S) REPORTING, STATISTICS + ALARMS SRV.OVERVIEW+ADAPTABLE PROFILES SW,MAN+SINGLE LIC. FOR DOWNLOAD CLASS A, LANGUAGES (G,E,FR;CH) WIN XP+SP3,WIN7+SP1(32/64 BIT)+ WIN SERVER 2008 R2+SP1 ******************************* E-MAIL ADDRESS IS MANDATORY FOR DELIVERY! | 1491 | TEM | 1 | Simatic | 0.001 | 0
6GK17811BA130AA0 | SINEMA SERVER 50 V13+SP1 DELIVERED ON DVD MONITORING FOR INDUSTRIAL NETWORKS INCL PROFINET AUTOMATIC INVENTORY DETERMINATION OF TOPOLOGY CONTINUOUS DIAGNOSIS REPORTING, STATISTICS, ALARMS ADAPTABLE DEVICE PROFILES CAPABLE OF BEEING INTEGR IN HMI WEBSERVER-WEBCLIENT ARCHITECT. LICENSE TYPE SINGLE MONITORABLE IP UNITS 50 WINDOWS 7 SP1 64BIT WINDOWS SERVER 2008 R2+SP1 | 1491 | TEM | 1 | Simatic | 0.15 | 0
6GK17811BA130AK0 | SINEMA SERVER 50 V13+SP1 DELIVERED AS DOWNLOAD MONITORING FOR INDUSTRIAL NETWORKS INCL PROFINET AUTOMATIC INVENTORY DETERMINATION OF TOPOLOGY CONTINUOUS DIAGNOSIS REPORTING, STATISTICS, ALARMS ADAPTABLE DEVICE PROFILES CAPABLE OF BEEING INTEGR IN HMI WEBSERVER-WEBCLIENT ARCHITECT. LICENSE TYPE SINGLE MONITORABLE IP UNITS 50 WINDOWS 7 SP1 64BIT WINDOWS SERVER 2008 R2+SP1 | 1491 | TEM | 1 | Simatic | 0.001 | 0
6GK17811DA120AA0 | SINEMA SERVER 100 V12 NETWORK MONITORING SOFTWARE FOR 100 IP DEVICES VIA WEB BROWSER AUTOM. RECOGNITION+DISPLAY OF IE/PNIO/WLAN DEVICES + TOPOLOGY IN NET. HMI INTEGRATION VIA OPC/HTTP(S). REPORTING, STATISTICS + ALARMS SERVER OVERVIEW + ADAPTABLE PROFILES. PS, SW, MANUAL (DVD) + SINGLE LICENSE (USB) CLASS A, LANGUAGES (G,E,FR,CH) WIN XP+SP3, WIN 7+SP1 (32/64 BIT) + WIN SERVER 2008 R2+SP1 | 2184 | TEM | 1 | Simatic | 0.251 | 0
6GK17811DA120AK0 | SINEMA SERVER 100 V12 NETWORK MONITORING-SW FOR 100 IP-DEVICES VIA WEB-BROWSER AUTOM. RECOGNITIION+ DISPLAY OF IE/PNIO/WLAN-DEVICES+NET TOPOL. HMI-INTEGRATION VIA OPC/HTTP(S) REPORTING, STATISTICS + ALARMS SRV.OVERVIEW+ADAPTABLE PROFILES SW,MAN+SINGLE LIC. FOR DOWNLOAD CLASS A, LANGUAGES (G,E,FR;CH) WIN XP+SP3,WIN7+SP1(32/64 BIT)+ WIN SERVER 2008 R2+SP1 ******************************* E-MAIL ADDRESS IS MANDATORY FOR DELIVERY! | 2184 | TEM | 1 | Simatic | 0.001 | 0
6GK17811DA130AA0 | SINEMA SERVER 100 V13+SP1 DELIVERED ON DVD MONITORING FOR INDUSTRIAL NETWORKS INCL PROFINET AUTOMATIC INVENTORY DETERMINATION OF TOPOLOGY CONTINUOUS DIAGNOSIS REPORTING, STATISTICS, ALARMS ADAPTABLE DEVICE PROFILES CAPABLE OF BEEING INTEGR IN HMI WEBSERVER-WEBCLIENT ARCHITECT. LICENSE TYPE SINGLE MONITORABLE IP UNITS 100 WINDOWS 7 SP1 64BIT WINDOWS SERVER 2008 R2+SP1 | 2184 | TEM | 1 | Simatic | 0.15 | 0
6GK17811DA130AK0 | SINEMA SERVER 100 V13+SP1 DELIVERED AS DOWNLOAD MONITORING FOR INDUSTRIAL NETWORKS INCL PROFINET AUTOMATIC INVENTORY DETERMINATION OF TOPOLOGY CONTINUOUS DIAGNOSIS REPORTING, STATISTICS, ALARMS ADAPTABLE DEVICE PROFILES CAPABLE OF BEEING INTEGR IN HMI WEBSERVER-WEBCLIENT ARCHITECT. LICENSE TYPE SINGLE MONITORABLE IP UNITS 100 WINDOWS 7 SP1 64BIT WINDOWS SERVER 2008 R2+SP1 | 2184 | TEM | 1 | Simatic | 0.001 | 0
6GK17811JA120AA0 | SINEMA SERVER 250 V12 NETWORK MONITORING SOFTWARE FOR 250 IP DEVICES VIA WEB BROWSER AUTOM. RECOGNITION+DISPLAY OF IE/PNIO/WLAN DEVICES+ TOPOLOGY IN NET. HMI INTEGRATION VIA OPC/HTTPS. REPORTING, STATISTICS + ALARMS SERVER OVERVIEW + ADAPTABLE PROFILES, SW, MANUAL (DVD) + SINGLE LICENSE (USB) CLASS A, LANGUAGES (G,E,FR,CH); WIN XP+SP3 WIN 7+SP1 (32/64 BIT) + WIN SERVER 2008 R2+SP1 | 3234 | TEM | 1 | Simatic | 0.249 | 0
6GK17811JA120AK0 | SINEMA SERVER 250 V12 NETZWORK MONITORING-SW FOR 250 IP-DEVICES VIA WEB-BROWSER AUTOM. RECOGNITIION+ DISPLAY OF IE/PNIO/WLAN-DEVICES+NET TOPOL. HMI-INTEGRATION VIA OPC/HTTP(S) REPORTING, STATISTICS + ALARMS SRV.OVERVIEW+ADAPTABLE PROFILES SW,MAN+SINGLE LIC. FOR DOWNLOAD CLASS A, LANGUAGES (G,E,FR;CH) WIN XP+SP3,WIN7+SP1(32/64 BIT)+ WIN SERVER 2008 R2+SP1 ******************************* E-MAIL ADDRESS IS MANDATORY FOR DELIVERY! | 3234 | TEM | 1 | Simatic | 0.001 | 0
6GK17811JA130AA0 | SINEMA SERVER 250 V13+SP1 DELIVERED ON DVD MONITORING FOR INDUSTRIAL NETWORKS INCL PROFINET AUTOMATIC INVENTORY DETERMINATION OF TOPOLOGY CONTINUOUS DIAGNOSIS REPORTING, STATISTICS, ALARMS ADAPTABLE DEVICE PROFILES CAPABLE OF BEEING INTEGR IN HMI WEBSERVER-WEBCLIENT ARCHITECT. LICENSE TYPE SINGLE MONITORABLE IP UNITS 250 WINDOWS 7 SP1 64BIT WINDOWS SERVER 2008 R2+SP1 | 3234 | TEM | 1 | Simatic | 0.15 | 0
6GK17811JA130AK0 | SINEMA SERVER 250 V13+SP1 DELIVERED AS DOWNLOAD MONITORING FOR INDUSTRIAL NETWORKS INCL PROFINET AUTOMATIC INVENTORY DETERMINATION OF TOPOLOGY CONTINUOUS DIAGNOSIS REPORTING, STATISTICS, ALARMS ADAPTABLE DEVICE PROFILES CAPABLE OF BEEING INTEGR IN HMI WEBSERVER-WEBCLIENT ARCHITECT. LICENSE TYPE SINGLE MONITORABLE IP UNITS 250 WINDOWS 7 SP1 64BIT WINDOWS SERVER 2008 R2+SP1 | 3234 | TEM | 1 | Simatic | 0.001 | 0
6GK17811KA130AA0 | SINEMA SERVER 250 V13+SP1 CORPORATE MONITORING FOR INDUSTRIAL NETWORKS INCL PROFINET AUTOMATIC INVENTORY DETERMINATION OF TOPOLOGY CONTINUOUS DIAGNOSIS REPORTING, STATISTICS, ALARMS ADAPTABLE DEVICE PROFILES CAPABLE OF BEEING INTEGR IN HMI WEBSERVER-WEBCLIENT ARCHITECT. LICENSE TYPE SINGLE MONITORABLE IP UNITS 250 WINDOWS 7 SP1 64BIT WINDOWS SERVER 2008 R2+SP1 | 977 | TEM | 1 | Simatic | 0.15 | 0
6GK17811TA120AA0 | SINEMA SERVER 500 V12 NETWORK MANAGEMENT SW FOR 500 IP-DEVICES VIA WEB-BROWSER AUTOM. RECOGNITION+DISPLAY OF IE/PNIO/WLAN-DEVICES + NET-TOPOLOGY, HMI-INTEGRATION VIA OPC/HTTP(S) REPORTING, STATISTICS + ALARMS SERVER OVERVIEW+ADAPTBLE PROFILES, PS, MANUAL (DVD) + SINGLE LICENSE (USB) CLASS A, LANGUAGES (G,E,FR,CH) WIN XP+SP3, WIN7+SP1 (32/64BIT) + WIN SERVER 2008 R2 + SP1 | 5187 | TEM | 1 | Simatic | 0.249 | 0
6GK17811TA120AK0 | SINEMA SERVER 500 V12 NETZWORK MONITORING-SW FOR 500 IP-DEVICES VIA WEB-BROWSER AUTOM. RECOGNITIION+ DISPLAY OF IE/PNIO/WLAN-DEVICES+NET TOPOL. HMI-INTEGRATION VIA OPC/HTTP(S) REPORTING, STATISTICS + ALARMS SRV.OVERVIEW+ADAPTABLE PROFILES SW,MAN+SINGLE LIC. FOR DOWNLOAD CLASS A, LANGUAGES (G,E,FR;CH) WIN XP+SP3,WIN7+SP1(32/64 BIT)+ WIN SERVER 2008 R2+SP1 ******************************* E-MAIL ADDRESS IS MANDATORY FOR DELIVERY! | 5187 | TEM | 1 | Simatic | 0.001 | 0
6GK17811TA130AA0 | SINEMA SERVER 500 V13+SP1 DELIVERED ON DVD MONITORING FOR INDUSTRIAL NETWORKS INCL PROFINET AUTOMATIC INVENTORY DETERMINATION OF TOPOLOGY CONTINUOUS DIAGNOSIS REPORTING, STATISTICS, ALARMS ADAPTABLE DEVICE PROFILES CAPABLE OF BEEING INTEGR IN HMI WEBSERVER-WEBCLIENT ARCHITECT. LICENSE TYPE SINGLE MONITORABLE IP UNITS 500 WINDOWS 7 SP1 64BIT WINDOWS SERVER 2008 R2+SP1 | 5187 | TEM | 1 | Simatic | 0.15 | 0
6GK17811TA130AK0 | SINEMA SERVER 500 V13+SP1 DELIVERED AS DOWNLOAD MONITORING FOR INDUSTRIAL NETWORKS INCL PROFINET AUTOMATIC INVENTORY DETERMINATION OF TOPOLOGY CONTINUOUS DIAGNOSIS REPORTING, STATISTICS, ALARMS ADAPTABLE DEVICE PROFILES CAPABLE OF BEEING INTEGR IN HMI WEBSERVER-WEBCLIENT ARCHITECT. LICENSE TYPE SINGLE MONITORABLE IP UNITS 500 WINDOWS 7 SP1 64BIT WINDOWS SERVER 2008 R2+SP1 | 5187 | TEM | 1 | Simatic | 0.001 | 0
6GK17812AA120AA0 | SINEMA SERVER V12 UPGRADE OF V11 TO V12 (SAME NUMBER OF DEVICES LIKE V11) MONITORING VIA WEB BROWSER, AUTOM. RECOGNITION + DISPLAY OF IE/PNIO/WLAN DEVICES + TOPOLOGY IN NET. HMI INTEGRATION VIA OPC/HTTP(S) REPORTING, STATISTICS + ALARMS SERVER OVERVIEW + ADAPTABLE PROFILES, SW, MANUAL (DVD) + SINGLE LICENSE (USB). CLASS A, LANGUAGES (G,E,FR,CH); WIN XP+SP3 WIN 7+SP1 (32/64 BIT) + WIN SERVER 2008 R2+SP1 | 578 | TEM | 1 | Simatic | 0.243 | 0
6GK17812AA120AK0 | SINEMA SERVER V12 UPGR.FROM V11 TO V12 (SAME NUM. OF DEV. LIKE V11);MONITORING VIA WEB-BROWSER AUTOM. RECOGNITIION+ DISPLAY OF IE/PNIO/WLAN-DEVICES+NET TOPOL. HMI-INTEGRATION VIA OPC/HTTP(S) REPORTING, STATISTICS + ALARMS SRV.OVERVIEW+ADAPTABLE PROFILES SW,MAN+SINGLE LIC. FOR DOWNLOAD CLASS A, LANGUAGES (G,E,FR;CH) WIN XP+SP3,WIN 7+SP1(32/64BIT)+ +WIN SRV 2008R2+SP1 ******************************* E-MAIL ADDRESS IS MANDATORY FOR DELIVERY! | 578 | TEM | 1 | Simatic | 0.001 | 0
6GK17812AA130AA0 | SINEMA SERVER UPD V13+SP1 DELIVERED ON DVD MONITORING FOR INDUSTRIAL NETWORKS INCL PROFINET AUTOMATIC INVENTORY DETERMINATION OF TOPOLOGY CONTINUOUS DIAGNOSIS REPORTING, STATISTICS, ALARMS ADAPTABLE DEVICE PROFILES CAPABLE OF BEEING INTEGR IN HMI WEBSERVER-WEBCLIENT ARCHITECT. LICENSE TYPE SINGLE UPGRADE V12 TO V13 WINDOWS 7 SP1 64BIT WINDOWS SERVER 2008 R2+SP1 | 578 | TEM | 1 | Simatic | 0.15 | 0
6GK17812AA130AK0 | SINEMA SERVER UPD V13+SP1 DELIVERED AS DOWNLOAD MONITORING FOR INDUSTRIAL NETWORKS INCL PROFINET AUTOMATIC INVENTORY DETERMINATION OF TOPOLOGY CONTINUOUS DIAGNOSIS REPORTING, STATISTICS, ALARMS ADAPTABLE DEVICE PROFILES CAPABLE OF BEEING INTEGR IN HMI WEBSERVER-WEBCLIENT ARCHITECT. LICENSE TYPE SINGLE UPGRADE V12 TO V13 WINDOWS 7 SP1 64BIT WINDOWS SERVER 2008 R2+SP1 | 578 | TEM | 1 | Simatic | 0.001 | 0
6GK19000AB00 | C-PLUG, replaceable medium for simple device exchange in case of failure, for STorage of configuration or user data and application data applicable in SIMATIC NET products with C-Plug slot | 101 | TEM | 1 | Simatic | 0.027 | 1
6GK19000AB01 | C-PLUG 256 (CP343-1 ADVANCED) REPLACEABLE MEDIUM FOR SIMPLE DEVICE EXCHANGE IN CASE OF FAILURE, FOR STORAGE OF CONFIGURATION OR USER DATA, 256MB, CAN BE USED IN CP343-1 ADVANCED | 158 | TEM | 1 | Simatic | 0.027 | 1
6GK19000AQ00 | C-PLUG REPLACEABLE MEDIUM FOR SIMPLE DEVICE EXCHANGE IN CASE OF FAILURE; FOR STORAGE OF CONFIGURATION AND USER DATA APPLICATION IN SIMATIC NET PRODUCTS WITH C-PLUG SLOT CONFORMAL COATING | 126 | TEM | 1 | Simatic | 0.027 | 1
6GK19000HB000AC0 | BFOC PLUG PCF FOR ON-SITE MOUNTING ON PCF FO CABLES; PACK OF 20PCS + CLEANING CLOTHS | 436 | ΠΑΚ | 1 | Simatic | 0.2 | 0
6GK19000HL000AA0 | TERMINATION KIT FOR BFOC PLUG KIT FOR ON-SITE PREASSEMBLING OF BFOC CONNECTORS ON PCF FO CABLES | 1523 | TEM | 1 | Simatic | 1.865 | 0
6GK19000KB000AC0 | SIMPLEX PLUG PCF FOR ON-SITE MOUNTING ON PCF FO CABLES PACK OF 50PCS + CLEANING CLOTHS | 242 | ΠΑΚ | 1 | Simatic | 0.2 | 0
6GK19000KL000AA0 | TERMINATION KIT FOR SIMPLEX PLUG KIT FOR ON-SITE PREASSEMBLING OF SIMPLEX CONNECTORS ON PCF FO CABLES | 2216 | TEM | 1 | Simatic | 2.4 | 1
6GK19000MB000AC0 | IE SC RJ POF PLUG SCREW CONNECTOR FOR ON-SITE PREASSEMBL. TO POF LWL CABLES (PACKAGING UNIT 20 DUPLEX- CONNECTORS) | 441 | ΠΑΚ | 1 | Simatic | 0.32 | 0
6GK19000MB006AA0 | IE SC RJ POF PLUG PRO, FO PLUG FOR ON-SITE MOUNTING TO POF FO CABLES (PACKAGING UNIT 1 DUPLEX- CONNECTOR) | 43.5 | TEM | 1 | Simatic | 0.13 | 0
6GK19000ML000AA0 | TERMINATION KIT SC RJ POF PLUG, KIT FOR ON-SITE PREASSEMBLING OF SC RJ CONNECTORS CONSIST. OF STRIPPING TOOL, KEVLAR SCISSORS, POLISH SET | 583 | TEM | 1 | Simatic | 3.4 | 0
6GK19000MN000AA0 | REFILL SET SC RJ POF PLUG, ABRASIVE PAPER AND NOG PLATE FOR SC RJ POF PLUG, PACKAGING UNIT 5 PCS | 72.5 | ΠΑΚ | 1 | Simatic | 0.15 | 0
6GK19000NB000AC0 | IE SC RJ PCF PLUG, SCREW CONNECTOR FOR ON-SITE MOUNTING OF PCF FOC CABLES (10 DUPLEX CONNECTORS PER PACK. UNIT) | 625 | ΠΑΚ | 1 | Simatic | 0.2 | 0
6GK19000NB006AA0 | IE SC RJ PCF PLUG PRO, FO PLUG FOR ON-SITE MOUNTING TO PCF FO CABLES (PACKAGING UNIT1 DUPLEX CONNECTOR) | 72.5 | TEM | 1 | Simatic | 0.07 | 0
6GK19000NL000AA0 | TERMINATION KIT SC RJ PCF PLUG, PREASSEMBLING- KIT FOR ON-SITE MOUNTING OF SC RJ PCF CONNECTORS CONS. OF STRIPPING TOOL, KEVLAR SCISSORS, FIBER BREAKING TOOL | 2132 | TEM | 1 | Simatic | 3.4 | 0
6GK19000RL000AA0 | FC FO TERMINATION kit, FOR FC LC PLUG KIT FOR ON-SITE PREASSEMBLING OF FC LC PLUGS TO FC FOC CABLES | 3045 | TEM | 1 | Simatic | 3 | 0
6GK19001GB000AC0 | FC FO BFOC PLUG FOR ON-SITE MOUNTING ON FC FO CABLES (62.5/200/230) PACKAGE: 20 PCS. + CLEANING CLOTHS | 546 | ΠΑΚ | 1 | Simatic | 0.12 | 0
6GK19001GL000AA0 | FC FO TERMINATION kit, FOR FC BFOC PLUG KIT FOR ON-SITE PREASSEMBLING OF FC FO PLUGS TO FC FO CABLES | 3696 | TEM | 1 | Simatic | 3.14 | 0
6GK19001GP000AB0 | FC FO BFOC COUPLER ON-SITE MOUNTING ON FC FO CABLES (62.5/200/230) PACKAGE: 10 PCS. | 226 | ΠΑΚ | 1 | Simatic | 0.08 | 0
6GK19001LB000AC0 | FC FO SC PLUG ON-SITE MOUNTING ON FC FO CABLES (62.5/200/230) PACKAGE: 20 PCS. SC PLUGS +10 PCS. DUPLEX CLIP + CLEANING CLOTHS | 720 | ΠΑΚ | 1 | Simatic | 0.12 | 0
6GK19001LP000AB0 | FC FO SC COUPLER ON-SITE MOUNTING ON FC FO CABLES (62.5/200/230) PACKAGE: 5 PCS. DUPLEX COUPLER | 305 | ΠΑΚ | 1 | Simatic | 0.08 | 0
6GK19001RB002AB0 | FC FO LC PLUG FOR ON-SITE MOUNTING TO FC FO CABLES (62,5/200/230) PACK: 10 PCS DUPLEX PLUGS CLEANING CLOTHS | 788 | ΠΑΚ | 1 | Simatic | 0.1 | 0
6GK19010BP106AA0 | IE RJ45 COUPLER PRO; IP65; RJ45 PUSH PULL COUPLER FOR ON-SITE MOUNTING WITH IE FC RJ45 PLUG PRO METAL HOUSING (PACKAGING UNIT 1 COUPLER) | 99.8 | TEM | 1 | Simatic | 0.1 | 0
6GK19010CA000AA0 | ITP CONNECTOR FOR INDUSTRIAL ETHERNET 9-PIN FOR CONNECTION TO STAR COUPLER WITH ECTP3, OLM/ELM AND OSM/ESM | 49.8 | TEM | 1 | Simatic | 0.062 | 0
6GK19010CA010AA0 | ITP CONNECTOR, FOR INDUSTRIAL ETHERNET 15-PIN FOR CONNECTION WITH DTE WITH INTEGRATED ITP INTERFACE | 62.8 | TEM | 1 | Simatic | 0.081 | 0
6GK19010DA200AA0 | MM FO BFOC-CONNECTOR SET OF 20 PCS FOR FIBER OPTIC CABLE: STANDARD, TRAILING TYPE CABLE, INDOOR, GROUND, FRNC, ROBUST AND MARINE PROVED CABLE. ATTENTION: MOUNTING BY SPECIALLY TRAINED PERSONNEL AND WITH SPECIAL TOOLS ONLY! ADHESIVE BONDING- AND POLISHING TECHNOLOGY | 205 | ΠΑΚ | 1 | Simatic | 0.121 | 0
6GK19010DB106AA0 | IE M12 PLUG PRO M12 PLUG CONNECTOR W. RUGGED METAL HOUSING A. SHORT ASSEMBLY TIMES DUE TO THEIR INSULATION- DISPLACEMENT TECHNOLOGY METHOD, 180 DGR CABLE OUTLET (D-CODED) 1 PACKAGE = 1 PIECE FOR SCALANCE X208 PRO AND ET200 PRO PN | 26.1 | TEM | 1 | Simatic | 0.03 | 0
6GK19010DB106AA8 | IE M12 PLUG PRO M12 PLUG CONNECTOR W. RUGGED METAL HOUSING A. SHORT ASSEMBLY TIMES DUE TO THEIR INSULATION- DISPLACEMENT TECHNOLOGY METHOD, 180 DGR CABLE OUTLET (D-CODED) 1 PACKAGE = 8 PIECES FOR SCALANCE X208 PRO AND ET200 PRO PN | 205 | ΠΑΚ | 1 | Simatic | 0.3 | 0
6GK19010DB206AA0 | IE FC M12 PLUG PRO 2X2 M12 PLUG CONNECTOR W. RUGGED METAL HOUSING AND FC CONNECTING METHOD, WITH AXIAL CABLE OUTLET (D CODED) 1 PACKAGE = 1 PIECE FOR SCALANCE X208 PRO AND ET200 PRO PN | 35 | TEM | 1 | Simatic | 0.04 | 0
6GK19010DB206AA8 | IE FC M12 PLUG PRO 2X2 M12 PLUG CONNECTOR W. RUGGED METAL HOUSING AND FC CONNECTING METHOD, WITH AXIAL CABLE OUTLET (D CODED)1 PACKAGE = 8 PIECES FOR SCALANCE X208 PRO AND ET200 PRO PN | 255 | ΠΑΚ | 1 | Simatic | 0.32 | 0
6GK19010DB306AA0 | IE FC M12 PLUG PRO 4X2 M12 CONNECTOR WITH RUGGED METAL HOUSING A. FC CONNECT.- METHOD, WITH AXIAL CABLE OUTLET (X-CODED) 1 PACKAGE = 1 PCE FOR SCALANCE W AND X | 39.3 | TEM | 1 | Simatic | 0.032 | 0
6GK19010DB306AA8 | IE FC M12 PLUG PRO 4X2 M12 CONNECTOR WITH RUGGED METAL HOUSING A. FC CONNECT.- METHOD, WITH AXIAL CABLE OUTLET (X-CODED) 1 PACKAGE = 8 PCS FOR SCALANCE W | 284 | ΠΑΚ | 1 | Simatic | 0.31 | 0
6GK19010DB406AA0 | IE FC M12 CABLE CONNECTOR PRO 4X2; M12 PRE-ASSEMBLED IN THE FIELD PLUG CONECTOR (X-CODED); 8-POLE; METAL HOUSING; FC- FAST CONNECT TECHNOLOGY; SOCKET INSERT; 1 PACKAGE = 1 PCS | 39.9 | TEM | 1 | Simatic | 0.05 | 0
6GK19010DB406AA8 | IE FC M12 CABLE CONNECTOR PRO 4X2; M12 PRE-ASSEMBLED IN THE FIELD PLUG CONNECTOR (X-CODED); 8-POLE; METAL HOUSING; FC- FAST CONNECT TECHNOLOGY; SOCKET INSERT; 1 PACKAGE = 8 PCS | 289 | TEM | 1 | Simatic | 0.26 | 0
6GK19010DM202AA5 | IE M12 PANEL FEEDTHROUGH CONTROL CABINET BUSHING FOR TRANSITION OF M12(D-CODED) CONNECT. TECHNOLOGY (IP65) ON RJ45 CONNECT. TECHNOLOGY (IP20) 1 PACKAGE = 5 PIECE | 311 | ΠΑΚ | 1 | Simatic | 0.03 | 0
6GK19010DM302AA5 | IE M12 PANEL FEEDTHROUGH PRO; CONTROL CABINET BUSHING FOR TRANSITION OF M12 (D-CODED) CONNECT. METHOD (IP65) ON M12 (D-CODED) CONNECT. METHOD (IP65); 1 PACKAGE = 5 PCS | 317 | ΠΑΚ | 1 | Simatic | 0.25 | 0
6GK19010DM402AA5 | IE M12 PANEL FEEDTHROUGH 4X2 M12 CONTROL CABINET BUSHING TRANSITITION FROM M12 CONNECT-TECHN.(X-CODED, IP65/ 67) TO RJ45 CONNECT TECHNOLOGY IP20(X-CODED) 1 PACKAGE = 5 PCS | 342 | TEM | 1 | Simatic | 0.335 | 0
6GK19010FB000AA0 | PROFIBUS PLASTIC FIBER OPTIC,SIMPLEX CONNECTORS/ POLISHING SET,CONT.100 SIMPLEX- CONNECTORS AND 5 POLISHING SETS | 86.4 | ΣΕΤ | 1 | Simatic | 0.124 | 0
6GK19010LB102AA0 | MM FO SC-CONNECTOR SET; 10 DUPLEX CONNECT. F. FO CABLE; STANDARD-, TRAILING-, INDOOR- AND MARINE APPROV. CABLE; NOTE: FOR MOUNTING SPECIAL TOOLS AND SPEC.TRAINED PERSONELL REQUIRED ADHESIVE BONDING- AND POLISHING TECHNOLOGY | 200 | ΠΑΚ | 1 | Simatic | 0.1 | 0
6GK19010RB102AB0 | MM FO LC DUPLEX PLUG; 10 PCS. FOR MM FO ROBUST CABLE GP (2G50/125); NOTE: FOR MOUNTING SPECIAL TOOLS AND SPECIALLY TRAINED PERSONELL REQUIRED; ADHESIVE BONDING- UND POLISHING TECHNOLOGY | 200 | ΠΑΚ | 1 | Simatic | 0.032 | 0
6GK19010SB102AB0 | SM FO LC DUPLEX PLUG; 10 PCS. FOR SM FO ROBUST CABLE GP (4E9/125); NOTE: FOR MOUNTING SPECIAL TOOLS AND SPECIALLY TRAINED PERSONELL REQUIRED ADHESIVE BONDING- UND POLISHING TECHNOLOGY | 231 | ΠΑΚ | 1 | Simatic | 0.032 | 0
6GK19011BB102AA0 | IE FC RJ45 PLUG 180 2X2, RJ45 PLUG CONNECTOR (10/100MBIT/S) W. RUGGED METAL HOUSING AND FC CONNECTING METHOD, FOR IE FC CABLE 2X2 180 DGR CABLE OUTLET 1 PACK = 1 PCS | 16.7 | TEM | 1 | Simatic | 0.03 | 0
6GK19011BB102AB0 | IE FC RJ45 PLUG 180 2X2, RJ45 PLUG CONNECTOR (10/100MBIT/S) WITH RUGGED METAL HOUSING AND FC CONNECTING METHOD FOR IE FC CABLE 2X2, 180 DGR CABLE OUTLET 1 PACK = 10 PCS | 143 | ΠΑΚ | 1 | Simatic | 0.3 | 0
6GK19011BB102AE0 | IE FC RJ45 PLUG 180 2X2, RJ45 PLUG CONNECTOR (10/100MBIT/S) WITH RUGGED METAL HOUSING AND FC CONNECTING METHOD, FOR IE FC CABLE 2X2 180 DGR CABLE OUTLET 1 PACK = 50 PCS | 541 | ΠΑΚ | 1 | Simatic | 1.5 | 0
6GK19011BB106AA0 | IE RJ45 PLUG PRO, PUSH PULL IP65 PLUG FOR ON-SITE MOUNTING TO TP CABLES 2X2 (PACKAGING UNIT 1 CONNECTOR) | 32.4 | TEM | 1 | Simatic | 0.037 | 0
6GK19011BB112AA0 | IE FC RJ45 PLUG 180 4X2, RJ45 CONNECTOR (10/100/1000MBIT/S) WITH ROBUST METAL HOUSING FC CONNECTING METHOD, FOR IE FC CABLE 4X2 (AWG24) 180 DGR OUTGOING CABLE 1 PACKAGE = 1 PIECE | 21.3 | TEM | 1 | Simatic | 0.022 | 0
6GK19011BB112AB0 | IE FC RJ45 PLUG 180 4X2, RJ45 CONNECTOR (10/100/1000MBIT/S) WITH ROBUST METAL HOUSING AND FC CONNECTING METHOD, FOR IE FC CABLE 4X2 (AWG24), 180 DGR OUTGOING CABLE 1 PACKAGE = 10 PIECES | 180 | ΠΑΚ | 1 | Simatic | 0.22 | 0
6GK19011BB112AE0 | IE FC RJ45 PLUG 180 4X2, RJ45 CONNECTOR (10/100/1000MBIT/S) WITH ROBUST METAL HOUSING AND FC CONNECTING METHOD, FOR IE FC CABLE 4X2 (AWG24) 180 DGR OUTGOING CABLE 1 PACKAGE = 50 PIECES | 688 | ΠΑΚ | 1 | Simatic | 1.1 | 0
6GK19011BB122AA0 | IE FC RJ45 PLUG 180 4X2, RJ45 PLUG CONNECTOR; CAT6A; (10/100/1000/10000MBIT/S); WITH ROBUST METAL HOUSING; FC CONNECTION TECHNOLOGY; FOR IE FC CABLE 4X2 (AWG24); 180 DGR CABLE OUTLET 1 PACKAGE = 1 PCE | 23.1 | TEM | 1 | Simatic | 0.03 | 0
6GK19011BB122AB0 | IE FC RJ45 PLUG 180 4X2, RJ45 PLUG CONNECTOR; CAT6A; (10/100/1000/10000MBIT/S); WITH ROBUST METAL HOUSING; FC CONNECTION TECHNOLOGY; FOR IE FC CABLE 4X2 (AWG24), 180 DGR CABLE OUTLET 1 PACKAGE = 10 PCS | 208 | ΠΑΚ | 1 | Simatic | 0.3 | 0
6GK19011BB122AE0 | IE FC RJ45 PLUG 180 4X2, RJ45 PLUG CONNECTOR; CAT6A; (10/100/1000/10000MBIT/S); WITH ROBUST METAL HOUSING; FC CONNECTION TECHNOLOGY; FOR IE FC CABLE 4X2 (AWG24) 180 DGR CABLE OUTLET 1 PACKAGE = 50 PCS | 982 | ΠΑΚ | 1 | Simatic | 1.5 | 0
6GK19011BB202AA0 | IE FC RJ45 PLUG 90 2X2, RJ45 PLUG CONNECTOR (10/100MBIT/S) WITH RUGGED METAL HOUSING AND FC CONNECTING METHOD FOR IE FC CABLE 2X2 90 DGR CABLE OUTLET 1 PACK = 1 PCS | 16.7 | TEM | 1 | Simatic | 0.03 | 0
6GK19011BB202AB0 | IE FC RJ45 PLUG 90 2X2, RJ45 PLUG CONNECTOR (10/100MBIT/S) WITH RUGGED METAL HOUSING AND FC CONNECTING METHOD FOR IE FC CABLE 2X2 90 DGR CABLE OUTLET 1 PACK = 10 PCS | 143 | ΠΑΚ | 1 | Simatic | 0.3 | 0
6GK19011BB202AE0 | IE FC RJ45 PLUG 90 2X2, RJ45 PLUG CONNECTOR (10/100MBIT/S) WITH RUGGED METAL HOUSING AND FC CONNECTING METHOD FOR IE FC CABLE 2X2 90 DGR CABLE OUTLET 1 PACK = 50 PCS | 541 | ΠΑΚ | 1 | Simatic | 1.5 | 0
6GK19011BB206AA0 | IE FC RJ45 PLUG PRO; IP65; FAST CONNECT; IE; RJ45 PUSH PULL PLUG FOR ON-SITE MOUNTING TO IE FC TP CABLE 2X2; (PACKAGING UNIT 1 PLUG) | 35.7 | TEM | 1 | Simatic | 0.015 | 0
6GK19011BB300AA0 | IE FC RJ45 PLUG 145 2X2, RJ45 PLUG CONNECTOR (10/100MBIT/S) WITH RUGGED METAL HOUSING AND FC CONNECTING METHOD FOR IE FC CABLE 2X2 145 DGR CABLE OUTLET 1 PACK = 1 PCS | 16.7 | TEM | 1 | Simatic | 0.03 | 0
6GK19011BB300AB0 | IE FC RJ45 PLUG 145 2X2, RJ45 PLUG CONNECTOR (10/100MBIT/S) WITH RUGGED METAL HOUSING A. FC CONNECTION SYSTEM FOR IE FC CABLE 2X2 145 DEGR CABLE OUTLET 1 PACK = 10 PCS. | 143 | ΠΑΚ | 1 | Simatic | 0.3 | 0
6GK19011BB300AE0 | IE FC RJ45 PLUG 145 2X2, RJ45 PLUG CONNECTOR (10/100MBIT/S) WITH RUGGED METAL HOUSING A. FC CONNECTION SYSTEM FOR IE FC CABLE 2X2 145 DEGR CABLE OUTLET 1 PACK = 50 PCS. | 541 | ΠΑΚ | 1 | Simatic | 1.5 | 0
6GK19011BB500AA0 | IE RJ45 PORT LOCK RJ45 PORT LOCK WITH KEY FOR MECANICAL LOCK OF RJ45 PORTS 1 PACK = 1 PCS | 41 | TEM | 1 | Simatic | 0.01 | 0
6GK19011BE000AA0 | INDUSTRIAL ETHERNET FASTCONNECT RJ45 MODULAR OUTLET BASE MODULE, CAT6, WITHOUT INSERT, PACK = 1 PC | 43.5 | TEM | 1 | Simatic | 0.4 | 0
6GK19011BE000AA1 | INDUSTRIAL ETHERNET FASTCONNECT RJ45 MODULAR OUTLET,BASE MODULE WITH 2FE INSERT, REPL. INSERT FOR 2 X 100 MBIT/S INTERFACE | 61.3 | TEM | 1 | Simatic | 0.4 | 0
6GK19011BE000AA2 | INDUSTRIAL ETHERNET FASTCONNECT RJ45 MODULAR OUTLET BASE MODULE WITH 1GE INSERT, REPL. INSERT FOR 1 X 1000 MBIT/S INTERFACE | 61.3 | TEM | 1 | Simatic | 0.4 | 0
6GK19011BE000AA3 | INDUSTRIAL ETHERNET FASTCONNECT RJ45 MODULAR OUTLET WITH POWER INSERT, REPL. INSERT FOR 1 X 24 V DC AND 1 X 100 MBIT/S INTERFACE | 61.3 | TEM | 1 | Simatic | 0.4 | 0
6GK19011BK000AA1 | INDUSTRIAL ETHERNET INSERT 2 FE FOR MODULAR OUTLET BASE MODULE, REPL. INSERT WITH 2 X 100 MBIT RJ45 INTERFACE, 1 PACK = 4 PCS | 80.3 | ΠΑΚ | 1 | Simatic | 0.3 | 0
6GK19011BK000AA2 | INDUSTRIAL ETHERNET INSERT 1 GE FOR MODULAR OUTLET BASE MODULE, REPL. INSERT WITH 1 X 1000 MBITS RJ45 INTERFACE, 1 PACK = 4 PCS | 80.3 | ΠΑΚ | 1 | Simatic | 0.3 | 0
6GK19011FC000AA0 | IE FC OUTLET RJ45 INDUSTRIAL ETHERNET FASTCONNECT OUTLET RJ45 F. TRANSITION FROM IE FC CABLES AND TP CORD PATCH CABLES | 50.2 | TEM | 1 | Simatic | 0.3 | 1
6GK19011GA00 | INDUSTRIAL ETHERNET FASTCONNECT STRIPPING TOOL, FOR RAPID STRIPPING OF INDUST. ETHERNET FASTCONNECT CABLES | 61.2 | TEM | 1 | Simatic | 0.1 | 0
6GK19011GB00 | INDUSTRIAL ETHERNET FASTCONNECT BLADE CASSETTES, 12MM, SPARE BLADE CASSETTES FOR IE FASTCONNECT STRIPPING TOOL (1 PACK = 5 PIECES) SLOT FOR IE FC OUTLET, HARTING PLUGS AND ELS TP40 | 70.1 | ΠΑΚ | 1 | Simatic | 0.01 | 0
6GK19011GB01 | INDUSTRIAL ETHERNET FASTCONNECT BLADE CASSETTES, 5 MM, SPARE CASSETTES F. THE IE FASTCONNECT STRIPPING TOOL (1 PACK = 5 PCS) FOR FC RJ45 PLUG AND MODULAR OUTLET | 70.1 | ΠΑΚ | 1 | Simatic | 0.01 | 0
6GK19011PH00 | IWLAN RCOAX N-CONNECT STRIPPING TOOL, STRIPPING TOOL FOR RAPID STRIPPING OF RCOAX CABLE IN THE FIELD | 221 | TEM | 1 | Simatic | 0.22 | 0
6GK19050AA00 | PROFIBUS PA SPLITCONNECT TAP, FOR ASSEMBLING OF PROFIBUS PA SEGMENTS AND CONNECTION OF PA FIELD DEVICES, INSULATION DISPLACEMENT TERMINAL, IP67 PACK. UNIT: 10 PIECES = 1 PACK | 468 | ΠΑΚ | 1 | Simatic | 2.5 | 0
6GK19050AB10 | PROFIBUS PA SPLITCONNECT M12 OUTLET, INSERT ELEMENT F. DIRECT CONN. FROM PROFIBUS PA FIELD DEVICES TO SPLITCONNECT TAP USING M12 INTERFACE (TURNABLE OUTLET) PACK.: 5 PCS = 1 PACK | 168 | ΠΑΚ | 1 | Simatic | 0.3 | 0
6GK19050AC00 | PROFIBUS PA SPLITCONNECT COUPLER, CONNECTING ELEMENT FOR CASCADING OF SPLITCONNECT TAPS FOR ASSEMBL. OF NEUTRAL POINTS PACK. UNIT: 10 PIECES PER PACK | 126 | ΠΑΚ | 1 | Simatic | 1.05 | 0
6GK19050AD00 | PROFIBUS PA SPLITCONNECT TERMINATOR (EX) FOR TERMINATING OF PROFIBUS PA SEGMENTS, SUITABLE FOR APPLICATION IN EX-AREA, PACK. UNIT: 5 PCS PER PACK | 226 | ΠΑΚ | 1 | Simatic | 0.6 | 0
6GK19050AE00 | PROFIBUS PA SPLITCONNECT TERMINATOR, FOR TERMINATING OF PROFIBUS PA SEGMENTS, NOT SUITABLE FOR APPLICATION IN EX-AREA, PACK. UNIT: 5 PIECES PER PACK | 216 | ΠΑΚ | 1 | Simatic | 0.6 | 0
6GK19050AF00 | PB PA SPLITCONNECT M12 JACK, CONNECT. ELEMENT FOR FOR TERMINATING OF PROFIBUS PA FIELD DEVICES WITH M12 INTERFACE TO PB FC PROCESS CABLE PACK. UNIT: 1 PACK= 5 PCS | 88.2 | ΠΑΚ | 1 | Simatic | 0.45 | 0
6GK19050BA00 | ECOFAST FIBER OPTIC HYBRID PLUG 180, DESINA COMPLIANT(ECOFAST FO C.) 2 X FO; 4 X 1.5 SQMM CU PIN INSERT CONNECTOR HANBRID PACK OF 5 | 121 | ΠΑΚ | 1 | Simatic | 0.181 | 0
6GK19050BB00 | ECOFAST FIBER OPTIC HYBRID PLUG 180, DESINA COMPLIANT(ECOFAST FO C.) 2 X FO; 4 X 1.5SQMM CU SOCKET INSERT CONNECTOR HANBRID PACK OF 5 | 121 | ΠΑΚ | 1 | Simatic | 0.182 | 0
6GK19050CA00 | PROFIBUS ECOFAST HYBRID PLUG 180 (ECOFAST CU), 2 X CU; 4 X 1.5SQMM CU PIN CONNECTOR HANBRID PACK OF 5 | 132 | ΠΑΚ | 1 | Simatic | 0.212 | 0
6GK19050CB00 | PROFIBUS ECOFAST HYBRID PLUG 180,(ECOFAST CU), 2 X CU; 4 X 1.5SQMM CU SOCKET CONNECTOR HANBRID PACK OF 5 | 132 | ΠΑΚ | 1 | Simatic | 0.215 | 0
6GK19050CC00 | PROFIBUS ECOFAST HYBRID PLUG ANGLED (ECOFAST CU) 2 X CU; 4 X 1.5 SQMM CU; PIN CONNECTOR HANBRID PACK OF 5 | 137 | ΠΑΚ | 1 | Simatic | 0.247 | 0
6GK19050CD00 | PROFIBUS ECOFAST HYBRID PLUG ANGLED (ECOFAST CU) 2 X CU; 4 X 1.5 SQMM CU; SOCKET CONNECTOR HANBRID PACK OF 5 | 137 | ΠΑΚ | 1 | Simatic | 0.247 | 0
6GK19050DA00 | PROFIBUS ECOFAST TERMINATING PLUG (ECOFAST CU) 2 X CU; 4 X1.5SQMM CU, PIN CONNECTOR, INT. TERMINATING RESISTORS PACK OF 5 | 310 | ΠΑΚ | 1 | Simatic | 0.18 | 0
6GK19050DA10 | PROFIBUS ECOFAST TERMINATING PLUG (ECOFAST CU) 2 X CU; 4 X1.5SQMM CU, PIN CONNECTOR, INT. TERMINATING RESISTORS PACK OF 1 | 61.1 | TEM | 1 | Simatic | 0.036 | 0
6GK19050EA00 | M12 CONNECTING PLUG FOR ET200 WITH AXIAL CABLE OUTLET FOR FIELD ASSEMBLY PIN CONNECTOR, PACK. UNIT 5 PIECES | 132 | ΠΑΚ | 1 | Simatic | 0.251 | 0
6GK19050EA10 | PB FC M12 PLUG PRO M12 PLUG CONNECTOR WITH RUGGED METAL HOUSING AND FC CONNECTING METHOD,WITH AXIAL CABLE OUTLET, FOR USE WITH ET200PRO, PIN CONNECTOR, (B CODED) PACKAGING UNIT 5 PIECES | 159 | ΠΑΚ | 1 | Simatic | 0.2 | 0
6GK19050EA106AA0 | PB FC M12 PLUG PRO M12 PLUG-IN CONNECTOR W. ROBUST METAL HOUSING A. FC CONNECT. SYSTEMS, WITH AXIAL CABLE OUTLET, FOR USE WITH ET200PRO, PIN INSERT, (B-CODED) PACKAGING UNIT 1 PCS | 34.7 | TEM | 1 | Simatic | 0.2 | 0
6GK19050EB00 | M12 CONNECTING PLUG FOR ET200 WITH AXIAL CABLE OUTLET F. FIELD ASSEMBLY, SOCKET CONNECTOR, PACK. UNIT 5 PIECES | 132 | ΠΑΚ | 1 | Simatic | 0.268 | 0
6GK19050EB10 | PB FC M12 CABLE CONNECTOR PRO, M12 PLUG CONNECTOR, WITH RUGGED METAL AND FC CONNECTING METHOD, WITH AXIAL CABLE OUTLET, FOR USE WITH ET200PRO, SOCKET CONNECTOR, (B CODED) PACKAGING UNIT 5 PIECES | 159 | ΠΑΚ | 1 | Simatic | 0.2 | 0
6GK19050EB106AA0 | PB FC M12 CABLE CONNECTOR PRO, M12 PLUG-IN CONNECTOR, W. ROBUST METAL HOUSING A. FC CONNECT. SYSTEM, WITH AXIAL CABLE OUTLET, FOR USE WITH ET200PRO, SOCKET INSERT, (B-CODED) PACKAGING UNIT 1 PCS | 34.7 | TEM | 1 | Simatic | 0.04 | 0
6GK19050EC00 | M12 TERM.CONNECTOR FOR ET200 WITH INTEGRATED TERMINATING RESISTOR UNIT FOR PB, PIN INSERT PACK. UNIT 5 PIECES | 63.2 | ΠΑΚ | 1 | Simatic | 0.058 | 0
6GK19050ED00 | M12 TERMINATING CONNECTOR FOR ET200 W. INTEGR. TERMINATOR COMBINATION F. PB, SOCKET INSERT PACKAGING UNIT 5 PCS | 63.2 | ΠΑΚ | 1 | Simatic | 0.07 | 0
6GK19050FA00 | 7/8" CONNECTING PLUG W. AXIAL CABLE OUTLET FOR FIELD ASSEMBLY OF ET 200; PIN CONNECTOR, PACK. UNIT 5 PIECES | 105 | ΠΑΚ | 1 | Simatic | 0.265 | 0
6GK19050FB00 | 7/8" CONNECTING PLUG W. AXIAL CABLE OUTLET FOR FIELD ASSEMBLY OF ET 200, SOCKET CONNECTOR, PACK. UNIT 5 PIECES | 111 | ΠΑΚ | 1 | Simatic | 0.25 | 0
6GK19050FC00 | 7/8" POWER T-TAP PRO, ENERGY-T-CONNECTOR FOR ET200 WITH 2 7/8"SOCKET INSERTS AND ONE 7/8"PIN INSERT, 5 PIECES PER PACKAGING UNIT | 289 | ΠΑΚ | 1 | Simatic | 0.6 | 0
6GK19051PA00 | PROFIBUS PLASTIC FIBER OPTIC, BFOC CONNECTORS, SET OF 20 | 64.3 | ΠΑΚ | 1 | Simatic | 0.107 | 0
6GK19056AA00 | PROFIBUS FAST CONNECT STRIPPING TOOL, TOOL FOR FAST STRIPPING OF THE PROFIBUS FAST CONNECT BUS CABLE | 64.3 | TEM | 1 | Simatic | 0.065 | 0
6GK19056AB00 | PROFIBUS FAST CONNECT BLADE CASSETTES, SPARE BLADE CASSETTES FOR PROFIBUS FAST CONNECT STRIPPING TOOL (1 PACK = 5 PIECES) | 70.1 | ΠΑΚ | 1 | Simatic | 0.09 | 0
6GK19056PA10 | PROFIBUS PLASTIC FO, STRIPPING TOOL SET V2 TOOL SET, CONTAINS: 1 CABLE KNIFE FOR STRIPPING OF OUTER SHEATH OF PLASTIC FO STANDARD CABLES AND 1 ROUND PINCER FOR REMOVING OF CORE SHEATHS | 111 | ΠΑΚ | 1 | Simatic | 0.242 | 0
6GK19056PB00 | PROFIBUS PLASTIC FIBER OPTIC, BFOC CRIMPING TOOL | 357 | TEM | 1 | Simatic | 0.66 | 0
6GK19056PS00 | PROFIBUS PLASTIC FIBER OPTIC, BFOC POLISHING SET FOR 100 BFOC CONNECTORS | 83.4 | TEM | 1 | Simatic | 0.059 | 0
6GK19070AB106AA0 | POWER PLUG PRO, 5-POLE PUSH PULL POWER PLUG FOR ON-SITE MOUNTING (PACKAGING UNIT: 1 PLUG) | 21.3 | TEM | 1 | Simatic | 0.042 | 0
6GK19070DB106AA3 | IE POWER M12 PLUG PRO CONNECTOR FOR CONN. TO POWER SUPPLY PS791-1PRO, FOR 24V DC VOLTAGE SUPPLY, WITH MOUNTING INSTRUCT., 4-POLE, A-CODED, 3 PCS | 30.4 | ΠΑΚ | 1 | Simatic | 0.063 | 0
6GK19070DC006AA5 | M12 POWER T-TAP PRO (A-CODED); ENERGY-T-CONNECTOR F. XP-200 MIT 2 M12 SOCKET INSERTS AND ONE M12 PIN INSERT; PACKAGING UNIT 5 PCS | 168 | ΠΑΚ | 1 | Simatic | 0.17 | 0
6GK19070DC106AA3 | IE POWER M12 CABLE CONN. PRO - SOCKET FOR CONNECT. OF SCALANCE W-700/X208PRO FOR 24V DC VOLTAGE SUPPLY, 4-POLE, A-CODED, WITH MOUNTING INSTR., 3 PCS | 35.5 | ΠΑΚ | 1 | Simatic | 0.056 | 0
6GK19070FC100AA5 | IE AC POWER 3+PE CONNECTING CABLE PRO CONN. SOCKET FOR CONNECTION OF POWER SUPPLY PS791-1PRO TO VOLTAGE SUPPLY, WITH MOUNTING INSTRUCT., 5 PCS | 85 | ΠΑΚ | 1 | Simatic | 0.12 | 0
6GK19080DC106AA3 | SIGNALLING CONTACT M12 CABLE CONNECTOR PRO, SOCKET FOR CONNECTION OF SCALANCE X208PRO FOR SIGN.CONTACT;W. MOUNTING INSTR. 5-POLE, B-CODED, 3 PCS | 53.6 | ΠΑΚ | 1 | Simatic | 0.09 | 0
6GK19500AA07 | TRAINER PACKAGE CP343-1ADVANCED CONTENTS: 1X SIMATIC CP343-1 ADV. COMMUNICATION MODULE (6GK7343-1GX31-0XE0), 1X SIMATIC NET QUICK START CD (6ZB5310-0LP30-2FA0) 1X CD ROM PROFINET (E20001-W18-M116-X-7400) (AVAILABLE VIA LIEFERZENTRUM NUERNBERG) | 1468 | TEM | 1 | Simatic | 0.527 | 0
6GK19500BB00 | SIMATIC NET TRAINER-PACKAGE FASTCONNECT CONN. TECHNOLOGY BUNDLE CONSISTING OF: 1X IE FC STRIPPING TOOL 2X IE FC RJ45 PLUG 180 4X IE FC RJ45 PLUG 90 1X IE FC M12 PLUG PRO 50 METER IE FC TP FLEX.Cable 1X IE POWER M12 CABLE connector 2X IE TP XP CORD RJ45/RJ45 (6M) FOR EDUCATIONAL PURPOSES ONLY | 752 | TEM | 1 | Simatic | 5.046 | 0
6GK19500BB01 | SIMATIC NET TRAINER-PACKAGE SOFTWARE IE SOFTNET BUNDLE CONSISTING OF: 12 X IE SOFTNET-S7 FOR EDUCATIONAL PURPOSES ONLY | 1960 | TEM | 1 | Simatic | 2.4 | 0
6GK19500BB02 | SIMATIC NET TRAINER-PACKAGE SWITCH TECHNOLOGY BUNDLE CONSISTING OF: 1 X SCALANCE X208 1 X C-PLUG FOR EDUCATIONAL PURPOSES ONLY | 637 | TEM | 1 | Simatic | 0.55 | 0
6GK19500BB03 | SIMATIC NET TRAINER-PACKAGE INDUSTRIAL SECURITY BUNDLE CONSISTING OF: 2 X SCALANCE S 623 1 X IE SOFTNET Security Client 2 X C-PLUG FOR EDUCATIONAL PURPOSES ONLY | 3103 | TEM | 1 | Simatic | 2.288 | 0
6GK19500BB06 | SIMATIC NET SCE TRAINER-PACKAGE SINEMA SERVER-50 V13 6 X 6GK17811BA130AA0 NETWORK MANAGEMENT SOFTWARE FOR DIAGNOSTICS OFUP TO 50 ETHERNET LAN/WLAN UNITS VIA WEB | 980 | TEM | 1 | Simatic | 0.9 | 0
6GK19500BB14 | SIMATIC NET TRAINER-PACKAGE IWLAN BUNDLE CONSISTING OF: 1X SCALANCE W774-1 RJ45 2X SCALANCE W734-1 RJ45, 6X IWLAN ANTENNA ANT 795-4MA 1X KEY-PLUG W780 2X KEY-PLUG W740 FOR EDUCATIONAL PURPOSES ONLY | 1612 | TEM | 1 | Simatic | 2.089 | 0
6GK19500BB15 | SIMATIC NET TRAINER-PACKAGE IWLAN (US-VERSION) BUNDLE CONSISTING OF: 1 X SCALANCE W774-1 RJ45 2 X SCALANCE W734-1 RJ45 6 X IWLAN ANTENNA ANT 795-4MA 1 X KEY-PLUG W780 2 X KEY-PLUG W740 FOR EDUCATIONAL PURPOSES ONLY | 1612 | TEM | 1 | Simatic | 2.059 | 0
6GK19510BA00 | SIEMENS SOLUTION PARTNER PARTNER CONTRIBUTION (PER YEAR) FOR PROGRAM MODULE "INDUSTRIAL COMMUNICATION SIMATIC NET" | 525 | TEM | 1 | Simatic | 0.3 | 0
6GK19510CA00 | SIEMENS SOLUTION PARTNER PARTNER CONTRIBUTION (PER YEAR) FOR PROGRAM MODULE "INDUSTRIAL STRENGTH NETWORKS | 525 | TEM | 1 | Simatic | 0.1 | 0
6GK19510DA00 | SIEMENS SOLUTION PARTNER WELCOME PACKAGE FOR PROGRAM MODULE "INDUSTRIAL STRENGTH NETWORKS" CONSISTING OF: 1X SINEMA SERVER 250 V13 1X SOFTNET SECURITY CLIENT 1 AVC CARD 1X SINEMA RC V1.0 BASIC PACKAGE | 263 | TEM | 1 | Simatic | 0.5 | 0
6GK19510EA0 | SIEMENS SOLUTION PARTNER WELCOME PACKAGE REMOTE CONTROL FOR PROGRAM MODULE "INDUSTRIAL COMMUNICATION" SIMATIC NET 1 X 6NH7997-0CA53-0AA0 1 X 6NH7997-7CA31-0AA1 1 X 6NH9910-0AA21-0AA0 | 525 | TEM | 1 | Simatic | 0.6 | 0
6GK19510FA00 | SIEMENS SOLUTION PARTNER WELCOME PACKAGE FOR PROGRAMM MODULE "INDUSTRIAL STRENGTH NETWORKS" CONSISTING OF: 1X RUGGEDCOM NMS 128 | 263 | TEM | 1 | Simatic | 0.037 | 0
6GK19514DA00 | SIEMENS APPROVED PARTNER VALUE PACKAGE FOR PROGRAM MODULE "INDUSTRIAL STRENGTH NETWORKS" SCALANCE | 409 | TEM | 1 | Simatic | 0.037 | 0
6GK19705AB010AA1 | SINEC CP /COM 5431 FMS / DP ENGLISH MANUAL | 158 | TEM | 1 | Simatic | 1.194 | 0
6GK19751AA003AA0 | SIMATIC NET MANUAL COLLECTION ELECTRONIC MANUALS FOR COMMUNICATION SYSTEMS, PROTOCOLS, PRODUCTS,... EDITION 2007, ON DVD, GER/ENGL | 138 | TEM | 1 | Simatic | 0.018 | 0
6GK50041BD001AB2 | SCALANCE XB004-1 UNMANAGED INDUSTRIAL ETHERNET SWITCH FOR 10/100MBIT/S; WITH 4 X 10/100MBIT/S TWISTED PAIR- PORTS WITH RJ45-SOCKETS; 1 X100MBIT/S MULTIMODE GLASS FOC-PORT WITH SC-SOCKET; FOR CONFIGURING SMALL STAR- AND LINE TOPOGRAPHIES; LED-DIAGNOSIS, IP20, 24 V DC POWER SUPPLY, MANUAL AVAILABLE AS DOWNLOAD | 210 | TEM | 1 | Simatic | 0.247 | 1
6GK50041BF001AB2 | SCALANCE XB004-1LD UNMANAGED INDUSTRIAL ETHERNET SWITCH FOR 10/100MBIT/S; WITH 4 X 10/100MBIT/S TWISTED PAIR- PORTS WITH RJ45-SOCKETS; 1 X100MBIT/S SINGLEMODE GLASS FOC-PORT WITH SC-SOCKET; FOR CONFIGURING SMALL STAR- AND LINE TOPOGRAPHIES; LED-DIAGNOSIS, IP20, 24 V DC POWER SUPPLY, MANUAL AVAILABLE AS DOWNLOAD | 300 | TEM | 1 | Simatic | 0.251 | 1
6GK50041GL001AB2 | SCALANCE XB004-1G UNMANAGED INDUSTRIAL ETHERNET SWITCH FOR 10/100/1000MBIT/S; WITH 4 X 10/100/1000MBIT/S RJ45-ELECTRICAL PORTS AND 1 X1000MBIT/S SC-PORT OPTICAL (MULTIMODE, GLASS), UP TO MAX. 750M FOR ESTABLISHING SMALL STAR- AND LINE TOPOGRAPHIES; LED-DIAGNOSTICS, IP20, 24 V DC POWER SUPPLY, MANUAL AVAILABLE AS DOWNLOAD | 657 | TEM | 1 | Simatic | 0.294 | 1
6GK50041GM001AB2 | SCALANCE XB004-1LDG UNMANAGED INDUSTRIAL ETHERNET SWITCH FOR 10/100/1000MBIT/S; W. 4 X 10/100/1000MBIT/S RJ45- ELECTRICAL PORTS AND 1 X1000MBIT/S SC-PORT OPTICAL (SINGLEMODE, GLASS), UP TO MAX. 10KM FOR ESTABLISHING SMALL STAR- AND LINE TOPOGRAPHIES; LED-DIAGNOSTICS, IP20, 24 V DC POWER SUPPLY, MANUAL AVAILABLE AS DOWNLOAD | 1071 | TEM | 1 | Simatic | 0.302 | 1
6GK50042BD001AB2 | SCALANCE XB004-2 UNMANAGED INDUSTRIAL ETHERNET SWITCH FOR 10/100 MBIT/S; WITH 4 X 10/100 MBIT/S TWISTED PAIR- PORTS WITH RJ45-SOCKETS; 2 X 100 MBIT/S MULTIMODE GLASS FOC-PORT WITH SC-SOCKET; FOR CONSTRUCTION OF SMALL STAR OR LINE TOPOLOGIES LED-DIAGNOSIS, IP20, 24 V DC POWER SUPPLY, MANUAL AVAILABLE AS DOWNLOAD | 305 | TEM | 1 | Simatic | 0.294 | 1
6GK50050BA001AA3 | SCALANCE X005, IE ENTRY LEVEL SWITCH UNMANAGED 5 X 10/100MBIT/S RJ45 PORTS, LED DIAGNOSTICS, IP30, 24 V DC POWER SUPPLY, PROFINET COMPLIANT SLEEVE, MANUAL AVAILABLE AS DOWNLOAD | 179 | TEM | 1 | Simatic | 0.832 | 1
6GK50050BA001AB2 | SCALANCE XB005 UNMANAGED INDUSTRIAL ETHERNET SWITCH FOR 10/100MBIT/S; WITH 5 X 10/100MBIT/S TWISTED PAIR- PORTS WITH RJ45-SOCKETS; FOR CONFIGURING SMALL STAR- AND LINE TOPOGRAPHIES; LED-DIAGNOSIS, IP20, 24 V DC POWER SUPPLY, MANUAL AVAILABLE AS DOWNLOAD | 116 | TEM | 1 | Simatic | 0.254 | 1
6GK50050BA001CA3 | SCALANCE X005TS, IE ENTRY LEVEL SWITCH UNMANAGED 5 X 10/100MBIT/S RJ45 PORTS, EXPANDED TEMPERATURE RANGE -40 DGR C / +75 DGR C E1-CERTIFICATION LED DIAGNOSIS, IP30, 24 V DC POWER SUPPLY, PROFINET COMPLIANT SLEEVE, MANUAL AVAILABLE AS DOWNLOAD | 252 | TEM | 1 | Simatic | 0.815 | 1
6GK50050GA001AB2 | SCALANCE XB005G UNMANAGED INDUSTRIAL ETHERNET SWITCH FOR 10/100/1000MBIT/S; WITH 5 X 10/100/1000MBIT/S RJ45-ELECTRICAL PORTS FOR ESTABLISHING SMALL STAR- AND LINE TOPOGRAPHIES; LED-DIAGNOSTICS, IP20, 24 V DC POWER SUPPLY, MANUAL AVAILABLE AS DOWNLOAD | 441 | TEM | 1 | Simatic | 0.301 | 1
6GK50080BA001AB2 | SCALANCE XB008 UNMANAGED INDUSTRIAL ETHERNET SWITCH FOR 10/100MBIT/S; WITH 8 X 10/100MBIT/S TWISTED PAIR- PORTS WITH RJ45-SOCKETS; FOR CONFIGURING SMALL STAR- AND LINE TOPOGRAPHIES; LED-DIAGNOSIS, IP20, 24 V DC POWER SUPPLY, MANUAL AVAILABLE AS DOWNLOAD | 153 | TEM | 1 | Simatic | 0.27 | 1
6GK50080GA001AB2 | SCALANCE XB008G UNMANAGED INDUSTRIAL ETHERNET SWITCH FOR 10/100/1000MBIT/S; WITH 8 X 10/100/1000MBIT/S RJ45-ELECTRICAL PORTS FOR ESTABLISHING SMALL STAR- AND LINE TOPOGRAPHIES; LED-DIAGNOSTICS, IP20, 24 V DC POWER SUPPLY, MANUAL AVAILABLE AS DOWNLOAD | 657 | TEM | 1 | Simatic | 0.334 | 1
6GK51004AV002DA2 | SCALANCE XC100-4OBR; OPTICAL BYPASS RELAIS; 4 X SM SC PORTS; FOR LINEAR NETWORKS, RED. ATTENUATION, LED-DIAGNOSIS; FAULT SIGNAL- CONTACT AND SET BUTTON; REDUNDANT POWER SUPPLY; INCL. ELECTRONIC MAN ON CD | 2058 | TEM | 1 | Simatic | 0.709 | 1
6GK51004AV002FA2 | SCALANCE XC100-4OBR; OPTICAL BYPASS RELAY; 4 X SM SC PORTS; LED-DIAGNOSIS; FAULT SIGNAL- CONTACT AND SET BUTTON; REDUNDANT POWER SUPPLY; INCL. ELECTRONIC MAN ON CD | 2058 | TEM | 1 | Simatic | 0.713 | 1
6GK51004AW002FA2 | SCALANCE XC100-4OBR; OPTICAL BYPASS RELAY; 4 X MM SC PORTS; LED-DIAGNOSIS; FAULT SIGNAL- CONTACT AND SET BUTTON; REDUNDANT POWER SUPPLY; INCL. ELECTRONIC MAN ON CD | 1764 | TEM | 1 | Simatic | 0.702 | 1
6GK51011BB002AA3 | SCALANCE X101-1, IE MEDIA CONVERTER UNMANAGED 1 X 10/100MBIT/S RJ45 PORT, 1 X 100MBIT/S MULTIMODE BFOC, LED DIAGNOSIS, FAULT SIGNAL. CONTACT WITH SET BUTTON, REDUNDANT POWER SUPPLY, PROFINET COMPLIANT SLEEVE, MANUAL AVAILABLE AS DOWNLOAD | 347 | TEM | 1 | Simatic | 0.783 | 1
6GK51011BC002AA3 | SCALANCE X101-1LD IE MEDIA CONVERTER UNMANAGED 1 X 10/100MBIT/S RJ45 PORT, 1 X 100MBIT/S SINGLEMODE BFOC, LED DIAGNOSIS, FAULT SIGNAL. CONTACT WITH SET BUTTON, REDUNDANT POWER SUPPLY, PROFINET COMPLIANT SLEEVE, MANUAL AVAILABLE AS DOWNLOAD | 714 | TEM | 1 | Simatic | 0.795 | 1
6GK51042BB002AA3 | SCALANCE X104-2, UNMANAGED IE SWITCH, 4 X 10/100MBIT/S RJ45 PORTS, 2 X 100 MBIT/S MULTIMODE BFOC, LED DIAGNOSTICS, FAULT SIGNAL. CONTACT WITH SET BUTTON, REDUNDANT VOLTAGE SUPPLY MANUAL AVAILABLE AS DOWNLOAD | 683 | TEM | 1 | Simatic | 0.932 | 1
6GK51061BB002AA3 | SCALANCE X106-1, UNMANAGED IE SWITCH, 6 X 10/100MBIT/S RJ45 PORTS, 1 X 100 MBIT/S MULTIMODE BFOC, LED DIAGNOSTICS, FAULT SIGNAL. CONTACT WITH SET BUTTON, REDUNDANT VOLTAGE SUPPLY MANUAL AVAILABLE AS DOWNLOAD | 567 | TEM | 1 | Simatic | 0.971 | 1
6GK51062BB002AC2 | SCALANCE XC106-2, UNMANAGED IE SWITCH, 6 X 10/100MBIT/S RJ45 PORTS, 2 X 100MBIT/S MULTIMODE BFOC, LED-DIAGNOSIS, FAULT SIGNAL CONTACT WITH SET BUTTON, REDUNDANT POWER SUPPLY MANUAL AVAILABLE AS DOWNLOAD | 557 | TEM | 1 | Simatic | 0.635 | 1
6GK51080BA002AA3 | SCALANCE X108, UNMANAGED IE SWITCH, 8 X 10/100MBIT/S RJ45 PORTS, LED DIAGNOSTICS, FAULT SIGNAL. CONTACT WITH SET BUTTON, REDUNDANT VOLTAGE SUPPLY MANUAL AVAILABLE AS DOWNLOAD | 431 | TEM | 1 | Simatic | 0.979 | 1
6GK51080BA002AC2 | SCALANCE XC108, UNMANAGED IE SWITCH, 8 X 10/100MBIT/S RJ45 PORTS, LED-DIAGNOSIS, FAULT SIGNAL CONTACT WITH SET BUTTON, REDUNDANT POWER SUPPLY MANUAL AVAILABLE AS DOWNLOAD | 326 | TEM | 1 | Simatic | 0.614 | 1
6GK51080PA002AA3 | SCALANCE X108POE UNMANAGED IE SWITCH, 2 X 10/100MBIT/S RJ45 POWER OVER ETHERNET PORTS AND 6 X 10/100MBIT/S RJ45 PORTS, LED-DIAGNOSIS, FAULT SIGNAL. CONTACT WITH SET BUTTON, REDUNDANT VOLTAGE SUPPLY MANUAL AVAILABLE AS DOWNLOAD | 594 | TEM | 1 | Simatic | 1.017 | 1
6GK51122BB002AA3 | SCALANCE X112-2, UNMANAGED IE SWITCH, 12 X 10/100MBIT/S RJ45 PORTS, 2 X 100MBIT/S MULTIMODE BFOC, LED-DIAGNOSIS, FAULT SIGNAL CONTACT WITH SET BUTTON, REDUNDAND VOLTAGE SUPPLY MANUAL AVAILABLE AS DOWNLOAD | 1187 | TEM | 1 | Simatic | 1.434 | 1
6GK51160BA002AA3 | SCALANCE X116, UNMANAGED IE SWITCH, 16 X 10/100MBIT/S RJ45 PORTS, LED DIAGNOSIS, FAULT SIGNAL. CONTACT WITH SET BUTTON, REDUNDANT VOLTAGE SUPPLY MANUAL AVAILABLE AS DOWNLOAD | 851 | TEM | 1 | Simatic | 1.455 | 1
6GK51160BA002AC2 | SCALANCE XC116, UNMANAGED IE SWITCH, 16 X 10/100MBIT/S RJ45 PORTS, LED-DIAGNOSIS, FAULT SIGNAL CONTACT WITH SET BUTTON, REDUNDANT POWER SUPPLY MANUAL AVAILABLE AS DOWNLOAD | 599 | TEM | 1 | Simatic | 0.944 | 1
6GK51240BA002AA3 | SCALANCE X124, UNMANAGED IE SWITCH, 24 X 10/100MBIT/S RJ45 PORTS, LED DIAGNOSIS, FAULT SIGNAL. CONTACT WITH SET BUTTON, REDUNDANT VOLTAGE SUPPLY MANUAL AVAILABLE AS DOWNLOAD | 1281 | TEM | 1 | Simatic | 1.774 | 1
6GK51240BA002AC2 | SCALANCE XC124, UNMANAGED IE SWITCH, 24 X 10/100MBIT/S RJ45 PORTS, LED-DIAGNOSIS, FAULT SIGNAL CONTACT WITH SET BUTTON, REDUNDANT POWER SUPPLY MANUAL AVAILABLE AS DOWNLOAD | 830 | TEM | 1 | Simatic | 1.032 | 1
6GK52004AH002BA3 | SCALANCE X200-4PIRT MANAGED IE IRT SWITCH, 4 X 100MBIT/S POF SC RJ PORTS, FAULT SIGNAL CONTACT WITH SET BUTTON, REDUNDANT POWER SUPPLY, PROFINET-IO DEVICE, NETWORK MANAGEMENT, RED.- MANAGER INTEGRATED, INCL. ELECTRON. MANUAL ON CD, C-PLUG OPTIONAL | 1155 | TEM | 1 | Simatic | 0.92 | 1
6GK52013BH002BA3 | SCALANCE X201-3PIRT MANAGED IE IRT SWITCH, 1 X 10/100MBIT/S RJ45 PORTS, 3 X 100MBIT/S POF SC RJ PORTS, FAULT SIGNAL CONTACT WITH SET BUTTON, REDUNDANT POWER SUPPLY, PROFINET-IO DEVICE, NETWORK MANAGEMENT, RED.- MANAGER INTEGRATED, INCL. ELECTRON. MANUAL ON CD, C-PLUG OPTIONAL | 1113 | TEM | 1 | Simatic | 0.993 | 1
6GK52013JR002BA6 | SCALANCE X201-3P IRT PRO; MANAGED IE IRT SWITCH PROT. CLASS IP65/67; 1X10/100 MBIT/S PUSH PULL RJ45 PORT; 3X100MBIT/S PUSH PULL SCRJ PORT FAULT SIGNAL CONTACT WITH SET BUTTON, REDUNDANT POWER SUPPLY, PROFINET-IO DEVICE, NETWORK MANAGEMENT, RED.- MANAGER INTEGRATED, INCL. ELECTRON. MANUAL ON CD, C-PLUG OPTIONAL | 1292 | TEM | 1 | Simatic | 1.22 | 1
6GK52022BB002BA3 | SCALANCE X202-2IRT MANAGED IE IRT SWITCH, 2 X 10/100MBIT/S RJ45 PORTS, 2 X 100MBIT/S MULTIMODE BFOC, FAULT SIGNAL. CONTACT WITH SET BUTTON, REDUNDANT VOLTAGE SUPPLY, PROFINET IO DEVICE, NETWORK MANAGEMENT, RED. MANAGER INTEGRATED, WITH ELECTRONIC MANUALS ON CD, OPTIONAL C-PLUG | 1176 | TEM | 1 | Simatic | 0.955 | 1
6GK52022BH002BA3 | SCALANCE X202-2PIRT MANAGED IE IRT SWITCH, 2 X 10/100MBIT/S RJ45 PORTS, 2 X 100MBIT/S POF SC RJ PORTS, FAULT SIGNAL CONTACT WITH SET BUTTON, REDUNDANT POWER SUPPLY ,PROFINET-IO DEVICE, NETWORK MANAGEMENT, RED.- MANAGER INTEGRATED, INCL. ELECTRON. MANUAL ON CD, C-PLUG OPTIONAL | 1061 | TEM | 1 | Simatic | 0.982 | 1
6GK52022JR002BA6 | SCALANCE X202-2P IRT PRO, MANAGED IE IRT SWITCH, IN PROT.CLASS IP65/67, 2X10/100 MBIT/S PUSH PULL RJ45 PORTS, 2X100MBIT/S PUSH PULL SCRJ PORT FAULT SIGNAL CONTACT WITH SET- BUTTON, REDUNDANT POWER SUPPLY, PROFINET-IO DEVICE, NETZWORK MANAGEMENT, RED.- MANAGER INTEGRATED, INCL. ELECTRONIC MANUAL ON CD, C-PLUG OPTIONAL | 1250 | TEM | 1 | Simatic | 1.225 | 1
6GK52040BA002AF2 | SCALANCE XF204, FLAT, MANAGED IE SWITCH, 4 X 10/100MBIT/S RJ45 PORTS, FAULT SIGNAL CONTACT WITH SET- BUTTON,REDUNDANT POWER SUPPLY, PROFINET-IO DEVICE NETWORKMANAGEMENT, RED.- MANAGER INTEGRATED, INCL. MANUAL ON CD, C-PLUG OPTIONAL | 457 | TEM | 1 | Simatic | 0.396 | 1
6GK52040BA002BA3 | SCALANCE X204IRT, MANAGED IE IRT SWITCH, 4 X 10/100MBIT/S RJ45 PORTS, FAULT SIGNAL. CONTACT WITH SET BUTTON, REDUNDANT VOLTAGE SUPPLY, PROFINET IO DEVICE, NETWORK MANAGEMENT, RED. MANAGER INTEGRATED, WITH ELECTRONIC MANUALS ON CD, OPTIONAL C-PLUG | 987 | TEM | 1 | Simatic | 1.008 | 1
6GK52040BA002BF2 | SCALANCE XF204IRT, FLAT, MANAGED IE IRT SWITCH, 4 X 10/100MBIT/S RJ45 PORTS, FAULT SIGNAL CONTACT WITH SET BUTTON, REDUNDANT POWER SUPPLY, PROFINET-IO DEVICE, NETWORK MANAGEMENT, RED.- MANAGER INTEGRATED, INCL. MANUAL ON CD, C-PLUG OPTIONAL | 987 | TEM | 1 | Simatic | 0.385 | 1
6GK52040BA002KB2 | SCALANCE X204RNA; REDUNDANT NETWORK ACCESS FOR PRP NETWORKS; 4 X 100MBIT/S RJ45 PORTS; LED-DIAGNOSTICS; FAULT SIGNAL CONTACT MIT SET BUTTON; REDUNDANT POWER SUPPLY; NETWORK MANAGEMENT; INCL. ELECTRONIC MANUAL ON CD; C-PLUG OPTIONAL | 699 | TEM | 1 | Simatic | 0.332 | 1
6GK52040BA002MB2 | SCALANCE X204RNA; REDUNDANT NETWORK ACCESS; FOR HSR NETWORKS; 4 X 100MBIT/S RJ45 PORTS; LED-DIAGNOSTICS; FAULT SIGNAL CONTACT WITH SET BUTTON; REDUNDANT POWER SUPPLY; NETWORK-MANAGEMENT; INCL. ELEKCTRONIC MANUAL ON CD; C-PLUG OPTIONAL | 699 | TEM | 1 | Simatic | 0.33 | 1
6GK52040BS002NA3 | SCALANCE X204RNA EEC; REDUNDANT NETWORK ACCESS F. HSR NETWORKS; 2X 100MBIT/S RJ45 PORTS; 2 X 100MBIT/S COMBO-PORTS; LED-DIAGNOSTICS; FAULT SIGNAL CONTACT WITH SET BUTTON; REDUNDANT POWER SUPPLY, NETWORK MANAGEMENT; INCL. ELECTRONIC MANUAL ON CD, C-PLUG OPTIONAL | 840 | TEM | 1 | Simatic | 1.231 | 1
6GK52040BS003LA3 | SCALANCE X204RNA EEC; REDUNDANT NETWORK ACCESS FOR PRP NETWORKS; 2 X 100MBIT/S RJ45 PORTS; 2 X 100MBIT/S COMBO-PORTS; LED-DIAGNOSTICS; FAULT SIGNAL CONTACT WITH SET BUTTON; REDUNDANT POWER SUPPLY, NETZWORK MANAGEMENT; INCL. ELECTRONIC MANUAL ON CD, C-PLUG OPTIONAL | 840 | TEM | 1 | Simatic | 1.255 | 1
6GK52040BS003PA3 | SCALANCE X204RNA EEC; REDUNDANT NETWORK ACCESS; FOR PRP AND HSR NETWORKS; 2 X 100MBIT/S RJ45 PORTS; 2 X 100MBIT/S COMBO-PORTS; LED-DIAGNOSIS; FAULT SIGNAL- CONTACT AND SET BUTTON; REDUNDANT POWER SUPPLY; NETWORK-MANAGEMENT; INCL. ELECTRONIC MAN ON CD C-PLUG OPTIONAL | 909 | TEM | 1 | Simatic | 1.244 | 1
6GK52040JA002BA6 | SCALANCE X204IRT PRO, MANAGED IE IRT SWITCH IN PROT. CLASS IP65/67, 4X10/100 MBIT/S PUSH PULL RJ45 PORTS, FAULT SIGNAL CONTACT WITH SET- BUTTON, REDUNDANT POWER SUPPLY, PROFINET-IO DEVICE, NETZWORK MANAGEMENT, RED.- MANAGER INTEGRATED, INCL. ELECTRONIC MANUAL ON CD, C-PLUG OPTIONAL | 1176 | TEM | 1 | Simatic | 1.216 | 1
6GK52042BB102AA3 | SCALANCE X204-2, MANAGED IE SWITCH, 4 X 10/100MBIT/S RJ45 PORTS, 2 X 100MBIT/S MULTIMODE BFOC, LED DIAGNOSTICS, ERROR SIGNAL CONTACT WITH SET BUTTON, REDUNDANT POWER SUPPLY, PROFINET-IO DEVICE, NETWORK MANAGEMENT, INTEGRATED REDUNDANCY MANAGER, INCL. ELECTRONIC MANUAL ON CD, C-PLUG OPTIONAL | 888 | TEM | 1 | Simatic | 0.998 | 1
6GK52042BB102CA2 | SCALANCE X204-2TS; MANAGED IE SWITCH; 4 X 10/100MBIT/S RJ45 PORTS; 2 X 100MBIT/S MULTIMODE BFOC; LED-DIAGNOSIS; FAULT SIGNAL- CONTACT WITH SET BUTTON; REDUNDANTE POWER SUPPLY; PROFINET-IO DEVICE; NET WORK- MANAGEMENT; INTEGR. REDUNDANCY MANAGER; INCL. ELECTRON. MANUAL ON CD; C-PLUG OPTIONAL | 982 | TEM | 1 | Simatic | 0.926 | 1
6GK52042BB112AA3 | SCALANCE X204-2FM, FO MONITORING MANAGED IE SWITCH, 4 X 10/100MBIT/S RJ45 PORTS, 2 X 100MBIT/S MULTIMODE BFOC, LED-DIAGNOSTICS, FAULT SIGNAL CONTACT WITH SET-BUTTON, REDUNDANT POWER SUPPLY PROFINET-IO DEVICE, NETWORK- MANAGEMENT, OPERAT. IN RED. RING, INCL. ELECTRON. MANUAL ON CD, C-PLUG OPTIONAL | 1019 | TEM | 1 | Simatic | 0.998 | 1
6GK52042BC002AF2 | SCALANCE XF204-2, FLAT, MANAGED IE SWITCH, 4 X 10/100MBIT/S RJ45 PORTS, 2 X 100MBIT/S FO PORTS, FAULT SIGNAL CONTACT WITH SET- BUTTON, REDUNDANT POWER SUPPLY, PROFINET-IO DEVICE, NETWORKMANAGEMENT, RED.- MANAGER INTEGRATED, INCL. MANUAL ON CD, C-PLUG OPTIONAL | 888 | TEM | 1 | Simatic | 0.417 | 1
6GK52042BC102AA3 | SCALANCE X204-2LD, MANAGED IE SWITCH, 4 X 10/100MBIT/S RJ45 PORTS, 2 X 100MBIT/S SINGLEMODE BFOC, ERROR SIGNAL CONTACT WITH SET BUTTON, REDUNDANT POWER SUPPLY,PROFINET-IO DEVICE, NETWORK MANAGEMENT, INTEGRATED REDUNDANCY MANAGER AND ELECTRONIC MANUAL ON CD, C-PLUG OPTIONAL | 2016 | TEM | 1 | Simatic | 1 | 1
6GK52042BC102CA2 | SCALANCE X204-2LD TS; MANAGED IE SWITCH; 4 X 10/100MBIT/S RJ45 PORTS; 2 X 100MBIT/S SINGLE MODE BFOC; LED-DIAGNOSTICS, FAULT SIGNAL CONTACT WITH SET-BUTTON, REDUNDANT POWER SUPPLY PROFINET-IO DEVICE, NETWORK- MANAGEMENT; INTEGR. REDUNDANCY MANAGER; INCL. ELECTRON. MANUAL ON CD, C-PLUG OPTIONAL | 1386 | TEM | 1 | Simatic | 0.933 | 1
6GK52053BB002AB2 | SCALANCE XB205-3 MANAGEABLE LAYER 2 IE-SWITCH 5X 10/100 MBITS/S RJ45 PORTS 3X MM FO ST-PORT 1X CONSOLE PORT DIAGNOSTICS-LED REDUNDANT POWER SUPPLY STP.-RANGE 0 DGR C UP TO +60 DGR C; DIN RAIL MOUNTING PROFINET IO-DEVICE ETHERNET/IP CERTIFICATE DEFAULT PROFINET | 725 | TEM | 1 | Simatic | 0.425 | 1
6GK52053BB002TB2 | SCALANCE XB205-3 MANAGEABLE LAYER 2 IE-SWITCH 5X 10/100 MBITS/S RJ45 PORTS 3X MM FO ST-PORT 1X CONSOLE PORT DIAGNOSTICS LED REDUNDANT POWER SUPPLY STP. RANGE 0 DGR C UP TO +60 DGR C; DIN-RAIL MOUNTING ETHERNET/IP CONFORMAL DEFAULT ETHERNET/IP | 725 | TEM | 1 | Simatic | 0.421 | 1
6GK52053BD002AB2 | SCALANCE XB205-3 MANAGEABLE LAYER 2 IE-SWITCH 5X 10/100 MBITS/S RJ45 PORTS 3X MM FO SC-PORT 1X CONSOLE PORT DIAGNOSTICS-LED REDUNDANT POWER SUPPLY STP.-RANGE 0 DGR C UP TO +60 DGR C; DIN RAIL MOUNTING PROFINET IO-DEVICE ETHERNET/IP CERTIFICATE DEFAULT PROFINET | 725 | TEM | 1 | Simatic | 0.429 | 1
6GK52053BD002TB2 | SCALANCE XB205-3 MANAGEABLE LAYER 2 IE-SWITCH 5X 10/100 MBITS/S RJ45 PORTS 3X MM FO SC-PORT 1X CONSOLE PORT DIAGNOSTICS LED REDUNDANT POWER SUPPLY STP. RANGE 0 DGR C UP TO +60 DGR C; DIN-RAIL MOUNTING ETHERNET/IP CONFORMAL DEFAULT ETHERNET/IP | 725 | TEM | 1 | Simatic | 0.424 | 1
6GK52053BF002AB2 | SCALANCE XB205-3LD MANAGEABLE LAYER 2 IE-SWITCH 5X 10/100 MBITS/S RJ45 PORTS 3X SM FO SC-PORT 1X CONSOLE PORT DIAGNOSTICS-LED REDUNDANT POWER SUPPLY STP.-RANGE 0 DGR C UP TO +60 DGR C; DIN RAIL MOUNTING PROFINET IO-DEVICE ETHERNET/IP CERTIFICATE DEFAULT PROFINET | 998 | TEM | 1 | Simatic | 0.438 | 1
6GK52053BF002TB2 | SCALANCE XB205-3LD MANAGEABLE LAYER 2 IE-SWITCH 5X 10/100 MBITS/S RJ45 PORTS 3X SM FO SC-PORT 1X CONSOLE PORT DIAGNOSTICS LED REDUNDANT POWER SUPPLY STP. RANGE 0 DGR C UP TO +60 DGR C; DIN-RAIL MOUNTING ETHERNET/IP CONFORMAL DEFAULT ETHERNET/IP | 998 | TEM | 1 | Simatic | 0.435 | 1
6GK52061BB102AA3 | SCALANCE X206-1, MANAGED IE SWITCH, 6 X 10/100MBIT/S RJ45 PORTS, 1 X 100MBIT/S MULTIMODE BFOC, LED DIAGNOSTICS, ERROR SIGNAL CONTACT WITH SET BUTTON, REDUNDANT POWER SUPPLY, PROFINET-IO DEVICE, NETWORK MANAGEMENT, INTEGRATED REDUNDANCY MANAGER, INCL. ELECTRONIC MANUAL ON CD, C-PLUG OPTIONAL | 730 | TEM | 1 | Simatic | 1.006 | 1
6GK52061BC002AF2 | SCALANCE XF206-1, FLAT, MANAGED IE SWITCH, 6 X 10/100MBIT/S RJ45 PORTS, 1 X 100MBIT/S FO PORT, FAULT SIGNAL CONTACT WITH SET- BUTTON, REDUNDANT POWER SUPPLY, PROFINET-IO DEVICE, NETWORKMANAGEMENT, RED.- MANAGER INTEGRATED, INCL. MANUAL ON CD, C-PLUG OPTIONAL | 730 | TEM | 1 | Simatic | 0.414 | 1
6GK52061BC102AA3 | SCALANCE X206-1LD, MANAGED IE SWITCH, 6 X 10/100MBIT/S RJ45 PORTS, 1 X 100MBIT/S SINGLEMODE BFOC, ERROR SIGNAL CONTACT WITH SET BUTTON, REDUNDANT POWER SUPPLY,PROFINET-IO DEVICE, NETWORK MANAGEMENT, INTEGRATED REDUNDANCY MANAGER, INCL.ELECTRONIC MANUAL ON CD, C-PLUG OPTIONAL | 1355 | TEM | 1 | Simatic | 1.005 | 1
6GK52080BA002AB2 | SCALANCE XB208 MANAGEABLE LAYER 2 IE-SWITCH 8X 10/100 MBITS/S RJ45 PORTS 1X KONSOLEN-PORT DIAGNOSTICS-LED REDUNDANT POWER SUPPLY STP.-RANGE 0 DGR C UP TO +60 DGR C; DIN RAIL MOUNTING PROFINET IO-DEVICE ETHERNET/IP-CERTIFICATE DEFAULT PROFINET | 515 | TEM | 1 | Simatic | 0.283 | 1
6GK52080BA002AF2 | SCALANCE XF208, FLAT, MANAGED IE SWITCH, 8 X 10/100MBIT/S RJ45 PORTS, FAULT SIGNAL CONTACT WITH SET- BUTTON, REDUNDANT POWER SUPPLY, PROFINET-IO DEVICE, NETWORKMANAGEMENT, RED.- MANAGER INTEGRATED, INCL. MANUAL ON CD, C-PLUG OPTIONAL | 688 | TEM | 1 | Simatic | 0.415 | 1
6GK52080BA002TB2 | SCALANCE XB208 MANAGEABLE LAYER 2 IE-SWITCH 8X 10/100 MBITS/S RJ45 PORTS 1X CONSOLE PORT DIAGNOSTICS LED REDUNDANT POWER SUPPLY STP. RANGE 0 UP TO +60 DGR C DIN-RAIL MOUNTING ETHERNET/IP-CONFORMAL DEFAULT ETHERNET/IP | 515 | TEM | 1 | Simatic | 0.275 | 1
6GK52080BA102AA3 | SCALANCE X208, MANAGED IE SWITCH, 8 X 10/100MBIT/S RJ45 PORTS, LED DIAGNOSTICS, ERROR SIGNAL CONTACT WITH SET BUTTON, REDUNDANT POWER SUPPLY, PROFINET-IO DEVICE, NETWORK MANAGEMENT, INTEGRATED REDUNDANCY MANAGER, INCL. ELECTRONIC MANUAL ON CD, C-PLUG OPTIONAL | 688 | TEM | 1 | Simatic | 1.017 | 1
6GK52080HA002AS6 | SCALANCE XP208, MANAGED IE SWITCH, 8 X 10/100MBIT/S M12-PORTS, IP65/67, LED-DIAGNOSIS, FAULT SIGNAL CONTACT, REDUNDAND POWER SUPPLY, PROFINET IO DEVICE, NETWORK MANAGEMENT, OPERATION IN RED. RING, INCL. DUST COVERS, INCL. ELECTRON. MANUAL ON CD, C-PLUG OPTIONAL | 893 | TEM | 1 | Simatic | 0.6 | 1
6GK52080HA002ES6 | SCALANCE XP208EEC, MANAGED IE SWITCH WITH RAILWAY CERTFICAT. (EN50155, EN45545); 8 X 10/100MBIT/S M12-PORTS, IP65/67, LED-DIAGNOSIS, FAULT SIGNAL CONTACT, REDUNDAND POWER SUPPLY, PROFINET IO DEVICE, NETWORK MANAGEMENT, OPERATION IN RED. RING, INCL. DUST COVERS, INCL. ELECTRON. MANUAL ON CD, C-PLUG OPTIONAL | 998 | TEM | 1 | Simatic | 0.6 | 1
6GK52080HA002TS6 | SCALANCE XP208 (EIP), MANAGED IE SWITCH, 8 X 10/100MBIT/S M12-PORTS, IP65/67, LED-DIAGNOSIS, FAULT SIGNAL CONTACT, REDUNDAND POWER SUPPLY, ETHERNET/ IP, NETZWERKMANAGEMENT, INCL. DUST COVERS, INCL. ELECTRON. MANUAL ON CD, C-PLUG OPTIONAL | 893 | TEM | 1 | Simatic | 0.6 | 1
6GK52080HA102AA6 | SCALANCE X208PRO, MANAGED IE SWITCH, 8 X 10/100MBIT/S M12-PORTS, IP65/67, LED-DIAGNOSTICS, FAULT SIGNAL CONTACT, REDUNDANT POWER SUPPLY, PROFINET- IO DEVICE, NETWORK MANAGEMENT, OPERAT. IN RED. RING INCL. DUST COVERS, INCL. ELECTRONIC MANUAL ON CD, C-PLUG OPTIONAL | 851 | TEM | 1 | Simatic | 1.23 | 1
6GK52122BB002AA3 | SCALANCE X212-2, MANAGED IE SWITCH, 12 X 10/100MBIT/S RJ45 PORTS, 2 X 100MBIT/S MULTIMODE BFOC, LED-DIAGNOSTICS, FAULT SIGNAL. CONTACT WITH SET BUTTON, REDUNDANT POWER SUPPLY PROFINET-IO DEVICE, NETWORK- MANAGEMENT, INTEGRATED REDUNDANCY MANAGER, INCL. ELECTRONIC MANUAL ON CD, C-PLUG OPTIONAL | 1638 | TEM | 1 | Simatic | 1.479 | 1
6GK52122BC002AA3 | SCALANCE X212-2LD, MANAGED IE SWITCH, 12 X 10/100MBIT/S RJ45 PORTS, 2 X 100MBIT/S SINGLEMODE BFOC, LED-DIAGNOSTICS, FAULT SIGNAL. CONTACT WITH SET BUTTON, REDUNDANT POWER SUPPLY PROFINET-IO DEVICE, NETWORK- MANAGEMENT, INTEGRATED REDUNDANCY MANAGER, INCL. ELECTRONIC MANUAL ON CD, C-PLUG OPTIONAL | 3444 | TEM | 1 | Simatic | 1.563 | 1
6GK52133BB002AB2 | SCALANCE XB213-3 MANAGEABLE LAYER 2 IE-SWITCH 13X 10/100 MBITS/S RJ45 PORTS 3X MM FO ST-PORT 1X CONSOLE PORT DIAGNOSTICS-LED REDUNDANT POWER SUPPLY STP.-RANGE 0 DGR C UP TO +60 DGR C; DIN RAIL MOUNTING PROFINET IO-DEVICE ETHERNET/IP CERTIFICATE DEFAULT PROFINET | 1250 | TEM | 1 | Simatic | 0.568 | 1
6GK52133BB002TB2 | SCALANCE XB213-3 MANAGEABLE LAYER 2 IE-SWITCH 13X 10/100 MBITS/S RJ45 PORTS 3X MM FO SC-PORT 1X CONSOLE PORT DIAGNOSTICS LED REDUNDANT POWER SUPPLY STP. RANGE 0 UP TO 60 DGR C DIN RAIL MOUNTING ETHERNET/IP CERTIFICATE | 1250 | TEM | 1 | Simatic | 0.561 | 1
6GK52133BD002AB2 | SCALANCE XB213-3 MANAGEABLE LAYER 2 IE-SWITCH 13X 10/100 MBITS/S RJ45 PORTS 3X MM FO SC-PORT 1X CONSOLE PORT DIAGNOSTICS-LED REDUNDANT POWER SUPPLY STP.-RANGE 0 DGR C UP TO +60 DGR C; DIN RAIL MOUNTING PROFINET IO-DEVICE ETHERNET/IP CERTIFICATE DEFAULT PROFINET | 1250 | TEM | 1 | Simatic | 0.572 | 1
6GK52133BD002TB2 | SCALANCE XB213-3 MANAGEABLE LAYER 2 IE-SWITCH 13X 10/100 MBITS/S RJ45 PORTS 3X MM FO SC-PORT 1X CONSOLE PORT DIAGNOSTICS LED REDUNDANT POWER SUPPLY STP. RANGE 0 DGR C UP TO +60 DGR C; DIN-RAIL MOUNTING ETHERNET/IP CONFORMAL DEFAULT ETHERNET/IP | 1250 | TEM | 1 | Simatic | 0.569 | 1
6GK52133BF002AB2 | SCALANCE XB213-3LD MANAGEABLE LAYER 2 IE-SWITCH 13X 10/100 MBITS/S RJ45 PORTS 3X SM FO SC-PORT 1X CONSOLE PORT DIAGNOSTICS-LED REDUNDANT POWER SUPPLY STP.-RANGE 0 DGR C UP TO +60 DGR C; DIN RAIL MOUNTING PROFINET IO-DEVICE ETHERNET/IP CERTIFICATE DEFAULT PROFINET | 1565 | TEM | 1 | Simatic | 0.578 | 1
6GK52133BF002TB2 | SCALANCE XB213-3LD MANAGEABLE LAYER 2 IE-SWITCH 13X 10/100 MBITS/S RJ45 PORTS 3X SM FO SC-PORT 1X CONSOLE PORT DIAGNOSTICS LED REDUNDANT POWER SUPPLY STP. RANGE 0 DGR C UP TO +60 DGR C; DIN-RAIL MOUNTING ETHERNET/IP CONFORMAL DEFAULT ETHERNET/IP | 1565 | TEM | 1 | Simatic | 0.573 | 1
6GK52160BA002AA3 | SCALANCE X216, MANAGED IE SWITCH, 16 X 10/100MBIT/S RJ45 PORTS, LED DIAGNOSTICS, FAULT SIGNAL. CONTACT WITH SET BUTTON REDUNDANT POWER SUPPLY, PROFINET-IO DEVICE, NETWORK- MANAGEMENT, INTEGRATED REDUNDANCY MANAGER, INCL. ELECTRONIC MANUAL ON CD, C-PLUG OPTIONAL | 1365 | TEM | 1 | Simatic | 1.493 | 1
6GK52160BA002AB2 | SCALANCE XB216 MANAGEABLE LAYER 2 IE-SWITCH 16X 10/100 MBITS/S RJ45 PORTS 1X KONSOLEN-PORT DIAGNOSTICS-LED REDUNDANT POWER SUPPLY STP.-RANGE 0 DGR C UP TO DIN RAIL MOUNTING PROFINET IO-DEVICE ETHERNET/IP-CERTIFICATE DEFAULT PROFINET | 935 | TEM | 1 | Simatic | 0.442 | 1
6GK52160BA002TB2 | SCALANCE XB216 MANAGEABLE LAYER 2 IE-SWITCH 16X 10/100 MBITS/S RJ45 PORTS 1X CONSOLE PORT DIAGNOSTICS LED REDUNDANT POWER SUPPLY STP. RANGE 0 UP TO +60 DGR C DIN-RAIL MOUNTING ETHERNET/IP CONFORMAL DEFAULT-ETHERNET/IP SETTING | 935 | TEM | 1 | Simatic | 0.439 | 1
6GK52160HA002AS6 | SCALANCE XP216, MANAGED IE SWITCH, 12 X 10/100MBIT/S M12-PORTS, 4 X 10/100/1000MBIT/S M12-PORTS IP65/67, LED-DIAGNOSIS, FAULT SIGNAL CONTACT, REDUNDAND POWER SUPPLY, PROFINET- IO DEVICE, NETWORK MANAGEMENT, OPERATION IN RED. RING, INCL. DUST COVERS, INCL. ELECTRON. MANUAL ON CD, C-PLUG OPTIONAL | 1544 | TEM | 1 | Simatic | 0.6 | 1
6GK52160HA002ES6 | SCALANCE XP216EEC, MANAGED IE SWITCH WITH RAILWAY CERTFICAT. (EN50155, EN45545); 12 X 10/100MBIT/S M12-PORTS, 4 X 10/100/1000MBIT/S M12 PORTS IP65/67, LED-DIAGNOSIS, FAULT SIGNAL CONTACT, REDUNDAND POWER SUPPLY, PROFINET IO DEVICE, NETWORK MANAGEMENT, OPERATION IN RED. RING, INCL. DUST COVERS, INCL. ELECTRON. MANUAL ON CD, C-PLUG OPTIONAL | 1649 | TEM | 1 | Simatic | 0.6 | 1
6GK52160HA002TS6 | SCALANCE XP216 (EIP), MANAGED IE SWITCH, 12 X 10/100MBIT/S M12-PORTS, 4 X 10/100/1000MBIT/S M12-PORTS IP65/67, LED-DIAGNOSIS, FAULT SIGNAL CONTACT, REDUNDAND POWER SUPPLY, ETHERNET/ IP, NETWORK MANAGEMENT, INCL. DUST COVERS, ELECTRON. MANUAL ON CD, C-PLUG OPTIONAL | 1544 | TEM | 1 | Simatic | 0.6 | 1
6GK52160UA005ES6 | SCALANCE XP216POE EEC, MANAGED IE SWITCH WITH RAILWAY CERTFICAT. (EN50155, EN45545); 8 X 10/100MBIT/S M12-PORTS, 4 X 10/100/1000MBIT/S M12-PORTS IP65/67, LED-DIAGNOSIS, FAULT SIGNAL CONTACT, REDUNDAND POWER SUPPLY, PROFINET IO DEVICE, NETWORK MANAGEMENT, OPERATION IN RED. RING, INCL. DUST COVERS, INCL. ELECTRON. MANUAL ON CD, C-PLUG OPTIONAL | 2048 | TEM | 1 | Simatic | 0.6 | 1
6GK52240BA002AA3 | SCALANCE X224, MANAGED IE SWITCH, 24 X 10/100MBIT/S RJ45 PORTS, LED DIAGNOSTICS, FAULT SIGNAL. CONTACT WITH SET BUTTON REDUNDANT POWER SUPPLY, PROFINET-IO DEVICE, NETWORK- MANAGEMENT, OPERATION IN RING, INCL. ELECTRONIC MANUAL ON CD, C-PLUG OPTIONAL | 2079 | TEM | 1 | Simatic | 1.87 | 1
6GK53027GD001EA3 | SCALANCE X302-7EEC; MANAGED IE SWITCH, COMPACT; 2 X 10/100/1000MBIT/S RJ45; 7 X 100MBIT/S LC FO PORTS; 24 V DC POWER SUPPLY; LED-DIAGNOSTICS; FAULT SIGNAL CONTACT; SELECT/SET-BUTTON; PROFINET-IO DEVICE; NETWORK- MANAGEMENT; INTEGRATED REDUNDANCY MANAGER; OFFICE FEATURES (RTEMP, VLAN, IGMP,..); C-PLUG IN SCOPE OF SUPPLY | 3455 | TEM | 1 | Simatic | 2.309 | 1
6GK53027GD001GA3 | SCALANCE X302-7EEC; MANAGED IE SWITCH; 2 X 10/100/1000MBIT/S RJ45; 7 X 100MBIT/S LC FO PORTS; 24 V DC POWER SUPPLY; CONFORMAL COATING; LED-DIAGNOSTICS; FAULT SIGNAL CONTACT; SELECT/SET-BUTTON; PROFINET-IO DEVICE; NETWORK- MANAGEMENT; INTEGRATED REDUNDANCY MANAGER; OFFICE FEATURES (RTEMP, VLAN, IGMP,..); C-PLUG IN SCOPE OF SUPPLY | 3801 | TEM | 1 | Simatic | 2.34 | 1
6GK53027GD002EA3 | SCALANCE X302-7EEC; MANAGED IE SWITCH, COMPACT; 2 X 10/100/1000MBIT/S RJ45; 7 X 100MBIT/S LC FO PORTS; 24 V DC REDUNDANT POWER SUPPLY; LED-DIAGNOSTICS, FAULT SIGNAL CONTACT WITH SELECT/SET-BUTTON; PROFINET-IO DEVICE, NETWORK- MANAGEMENT, INTEGRATED REDUNDANCY MANAGER, OFFICE FEATURES (RTEMP, VLAN, IGMP,..); C-PLUG IN SCOPE OF SUPPLY | 3801 | TEM | 1 | Simatic | 2.552 | 1
6GK53027GD002GA3 | SCALANCE X302-7EEC; MANAGED IE SWITCH, COMPACT; 2 X 10/100/1000MBIT/S RJ45; 7 X 100MBIT/S LC FO PORTS; 24 V DC REDUNDANT POWER SUPPLY; CONFORMAL COATING; LED-DIAGNOSTICS, FAULT SIGNAL CONTACT WITH SELECT/SET-BUTTON; PROFINET-IO DEVICE, NETWORK- MANAGEMENT, INTEGRATED REDUNDANCY MANAGER, OFFICE FEATURES (RTEMP, VLAN, IGMP,..); C-PLUG IN SCOPE OF SUPPLY | 4179 | TEM | 1 | Simatic | 2.604 | 1
6GK53027GD003EA3 | SCALANCE X302-7EEC; MANAGED IE SWITCH, COMPACT; 2 X 10/100/1000MBIT/S RJ45; 7 X 100MBIT/S LC FO PORTS; 100 - 240 V AC/DC POWER SUPPLY; LED-DIAGNOSTICS, FAULT SIGNAL CONTACT WITH SELECT/SET-BUTTON; PROFINET-IO DEVICE, NETWORK- MANAGEMENT, INTEGRATED REDUNDANCY MANAGER, OFFICE FEATURES (RTEMP, VLAN, IGMP,..); C-PLUG IN SCOPE OF SUPPLY | 3455 | TEM | 1 | Simatic | 2.374 | 1
6GK53027GD003GA3 | SCALANCE X302-7EEC; MANAGED IE SWITCH, COMPACT; 2 X 10/100/1000MBIT/S RJ45; 7 X 100MBIT/S LC FO PORTS; 100 - 240V AC/DC POWER SUPPLY; CONFORMAL COATING; LED-DIAGNOSTICS, FAULT SIGNAL CONTACT WITH SELECT/SET-BUTTON; PROFINET-IO DEVICE, NETWORK- MANAGEMENT, INTEGRATED REDUNDANCY MANAGER, OFFICE FEATURES (RTEMP, VLAN, IGMP,..); C-PLUG IN SCOPE OF SUPPLY | 3801 | TEM | 1 | Simatic | 2.41 | 1
6GK53027GD004EA3 | SCALANCE X302-7EEC; MANAGED IE SWITCH, COMPACT; 2 X 10/100/1000MBIT/S RJ45; 7 X 100MBIT/S LC FO PORTS; 100 - 240V AC/DC REDUNDANT POWER SUPPLY; LED-DIAGNOSTICS, FAULT SIGNAL CONTACT WITH SELECT/SET-BUTTON; PROFINET-IO DEVICE, NETWORK- MANAGEMENT, INTEGRATED REDUNDANCY MANAGER, OFFICE FEATURES (RTEMP, VLAN, IGMP,..); C-PLUG IN SCOPE OF SUPPLY | 3801 | TEM | 1 | Simatic | 2.728 | 1
6GK53027GD004GA3 | SCALANCE X302-7EEC; MANAGED IE SWITCH, COMPACT; 2 X 10/100/1000MBIT/S RJ45; 7 X 100MBIT/S FO PORTS; 100 - 240 V AC/DC REDUNDANT POWER SUPPLY CONFORMAL COATING; LED-DIAGNOSTICS, FAULT SIGNAL CONTACT WITH SELECT/SET-BUTTON; PROFINET-IO DEVICE, NETWORK- MANAGEMENT, INTEGRATED REDUNDANCY MANAGER, OFFICE FEATURES (RTEMP, VLAN, IGMP,..); C-PLUG IN SCOPE OF SUPPLY | 4179 | TEM | 1 | Simatic | 2.75 | 1
6GK53042BD002AA3 | SCALANCE X304-2FE MANAGED IE SWITCH; 4 X 10/100MBIT/S RJ45 PORTS; 2 X 100MBIT/S SC PORT MULTIMODE LED-DIAGNOSTICS; FAULT SIGNAL CONTACT; WITH SELECT SET BUTTON; PROFINET-IO DEVICE; NETWORK- MANAGEMENT; INTEGRATED REDUNDANCY MANAGER; OFFICE FEATURES (RTEMP, VLAN, IGMP,..) C-PLUG IN THE SCOPE OF SUPPLY | 1071 | TEM | 1 | Simatic | 1.147 | 1
6GK53061BF002AA3 | SCALANCE X306-1LD FE MANAGED IE SWITCH, 6 X 10/100 MBIT/S RJ45 PORTS, 1 X 100MBIT/S SC PORT SINGLEMODE LED-DIAGNOSTICS, FAULT SIGNAL CONTACT WITH SELECT/SET BUTTON, PROFINET-IO DEVICE, NETWORK- MANAGEMENT, INTEGRATED REDUNDANCY MANAGER, OFFICE FEATURES (RTEMP, VLAN, IGMP,..) C-PLUG IN SCOPE OF SUPPLY | 1512 | TEM | 1 | Simatic | 1.075 | 1
6GK53072FD001EA3 | SCALANCE X307-2EEC; MANAGED IE SWITCH, COMPACT; 5 X 10/100MBIT/S RJ45; 2 X 10/100/1000MBIT/S RJ45; 2 X 100MBIT/S LC FO PORTS; 24 V DC POWER SUPPLY; LED-DIAGNOSTICS; FAULT SIGNAL CONTACT; SELECT/SET-BUTTON; PROFINET-IO DEVICE; NETWORK- MANAGEMENT; INTEGRATED REDUNDANCY MANAGER; OFFICE FEATURES (RTEMP, VLAN, IGMP,..); C-PLUG IN SCOPE OF SUPPLY | 2940 | TEM | 1 | Simatic | 2.278 | 1
6GK53072FD001GA3 | SCALANCE X307-2EEC, MANAGED IE SWITCH, COMPACT; 5 X 10/100MBIT/S RJ45; 2 X 10/100/1000MBIT/S RJ45; 2 X 100MBIT/S LC FO PORTS; 24 V DC POWER SUPPLY; CONFORMAL COATING; LED-DIAGNOSTICS, FAULT SIGNAL CONTACT WITH SELECT/SET-BUTTON; PROFINET-IO DEVICE, NETWORK- MANAGEMENT, INTEGRATED REDUNDANCY MANAGER, OFFICE FEATURES (RTEMP, VLAN, IGMP,..); C-PLUG IN SCOPE OF SUPPLY | 3329 | TEM | 1 | Simatic | 2.327 | 1
6GK53072FD002EA3 | SCALANCE X307-2EEC, MANAGED IE SWITCH, COMPACT; 5 X 10/100MBIT/S RJ45; 2 X 10/100/1000MBIT/S RJ45; 2 X 100MBIT/S LC FO PORTS; 24 V DC REDUNDANT POWER SUPPLY; LED-DIAGNOSTICS, FAULT SIGNAL CONTACT WITH SELECT/SET-BUTTON; PROFINET-IO DEVICE, NETWORK- MANAGEMENT, INTEGRATED REDUNDANCY MANAGER, OFFICE FEATURES (RTEMP, VLAN, IGMP,..); C-PLUG IN SCOPE OF SUPPLY | 3329 | TEM | 1 | Simatic | 2.528 | 1
6GK53072FD002GA3 | SCALANCE X307-2EEC, MANAGED IE SWITCH, COMPACT; 5 X 10/100MBIT/S RJ45; 2 X 10/100/1000MBIT/S RJ45; 2 X 100MBIT/S LC FO PORTS; 24 V DC REDUNDANT POWER SUPPLY; CONFORMAL COATING; LED-DIAGNOSTICS, FAULT SIGNAL CONTACT WITH SELECT/SET-BUTTON; PROFINET-IO DEVICE, NETWORK- MANAGEMENT, INTEGRATED REDUNDANCY MANAGER, OFFICE FEATURES (RTEMP, VLAN, IGMP,..); C-PLUG IN SCOPE OF SUPPLY | 3665 | TEM | 1 | Simatic | 2.587 | 1
6GK53072FD003EA3 | SCALANCE X307-2EEC, MANAGED IE SWITCH, COMPACT; 5 X 10/100MBIT/S RJ45; 2 X 10/100/1000MBIT/S RJ45; 2 X 100MBIT/S LC FO PORTS; 100 - 240V AC/DC POWER SUPPLY; LED-DIAGNOSTICS, FAULT SIGNAL CONTACT WITH SELECT/SET-BUTTON; PROFINET-IO DEVICE, NETWORK- MANAGEMENT, INTEGRATED REDUNDANCY MANAGER, OFFICE FEATURES (RTEMP, VLAN, IGMP,..); C-PLUG IN SCOPE OF SUPPLY | 2940 | TEM | 1 | Simatic | 2.352 | 1
6GK53072FD003GA3 | SCALANCE X307-2EEC, MANAGED IE SWITCH, COMPACT; 5 X 10/100MBIT/S RJ45; 2 X 10/100/1000MBIT/S RJ45; 2 X 100MBIT/S LC FO PORTS; 100 - 240V AC/DC POWER SUPPLY; CONFORMAL COATING; LED-DIAGNOSTICS, FAULT SIGNAL CONTACT WITH SELECT/SET-BUTTON; PROFINET-IO DEVICE, NETWORK- MANAGEMENT, INTEGRATED REDUNDANCY MANAGER, OFFICE FEATURES (RTEMP, VLAN, IGMP,..); C-PLUG IN SCOPE OF SUPPLY | 3329 | TEM | 1 | Simatic | 2.396 | 1
6GK53072FD004EA3 | SCALANCE X307-2EEC, MANAGED IE SWITCH, COMPACT; 5 X 10/100MBIT/S RJ45; 2 X 10/100/1000MBIT/S RJ45; 2 X 100MBIT/S LC FO PORTS; 100- 240V AC/DC RED. POWER SUPPLY; LED-DIAGNOSTICS, FAULT SIGNAL CONTACT WITH SELECT/SET-BUTTON; PROFINET-IO DEVICE, NETWORK- MANAGEMENT, INTEGRATED REDUNDANCY MANAGER, OFFICE FEATURES (RTEMP, VLAN, IGMP,..); C-PLUG IN SCOPE OF SUPPLY | 3329 | TEM | 1 | Simatic | 2.705 | 1
6GK53072FD004GA3 | SCALANCE X307-2EEC, MANAGED IE SWITCH, COMPACT; 5 X 10/100MBIT/S RJ45; 2 X 10/100/1000MBIT/S RJ45; 2 X 100MBIT/S LC FO PORTS; 100- 240 V AC/DC RED. POWER SUPPLY; CONFORMAL COATING; LED-DIAGNOSTICS, FAULT SIGNAL CONTACT WITH SELECT/SET-BUTTON; PROFINET-IO DEVICE, NETWORK- MANAGEMENT, INTEGRATED REDUNDANCY MANAGER, OFFICE FEATURES (RTEMP, VLAN, IGMP,..); C-PLUG IN SCOPE OF SUPPLY | 3665 | TEM | 1 | Simatic | 2.727 | 1
6GK53073BL102AA3 | SCALANCE X307-3, MANAGED PLUS IE SWITCH, 3 X 1000MBIT/S MM SC AND 7 X 10/100MBIT/S RJ45 PORTS, LED-DIAGNOSTICS, FAULT SIGNAL CONTACT WITH SELECT/SET BUTTON, PROFINET-IO DEVICE, NETWORK- MANAGEMENT, INTEGRATED REDUNDANCY MANAGER, OFFICE FEATURES (RTEMP, VLAN, IGMP,..) C-PLUG IN SCOPE OF SUPPLY | 2405 | TEM | 1 | Simatic | 1.455 | 1
6GK53073BM102AA3 | SCALANCE X307-3LD, MANAGED PLUS IE SWITCH, 3 X 1000MBIT/S SM SC 7 X 10/100MBIT/S RJ45 PORTS, LED-DIAGNOSTICS, FAULT SIGNAL CONTACT WITH SELECT/SET BUTTON, PROFINET-IO DEVICE, NETWORK- MANAGEMENT, INTEGRATED REDUNDANCY MANAGER, OFFICE FEATURES (RTEMP, VLAN, IGMP,..) C-PLUG IN SCOPE OF SUPPLY | 3108 | TEM | 1 | Simatic | 1.462 | 1
6GK53082FL102AA3 | SCALANCE X308-2, MANAGED PLUS IE SWITCH, 2 X 1000MBIT/S MM SC 1 X 10/100/1000MBIT/S AND 7 X 10/100MBIT/S RJ45 PORTS, LED-DIAGNOSTICS, FAULT SIGNAL CONTACT WITH SELECT/SET BUTTON, PROFINET-IO DEVICE, NETWORK- MANAGEMENT, INTEGRATED REDUNDANCY MANAGER, OFFICE FEATURES (RTEMP, VLAN, IGMP,..) C-PLUG IN SCOPE OF SUPPLY | 2226 | TEM | 1 | Simatic | 1.47 | 1
6GK53082FM102AA3 | SCALANCE X308-2LD, MANAGED PLUS IE SWITCH, 2 X 1000MBIT/S SM SC 1 X 10/100/1000MBIT/S AND 7 X 10/100MBIT/S RJ45 PORTS, LED-DIAGNOSTICS, FAULT SIGNAL CONTACT WITH SELECT/SET BUTTON, PROFINET-IO DEVICE, NETWORK- MANAGEMENT, INTEGRATED REDUNDANCY MANAGER, OFFICE FEATURES (RTEMP, VLAN, IGMP,..) C-PLUG IN SCOPE OF SUPPLY | 2709 | TEM | 1 | Simatic | 1.46 | 1
6GK53082FN102AA3 | SCALANCE X308-2LH, MANAGED PLUS IE SWITCH, 2 X 1000MBIT/S SM SC 1 X 10/100/1000MBIT/S AND 7 X 10/100MBIT/S RJ45 PORTS, LED-DIAGNOSTICS, FAULT SIGNAL CONTACT WITH SELECT/SET BUTTON, PROFINET-IO DEVICE, NETWORK- MANAGEMENT, INTEGRATED REDUNDANCY MANAGER, OFFICE FEATURES (RTEMP, VLAN, IGMP,..) C-PLUG IN SCOPE OF SUPPLY | 4452 | TEM | 1 | Simatic | 1.463 | 1
6GK53082FP102AA3 | SCALANCE X308-2LH+ MANAGED PLUS IE SWITCH, 2 X 1000MBIT/S SM SC 1 X 10/100/1000MBIT/S AND 7 X 10/100MBIT/S RJ45 PORTS, LED-DIAGNOSTICS, FAULT SIGNAL CONTACT WITH SELECT/SET BUTTON, PROFINET-IO DEVICE, NETWORK- MANAGEMENT, INTEGRATED REDUNDANCY MANAGER, OFFICE FEATURES (RTEMP, VLAN, IGMP,..) C-PLUG IN SCOPE OF SUPPLY | 6195 | TEM | 1 | Simatic | 1.463 | 1
6GK53082GG002AA2 | SCALANCE X308-2M MANAGED IE SWITCH, COMPACT 4 X 10/100/1000MBIT/S RJ45 ELECTRICAL PORTS 2 X 100/1000MBIT/S FOR 2-PORT MEDIA MODULES, ELECTRICAL OR OPTICAL, LED-DIAGNOSTICS, FAULT SIGNAL CONTACT WITH SELECT/SET BUTTON, PROFINET-IO DEVICE, NETWORK- MANAGEMENT, INTEGRATED REDUNDANCY MANAGER OFFICE FEATURES (RTEMP, VLAN, IGMP,..); C-PLUG IN THE SCOPE OF SUPPLY | 2142 | TEM | 1 | Simatic | 1.463 | 1
6GK53082GG002CA2 | SCALANCE X308-2M TS; MANAGED IE SWITCH, COMPACT; 4 X 10/100/1000MBIT/S FOR RJ45 PORTS ELECTRICAL; 2 X 100/1000MBIT/S FOR 2-PORT- MEDIA MODULES, ELECTRICAL OR OPTICAL; LED-DIAGNOSIS; EXPANDED TEMPERATURE RANGE WITH RAILWAY CERTIFIC. EN50155; FAULT SIGNAL-CONTACT; PROFINET-IO DEVICE; NET-WORK MANAGEMENT; INTEGRATED REDUNDANCY MANAGER; OFFICE FEATURES (RTEMP, VLAN, IGMP,..); C-PLUG IN SCOPE OF SUPPLY | 2352 | TEM | 1 | Simatic | 1.473 | 1
6GK53082QG002AA2 | SCALANCE X308-2M POE; MANAGED IE SWITCH, COMPACT; 4 X 10/100/1000MBIT/S FOR RJ45 PORTS ELEKTRICAL WITH POE; 2 X 100/1000MBIT/S FOR 2-PORT- MEDIA MODULES, ELEKTRICAL OR OPTICAL; LED DIAGNOSIS; FAULT SIGNAL CONTACT; SELECT SET BUTTON; PROFINET IO DEVICE; NETWORK- MANAGEMENT; INTEGRATED REDUNDANCY-MANAGER; OFFICE FEATURES (RTEMP, VLAN, IGMP,..); C-PLUG IN SCOPE OF SUPPLY | 2373 | TEM | 1 | Simatic | 1.561 | 1
6GK53100BA102AA3 | SCALANCE X310FE, MANAGED PLUS IE SWITCH, 10 X 10/100MBIT/S RJ45 PORTS, LED-DIAGNOSTICS, FAULT SIGNAL CONTACT WITH SELECT/SET BUTTON, PROFINET-IO DEVICE, NETWORK- MANAGEMENT, INTEGRATED REDUNDANCY MANAGER, OFFICE FEATURES (RTEMP, VLAN, IGMP,..) C-PLUG IN SCOPE OF SUPPLY | 1229 | TEM | 1 | Simatic | 1.452 | 1
6GK53100FA102AA3 | SCALANCE X310, MANAGED PLUS IE SWITCH, 3 X 10/100/1000MBIT/S AND 7 X 10/100MBIT/S RJ45 PORTS, LED-DIAGNOSTICS, FAULT SIGNAL CONTACT WITH SELECT/SET-BUTTON, PROFINET-IO DEVICE, NETZWORK- MANAGEMENT, INTEGRATED REDUNDANCY MANAGER, OFFICE FEATURES (RTEMP, VLAN, IGMP,..) C-PLUG IN SCOPE OF SUPPLY | 1932 | TEM | 1 | Simatic | 1.451 | 1
6GK53201BD002AA3 | SCALANCE X320-1FE MANAGED IE SWITCH, 20 X 10/100 MBIT/S RJ45 PORTS, 1 X 100MBIT/S SC PORT MULTIMODE LED-DIAGNOSTICS, FAULT SIGNAL CONTACT WITH SELECT SET BUTTON, PROFINET-IO DEVICE, NETWORK- MANAGEMENT, INTEGRATED REDUNDANCY MANAGER OFFICE FEATURES (RTEMP, VLAN, IGMP,..) C-PLUG IN THE SCOPE OF SUPPLY | 2604 | TEM | 1 | Simatic | 1.973 | 1
6GK53203BF002AA3 | SCALANCE X320-3LDFE MANAGED IE SWITCH, 20 X 10/100 MBIT/S RJ45 PORTS, 1 X 100MBIT/S SC PORT MM 2 X 100MBIT/S SC PORT SM LED-DIAGNOSTICS, FAULT SIGNAL CONTACT WITH SELECT/ SET BUTTON, PROFINET-IO DEVICE, NETWORK- MANAGEMENT, INTEGRATED REDUNDANCY MANAGER OFFICE FEATURES (RTEMP, VLAN, IGMP,..) C-PLUG IN THE SCOPE OF SUPPLY | 3917 | TEM | 1 | Simatic | 1.866 | 1
6GK53240GG001AR2 | SCALANCE XR324-12M MANAGED IE SWITCH, 19" RACK, POWER SUPPLY 24V DC, PORTS FRONT SIDE, 12 X 100/1000MBIT/S F. 2-PORT- MEDIA MODULES, ELEKTRICAL ODER OPTICAL, LED-DIAGNOSTICS, FAULT SIGNAL CONTACT WITH SELECT/SET BUTTON, PROFINET-IO DEVICE, NETWORK- MANAGEMENT, INTEGRATED REDUNDANCY MANAGER, OFFICE FEATURES (RTEMP, VLAN, IGMP,..); C-PLUG IN THE SCOPE OF SUPPLY | 1775 | TEM | 1 | Simatic | 5.84 | 1
6GK53240GG001CR2 | SCALANCE XR324-12M TS; MANAGED IE SWITCH, 19" RACK; POWER SUPPLY 24V DC; PORTS FRONTSIDE; 12 X 100/1000MBIT/S 2-PORT- MEDIA MODULES, ELECTRCAL ODER OPTICAL; LED-DIAGNOSTICS; FAULT-SIGNAL CONTACT; SELECT/SET-BUTTON; PROFINET-IO DEVICE; NETWORK MANAGEMENT; INTEGRATED REDUNDANCY MANAGER; OFFICE FEATURES (RTEMP, VLAN, IGMP,..); C-PLUG IN THE SCOPE OF SUPPLY | 1964 | TEM | 1 | Simatic | 5.86 | 1
6GK53240GG001HR2 | SCALANCE XR324-12M MANAGED IE SWITCH, 19" RACK, POWER SUPPLY 24V DC, PORTS BACK SIDE, 12 X 100/1000MBIT/S F. 2-PORT- MEDIA MODULES, ELEKTRICAL ODER OPTICAL, LED-DIAGNOSTICS, FAULT SIGNAL CONTACT WITH SELECT/SET BUTTON, PROFINET-IO DEVICE, NETWORK- MANAGEMENT, INTEGRATED REDUNDANCY MANAGER OFFICE FEATURES (RTEMP, VLAN, IGMP,..); C-PLUG IN THE SCOPE OF SUPPLY | 1775 | TEM | 1 | Simatic | 5.84 | 1
6GK53240GG003AR2 | SCALANCE XR324-12M MANAGED IE SWITCH, 19" RACK; POWER SUPPLY 230V AC; PORTS FRONT SIDE; 12 X 100/1000MBIT/S F. 2-PORT- MEDIA MODULES, ELEKTRICAL ODER OPTICAL; LED-DIAGNOSTICS; FAULT SIGNAL CONTACT; WITH SELECT/SET BUTTON; PROFINET-IO DEVICE, NETWORK- MANAGEMENT, INTEGRATED REDUNDANCY MANAGER OFFICE FEATURES (RTEMP, VLAN, IGMP,..); C-PLUG IN THE SCOPE OF SUPPLY | 1775 | TEM | 1 | Simatic | 6.22 | 1
6GK53240GG003HR2 | SCALANCE XR324-12M MANAGED MANAGED IE SWITCH, 19" RACK; POWER SUPPLY 230V AC; PORTS BACK SIDE; 12 X 100/1000MBIT/S F. 2-PORT- MEDIA MODULES, ELEKTRICAL ODER OPTICAL; LED-DIAGNOSTICS; FAULT SIGNAL CONTACT; WITH SELECT/SET BUTTON; PROFINET-IO DEVICE, NETWORK- MANAGEMENT, INTEGRATED REDUNDANCY MANAGER OFFICE FEATURES (RTEMP, VLAN, IGMP,..); C-PLUG IN THE SCOPE OF SUPPLY | 1775 | TEM | 1 | Simatic | 6.253 | 1
6GK53244GG001ER2 | SCALANCE XR324-4M EEC; MANAGED IE SWITCH, 19" RACK; POWER SUPPLY WITH 1 X 24V DC; PORTS FRONT SIDE; 16 X 10/100/1000MBIT/S RJ45 PORTS ELECTRICAL; 4 X 100/1000MBIT/S FOR 2-PORT- MEDIA MODULES, ELECTRICAL OR OPTICAL; LED DIAGNOSTICS; FAULT SIGNAL CONTACT; WITH SELECT/SET-BUTTON; PROFINET-IO DEVICE, NETWORK- MANAGEMENT; INTEGRATED REDUNDANCY MANAGER | 3507 | TEM | 1 | Simatic | 6.72 | 1
6GK53244GG001JR2 | SCALANCE XR324-4M EEC; MANAGED IE SWITCH, 19" RACK, POWER SUPPLY WITH 1 X 24V DC PORTS BACK SIDE, 16 X 10/100/1000MBIT/S RJ45 PORTS ELECTRICAL, 4 X 100/1000MBIT/S FOR 2-PORT- MEDIA MODULES, ELECTRICAL OR OPTICAL, LED DIAGNOSTICS, FAULT SIGNAL CONTACT WITH SELECT/SET-BUTTON, PROFINET-IO DEVICE, NETWORK- MANAGEMENT, INTEGRATED REDUNDANCY MANAGER | 3507 | TEM | 1 | Simatic | 6.731 | 1
6GK53244GG002ER2 | SCALANCE XR324-4M EEC; MANAGED IE SWITCH, 19" RACK; POWER SUPPLY WITH 2 X 24V DC; PORTS FRONT SIDE; 16 X 10/100/1000MBIT/S RJ45 PORTS ELECTRICAL; 4 X 100/1000MBIT/S FOR 2-PORT- MEDIA MODULES, ELECTRICAL OR OPTICAL; LED DIAGNOSTICS; FAULT SIGNAL CONTACT; WITH SELECT/SET-BUTTON; PROFINET-IO DEVICE; NETWORK- MANAGEMENT; INTEGRATED REDUNDANCY MANAGER | 3749 | TEM | 1 | Simatic | 7.04 | 1
6GK53244GG002JR2 | SCALANCE XR324-4M EEC; MANAGED IE SWITCH, 19" RACK, POWER SUPPLY WITH 2 X 24V DC PORTS BACK SIDE, 16 X 10/100/1000MBIT/S RJ45 PORTS ELECTRICAL, 4 X 100/1000MBIT/S FOR 2-PORT- MEDIA MODULES, ELECTRICAL OR OPTICAL, LED DIAGNOSTICS, FAULT SIGNAL CONTACT WITH SELECT/SET-BUTTON, PROFINET-IO DEVICE, NETWORK- MANAGEMENT, INTEGRATED REDUNDANCY MANAGER C-PLUG IN SCOPE OF SUPPLY | 3749 | TEM | 1 | Simatic | 7.08 | 1
6GK53244GG003ER2 | SCALANCE XR324-4M EEC; MANAGED IE SWITCH, 19" RACK, POWER SUPPLY WITH 1 X 230V AC PORTS FRONT SIDE, 16 X 10/100/1000MBIT/S RJ45 PORTS ELECTRICAL, 4 X 100/1000MBIT/S FOR 2-PORT- MEDIA MODULES, ELECTRICAL OR OPTICAL, LED DIAGNOSTICS, FAULT SIGNAL CONTACT WITH SELECT/SET-BUTTON, PROFINET-IO DEVICE, NETWORK- MANAGEMENT, INTEGRATED REDUNDANCY MANAGER | 3507 | TEM | 1 | Simatic | 6.6 | 1
6GK53244GG003JR2 | SCALANCE XR324-4M EEC; MANAGED IE SWITCH, 19" RACK, POWER SUPPLY WITH 1 X 230V AC PORTS BACK SIDE, 16 X 10/100/1000MBIT/S RJ45 PORTS ELECTRICAL, 4 X 100/1000MBIT/S FOR 2-PORT- MEDIA MODULES, ELECTRICAL OR OPTICAL, LED DIAGNOSTICS, FAULT SIGNAL CONTACT WITH SELECT/SET-BUTTON, PROFINET-IO DEVICE, NETWORK- MANAGEMENT, INTEGRATED REDUNDANCY MANAGER | 3507 | TEM | 1 | Simatic | 6.8 | 1
6GK53244GG004ER2 | SCALANCE XR324-4M EEC; MANAGED IE SWITCH, 19" RACK, POWER SUPPLY WITH 2 X 230V AC PORTS FRONT SIDE, 16 X 10/100/1000MBIT/S RJ45 PORTS ELECTRICAL, 4 X 100/1000MBIT/S FOR 2-PORT- MEDIA MODULES, ELECTRICAL OR OPTICAL, LED DIAGNOSTICS, FAULT SIGNAL CONTACT WITH SELECT/SET-BUTTON, PROFINET-IO DEVICE, NETWORK- MANAGEMENT, INTEGRATED REDUNDANCY MANAGER | 3749 | TEM | 1 | Simatic | 7.18 | 1
6GK53244GG004JR2 | SCALANCE XR324-4M EEC; MANAGED IE SWITCH, 19" RACK, POWER SUPPLY WITH 2 X 230V AC PORTS BACK SIDE, 16 X 10/100/1000MBIT/S RJ45 PORTS ELECTRICAL, 4 X 100/1000MBIT/S FOR 2-PORT- MEDIA MODULES, ELECTRICAL OR OPTICAL, LED DIAGNOSTICS, FAULT SIGNAL CONTACT WITH SELECT/SET-BUTTON, PROFINET-IO DEVICE, NETWORK- MANAGEMENT, INTEGRATED REDUNDANCY MANAGER | 3749 | TEM | 1 | Simatic | 7.16 | 1
6GK53244QG001AR2 | SCALANCE XR324-4M POE; MANAGED IE SWITCH, 19" RACK; POWER SUPPLY DC 24V; PORTS FRONT SIDE; 8 X 10/100/1000MBIT/S FOR RJ45 PORTS ELECTRICAL WITH POE; 8 X 10/100/1000MBIT/S FOR RJ45 PORTS ELECTRICAL W/O POE; 4 X 10/100/1000MBIT/S 2-PORT MEDIA MODULES, ELECTRICAL OR OPTICAL; LED DIAGNOSIS; FAULT SIGNAL CONTACT; SELECT / SET BUTTON; PROFINET IO DEVICE; | 3990 | TEM | 1 | Simatic | 7.08 | 1
6GK53244QG001CR2 | SCALANCE XR324-4M POE TS; MANAGED IE SWITCH, 19" RACK; POWER SUPPLY 24V DC; PORTS FRONT SIDE; 8 X 10/100/1000MBIT/S FOR RJ45 PORTS ELEKTRICAL WITH POE; 8 X 10/100/1000MBIT/S FOR RJ45 PORTS ELECTRICAL W/O POE; 4 X 10/100/1000MBIT/S 2-PORT- MEDIA MODULES, ELECTRICAL OR OPTICAL, LED-DIAGNOSTICS; FAULT SIGNAL CONTACT; SELECT/SET-BUTTON; PROFINET-IO DEVICE; | 4389 | TEM | 1 | Simatic | 7.1 | 1
6GK53244QG001HR2 | SCALANCE XR324-4M POE; MANAGED IE SWITCH, 19" RACK; POWER SUPPLY 24V DC; PORTS BACK SIDE; 8 X 10/100/1000MBIT/S FOR RJ45 PORTS ELECTRICAL WITH POE 8 X 10/100/1000MBIT/S FOR RJ45 PORTS ELECTRICAL W/O POE; 4 X 10/100/1000MBIT/S 2-PORT MEDIA MODULES, ELECTRICAL OR OPTICAL; LED DIAGNOSIS; FAULT SIGNAL CONTACT; SELECT / SET BUTTON; PROFINET IO DEVICE; | 3990 | TEM | 1 | Simatic | 7.08 | 1
6GK53244QG003AR2 | SCALANCE XR324-4M POE; MANAGED IE SWITCH, 19" RACK; POWER SUPPLY 230V AC; PORTS FRONT SIDE; 8 X 10/100/1000MBIT/S FOR RJ45 PORTS ELECTRICAL WITH POE 8 X 10/100/1000MBIT/S FOR RJ45 PORTS ELECTRICAL W/O POE; 4 X 10/100/1000MBIT/S 2-PORT MEDIA MODULES, ELECTRICAL OR OPTICAL; LED DIAGNOSIS; FAULT SIGNAL CONTACT; SELECT/SET BUTTON; C-PLUG WITHIN SCOPE OF SUPPLY; | 3990 | TEM | 1 | Simatic | 7.1 | 1
6GK53244QG003HR2 | SCALANCE XR324-4M POE; MANAGED IE SWITCH, 19" RACK; POWER SUPPLY AC 230V; PORTS BACK SIDE; 8 X 10/100/1000MBIT/S FOR RJ45 PORTS ELECTRICAL WITH POE 8 X 10/100/1000MBIT/S FOR RJ45 PORTS ELECTRICAL W/O POE; 4 X 10/100/1000MBIT/S 2-PORT MEDIA MODULES, ELECTRICAL OR OPTICAL; LED DIAGNOSIS; FAULT SIGNAL CONTACT; SELECT SET BUTTON; PROFINET IO DEVICE; | 3990 | TEM | 1 | Simatic | 7.08 | 1
6GK54008AS008AP2 | PE400-8SFP PORT EXTENDER FOR SCALANCE XM-400 MANAGED MODULAR IE SWITCH; EXPANSION: 8 X 100/1000 MBIT/S SFP | 1365 | TEM | 1 | Simatic | 0.772 | 1
6GK54080GA008AP2 | PE408 PORT EXTENDER FOR SCALANCE XM-400 MANAGED MODULAR IE SWITCH; EXPANSION: 8 X 10/100/1000 MBIT/S RJ45 | 1470 | TEM | 1 | Simatic | 0.795 | 1
6GK54080PA008AP2 | PE408POE PORT EXTENDER FOR SCALANCE XM-400 MANAGED MODULAR IE SWITCH; EXPANSION: 8 X 10/100/1000 MBIT/S RJ45 WITH UP TO ,8 PORTS POE ACCORDING TO IEEE802.3AT; FOR POE SEPARATE POWER SUPPLY REQUIRED | 1890 | TEM | 1 | Simatic | 0.832 | 1
6GK54084GP002AM2 | SCALANCE XM408-4C; MANAGED MODULAR IE SWITCH; 8 X 10/100/1000 MBIT/S RJ45; 4 X 100/1000 MBIT/S ST-/SC- PLUGGABLE AS COMBO PORTS; 8 PORTS USABLE IN TOTAL; EXPANDABLE UP TO 24 PORTS ELECTRICAL OR OPTICAL; LAYER 3 WITH KEY PLUG AVAILABLE MOUNTING DIN-/S7-PROFILE-RAIL PROFINET-IO DEVICE; REDUNDANCY FUNCTIONS; OFFICE FEATURES (RTEMP, VLAN, IGMP,..); C-PLUG IN SCOPE OF SUPPLY | 2520 | TEM | 1 | Simatic | 1.455 | 1
6GK54084GQ002AM2 | SCALANCE XM408-4C; MANAGED MODULAR IE SWITCH; LAYER 3 INTEGRATED; 8 X 10/100/1000 MBIT/S RJ45; 4 X 100/1000 MBIT/S ST-/SC- PLUGGABLE AS COMBO PORTS; USABLE 8 PORTS IN TOTAL; EXPANDABLE TO 24 PORTS ELEKTRICAL OR OPTICAL; MOUNTING DIN-/S7-PROFILE-RAIL PROFINET-IO DEVICE; REDUNDANCY FUNCTIONS; OFFICE FEATURES (RTEMP, VLAN, IGMP,..); C-PLUG IN SCOPE OF SUPPLY | 3360 | TEM | 1 | Simatic | 3.882 | 1
6GK54088GR002AM2 | SCALANCE XM408-8C; MANAGED MODULAR IE SWITCH; LAYER 3 INTEGRATED; 8 X 10/100/1000 MBIT/S RJ45; 8 X 100/1000 MBIT/S SFP; CONTAINS 8 COMBO PORTS; USABLE 8 PORTS IN TOTAL; EXPANDABLE TO 24 PORTS ELEKTRICAL OR OPTICAL; MOUNTING DIN-/S7-PROFILE-RAIL; PROFINET-IO DEVICE; REDUNDANCY FUNCTIONS; OFFICE FEATURES (RTEMP, VLAN, IGMP,..); C-PLUG IN SCOPE OF SUPPLY | 3360 | TEM | 1 | Simatic | 1.503 | 1
6GK54088GS002AM2 | SCALANCE XM408-8C; MANAGED MODULAR IE SWITCH; 8 X 10/100/1000 MBIT/S RJ45; 8 X 100/1000 MBIT/S SFP; CONTAINS 8 COMBO PORTS; 8 PORTS USABLE IN TOTAL; EXPANDABLE UP TO 24 PORTS ELECTRICAL OR OPTICAL; LAYER 3 WITH KEY PLUG AVAILABLE MOUNTING DIN-/S7-PROFILE-RAIL PROFINET-IO DEVICE; REDUNDANCY FUNCTIONS; OFFICE FEATURES (RTEMP, VLAN, IGMP,..); C-PLUG IN SCOPE OF SUPPLY | 2520 | TEM | 1 | Simatic | 1.48 | 1
6GK54164GR002AM2 | SCALANCE XM416-4C; MANAGED MODULAR IE SWITCH; LAYER 3 INTEGRATED; 16 X 10/100/1000 MBIT/S RJ45; 4 X 100/1000 MBIT/S SFP; CONTAINS 4 COMBO PORTS; USABLE 16 PORTS IN TOTAL; EXPANDABLE TO 24 PORTS ELEKTRICAL OR OPTICAL; MOUNTING DIN-/S7-PROFILE-RAIL; PROFINET-IO DEVICE; REDUNDANCY FUNCTIONS; OFFICE FEATURES (RTEMP, VLAN, IGMP,..); C-PLUG IN SCOPE OF SUPPLY | 4200 | TEM | 1 | Simatic | 1.599 | 1
6GK54164GS002AM2 | SCALANCE XM416-4C; MANAGED MODULAR IE SWITCH; 16 X 10/100/1000 MBIT/S RJ45; 4 X 100/1000 MBIT/S SFP; CONTAINS 4 COMBO PORTS; 16 PORTS USABLE IN TOTAL; EXPANDABLE UP TO 24 PORTS ELECTRICAL OR OPTICAL; LAYER 3 WITH KEY PLUG AVAILABLE MOUNTING DIN-/S7-PROFILE-RAIL PROFINET-IO DEVICE; REDUNDANCY FUNCTIONS; OFFICE FEATURES (RTEMP, VLAN, IGMP,..); C-PLUG IN SCOPE OF SUPPLY | 3360 | TEM | 1 | Simatic | 1.5 | 1
6GK55248GR002AR2 | SCALANCE XR524-8C; MANAGED IE SWITCH; LAYER 3 INTEGRATED; POWER SUPPLY 24V DC; 24 X 10/100/1000 MBIT/S RJ45; 8 X 100/1000 MBIT/S SFP; CONTAINS 8 COMBO PORTS; 24 PORTS CAN BE USED IN TOTAL; FAULT-SIGNAL CONTACT; SELECT/SET-BUTTON; PROFINET-IO DEVICE; REDUNDANCY FUNCTIONS; OFFICE FEATURES (RTEMP, VLAN, IGMP,..); C-PLUG IN SCOPE OF SUPPLY | 5670 | TEM | 1 | Simatic | 4.871 | 1
6GK55248GR003AR2 | SCALANCE XR524-8C; MANAGED IE SWITCH; LAYER 3 INTEGRATED; POWER SUPPLY 230V AC ; 24 X 10/100/1000 MBIT/S RJ45; 8 X 100/1000 MBIT/S SFP; CONTAINS 8 COMBO PORTS; 24 PORTS CAN BE USED IN TOTAL; FAULT-SIGNAL CONTACT; SELECT/SET-BUTTON; PROFINET-IO DEVICE; REDUNDANCY FUNCTIONS; OFFICE FEATURES (RTEMP, VLAN, IGMP,..); C-PLUG IN SCOPE OF SUPPLY | 5880 | TEM | 1 | Simatic | 5.14 | 1
6GK55248GR004AR2 | SCALANCE XR524-8C; MANAGED IE SWITCH; LAYER 3 INTEGRATED; POWER SUPPLY 230V 2XAC; 24 X 10/100/1000 MBIT/S RJ45; 8 X 100/1000 MBIT/S SFP; CONTAINS 8 COMBO PORTS; 24 PORTS CAN BE USED IN TOTAL; FAULT-SIGNAL CONTACT; SELECT/SET-BUTTON; PROFINET-IO DEVICE; REDUNDANCY FUNCTIONS; OFFICE FEATURES (RTEMP, VLAN, IGMP,..); C-PLUG IN SCOPE OF SUPPLY | 6090 | TEM | 1 | Simatic | 5.42 | 1
6GK55248GS002AR2 | SCALANCE XR524-8C; MANAGED IE SWITCH; LAYER 3 AVAILABLE W. KEY-PLUG; POWER SUPPLY 24V DC; 24 X 10/100/1000 MBIT/S RJ45; 8 X 100/1000 MBIT/S SFP; CONTAINS 8 COMBO PORTS; 24 PORTS CAN BE USED IN TOTAL; FAULT-SIGNAL CONTACT; SELECT/SET-BUTTON; PROFINET-IO DEVICE; REDUNDANCY FUNCTIONS; OFFICE FEATURES (RTEMP, VLAN, IGMP,..); C-PLUG IN SCOPE OF SUPPLY | 4410 | TEM | 1 | Simatic | 4.862 | 1
6GK55248GS003AR2 | SCALANCE XR524-8C; MANAGED IE SWITCH; LAYER 3 AVAILABLE W. KEY-PLUG; POWER SUPPLY 230V AC; 24 X 10/100/1000 MBIT/S RJ45; 8 X 100/1000 MBIT/S SFP; CONTAINS 8 COMBO PORTS; 24 PORTS CAN BE USED IN TOTAL; FAULT-SIGNAL CONTACT; SELECT/SET-BUTTON; PROFINET-IO DEVICE; REDUNDANCY FUNCTIONS; OFFICE FEATURES (RTEMP, VLAN, IGMP,..); C-PLUG IN SCOPE OF SUPPLY | 4620 | TEM | 1 | Simatic | 5.16 | 1
6GK55248GS004AR2 | SCALANCE XM524-8C; MANAGED IE SWITCH; LAYER 3 AVAILABLE W. KEY-PLUG; POWER SUPPLY 230V 2XAC; 24 X 10/100/1000 MBIT/S RJ45; 8 X 100/1000 MBIT/S SFP; CONTAINS 8 COMBO PORTS; 24 PORTS CAN BE USED IN TOTAL; FAULT-SIGNAL CONTACT; SELECT/SET-BUTTON; PROFINET-IO DEVICE; REDUNDANCY FUNCTIONS; OFFICE FEATURES (RTEMP, VLAN, IGMP,..); C-PLUG IN SCOPE OF SUPPLY | 4830 | TEM | 1 | Simatic | 5.42 | 1
6GK55268GR002AR2 | SCALANCE XR526-8C; MANAGED IE SWITCH; LAYER 3 INTEGRATED; POWER SUPPLY DC 24V; 24 X 10/100/1000 MBIT/S RJ45; 8 X 100/1000 MBIT/S SFP COMBO; 2 X 10 GBIT/S SFP+; IN TOTAL 26 PORTS CAN BE USED; FAULT-SIGNAL CONTACT; SELECT/SET-BUTTON; PROFINET-IO DEVICE; REDUNDANCY FUNCTIONS; OFFICE FEATURES (RTEMP, VLAN, IGMP,..); C-PLUG IIN THE SCOPE OF SUPPLY | 6720 | TEM | 1 | Simatic | 5.12 | 1
6GK55268GR003AR2 | SCALANCE XR526-8C; MANAGED IE SWITCH; LAYER 3 INTEGRATED; POWER SUPPLY AC 230V; 24 X 10/100/1000 MBIT/S RJ45; 8 X 100/1000 MBIT/S SFP COMBO; 2 X 10 GBIT/S SFP+; IN TOTAL 26 PORTS CAN BE USED; FAULT-SIGNAL CONTACT; SELECT/SET-BUTTON; PROFINET-IO DEVICE; REDUNDANCY FUNCTIONS; OFFICE FEATURES (RTEMP, VLAN, IGMP,..); C-PLUG IIN THE SCOPE OF SUPPLY | 6930 | TEM | 1 | Simatic | 5.34 | 1
6GK55268GR004AR2 | SCALANCE XR526-8C; MANAGED IE SWITCH; LAYER 3 INTEGRATED; POWER SUPPLY 2XAC 230V; 24 X 10/100/1000 MBIT/S RJ45; 8 X 100/1000 MBIT/S SFP COMBO; 2 X 10 GBIT/S SFP+; IN TOTAL 26 PORTS CAN BE USED; FAULT-SIGNAL CONTACT; SELECT/SET-BUTTON; PROFINET-IO DEVICE; REDUNDANCY FUNCTIONS; OFFICE FEATURES (RTEMP, VLAN, IGMP,..); C-PLUG IIN THE SCOPE OF SUPPLY | 7140 | TEM | 1 | Simatic | 5.64 | 1
6GK55268GS002AR2 | SCALANCE XR526-8C; MANAGED IE SWITCH; LAYER 3 W/ KEY-PLUG AVAILABLE; POWER SUPPLY DC 24V; 24 X 10/100/1000 MBIT/S RJ45; 8 X 100/1000 MBIT/S SFP COMBO; 2 X 10 GBIT/S SFP+; IN TOTAL 26 PORTS CAN BE USED; FAULT-SIGNAL CONTACT; SELECT/SET-BUTTON; PROFINET-IO DEVICE; REDUNDANCY FUNCTIONS; OFFICE FEATURES (RTEMP, VLAN, IGMP,..); C-PLUG IIN THE SCOPE OF SUPPLY | 5460 | TEM | 1 | Simatic | 5.1 | 1
6GK55268GS003AR2 | SCALANCE XR526-8C; MANAGED IE SWITCH; LAYER 3 W/ KEY-PLUG AVAILABLE; POWER SUPPLY AC 230V; 24 X 10/100/1000 MBIT/S RJ45; 8 X 100/1000 MBIT/S SFP COMBO; 2 X 10 GBIT/S SFP+; IN TOTAL 26 PORTS CAN BE USED; FAULT-SIGNAL CONTACT; SELECT/SET-BUTTON; PROFINET-IO DEVICE; REDUNDANCY FUNCTIONS; OFFICE FEATURES (RTEMP, VLAN, IGMP,..); C-PLUG IIN THE SCOPE OF SUPPLY | 5670 | TEM | 1 | Simatic | 5.34 | 1
6GK55268GS004AR2 | SCALANCE XR526-8C; MANAGED IE SWITCH; LAYER 3 W/ KEY-PLUG AVAILABLE; POWER SUPPLY 2XAC 230V; 24 X 10/100/1000 MBIT/S RJ45; 8 X 100/1000 MBIT/S SFP COMBO; 2 X 10 GBIT/S SFP+; IN TOTAL 26 PORTS CAN BE USED; FAULT-SIGNAL CONTACT; SELECT/SET-BUTTON; PROFINET-IO DEVICE; REDUNDANCY FUNCTIONS; OFFICE FEATURES (RTEMP, VLAN, IGMP,..); C-PLUG IIN THE SCOPE OF SUPPLY | 5880 | TEM | 1 | Simatic | 5.66 | 1
6GK55280AA002AR2 | SCALANCE XR528-6M; MANAGED IE SWITCH LAYER3 PREPARED 19",RACK DATA CABLE OUTLET FRONT SIDE, 4 X 1000/10000MBIT/S SFP PLUS; 6 X 100/1000MBIT/S 4-PORT- MEDIA MODULE, ELECTRICAL, ELECTRICAL POE OR OPTICAL; LED-DIAGNOSTICS; FAULT SIGNAL CONTACT; SELECT/SET-BUTTON; PROFINET-IO DEVICE; NETWORK- MANAGEMENT; INTEGRATED REDUNDANCY-MANAGER; OFFICE FEATURES (RTEMP, VLAN, IGMP,..); C-PLUG IN THE SCOPE OF SUPPLY | 7245 | TEM | 1 | Simatic | 8.92 | 1
6GK55280AA002HR2 | SCALANCE XR528-6M; MANAGED IE SWITCH LAYER3 PREPARED 19",RACK DATA CABLE OUTLET BACK SIDE, 4 X 1000/10000MBIT/S SFP PLUS; 6 X 100/1000MBIT/S 4-PORT- MEDIA MODULE, ELECTRICAL, ELECTRICAL POE OR OPTICAL; LED-DIAGNOSTICS; FAULT SIGNAL CONTACT; SELECT/SET-BUTTON; PROFINET-IO DEVICE; NETWORK- MANAGEMENT; INTEGRATED REDUNDANCY-MANAGER; OFFICE FEATURES (RTEMP, VLAN, IGMP,..); C-PLUG IN THE SCOPE OF SUPPLY | 7245 | TEM | 1 | Simatic | 8.78 | 1
6GK55280AR002AR2 | SCALANCE XR528-6M; MANAGED IE SWITCH; LAYER 3 INTEGRATED; 19" RACK; PORTS FRONT SIDE; 4 X 1000/10000MBIT/S SFP PLUS; 6 X 100/1000MBIT/S 4-PORT- MEDIA MODULE, ELECTRICAL, ELECTRICAL POE OR OPTICAL; LED-DIAGNOSTICS; FAULT SIGNAL CONTACT; SELECT/SET-BUTTON; PROFINET-IO DEVICE; NETWORK MANAGEMENT; INTEGRATED REDUNDANCY MANAGER; OFFICE FEATURES (RTEMP, VLAN, IGMP,..); C-PLUG IN THE SCOPE OF SUPPLY | 8505 | TEM | 1 | Simatic | 8.92 | 1
6GK55280AR002HR2 | SCALANCE XR528-6M; MANAGED IE SWITCH; LAYER 3 INTEGRATED; 19" RACK; PORTS BACK SIDE; 4 X 1000/10000MBIT/S SFP PLUS; 6 X 100/1000MBIT/S 4-PORT- MEDIA MODULE, ELECTRICAL, ELECTRICAL POE OR OPTICAL; LED-DIAGNOSTICS; FAULT SIGNAL CONTACT; SELECT/SET-BUTTON; PROFINET-IO DEVICE; NETWORK MANAGEMENT; INTEGRATED REDUNDANCY MANAGER; OFFICE FEATURES (RTEMP, VLAN, IGMP,..); C-PLUG IN THE SCOPE OF SUPPLY | 8505 | TEM | 1 | Simatic | 8.82 | 1
6GK55520AA002AR2 | SCALANCE XR552-12M; MANAGED IE SWITCH; LAYER 3 PREPARED; 19" RACK, PORTS FRONT SIDE 4 X 1000/10000MBIT/S SFP PLUS; 12 X 100/1000MBIT/S 4-PORT- MEDIA MODULES, ELECTRICAL, ELECTRICAL POE OR OPTICAL; LED DIAGNOSTICS; FAULT SIGNAL CONTACT; SELECT/SET-BUTTON; PROFINET-IO DEVICE; NETWORK- MANAGEMENT; INTEGRATED REDUNDANCY-MANAGER; OFFICE FEATURES (RTEMP, VLAN, IGMP,..); C-PLUG IN SCOPE OF SUPPLY | 8925 | TEM | 1 | Simatic | 11.58 | 1
6GK55520AA002HR2 | SCALANCE XR552-12M; MANAGED IE SWITCH LAYER3 PREPARED 19",RACK DATA CABLE OUTLET BACK SIDE, 4 X 1000/10000MBIT/S SFP PLUS; 12 X 100/1000MBIT/S 4-PORT- MEDIA MODULE, ELECTRICAL, ELECTRICAL POE OR OPTICAL; LED-DIAGNOSTICS; FAULT SIGNAL CONTACT; SELECT/SET-BUTTON; PROFINET-IO DEVICE; NETWORK- MANAGEMENT; INTEGRATED REDUNDANCY-MANAGER; OFFICE FEATURES (RTEMP, VLAN, IGMP,..); C-PLUG IN THE SCOPE OF SUPPLY | 8925 | TEM | 1 | Simatic | 11.11 | 1
6GK55520AR002AR2 | SCALANCE XR552-12M; MANAGED IE SWITCH; LAYER 3 INTEGRATED; 19" RACK; PORTS FRONT SIDE; 4 X 1000/10000MBIT/S SFP PLUS; 12 X 100/1000MBIT/S 4-PORT- MEDIA MODULE, ELECTRICAL, ELECTRICAL POE OR OPTICAL; LED-DIAGNOSTICS; FAULT SIGNAL CONTACT; SELECT/SET-BUTTON; PROFINET-IO DEVICE; NETWORK MANAGEMENT; INTEGRATED REDUNDANCY MANAGER; OFFICE FEATURES (RTEMP, VLAN, IGMP,..); C-PLUG IN THE SCOPE OF SUPPLY | 10185 | TEM | 1 | Simatic | 11.58 | 1
6GK55520AR002HR2 | SCALANCE XR552-12M; MANAGED IE SWITCH; LAYER 3 INTEGRATED; 19" RACK; PORTS BACK SIDE; 4 X 1000/10000MBIT/S SFP PLUS; 12 X 100/1000MBIT/S 4-PORT- MEDIA MODULE, ELECTRICAL, ELECTRICAL POE OR OPTICAL; LED-DIAGNOSTICS; FAULT SIGNAL CONTACT; SELECT/SET-BUTTON; PROFINET-IO DEVICE; NETWORK MANAGEMENT; INTEGRATED REDUNDANCY MANAGER; OFFICE FEATURES (RTEMP, VLAN, IGMP,..); C-PLUG IN THE SCOPE OF SUPPLY | 10185 | TEM | 1 | Simatic | 11.5 | 1
6GK55971AA008AA0 | SCALANCE X ACCESSORIES; SLIDE-IN FAN SET FAN597-1 FOR SCALANCE 552-12M | 420 | TEM | 1 | Simatic | 0.911 | 1
6GK55972AA008AA0 | SCALANCE X ACCESSORIES; SLIDE-IN FAN SET FAN597-2 FOR SCALANCE 528-6M | 420 | TEM | 1 | Simatic | 0.658 | 1
6GK55981AA003AA0 | SCALANCE PS598-1 POWER SUPPLY 300 WATT INPUT: AC 85-264 V, INLET CONN. FOR NON-HEATING APPARATUS OUTPUT: DC 24 V TERMINALS OR FOR DIRECT CONNECTING TO SCALANCE X-500 | 1155 | TEM | 1 | Simatic | 0.3 | 1
6GK56020BA102AA3 | SCALANCE S602 MODULE FOR PROTECTION OF UNITS AND NETWORKS IN AUTOMATION TECHNOLOGY AND FOR PROTECTION OF INDUSTRIAL COMMUNICATION WITH FIREWALL ADDITIONAL FUNCTIONS: ADDRESS CONVERSION (NAT/NAPT), DHCP-SERVER, SYSLOG, SYMBOL. NAME FOR IP-ADDRESSES, PPPOE, DYNDNS, SNMP (V1+V3) GLOBALE FIREWALL RULES | 1166 | TEM | 1 | Simatic | 0.98 | 1
6GK56120BA102AA3 | SCALANCE S 612 MODULE FOR PROTECTION OF UNITS AND NETWORKS IN AUTOMATION TECHNOLOGY AND FOR PROTECTION OF INDUSTRIAL COMMUNICATION VIA VPN AND FIREWALL ADDITIONAL FUNCTIONS: ADDRESS CONVERSION (NAT/NAPT), DHCP-SERVER, SYSLOG, SYMBOL. NAME FOR IP-ADDRESSES. | 1523 | TEM | 1 | Simatic | 1.001 | 1
6GK56150AA002AA2 | SCALANCE S615 LAN-ROUTER; F. PROTECTION OF DEVICES/ NETWORKS IN AUTOMATION AND PROTECTION OF INDUSTRIAL COMMUNICATION VIA VPN AND FIREWALL; FURTHER FUNCTIONS: ADDRESS CONVERSION (NAT/NAPT), CONNECTION TO SINEMA RC, 5-PORT SWITCH, 1XDIG. INPUT, 1XDIG. OUTPUT | 725 | TEM | 1 | Simatic | 0.355 | 1
6GK56230BA102AA3 | SCALANCE S 623 MODULE FOR PROTECTION OF UNITS AND NETWORKS IN AUTOMATION TECHNOLOGY AND FOR PROTECTION OF INDUSTRIAL COMMUNICATION VIA VPN AND FIREWALL; ADDITIONAL DMZ-PORT FOR CONNECTING AN ADDITIONAL NETWORK ADDITIONAL FUNCTIONS: ADDRESS CONVERSION | 1701 | TEM | 1 | Simatic | 1.014 | 1
6GK56272BA102AA3 | SCALANCE S627-2M MODULE FOR PROTECTING DEVICES AND NETZWORKS IN AUTOMATION AND FOR PROTECTION OF INDUSTRIAL COMMUNICATION VIA VPN AND FIREWALL; ADDITIONAL DMZ-PORT FOR CONNECTING AN ADDITIONAL NETWORK 24 V POWER SUPPLY ADDITIONAL FUNCTIONS: CONNECTION OF REDUNDANT RINGS FIREWALL REDUNDANCY | 2090 | TEM | 1 | Simatic | 1.572 | 1
6GK57211FC000AA0 | IWLAN Client, SCALANCE W721-1, RJ45, 1 radio, 1 R-SMA antenna connector, IEEE 802.11a/b/g/h/n, 2,4/5GHz, brutto-data-rate 150 MBit/s, 1x RJ45 max. 100 MBit/s, DC 24 V, terminal block, IP20, 0... +55Â°C, WPA2/802.11i/e, Note national approvals! CERT ID: ELN-W1-RJ-E1, Lieferumfang: manuals on CD, German/English, 1x terminal block; for use outside USA/Israel | 420 | TEM | 1 | Simatic | 0.231 | 1
6GK57211FC000AB0 | IWLAN Client, SCALANCE W721-1, RJ45, 1 radio, 1 R-SMA antenna connector, IEEE 802.11a/b/g/h/n, 2,4/5GHz, brutto-data-rate 150 MBit/s, 1x RJ45 max. 100 MBit/s, DC 24 V, terminal block, IP20, 0... +55Â°C, WPA2/802.11i/e, Note national approvals! CERT ID: ELN-W1-RJ-E1, Lieferumfang: manuals on CD, German/English, 1x terminal block; only for use in USA | 420 | TEM | 1 | Simatic | 0.228 | 1
6GK57221FC000AA0 | IWLAN Client, SCALANCE W722-1, RJ45, 1 radio, 1 R-SMA antenna connector, iFeatures support IEEE 802.11a/b/g/h/n, 2,4/5GHz, brutto data rate 150 MBit/s, 1x RJ45 max. 100 MBit/s, DC 24 V, term. block, IP20, 0... +55Â°C, WPA2/802.11i/e, Note national approvals! CERT ID: ELN-W1-RJ-E1, scope of supply: manuals on CD, German/English, 1x terminal block; for use outside USA/Israel | 594 | TEM | 1 | Simatic | 0.233 | 1
6GK57221FC000AB0 | IWLAN Client, SCALANCE W722-1, RJ45, 1 radio, 1 R-SMA antenna connector, iFeatures support IEEE 802.11a/b/g/h/n, 2,4/5GHz, brutto data rate 150 MBit/s, 1x RJ45 max. 100 MBit/s, DC 24 V, term. block, IP20, 0... +55Â°C, WPA2/802.11i/e, Note national approvals! CERT ID: ELN-W1-RJ-E1, scope of supply: manuals on CD, German/English, 1x terminal block; only for use in USA | 594 | TEM | 1 | Simatic | 0.228 | 1
6GK57341FX000AA0 | IWLAN Client, SCALANCE W734-1, RJ45, 1 radio, 2 R-SMA antenna connector, iFeatures support via KEY-PLUG, IEEE 802.11a/b/g/h/n, 2,4/5GHz, brutto data rate 300 MBit/s, 2x RJ45 max. 100 MBit/s, PoE integrated 2-port-switch, redundant DC 24 V, term. block, IP30, -20... 60Â°C, plug slot Note national approvals! CERT ID: MSN-W1-RJ-E2, scope of supply: manuals on CD, German/English, 1x terminal block; for use outside USA/Israel | 641 | TEM | 1 | Simatic | 0.619 | 1
6GK57341FX000AA6 | IWLAN Client, pack of 20 pcs., SCALANCE W734-1, RJ45, 1 radio, 2 R-SMA antenna connector, iFeatures support via KEY-PLUG, IEEE 802.11a/b/g/h/n, 2,4/5GHz, brutto data rate 300 MBit/s, 2x RJ45 max. 100 MBit/s, PoE integrated 2-port-switch, redundant DC 24 V, term. block, IP30, -20... 60Â°C, plug slot WPA2/802.11i/e, Note national approvals! CERT ID: MSN-W1-RJ-E2, scope of supply: manuals on CD, German/English, 1x terminal block; for use outside USA/Israel 1 package = 20 pcs. | 12810 | TEM | 1 | Simatic | 12.7 | 0
6GK57341FX000AB0 | IWLAN Client, SCALANCE W734-1, RJ45, 1 radio, 2 R-SMA antenna connector, iFeatures support via KEY-PLUG, IEEE 802.11a/b/g/h/n, 2,4/5GHz, brutto data rate 300 MBit/s, 2x RJ45 max. 100 MBit/s, PoE integrated 2-port-switch, redundant DC 24 V, term. block, IP30, -20... 60Â°C, plug slot Note national approvals! CERT ID: MSN-W1-RJ-E2, scope of supply: manuals on CD, German/English, 1x terminal block; only for use in USA | 641 | TEM | 1 | Simatic | 0.61 | 1
6GK57341FX000AB6 | IWLAN Client, pack of 20 pcs., SCALANCE W734-1, RJ45, 1 radio, , 2 R-SMA antenna connector, iFeatures support via KEY-PLUG, IEEE 802.11a/b/g/h/n, 2,4/5GHz, brutto data rate 300 MBit/s, 2x RJ45 max. 100 MBit/s, PoE integrated 2-port-switch, redundant DC 24 V, term. block, IP30, -20... 60Â°C, plug slot WPA2/802.11i/e, Note national approvals! CERT ID: MSN-W1-RJ-E2, scope of supply: manuals on CD, German/English, 1x terminal block; only for use in USA 1 package = 20 pcs. | 12810 | TEM | 1 | Simatic | 12.2 | 0
6GK57481FC000AA0 | IWLAN Client, SCALANCE W748-1 RJ45, 1 radio, 3 R-SMA antenna connector, iFeatures support via KEY-PLUG, IEEE 802.11a/b/g/h/n, 2,4/5GHz, brutto 450 MBit/s per radio, 1x RJ45 max. 1 Gbit/s, PoE, redundant DC 24 V, term. block, IP30, Temp: -20 ...+60Â°C, WPA2/802.11i/e, signal contact Note national approvals! CERT ID: RAPN-W1-RJ-E3, contains: MPCIE-R1-ABGN-U3, scope of supply: manuals on CD, German/English, 2x terminal block; for use outside USA/Israel | 704 | TEM | 1 | Simatic | 1.907 | 1
6GK57481FC000AB0 | IWLAN Client, SCALANCE W748-1 RJ45, 1 radio, 3 R-SMA antenna connector, iFeatures support via KEY-PLUG, IEEE 802.11a/b/g/h/n, 2,4/5GHz, brutto 450 MBit/s per radio, 1x RJ45 max. 1 Gbit/s, PoE, redundant DC 24 V, term. block, IP30, Temp: -20 ...+60Â°C, WPA2/802.11i/e, signal contact Note national approvals! CERT ID: RAPN-W1-RJ-E3, contains: MPCIE-R1-ABGN-U3, scope of supply: manuals on CD, German/English, 2x terminal block; for use in USA | 704 | TEM | 1 | Simatic | 1.909 | 1
6GK57481GD000AA0 | IWLAN Client, SCALANCE W748-1 M12, 1 radio, 3 N-CON antenna connector, iFeatures support via KEY-PLUG, IEEE 802.11a/b/g/h/n, 2,4/5GHz, brutto 450 MBit/s per radio, 1x M12 max. 1 Gbit/s, PoE, redundant DC 24 V, M12 A-coded IP65, -20...+60Â°C, plug slot, WPA2/802.11i/e, signal contact Note national approvals! CERT ID: RAPN-W1-M12-E3, contains: MPCIE-R1-ABGN-U3, scope of supply: manuals on CD, German/English; caps M12, for use outside USA/Israel | 851 | TEM | 1 | Simatic | 1.99 | 1
6GK57481GD000AB0 | IWLAN Client, SCALANCE W748-1 M12, 1 radio, 3 N-CON antenna connector, iFeatures support via KEY-PLUG, IEEE 802.11a/b/g/h/n, 2,4/5GHz, brutto 450 MBit/s per radio, 1x M12 max. 1 Gbit/s, PoE, redundant DC 24 V, M12 A-coded IP65, -20...+60Â°C, plug slot, WPA2/802.11i/e, signal contact Note national approvals! CERT ID: RAPN-W1-M12-E3, contains: MPCIE-R1-ABGN-U3, scope of supply: manuals on CD, German/English; caps M12, for use in USA | 851 | TEM | 1 | Simatic | 1.992 | 1
6GK57611FC000AA0 | IWLAN Access Point, SCALANCE W761-1 RJ45, 1 radio, 1 R-SMA antenna connector, IEEE 802.11a/b/g/h/n, 2,4/5GHz, brutto-data-rate 150 MBit/s, 1x RJ45 max. 100 MBit/s, DC 24 V, terminal block, IP20, 0... +55Â°C, WPA2/802.11i/e, Note national approvals! CERT ID: ELN-W1-RJ-E1, scope of supply: manuals on CD German/English, 1x terminal block; for use outside USA/Israel | 630 | TEM | 1 | Simatic | 0.231 | 1
6GK57611FC000AB0 | IWLAN Access Point, SCALANCE W761-1 RJ45, 1 radio, 1 R-SMA antenna connector, IEEE 802.11a/b/g/h/n, 2,4/5GHz, brutto-data-rate 150 MBit/s, 1x RJ45 max. 100 MBit/s, DC 24 V, terminal block, IP20, 0... +55Â°C, WPA2/802.11i/e, Note national approvals! CERT ID: ELN-W1-RJ-E1, scope of supply: manuals on CD German/English, 1x terminal block; only for use in USA | 630 | TEM | 1 | Simatic | 0.196 | 1
6GK57741FX000AA0 | IWLAN Access Point, SCALANCE W774-1 RJ45, 1 radio, 2 R-SMA antenna connector, iFeatures support via KEY-PLUG, IEEE 802.11a/b/g/h/n, 2,4/5GHz, Brutto data rate 300 MBit/s, 2x RJ45 max. 100 MBit/s, PoE integrated 2-port-switch, redundant DC 24 V, term. block, IP30, -20... 60Â°C, plug slot WPA2/802.11i/e, Note national approvals! CERT ID: MSN-W1-RJ-E2, scope of supply: manuals on CD, German/English, 1x terminal block; for use outside USA/Israel | 851 | TEM | 1 | Simatic | 0.611 | 1
6GK57741FX000AB0 | IWLAN Access Point, SCALANCE W774-1 RJ45, 1 radio, 2 R-SMA antenna connector, iFeatures support via KEY-PLUG, IEEE 802.11a/b/g/h/n, 2,4/5GHz, Brutto data rate 300 MBit/s, 2x RJ45 max. 100 MBit/s, PoE integrated 2-port-switch, redundant DC 24 V, term. block, IP30, -20... 60Â°C, plug slot WPA2/802.11i/e, Note national approvals! CERT ID: MSN-W1-RJ-E2, scope of supply: manuals on CD, German/English, 1x terminal block; for use in USA | 851 | TEM | 1 | Simatic | 0.621 | 1
6GK57741FY000TA0 | IWLAN Access Point, SCALANCE W774-1 M12 EEC, 1 radio, 2 R-SMA antenna connector, iFeatures support via KEY-PLUG, IEEE 802.11a/b/g/h/n, 2,4/5GHz, Brutto data rate 300 MBit/s, 2x M12 max. 100 MBit/s, PoE integrated 2-port-switch, redundant DC 24 V, M12 A-coded IP30, -30... 65Â°C, plug slot WPA2/802.11i/e,conformalCoating EN 50155, Note national approvals! CERT ID: MSN-W1-M12-E2, scope of supply: manuals on CD, German/English; caps M12, for use outside USA/Israel | 1176 | TEM | 1 | Simatic | 0.602 | 1
6GK57741FY000TB0 | IWLAN Access Point, SCALANCE W774-1 M12 EEC, 1 radio, 2 R-SMA antenna connector, iFeatures support via KEY-PLUG, IEEE 802.11a/b/g/h/n, 2,4/5GHz, Brutto data rate 300 MBit/s, 2x M12 max. 100 MBit/s, PoE integrated 2-port-switch, redundant DC 24 V, M12 A-coded IP30, -30... 65Â°C, plug slot WPA2/802.11i/e,conformalCoating EN 50155, Note national approvals! CERT ID: MSN-W1-M12-E2, scope of supply: manuals on CD, German/English; caps M12, for use in USA | 1176 | TEM | 1 | Simatic | 0.598 | 1
6GK57861FC000AA0 | IWLAN Access Point, SCALANCE W786-1 RJ45, 1 radio, 3 R-SMA antenna connector, iFeatures support via KEY-PLUG, IEEE 802.11a/b/g/h/n, 2,4/5GHz, brutto 450 MBit/s per radio, 1x RJ45 max. 1 Gbit/s, PoE, redundant DC 24 V, term. block, 110 - 230 V AC via PS791-2AC IP65, -40...+60Â°C, plug slot, WPA2/802.11i/e, Note national approvals! CERT ID: EAPN-W1-RJ-E3, contains: MPCIE-R1-ABGN-U3, scope of supply: manuals on CD, German/English, 1x terminal block; for use outside USA/Israel | 1292 | TEM | 1 | Simatic | 2.618 | 1
6GK57861FC000AB0 | IWLAN Access Point, SCALANCE W786-1 RJ45, 1 radio, 3 R-SMA antenna connector, iFeatures support via KEY-PLUG, IEEE 802.11a/b/g/h/n, 2,4/5GHz, brutto 450 MBit/s per radio, 1x RJ45 max. 1 Gbit/s, PoE, redundant DC 24 V, term. block, 110 - 230 V AC via PS791-2AC IP65, -40...+60Â°C, plug slot, WPA2/802.11i/e, Note national approvals! CERT ID: EAPN-W1-RJ-E3, contains: MPCIE-R1-ABGN-U3, scope of supply: manuals on CD, German/English, 1x terminal block; for use in USA | 1292 | TEM | 1 | Simatic | 1.4 | 1
6GK57862FC000AA0 | IWLAN Access Point, SCALANCE W786-2 RJ45, 2 radios, 6 R-SMA antenna connector, iFeatures support via KEY-PLUG, IEEE 802.11a/b/g/h/n, 2,4/5GHz, brutto 450 MBit/s per radio, 1x RJ45 max. 1 Gbit/s, PoE, redundant DC 24 V, term. block, 110 - 230 V AC via PS791-2AC IP65, -40...+60Â°C, plug slot, WPA2/802.11i/e, Note national approvals! CERT ID: EAPN-W2-RJ-E3, contains: MPCIE-R1-ABGN-U3, scope of supply: manuals on CD, German/English, 1x terminal block; for use outside USA/Israel | 1502 | TEM | 1 | Simatic | 2.816 | 1
6GK57862FC000AB0 | IWLAN Access Point, SCALANCE W786-2 RJ45, 2 radios, 6 R-SMA antenna connector, iFeatures support via KEY-PLUG, IEEE 802.11a/b/g/h/n, 2,4/5GHz, brutto 450 MBit/s per radio, 1x RJ45 max. 1 Gbit/s, PoE, redundant DC 24 V, term. block, 110 - 230 V AC via PS791-2AC IP65, -40...+60Â°C, plug slot, WPA2/802.11i/e, Note national approvals!, CERT ID: EAPN-W2-RJ-E3, contains: MPCIE-R1-ABGN-U3, scope of supply: manuals on CD, German/English, 1x terminal block; for use in USA | 1502 | TEM | 1 | Simatic | 1.4 | 1
6GK57862FC001AA0 | IWLAN Access Point, SCALANCE W786C-2 RJ45, 2 radios, for use with IWLAN-controller, 6 R-SMA antenna connector, IEEE 802.11A/B/G/H/N, 2.4/5GHZ, brutto 450 MBit/s per radio, 1x RJ45 max. 1 Gbit/s, PoE, redundant DC 24 V, term. block, 110 - 230 V AC via PS791-2AC IP65, -40...+60Â°C, WPA2/802.11i/e, Note national approvals! CERT ID: EAPN-W2-RJ-E3 contains: MPCIE-R1-ABGN-U3, scope of supply: manuals on CD, German/English 1x terminal block | 1691 | TEM | 1 | Simatic | 2.677 | 1
6GK57862FC001CA0 | ENTERASYS WS-AP3765E, WLAN ACCESS POINT, FOR USE WITH WLAN-CONTROLLER, 2 RADIOS, 6 R-SMA ANT. CONNEC., IEEE 802.11A/B/G/H/N, 2.4/5GHZ, BRUTTO 450 MBIT/S PRO RADIO, 1 X RJ45 (MAX. 1 GBIT/S), POE, 24VDC, IP65 (-40-+70 DGR C), WPA2/802.11I/E, PLEASE NOTE: NATIONAL APPROVAL CONTROLLER SCOPE OF SUPPLY: MANUAL ENGLISH 1 X TERMINAL BLOCK. | 1586 | TEM | 1 | Simatic | 1.4 | 1
6GK57862FE000AA0 | IWLAN Access Point, SCALANCE W786-2 SFP, 2 radios, 6 R-SMA antenna connector, iFeatures support via KEY-PLUG, IEEE 802.11a/b/g/h/n, 2,4/5GHz, brutto 450 MBit/s per radio, 2x SFP 1 Gbit/s Switch, redundant DC 24 V, term. block, 110 - 230 V AC via PS791-2AC IP65, -40..+60Â°C abhg. von SFP, temp. range depends on SFP, WPA2/802.11i/e, Note national approvals! CERT ID: EAPN-W2-SFP-E3 contains: MPCIE-R1-ABGN-U3, scope of supply: manuals on CD, German/English, for use outside USA/Israel | 1722 | TEM | 1 | Simatic | 2.674 | 1
6GK57862FE000AB0 | IWLAN Access Point, SCALANCE W786-2 SFP, 2 radios, 6 R-SMA antenna connector, iFeatures support via KEY-PLUG, IEEE 802.11a/b/g/h/n, 2,4/5GHz brutto 450 MBit/s per radio, 2x SFP 1 Gbit/s Switch, redundant DC 24 V, term. block, 110 - 230 V AC via PS791-2AC IP65, -40...+60Â°C, plug slot, temp. range depends on SFP, WPA2/802.11i/e, Note national approvals! CERT ID: EAPN-W2-SFP-E3, contains: MPCIE-R1-ABGN-U3, scope of supply: manuals on CD, German/English, for use in USA | 1722 | TEM | 1 | Simatic | 0.1 | 1
6GK57862FE001AA0 | IWLAN Access Point, SCALANCE W786C-2 SFP, 2 radios, for use with IWLAN-controller, 6 R-SMA antenna connector, IEEE 802.11a/b/g/h/n, 2,4/5GHz, brutto 450 MBit/s per radio, 2x SFP 1 Gbit/s Switch, redundant DC 24 V, term. block, 110 - 230 V AC via PS791-2AC IP65 -40...+60Â°C, dep. on SFP, CERT ID: EAPN-W2-SFP-E3, contains: MPCIE-R1-ABGN-U3, scope of supply: manuals on CD, German/English 1x terminal block | 1922 | TEM | 1 | Simatic | 1.4 | 1
6GK57862FE001CA0 | ENTERASYS WS-AP3767E; WLAN ACCESS POINT, FOR USE WITH WLAN-CONTROLLER, 2 RADIOS, 6 R-SMA ANT. CONNEC., IEEE 802.11A/B/G/H/N, 2.4/5GHZ, BRUTTO 450 MBIT/S PER RADIO, 2 X SFP (MAX. 1 GBIT/S) SWITCH, 24VDC, IP65, WPA2/802.11I/E, PLEASE NOTE NATIONAL APPROVAL FOR CONTROLLER, SCOPE OF SUPPLY: MANUAL ENGLISH 1 X TERMINAL BLOCK. | 1691 | TEM | 1 | Simatic | 2.666 | 1
6GK57862HC000AA0 | IWLAN Access Point, SCALANCE W786-2IA RJ45, 2 radios, 6 internal antennas, iFeatures support via KEY-PLUG, IEEE 802.11a/b/g/h/n, 2,4/5GHz, brutto 450 MBit/s per radio, 1x RJ45 max. 1 Gbit/s, PoE, redundant DC 24 V, term. block, 110 - 230 V AC via PS791-2AC IP65, -40...+60Â°C, plug slot, WPA2/802.11i/e, Note national approvals! CERT ID: EAPN-W2-RJ-I3, contains: MPCIE-R1-ABGN-U3, scope of supply: manuals on CD, German/English, 1x terminal block; for use outside USA/Israel | 1554 | TEM | 1 | Simatic | 2.645 | 1
6GK57862HC000AB0 | IWLAN Access Point, SCALANCE W786-2IA RJ45, 2 radios, 6 internal antennas, iFeatures support via KEY-PLUG, IEEE 802.11a/b/g/h/n, 2,4/5GHz, brutto 450 MBit/s per radio, 1x RJ45 max. 1 Gbit/s, PoE,, redundant DC 24 V, term. block, 110 - 230 V AC via PS791-2AC IP65, -40...+60Â°C, plug slot, WPA2/802.11i/e, Note national approvals! CERT ID: EAPN-W2-RJ-I3, contains: MPCIE-R1-ABGN-U3, scope of supply: manuals on CD, German/English, 1x terminal block; for use in USA | 1554 | TEM | 1 | Simatic | 1.4 | 1
6GK57862HC001AA0 | IWLAN Access Point, SCALANCE W786C-2IA RJ45, 2 Radios, for use with IWLAN-controller, 6 internal antennas, IEEE 802.11a/b/g/h/n, 2,4/5GHz, brutto 450 MBit/s per radio, 1x RJ45 max. 1 Gbit/s, PoE, redundant DC 24 V, term. block, 110 - 230 V AC via PS791-2AC IP65, -40...+60Â°C, WPA2/802.11i/e, Note national approvals! CERT ID: EAPN-W2-RJ-I3, contains: MPCIE-R1-ABGN-U3, scope of supply: manuals on CD German/English, 1x terminal block | 1743 | TEM | 1 | Simatic | 2.61 | 1
6GK57862HC001CA0 | ENTERASYS WS-AP3765I; WLAN ACCESS POINT, FOR USE WITH WLAN-CONTROLLER, 2 RADIOS, 6 INTERNAL ANTENNAS, IEEE 802.11A/B/G/H/N, 2.4/5GHZ, BRUTTO 450 MBIT/S PRO RADIO, 1 X RJ45 (MAX. 1 GBIT/S), POE, 24VDC, IP65 (-40-+70 DGR C), WPA2/802.11I/E, PLEASE NOTE: NATIONAL APPROVAL CONTROLLER SCOPE OF SUPPLY: MANUAL ENGLISH 1 X TERMINAL BLOCK. | 1523 | TEM | 1 | Simatic | 2.666 | 1
6GK57881FC000AA0 | IWLAN Access Point, SCALANCE W788-1 RJ45, 1 radio, 3 R-SMA antenna connector, iFeatures support via KEY-PLUG, IEEE 802.11a/b/g/h/n, 2,4/5GHz, brutto 450 MBit/s per radio, 1x RJ45 max. 1 Gbit/s, PoE, redundant DC 24 V, term. block, IP30, -20...+60Â°C, plug slot, WPA2/802.11i/e, signal contact Note national approvals! CERT ID: RAPN-W1-RJ-E3, contains: MPCIE-R1-ABGN-U3, scope of supply: manuals on CD, German/English, 2x terminal block; for use outside USA/Israel | 966 | TEM | 1 | Simatic | 1.899 | 1
6GK57881FC000AB0 | IWLAN Access Point, SCALANCE W788-1 RJ45, 1 radio, 3 R-SMA antenna connector, iFeatures support via KEY-PLUG, IEEE 802.11a/b/g/h/n, 2,4/5GHz, brutto 450 MBit/s per radio, 1x RJ45 max. 1 Gbit/s, PoE, redundant DC 24 V, term. block, IP30, -20...+60Â°C, plug slot, WPA2/802.11i/e, signal contact Note national approvals! CERT ID: RAPN-W1-RJ-E3, contains: MPCIE-R1-ABGN-U3, scope of supply: manuals on CD, German/English, 2x terminal block; only for use in USA | 966 | TEM | 1 | Simatic | 1.901 | 1
6GK57881GD000AA0 | IWLAN Access Point, SCALANCE W788-1 M12, 1 radio, 3 N-CON antenna connector, iFeatures support via KEY-PLUG, IEEE 802.11a/b/g/h/n, 2,4/5GHz, brutto 450 MBit/s per radio, 1x M12 max. 1 Gbit/s, PoE, redundant DC 24 V, M12 A-coded IP65, -20...+60Â°C, plug slot, WPA2/802.11i/e, Note national approvals! CERT ID: RAPN-W1-M12-E3, contains: MPCIE-R1-ABGN-U3, scope of supply: manuals on CD, German/English, caps M12, for use outside USA/Israel | 1176 | TEM | 1 | Simatic | 1.971 | 1
6GK57881GD000AB0 | IWLAN Access Point, SCALANCE W788-1 M12, 1 radio, 3 N-CON antenna connector, iFeatures support via KEY-PLUG, IEEE 802.11a/b/g/h/n, 2,4/5GHz, brutto 450 MBit/s per radio, 1x M12 max. 1 Gbit/s, PoE, redundant DC 24 V, M12 A-coded IP65, -20...+60Â°C, plug slot, WPA2/802.11i/e, Note national approvals! CERT ID: RAPN-W1-M12-E3. contains: MPCIE-R1-ABGN-U3, scope of supply: manuals on CD, German/English, caps M12, only for use in USA | 1176 | TEM | 1 | Simatic | 1.953 | 1
6GK57882FC000AA0 | IWLAN Access Point, SCALANCE W788-2 RJ45, 2 radios, 6 R-SMA antenna connector, iFeatures support via KEY-PLUG, IEEE 802.11a/b/g/h/n, 2,4/5GHz, brutto 450 MBit/s per radio, 1x RJ45 max. 1 Gbit/s, PoE, redundant DC 24 V, term. block, IP30, -20...+60Â°C, plug slot, WPA2/802.11i/e, signal contact Note national approvals! CERT ID: RAPN-W2-RJ-E3, contains: MPCIE-R1-ABGN-U3, scope of supply: manuals on CD, German/English, 2x terminal block; for use outside USA/Israel | 1176 | TEM | 1 | Simatic | 2.036 | 1
6GK57882FC000AB0 | IWLAN Access Point, SCALANCE W788-2 RJ45, 2 radios, 6 R-SMA antenna connector, iFeatures support via KEY-PLUG, IEEE 802.11a/b/g/h/n, 2,4/5GHz, brutto 450 MBit/s per radio, 1x RJ45 max. 1 Gbit/s, PoE, redundant DC 24 V, term. block, IP30, -20...+60Â°C, plug slot, WPA2/802.11i/e, signal contact CERT ID: RAPN-W2-RJ-E3, contains: MPCIE-R1-ABGN-U3, scope of supply: manuals on CD, German/English, 2x terminal block; only for use in USA | 1176 | TEM | 1 | Simatic | 1.941 | 1
6GK57882FC001AA0 | IWLAN Access Point, SCALANCE W788C-2 RJ45, 2 radios, for use with IWLAN-controller, 6 R-SMA antenna connector, IEEE802.11a/b/g/h/n, 2,4/5GHz, brutto 450 MBit/s er radio, 1x RJ45 max. 1 Gbit/s, PoE, redundant DC 24 V, term. block, IP30 -20...+60Â°C, WPA2/802.11i/e, Note national approvals! CERT ID: RAPN-W2-RJ-E3, contains: MPCIE-R1-ABGN-U3, scope of supply: manuals on CD German/English, 2x terminal block | 1355 | TEM | 1 | Simatic | 1.928 | 1
6GK57882GD000AA0 | IWLAN Access Point, SCALANCE W788-2 M12, 2 radios, 6 N-CON antenna connector, iFeatures support via KEY-PLUG, IEEE 802.11a/b/g/h/n, 2,4/5GHz, brutto 450 MBit/s per radio, 1x M12 max. 1 Gbit/s, PoE, redundant DC 24 V, M12 A-coded IP65, -20...+60Â°C, plug slot, WPA2/802.11i/e, Note national approvals! CERT ID. RAPN-W2-M12-E3, contains: MPCIE-R1-ABGN-U3, scope of supply: manuals on CD, German/English, caps M12, for use outside USA/Israel | 1386 | TEM | 1 | Simatic | 2.089 | 1
6GK57882GD000AB0 | IWLAN Access Point, SCALANCE W788-2 M12, 2 radios, 6 N-CON antenna connector, iFeatures support via KEY-PLUG, IEEE 802.11a/b/g/h/n, 2,4/5GHz, brutto 450 MBit/s per radio, 1x M12 max. 1 Gbit/s, PoE, redundant DC 24 V, M12 A-coded IP65, -20...+60Â°C, plug slot, WPA2/802.11i/e, Note national approvals! CERT ID: RAPN-W2-M12-E3, contains: MPCIE-R1-ABGN-U3, scope of supply: manuals on CD, German/English, caps M12, only for use in USA | 1386 | TEM | 1 | Simatic | 2.087 | 1
6GK57882GD000TA0 | IWLAN Access Point, SCALANCE W788-2 M12 EEC, 2 radios, 6 N-CON antenna connector, iFeatures support via KEY-PLUG, IEEE 802.11a/b/g/h/n, 2,4/5GHz, brutto 450 MBit/s per radio, 1x M12 max. 1 Gbit/s, PoE, redundant DC 24 V, M12 A-coded IP65, -40...+70Â°C, plug slot, WPA2/802.11i/e,conformalCoating EN 50155, EN 45545 Note national approvals! CERT ID: RAPN-W2-M12-E3, contains: MPCIE-R1-ABGN-U3, scope of supply: manuals on CD, German/English, caps M12, for use outside USA/Israel | 1722 | TEM | 1 | Simatic | 2.162 | 1
6GK57882GD000TB0 | IWLAN Access Point, SCALANCE W788-2 M12 EEC USA, 2 radios, 6 N-CON antenna connector, iFeatures support via KEY-PLUG, IEEE 802.11a/b/g/h/n, 2,4/5GHz, brutto 450 MBit/s per radio, 1x M12 max. 1 Gbit/s, PoE, redundant DC 24 V, M12 A-coded IP65, -40...+70Â°C, plug slot, WPA2/802.11i/e,conformalCoating EN 50155, EN 45545 Note national approvals! CERT ID: RAPN-W2-M12-E3, contains: MPCIE-R1-ABGN-U3, scope of supply: manuals on CD, German/English, caps M12, only for use in USA | 1722 | TEM | 1 | Simatic | 2.095 | 1
6GK57882GD001AA0 | IWLAN Access Point, SCALANCE W788C-2 M12, 2 radios, for use with IWLAN-controller, 6 N-CON. Antenna connector, IEEE 802.11a/b/g/h/n, 2,4/5GHz, brutto 450 MBit/s per radio, 1x M12 max. 1 Gbit/s, PoE, redundant DC 24 V, M12 A-coded IP65 -20...+60Â°C, WPA2/802.11i/e, Note national approvals! CERT ID: RAPN-W2-M12-E3, contains: MPCIE-R1-ABGN-U3, scope of supply: manuals on CD German/English caps M12, | 1575 | TEM | 1 | Simatic | 2.177 | 1
6GK57882GD001TA0 | IWLAN Access Point, SCALANCE W788C-2 M12 EEC, 2 radios, for use with IWLAN-controller, 6 N-CON. Antenna connector, IEEE 802.11a/b/g/h/n, 2,4/5GHz, brutto 450 MBit/s per radio, 1x M12 max. 1 Gbit/s, PoE, redundant DC 24 V, M12 A-coded IP65, -40...+70Â°C, WPA2/802.11i/e, conformal coating, EN 50155 Note national approvals! CERT ID: RAPN-W2-M12-E3, scope of supply: manuals on CD German/English caps M12, | 1922 | TEM | 1 | Simatic | 2.11 | 1
6GK57911PS000AA6 | POWER SUPPLY PS 791-1PRO (AC/DC POWER UNIT), 10 W, IP65 (-20 -+ 50 DGR C), INPUT: 90-265 V AC, OUTPUT: 24 V DC, METAL HOUSING, INCL.: AC POWER 3+PE CABLE CONNECTOR, DC POWER CORD M12 FOR DIRECT CONNECT. TO SCALANCE W-700PRO UND X-200PRO, MOUNTING ACCESSORIES, OPERATING INSTRUCTIONS GER/EN. | 436 | TEM | 1 | Simatic | 1.045 | 1
6GK57912AC000AA0 | Power-Supply PS 791-2AC, AC/DC Power-Supply 10 W, IP65 -40...+70Â° C, Input: AC 90...240V, Output: DC 18 V, usable only in combination with SCALANCE W-786; scope of supply: manual, German/English | 247 | TEM | 1 | Simatic | 0.299 | 1
6GK57912DC000AA0 | Power-Supply PS 791-2DC, DC/DC power supply 10 W, IP65 -40...+70Â° C, Input: DC 12...24V, Output: DC 18 V, usable only in combination with SCALANCE W-786; scope of supply: manual, German/English | 205 | TEM | 1 | Simatic | 0.308 | 1
6GK57924DN000AA6 | IWLAN RCOAX N-CONNECT FEMALE ANTENNA ANT792-4DN 2.4GHZ HELIX ANTENNA,CIRCULAR POLARIZATION CLOCKWISE; ANTENNA FOR RCOAX SYSTEMS ANTENNA AMPLIFYING AT 2.4GHZ 4DBI; IP67; AMBIENT TEMPERATURE -40 UP TO +70 DEGR C | 147 | TEM | 1 | Simatic | 0.121 | 1
6GK57926MN000AA6 | IWLAN ANTENNA ANT 792-6MN WITH OMNIDIRECTIONAL CHARACTERISTIC INCL. N-FEMALE CONNECTOR: 6 DBI IP65 (-40-+70 DGR C), 2.4 GHZ WI-FI COMPLIANCE AND NATIONAL APPROVALS WALL OR MAST MOUNTING, COMPACT MANUAL ON PAPER GERMAN/ENGLISH SCOPE OF SUPPLY: 1X ANT792-6MN, 1X TERMINATING RESISTANCE TI795-1R | 174 | TEM | 1 | Simatic | 1 | 1
6GK57928DN000AA6 | IWLAN ANTENNA ANT 792-8DN WITH STRONG DIRECTIONAL EFFICIENCY INCL. N-FEMALE CONNECTOR: 14 DBI, IP23, OUTDOOR, -40-+70 DGR C, 2.4GHZ WI-FI COMPLIANCE AND NATIONAL APPROVALS WALL OR MAST MOUNTING, COMPACT MANUAL ON PAPER GERMAN/ENGLISH SCOPE OF SUPPLY: 1X ANT792-8DN, 1X TERMINATING RESISTANCE TI795-1R 1X MOUNTING SUPPORT FOR ADJUSTMENT | 242 | TEM | 1 | Simatic | 1 | 1
6GK57934MN000AA6 | IWLAN RCOAX N-CONNECT FEMALE ANTENNA ANT793-4MN 5GHZ ANTENNA ANTENNA FOR RCOAX SYSTEMS LAMDA/4 OMNI-DIRECTIONAL ANTENNA, IP67; AMBIENT TEMPERATURE -40 BIS +70 DGR CELSIUS | 163 | TEM | 1 | Simatic | 0.072 | 1
6GK57936DG000AA0 | IWLAN ANTENNA ANT 793-6DG DUAL SLANT ANTENNA WITH WEAK DIRECTIONAL EFFICIENCY INCL. 2X N-FEMALE CONNECTOR: 9 DBI; IP67 (-40-+80DGR C), 5GHZ; WI-FI COMPLIANCE AND PLEASE NOTE NATIONAL APPROVALS; WALL OR MAST MOUNTING; COMPACT INSTRUCTIONS ON PAPER GERMAN / ENGLISH; SCOPE OF SUPPLY: 1X ANT793-6DG, 1X MOUNTING ALIGNMENT AID | 242 | TEM | 1 | Simatic | 0.11 | 1
6GK57936DT000AA0 | IWLAN ANTENNA ANT 793-6DT MIMO ANTENNA WITH WEAK DIRECTIONAL EFFICIENCY INCL. 3X QMA-SOCKETS; 8 DBI; IP67 (-40-+85DGR C), 5GHZ; WI-FI COMPLIANCE AND PLEASE NOTE NATIONAL APPROVALS; WALL OR MAST MOUNTING; COMPACT INSTRUCTIONS ON PAPER GERMAN / ENGLISH; SCOPE OF SUPPLY: 1X ANT793-6DT, 1X MOUNTING ALIGNMENT AID | 284 | TEM | 1 | Simatic | 0.27 | 1
6GK57936MN000AA6 | IWLAN ANTENNA ANT 793-6MN WITH OMNIDIRECTIONAL CHARACTERISTIC INCL. N-FEMALE CONNECTOR: 5 DBI IP65 (-45-+70 DGR C), 5GHZ NOTE WI-FI COMPLIANCE AND NATIONAL APPROVALS WALL OR MAST MOUNTING, COMPACT MANUAL ON PAPER GERMAN/ENGLISH SCOPE OF SUPPLY: 1X ANT793-6MN, 1X TERMINATING RESISTANCE TI795-1R | 210 | TEM | 1 | Simatic | 1 | 1
6GK57938DJ000AA0 | IWLAN ANTENNA ANT 793-8DJ VERTICAL-HORIZONTAL POLARIZED W. STRONG DIRECTION. EFFICIENCY INCL.2X N-FEMALE SOCKET; 18DBI; IP65 (-45-+70DGR C), 5GHZ; WI-FI COMPLIANCE AND PLEASE NOTE NATIONAL APPROVALS; WALL OR MAST MOUNTING; COMPACT INSTRUCTIONS ON PAPER GERMAN / ENGLISH; SCOPE OF SUPPLY: 1X ANT793-8DJ, 1X MOUNTING ALIGNMENT AID | 336 | TEM | 1 | Simatic | 0.7 | 1
6GK57938DK000AA0 | IWLAN ANTENNA ANT 793-8DK VERTICAL-HORIZONTAL POLARIZED W. STRONG DIRECTION. EFFICIENCY INCL.2X N-FEMALE SOCKET;23 DBI; IP67 (-45-+70DGR C), 5GHZ; WI-FI COMPLIANCE AND PLEASE NOTE NATIONAL APPROVALS; WALL OR MAST MOUNTING; COMPACT INSTRUCTIONS ON PAPER GERMAN / ENGLISH; SCOPE OF SUPPLY: 1X ANT793-8DK, 1X MOUNTING ALIGNMENT AID | 415 | TEM | 1 | Simatic | 2.5 | 1
6GK57938DL000AA0 | IWLAN ANTENNA ANT 793-8DL VERTICAL-HORIZONTAL POLARIZED; W. STRONG DIRECTION. EFFICIENCY INCL. 2X N-FEMALE SOCKET;14DBI; IP66 (-45-+70 DGR C), 5GHZ; SUITABLE FOR RAIL APPLICATIONS; WI-FI COMPLIANCE AND PLEASE NOTE NATIONAL APPROVALS; WALL OR MAST MOUNTING; COMPACT MANUAL ON PAPER GERMAN/ENGLISH; SCOPE OF SUPPLY: 1X ANT793-8DL, 1X MOUNTING ALIGNMENT AID | 419 | TEM | 1 | Simatic | 0.7 | 1
6GK57938DP000AA0 | IWLAN ANTENNA ANT 793-8DP WITH STRONG DIRECTIVE EFFICIENCY INCL. N-FEMALE CONNECTOR: 13/13.5 DBI; IP67 (-40-+80 DGR C); 4.9-5.35 GHZ WI-FI COMPLIANCE AND PLEASE NOTE NATIONAL APPROVALS! WALL OR MAST MOUNTING COMPACT MANUAL ON PAPER GERMAN / ENGLISH; SCOPE OF SUPPLY: 1X ANT793-8DP, 1 X MOUNTING SUPPORT FOR ADJUSTMENT | 231 | TEM | 1 | Simatic | 0.11 | 1
6GK57951TN001AA0 | SIMATIC NET N-CONNECT MALE TERMINATION IMPEDANCE TI795-1N, 50 OHM, 2,4 AND 5 GHZ, IP65, 0..6GHZ TERMINATING RESISTOR 50 OHM FOR RCOAX CABLE | 20.8 | TEM | 1 | Simatic | 0.045 | 0
6GK57951TR100AA6 | SIMATIC NET R-SMA MALE TERMINATION IMPEDANCE TI795-1R, 50 OHM 2.4 AND 5GHZ, IP65, 0..6GHZ TERMINATOR 50 OHM 1 PACKAGING UNIT = 3 PCS | 17.3 | ΠΑΚ | 1 | Simatic | 1 | 0
6GK57954MA000AA3 | IWLAN ANTENNA ANT 795-4MA WITH OMNIDIRECTIONAL CHARACTERISTIC,RADIAL ROTATAB., WITH ADDITIONAL JOINT, ANTENNA GAIN: 3/5DBI, INCL. RSMA CONNECTOR, IP30 (-20-+60DGR C), 2.4/5 GHZ; PLEASE NOTE: WI-FI COMPLIANCE AND NATIONAL APPROVALS; DIRECT MOUNTING TO SCALANCE W WITH RSMA CONNECT. METHOD; SCOPE OF SUPPLY:1X ANT795-4MA COMPACT INSTRUCTIONS ON PAPER GERMAN / ENGLISH | 33.6 | TEM | 1 | Simatic | 0.029 | 1
6GK57954MC000AA3 | IWLAN ANTENNA ANT 795-4MC WITH OMNIDIRECTIONAL CHARACTERISTIC; INCL. N-CONNECT MALE CONNECT. STRAIGHT; ANTENNA GAIN: 3/5 DBI; IP65 (-20-+60DGR C), 2.4/5GHZ; PLEASE NOTE WI-FI COMPLIANCE AND NATIONAL APPROVALS; DIRECT MOUNTING TO SCALANCE W WITH N-CONNECT CONNECT. METHOD; SCOPE OF SUPPLY:1X ANT795-4MC COMPACT INSTRUCTIONS ON PAPER GERMAN / ENGLISH | 33.6 | TEM | 1 | Simatic | 0.1 | 1
6GK57954MD000AA3 | IWLAN ANTENNA ANT 795-4MD WITH OMNIDIRECTIONAL CHARACTERISTIC INCL. N-FEMALE CONNECT. W. FIXED 90 DGR ANGLE; ANTENNA GAIN: 3/5 DBI; IP65 (-20-+60DGR C), 2.4/5GHZ; PLEASE NOTE WI-FI COMPLIANCE AND NATIONAL APPROVALS; DIRECT MOUNTING TO SCALANCE W WITH N-CONNECT CONNECT. METHOD; SCOPE OF SUPPLY:1X ANT795-4MD COMPACT INSTRUCTIONS ON PAPER GERMAN / ENGLISH | 33.6 | TEM | 1 | Simatic | 0.1 | 1
6GK57954MX000AA0 | IWLAN ANTENNA ANT 795-4MX WITH OMNIDIRECTIONAL CHARAKTERISTIC; WITH RAILWAY CERT., INCL. N-CONNECT MALE CONNECTOR STRAIGHT; ANTENNA GAIN: 2/2,5 DBI; IP67/69K (-40-+85DGR C), 2.4/5GHZ; NOTE WI-FI COMPLIANCE AND NATIONAL APPROVALS; MOUNTING DIRECTLY TO SCALANCE W WITH N-CONNECT CONNECT. TECHN.; SCOPE OF SUPPLY: 1X ANT795-4MX COMPACT MANUAL ON PAPER GERMAN/ENGLISH; | 48.3 | TEM | 1 | Simatic | 0.05 | 1
6GK57956DC000AA0 | IWLAN ANTENNA ANT 795-6DC WITH WEAK DIRECTIONAL EFFICIENCY INCL. N-FEMALE CONNECTOR: 9 DBI IP67 (-40-+80DGR C), 2.4/5GHZ WI-FI COMPLIANCE AND PLEASE NOTE NATIONAL APPROVALS MOUNTING ON WALL OR MAST COMPACT MANUAL ON PAPER GERMAN / ENGLISH SCOPE OF SUPPLY: 1X ANT795-6DC, 1X MOUNTING SUPPORT FOR ADJUSTMENT | 216 | TEM | 1 | Simatic | 0.11 | 1
6GK57956MN010AA6 | IWLAN ANTENNA MOUNTING TOOL (ANT 795-6MN) MOUNTING HELP FOR INSTALLATION ANT795-6MN BELOW THE ROOF, IP20, (-40-+70 DGR C), COMPACT MANUAL ON PAPER GERMAN/ENGLISH | 80.5 | TEM | 1 | Simatic | 1 | 0
6GK57956MN100AA6 | IWLAN ANTENNA ANT 795-6MN WITH OMNIDIRECTIONAL CHARACTERISTIC INCL. N-FEMALE CONNECTOR: 6/8 DBI; IP65 (-40-+70 DGR C), 2.4/5GHZ; WI-FI COMPLIANCE AND NATIONAL APPROVALS; MOUNTING ON ROOF AND VEHICLES; COMPACT MANUAL ON PAPER GERMAN / ENGLISH; SCOPE OF SUPPLY: 1X ANT795-6MN, 1X TERMINATING RESISTANCE TI795-1R FOR MOUNTING USE MOUNTING SUPPORT 6GK5795-6MN01-0AA6 | 205 | TEM | 1 | Simatic | 0.3 | 1
6GK57956MP000AA0 | IWLAN ANTENNA ANT 795-6MP WITH OMNIDIRECTIONAL CHARAKTERISTIC INCL. N-FEMALE PLUG 5/7 DBI, 2.4 AND 5 GHZ IP65 (-40-+80 DGR C), WI-FI COMPLIANCE AND NATIONAL APPROVALS WALL OR MAST MOUNTING, COMPACT MANUAL ON PAPER GERMAN/ENGLISH SCOPE OF SUPPLY: 1X ANT795-6MP 1X MOUNTING SUPPORT | 221 | TEM | 1 | Simatic | 0.14 | 1
6GK57956MT000AA0 | IWLAN ANTENNA ANT 795-6MT MIMO ANTENNA WITH OMNI- DIRECTIONAL CHARACTERISTIC INCL. 3 X QMA-SOCKETS; ANTENNA GAIN: 5/7 DBI; IP65 (-40-+85DGR C), 2.4/5GHZ; WI-FI COMPLIANCE AND PLEASE NOTE NATIONAL APPROVALS; MOUNTING ON ROOF, VEHICLE AND CEILING-MOUNTING; COMPACT INSTRUCTIONS ON PAPER GERMAN / ENGLISH; SCOPE OF SUPPLY: 1X ANT795-6MT, 1X MOUNTING AID FOR CEILING-MOUNTING | 284 | TEM | 1 | Simatic | 0.32 | 1
6GK57980AP004CA0 | SIMATIC NET N-CONNECT MALE/FEMALE ATTENUATOR 10DB | 71.2 | TEM | 1 | Simatic | 0.064 | 1
6GK57980CN000AA0 | IWLAN RCOAX N-CONNECT FEMALE N-CONNECTOR 2.4 AND 5 GHZ CAN BE PRE-ASSEMBLED IN THE FIELD COAXIAL CABLE TAP FOR CONNECTING THE RCOAX CABLE TO FURTHER COMPONENTS | 51.7 | TEM | 1 | Simatic | 0.159 | 0
6GK57980CP001AA0 | SIMATIC NET N-CONNECT MALE/ MALE COUPLER COUPLING UNIT | 13 | TEM | 1 | Simatic | 0.06 | 0
6GK57980PT002AA0 | SIMATIC N-CONNECT/SMA FEMALE/ FEMALE PANEL FEEDTHROUGH 2.4 GHZ AND 5 GHZ CABINET CABLE DUCT FOR MAXIMAL WALL THICKNESS 5.5 MM | 16.2 | TEM | 1 | Simatic | 0.035 | 0
6GK57980SN000EA0 | SIMATIC NET N-CONNECT FEMALE POWER SPLITTER 2-FOLD 2.4 AND 5 GHZ Y-ELEMENT FOR SPLITTING THE RCOAX CABLE | 294 | TEM | 1 | Simatic | 0.743 | 1
6GK57981CS004AA0 | SIMATIC NET ANGLE ADAPTER R-SMA/R-SMA MALE/ FEMALE | 11.6 | TEM | 1 | Simatic | 0.06 | 0
6GK57982LP002AA6 | SIMATIC NET LIGHTNING PROTECTOR LP798-1N, LIGHTNING PROTECTOR WITH N/N FEMALE/FEMALE CONNECTOR IP65 (-40-+100 DEG. C),0..6GHZ, WITH GAS DISCHARGE TECHNOLOGY FOR SCALANCE W AND M ANTENNAS, COMPACT PAPER MANUAL GERMAN/ENGLISH | 231 | TEM | 1 | Simatic | 0.104 | 1
6GK57982LP102AA6 | SIMATIC NET LIGHTNING PROTECTOR LP798-2N LIGHTNING PROTECTOR WITH N/N FEMALE/FEMALE CONNECTOR IP65 (-40-+85 DEG. C), 2..6GHZ, WITH QUARTER WAVE TECHNOLOGY FOR SCALANCE W ANTENNAS, COMPACT PAPER MANUAL GERMAN/ENGLISH | 231 | TEM | 1 | Simatic | 0.11 | 1
6GK57982PP002AA6 | SIMATIC N-CONNECT/N-CONNECT FEMALE/ FEMALE PANEL FEEDTHROUGH 2.4GHZ AND 5 GHZ CABINET CABLE DUCT FOR WALL THICKNESS MAX. 4.5MM | 16.2 | TEM | 1 | Simatic | 0.055 | 1
6GK57988MB000AC1 | IWLAN RCOAX CABLE CLIP 1/2" 10 PIECES, HOLDER FOR RCOAX CABLE FIXING SCREWS NOT IN SCOPE OF SUPPLY | 13.6 | ΠΑΚ | 1 | Simatic | 0.04 | 0
6GK57988MB000AM1 | IWLAN RCOAX CABLE CLIP 1/2" 100 PIECES, HOLDER FOR RCOAX CABLE FIXING SCREWS NOT IN SCOPE OF SUPPLY | 121 | ΠΑΚ | 1 | Simatic | 0.492 | 0
6GK57988MC000AC1 | IWLAN RCOAXTHREADED WASHER M6 10 PIECES FOR RCOAX CABLE CLIP 1/2" THREADED WASHER FOR RCOAX CABLE CLIP 1/2" FOR USE OF THREAD BOLT M6 | 10.2 | ΠΑΚ | 1 | Simatic | 0.03 | 0
6GK57988MC000AM1 | IWLAN RCOAX THREADED WASHER M6 FOR RCOAX CABLE CLIP 1/2" 100 PIECES THREADED WASHER FOR RCOAX CABLE CLIP 1/2" FOR USE OF THREAD BOLT M6 | 91.5 | ΠΑΚ | 1 | Simatic | 0.3 | 0
6GK57988MD000AC1 | IWLAN RCOAX SPACER 85MM FOR RCOAX CABLE CLIP 1/2" 10 PIECES SPACER 85MM FOR RCOAX CABLE CLIP 1/2" | 53.1 | ΠΑΚ | 1 | Simatic | 0.29 | 0
6GK57988MD000AM1 | IWLAN RCOAX SPACER 85MM FOR RCOAX CABLE CLIP 1/2" 100 PIECES SPACER 85MM FOR RCOAX CABLE CLIP 1/2" | 478 | ΠΑΚ | 1 | Simatic | 0.29 | 0
6GK57988MF000AB5 | SCALANCE ACCESSORIES SCREW-TYPE SLIDER FOR MOUNTING ON DIN RAIL 35 MM ACCORDING TO DIN EN 50 022. SCOPE OF SUPPLY: 5 PCS. PER EACH PACK USED IN: SCALANCE X208PRO, PS791-1PRO, SCALANCE S602 | 71 | ΠΑΚ | 1 | Simatic | 0.087 | 0
6GK57988MG000AA0 | Mounting Set, usable only in combination with SCALANCE W-786; scope of supply: adapter for wall mounting, adapter for S7-300 rail adapter for 35mm DIN rail, clamps for maST mounitng, manual, German/English | 103 | TEM | 1 | Simatic | 0.706 | 0
6GK57988ML000AB3 | DIN Rail Mounting Adapter, usable only in combination with SCALANCE W788 M12, W748 M12, SCALANCE W788 RJ45, W748 RJ45; RF290R screw type mounting on DIN rail 35mm according to DIN EN 50 022; scope of supply: mount adapter incl. fixing material, 3 pcs. per package | 56.2 | ΠΑΚ | 1 | Simatic | 0.064 | 0
6GK58121AA002AA2 | SCALANCE M812-1 ADSL-ROUTER; FOR WIRE-DEPENDENT IP-COMMUNICATION OF ETHERNET- BASED AUTOMATIION DEVICES VIA INTERNET SERVICE PROVIDER VPN, FIREWALL, NAT 1X ETHERNET RJ45 PORT 1X DIG. INPUT, 1X DIG. OUTPUT ADSL2T, ANNEX A | 578 | TEM | 1 | Simatic | 0.441 | 1
6GK58121BA002AA2 | SCALANCE M812-1 ADSL-ROUTER; FOR WIRE-DEPENDENT IP-COMMUNICATION OF ETHERNET- BASED AUTOMATIION DEVICES VIA INTERNE SERVICE PROVIDER VPN, FIREWALL, NAT 1X ETHERNET RJ45 PORT 1X DIG. INPUT, 1X DIG. OUTPUT ADSL2+, ANNEX B | 578 | TEM | 1 | Simatic | 0.45 | 1
6GK58161AA002AA2 | SCALANCE M816-1 ADSL-ROUTER; FOR WIRE-DEPENDENT IP-COMMUNICATION OF ETHERNET- BASED AUTOMATIION DEVICES VIA INTERNET SERVICE PROVIDER VPN, FIREWALL, NAT 4-PORT SWITCH 1X DIG. INPUT, 1X DIG. OUTPUT ADSL2T, ANNEX A | 830 | TEM | 1 | Simatic | 0.462 | 1
6GK58161BA002AA2 | SCALANCE M816-1 ADSL-ROUTER; FOR WIRE-DEPENDENT IP-COMMUNICATION OF ETHERNET- BASED AUTOMATIION DEVICES VIA INTERNE SERVICE PROVIDER VPN, FIREWALL, NAT 4-PORT SWITCH 1X DIG. INPUT, 1X DIG. OUTPUT ADSL2+, ANNEX B | 830 | TEM | 1 | Simatic | 0.46 | 1
6GK58262AB002AB2 | SCALANCE M826-2 SHDSL-ROUTER; FOR IP-COMMUNICATION VIA 2-WIRE- AND 4-WIRE- CABLES OF ETHERNET- BASED AUTOMATION DEVICES, SHDSL TOPOLOGY: POINT TO POINT, BONDING, LINE, BRIDGE-MODE; ROUTING-MODE WITH VPN, FIREWALL, NAT 4-PORT SWITCH 1X DIG. INPUT, 1X DIG. OUTPUT | 830 | TEM | 1 | Simatic | 0.393 | 1
6GK58742AA002AA2 | SCALANCE M874-2; FOR WIRELESS IP-COMMUNICATION OF ETHERNET- BASED AUTOMATIION DEVICES VIA 2.5G-MOBILE RADIO VPN, FIREWALL, NAT 2-PORT SWITCH 1X DIG. INPUT, 1X DIG. OUTPUT PLEASE NOTE NATIONAL APPROVALS! | 578 | TEM | 1 | Simatic | 0.379 | 1
6GK58743AA002AA2 | SCALANCE M874-3; FOR WIRELESS IP-COMMUNICATION OF ETHERNET- BASED AUTOMATIION DEVICES VIA 3G-MOBILE RADIO HSPA+, VPN, FIREWALL, NAT 2-PORT SWITCH 1X DIG. INPUT, 1X DIG. OUTPUT PLEASE NOTE NATIONAL APPROVALS! | 683 | TEM | 1 | Simatic | 0.377 | 1
6GK58750AA101AA2 | SCALANCE M875-0 UMTS-ROUTER; FOR WIRELESS IP-COMMUNICATION OF ETHERNET- BASED AUTOMATION DEVICES VIA UMTS-MOBILE RADIO HSDPA AND HSUPA SUPPORT SECURITY FEAT.:IPSEC, FIREWALL FOR MOBILE APPLICATIONS WITH APPROVALS FOR RAILWAY AND AUTOMOBILES 1X DIG. INPUT, 1X DIG. OUTPUT PLEASE NOTE NATIONAL APPROVALS! | 1376 | TEM | 1 | Simatic | 0.999 | 1
6GK58763AA022BA2 | SCALANCE M876-3; FOR WIRELESS IP-COMMUNICATION OF ETHERNET- BASED AUTOMATION DEVICES VIA 3G-MOBILE RADIO HSPA+/EV-DO, VPN, FIREWALL, NAT 4-PORT SWITCH ANTENNA DIVERSITY 1XDIG. INPUT, 1XDIG. OUTPUT PLEASE NOTE NATIONAL APPROVALS! PLEASE NOTE PROVIDER APPROVALS! | 830 | TEM | 1 | Simatic | 1 | 1
6GK58763AA022EA2 | SCALANCE M876-3 (ROK); FOR WIRELESS IP-COMMUNICATION OF ETHERNET BASED AUTOMATION DEVICES VIA 3G-MOBILE RADIO OPTIMIZED FOR USE IN REPUBLIC OF KOREA HSPA+, VPN, FIREWALL, NAT 4-PORT SWITCH ANTENNA DIVERSITY 1XDIG. INPUT, 1XDIG. OUTPUT PLEASE NOTE NATIONAL APPROVALS! | 830 | TEM | 1 | Simatic | 0.389 | 1
6GK58764AA002BA2 | SCALANCE M876-4 (EU); FOR WIRELESS IP-COMMUNICATION FROM ETHERNET BASED AUTOMATION DEVICES VIA LTE(4G)- MOBILE RADIO, OPTIMIZED FOR USE IN EUROPA, VPN, FIREWALL, NAT 4-PORT SWITCH 2X SMA ANTENNA, MIMO TECHNOLOGY 1XDIG. INPUT, 1XDIG. OUTPUT PLEASE NOTE NATIONAL APPROVALS! | 935 | TEM | 1 | Simatic | 0.396 | 1
6GK58764AA002DA2 | SCALANCE M876-4 (NAM); FOR WIRELESS IP-COMMUNICATION FROM ETHERNET BASED AUTOMATION DEVICES VIA LTE(4G)- MOBILE RADIO, OPTIMIZED FOR USE IN NORTHERN AMERICA, VPN, FIREWALL, NAT 4-PORT SWITCH 2X SMA ANTENNA, MIMO TECHNOLOGY 1XDIG. INPUT, 1XDIG. OUTPUT PLEASE NOTE NATIONAL APPROVALS! | 935 | TEM | 1 | Simatic | 0.389 | 1
6GK58956ML000AA0 | GPS ANTENNA ANT 895-6ML ANTENNA WITH INTEGRATED SIGNAL AMPLIFIER INCL. 0.3 M CONNECT. CABLE AND N-FEMALE CONNECTOR; 3 DBI; IP67 (-40-+85 DGR C) MOUNTING WITH MAGNET OR SCREW FASTENING PLEASE NOTE NATIONAL APPROVALS; COMPACT MANUAL ON PAPER GERMAN/ENGLISH; SCOPE OF SUPPLY: 1X ANT895-6ML | 80.9 | TEM | 1 | Simatic | 0.14 | 1
6GK58964MA000AA3 | IRC ANTENNA ANT 896-4MA FOR GSM (2G), UMTS (3G) AND LTE (4G) NETWORKS, OMNI- DIRECTIONAL CHARACTERISTIC RADIAL ROTATABLE, WITH ADDITIONAL JOINT, ANTENNA GAIN: 2DBI, INCL. SMA CONNECT.,IP54, (-40..+85DGR C), PLEASE NOTE NATIONAL APPROVALS; FOR DIRECT MOUNTING WITH SMA CONNECT. TECHNOLOGY; SCOPE OF SUPPLY: 1X ANT896-4MA COMPACT MANUAL ON PAPER GERMAN / ENGLISH; | 37.8 | TEM | 1 | Simatic | 0.1 | 1
6GK58964ME000AA0 | IRC ANTENNA ANT 896-4ME FOR GSM (2G), UMTS (3G) AND LTE (4G) NETWORKS, OMNI- DIRECTIONAL CHARACTERISTIC INCL. N-FEMALE CONNECTOR: 3DBI; IP66 (-40-+70DGR C), PLEASE NOTE NATIONAL APPROVALS; MOUNTING ON SWITCHING CABINET; COMPACT MANUAL ON PAPER GERMAN / ENGLISH; SCOPE OF SUPPLY: 1X ANT896-4ME | 103 | TEM | 1 | Simatic | 0.3 | 1
6GK58966MH000AA0 | MOBILE RADIO ANTENNA ANT 896-6MH FOR GSM (2G), UMTS (3G) AND LTE (4G) NETWORKS, WITH RAILWAY CERTIFICATION, OMNI- DIRECTIONAL CHARACTERISTIC INCL. N-FEMALE CONNECT.:5/6DBI; IP69K (-40-+85 DGR C), PLEASE NOTE NATIONAL APPROVALS; MOUNTING ON ROOF OF VEHICLES COMPACT MANUAL ON PAPER GERMAN / ENGLISH; SCOPE OF SUPPLY: 1X ANT896-6MH | 336 | TEM | 1 | Simatic | 0.49 | 1
6GK58966MM000AA0 | MOBILE RADIO ANTENNA ANT 896-6MM FOR GSM (2G),UMTS (3G), LTE-EU (4G) NETWORKS, GPS AND WLAN 2.4/5 GHZ, WITH E1 CERTIFICATION, OMNI- DIRECTIONAL CHARACTERISTIC INCL. 3X PIGTAIL W. QMA CONN. ANTENNA GAIN: 5/8DBI IP69K (-40-+85 DGR C), PLEASE NOTE NATIONAL APPROVALS; MOUNTING ON ROOF OF VEHICLES COMPACT MANUAL ON PAPER GERMAN / ENGLISH; SCOPE OF SUPPLY: 1X ANT896-6MM | 284 | TEM | 1 | Simatic | 0.38 | 1
6GK58981CV004AA0 | SIMATIC NET ANGLED ADAPTER SMA/SMA MALE/ FEMALE | 12.6 | TEM | 1 | Simatic | 0.06 | 0
6GK58988MD00 | SCALANCE M-800 DESKTOP PEDESTRIAN FOR MOUNTING FOR SCALANCE M812 / M816 / M874-X / M876-X / S615 | 36.8 | TEM | 1 | Simatic | 0.24 | 0
6GK58988MR00 | SCALANCE M-800 MOUNTING ANGLE 19" FOR MOUNTING IN 19 INCH RACKS 1 HEIGHT UNIT FOR SCALANCE M812 / M816 / M874-X / M876-X / S61 | 57.8 | TEM | 1 | Simatic | 0.835 | 0
6GK59040PA00 | KEY-PLUG XM400, REPLACEABLE MEDIUM FOR ACTIVATING OF LAYER 3 FEATURES FOR SCALANCE XM400 AND FOR SIMPLE DEVICE EXCHANGE IN CASE OF FAILURE AND FOR STORAGE OF CONFIGURATION DATA. | 840 | TEM | 1 | Simatic | 0.026 | 1
6GK59050PA00 | KEY-PLUG XR-500 LAYER 3, REPLACEABLE FOR ACTIVATING OF LAYER 3 FEATURES FOR SCALANCE XR-500 CONTAINS ALL C-PLUG FUNCTIONS FOR SIMPLE DEVICE EXCHANGE IN CASE OF FAILURE AND FOR STORAGE OF CONFIGURATION DATA. | 1260 | TEM | 1 | Simatic | 0.027 | 1
6GK59070PA00 | KEY-PLUG W700 Security, replaceable medium for activating security features f. SCALANCE W700 Access Points, allows simple device exchange in case of failure and recording configuration data; | 210 | TEM | 1 | Simatic | 0.025 | 1
6GK59071SB00 | License Key WLC700, Expansion licence for WLC711; extend. up to 16 access points; for all countries | 2426 | TEM | 1 | Simatic | 0.01 | 0
6GK59074PA00 | KEY-PLUG W740, replaceable medium for activating iFeatures for SCALANCE W in client mode, allows simple device exchange in case of failure and recording configuration data; respectively project and application data, for all SCALANCE W with plug slot | 210 | TEM | 1 | Simatic | 0.026 | 1
6GK59078PA00 | KEY-PLUG W780, replaceable medium for activating iFeatures for SCALANCE W in access point mode allows simple device exchange in case of failure and recording configuration data; respectively project and application data, for all SCALANCE W with plug slot | 420 | TEM | 1 | Simatic | 0.026 | 1
6GK59080PA00 | KEY-PLUG M800, REPLACEABLE MEDIUM F.ACTIVATING THE CONNECTION TO SIEMENS REMOTE SERVICE FOR SCALANCE M AND FOR SIMPLE DEVICE EXCHANGE IN CASE OF FAILURE AND FOR STORAGE OF CONFIGURATION DATA. | 210 | TEM | 1 | Simatic | 0.026 | 1
6GK59080PB00 | KEY-PLUG SINEMA RC, REPLACEABLE MED. FOR ACTIVATING THE CONNECTION TO SINEMA REMOTE CONNECT FOR S615 AND SCALANCE M874-X AND M876-X FOR SIMPLE DEVICE EXCHANGE IN CASE OF FAILURE AND FOR STORAGE OF CONFIGURATION DATA | 105 | TEM | 1 | Simatic | 0.027 | 1
6GK59230PS003AA2 | SCALANCE PS9230 POE POWER SUPPLY FOR Power-over- ethernet, INPUT: 120/230 V AC OUTPUT: 54 V / 1.6 A DC NEC CLASS 2 | 273 | TEM | 1 | Simatic | 0.6 | 1
6GK59240PS001AA2 | SCALANCE PS924 POE POWER SUPPLY FOR Power- over- ethernt, INPUT: 24 V DC OUTPUT: 54 V / 1.6 A DC NEC CLASS 2 | 305 | TEM | 1 | Simatic | 0.6 | 1
6GK59800BB000AA5 | TERMINAL BLOCK 2-PIN FOR SCALANCE SIGNAL CONTACT 24VDC; SPARE PART; 2-POLE TERMINAL BLOCK FOR SIGNAL CONTACT (24V DC); FOR SCALANCE X/W/S; 1 PACKAGE = 5 PIECES | 17.2 | ΠΑΚ | 1 | Simatic | 0.039 | 0
6GK59800BB100AA5 | SPRING TYPE TERMINAL BLOCK 2-PIN FOR SIGNAL CONTACT 24VDC; SCALANCE X/W/S/M; SPARE PART; 2-POLE SPRING-LOAD TERMINAL BLOCK FOR SIGNAL CONTACT (24V DC); FOR SCALANCE X/W/S/M; 1 PACKAGE = 5 PCS | 28 | ΠΑΚ | 1 | Simatic | 0.037 | 0
6GK59800CC000AA6 | TERMINAL BLOCK 3-PIN FOR SCALANCE SIGNAL CONTACT 230VAC; SPARE PART; 3-POLE TERMINAL BLOCK FOR SIGNAL CONTACT (230V AC); FOR SCALANCE XR-300EEC/X-300EE 1 PACKAGE = 6 PIECES | 43.3 | ΠΑΚ | 1 | Simatic | 0.116 | 0
6GK59801BC000AA5 | TERMINAL BLOCK 2-PIN FOR SCALANCE POWER SUPPLY 230VAC INCL. HOUSING; SPARE PART; 2-POLE TERMINAL BLOCK FOR POWER SUPPLY (230V AC) INCL. HOUSING; FOR SCALANCE XR-300 1 PACKAGE = 5 PIECES | 39.9 | ΠΑΚ | 1 | Simatic | 0.043 | 0
6GK59801CB000BA5 | SCREW / CLAMP TERMINAL BLOCK | 28 | ΠΑΚ | 1 | Simatic | 0.01 | 0
6GK59801CB000DA5 | TERMINAL BLOCK 3-PIN FOR S7-1200 CPS, CSM 1277 POWER SUPPLY SPARE PART; 3-PIN TERMINAL BLOCK FOR POWER SUPPLY FOR S7-1200 CPS, CSM 1277 1 PACKAGE = 5 PCS | 20 | ΠΑΚ | 1 | Simatic | 0.068 | 0
6GK59801CB100BA5 | PUSH-IN CLAMPS 3-PIN; FOR POWER SUPPLY; 24 V AC/DC; SPARE PART; FOR SCALANCE XB-000; 1 PACK = 5 PCS | 28 | ΠΑΚ | 1 | Simatic | 0.01 | 0
6GK59801CC000AA6 | TERMINAL BLOCK 3-PIN FOR SCALANCE POWER SUPPLY 230VAC; SPARE PART; 3-POLE TERMINAL BLOCK FOR POWER SUPPLY (230V AC); FOR SCALANCE XR-300EEC/X-300EE 1 PACKAGE = 6 PIECES | 43.3 | ΠΑΚ | 1 | Simatic | 0.116 | 0
6GK59801DB000AA5 | TERMINAL BLOCK 4-PIN FOR SCALANCE POWER SUPPLY 24VDC; SPARE PART; 4 POLE TERMINAL BLOCK FOR POWER SUPPLY (24V DC); FOR SCALANCE X/W/S; 1 PACKAGE = 5 PIECES | 28.5 | ΠΑΚ | 1 | Simatic | 0.068 | 0
6GK59801DB100AA5 | SPRING TYPE TERMINAL BLOCK 4-PIN FOR POWER SUPPLY 24VDC; FOR SCALANCE X/W/S/M; SPARE PART; 4-POLE SPRING-LOAD TERMINAL BLOCK FOR POWER SUPPLY (24V DC); FOR SCALANCE X/W/S/M; 1 PACKAGE = 5 PCS | 28 | ΠΑΚ | 1 | Simatic | 0.054 | 0
6GK59802BA000AA4 | SCALANCE XR-300 RACK MOUNT KIT; SPARE PART; FIXING BRACKET FOR 19 INCH RACK MOUNTING; FOR SCALANCE XR-300; 1 PACKAGE = 4 PCS | 74 | ΠΑΚ | 1 | Simatic | 0.118 | 0
6GK59802CA000AA4 | SCALANCE XR-300 DESK MOUNT KIT; SPARE PART; TABLE MOUNT; FOR SCALANCE XR-300; 1 PACKAGE = 4 PCS | 17.2 | ΠΑΚ | 1 | Simatic | 0.016 | 0
6GK59802DA000AA4 | SCALANCE COVER SET; SPARE PART; COVER PLATES; FOR SCALANCE X/XR/S; 1 PACKAGE = 4 PCS | 51.3 | ΠΑΚ | 1 | Simatic | 0.053 | 0
6GK59802EA000AA1 | S7-1500 MOUNTING KIT MOUNTING PLATE FOR FIXING OF X-100/X-200/X-300 ON S7-1500 DIN RAIL SCOPE OF SUPPLY: 2 PCS PER PACK | 68.3 | ΠΑΚ | 1 | Simatic | 0.118 | 0
6GK59803BB000AA5 | SERIAL CABLE RJ11/RS232; SPARE PART; PREASSEMBLED SERIAL CABLE WITH RJ11- AND RS232-CONNECTOR; LENGTH: 3M; 1 PACKAGE = 1 PIECE | 22.9 | TEM | 1 | Simatic | 0.102 | 0
6GK59803CB000AA1 | IE CABLE SFP+/SFP+ 1M; PREASSEMBLED IE CABLE WITH SFP-PLUS CONNECTORS; LENGTH: 1M; 1 PACK = 1 PIECE | 189 | TEM | 1 | Simatic | 0.112 | 0
6GK59803CB000AA2 | IE CABLE SFP+/SFP+ 2M; PREASSEMBLED IE CABLE WITH SFP-PLUS CONNECTORS; LENGTH: 2M; 1 PACK = 1 PIECE | 221 | TEM | 1 | Simatic | 0.135 | 0
6GK59803CB000AA7 | IE CABLE SFP+/SFP+ 7M; PREASSEMBLED IE CABLE WITH SFP-PLUS CONNECTORS; LENGTH: 7M; 1 PACK = 1 PIECE | 326 | TEM | 1 | Simatic | 0.915 | 0
6GK59804AA000AA5 | MOUNTING SCREW FOR S7-1500 AND S7-300 RAIL FOR SCALANCE X/W/M; SPARE PART; FIXING SCREW ON S7-1500 AND S7-300 RAIL FOR SCALANCE X/W/M; 1 PACKAGE = 5 PCS | 27.1 | TEM | 1 | Simatic | 0.039 | 0
6GK59911AB008AA0 | SCALANCE X ACCESSOR. STP991-1; PLUGGABLE FOR SCALANCE XM400; 1 X 100MBIT/S ST/BFOC-PORT, OPTICAL; MULTIMODE GLASS UP TO MAX. 5 KM | 194 | TEM | 1 | Simatic | 0.069 | 1
6GK59911AC008AA0 | SCALANCE X ACCESSO. STP991-1LD; PLUGGABLE FOR SCALANCE XM400; 1 X 100MBIT/S ST/BFOC-PORT, OPTICAL; SINGLEMODE GLASS UP TO MAX. 26 KM | 408 | TEM | 1 | Simatic | 0.081 | 1
6GK59911AD008AA0 | SCALANCE X ACCESSORY, SFP991-1; 1 X 100MBIT/S LC-PORT OPTICAL; MULTIMODE GLASS UP TO MAX. 5 KM | 99.8 | TEM | 1 | Simatic | 0.068 | 1
6GK59911AE008AA0 | SCALANCE X ACCESSORY, SFP991-1LH+ 1 X 100MBIT/S LC-PORT OPTICAL SINGLEMODE GLASS UP TO MAX. 70 KM | 840 | TEM | 1 | Simatic | 0.064 | 1
6GK59911AE308AA0 | SCALANCE X ACCESSORIES, SFP991-1ELH200 1 X 100MBIT/S LC-PORT OPTICAL SINGLE MODE GLASS UP TO MAX. 200 KM | 1575 | TEM | 1 | Simatic | 0.066 | 1
6GK59911AF008AA0 | SCALANCE X ACCESSORY, SFP991-1LD 1 X 100MBIT/S LC-PORT OPTICAL; SINGLEMODE GLASS UP TO MAX. 26 KM | 200 | TEM | 1 | Simatic | 0.034 | 1
6GK59912AB008AA0 | SCALANCE X ACCESSORY, MEDIA MODULE MM991-2, 2 X 100MBIT/S BFOC-PORTS OPTICAL; MULTIMODE GLASS UP TO MAX. 5 KM | 336 | TEM | 1 | Simatic | 0.136 | 1
6GK59912AB018AA0 | SCALANCE X ACCESSORIES; MEDIa MODULE MM991-2FM; 2 X 100MBIT/S SC-PORTS, OPTICAL; MULTIMODE GLASS UP TO MAX. 3 KM | 378 | TEM | 1 | Simatic | 0.139 | 1
6GK59912AC008AA0 | SCALANCE X ACCESSORY, MEDIA MODULE MM991-2LD, 2 X 100MBIT/S BFOC-PORTS OPTICAL; SINGLEMODE GLASS UP TO MAX. 26 KM | 930 | TEM | 1 | Simatic | 0.14 | 1
6GK59912AD008AA0 | SCALANCE X ACCESSORY, MEDIA MODULE MM991-2, 2 X 100MBIT/S SC-PORTS OPTICAL; MULTIMODE GLASS UP TO MAX. 3 KM | 336 | TEM | 1 | Simatic | 0.139 | 1
6GK59912AE008AA0 | SCALANCE X ACCESSORY, MEDIA MODULE MM991-2LH+, 2 X 100MBIT/S SC-PORTS OPTICAL SINGLEMODE GLASS UP TO MAX. 70 KM | 4232 | TEM | 1 | Simatic | 0.13 | 1
6GK59912AF008AA0 | SCALANCE X ACCESSORY, MEDIA MODULE MM991-2LD, 2 X 100MBIT/S SC-PORTS OPTICAL; SINGLEMODE GLASS UP TO MAX. 26 KM | 930 | TEM | 1 | Simatic | 0.145 | 1
6GK59912AH008AA0 | SCALANCE X ACCESSORIES; MEDIA MODULE MM991-2P; 2 X 100MBIT/S; SC RJ POF/PCF- PORTS; OPTICAL POF UP TO MAX. 50 M; PCF UP TO MAX 100 M; | 378 | TEM | 1 | Simatic | 0.121 | 1
6GK59914AB008AA0 | SCALANCE X ACCESSORIES; MEDIA MODULE MM991-4; 4 X 100MBIT/S BFOC-PORTS, OPTICAL; MULTIMODE GLASS UP TO MAX. 5 KM | 788 | TEM | 1 | Simatic | 0.463 | 1
6GK59914AC008AA0 | SCALANCE X ACCESSORIES; MEDIA MODULE MM991-4LD; 4 X 100MBIT/S BFOC-PORTS, OPTICAL; SINGLEMODE GLASS UPTO MAX.26 KM | 1313 | TEM | 1 | Simatic | 0.46 | 1
6GK59921AJ008AA0 | SCALANCE X ACCESSOR. STP992-1; PLUGGABLE FOR SCALANCE XM400; 1 X 1000MBIT/S SC-PORT, OPTICAL; MULTIMODE GLASS UP TO MAX. 750 M | 236 | TEM | 1 | Simatic | 0.073 | 1
6GK59921AK008AA0 | SCALANCE X ACCESSO. SCP992-1LD; PLUGGABLE FOR SCALANCE XM400; 1 X 1000MBIT/S SC-PORT, OPTICAL; SINGLEMODE GLASS UP TO MAX. 10 KM | 515 | TEM | 1 | Simatic | 0.083 | 1
6GK59921AL008AA0 | SCALANCE X ACCESSORY, SFP992-1 1 X 1000MBIT/S LC-PORT, OPTICAL; MULTIMODE GLASS UP TO MAX. 750 M | 142 | TEM | 1 | Simatic | 0.034 | 1
6GK59921AM008AA0 | SCALANCE X ACCESSORY, SFP992-1LD 1 X 1000MBIT/S LC-PORT, OPTICAL; SINGLEMODE GLASS UP TO MAX. 10 KM | 231 | TEM | 1 | Simatic | 0.038 | 1
6GK59921AN008AA0 | SCALANCE X ACCESSORY, SFP992-1LH 1 X 1000MBIT/S LC-PORT, OPTICAL SINGLEMODE GLASS UP TO MAX. 40 KM | 714 | TEM | 1 | Simatic | 0.064 | 1
6GK59921AP008AA0 | SCALANCE X ACCESSORY, SFP992-1LH+ 1 X 1000MBIT/S LC-PORT, OPTICAL; SINGLEMODE GLASS UP TO MAX. 70 KM | 1103 | TEM | 1 | Simatic | 0.064 | 1
6GK59921AQ008AA0 | SCALANCE X ACCESSORY, SFP992-1ELH 1 X 1000MBIT/S LC-PORT, OPTICAL SINGLEMODE GLASS UP TO MAX. 120 KM | 2048 | TEM | 1 | Simatic | 0.066 | 1
6GK59922AL008AA0 | SCALANCE X ACCESSORY, MEDIA MODULE MM992-2, 2 X 1000MBIT/S SC-PORTS, OPTICAL; MULTIMODE GLASS UP TO MAX. 750 M | 578 | TEM | 1 | Simatic | 0.138 | 1
6GK59922AL008FA0 | SCALANCE X ACCESSORY; MEDIA MODULE MM992-2; 2 X 1000MBIT/S SC-PORTS, OPTICAL; CONFORMAL COATING MULTIMODE GLASS UP TO MAX. 750M | 620 | TEM | 1 | Simatic | 0.142 | 1
6GK59922AM008AA0 | SCALANCE X ACCESSORY, MEDIA MODULE MM992-2LD, 2 X 1000MBIT/S SC-PORTS, OPTICAL; SINGLEMODE GLASS UP TO MAX. 10 KM | 1176 | TEM | 1 | Simatic | 0.143 | 1
6GK59922AN008AA0 | SCALANCE X ACCESSORY, MEDIA MODULE MM992-2LH, 2 X 1000MBIT/S SC-PORTS, OPTICAL; SINGLEMODE GLASS UP TO MAX. 40KM | 2720 | TEM | 1 | Simatic | 0.238 | 1
6GK59922AP008AA0 | SCALANCE X ACCESSORY, MEDIA MODULE MM992-2LH+, 2 X 1000MBIT/S SC-PORTS, OPTICAL; SINGLEMODE GLASS UP TO MAX. 70KM | 4715 | TEM | 1 | Simatic | 0.237 | 1
6GK59922AQ008AA0 | SCALANCE X ACCESSORY, MEDIA MODULE MM992-2ELH, 2 X 1000MBIT/S SC-PORTS, OPTICAL; SINGLEMODE GLASS UP TO MAX. 120KM | 6510 | TEM | 1 | Simatic | 0.236 | 1
6GK59922AS008AA0 | SCALANCE X ACCESSORY; MEDIA MODULE MM992-2SFP; 2 X 100/1000MBIT/S FOR SFP PLUG TRANSCEIVER | 195 | TEM | 1 | Simatic | 0.137 | 1
6GK59922GA008AA0 | SCALANCE X ACCESSORY, MEDIA MODULE MM992-2CUC, 2 X 10/100/1000MBIT/S RJ45-PORTS, ELECTRICAL; WITH SLEEVE | 252 | TEM | 1 | Simatic | 0.129 | 1
6GK59922GA008FA0 | SCALANCE X ACCESSORY; MEDIA MODULE MM992-2CUC; 2 X 10/100/1000MBIT/S RJ45-PORTS, ELECTRICAL; WITH SLEEVE CONFORMAL COATING | 279 | TEM | 1 | Simatic | 0.131 | 1
6GK59922HA000AA0 | SCALANCE X ACCESSORIES; MEDIA MODULE MM992-2M12; 2 X 1000MBIT/S IND. ETHERNET, M12-CONN. TECHNOLOGY,ELECTRICAL MEDIA MODULE, CONFORMAL COATING | 436 | TEM | 1 | Simatic | 0.146 | 1
6GK59922SA008AA0 | SCALANCE X ACCESSORY, MEDIA MODULE MM992-2CU, 2 X 10/100/1000MBIT/S RJ45-PORTS, ELECTRICAL; WITHOUT SLEEVE | 221 | TEM | 1 | Simatic | 0.125 | 1
6GK59922VA008AA0 | SCALANCE X ACCESSORIES; MEDIA MODULE MM992-2VD; VARIABLE DISTANCE; 2 X 10/100/1000MBIT/S; RJ45-PORT; WITH SLEEVE | 431 | TEM | 1 | Simatic | 0.133 | 1
6GK59924AL008AA0 | SCALANCE X ACCESSORIES; MEDIA MODULE MM992-4; 4 X 1000MBIT/S SC-PORTS, OPTICAL; MULTIMODE GLASS UPTO MAX. 750 M | 935 | TEM | 1 | Simatic | 0.457 | 1
6GK59924AM008AA0 | SCALANCE X ACCESSORIES; MEDIA MODULE MM992-4LD; 4 X 1000MBIT/S SC-PORTS, OPTICAL; SINGLEMODE GLASS UPTO MAX. 10KM | 1460 | TEM | 1 | Simatic | 0.463 | 1
6GK59924AS008AA0 | SCALANCE X ACCESSORIES; MEDIA MODULE MM992-4SFP; 4 X 100/1000MBIT/S FOR SFP PLUG TRANSCEIVER | 473 | TEM | 1 | Simatic | 0.44 | 1
6GK59924GA008AA0 | SCALANCE X ACCESSORIES; MEDIA MODULE MM992-4CUC; 4 X 1000MBIT/S RJ45-PORTS, ELECTRICAL; WITH SLEEVE | 447 | TEM | 1 | Simatic | 0.474 | 1
6GK59924QA008AA0 | SCALANCE X ACCESSORIES; MEDIA MODULE MM992-4POE; 4 X POE 100/1000MBIT/S RJ45-PORTS, ELECTRICAL WITHOUT SLEEVE | 657 | TEM | 1 | Simatic | 0.525 | 1
6GK59924RA008AA0 | SCALANCE X ACCESSORIES; MEDIA MODULE MM992-4POEC; 4 X POE 100/1000MBIT/S RJ45-PORTS, ELECTRICAL WITH SLEEVE | 683 | TEM | 1 | Simatic | 0.524 | 1
6GK59924SA008AA0 | SCALANCE X ACCESSORIES; MEDIA MODULE MM992-4CU; 4 X 1000MBIT/S RJ45-PORTS, ELECTRICAL; WITHOUT SLEEVE | 420 | TEM | 1 | Simatic | 0.466 | 1
6GK59931AT008AA0 | SCALANCE X ACCESSORIES; SFP993-1; 1 X 10000MBIT/S LC-PORT, OPTICAL; MULTIMODE GLASS UP TO MAX. 300M | 1250 | TEM | 1 | Simatic | 0.068 | 1
6GK59931AU008AA0 | SCALANCE X ACCESSORIES; SFP993-1LD; 1 X 10000MBIT/S LC-PORT, OPTICAL; SINGLEMODE GLASS UPTO MAX. 10KM | 2310 | TEM | 1 | Simatic | 0.065 | 1
6GK59931AV008AA0 | SCALANCE X ACCESSORIES; SFP993-1LH; 1 X 10000MBIT/S LC-PORT, OPTICAL; SINGLEMODE GLASS UPTO MAX.40KM | 6290 | TEM | 1 | Simatic | 0.072 | 1
6GK71427BX000AX0 | LOGO! CMR2020 COMMUNICATION MODULE FOR CONNECT. LOGO! 0BA8 TO GSM/GPRS NET; 1 RJ45 PORT FOR IND. ETHERNET-CONECTION TO LOGO! 0BA8; 2XDI;2XDO; READ/WRITE-ACCESS TO LOGO!-VARIABLES; SMS SEND/RECEIVE; POSITION RECOGN. GPS; TIME SYN./FORWAR- DING WITH REAL TIME CLOCK; CONFIG./DIAG.PER WEB-INTERFACE; NOTE NATIONAL APPROVALS! MANUAL AVAILABLE AS DOWNLOAD. | 305 | TEM | 1 | Simatic | 0.204 | 1
6GK71427EX000AX0 | LOGO! CMR2040 COMMUNICATION MODULE FOR CONNECT. LOGO! 0BA8 TO LTE NET; 1 RJ45 PORT FOR IND. ETHERNET-CONNECTION TO LOGO! 0BA8; 2XDI;2XDO; READ/WRITE-ACCESS TO LOGO!-VARIABLES; SMS SEND/RECEIVE; POSITION RECOGN. GPS; TIME SYN./FORWAR- DING WITH REAL TIME CLOCK; CONFIG./DIAG.PER WEB-INTERFACE; NOTE NATIONAL APPROVEMENTS! MANUAL AS DOWNLOAD AVAILABLE | 410 | TEM | 1 | Simatic | 0.205 | 1
6GK71771FA100AA0 | LOGO! CSM 230 COMPACT SWITCH MODULE CONNECT. TO LOGO! (..0BA7) AND UP TO 3 ADDITIONAL CLIENTS TO IND. ETHERNET W. 10/100 MBIT/S UNMANAGED SWITCH, 4 RJ45 PORTS, 1XFRONTPORT FOR DIAGNOSTICS 115... 240 V AC/DC | 140 | TEM | 1 | Simatic | 0.195 | 1
6GK71771MA200AA0 | LOGO! CSM12/24 COMPACT SWITCH MODULE CONNECTING TO LOGO! (...0BA7/...0BA8) AND UP TO 3 ADDITIONAL USERS TO IND. ETHERNET WITH10/100 MBIT/S UNMANAGED SWITCH, 4 RJ45 PORTS, 1XFRONTPORT FOR DIAGNOSTICS 12/24V DC POWER SUPPLY LED DIAGNOSTICS, LOGO! CONFIGURATION | 104 | TEM | 1 | Simatic | 0.19 | 1
6GK72425DX300XE0 | COMMUNICATION MODULE CM 1242-5; FOR CONNECTION OF SIMATIC S7-1200 TO PROFIBUS AS DP SLAVE MODULE | 279 | TEM | 1 | Simatic | 0.172 | 1
6GK72427KX300XE0 | COMMUNICATION PROCESSOR CP 1242-7 FOR CONNECTION OF SIMATIC S7-1200 TO GSM/GPRS NET PLEASE NOTE NATIONAL APPROVALS | 557 | TEM | 1 | Simatic | 0.19 | 1
6GK72427KX310XE0 | CP 1242-7 V2 COMMUNICATIONS PROCESSOR FOR CONNECTING SIMATIC S7-1200 TO GSM/GPRS NETWORK; WEB SERVER ACCESS TO CPU, DATA POINT CONFIGURING, PLEASE NOTE NATIONAL APPROVALS! | 531 | TEM | 1 | Simatic | 0.201 | 1
6GK72431BX300XE0 | COMMUNICATIONS PROCESSOR CP 1243-1 FOR CONNECTING SIMATIC S7-1200 TO TELECONTROL SERVER BASIC VIA ETHERNET ALSO SUITED FOR SAFE COMMUNICATION WITH NETWORK WITH FIREWALL AND VPN | 452 | TEM | 1 | Simatic | 0.179 | 1
6GK72431EX010XE0 | COMMUNICATIONSPROCESSOR CP243-1 FOR CONNECTING OF SIMATIC S7-22X TO INDUSTRIAL ETHERNET; FTP CLIENT COMMUNICATION; HTTP SERVER; FTP SERVER; E-MAIL CLIENT | 525 | TEM | 1 | Simatic | 0.188 | 1
6GK72431HX300XE0 | COMMUNICATION PROCESSOR CP 1243-1 PCC FOR CONNECTION OF SIMATIC S7-1200 TO PLANT CLOUD SERVICES VIA ETHERNET | 473 | TEM | 1 | Simatic | 0.366 | 1
6GK72431JX300XE0 | COMMUNICATION PROCESSOR CP 1243-1 DNP3 FOR CONNECTING OF SIMATIC S7-1200 TO CONTROL CENTER WITH DNP3 PROTOCOL | 473 | TEM | 1 | Simatic | 0.175 | 1
6GK72431PX300XE0 | COMMUNICATIONS PROCESSOR CP 1243-1 IEC FOR CONNECTING SIMATIC S7-1200 TO CONTROL CENTER W. PROTOCOL IEC60870-5-104 | 473 | TEM | 1 | Simatic | 0.172 | 1
6GK72435DX300XE0 | COMMUNICATION MODULE CM 1243-5 FOR CONNECTION OF SIMATIC S7-1200 TO PROFIBUS AS DP MASTER MODULE; PG/OP COMMUNICATION; S7-COMMUNICATION | 410 | TEM | 1 | Simatic | 0.193 | 1
6GK72437KX300XE0 | CP 1243-7 LTE EU COMMUNICATION PROCESSOR FOR CONNECTION OF SIMATIC S7-1200 TO LTE NET WITH EUROP. FREQ. | 741 | TEM | 1 | Simatic | 0.204 | 1
6GK72437SX300XE0 | CP 1243-7 LTE US COMMUNICATION PROCESSOR FOR CONNECTION OF SIMATIC S7-1200 TO LTE NET WITH US FREQUENCY | 725 | TEM | 1 | Simatic | 0.2 | 1
6GK72438RX300XE0 | CP 1243-8 IRC COMMUNICATIONS- PROCESSOR FOR USE OF SIMATIC S7-1200 IN SYSTEM TELECONTROL PROFESSIONAL; FOR SINAUT ST7; STATION TYPE: RTU; WAN INTERFACES: 1) ETHERNET, 2) EXPANDABLE IN ADDITION WITH TS MODULE RS232 OR TS MODULE MODEM OR TS MODULE GSM OR TS MODULE ISDN; BETRIEB MIT TIM-MODULES POSSIBLE. | 599 | TEM | 1 | Simatic | 0.187 | 1
6GK72771AA100AA0 | COMPACT SWITCH MODULE CSM 1277 CONNECTION SIMATIC S7-1200 AND UP TO 3 FURTHER IND. ETHERNET USERS WITH 10/100 MBIT/S UNMANAGED SWITCH, 4 RJ45 PORTS, EXT. 24V DC POWER SUPPLY, LED DIAGNOSTICS, S7-1200 MODULE INCL. ELECTRONIC MANUAL ON CD | 126 | TEM | 1 | Simatic | 0.225 | 1
6GK73425DA030XE0 | COMMUNICATIONPROCESSOR CP342-5 FOR CONNECTING SIMATIC S7-300 TO PROFIBUS, DP, S5-COMPATIBLE-, PG/OP- AND S7-COMMUNICATION | 846 | TEM | 1 | Simatic | 0.337 | 1
6GK73425DF000XE0 | COMMUNICATIONSPROCESSOR CP342-5 FO FOR CONNECTING SIMATIC S7-300 TO PROFIBUS, DP, S5-COMPATIBLE PG/OP AND S7 COMMUNICATION | 1045 | TEM | 1 | Simatic | 0.349 | 1
6GK73431CX100XE0 | SIMATIC NET, CP 343-1 LEAN COMMUNICATION PROCESSOR FOR CONNECTING SIMATIC S7-300 TO IND. ETHERNET VIA TCP/IP AND UDP, MULTICAST, SEND/RECEIVE W/ AND W/O RFC1006, FETCH/ WRITE, S7-COMMUNICATION(SERVER) PROFINET IO-DEVICE INTEGRATED 2-PORT SWITCH ERTEC 200, BG EXCHANGE W/O PG, SNMP DIAGNOSTICS, INITIALIZATION VIA LAN, 2 X RJ45 CONNECTION FOR LAN WITH 10/100 MBIT/S | 756 | TEM | 1 | Simatic | 0.299 | 1
6GK73431EX300XE0 | COMMUNIKATIONSPROCESSOR CP343-1 FOR CONNECTING SIMATIC S7-300 TO IND. ETHERNET VIA ISO AND TCP/IP, PROFINET IO-CONTROLLER OR PROFINET IO-DEVICE, INTEGR. 2-PORT SWITCH ERTEC200 S7-COMM., FETCH/WRITE, SEND/RCV W. AND W/O RFC1006,MULTICAST DHCP, NTC-CPU SYNC, DIAGNOSTIC, INITIALIZATION VIA LAN, 2 X RJ45 CONNECT. FOR LAN WITH 10/100 MBIT/S | 1334 | TEM | 1 | Simatic | 0.297 | 1
6GK73431FX000XE0 | COMMUNICATIONSPROCESSOR CP343-1 ERPC FOR CONNECTING SIMATIC S7-300 CPU TO INDUSTRIAL ETHERNET AND TO VARIOUS DATABASES. FUNCTIONS: TCP/UDP, S7-COMM, OPEN COMM. WITH AND WITHOUT RFC 1006, MULTICAST, WEBSERVER, TIME VIA SIMATIC PROCESS OR NTP, ACCESS PROTECTION VIA IP-ACCESS LIST, SNMP, DHCP, C-PLUG, GIGABIT-SS 1X RJ45 (10/100/1000 MBIT); | 1827 | TEM | 1 | Simatic | 0.481 | 1
6GK73431GX310XE0 | SIMATIC NET CP 343-1 ADVANCED; FOR CONNECTING SIMATIC S7-300 CPU TO IND. ETHERNET; PROFINET IO CONTROLLER AND/OR IO-DEVICE; RT AND IRT MRP, PROFINET CBA; TCP/IP; ISO,UDP,S7-COM,S5-KOMP. COM., (SEND/RECEIVE) W. FETCH/WRITE WITH AND WITHOUT RFC 1006, MULTICAST DIAGNOSIS EXTENSION, SNMP, DHCP, FTP CLIENT/SERVER, E-MAIL, GIGABIT-SS1X RJ45 (10/100/1000) PROFINET-SS 2X RJ45(10/100MBIT) PROFINET CBA; SECURITY (FIREWALL/VPN); PROFIENERGY | 1985 | TEM | 1 | Simatic | 0.507 | 1
6GK73435FA010XE0 | COMMUNICATIONSPROCESSOR CP343-5 FOR CONNECTING SIMATIC S7-300 TO PROFIBUS, FMS, S5-COMPATIBLE PG/OP AND S7 COMMUNICATION 12 MBAUD, SINGLE-WIDTH | 1103 | TEM | 1 | Simatic | 0.331 | 1
6GK73771AA000AA0 | COMPACT SWITCH MODULE CSM 377 CONNECTING SIMATIC S7-300 AND UP TO 3 ADDITIONAL DEVICES WITH IND. ETHERNET W. 10/100 MBIT/S UNMANAGED SWITCH, 4 RJ45 PORTS, EXT. 24V DC POWER SUPPLY LED DIAGNOSTICS, S7-300 MODULE, INCL. ELEKTRONIC MANUAL ON CD | 163 | TEM | 1 | Simatic | 0.26 | 1
6GK74421RX000XE0 | SIMATIC NET CP 442-1 RNA 1X 10/100 MBIT/S, RJ 45 PORT: ISO; S7-COM; H-COM;OPEN COM. (SEND/RECEIVE) ;S7-ROUTING. 2X 100 MBIT/S, RJ 45 PORT: PRP;ISO;ISO-ON-TCP;TCP;UDP S7-COM.; H-COM.;OPEN COM. (SEND/RECEIVE); S7-ROUTING; CLOCK SYNCHR.;IP ACCESS CONTROL LIST;WEB-DIAGNOSTICS; SNMPV1 | 2195 | TEM | 1 | Simatic | 0.847 | 1
6GK74431EX300XE0 | SIMATIC NET CP 443-1 2 X 10/100 MBIT/S (IE SWITCH); RJ 45 PORTS; ISO; TCP; UDP; PROFINET-IO CONTROLLER; S7-COMMUNCATION; OPEN COMMUNICATION (SEND/RE- CEIVE); S7-ROUTING; IP-CONFIGU- RATION VIA DHCP/BLOCK; IP ACCESSS CONTROL LIST; TIME- SYNCHRONISATION; EXTENDED WEB-DIAGNOSIS; FAST STARTUP; PROFIENERGY SUPPORT | 2090 | TEM | 1 | Simatic | 0.833 | 1
6GK74431EX300XE1 | SIMATIC NET CP 443-1 (CONFORMAL COATING) 2 X 10/100 MBIT/S (IE SWITCH); RJ 45 PORTS; ISO; TCP; UDP; PROFINET-IO CON- TROLLER; S7-COMMUNICATION; OPEN COMMUNICATION (SEND/RE- CEIVE); S7-ROUTING; IP-CONFIGU- RATION VIA DHCP/MODULE; IP ACCESSS CONTROL LIST; CLOCK SYNCHRONISATION; EXTENDED WEB-DIAGNOSTICS; FAST STARTUP; PROFIENERGY SUPPORT | 2457 | TEM | 1 | Simatic | 0.837 | 1
6GK74431GX300XE0 | SIMATIC NET CP 443-1 ADVANCED 1X 10/100/1000 MBIT/S; 4 X 10/100 MBIT/S (IE SWITCH); RJ 45 PORTS; ISO; TCP; UDP; PROFINET-IO CON- TROLLER; S7-COMMUNCATION; OPEN COMMUNICATION (SEND/RE- CEIVE); S7-ROUTING; IP-KONFIGU- RATION VIA DHCP/BLOCK; IP ACCESSS CONTROL LIST; TIME- SYNCHRONISATION; EXTENDED WEB-DIAGNOSIS; FAST STARTUP; PROFIENERGY SUPPORT; IP-ROUTING; FTP; WEB-SERVER; SEC. E-MAIL; PN CBA, SECURITY | 2499 | TEM | 1 | Simatic | 0.867 | 1
6GK74431RX000XE0 | SIMATIC NET CP 443-1 RNA 1X 10/100 MBIT/S, RJ 45 PORT: ISO; S7-COM; H-COM;OPEN COM. (SEND/RECEIVE) ;S7-ROUTING. 2X 100 MBIT/S, RJ 45 PORT: PRP;ISO;ISO-ON-TCP;TCP;UDP S7-COM.; H-COM.;OPEN COM. (SEND/RECEIVE); S7-ROUTING; CLOCK SYNCHR.;IP ACCESS CONTROL LIST;WEB-DIAGNOSTICS; SNMPV1 | 2195 | TEM | 1 | Simatic | 0.879 | 1
6GK74431UX000XE0 | SIMATIC NET CP 443-1 OPC UA | 1785 | TEM | 1 | Simatic | 0.849 | 1
6GK74435DX050XE0 | COMMUNICATION PROCESSOR CP443-5 EXTENDED FOR CONNECT. OF SIMATIC S7-400 TO PROFIBUS, DP, S5-COMPATIBLE PG/OP- AND S7-COMMUNICATION | 1323 | TEM | 1 | Simatic | 0.847 | 1
6GK74435DX050XE1 | COMMUNICATION PROCESSOR CP443-5 EXTENDED (CONFORMAL COATING) FOR CONNECTION OF SIMATIC S7-400 TO PROFIBUS, DP, S5-COMPATIBLE PG/OP- AND S7-COMMUNICATION | 1544 | TEM | 1 | Simatic | 0.858 | 1
6GK74435FX020XE0 | COMMUNICATIONPROCESSOR CP 443-5 BASIC FOR CONNECTION OF SIMATIC S7-400 TO PROFIBUS, FMS, S5 COMPATIBLE PG/OP AND S7 COMMUNICATION | 1628 | TEM | 1 | Simatic | 0.814 | 1
6GK75421AX000XE0 | COMMUNICATIONS MODULE CM 1542-1 FOR CONNECTING S7-1500 TO PROFINET AS IO-CONTROLLER: TCP/IP, ISO-ON-TCP, UDP, S7-COMMUNICATION, IP-BROADCAST/ MULTICAST, SNMPV1, CLOCK SYNCHRONISATION VIA NTP, 2XRJ45 (10/100 MBIT) | 924 | TEM | 1 | Simatic | 0.36 | 1
6GK75425DX000XE0 | COMMUNICATION MODULE CM 1542-5 FOR CONNECTING S7-1500 TO PROFIBUS DP, DPV1-MASTER OR DP-SLAVE: S7- AND PG/OP- COMMUNICATION, DATA-RECORD ROUTING, CLOCK SYNCHRONISATION, DIAGNOSTICS | 924 | TEM | 1 | Simatic | 0.379 | 1
6GK75425FX000XE0 | COMMUNICATION PROCESSOR CP 1542-5 FOR CONNECTING SIMATIC S7-1500 TO PROFIBUS DP DPV1-MASTER OR DP-SLAVE, S7-AND PG/OP COMMUNICATION, CLOCK SYNCHRONISATION DIAGNOSTICS, LESS DATA | 578 | TEM | 1 | Simatic | 0.339 | 1
6GK75426UX000XE0 | COMMUNICATION PROCESSOR | 473 | TEM | 1 | Simatic | 0.201 | 1
6GK75426VX000XE0 | COMMUNICATION PROCESSOR | 735 | TEM | 1 | Simatic | 0.201 | 1
6GK75431AX000XE0 | COMMUNICATION PROCESSOR CP 1543-1 FOR CONNECTING SIMATIC S7-1500 TO INDUSTRIAL ETHERNET: TCP/IP, ISO, UDP, S7- COMMUNICATION, IP-BROADCAST/ MULTICAST, SECURITY (HARDWARE- IDENTIFICATION, IP/MAC ACCESS LIST, FIREWALL), DIAGNOSIS SNMPV1/V3, DHCP, FTP CLIENT/ SERVER, E-MAIL, IPV4/IPV6, DATA STORAGE ON SD CARD OF CPU, CLOCK SYNCHRONISATION VIA NTP, ACCESS TO WEBSERVER OF CPU; GIGABIT-SS 1XRJ45 (10/100/1000 MBIT) | 1502 | TEM | 1 | Simatic | 0.1 | 1
6GK75436WX000XE0 | COMMUNICATION PROCESSOR | 683 | TEM | 1 | Simatic | 0.202 | 1
6GK79720MG000XA0 | TS MODULE GSM; GSM/GPRS MODEM FOR TS ADAPTER; TELESERVICE VIA PUBLIC GSM NETZ PLEASE NOTE NATIONAL APPROVALS FOR USE WITH TS ADAPTER (6ES7972-0EB00-0XA0) FOR TELESERVICE APPLICATIONS VIA PUBLIC GSM NET | 284 | TEM | 1 | Simatic | 0.1 | 1
6GT20020ED00 | MOBY COMMUNICATION MODULE ASM 456 FOR PROFIBUS DP-V1; 2 SLG CONNECTABLE, W/O CONNECTING BLOCK FOR PROFIBUS | 1061 | TEM | 1 | Simatic | 0.237 | 1
6GT20020EF00 | RFID COMMUNICATION MODULE RF160C FOR PROFIBUS DP-V0; 2 READERS CAN BE CONNECTED; WITHOUT CONNECTOR BLOCK FOR PROFIBUS | 1061 | TEM | 1 | Simatic | 0.237 | 1
6GT20020GA10 | MOBY COMMUNICATION MODULE ASM 475 FOR SIMATIC S7 300 AND ET 200M CONFIGURABLE (W/O FRONT CONNECTORS) | 1391 | TEM | 1 | Simatic | 0.35 | 1
6GT20020HD00 | RFID COMMUNICATION MODULE RF170C FOR INSTALLATION IN ET 200PRO; BASIC MODULE FOR CONN. OF 2 READERS; WITHOUT CONNECTING BLOCK | 880 | TEM | 1 | Simatic | 0.311 | 1
6GT20020HD01 | RFID COMMUNICATION MODULES RF170C FOR MOUNTING IN ET 200PRO; BASIC MODULE FOR CONNECTING 2 READER WITH RS422 OR RS232 WITHOUT CONNECTING BLOCK | 849 | TEM | 1 | Simatic | 0.311 | 1
6GT20020JD00 | RFID COMMUNICATION MODULE RF180C FOR PROFINET; 2 READERS CONNECTABLE; WITHOUT CONNECTING BLOCK FOR PROFINET | 1061 | TEM | 1 | Simatic | 0.233 | 1
6GT20020JD10 | RFID COMMUNICATION MODULE RF182C FOR ETHERNET TCP/IP; 2 READER CONNECTABLE;W/O CONNECTING BLOCK FOR ETHERNET TCP/IP | 1203 | TEM | 1 | Simatic | 0.4 | 1
6GT20020JD20 | RFID COMMUNICATION MODULE RFID181EIP FOR ETHERNET/IP; 2 READERS CONNECTABLE; W/O CONNECTING BLOCK FOR ETHERNET/IP | 1470 | TEM | 1 | Simatic | 0.233 | 1
6GT20020LA00 | RFID COMMUNICATION MODULE RF120C FOR SIMATIC S7-1200; 1 READER CONNECTABLE | 440 | TEM | 1 | Simatic | 0.173 | 1
6GT20021HD00 | RFID CONNECTING BLOCK FOR RF170C FOR CONNECTING 2 READERS VIA M12 CONNECTOR | 154 | TEM | 1 | Simatic | 0.547 | 1
6GT20021HD01 | RFID CONNECTING BLOCK FOR RF170C FOR CONNECTING 2 READER VIA M12 PLUG CONNECTOR RS422 OR RS232 | 150 | TEM | 1 | Simatic | 0.547 | 1
6GT20021JD00 | RFID PROFINET- / ETHERNET- CONNECTING BLOCK M12, 7/8" 5-POLE FOR RF180C, RF182C | 154 | TEM | 1 | Simatic | 0.268 | 1
6GT20022JD00 | RFID PROFINET- / ETHERNET- CONNECTING BLOCK PUSH-PULL RJ45 FOR RF180C, RF182C | 213 | TEM | 1 | Simatic | 0.156 | 1
6GT20024JD00 | RFID ETHERNET- CONNECTING BLOCK, M12, 7/8" 4-POLE FOR RF180C, RFID181EIP | 213 | TEM | 1 | Simatic | 0.268 | 1
6GT20802AA20 | SIMATIC IDENT SOFTWARE & DOCUMENTATION ON DVD, FB/FC FOR SIMATIC, RFID PC LIBRARIES, RFID TOOLS OPTICAL IDENTIFIKATION | 92 | TEM | 1 | Simatic | 0.217 | 0
6GT20803FC20 | SIEMENS SOLUTION PARTNER WELCOME PACKAGE RFID FOR PROGRAM MODULE "INDUSTRIAL IDENTIFICATION", SIMATIC IDENT 1 X RFID SOFTWARE & MANUAL CD 1 X RF-DIAG 1 X RFID TRANSPONDER FOLDER 1 X RF-DIAG | 409 | TEM | 1 | Simatic | 0.8 | 0
6GT20803GA00 | SIMATIC RF-DIAG SOFTWARE & DOCUMENTATION ON CD; FOR SUPPORTING INSTALLATION AND DIAGNOSIS VON RF600-READERS; INCL. PC-ADAPTER FOR RF-DIAG, USB CABLE AND CONNECTING CABLE TO COMMUNICATION MODULE | 1030 | TEM | 1 | Simatic | 0.8 | 0
6GT20900BD00 | RF M12 CONNECTOR 8 PIN, FEMALE, STRAIGHT SCREW-TYPE CONNECTION MINIMAL ORDER QUANTITY: 5 PCS | 58.2 | TEM | 1 | Simatic | 0.03 | 0
6GT20900BE00 | RF M12 CONNECTOR 8 PIN, MALE, STRAIGHT SCREW-TYPE CONNECTION MINIMAL ORDER QUANTITY: 5 PCS | 58.2 | TEM | 1 | Simatic | 0.03 | 0
6GT20900QA00 | MOBY I / U / RF300 HOLDER FOR HEAT-PROOF DATA MEMORY MDS 439E / MDS U589 / RF380T SHORT VERSION 234 X 140 WITHOUT COVERING HOOD | 73.6 | TEM | 1 | Simatic | 0.12 | 1
6GT20900QB00 | MOBY I / U / RF300 COVER HOOD FOR MDS 439E / MDS U589 / RF380T | 41.8 | TEM | 1 | Simatic | 0.22 | 1
6GT20900VB00 | STAINL. STEEL SCREWS V4A FOR CONNECTING BLOCK ASM456, RF160C, RF180C, RF182C PACKAGING UNIT 40 PCS FOR 10 CONNECTING BLOCKS | 73.3 | ΠΑΚ | 1 | Simatic | 0.3 | 0
6GT20904AN50 | RFID SYSTEMS CONNEC. CABLE ASM - READER W/O CONNECTOR, PACKED SEPARAT. PUR, CMG, TRAILING, 50 M | 205 | TEM | 1 | Simatic | 5 | 0
6GT20904AT12 | RFID SYSTEMS CONNEC. CABLE ASM - READER W/O CONNECTOR, PACKED SEPARAT. PUR, CMG, TRAILING, 120 M | 433 | TEM | 1 | Simatic | 12 | 0
6GT20904AT80 | RFID SYSTEMS CONNEC. CABLE ASM - READER W/O CONNECTOR, PACKED SEPARAT. PUR, CMG, TRAILING, 800 M | 2640 | TEM | 1 | Simatic | 40 | 0
6GT20910FH100AX0 | MOBY I/E CONNECT. CABLE, SPECIAL VERSION PREASSEMBLED WITH PROTECTION TUBE, BETWEEN ASM 456 AND SLG, PA6, PUR, UL 94 V-0, LENGTH: 1 M | 228 | TEM | 1 | Simatic | 0.15 | 0
6GT20910FH200AX0 | MOBY I/E CONN. CABLE, SPECIAL VERSION PREASSEMBLED WITH PROTECTION TUBE, BETWEEN ASM 456 AND SLG PA6, PUR, UL 94 V-0,LENGTH: 2 M | 236 | TEM | 1 | Simatic | 0.25 | 0
6GT20914EH20 | MOBY I/E/U CONNECTING CABLE ASM 470/475 - SLG, PUR, CMG, TRAILING, LENGTH 2 M | 141 | TEM | 1 | Simatic | 0.2 | 0
6GT20914EH50 | MOBY I/E/U CONNECTING CABLE ASM 470/475- SLG, PUR, CMG, TRAILING, LENGTH 5 M | 149 | TEM | 1 | Simatic | 0.3 | 0
6GT20914EN10 | MOBY I/E/U CONNECTING CABLE ASM 470/475- SLG, PUR, CMG, TRAILING, LENGTH 10 M | 173 | TEM | 1 | Simatic | 1 | 0
6GT20914EN20 | MOBY I/E/U CONNECTING CABLE ASM 470/475- SLG, PUR, CMG, TRAILING, LENGTH 20 M | 205 | TEM | 1 | Simatic | 2 | 0
6GT20914EN50 | MOBY I/E/U CONNECTING CABLE ASM 470/475- SLG, PUR, CMG, TRAILING, LENGTH 50 M | 291 | TEM | 1 | Simatic | 3.2 | 0
6GT20914FH20 | MOBY I/E/U CONNECT. CABLE, PREASSEMBLED, BETWEEN ASM 456, RF160C, RF170C, RF18XC AND SLG, PUR, CMG, TRAILING, LENGTH 2 M | 111 | TEM | 1 | Simatic | 0.181 | 0
6GT20914FH50 | MOBY I/E/U CONNECT. CABLE, PREASSEMBLED, BETWEEN ASM 456, RF160C, RF170C, RF18XC AND SLG, PUR, CMG, TRAILING, LENGTH 5 M | 197 | TEM | 1 | Simatic | 0.353 | 0
6GT20914LH20 | SIMATIC RF, MV CONNECT. CABLE, PREASSEMBLED, BETWEEN RF120C AND READER PUR, CMG, TRAILING, LENGTH 2 M | 73 | TEM | 1 | Simatic | 0.185 | 0
6GT20914LH50 | SIMATIC RF, MV CONNECT. CABLE, PREASSEMBLED, BETWEEN RF120C AND READER PUR, CMG, TRAILING, LENGTH 5 M | 84.3 | TEM | 1 | Simatic | 0.311 | 0
6GT20914LN10 | SIMATIC RF, MV CONNECT. CABLE, PREASSEMBLED, BETWEEN RF120C AND READER PUR, CMG, TRAILING, LENGTH 10 M | 101 | TEM | 1 | Simatic | 0.615 | 0
6GT20914VE30 | ADAPTER MOBY TO RF300 CONNECT. CABLE, PREASSEMBLED, FROM MOBY I/E/U CONNECTOR TO M12 CONNECTOR FOR RF300 READER, PUR, CMG, TRAILING, LNG 0.3 M | 173 | TEM | 1 | Simatic | 0.1 | 0
6GT20916EH20 | MOBY I/E/U CONNEC. CABLE ASM 470/475 - SLG, STRAIGHT SLG CONNECTOR, PUR, CMG, TRAILING, LENGTH 2 M | 197 | TEM | 1 | Simatic | 0.152 | 0
6GT20916EH50 | MOBY I/E/U CONNEC. CABLE ASM 470/475 SLG, STRAIGHT SLG CONNECTOR, PUR, CMG, TRAILING, LENGTH 5 M | 220 | TEM | 1 | Simatic | 0.302 | 0
6GT20916EN10 | MOBY I/E/U CONNEC. CABLE ASM 470/475 SLG, STRAIGHT SLG CONNECTOR, PUR, CMG, TRAILING, LENGTH 10M | 236 | TEM | 1 | Simatic | 0.552 | 0
6GT20916EN50 | MOBY I/E/U CONNEC. CABLE ASM 470/475 SLG, STRAIGHT SLG CONNECTOR, PUR, CMG, TRAILING, LENGTH 50M | 409 | TEM | 1 | Simatic | 2.552 | 0
6GT20961AA000AA0 | SIMATIC RF300 TRAINER PACKAGE FOR PROFINET COMMUNICATION, INCL. COMMUNICATIONS MODULE RF180C, WRITE/ READ UNITS RF310R, RF340R SEPARATE DATA MEMORY AND SOFTWARE AND DOCUMENTATION ON DVD ONLY FOR TRAINING | 2123 | TEM | 1 | Simatic | 101.771 | 0
6GT20962AA000AA0 | SIEMENS SOLUTION PARTNER PARTNER CONTRIBUTION (PER YEAR) FOR PROGRAM MODULE "INDUSTRIAL IDENTIFICATION SIMATIC IDENT" ANNUAL FEE | 786 | TEM | 1 | Simatic | 0.1 | 0
6GT20963AA000AA0 | SIMATIC RF200 TRAINER PACK INCL. COMMUNICATION MODULE RF180C, TWO READERS RF240R DIFFERENT TRANSPONDERS AND SOFTWARE AND DOCUMENTATION ON DVD FOR EDUCATIONAL PURPOSES ONLY | 1220 | TEM | 1 | Simatic | 1.122 | 0
6GT20965AA000AA0 | SIMATIC RF200 Trainer Package for IO-LINK, 2x Reader RF210R, 2x Reader cable for ET200S/SP, 5x Transponder MDS D428, Software und Dokumentation on DVD. Only for training. | 490 | TEM | 1 | Simatic | 130.731 | 0
6GT21900AA00 | MOBY D/E, RF300 20 MM DISTANCE HOLDER FOR MDS D100/ MDS E600/611, RF360T W. FIXING STRAP 6GT2190-0AB00 (FOR METAL FREE AREA) | 3.8 | TEM | 1 | Simatic | 0.031 | 0
6GT21900AB00 | MOBY D/E/ RF300 / RF600; FIXING STRAP FOR MDS E600 / 611 / MDS D100, D200 RF360T / RF610T; ONLY IN COMBINATION WITH DISTANCE HOLDER 6GT2190-0AA00 | 3.8 | TEM | 1 | Simatic | 0.012 | 0
6GT21910AH50 | SIMATIC RF, MV CONNECT. CABLE, PREASSEMBLED, BETWEEN RF170C AND MV340/325, COILED, LENGTH 5 M USEABLE LENGTH 1.6 UP TO 4 M | 283 | TEM | 1 | Simatic | 0.26 | 0
6GT21910BH50 | SIMATIC RF, MV CONNECT. CABLE, PREASSEMBLED, BETWEEN RF170C AND MV320 COILED, LENGTH 5 M USEABLE LENGTH 1.6 UP TO 4 M | 236 | TEM | 1 | Simatic | 0.26 | 0
6GT23900AA00 | MOBY D/E/ RF600; FIXING STRAP FOR MDS D100, D200/ MDS E600 / RF610T; | 2.8 | TEM | 1 | Simatic | 0.021 | 0
6GT23901AB00 | SIMATIC RF, MOBY M12 CONNECTOR 4-PIN FOR VOLTAGE SUPPLY (SOCKET) SLG/SIM 8X, ASM 824, ASM 850, ASM 854, ASM 724, ASM 754, ASM 424, ASM 454, SLG D1X RF640R, RF670R | 27.7 | TEM | 1 | Simatic | 0.029 | 1
6GT23910AH30 | SIMATIC RF200/RF300 CONNECTING CABLE FOR ANTENNA PUR, UL 758, LENGTH 3M TRAILING CAPABILITY STRAIGHT M8 CONNECTOR/ M8 ANGLED FOR CONNECTION BETWEEN READER AND ANTENNA | 133 | TEM | 1 | Simatic | 0.12 | 0
6GT23981CA00 | RF300/ RF200/ MOBY E ANT 18 ANTENNA, PVC CABLE LENGTH 3M IP 65, -25 TO +70 DEGR/C, M18X55 MM, MAX. DISTANCE: 15 MM (DEPENDING ON MDS) | 409 | TEM | 1 | Simatic | 0.12 | 1
6GT23981CA10 | RF300/ RF200/ MOBY E ANTENNA ANT 18, PVC CABLE-LENGTH 60 CM IP 65, -25 UP TO +70 DEGR/C, M18X55 MM, MAX. DISTANCE: 15 MM (DEPENDING ON MDS) FOR CONNECTION WITH: SLG 75 | 433 | TEM | 1 | Simatic | 0.083 | 1
6GT23981CA100AX0 | RF300/ RF200/ MOBY E ANTENNA ANT 18 SPECIAL VERSION WITH M8 ANTENNA CONNECTOR IP 65, -25 TO +70 DEGREES/C, DIMENSIONS M18X54 MM | 393 | TEM | 1 | Simatic | 0.1 | 1
6GT23981CA200AX0 | RF300/ RF200/ MOBY E ANTENNA ANT 18 SPECIAL VERSION WITH M8 ANTENNA CONNECTOR IP 65, -25 TO +70 DEGREES/C, DIMENSIONS M18X54 MM INCL. ANTENNA CONNECTING CABLE PUR, UL 758, LENGTH: 3M TRAILING CAPABILITY CONN. M8 STRAIGHT/ M8 ANGLED | 464 | TEM | 1 | Simatic | 0.22 | 0
6GT23981CB00 | RF300 / MOBY E ANTENNA ANT 1 PVC, CABLE LENGTH: 3M IP 65, -25 TO +70 DEGR/C, 75X75X20 MM, MAX. DISTANCE: 100 MM (DEPENDING ON MDS) | 598 | TEM | 1 | Simatic | 0.283 | 1
6GT23981CC00 | RF300/ RF200/ MOBY E ANT 12 ANTENNA WITH TRAILING CAPABILITY ANTENNA CABLE, PUR, UL 758, LENGTH 3M IP 65, -25 TO +70 DEGR/C, M12X40 MM, MAX. DISTANCE: 5 MM (WITH MDS E623) | 448 | TEM | 1 | Simatic | 0.55 | 1
6GT23981CC10 | RF300/ RF200/ MOBY E ANTENNA ANT 12 ANTENNA CABLE WITH TRAILING CAPABILITY, LENGTH 60 CM, IP 65, -25 UP TO +70 DGR/C, M12X40 MM, | 433 | TEM | 1 | Simatic | 0.55 | 1
6GT23981CD00 | RF300/ RF200/ MOBY E ANT 30 ANTENNA PVC, CABLE LENGTH 3M IP 65, -25 TO +70 DEGR/C, M30X58 MM, MAX. DISTANCE: 24 MM (DEPENDING ON MDS) | 440 | TEM | 1 | Simatic | 0.155 | 1
6GT23981CD100AX0 | RF300/ RF200/ MOBY E ANTENNA ANT 30 SPECIAL VERSION WITH M8 ANTENNA CONNECTOR IP 65, -25 UP TO +70 DGR/C, DIMENSIONS M30X58 MM | 393 | TEM | 1 | Simatic | 0.15 | 1
6GT23981CD200AX0 | RF300/ RF200/ MOBY E ANTENNA ANT 30 SPECIAL VERSION WITH M8 ANTENNA CONNECTOR IP 65, -25 UP TO +70 DGR/C, DIMENSIONS M30X58 MM, INCL. ANTENNA CONNECTING CABLE PUR, UL 758, LENGTH 3M TRAILING CAPABILITY M8 CONNECTOR STRAIGHT/M8 ANGLED | 598 | TEM | 1 | Simatic | 0.27 | 0
6GT23981CD300AX0 | RF300 / RF200 ANTENNA ANT 3 WITH M8 ANTENNA CONNECTOR IP 67, -25 UP TO +70 DGR/C, DIMENSION 50X28X10 MM | 456 | TEM | 1 | Simatic | 0.16 | 1
6GT23981CD400AX0 | RF300 / RF200 ANTENNA ANT 3 FOR CONNECTION TO RF250R AND RF350R IP 67, -25 UP TO +70 DGR/C, DIMENSIONS 50X28X10 MM INCL. ANTENNA CONNECT. CABLE PUR, UL 758, LENGTH 3M TRAILING CABABILITY M8 CONNECTOR STRAIGHT M8 ANGLED | 574 | TEM | 1 | Simatic | 160.12 | 1
6GT23981CD500AX0 | RF300 / RF200 ANTENNA ANT 3S FOR CONNECTION TO RF250R AND RF350R IP 64, -25 UP TO +70 DGR/C, DIMENSIONS 50X28X10 MM FOR TRANSPONDER MDS D117, MDS D127, MDS D421 | 440 | TEM | 1 | Simatic | 160 | 1
6GT23981CD600AX0 | RF300 / RF200 ANTENNA ANT 3S FOR CONNECTION TO RF250R AND RF350R IP 64, -25 UP TO +70 DGR/C, DIMENSIONS 50X28X10 MM INCL. ANTENNA CONNECTING CABLE PUR, UL 758, LENGTH 3M TRAILING CAPABILITY CONNECTOR M8 STRAIGTH/M8 FOR TRANSPONDER ANGLED MDS D117, MDS D127, MDS D421 | 550 | TEM | 1 | Simatic | 160.12 | 1
6GT23981CF00 | SIMATIC RF200 / RF300 ANTENNA ANT 8 M8X38 MM IP 65, -25 UP TO +70 DGR/C, WITHOUT CONNECTOR CABLE | 236 | TEM | 1 | Simatic | 0.55 | 1
6GT23981CF10 | SIMATIC RF200/RF300 ANTENNA ANT 8 M8X38 MM, IP 65, -25 BIS +70 DGR/C, WITH TRAILING CAPABILITY ANTENNA CABLE, PLUGGABLE ON BOTH SIDES PUR, UL 758, LENGTH 3M, | 378 | TEM | 1 | Simatic | 0.67 | 1
6GT24901AA00 | MOBY D/F MATING CONNECTOR FOR SLG/SIM 8X AND SLG D1X, 9 PINS SUB-MIN D IP65 | 89.6 | TEM | 1 | Simatic | 0.1 | 1
6GT24911HH50 | MOBY CONNECTING CABLE FOR WIDE RANGE POWER UNIT 6GT2494-0AA00, 6GT2898-0AA00, 6GT2898-0AA10, 6GT2898-0AA20, 24 V DC; PUR, LENGTH: 5 M | 71.4 | TEM | 1 | Simatic | 1 | 0
6GT24914EH50 | MOBY D CONNECTING CABLE BETWEEN ASM 475 AND SLG D1XS PUR, CMG, TRAILING, 5 M | 181 | TEM | 1 | Simatic | 1 | 0
6GT24914EN20 | MOBY D CONNECTING CABLE BETWEEN ASM 475 AND SLG D1XS PUR, CMG, TRAILING, 20 M | 252 | TEM | 1 | Simatic | 2 | 0
6GT24914EN50 | MOBY D CONNECTING CABLE BETWEEN ASM 475 AND SLG D1XS PUR, CMG, TRAILING, 50 M | 330 | TEM | 1 | Simatic | 5 | 0
6GT25900QA00 | RF300 / MOBY U UNIVERSAL MOUNTING ACCESS. FOR HEAT-PROOF DATA MEMORY, MDS U589 | 73.6 | TEM | 1 | Simatic | 0.25 | 1
6GT26000AA10 | TRANSPONDER MDS D139 FOR RF200/ RF300 ISO/ MOBY D HEAT RESISTANT UP TO +220 DGR ISO 15693 CHIP TYPE, NXP ICODE SLI, 112 BYTE USER MEMORY; 85 X 15 MM (DXH); -25 UP TO +220 DGR C; MINIMAL ORDER QUANTITY 10 PCS | 83.9 | TEM | 1 | Simatic | 0.058 | 10
6GT26000AB10 | TRANSPONDER MDS D160 FOR RF200/ RF300 ISO/ MOBY D HEAT RESISTANT UP TO +175 DGR ISO 15693 CHIP TYPE, NXP ICODE SLI, 112 BYTE USER MEMORY; 16 X 3 MM (DXH); -25 UP TO +175 DGR; MINIMAL ORDER QUANTITY 100 PCS. | 4.1 | TEM | 1 | Simatic | 0.009 | 100
6GT26000AC10 | TRANSPONDER MDS D124 FOR RF200/ RF300 ISO/ MOBY D BUTTON HEAT RESISTANT UP TO +180 DGR ISO 15693 CHIP TYPE, NXP ICODE SLI, 112 BYTE USER MEMORY; 27 X 4 MM (DXH); -25 UP TO +180 DGR; MINIMAL ORDER QUANTITY 20 PCS | 17.9 | TEM | 1 | Simatic | 0.005 | 1
6GT26000AD000AX0 | TRANSPONDER MDS D100 FOR RF200/ RF300 ISO/ MOBY D PVC ISO CARD UP TO +60 DGR ISO 15693 CHIP TYPE, NXP ICODE SLI, 112 BYTE USER MEMORY; 85 X 54 X 0.8 MM (LXDXH); -25 UP TO +60 DGR MINIMAL ORDER QUANTITY 500 PCS | 8.5 | TEM | 1 | Simatic | 2 | 0
6GT26000AD10 | TRANSPONDER MDS D100 FOR RF200/ RF300 ISO/ MOBY D PC ISO CARD UP TO +80 DGR ISO 15693 CHIP TYPE, NXP ICODE SLI, 112 BYTE USER MEMORY; 85 X 54 X 0.8 MM (LXDXH); -25 UP TO +80 DGR MINIMAL ORDER QUANTITY 50 PCS | 8.5 | TEM | 1 | Simatic | 0.005 | 50
6GT26000AE00 | TRANSPONDER MDS D126 FOR RF200/ RF300 ISO/ MOBY D DISK ISO 15693 CHIP TYPE, NXP ICODE SLI, 112 BYTE USER MEMORY; 50 X 3.6 MM (DXH); -25 UP TO +85 DGR MINIMAL ORDER QUANTITY 250 PCS | 4.6 | TEM | 1 | Simatic | 0.013 | 250
6GT26000AF00 | TRANSPONDER MDS D127 FOR RF200/ RF300 ISO ON METAL TRANSPONDER M6 ISO 15693 CHIP TYPE, NXP ICODE SLI, 112 BYTE USER MEMORY; 6 X 6 MM (DXH); -40 UP TO +125 DGR MINIMAL ORDER QUANTITY 10 PCS | 24.2 | TEM | 1 | Simatic | 0.01 | 10
6GT26000AG00 | TRANSPONDER MDS D117 FUER RF200/ RF300 ISO ON METAL TRANSPONDER, ADHESIVE ISO 15693 CHIP TYPE, NXP ICODE SLI, 112 BYTE USER MEMORY; 4 X 5 MM (DXH); -40 UP TO +125 DGR; MINIMAL ORDER QUANTITY 10 PCS | 20.7 | TEM | 1 | Simatic | 0.01 | 10
6GT26001AA010AX0 | HF LABEL MDS D261 FOR RF200/ RF300 ISO/ MOBY D PET LABEL, ADHESIVE ISO 15693 CHIP TYPE, STM LRI2K, 256 BYTE USER MEMORY; 55 X 55 X 0.3MM (LXDXH); -25 UP TO +85 DGR; MINIMAL ORDER QUANTITY 1000 PCS | 235 | TEM | 100 | Simatic | 0.005 | 1
6GT26001AB000AX0 | HF LABEL MDS D165 FOR RF200/ RF300 ISO/ MOBY D PET LABEL, ADHESIVE ISO 15693 CHIP TYPE, NXP ICODE SLI, 112 BYTE USER MEMORY; 86 X 54 X 0.3MM (LXDXH); -25 UP TO +85 DGR; MINIMAL ORDER QUANTITY 1000 PCS | 229 | TEM | 100 | Simatic | 0.524 | 1
6GT26001AD000AX0 | TRANSPONDER MDS D200 FOR RF200/ RF300 ISO/ MOBY D PVC ISO CARD UP TO +60 DGR ISO 15693 CHIP TYPE, TI TAGIT HFI, 265 BYTE USER MEMORY; 85 X 54 X 0.8 MM (LXDXH); -20 UP TO +60 DGR; MINIMAL ORDER QUANTITY 250 PCS | 3.7 | TEM | 1 | Simatic | 0.005 | 1
6GT26003AA10 | TRANSPONDER MDS D339 FOR RF200/ RF300 ISO/ MOBY D HEAT RESISTANT UP TO +220 DGR ISO 15693 CHIP TYPE,INFINEON SRF 55V10P, 992 BYTE USER MEMORY; 85 X 15 MM (DXH); -25 BUP TO +220 DGR C; MINIMAL ORDER QUANTITY 10 PCS | 88.9 | TEM | 1 | Simatic | 0.05 | 10
6GT26003AC00 | TRANSPONDER MDS D324 FOR RF200/ RF300 ISO/ MOBY D BUTTON ISO 15693 CHIP TYPE,INFINEON SRF 55V10P, 992 BYTE USER MEMORY; 27 X 4 MM (DXH); -25 UP TO +125 DGR C; MINIMAL ORDER QUANTITY 20 PCS | 18 | TEM | 1 | Simatic | 0.02 | 20
6GT26004AA00 | TRANSPONDER MDS D423 FOR RF200/ RF300 ISO BUTTON FOR IN AND ON METAL ISO 15693 CHIP TYPE,FUJITSU MB89R118, 2000 BYTE FRAM USER MEMORY 30 X 8 MM (DXH); -25 UP TO +85 DGR; MINIMAL ORDER QUANTITY 10 PCS | 24.2 | TEM | 1 | Simatic | 0.02 | 10
6GT26004AB00 | TRANSPONDER MDS D460 FOR RF200/ RF300 ISO/ MOBY D PILL ISO 15693 CHIP TYPE,FUJITSU MB89R118, 2000 BYTE FRAM USER MEMORY 16 X 3 MM (DXH); -25 UP TO +85 DGR; MINIMAL ORDER QUANTITY 50 PCS | 7.7 | TEM | 1 | Simatic | 0.003 | 50
6GT26004AC00 | TRANSPONDER MDS D424 FOR RF200/ RF300 ISO/ MOBY D BUTTON ISO 15693 CHIP TYPE,FUJITSU MB89R118, 2000 BYTE FRAM USER MEMORY 27 X 4 MM (DXH); -25 UP TO +85 DGR C; MINIMAL ORDER QUANTITY 20 PCS | 17.6 | TEM | 1 | Simatic | 0.01 | 20
6GT26004AD00 | TRANSPONDER MDS D400 FOR RF200/ RF300 ISO/ MOBY D PVC ISO CARD UP TO +60 DGR ISO 15693 CHIP TYPE,FUJITSU MB89R118, 2000 BYTE FRAM USER MEMORY 85 X 54 X 0.8 MM (LXDXH); -25 UP TO +60 DGR; MINIMAL ORDER QUANTITY 50 PCS | 10 | TEM | 1 | Simatic | 0.005 | 50
6GT26004AE00 | TRANSPONDER MDS D421 FUER RF200/ RF300 ISO TOOL PILL IN METAL ISO 15693 CHIP TYPE,FUJITSU MB89R118, 2000 BYTE FRAM USER MEMORY 10 X 4.5 MM (DXH); -25 UP TO +85 DGR C; MINIMAL ORDER QUANTITY 10 PCS | 44.8 | TEM | 1 | Simatic | 0.01 | 10
6GT26004AF00 | TRANSPONDER MDS D422 FOR RF200/ RF300 ISO M20 FOR SCREWING IN METAL ISO 15693 CHIP TYPE,FUJITSU MB89R118, 2000 BYTE FRAM USER MEMORY 20 X 6 MM (DXH); -25 UP TO +85 DGR C; MINIMAL ORDER QUANTITY 5 PCS | 35.1 | TEM | 1 | Simatic | 0.025 | 5
6GT26004AG00 | TRANSPONDER MDS D425 FOR RF200/ RF300 ISO/ MOBY D SCREW TRANSPONDER M6 SHORT ISO 15693 CHIP TYPE,FUJITSU MB89R118, 2000 BYTE FRAM USER MEMORY 24 X 10 MM (DXH); SW22; -25 UP TO +85 DGR; MINIMAL ORDER QUANTITY 5 PCS | 37.6 | TEM | 1 | Simatic | 0.08 | 1
6GT26004AH00 | TRANSPONDER MDS D426 FUER RF200/ RF300 ISO/ MOBY D DISK ISO 15693 CHIP TYPE,FUJITSU MB89R118, 2000 BYTE FRAM USER MEMORY 50 X 3.2 MM (DXH); -25 UP TO +85 DGR; MINIMAL ORDER QUANTITY 50 PCS | 11.5 | TEM | 1 | Simatic | 0.013 | 50
6GT26004AK000AX0 | TRANSPONDER MDS D428 FUER RF200/ RF300 ISO/ MOBY D SCREW TRANSPONDER M8 LONG ISO 15693 CHIP TYPE,FUJITSU MB89R118, 2000 BYTE FRAM USER MEMORY 24 X 20 MM (DXH); SW22; WITH SURFACE PROTECTION PLATE -25 UP TO +85 DGR C; MINIMAL ORDER QUANTITY 5 PCS | 35.1 | TEM | 1 | Simatic | 0.035 | 5
6GT26005AC00 | TRANSPONDER MDS D524 FOR RF200 ONLY BUTTON ISO 15693 CHIP TYPE,FUJITSU MB89R112, 8192 BYTE FRAM USER MEMORY 27 X 4 MM (DXH); -25 UP TO +85 DGR; MIN. ORDER QUANTITY 20 STUECK | 32.9 | TEM | 1 | Simatic | 0.01 | 20
6GT26005AE00 | TRANSPONDER MDS D521 FOR RF200 ONLY TOOL PILL IN METAL ISO 15693 CHIP TYPE,FUJITSU MB89R112, 8192 BYTE FRAM USER MEMORY 10 X 4.5 MM (DXH); -25 UP TO +85 DGR; MIN. ORDER QUANTITY 10 STUECK | 56.3 | TEM | 1 | Simatic | 0.01 | 10
6GT26005AF00 | TRANSPONDER MDS D522 FOR RF200 ONLY FOR CLIPPNG IN METAL ISO 15693 CHIP TYPE, FUJITSU MB89R112, 8192 BYTE FRAM USER MEMORY 20 X 6 MM (DXH); M20X1 THREAD -25 UP TO +85 DGR; MINIMAL ORDER QUANTITY 5 PCS | 46 | TEM | 1 | Simatic | 0.02 | 5
6GT26005AF000AX0 | TRANSPONDER MDS D522 SPECIAL VERSION FOR RF200 ONLY FOR SNAPPING INTO METAL ISO 15693 CHIP TYPE, FUJITSU MB89R112, 8192 BYTE FRAM USER MEMORY 18 X 5.2 MM (DXH); -25 UP TO +85 DGR; MIN: ORDER QUANTITY 10 PCS | 33.9 | TEM | 1 | Simatic | 0.02 | 10
6GT26005AG00 | TRANSPONDER MDS D525 FOR RF200 SCREW TRANSPONDER M6 SHORT ISO 15693 CHIP TYPE,FUJITSU MB89R112, 2000 BYTE FRAM USER MEMORY 24 X 10 MM (DXH); SW22; -25 UP TO +85 DGR; MIN. ORDER QUANTITY 5 STUECK | 44.6 | TEM | 1 | Simatic | 0.08 | 1
6GT26005AH00 | TRANSPONDER MDS D526 FOR RF200 ONLY DISK ISO 15693 CHIP TYPE,FUJITSU MB89R112, 8192 BYTE FRAM USER MEMORY 50 X 3.2 MM (DXH); -25 UP TO +85 DGR; MIN. ORDER QUANTITY 50 STUECK | 17.6 | TEM | 1 | Simatic | 0.013 | 50
6GT26005AK00 | TRANSPONDER MDS D528 FOR RF200 SCREW TRANSPONDER M8 LONG ISO 15693 CHIP TYPE,FUJITSU MB89R112, 8192 BYTE FRAM USER MEMORY 24 X 20 MM (DXH); SW22; -25 UP TO +85 DGR; MIN. ORDER QUANTITY 5 STUECK | 46.9 | TEM | 1 | Simatic | 0.03 | 5
6GT26040AB000AX1 | MOBY D ANT WS ANTENNA, (CUSTOMER-SPECIFIC DESIGN) FOR CONNECTION WITH SLG D10/SLG D10S BASIC UNIT, DEGREE OF PROT. IP 40, W X H X D IN MM: 600 X 600 X 400, WEIGHT APPROX. 12 KG | 5233 | TEM | 1 | Simatic | 5 | 1
6GT26040AC000AX0 | MOBY D ANTENNA ANT D8 SPECIAL VERSION CONNECT. TO SLG D10/SLG D10S (BASIC DEVICE); ANTENNA CONNECT. CABLE PVC, CABLE LENGTH 3.3M (IN THE SCOPE OF SUPPLY), MEASURE 1150X365X70 MM | 3630 | TEM | 1 | Simatic | 10 | 1
6GT26900AA00 | MOBY D SPACER FOR MDS D139 DIAMETER 85 MM, HEIGHT 30 MM | 16.2 | TEM | 1 | Simatic | 0.636 | 1
6GT26900AC00 | MOBY D ANTENNA SPLITTER FOR CONNECTION OF 2 ANT D5 OR ANT D6, WITH SLG D10/SLG D10S, IP65, -25 TO +65 DGR/C | 1383 | TEM | 1 | Simatic | 0.37 | 1
6GT26900AD00 | MOBY D PROTECTION COVER FOR ANTENNA ANT D6 (AS CONTACT PROTECTION) | 692 | TEM | 1 | Simatic | 3.5 | 1
6GT26900AE00 | MOBY D / RF300 ISO / RF200 MOUNTING COVER FOR MDS D423; RF330T LENGTH 50 MM; HEIGHT 10 MM; TEMPERATURE RANGE UP TO +100 C PACK. UNIT = MINIMAL ORDER QUANTITY: 10 PCS | 7 | TEM | 1 | Simatic | 0.1 | 0
6GT26900AG00 | MOBY D / RF300 ISO SPACER FOR MDS D160 / MDS D460; DIAMETER 20 MM; HEIGHT 15 MM; PACKAGING UNIT = MINIMAL ORDER QUANTITY 50 PIECES | 2.2 | TEM | 1 | Simatic | 0.01 | 0
6GT26900AH00 | MOBY D / RF300 ISO QUICK CHANGE HOLDER STAINLESS STEEL FOR MDS D139 AND MDS D339; DIAMETER 22 MM HEIGHT 48 MM; MOUNTING WITH NUT M8 PACKAGING UNIT 10 PCS | 31.6 | TEM | 1 | Simatic | 0.15 | 0
6GT26900AH10 | MOBY D / RF300 ISO QUICK CHANGE HOLDER STAINLESS STEEL FOR MDS D139 AND MDS 339 DIAMETER 22 MM;HEIGHT 47 MM; WITH M10 INSIDE THREAD, PACKAGING UNIT 10 PCS | 31.6 | TEM | 1 | Simatic | 0.15 | 0
6GT26900AK00 | MOBY D / RF300 ISO / RF200 SPACER FOR MDS D124 / D324 / D424 / D524 and RF320T DIAMETER 35 MM; HEIGHT 15 MM; TEMPERATURE RANGE UP TO +180 C PACKAGING UNIT = MINIMAL ORDER QUANTITY 20 PIECES | 6.2 | TEM | 1 | Simatic | 0.1 | 0
6GT26900AL00 | MOBY D / RF300 ISO / RF200 SPACER FOR MDS D126 / D426 / 526; DIAMETER 60 MM; HEIGHT 30 MM; TEMPERATURE RANGE UP TO +85 C PACKAGING UNIT = MINIMAL ORDER QUANTITY 50 PIECES | 4.3 | TEM | 1 | Simatic | 0.2 | 0
6GT26910CH33 | MOBY D CONNECTING CABLE FOR ANTENNA FOR ANT D5, ANT D6 AND ANT D10 BETWEEN ANTENNA AND SLG D10/SLG D10S OR RF290 ANTENNA SWITCH, IP 65, PVC, LENGTH: 3.3 M | 85.8 | TEM | 1 | Simatic | 0.163 | 0
6GT26910CN10 | MOBY D ANTENNA CABLE BETWEEN ANTENNA ANT D5/D6/D10 AND SLG D10/D10S/SLG D11/D11S OR RF290! ANTENNA SWITCH, IP 65, PVC, LENGTH: 10M | 104 | TEM | 1 | Simatic | 0.35 | 0
6GT26910DH72 | MOBY D ANTENNA EXTENSION FOR 6GT2691-0CH33, IP 65, PVC, LENGTH: 7.2M | 107 | TEM | 1 | Simatic | 0.33 | 0
6GT26914BH50 | MOBY D RS 232 CONNEC. CABLE BETWEEN PC A. SLG D10ANT/SLG D11ANT D5 /SLG D12, PUR, CMG, TRAILING, LENGTH 5 M | 107 | TEM | 1 | Simatic | 0.301 | 0
6GT26914BN20 | MOBY D RS 232 CONNECTING CABLE BETWEEN PC AND SLG D10ANT/SLG D11 ANT D5/SLG D12 PUR, CMG, TRAILING, LENGTH 20 M | 154 | TEM | 1 | Simatic | 1.062 | 0
6GT26914FH20 | MOBY D CONNECTING CABLE, PREASSEMBLED, BETWEEN ASM 456, RF160C, RF170C, RF18XC AND SLG D1XS PUR, CMG, TRAILING, LENGTH 2 M | 181 | TEM | 1 | Simatic | 0.156 | 0
6GT26985AA10 | MOBY D ANTENNA ANT D5 FOR CONNECTION TO SLG D10/SLG D10S BASIC DEVICE, SLG D11/SLG D11S BASIC DEVICE, INCL. SPACER 380 X380 X110 (LXWXH) ANTENNA CABLE 3.3 M INCLUDED | 1022 | TEM | 1 | Simatic | 1 | 1
6GT26985AB00 | MOBY D ANTENNA ANT D6 FOR CONNECTION TO SLG D10/SLG D10S (BASIC UNITS), WRITE/READ DISTANCE UP TO 600 MM (DEPENDING ON TRANSPONDER), PVC, CABLE LENGTH 3.3 M, (INCL. IN SCOPE OF SUPPLY), 580 X 480 X 100 MM | 2358 | TEM | 1 | Simatic | 3.5 | 1
6GT26985AC00 | RF200 / MOBY D ANTENNA ANT D1 FOR CONNECTING TO RF290R IP 65, -25 UP TO +70 DGR/C, 75X75X20 MM, MAX. DISTANCE: ANTENNA CABLE 3.3 M INCLUDED ANTENNA CABLE 3.3 M INCLUDED | 865 | TEM | 1 | Simatic | 0.3 | 1
6GT26985AF00 | MOBY D ANTENNA ANT D10 FOR CONNECTION TO SLG D10/SLG D10S (BASIC UNITS), WRITE/READ DISTANCE UP TO 550 MM (DEPENDING ON TRANSPONDER), PVC, CABLE LENGTH 3.3 M , (INCL. IN SCOPE OF SUPPLY), 1150 X 365 X 115 MM | 3080 | TEM | 1 | Simatic | 10 | 1
6GT26985BB00 | MOBY D ANTENNA ANT D2; FOR CONNECTION TO SLG D11/SLG D11S BASIC UNIT; DIM.: 75X75X40;PROT. MODE IP67; LATERAL ANTENNA FIELD; ANTENNA CABLE IN THE SCOPE OF SUPPLY, PVC, CABLE LENGTH 3.3 M | 1069 | TEM | 1 | Simatic | 0.18 | 1
6GT28001CA00 | SIMATIC RF300 TRANSPONDER RF320T BUTTON, 20 BYTE EEPROM, IP 67, -25 TO +125 DEGR/C, D=27 MM X 4 MM MIN. ORDER QUANTITY 20 PCS | 39 | TEM | 1 | Simatic | 0.005 | 20
6GT28004AC00 | SIMATIC RF300 TRANSPONDER RF360T EPOXY-CARD, 8 KBYTE FRAM, IP 67, -25 UP TO +70 DEGR/C, 85 X 54 X 2.5 MM MIN. ORDER QUANTITY 10 PCS | 77.8 | TEM | 1 | Simatic | 0.025 | 10
6GT28004BB00 | SIMATIC RF300 TRANSPONDER RF340T 8 KBYTE FRAM, IP 67/X9K, -25 UP TO +85 DEGR/C 48 MM X 25 MM X 15 MM, MIN. ORDER QUANTITY 5 PCS | 146 | TEM | 1 | Simatic | 0.014 | 5
6GT28005AC00 | SIMATIC RF300 TRANSPONDER RF360T EPOXY-CARD, 32 KBYTE FRAM, IP 67, -25 UP TO +70 DGR/C, 85 X 54 X 2.5 MM, MIN. ORDER QUANTITY 10 PCS | 97.2 | TEM | 1 | Simatic | 0.012 | 10
6GT28005BA00 | SIMATIC RF300 TRANSPONDER RF330T BUTTON, 32 K BYTE FRAM, IP 68, -25 UP TO +85 DGR/C, D=30 MM X 8 MM, USABLE IN AND ON METAL MIN. ORDER QUANTITY 10 PCS | 122 | TEM | 1 | Simatic | 0.003 | 10
6GT28005BB00 | SIMATIC RF300 TRANSPONDER RF340T 32 KBYTE FRAM, IP 67/X9K, -25 UP TO +85 DEGR/C 48 MM X 25 MM X 15 MM, MIN. ORDER QUANTITY 5 PCS | 165 | TEM | 1 | Simatic | 0.025 | 5
6GT28005BD00 | SIMATIC RF300 TRANSPONDER RF350T 32 KB FRAM, -25 UP TO +85 DEGR/C, IP 68; 50 X 50 X 20 MM INCL. MOUNTING FRAME | 197 | TEM | 1 | Simatic | 0.025 | 1
6GT28005BE00 | SIMATIC RF300 TRANSPONDER RF370T 32 KB FRAM,-25 UP TO +85 DGR/C, IP 68; 75 X 75 X 40 MM | 307 | TEM | 1 | Simatic | 0.185 | 1
6GT28005DA00 | SIMATIC RF300 TRANSPONDER RF380T HEAT-PROOF, 32 KB FRAM, IP 68, -25 UP TO MAX. +220 DGR/C CYCLIC, D=114 MM, H=83 MM | 637 | TEM | 1 | Simatic | 0.66 | 1
6GT28006BE00 | SIMATIC RF300 TRANSPONDER RF370T 64 KB FRAM, -25 UP TO +85 DGR/C IP 68; 75 X 75 X 40 MM | 338 | TEM | 1 | Simatic | 0.185 | 1
6GT28011AB10 | SIMATIC RF300 READER RF310R (RF300+ISO15693) WITH RS422-INTERFACE (3964R) IP 67, -25 UP TO +70 DGR/C, 55 X 75 X 30 MM, WITH INTEGRATED ANTENNA | 684 | TEM | 1 | Simatic | 0.21 | 1
6GT28011AB100AX1 | SIMATIC RF300 READER RF310R (RF300+ISO15693) WITH RS422-INTERFACE (3964R) IP 67, -25 UP TO +70 DGR C, 55 X 75 X 30 MM, WITH INTEGRATED ANTENNA SPECIAL VERSION WITH ROTATED BASEPLATE (90 DGR.) | 857 | TEM | 1 | Simatic | 0.14 | 1
6GT28011AB200AX1 | SIMATIC RF300 READER RF310R (ISO-SCANMODE); RS422 INTERFACE; IP 67, -25 UP TO +70 DGR/C; 55 X 75 X 30 MM; WITH ROTATED BASEPLATE | 1022 | TEM | 1 | Simatic | 0.014 | 1
6GT28012AB10 | SIMATIC RF300 READER RF340R (RF300+ISO15693) WITH RS422-INTERFACE (3964R) IP 67, -25 UP TO +70 DGR/C, 75 X 75 X 41 MM WITH INTEGRATED ANTENNA | 723 | TEM | 1 | Simatic | 0.24 | 1
6GT28013AB10 | SIMATIC RF300 READER RF380R (RF300+ISO15693) RS422/232-INTERFACE (3964R) IP 67, -10 UP TO +60 DGR/C, 160 X 80 X 41 MM WITH INTEGRATED ANTENNA | 1100 | TEM | 1 | Simatic | 0.3 | 1
6GT28013AB200AX0 | SIMATIC RF300 READER RF382R (ISO-SCANMODE) RS422/232-INTERFACE IP 67, -25 UP TO +70 DGR/C, 160 X 80 X 41 MM WITH INTEGRATED SPECIAL ANTENNA | 2483 | TEM | 1 | Simatic | 0.6 | 1
6GT28013AB200AX1 | SIMATIC RF300 READER RF380R (ISO-SCANMODE) RS422/232 INTERFACE IP 67, -10 UP TO +60 DGR/C, 160 X 80 X 41 MM SPECIAL VERSION | 1226 | TEM | 1 | Simatic | 0.6 | 1
6GT28014AB10 | SIMATIC RF300 READER RF350R (RF300+ISO) WITH RS422-INTERFACE (3964R) WITHOUT ANTENNA IP 65, -25 UP TO +70 DGR/C, 75 X 75 X 41 MM, OPERATION WITH: MOBY E ANT 1, 12, 18, 30 | 708 | TEM | 1 | Simatic | 0.25 | 1
6GT28030BM00 | SIMATIC RF300 HANDHELD CHAR-/DOCKING STATION. CHARGING STATION FOR SIMATIC RF350M INCL. WIDE RANGE POWER UNIT | 613 | TEM | 1 | Simatic | 1 | 0
6GT28030CA00 | SIMATIC RF300 SPARE BATTERY FOR RF350M; | 252 | TEM | 1 | Simatic | 0.2 | 0
6GT28031BA00 | SIMATIC RF300 HANDHELD TERMINAL RF350M; RF300 AND ISO15693; BASIC UNIT NID-MERLIN; WITH INTEGR. RFID-READ-/WRITE UNIT AND USER SOFTWARE; OPERATION SYSTEM WIN CE; WITH RECHARGEABLE BATTERY W/O CHARGING- / DOCKING STATION | 5123 | TEM | 1 | Simatic | 1 | 1
6GT28031BA10 | SIMATIC RF300 HANDHELD TERMINAL RF350M; RF300 AND ISO15693; BASIC UNIT NID-MERLIN; WITH INTEGR. RFID-READ-/WRITE UNIT AND USER SOFTWARE; OPERATION SYSTEM WIN CE; FOR EXTERNAL ANTENNA; WITH RECHARGEABLE BATTERY OHNE LADE- / DOCKING STATION; WITHOUT ANTENNA | 5343 | TEM | 1 | Simatic | 1 | 1
6GT28102AB00 | SIMATIC RF630L SMART LABEL PAPER 4" X 6"; ISO 18000-6C, EPC CLASS 1 GEN 2 FREQUENCY: 860 UP TO 960 MHZ CHIP TYPE, IMPINJI MONZA 2; 96 BIT EPC MEMORY 12 BYTE ADD-ON MEMORY -40 UP TO +65 DGR/C 800 PCS. PER EACH ROLL MINIMAL ORDER QUANTITY 1600 PCS | 83.9 | TEM | 100 | Simatic | 0.003 | 1
6GT28102AB010AX1 | SIMATIC RF630L(SPECIAL VERSION) SMARTLABEL PAPER; 4"X2"; HIGHLY ADHESIVE TO FOAM PLASTIC ISO 18000-6C, EPC CLASS 1 GEN 2 FREQUENCY 860 UP TO 960 MHZ CHIP TYPE, NXP G2IM; 256 BIT EPC MEMORY 64 BYTE ADD-ON MEMORY -40 BIS +80 DEG/C; 1000 PCS PER EACH ROLL 4 ROLLS PER EACH CARTON MIN. ORDER QUANTITY 4000 PCS | 29.4 | TEM | 100 | Simatic | 0.01 | 4000
6GT28102AB020AX0 | SIMATIC RF630L SMARTLABEL INLAY PET 97X27 MM; ISO 18000-6C, EPC CLASS 1 GEN 2 FREQUENCY 860 MHZ UP TO 960 MHZ CHIP TYPE, IMPINJI MONZA 4QT 128 BIT EPC MEMORY 64 BYTE ADD-ON MEMORY -40 UP TO +65 DGR/C; 5000 PCS PER EACH ROLL MINIMAL ORDER QUANTITY 5000 PCS | 55.6 | TEM | 100 | Simatic | 0.01 | 5000
6GT28102AB03 | SIMATIC RF630L SMARTLABEL INLAY PET 54X34 MM; ISO 18000-6C, EPC CLASS 1 GEN 2 FREQUENCY 860 MHZ UP TO 960 MHZ CHIP TYPE, NXP G2XM 240 BIT EPC MEMORY 64 BYTE ADD-ON MEMORY -40 UP TO +65 DGR/C; 2000 PCS PER EACH ROLL MINIMAL ORDER QUANTITY 2000 PCS | 49.6 | TEM | 100 | Simatic | 0.01 | 1
6GT28102AB04 | SIMATIC RF630L SMARTLABEL INLAY PET 74X27 MM; ISO 18000-6C, EPC CLASS 1 GEN 2 FREQUENCY 860 MHZ UP TO 960 MHZ CHIP TYPE, NXP G2IM 256 BIT EPC MEMORY 64 BYTE ADD-ON MEMORY -40 UP TO +85 DEG/C; 2000 PCS PER EACH ROLL MINIMAL ORDER QUANTITY 2000 PCS | 49.6 | TEM | 100 | Simatic | 0.01 | 1
6GT28102AC00 | SIMATIC RF640L ETSI GEN2 ON METAL LABEL; ACCORDING TO ISO 18000 6C FREQUENCY 865 UPTO 868MHZ(ETSI) 96 UPTO 496 BIT EPC,ADDITIONAL 64/16 BYTE USER MEMORY; -25 UP TO +85 DGR/C; IP 67 50 X 22.5 X 1.6 MM (LXWXH); 500 PCS PER EACH ROLL | 2.4 | TEM | 1 | Simatic | 0.05 | 500
6GT28102AC10 | SIMATIC RF640L FCC GEN2 ON METAL LABEL; ACCORDING TO ISO 18000 6C FREQUENCY 902 UPTO 928MHZ(FCC); 96 UPTO 496 BIT EPC,ADDITIONAL 64/16 BYTE USER MEMORY; -25 UP TO +85 DGR/C; IP 67; 50 X 22.5 X 1.6 MM (LXWXH); 500 PCS PER EACH ROLL | 2.4 | TEM | 1 | Simatic | 0.05 | 500
6GT28102AC82 | SIMATIC RF630L SMARTLABEL PET; 45X20 MM; HIGHLY ADHESIVE TO PLASTIC ISO 18000-6C, EPC CLASS 1 GEN 2 FREQUENCY 860 UP TO 960 MHZ CHIP TYPE, ALIEN HIGGS 4 128 BIT EPC MEMORY 128 BIT ADDITIONAL MEMORY -25 UP TO +85 DEG C; KERNEL DIAMETER 76 MM 2500 PCS PER EACH ROLL 4 ROLLS PER CARTON MIN. ORDER QUANTITY 10000 PCS | 32.9 | TEM | 100 | Simatic | 5 | 0
6GT28102AE800AX0 | SIMATIC RF630L (SPECIAL VERS.) SMARTLABEL PET; 4"X2"; HIGHLY ADHESIVE TO PLASTIC ISO 18000-6C, EPC CLASS 1 GEN 2 FREQUENCY 860 UP TO 960 MHZ CHIP TYPE, NXP G2XL; 128 BIT EPC MEMORY WITHOUT ADD-ON MEMORY -40 BIS +80 DGR/C; 5400 PCS PER ONE ROLL 40 CARTONS ON 1 PALLET) MINIMAL ORDER QUANTITY 216000 LABELS | 16.7 | TEM | 100 | Simatic | 0.01 | 216000
6GT28102AE800AX2 | SIMATIC RF630L (SPECIAL VERS.) SMARTLABEL PET; 105X25 MM; HIGHLY ADHESIVE TO PLASTIC ISO 18000-6C, EPC CLASS 1 GEN 2 FREQUENCY 860 UP TO 960 MHZ CHIP TYPE, ALIEN HIGGS 3 EPC 96 BIT EXPANDABLE UP TO 480 BIT 64/8 BYTE ADD-ON MEMORY -25 BIS +125 DGR/C; 1000 PCS PER ONE ROLL 5 PER EACH CARTON) MIN. ORDER QUANTITY 5000 LABELS | 37.6 | TEM | 100 | Simatic | 0.01 | 0
6GT28102AE810AX0 | SIMATIC RF630L(SPECIAL VERSION) SMARTLABEL PET; 90X30 MM; HIGHLY ADHESIVE TO PLASTIC ISO 18000-6C, EPC CLASS 1 GEN 2 FREQUENCY 860 UP TO 960 MHZ CHIP TYPE, NXP G2IL 128 BIT EPC MEMORY WITHOUT ADD-ON MEMORY -40 UP TO +80 DGR/C; 7000 PCS PER ONE ROLL 28 CARTONS PER PALETT MINIMAL ORDER QUANTITY 196000 LABELS | 15.7 | TEM | 100 | Simatic | 300 | 196000
6GT28102AE810AX1 | SIMATIC RF630L(SPECIAL VERSION) SMARTLABEL PET; 90X30 MM; HIGHLY ADHESIVE TO PLASTIC ISO 18000-6C, EPC CLASS 1 GEN 2 FREQUENCY 860 UP TO 960 MHZ CHIP TYPE, NXP G2IL 128 BIT EPC MEMORY WITHOUT ADDITIONAL MEMORY -40 UP TO +80 DGR/C; CORE DIAMETER 76 MM 3500 PCS PER EACH ROLL MIN. ORDER QUANTITY 7000 PCS | 21.2 | TEM | 100 | Simatic | 0.001 | 0
6GT28102AG00 | SIMATIC RF690L ETSI GEN2 ON METAL LABEL,HEAT-RESISTANT; ACCORDING TO ISO 18000 6C FREQUENCY 865 UPTO 868MHZ(ETSI) 96 UPTO 496 BIT EPC,ADDITIONAL 64/16 BYTE USER MEMORY; -25 UP TO +230 DGR/C; IP 67 88 X 25 X 1.6 MM (LXWXH); 400 PCS PER EACH ROLL | 2.5 | TEM | 1 | Simatic | 0.08 | 400
6GT28102AG80 | SIMATIC RF680L SMARTLABEL; 86X54X0.3 MM; HEAT-RESISTANT; ISO 18000-6C, EPC CLASS 1 GEN 2 FREQUENCY 860 UP TO 928 MHZ CHIP TYPE, NXP G2XM EPC 240 BIT 64 BYTE ADD-ON MEMORY +200 DGR/C FOR 6 HOURS; 1000 PCS PER 1 ROLL MINIMAL ORDER QUANTITY 1000 PCS | 115 | TEM | 100 | Simatic | 0.003 | 1000
6GT28102AG800AX1 | SIMATIC RF680L SPECIAL VERSION SMARTLABEL; 156X40X0.4 MM; MERCEDES KECSKEMET, HEAT RESISTANT; ISO 18000-6C, EPC CLASS 1 GEN 2 FREQUENCY 860 UP TO 928 MHZ CHIP TYPE, NXP G2XM EPC 240 BIT 64 BYTE ADD-ON MEMORY +200 DGR/C FOR 6 HOURS; 1000 PCS PER BOX 5 BOXES PER CARTON MINIMAL ORDER QUANTITY 5000 PCS | 110 | TEM | 100 | Simatic | 0.003 | 0
6GT28102AG800AX2 | SIMATIC RF680L SPECIAL VERSION SMARTLABEL; 207X40X0.4 MM; MERCEDES HAMBACH; HEAT RESISTANT; ISO 18000-6C, EPC CLASS 1 GEN 2 FREQUENCY 860 BIS 928 MHZ CHIP TYPE, NXP G2XM EPC 240 BIT 64 BYTE ADD-ON MEMORY +200 DGR/C FOR 6 HOURS; 1000 PCS PER BOX 5 BOXES PER CARTON MIN. ORDER QUANTITY 5000 PCS | 165 | TEM | 100 | Simatic | 0.003 | 0
6GT28102AG800AX3 | SIMATIC RF680L SPECIAL VERSION SMARTLABEL; 156X40X0.4 MM; HEAT RESISTANT; PRINTED AND SERLIALIZED; TYPE D, PI, CU; ISO 18000-6C, EPC CLASS 1 GEN 2 FREQUENCY 860 UP TO 928 MHZ CHIP TYPE, NXP G2IM EPC 256 BIT 64 BYTE ADD-ON MEMORY +200 DEG/C FOR 6 HOURS; 1000 PCS PER BOX SEPERATED; 25 BOXES PER CARTON MIN. ORDER QUANTITY 25000 PCS | 175 | TEM | 100 | Simatic | 0.003 | 0
6GT28102AG800AX4 | SIMATIC RF680L SPECIAL VERSION SMARTLABEL; 156X40X0.4 MM; MERCEDES RASTATT, HEAT RESISTANT; TYPE E, PEEK, CU; ISO 18000-6C, EPC CLASS 1 GEN 2 FREQUENCY 860 UP TO 928 MHZ CHIP TYPE, NXP G2XM EPC 240 BIT 64 BYTE ADD-ON MEMORY +200 DGR/C FOR 6 HOURS; 1000 PCS PER BOX 25 BOXES PER CARTON MIN. ORDER QUANTITY 25000 PCS | 278 | TEM | 100 | Simatic | 0.003 | 0
6GT28102AG800AX6 | SIMATIC RF680L SPECIAL VERSION SMARTLABEL; 156X40X0.4 MM HEAT RESISTANT; UNPRINTED AND NOT SERIALIZED TYPE D, PI, CU; ISO 18000-6C, EPC CLASS 1 GEN 2 FREQUENCY 860 UP TO 928 MHZ CHIP TYPE, NXP G2IM EPC 256 BIT 64 BYTE ADD-ON MEMORY +200 DEC/C FOR 6 HOURS; 1000 PCS PER BOX; SEPERATED; 5 BOXES PER CARTON MIN. ORDER QUANTITY 5000 PCS | 214 | TEM | 100 | Simatic | 0.003 | 0
6GT28102BB80 | SIMATIC RF610T ISO CARD;PVC; 86 X 54 X 0.4 MM; ISO 18000-6C, EPC CLASS 1 GEN 2 FREQUENCY 860 UP TO 928 MHZ CHIP TYPE, NXP G2XM EPC 240 BIT 64 BYTE ADD-ON MEMORY -25 UP TO +85 DGR/C; MINIMAL ORDER QUANTITY 500 PCS | 1.2 | TEM | 1 | Simatic | 0.01 | 500
6GT28102BB800AX0 | SIMATIC RF610T SPECIAL VERSION ISO CARD;PVC; 86 X 54 X 0.4 MM; CARD BLANC ISO 18000-6C, EPC CLASS 1 GEN 2 FREQUENCY 860 UP TO 928 MHZ CHIP TYPE, NXP G2XM EPC 240 BIT 64 BYTE ADD-ON MEMORY -25 UP TO +85 DGR/C; MINIMAL ORDER QUANTITY 1000 PCS | 1.2 | TEM | 1 | Simatic | 0.003 | 1000
6GT28102BB800AX1 | SIMATIC RF610T SPECIAL VERSION ISO CARD;PVC; 86 X 54 X 0.4 MM ATEX ZONE 2/22 ISO 18000-6C, EPC CLASS 1 GEN 2 FREQUENCY 860 UP TO 928 MHZ CHIP TYPE, NXP G2XM EPC 240 BIT 64 BYTE ADD-ON MEMORY -25 UP TO +85 DGR/C; MINIMAL ORDER QUANTITY 1000 PCS | 165 | TEM | 100 | Simatic | 0.003 | 0
6GT28102DC00 | SIMATIC RF640T TOOL-TAG; 50 X 8 MM (DXH); ON METAL TRANSPONDER ISO 18000-6C, EPC CLASS 1 GEN 2 FREQUENCY 865 UP TO 868 MHZ (ETSI) CHIP TYPE, NXP G2XM EPC 240 BIT 64 BYTE ADD-ON MEMORY -25 UP TO +85 DGR/C; MINIMAL ORDER QUANTITY 10 PCS | 24.2 | TEM | 1 | Simatic | 0.013 | 10
6GT28102DC10 | SIMATIC RF640T TOOL-TAG; 50 X 8 MM (DXH); ON METAL TRANSPONDER ISO 18000-6C, EPC CLASS 1 GEN 2 FREQUENCY 902 UP TO 928 MHZ (FCC) CHIP TYPE, NXP G2XM EPC 240 BIT 64 BYTE ADD-ON MEMORY -25 UP TO +85 DGR/C; MINIMAL ORDER QUANTITY 10 PCS | 24.2 | TEM | 1 | Simatic | 0.013 | 10
6GT28102EC00 | SIMATIC RF630T SCREW-TAG; 21X21 MM (DXH); ON METAL TRANSPONDER ISO 18000-6C, EPC CLASS 1 GEN 2 FREQUENCY 865 UP TO 868 MHZ (ETSI) CHIP TYPE, NXP G2XM EPC 240 BIT 64 BYTE ADD-ON MEMORY -25 UP TO +85 DGR/C; MINIMAL ORDER QUANTITY 10 PCS | 21.9 | TEM | 1 | Simatic | 0.022 | 10
6GT28102EC10 | SIMATIC RF630T SCREW-TAG; 21X21 MM (DXH); ON METAL TRANSPONDER ISO 18000-6C, EPC CLASS 1 GEN 2 FREQUENCY 902 UP TO 928 MHZ (FCC) CHIP TYPE, NXP G2XM EPC 240 BIT 64 BYTE ADD-ON MEMORY -25 UP TO +85 DGR/C; MINIMAL ORDER QUANTITY 10 PCS | 21.9 | TEM | 1 | Simatic | 0.022 | 1
6GT28102EE00 | SIMATIC RF625T DISK-TAG; 30X8 MM (DXH); ON METAL TRANSPONDER ISO 18000-6C, EPC CLASS 1 GEN 2 FREQUENCY 865 UP TO 868 MHZ (ETSI) CHIP TYPE, IMPINJI MONZA 4QT EPC 128 BIT 64 BYTE ADD-ON MEMORY -25 UP TO +85 DGR/C; MINIMAL ORDER QUANTITY 10 PCS | 29.1 | TEM | 1 | Simatic | 0.006 | 10
6GT28102EE01 | SIMATIC RF625T DISK-TAG; 30X8 MM (DXH); ON METAL TRANSPONDER ISO 18000-6C, EPC CLASS 1 GEN 2 FREQUENCY 902 UP TO 928 MHZ (FCC) CHIP TYPE, IMPINJI MONZA 4QT EPC 128 BIT 64 BYTE ADD-ON MEMORY -25 UP TO +85 DGR/C; MINIMAL ORDER QUANTITY 10 PCS | 29.1 | TEM | 1 | Simatic | 0.01 | 10
6GT28102HC81 | SIMATIC RF620T CONTAINER-TAG; 127X38X6 MM; ISO 18000-6C, EPC CLASS 1 GEN 2 FREQUENCY 860 UP TO 928 MHZ CHIP TYPE, IMPINJI MONZA 4QT EPC 128 BIT 64 BYTE ADD-ON MEMORY -25 UP TO +80 DGR/C; MINIMAL ORDER QUANTITY 20 PCS | 6 | TEM | 1 | Simatic | 0.03 | 20
6GT28102HG80 | SIMATIC RF680T HEAT RESISTANT TAG;130X32X15 MM ISO 18000-6C; EPC CLASS 1 GEN 2 FREQUENCY 860 UP TO 928 MHZ CHIP TYPE, NXP G2XM EPC 240 BIT 64 BYTE ADD-ON MEMORY -25 UP TO +220 DGR/C; MINIMAL ORDER QUANTITY 10 PCS | 76.4 | TEM | 1 | Simatic | 0.05 | 1
6GT28104AC80 | SIMATIC RF622L SMARTLABEL LARGE MEMORY; 90X18X0,3 MM; ISO 18000-6C, EPC CLASS 1 GEN 2 FREQUENCY 860 UP TO 960 MHZ CHIP TYPE,FUJITSU MB97R803 EPC 496 BIT 3424 BYTE ADDITIONAL MEMORY -20 UP TO +85 DGR/C; 500 PCS PER EACH ROLL MIN. ORDER QUANTITY 500 PCS | 13.4 | TEM | 1 | Simatic | 0.003 | 0
6GT28104HC80 | SIMATIC RF622T LARGE MEMORY TAG; 120X30X6,5MM; ISO 18000-6C, EPC CLASS 1 GEN 2 FREQUENCY 860 UP TO 960 MHZ CHIP TYPE,FUJITSU MB97R803 EPC 496 BIT 3424 BYTE ADDITIONAL MEMORY -20 UP TO +85 DGR/C; MIN. ORDER QUANTITY 10 PCS | 42.4 | TEM | 1 | Simatic | 0.03 | 10
6GT28116AA100AA0 | SIMATIC RF600 READER RF680R ETSI (865 ... 868 MHZ); INTERFACES: ETHERNET M12 PROFINET M12 4 ANTENNAS, 4 DIG. INPUTS/ 4 DIG. OUTPUTS, 24 V DC; IP65; -25 UP TO +55 DGR/C; W/O ACCESSORIES AND ANTENNAS | 3143 | TEM | 1 | Simatic | 3.262 | 1
6GT28116AA101AA0 | SIMATIC RF600 READER RF680R FCC (902 ... 928 MHZ); INTERFACES: ETHERNET M12 PROFINET M12 4 ANTENNAS, 4 DIG. INPUTS/ 4 DIG. OUTPUTS, 24 V DC; IP65; -25 UP TO +55 DGR/C; W/O ACCESSORIES AND ANTENNAS | 3143 | TEM | 1 | Simatic | 3.277 | 1
6GT28116AA102AA0 | SIMATIC RF600 READER RF680R CMIIT (920 ... 925 MHZ); INTERFACES: ETHERNET M12 PROFINET M12 4 ANTENNAS, 4 DIG. INPUTS/ 4 DIG. OUTPUTS, 24 V DC; IP65; -25 UP TO +55 DGR/C; W/O ACCESSORIES AND ANTENNAS | 3143 | TEM | 1 | Simatic | 3.294 | 1
6GT28116AA104AA0 | SIMATIC RF600 READER RF680R ARIB (920 ... 923 MHZ); INTERFACES: ETHERNET M12 PROFINET M12 4 ANTENNAS, 4 DIG. INPUTS/ 4 DIG. OUTPUTS, 24 V DC; IP65; -25 UP TO +55 DGR/C; W/O ACCESSORIES AND ANTENNAS | 3143 | TEM | 1 | Simatic | 3.195 | 1
6GT28116AB200AA0 | SIMATIC RF600 READER RF650R ETSI (865 ... 868 MHZ); INTERFACES: ETHERNET RJ45 4 ANTENNAS, 4 DIG. INPUTS/ 4 DIG. OUTPUTS, 24 V DC; IP30; -25 UP TO +55 DGR/C; W/O ACCESSORIES AND ANTENNAS | 2200 | TEM | 1 | Simatic | 3.239 | 1
6GT28116AB201AA0 | SIMATIC RF600 READER RF650R FCC (902 ... 928 MHZ); INTERFACES: ETHERNET RJ45 4 ANTENNAS, 4 DIG. INPUTS/ 4 DIG. OUTPUTS, 24 V DC; IP30; -25 UP TO +55 DGR/C; W/O ACCESSORIES AND ANTENNAS | 2200 | TEM | 1 | Simatic | 3.224 | 1
6GT28116AB202AA0 | SIMATIC RF600 READER RF650R CMIIT (920 ... 925 MHZ); INTERFACES: ETHERNET RJ45 4 ANTENNAS, 4 DIG. INPUTS/ 4 DIG. OUTPUTS, 24 V DC; IP30; -25 UP TO +55 DGR/C; W/O ACCESSORIES AND ANTENNAS | 2200 | TEM | 1 | Simatic | 3.223 | 1
6GT28116AB204AA0 | SIMATIC RF600 READER RF650R ARIB (920 ... 923 MHZ); INTERFACES: ETHERNET RJ45 4 ANTENNAS, 4 DIG. INPUTS/ 4 DIG. OUTPUTS, 24 V DC; IP30; -25 UP TO +55 DGR/C; W/O ACCESSORIES AND ANTENNAS | 2200 | TEM | 1 | Simatic | 3.169 | 1
6GT28116CA100AA0 | SIMATIC RF600 READER RF685R ETSI (865 ... 868 MHZ); INTERFACES: ETHERNET M12 PROFINET M12 1 INTEGRATED ANTENNA + 1 EXT. ANTENNA PORT, 4 DIG. INPUTS/ 4 DIG. OUTPUTS, 24 V DC; IP65; -25 UP TO +55 DGR/C; WITHOUT ACCESSORIES | 3615 | TEM | 1 | Simatic | 3.424 | 1
6GT28116CA101AA0 | SIMATIC RF600 READER RF685R FCC (902 ... 928 MHZ); INTERFACES: ETHERNET M12 PROFINET M12 1 INTEGRATED ANTENNA + 1 EXT. ANTENNA PORT, 4 DIG. INPUTS/ 4 DIG. OUTPUTS, 24 V DC; IP65; -25 UP TO +55 DGR/C; WITHOUT ACCESSORIES | 3615 | TEM | 1 | Simatic | 3.394 | 1
6GT28116CA102AA0 | SIMATIC RF600 READER RF685R CMIIT (920 ... 925 MHZ); INTERFACES: ETHERNET M12 PROFINET M12 1 INTEGRATED ANTENNA + 1 EXT. ANTENNA PORT, 4 DIG. INPUTS/ 4 DIG. OUTPUTS, 24 V DC; IP65; -25 UP TO +55 DGR/C; WITHOUT ACCESSORIES | 3615 | TEM | 1 | Simatic | 3.311 | 1
6GT28116CA104AA0 | SIMATIC RF600 READER RF685R ARIB (920 ... 923 MHZ); INTERFACES: ETHERNET M12 PROFINET M12 1 INTEGRATED ANTENNA + 1 EXT. ANTENNA PORT, 4 DIG. INPUTS/ 4 DIG. OUTPUTS, 24 V DC; IP65; -25 UP TO +55 DGR/C; W/O ACCESSORIES | 3615 | TEM | 1 | Simatic | 3.321 | 1
6GT28120AA00 | SIMATIC RF 600 ANTENNA RF660A 865-868 EU FOR APPLICATION IN EUROPE IP 67, -25 UP TO +55 DEGR/C, W/O CABLE | 755 | TEM | 1 | Simatic | 1 | 1
6GT28120AA01 | SIMATIC RF 600 ANTENNA RF660A 902-928 US FOR APPLICATION IN USA IP 67, -25 UP TO +55 DEGR/C, W/O CABLE | 755 | TEM | 1 | Simatic | 2 | 1
6GT28120GA08 | SIMATIC RF600 ANTENNA RF640A; CIRCULAR, BROAD BAND FREQUENCY RANGE 865 TO 928 MHZ DIMENSIONS 185X185X45 MM (LXWXH); IP 65, -25 TO +55 DEGREES/C; | 370 | TEM | 1 | Simatic | 0.6 | 1
6GT28120GB08 | SIMATIC RF600 ANTENNA RF650A; CIRCULAR, FREQ. RANGE 865 UP TO 928 MHZ BROAD BAND DIMENSIONS 198X198X60 MM (LXWXH); IP 65, -25 UP TO +75 DGR/C; | 268 | TEM | 1 | Simatic | 0.98 | 1
6GT28121EA00 | SIMATIC RF600 ANTENNA RF620A ; ETSI FREQUENCY 865-868 EU LINEAR IP 67, -20 UP TO +70 DGR/C, WITH 30CM CONNECT. CABLE | 338 | TEM | 1 | Simatic | 0.1 | 1
6GT28121EA01 | SIMATIC RF600 ANTENNA RF620A ; FCC FREQUENCY 915-928 US LINEAR IP 67, -20 UP TO +70 DGR/C, WITH 30CM CONNECT. CABLE | 338 | TEM | 1 | Simatic | 0.1 | 1
6GT28121GA08 | SIMATIC RF600 ANTENNA RF642A LINEAR (BROAD BAND) FREQUENCY RANGE 865 TO 928 MHZ DIMENSIONS 185X185X45 MM (LXWXH); IP 65, -25 TO +55 DEGREES/C; | 433 | TEM | 1 | Simatic | 0.6 | 1
6GT28122GB08 | SIMATIC RF600 ANTENNA RF680A SWITCHABLE LINEAR CIRCULAR, FREQ. RANGE 865 UP TO 928 MHZ BROAD BAND DIMENSIONS 198X198X60 MM (LXWXH) IP 65, -25 UP TO +75 DGR/C; | 464 | TEM | 1 | Simatic | 0.99 | 1
6GT28130CA00 | SIMATIC RF600 MOBILE READER RF650M ETSI, BASIC UNIT INCL. RECHARGEABLE, BATTERY INCL. CHARGING UNIT, UHF, ISO 18000-6C, WLAN 802.11 A/B/G/N, MS-WINDOWS CE 6.0 | 3599 | TEM | 1 | Simatic | 0.7 | 1
6GT28130CA10 | SIMATIC RF600 MOBILE READER RF650M FCC, BASIC UNIT INCL. RECHARGEABLE, BATTERY INCL. CHARGING UNIT, UHF, ISO 18000-6C, WLAN 802.11 A/B/G/N, MS-WINDOWS CE 6.0 | 3599 | TEM | 1 | Simatic | 0.7 | 1
6GT28150BH10 | SIMATIC RF600 ANTENNA L1 CONNECTING CABLE ASSEMBLED, BETWEEN READER AND ANTENNA, IP65 PE, CMR/MPR, LENGTH 1 M | 61.6 | TEM | 1 | Simatic | 1 | 0
6GT28150BH30 | SIMATIC RF600 CONNECT. CABLE ANTENNA L3 PREASSEMBLED, BETWEEN READER AND ANTENNA, IP65 PE, CMR/MPR, LENGTH: 3 M | 69.7 | TEM | 1 | Simatic | 1 | 0
6GT28150BN10 | SIMATIC RF600 CONN. CABLE FOR ANTENNA L10 PREASSEMBLED,BETWEEN READER AND ANTENNA, IP65 PE, CMR/MPR, LENGTH 10 M | 145 | TEM | 1 | Simatic | 1 | 0
6GT28150BN20 | SIMATIC RF600 CONN. CABLE FOR ANTENNA L20 PREASSEMBLED,BETWEEN READER AND ANTENNA, IP65 PE, CMR/MPR, LENGTH 20 M | 307 | TEM | 1 | Simatic | 2 | 0
6GT28150BN40 | SIMATIC RF600 CONNECT. CABLE ANTENNA L40 PREASSEMBLED, BETWEEN READER AND ANTENNA, IP65 PE, CMR/MPR, LENGTH 40 M ATTENUATION 5DB | 535 | TEM | 1 | Simatic | 5 | 0
6GT28151BN10 | SIMATIC RF600 CONNECTING CABLE ANTENNA L10; DAMPING -2 DB; PREASSEMBLED; IP65; PE, CMR/MPR, LENGTH: 10 M | 220 | TEM | 1 | Simatic | 1 | 0
6GT28152BH50 | SIMATIC RF600 CONNECT. CABLE ANTENNA L5; PREASSEMBLED, BETWEEN READER AND ANTENNA; IP65; TRAILING (TRAILING CAPABILITY); PE, CMR/MPR, LENGTH 5 M | 158 | TEM | 1 | Simatic | 1 | 0
6GT28152BN15 | SIMATIC RF600 CONNECT. CABLE ANTENNA L15; PREASSEMBLED; IP65; TRAILING (TRAILING CAPABILITY); PE, CMR/MPR, LENGTH 15 M | 268 | TEM | 1 | Simatic | 1 | 0
6GT28210AC12 | SIMATIC RF200 READER RF290R WITHOUT ANTENNA; WITH SERIAL INTERFACE RS 232/RS 422 SWITCHABLE FOR CONNECT. ANTENNAS ANT D2; ANT D5; ANT D6; ANT D10 | 3269 | TEM | 1 | Simatic | 3 | 1
6GT28211AC10 | SIMATIC RF200 READER RF210R; RS422-INTERFACE (3964R); IP 67, -25 UP TO +70 DGR/C; M18 X 71 MM; WITH INTEGRATED ANTENNA. | 260 | TEM | 1 | Simatic | 0.065 | 1
6GT28211AC32 | SIMATIC RF200 READER RF210R IO-LINK IO-LINK-INTERFACE; IP 67, -25 UP TO +70 DGR/C; M18 X 83 MM; WITH INTEGRATED ANTENNA. | 511 | TEM | 1 | Simatic | 0.065 | 1
6GT28212AC10 | SIMATIC RF200 READER RF220R; RS422-INTERFACE (3964R); IP 67, -25 UP TO +70 DGR/C; M30 X 71 MM; WITH INTEGRATED ANTENNA. | 283 | TEM | 1 | Simatic | 0.14 | 1
6GT28212AC32 | SIMATIC RF200 READER RF220R IO-LINK IO-LINK-INTERFACE; IP 67, -25 UP TO +70 DGR/C; M30 X 83 MM; WITH INTEGRATED ANTENNA. | 550 | TEM | 1 | Simatic | 0.14 | 1
6GT28214AC10 | SIMATIC RF200 READER RF240R; RS422-INTERFACE (3964R); IP 67, -25 UP TO +70 DGR/C; 50 X 50 X 30 MM; WITH INTEGRATED ANTENNA. | 354 | TEM | 1 | Simatic | 0.008 | 1
6GT28214AC32 | SIMATIC RF200 READER RF240R IO-LINK IO-LINK INTERFACE IP 67, -25 UP TO +70 DGR/C 50 X 50 X 30 MM WITH INTEGRATED ANTENNA. | 566 | TEM | 1 | Simatic | 0.001 | 1
6GT28214AC40 | SIMATIC RF200 READER RF240R; RS232 INTERFACE (ASCII); IP 67, -25 UP TO +70 DGR/C; 50 X 50 X 30 MM; WITH INTEGRATED ANTENNA. | 472 | TEM | 1 | Simatic | 0.008 | 1
6GT28215AC10 | SIMATIC RF200 READER RF250R W. RS422-INTERFACE (3964R) WITHOUT ANTENNA IP 65, -25 UP TO +70 DGR/C, 50 X 50 X 30 MM, OPERATING WITH: ANT 8,12,18,30 | 346 | TEM | 1 | Simatic | 0.014 | 1
6GT28215AC32 | SIMATIC RF200 READER RF250R IO-LINK IO-LINK INTERFACE WITHOUT ANTENNA IP 65, -25 UP TO +70 DGR/C, 50 X 50 X 30 MM, USABLE WITH: ANT 3,8,12,18,30 | 550 | TEM | 1 | Simatic | 0.014 | 1
6GT28215AC40 | SIMATIC RF200 READER RF250R W. RS232-INTERFACE (ASCII) WITHOUT ANTENNA IP 65, -25 UP TO +70 DGR/C, 50 X 50 X 30 MM, OPERATING WITH: ANT 8,12,18,30 | 417 | TEM | 1 | Simatic | 0.06 | 1
6GT28216AC10 | SIMATIC RF200 READER RF260R; RS422-INTERFACE (3964R); IP 67, -25 UP TO +70 DGR/C; 75 X 75 X 40 MM; WITH INTEGRATED ANTENNA. | 393 | TEM | 1 | Simatic | 0.2 | 1
6GT28216AC32 | SIMATIC RF200 READER RF260R IO-LINK IO-LINK-INTERFACE; IP 67, -25 UP TO +70 DGR/C; 75 X 75 X 40 MM; WITH INTEGRATED ANTENNA. | 621 | TEM | 1 | Simatic | 0.014 | 1
6GT28216AC40 | SIMATIC RF200 READER RF260R; RS232 INTERFACE (ASCII); IP 67, -25 UP TO +70 DGR/C; 75 X 75 X 40 MM; WITH INTEGRATED ANTENNA. | 519 | TEM | 1 | Simatic | 0.014 | 1
6GT28230AA00 | SIMATIC RF200 HANDHELD TERMINAL RF210M, W/ INTEGR. RFID-READ-/WRITE- UNIT RF210R, INTERFACE RS422 INCL.2M COONECTING CABLE | 1085 | TEM | 1 | Simatic | 0.8 | 1
6GT28900AA00 | SIMATIC RF600 FLEXIBLE 3-WAY-MOUNTING-KIT FOR ANTENNA SIMATIC RF660A RF642A, RF660A | 81 | TEM | 1 | Simatic | 3 | 1
6GT28900AB00 | SIMATIC RF600 DIN RAIL MOUNTING SET FOR SIMATIC RF650R, RF680R, RF685R FOR MOUNTING ON DIN RAIL 35 MM, PROFILE RAIL S7-300, PROFILE RAIL S7-1500; SCOPE OF SUPPLY: 1 ADAPTER-SET CONSISTING OF 1 SPRING, 1 LATCHING LEVER, 4 SCREWS, 2 WINGS FOR FASTENING | 63.2 | TEM | 1 | Simatic | 0.091 | 0
6GT28900BB00 | SIMATIC RF600 ANTENNA ATTENUATOR 3 DB ATTENUATION; 50 OHM; 2 W; CONNECTION R-TNC; FOR ANTENNAS SIMATIC RF600 PACKAGING UNIT 2 PIECES | 127 | TEM | 1 | Simatic | 1 | 0
6GT28900BB10 | SIMATIC RF600 ANTENNA ATTENUATOR 6 DB ATTENUATION; 50 OHM; 2 W; CONNECTION R-TNC; FOR ANTENNAS SIMATIC RF600 PACKAGING UNIT 2 PIECES | 127 | TEM | 1 | Simatic | 1 | 0
6GT28900BB20 | SIMATIC RF600 ANTENNA ATTENUATOR 10 DB ATTENUATION; 50 OHM; 2 W; CONNECTION R-TNC; FOR ANTENNAS SIMATIC RF600 PACKAGING UNIT 2 PIECES | 127 | TEM | 1 | Simatic | 1 | 0
6GT28900BC00 | RF600 ANTENNEA SPLITTER FOR USE OF TWO RF600 ANTENNAS W/ RF600 READERN W/ EXTERNAL ANTENNA CONNECTION IP 40, -25 UP TO +85 DGR/C DIM. 50X50X20 MM W/O CONNECTOR | 440 | TEM | 1 | Simatic | 0.3 | 1
6GT28910CH50 | SIMATIC RF600 DI/DO CABLE CONNECTOR FOR RF650R, RF670R, RF68XR, M12, 12 X 0.14 MM2, SHIELDED, MATERIAL PUR, IP67; LENGTH 5M, ONE SIDE OPEN | 244 | TEM | 1 | Simatic | 0.48 | 0
6GT28910MH50 | SIMATIC RF IO-LINK CONNECTING CABLE, PREASSEMBLED, BETWEEN IO-LINK MASTER AND READER, TWO-SIDED M12 4-POLE. PUR, LENGTH 5 M | 68.1 | TEM | 1 | Simatic | 0.8 | 0
6GT28910MN10 | SIMATIC RF IO-LINK CONNECTING CABLE, PREASSEMBLED, BETWEEN IO-LINK MASTER AND READER, TWO-SIDED M12 4-POLE. PUR, LENGTH 10 M | 101 | TEM | 1 | Simatic | 0.8 | 0
6GT28910NH50 | SIMATIC RF600 CONNECTING CABLE 5M FOR POWER UNITS 6GT2898-0AA00, 6GT2898-0AA10, 6GT2898-0AA20; MATERIAL PUR; IP65; LENGTH 5M; FOR reader RF640R, rf670r | 78.6 | TEM | 1 | Simatic | 1 | 0
6GT28910PH50 | SIMATIC RF600 CONN. CABLE FOR 24V CONNECTION OF RF650R, RF68XR READERS TO 6GT2898-0AA TYPE POWER SUPPLIES, PUR, LENGTH 5M | 111 | TEM | 1 | Simatic | 0.2 | 0
6GT28914EH20 | SIMATIC RF, MV CONNEC. CABLE, PREFABRICATED, BETWEEN ASM 475 AND READER, OR 24V CABLE FOR RF650R, RF68XR, PUR, CMG, TRAILING, LENGTH 2 M | 137 | TEM | 1 | Simatic | 0.8 | 0
6GT28914EH50 | SIMATIC RF, MV CONNEC. CABLE, PREFABRICATED, BETWEEN ASM 475 AND READER, OR 24V CABLE FOR RF650R, RF68XR, PUR, CMG, TRAILING, LENGTH 5 M | 137 | TEM | 1 | Simatic | 0.8 | 0
6GT28914FH20 | SIMATIC RF, MV CONNECT. CABLE, PREASSEMBLED, BETWEEN ASM 456, RF160C, RF170C, RF18XC AND READER OR EXTENSION CABLE FOR ASM 456, RF160C, RF170C, RF18XC WITH RF, MV, MOBY PUR, CMG, TRAILING, LENGTH 2 M | 63.2 | TEM | 1 | Simatic | 0.185 | 0
6GT28914FH50 | SIMATIC RF, MV CONNECT. CABLE, PREASSEMBLED, BETWEEN ASM 456, RF160C, RF170C, RF18XC AND READER, OR EXTENSION CABLE FOR ASM 456, RF160C, RF170C, RF18XC WITH RF, MV, MOBY PUR, CMG, TRAILING, LENGTH 5 M | 73 | TEM | 1 | Simatic | 0.311 | 0
6GT28914FN10 | SIMATIC RF, MV CONNECT. CABLE, PREASSEMBLED, BETWEEN ASM 456, RF160C, RF170C, RF18XC AND READER, OR EXTENSION CABLE FOR ASM 456, RF160C, RF170C, RF18XC WITH RF, MV, MOBY PUR, CMG, LENGTH 10 M | 87.6 | TEM | 1 | Simatic | 0.615 | 0
6GT28914FN20 | SIMATIC RF, MV CONNECT. CABLE, PREASSEMBLED, BETWEEN ASM 456, RF160C, RF170C, RF18XC AND READER, OR EXTENSION CABLE FOR ASM 456, RF160C, RF170C, RF18XC MIT RF, MV, MOBY PUR, CMG, TRAILING, LENGTH 20 M | 120 | TEM | 1 | Simatic | 1.177 | 0
6GT28914FN50 | SIMATIC RF, MV CONNECT. CABLE, PREASSEMBLED, ZWISCHEN ASM 456, RF160C, RF170C, RF18XC AND READER, OR EXTENSION CABLE FOR ASM 456, RF160C, RF170C, RF18XC MIT RF, MV, MOBY PUR, CMG, TRAILING, LENGTH 50 M | 220 | TEM | 1 | Simatic | 2.905 | 0
6GT28914JH20 | SIMATIC RF, MV M12-CONNECT. CABLE, PREASSEMBLED, BETWEEN ASM 456, RF160C, RF170C, RF18XC AND READER PUR, CMG, TRAILING, LENGTH 2 M READER-CONNECTOR ANGLED | 85.8 | TEM | 1 | Simatic | 0.185 | 0
6GT28914JH50 | SIMATIC RF, MV CONNECT. CABLE, PREASSEMBLED, BETWEEN ASM 456, RF160C, RF170C, RF18XC AND READER PUR, CMG, TRAILING, LENGTH 5 M READER CONNECTOR ANGLED | 101 | TEM | 1 | Simatic | 0.311 | 0
6GT28914JN10 | SIMATIC RF, MV CONNECT. CABLE, PREASSEMBLED, BETWEEN ASM 456, RF160C, RF170C, RF18XC AND READER PUR, CMG, TRAILING, LENGTH 10 M READER CONNECTOR ANGLED | 114 | TEM | 1 | Simatic | 0.615 | 0
6GT28914KH50 | SIMATIC RF200 / RF300 CONNEC. CABLE, PREFABRICATED, BETWEEN READER AND PC (RS232), PUR, CMG, TRAILING, LENGTH 5 M 24V-SIDE WITH M12 CONNECTOR | 154 | TEM | 1 | Simatic | 0.8 | 0
6GT28914KH500AX0 | SIMATIC RF200/RF300 CONNECT. CABLE, PREASSEMBLED, BETWEEN READER AND PC (RS232), PUR, CMG, TRAILING, LENGTH 5 M 24V-SIDE WITH OPEN ENDS | 140 | TEM | 1 | Simatic | 0.8 | 0
6GT28914KH500AX1 | SIMATIC RF200 / RF300; CONNECTING CABLE, PREASSEMBLED, BETWEEN READER AND PC (RS232), PUR, CMG, TRAILING, LENGTH 5 M; 24VSIDE WITH M8 CONNECTOR; READER CONNECTOR ANGLED | 189 | TEM | 1 | Simatic | 0.8 | 0
6GT28914LH50 | SIMATIC RF IO-LINK PLUG-IN CABLE, PREASSEMBLED, BETWEEN IO-LINK MASTER AND READER, M12 4-POLE. AND OPEN END, PUR, LENGTH 5 M | 60.1 | TEM | 1 | Simatic | 0.178 | 0
6GT28914LN10 | SIMATIC RF IO-LINK CONNECTING CABLE, PREASSEMBLED, BETWEEN IO-LINK MASTER AND READER, M12 4 POLE AND OPEN END, PUR, LENGTH 10 M | 84.3 | TEM | 1 | Simatic | 0.34 | 0
6GT28914MH50 | SIMATIC RF IO-LINK CONNECTING CABLE, PREASSEMBLED, BETWEEN IO-LINK MASTER AND READER,M12 4-POLE ON BOTH SIDES CABLE 3-WIRE, PUR, LENGTH 5 M | 68.1 | TEM | 1 | Simatic | 0.8 | 0
6GT28914MN10 | SIMATIC RF IO-LINK CONNECTING CABLE, PREASSEMBLED, BETWEEN IO-LINK MASTER AND READER,M12 4-POLE ON BOTH SIDES CABLE 3-WIRE, PUR, LENGTH 10 M | 101 | TEM | 1 | Simatic | 0.8 | 0
6GT28918FE50 | SIMATIC RF200/300/600 FW-UPDATE ADAPTER BETWEEN PC-ADAPTER RF-DIAG U. READER LENGTH 0,5M | 135 | TEM | 1 | Simatic | 0.185 | 0
6GT28940EA00 | MOBY D ANTENNA MULTIPLEXER RF260X FOR SLG D10; ANTENNA OUTPUTS 6X (ANT D5, ANT D6, ANT D10); PROTECTION MODE IP65; 240 X 150 X 70 MM; | 3740 | TEM | 1 | Simatic | 1.8 | 1
6GT28980AA00 | SIMATIC RF600 WIDE RANGE POWER SUPPLY FOR SIMATIC RF-SYSTEMS INPUT: 100-240V AC (50-60HZ), 120-353V DC OUTPUT: DC 24V, 3A EN 55011/B, VDE, PROTECTION MODE IP65 EURO-CONNECTOR | 621 | TEM | 1 | Simatic | 1 | 1
6GT28980AA10 | SIMATIC RF600 WIDE RANGE POWER SUPPLY FOR SIMATIC RF-SYSTEMS INPUT: 100-240V AC (50-60HZ), 120-353V DC OUTPUT: DC 24V, 3A EN 55011/B, VDE, PROTECTION MODE IP65 UK-CONNECTOR | 621 | TEM | 1 | Simatic | 1 | 1
6GT28980AA20 | SIMATIC RF600 WIDE RANGE POWER SUPPLY FOR SIMATIC RF-SYSTEMS INPUT: 100-240V AC (50-60HZ), 120-353V DC OUTPUT: DC 24V, 3A EN 55011/B, VDE, PROTECTION MODE IP65 US-CONNECTOR | 621 | TEM | 1 | Simatic | 1 | 1
6GT28980BB00 | SIMATIC RF600 DOCKING STATION FOR RF650M, FOR CONNECTION TO PC VIA USB OR ETHERNET, WITH USB CABLE | 425 | TEM | 1 | Simatic | 0.5 | 0
6GT28980CB00 | SIMATIC RF600 CHANGEABLE-/REPLACEMENT BATTERY FOR RF650M CAPACITY 2260 MAH | 187 | TEM | 1 | Simatic | 0.2 | 0
6GT28980EA00 | SIMATIC RF200/RF300 ADAPTER FOR ANT 8; FOR RF310M and RF350M; M8 CONNECTOR (DOUBLE) | 92.5 | TEM | 1 | Simatic | 0.12 | 0
6GT28982AA00 | SIMATIC RF600 DISTANCE HOLDER FOR RF620T 155 X 38 X 12 MM (LXWXH), -25 UP TO +70 DGR C | 2.3 | TEM | 1 | Simatic | 0.015 | 0
6GT28983AA00 | SIMATIC RF600 SPACER FOR RF622T 130 X 32 X 12 MM (LXWXH), -20 UP TO +85 DGR/C MIN. ORDER QUANTITY 10 PCS | 2.3 | TEM | 1 | Simatic | 0.015 | 0
6GT28984AA10 | SIMATIC RF600 PROTECTION CAP-SET FOR SIMATIC RF680R, RF685R CONTAINS 3X PROTECTION CAP FOR ANTENNA CONNECTOR, 1X PROTECTIVE CAP FOR DI/DO- CONNECTION; 2X PROT. CAP FOR ETHERNET CONNECTION | 63.2 | TEM | 1 | Simatic | 0.03 | 0
6NH31123BA000AP0 | ACTION PACK AUTARKIC RTU; CONTAINS SIMATIC RTU3030C AND MOB. RADIO ANTENNA ANT 896-4MA; PLEASE NOTE NATIONAL APPROVALS! | 1450 | TEM | 1 | Simatic | 0.47 | 0
6NH31123BA000XX0 | SIMATIC RTU3030C - COMPACT LOW POWER RTU; BATTERY-OR RECHARGE. BATTERY OPERAT.; EXT. CONNECT. POWER SUPPLY 10.8 V UP TO 28.8 V DC; INTEGRATED UMTS- MODEM; CONNECT. TO TELECONTROL SERVER BASIC; DNP3 AND IEC60870-5-104 PROTOCOLS; ONBOARD I/O: 8DI, 4DO, 4AI; LOCAL ETHERNET-PORT; CONFIG./ DIAG. PER WEB-INTERFACE; CLOCK SYNCHRONISATION; SMS/E-MAIL; SD-CARD SLOT; PLEASE NOTE NATIONAL APPROVALS! | 1355 | TEM | 1 | Simatic | 0.456 | 1
6NH31123BA001XX1 | STAINLESS STEEL ENCLOSURE WITH IP68 DEGREE OF PROTECTION; SUITABLE FOR SIMATIC RTU3030C; STP. RANGE FROM 40DGR C TO +135DGR C; DULL FINISH; LID WITH PIN-TORX SCREWS AND PADLOCK; 7 M16 DRILL HOLES FOR CABLE FEEDTHROUGHS AND 1 DRILL HOLE FOR ANTENNA; CABLE FEEDTHROUGHS AND SEALING PLUGS MUST BE ORDERED SEPARATELY | 777 | TEM | 1 | Simatic | 5.96 | 1
6NH31123BA001XX2 | BATTERY HOUSING FOR LITHIUM BATTERY PACK; FITS FOR SIMATIC RTU3030C; ORDER BATTERY SEPARATELY | 168 | TEM | 1 | Simatic | 0.206 | 1
6NH31123BA001XX3 | ALUMINUM HOUSING IN PROTECT. MODE IP68 FOR SIMATIC RTU3030C; TEMPERATURE RANGE -40DGR C UP TO +80DGRC;CAP WITH PIN-TORX-SCREWS; 7 CABLE CULVERTS AND MOBIL ANTENNA CULVERT PREPARED; PLEASE ORDER GLANDS AND SCREW CONNECTIONS SEPARATELY IN REQUIRED NUMBER | 273 | TEM | 1 | Simatic | 3.395 | 1
6NH31123BA001XX4 | CABLE FEEDTHROUGH M16; IP68; -40DGR C TO +100DGR C; NICKEL-PLATED BRASS; SUITABLE FOR ENCLOSURE WITH ORDER NUMBERS 6NH3112-3BA00-1XX1 AND 6NH3112-3BA00-1XX3; PACKAGING UNIT = 2 | 14.7 | ΠΑΚ | 1 | Simatic | 0.06 | 1
6NH31123BA001XX5 | SEALING PLUGS M16; IP68; -40DGR C TO +100DGR C; NICKEL-PLATED BRASS; SUITABLE FOR ENCLOSURE WITH ORDER NUMBERS 6NH3112-3BA00-1XX1 AND 6NH3112-3BA00-1XX3; PACKAGING UNIT = 2 | 10.5 | ΠΑΚ | 1 | Simatic | 0.011 | 1
6NH77010AR | SINAUT ST7, TEST CABLE FOR CONNECTING TWO TIMS VIA THE RS232-INTERFACE WITHOUT INTERCONNECTION OF MODEMS (NULL-MODEM); CABLE LENGTH 6 M | 132 | TEM | 1 | Simatic | 0.165 | 0
6NH77014AL | SINAUT ST7, CONNECTING CABLE FOR CONNECTING A TIM TO ONE OF THE SINAUT ST7 MODEMS MD2, MD3 OR MD4 VIA THE RS232-INTERFACE; ALSO SUITABLE FOR CONNECTING THE NAMED MODEMS TO A SIMATIC POINT-TO-POINT CP LIKE CP340, CP341 OR CP441 WITH RS232-INTERFACE; CABLE LENGTH 1.5 M | 132 | TEM | 1 | Simatic | 0.133 | 0
6NH77014BN | SINAUT ST7, CONNECTING CABLE WITH SINGLE-SIDED OPEN END FOR CONNECTING A TIM TO A THIRD-PARTY MODEM OR RADIO DEVICE VIA THE RS232 INTERFACE; CABLE LENGTH 2.5 M | 132 | TEM | 1 | Simatic | 0.171 | 0
6NH77015AN | SINAUT ST7, CONNECTING CABLE FOR CONNECTING A TIM TO THE GSM MODEM MC45T OR MD720-3 VIA THE RS232 INTERFACE; ALSO SUITABLE FOR THIRD-PARTY MODEMS OR RADIO DEVICES WITH STANDARD RS232 INTERFACE; CABLE LENGTH 2.5 M | 132 | TEM | 1 | Simatic | 0.165 | 0
6NH78003BA00 | SINAUT ST7, TIM 3V-IE COMMUNICATION MODULE FOR SIMATIC S7-300 WITH A RS232-INTERFACE FOR SINAUT COMMUNICATION VIA A CLASSIC WAN AND A RJ45 INTERFACE FOR SINAUT COMMUNICATION VIA AN IP-BASED NETWORK (WAN OR LAN) | 1008 | TEM | 1 | Simatic | 0.318 | 1
6NH78003CA00 | SINAUT ST7, TIM 3V-IE ADVANCED COMMUNICATION MODULE FOR SIMATIC S7-300 WITH A RS232-INTERFACE FOR SINAUT COMMUNICATION VIA A CLASSIC WAN AND A RJ45 INTERFACE FOR SINAUT COMMUNICATION VIA AN IP-BASED NETWORK (WAN OR LAN) | 1428 | TEM | 1 | Simatic | 0.321 | 1
6NH78004BA00 | SINAUT ST7, TIM 4R-IE COMMUNICATIONS MODULE FOR SIMATIC S7-300, S7-400, C7, PC; WITH TWO RS232/RS485 INTERFACES FOR SINAUT COMMUNICATION VIA CLASSIC WAN NETWORKS AND TWO RJ45-INTERFACES FOR SINAUT COMMUNICATION VIA IP-BASED NETWORKS (WAN OR LAN) | 2510 | TEM | 1 | Simatic | 0.473 | 1
6NH78033BA000AA0 | TIM 3V-IE DNP3 COMMUNICATIONS MODULE FOR SIMATIC S7-300 WITH ONE RS232- INTERFACE FOR DNP3- COMMUNICATION VIA ONE CLASSIC WAN AND ONE RJ45-INTERFACE FOR DNP3-COMMUNICATION VIA A IP-BASED NETWORK (WAN OR LAN) | 1008 | TEM | 1 | Simatic | 0.316 | 1
6NH78034BA000AA0 | TIM 4R-IE DNP3 COMMUNICATIONS MODULE FOR SIMATIC S7-300, S7-400, PC; WITH TWO RS232/RS485- INTERFACE FOR DNP3- COMMUNICATION VIA CLASSIC WAN NETWORKS AND TWO RJ45-INTERFACES FOR DNP3-COMMUNICATION VIA IP-BASED NETWORK (WAN OR LAN) | 2510 | TEM | 1 | Simatic | 0.472 | 1
6NH79970CA500GA0 | SINAUT ST7, UPGRADE TO ENGINEERING-SOFTWARE EDITION 09/2009; FOR STEP7 V5.4 SP4, FOR OWNERS OF SINAUT ST7 ENGINEERING-SOFTWARE OLDER THAN 09/2009 (= SINAUT PG-SOFTWARE AND BELOW V5.0) | 179 | TEM | 1 | Simatic | 0.231 | 0
6NH79970CA550AA0 | SINAUT ENGINEERING SOFTWARE V5.5, ON CD-ROM, FOR ST7- AND DNP3-TIM-MODULES AND CP 1243-8 IRC ST7 CONSISTING OF ST7-/DNP3-CONFIGURATION- AND DIAGNOSTICS SOFTWARE FOR STEP7 V5.5 INCL. SP4, SINAUT TD7-MODULE LIBRARY AND ELECTRONIC MANUAL IN GERMAN AND ENGLISH | 1785 | TEM | 1 | Simatic | 0.23 | 0
6NH79970CA550GA0 | SINAUT ENGINEERING SOFTWARE V5.5 UPGRADE, FOR OWNER OF SINAUT ST7 ENGINEERING SOFTWARE VERSION V5.0 OR HIGHER FOR UPGRADING FUNCTIONAL EXTENSIONS ON CD-ROM. | 226 | TEM | 1 | Simatic | 0.22 | 0
6NH79975AA210AD2 | SINAUT PP ST7SC V2.1 SM; POWERPACK FOR SOFTWARE ST7SC S ON ST7SC M; MAX 12 SINAUT ST7-STATIONS; LICENSE KEY ON USB STICK | 1344 | TEM | 1 | Simatic | 0.2 | 0
6NH79975AA210AD3 | SINAUT PP ST7SC V2.1 SL; POWERPACK FOR SOFTWARE ST7SC S ON ST7SC L; FOR MORE THAN 12 SINAUT ST7-STATIONS; LICENSE KEY ON USB STICK | 2919 | TEM | 1 | Simatic | 0.2 | 0
6NH79975AA210AE3 | SINAUT PP ST7SC V2.1 ML; POWERPACK FOR SOFTWARE ST7SC M ON ST7SC L; FOR MORE THAN 12 SINAUT ST7-STATIONS; LICENSE KEY ON USB STICK | 1596 | TEM | 1 | Simatic | 0.2 | 0
6NH79975CA210AA1 | SINAUT SW ST7SC V2.1 S; SOFTWARE FOR CONNECTION OF MAX 6 SINAUT ST7-STATIONS TO HMI-, SCADA- AND OFFICE- APPLICATIONS VIA OPC; SINGLE LICENSE F. 1 INSTALL. OF RUNTIME SW; CONF. SW AND ELECTRONIC MANUAL ON CD; 2 LANGUAGES (GE, EN); LICENSE KEY ON USB STICK | 2688 | TEM | 1 | Simatic | 0.2 | 0
6NH79975CA210AA2 | SINAUT SW ST7SC V2.1 M; SOFTWARE FOR CONNECTION OF MAX 12 SINAUT ST7-STATIONS TO HMI-, SCADA AND OFFICE- APPLICATIONS VIA OPC; SINGLE LICENSE F. 1 INSTALL. OF RUNTIME SW; CONF. SW AND ELECTRONIC MANUAL ON CD; 2 LANGUAGES (GE, EN); LICENSE KEY ON USB STICK | 4001 | TEM | 1 | Simatic | 0.2 | 0
6NH79975CA210AA3 | SINAUT SW ST7SC V2.1 L; SOFTWARE FOR CONNECTING MORE THAN 12 SINAUT ST7-STATIONS TO HMI-, SCADA- AND OFFICE APPLICATIONS VIA OPC; SINGLE LICENSE FOR 1 INSTALL. OF RUNTIME SW; CONF. SW AND ELECTR. MANUAL ON CD; 2-LANGUAGES (GE, EN); LICENSE KEY ON USB STICK | 5597 | TEM | 1 | Simatic | 0.2 | 0
6NH79975CA210GA1 | SINAUT SW ST7SC V2.1 UPGR; UPGRADE OF V2.0; SOFTWARE FOR CONNECTION OF SINAUT ST7-STATIONS TO HMI-, SCADA- AND OFFICE- APPLICATIONS VIA OPC; SINGLE LICENSE FOR 1 INSTALL. OF RUNTIME SW; CONF. SW AND ELECTRONIC MANUAL ON CD; 2-LANGUAGES (GE, EN); LICENSE KEY ON USB STICK; | 111 | TEM | 1 | Simatic | 0.2 | 0
6NH79975CA212GA1 | SINAUT SW ST7SC V2.1 S UPGR; UPGRADE OF V1.0...V1.2 S; SOFTWARE FOR CONNECTION OF MAX 6 SINAUT ST7-STATIONS TO HMI-, SCADA- AND OFFICE- APPLICATIONS VIA OPC; SINGLE LICENSE FOR 1 INSTALL. OF RUNTIME SW; CONF. SW AND ELECTRONIC MANUAL ON CD; 2-LANGUAGES (GE, EN); LICENSE KEY ON USB STICK; | 1014 | TEM | 1 | Simatic | 0.2 | 0
6NH79975CA212GA2 | SINAUT SW ST7SC V2.1 M UPGR; UPGRADE OF V1.0...V1.2 M OR SM; SOFTWARE FOR CONNECTION OF MAX 12 SINAUT ST7-STATIONS TO HMI-, SCADA- AND OFFICE- APPLICATIONS VIA OPC; SINGLE LICENSE FOR 1 INSTALL. OF RUNTIME SW; CONF. SW AND ELECTRONIC MANUAL ON CD; 2 LANGUAGES (GE, EN); LICENSE KEY ON USB STICK | 1014 | TEM | 1 | Simatic | 0.2 | 0
6NH79975CA212GA3 | SINAUT SW ST7SC V2.1 L UPGR; UPGRADE OF V1.0...V1.2 L OR SL OR ML; SOFTWARE FOR CONNECTION OF MORE THAN 12 SINAUT ST7-STATIONS TO HMI-, SCADA- AND OFFICE-APPLICATIONS VIA OPC; SINGLE LICENSE F. 1 INSTALL. OF RUNTIME SW; CONF. SW AND ELECTR. MAN. ON CD; 2 LANGUAGES (GE, EN); LICENSE KEY ON USB STICK | 1014 | TEM | 1 | Simatic | 0.2 | 0
6NH79977AA310AD2 | SINAUT PP ST7CC V3.1 SM; POWERPACK FOR SOFTWARE ST7CC S ON ST7CC M; MAX 12 SINAUT ST7-STATIONS; LICENSE KEY ON USB STICK | 1344 | TEM | 1 | Simatic | 0.233 | 0
6NH79977AA310AD3 | SINAUT PP ST7CC V3.1 SL; POWERPACK FOR SOFTWARE ST7CC S ON ST7CC L; FOR MORE THAN 12 SINAUT ST7-STATIONS; LICENSE KEY ON USB STICK | 2919 | TEM | 1 | Simatic | 0.2 | 0
6NH79977AA310AE3 | SINAUT PP ST7CC V3.1 ML; POWERPACK FOR SOFTWARE ST7CC M ON ST7CC L; FOR MORE THAN 12 SINAUT ST7-STATIONS; LICENSE KEY ON USB STICK | 1596 | TEM | 1 | Simatic | 0.2 | 0
6NH79977CA310AA1 | SINAUT SW ST7CC V3.1 S; SOFTWARE FOR CONNECTION OF MAX 6 SINAUT ST7-STATIONS TO WINCC; SINGLE LICENSE F. 1 INSTALL. OF RUNTIME SW; CONF. SW AND ELECTRONIC MANUAL ON CD; 2 LANGUAGES (GE, EN); LICENSE KEY ON USB STICK | 2688 | TEM | 1 | Simatic | 0.237 | 0
6NH79977CA310AA2 | SINAUT SW ST7CC V3.1 M; SOFTWARE FOR CONNECTION OF MAX 12 SINAUT ST7-STATIONS TO WINCC; SINGLE LICENSE F. 1 INSTALL. OF RUNTIME SW; CONF. SW AND ELECTRONIC MANUAL ON CD; 2 LANGUAGES (GE, EN); LICENSE KEY ON USB STICK | 4001 | TEM | 1 | Simatic | 0.248 | 0
6NH79977CA310AA3 | SINAUT SW ST7CC V3.1 L; SOFTWARE FOR CONNECTION OF MORE THAN 12 SINAUT ST7-STATIONS TO WINCC; SINGLE LICENSE F. 1 INSTALL. OF RUNTIME SW; CONF. SW AND ELECTRONIC MANUAL ON CD; 2 LANGUAGES (GE, EN); LICENSE KEY ON USB STICK | 5597 | TEM | 1 | Simatic | 0.24 | 0
6NH79977CA310GA1 | SINAUT SW ST7CC V3.1 UPGR; UPGRADE OF V3.0; SOFTWARE FOR CONNECTING SINAUT ST7-STATIONS TO WINCC; SINGLE LICENSE F. 1 INSTALL. OF RUNTIME SW; CONF. SW AND ELECTRONIC MANUAL ON CD; 2 LANGUAGES (GE, EN); LICENSE KEY ON USB STICK | 111 | TEM | 1 | Simatic | 0.243 | 0
6NH79977CA312GA1 | SINAUT SW ST7CC V3.1 S UPGR; UPGRADE OF V2.4...V2.7 S; SOFTWARE FOR CONNECTION OF MAX 6 SINAUT ST7-STATIONS TO WINCC; SINGLE LICENSE FOR 1 INSTALL. OF RUNTIME SW; CONF. SW AND ELECTRONIC MANUAL ON CD; 2 LANGUAGES (GE, EN); LICENSE KEY ON USB STICK; | 1014 | TEM | 1 | Simatic | 0.2 | 0
6NH79977CA312GA2 | SINAUT SW ST7CC V3.1 M UPGR; UPGRADE OF V2.4...V2.7 M OR SM; SOFTWARE FOR CONNECTION OF MAX 12 SINAUT ST7-STATIONS TO WINCC; SINGLE LICENSE FOR 1 INSTALL. OF RUNTIME SW; CONF. SW AND ELECTRONIC MANUAL ON CD; 2 LANGUAGES (GE, EN); LICENSE KEY ON USB STICK | 1014 | TEM | 1 | Simatic | 0.2 | 0
6NH79977CA312GA3 | SINAUT SW ST7CC V3.1 L UPGR; UPGRADE OF V2.4...V2.7 L OR SL OR ML; SOFTWARE FOR CONNECTION OF MORE THAN 12 SINAUT ST7-STATIONS TO WINCC; SINGLE LICENSE FOR 1 INSTALL. OF RUNTIME SW; CONF. SW AND ELECTRONIC MANUAL ON CD; 2 LANGUAGES (GE, EN); LICENSE KEY ON USB STICK | 1014 | TEM | 1 | Simatic | 0.248 | 0
6NH79978CA310AA0 | SINAUT SW ST7CC V3.1 RED; REDUNDANCY LICENSE (CONTAINS 2 LICENSES); 2 ST7CC S OR M OR L SINGLE LICENSES ARE REQUIRED ADDITIONALLY; REDUNDANCY-SOFTWARE FOR CONNECTION OF SINAUT ST7-STATIONS TO WINCC; 2X SINGLE LICENSE F. 1 INSTALL. OF RUNTIME SW; CONF. SW AND ELECTRONIC MANUAL ON CD; 2 LANGUAGES (GE, EN); LICENSE KEY ON USB STICK | 6279 | TEM | 1 | Simatic | 0.247 | 0
6NH79978CA310GA0 | SINAUT SW ST7CC V3.1 RED UPGR; UPGRADE OF V3.0 REDUNDANCY; REDUNDANCY SOFTWARE FOR CONNECTION OF SINAUT ST7-STATIONS TO WINCC; 2X SINGLE LICENSE F. 1 INSTALL. OF RUNTIME SW; CONF. SW AND ELECTRONIC MANUAL ON CD; 2 LANGUAGES (GE, EN); LLICENSE KEY ON USB STICK | 111 | TEM | 1 | Simatic | 0.2 | 0
6NH79978CA312GA0 | SINAUT SW ST7CC V3.1 RED UPGR; UPGRADE OF V2.4...V2.7 REDUNDANCY; REDUNDANCY SOFTWARE FOR CONNECTION OF SINAUT ST7-STATIONS TO WINCC; 2X SINGLE LICENSE F. 1 INSTALL. OF RUNTIME SW; CONF. SW AND ELECTRONIC MANUAL ON CD; 2 LANGUAGES (GE, EN); LICENSE KEY ON USB STICK | 1014 | TEM | 1 | Simatic | 0.24 | 0
6NH97010AD | SINAUT PPI MODEM CABLE FOR CONNECTING GSM MODEM MD720-3 TO SERIAL PPI INTERFACE OF S7-200 | 142 | TEM | 1 | Simatic | 0.231 | 1
6NH97203AA010XX0 | MODEM MD720; GSM/GPRS, 2G- MOBILE RADIO MODEM WITH RS232- INTERFACE; FOR GSM- SERVICES CSD, GPRS, SMS; QUADBAND-GSM; AT COMMAND INTERFACE; PLEASE NOTE NATIONAL APPROVALS! AUTOM. GPRS CONNECTION; INCL. GENDER CHANGER FOR RS232/PPI-ADAPTER; | 363 | TEM | 1 | Simatic | 0.11 | 1
6NH98601AA00 | ANTENNA ANT794-4MR FOR LTE (4G) A. UMTS (3G) A. GSM (2G) MOBILE RADIO; BAR ANTENNA OMNIDIRECTIONAL; WEATHER RESISTANT FOR INSIDE AND OUTSIDE; 5M CONNECTING CABLE FAST CONNECTED WITH THE ANTENNA; SMA CONNECTOR; INCL. MOUNTING ANGLE, SCREWS, DOWELS | 52.3 | TEM | 1 | Simatic | 0.364 | 0
6NH98701AA00 | FLAT ANTENNA FOR GSM - (2G) NETWORKS, TRIPLE-BAND WITH 900 / 1800 / 1900 MHZ; INDEPENDENT MOUNTING FOR INSIDE AND OUTSIDE; 1.2 M CONNECTING CABLE FIXED PERMANENTLY WITH ANTENNA; SMA CONNECTOR; INCL. MOUNTING BONDING PAD | 59.4 | TEM | 1 | Simatic | 0.13 | 0
6NH99100AA210AA0 | TELECONTROL SERVER BASIC 8 V3; SINGLE LICENSE FOR 1 INSTAL- LATION; OPC (UA)-SERVER FOR IP-COMMUNICATION W. S7-1200 A. S7-200; CONNECT. MANAGEMENT TO 8 REMOTE STATIONS; ROUTING BETWEEN S7 STATIONS; MULTI PROJECT-CAPABLE; WIRING DIAGNOSTICS;STATION MONITORING; TELESERVICE GATEWAY; IMPORT OF SINAUT MICRO SC PROJECTS; GERMAN AND ENGLISH USER INTERFACE; DOCUMENTATION ON CD IN GERMAN AND ENGLISH, | 525 | TEM | 1 | Simatic | 0.234 | 0
6NH99100AA210AB0 | TELECONTROL SERVER BASIC 64 V3; SINGLE LICENSE FOR 1 INSTAL- LATION; OPC (UA)-SERVER FOR IP-COMMUNICATION W. S7-1200 A. S7-200; CONNECT. MANAGEMENT TO 64 REMOTE STATIONS; ROUTING BETWEEN S7 STATIONS; MULTI PROJECT-CAPABLE; WIRING DIAGNOSTICS;STATION MONITORING; TELESERVICE GATEWAY; IMPORT OF SINAUT MICRO SC PROJECTS; GERMAN AND ENGLISH USER INTERFACE; DOCUMENTATION ON CD IN GERMAN AND ENGLISH, | 2688 | TEM | 1 | Simatic | 0.234 | 0
6NH99100AA210AB1 | PP TCSB 8 ON 32 V3; POWERPACK FOR TELECONTROL SERVER BASIC FROM 8 TO 32 STATIONS; FOR USE OF UP TO 32 REMOTE STATIONS; LICENSE KEY ON USB STICK | 1239 | TEM | 1 | Simatic | 0.227 | 0
6NH99100AA210AC0 | TELECONTROL SERVER BASIC 256 V3; SINGLE LICENSE FOR 1 IN- STALLATION; OPC (UA)-SERVER FOR IP-COMMUNICATION W. S7-1200 A. S7-200; CONNECT. MANAGEMENT TO 256 REMOTE STATIONS; ROUTING BETWEEN S7 STATIONS; MULTI PROJECT-CAPABLE; WIRING DIAGNOSTICS;STATION MONITORING; REDUNDANCY;TELESERVICE GATEWAY; IMPORT OF SINAUT MICRO SC PROJECTS; GERMAN AND ENGLISH USER INTERFACE; DOCUMENTATION ON CD IN GERMAN AND ENGLISH, | 4757 | TEM | 1 | Simatic | 0.228 | 0
6NH99100AA210AC1 | PP TCSB 64 ON 256 V3; POWERPACK FOR TELECONTROL SERVER BASIC FROM 64 TO 256 STATIONS; FOR USE OF UP TO 256 REMOTE STATIONS; LICENSE KEY ON USB STICK | 3518 | TEM | 1 | Simatic | 0.225 | 0
6NH99100AA210AD0 | TELECONTROL SERVER BASIC 1000 V3; SINGLE LICENSE FOR 1 IN- STALLATION; OPC (UA)-SERVER FOR IP-COMMUNICATION W. S7-1200 A. S7-200; CONNECT. MANAGEMENT TO 1000 REMOTE STATIONS; ROUTING BETWEEN S7 STATIONS; MULTI PROJECT-CAPABLE; WIRING DIAGNOSTICS;STATION MONITORING; REDUNDANCY;TELESERVICE GATEWAY; IMPORT OF SINAUT MICRO SC PROJECTS; GERMAN AND ENGLISH USER INTERFACE; DOCUMENTATION ON CD IN GERMAN AND ENGLISH, | 9272 | TEM | 1 | Simatic | 0.23 | 0
6NH99100AA210AD1 | PP TCSB 256 ON 1000 V3; POWERPACK FOR TELECONTROL SERVER BASIC FROM 256 TO 1000 STATIONS; FOR USE OF UP TO 1000 REMOTE STATIONS; LICENSE KEY ON USB STICK | 6689 | TEM | 1 | Simatic | 0.2 | 0
6NH99100AA210AE0 | TELECONTROL SERVER BASIC 5000 V3; SINGLE LICENSE FOR 1 IN- STALLATION; OPC (UA)-SERVER FOR IP-COMMUNICATION W. S7-1200 A. S7-200; CONNECT. MANAGEMENT TO 5000 REMOTE STATIONS; ROUTING BETWEEN S7 STATIONS; MULTI PROJECT-CAPABLE; WIRING DIAGNOSTICS;STATION MONITORING; REDUNDANCY;TELESERVICE GATEWAY; IMPORT OF SINAUT MICRO SC PROJECTS; GERMAN AND ENGLISH USER INTERFACE; DOCUMENTATION ON CD IN GERMAN AND ENGLISH, | 25410 | TEM | 1 | Simatic | 0.228 | 0
6NH99100AA210AE1 | PP TCSB 1000 ON 5000 V3; POWERPACK FOR TELECONTROL SERVER BASIC FROM 1000 TO 5000 STATIONS; FOR USE OF UP TO 5000 REMOTE STATIONS; LICENSE KEY ON USB STICK | 20055 | TEM | 1 | Simatic | 0.2 | 0
6NH99100AA210AF0 | TELECONTROL SERVER BASIC 32 V3; SINGLE LICENSE FOR 1 INSTAL- LATION; OPC (UA)-SERVER FOR IP-COMMUNICATION W. S7-1200 AND S7-200; CONNECT. MANAGEMENT TO 32 REMOTE STATIONS; ROUTING BETWEEN S7 STATIONS; MULTI PROJECT-CAPABLE; WIRING DIAGNOSTICS;STATION MONITORING; TELESERVICE GATEWAY; IMPORT OF SINAUT MICRO SC PROJECTS; GERMAN AND ENGLISH USER INTERFACE; DOCUMENTATION ON CD IN GERMAN AND ENGLISH, | 1659 | TEM | 1 | Simatic | 0.226 | 0
6NH99100AA210AF1 | PP TCSB 32 ON 64 V3; POWERPACK FOR TELECONTROL SERVER BASIC FROM 32 TO 64 STATIONS; FOR USE OF UP TO 64 REMOTE STATIONS; LICENSE KEY ON USB STICK | 1344 | TEM | 1 | Simatic | 0.225 | 0
6NH99100AA210GA0 | TELECONTROL SERVER BASIC UPGR V3; UPGRADE OF V2.X TO V3; OPC (UA)-SERVER FOR IP- COMMUNICATION WITH S7-1200 AND S7-200; CONNECT. MANAGEMENT; ROUTING BETWEEN S7 STATIONS; MULTI PROJECT-CAPABLE; WIRING DIAGNOSTICS;STATION MONITORING; TELESERVICE GATEWAY; IMPORT OF SINAUT MICRO SC PROJECTS; GERMAN AND ENGLISH USER INTERFACE; DOCUMENTATION ON CD IN GERMAN AND ENGLISH, | 174 | TEM | 1 | Simatic | 0.229 | 0
6NH99100AA210GA1 | TELECONTROL SERVER BASIC SERVICE-UPGR FROM V2.X TO V3; OPC (UA)-SERVER FOR IP- COMMUNICATION WITH S7-1200 AND S7-200; GERMAN AND ENGLISH USER INTERFACE. | 26.3 | TEM | 1 | Simatic | 0.236 | 0
6XV18012A | ROBUST ENERGY CABLE, 4-WIRE ENERGY CABLE, LITZ WIRE 4 X 1.0 MM2 MAX. CONSIGNMENT 1000 M, MIN. ORDER QUANTITY 20 M SOLD BY THE METER | 6.9 | M | 1 | Simatic | 0.053 | 0
6XV18015AH10 | ROBUST POWER CONNECTING CABLE M12-180/M12-180, IP69, TO POWER SUPPLY OF ET200, PREASSEMBLED CABLES WITH M12 CONNECTORS A. M12 FEMALE CONNETOR, A-CODED, 4-POLE, 1.0 M | 52.5 | TEM | 1 | Simatic | 0.09 | 0
6XV18015AH20 | ROBUST POWER CONNECTING CABLE M12-180/M12-180, IP69, TO POWER SUPPLY OF ET200, PREASSEMBLED CABLES WITH M12 CONNECTORS A. M12 FEMALE CONNETOR, A-CODED, 4-POLE, 2.0 M | 57.8 | TEM | 1 | Simatic | 0.14 | 0
6XV18015AH30 | ROBUST POWER CONNECTING CABLE M12-180/M12-180, IP69, TO POWER SUPPLY OF ET200, PREASSEMBLED CABLES WITH M12 CONNECTORS A. M12 FEMALE CONNETOR, A-CODED, 4-POLE, 3.0 M | 63 | TEM | 1 | Simatic | 0.19 | 0
6XV18015AH50 | ROBUST POWER CONNECTING CABLE M12-180/M12-180, IP69, TO POWER SUPPLY OF ET200, PREASSEMBLED CABLES WITH M12 CONNECTORS A. M12 FEMALE CONNETOR, A-CODED, 4-POLE, 5.0 M | 73.5 | TEM | 1 | Simatic | 0.295 | 0
6XV18015DE30 | POWER CONNECTING CABLE M12-180/M12-180 FOR POWER SUPPLY OF ET200, PREASSEMBLED CABLE WITH M12 CONNECT. AND M12 A-CODE FEMALE CONNECTOR 4-POLE 0.3 M | 31.3 | TEM | 1 | Simatic | 0.055 | 0
6XV18015DE50 | POWER CONNECTING CABLE M12-180/M12-180 FOR POWER SUPPLY OF ET200, PREASSEMBLED CABLE WITH M12 CONNECT. AND M12 A-CODE FEMALE CONNECTOR 4-POLE 0.5 M | 32.7 | TEM | 1 | Simatic | 0.066 | 0
6XV18015DH10 | POWER CONNECTING CABLE M12-180/M12-180 FOR POWER SUPPLY OF ET200, PREASSEMBLED CABLE WITH M12 CONNECT. AND M12 A-CODE FEMALE CONNECTOR 4-POLE 1.0 M | 34.9 | TEM | 1 | Simatic | 0.091 | 0
6XV18015DH15 | POWER CONNECTING CABLE M12-180/M12-180 FOR POWER SUPPLY OF ET200, PREASSEMBLED CABLE WITH M12 CONNECT. AND M12 A-CODE FEMALE CONNECTOR 4-POLE 1.5 M | 37.2 | TEM | 1 | Simatic | 0.117 | 0
6XV18015DH20 | POWER CONNECTING CABLE M12-180/M12-180 FOR POWER SUPPLY OF ET200, PREASSEMBLED CABLE WITH M12 CONNECT. AND M12 A-CODE FEMALE CONNECTOR 4-POLE 2.0 M | 39.5 | TEM | 1 | Simatic | 0.142 | 0
6XV18015DH30 | POWER CONNECTING CABLE M12-180/M12-180 FOR POWER SUPPLY OF ET200, PREASSEMBLED CABLE WITH M12 CONNECT. AND M12 A-CODE FEMALE CONNECTOR 4-POLE 3.0 M | 44.3 | TEM | 1 | Simatic | 0.193 | 0
6XV18015DH50 | POWER CONNECTING CABLE M12-180/M12-180 FOR POWER SUPPLY OF ET200, PREASSEMBLED CABLE WITH M12 CONNECT. AND M12 A-CODE FEMALE CONNECTOR 4-POLE 5.0 M | 52.3 | TEM | 1 | Simatic | 0.295 | 0
6XV18015DN10 | POWER CONNECTING CABLE M12-180/M12-180 FOR POWER SUPPLY OF ET200, PREASSEMBLED CABLE WITH M12 CONNECT. AND M12 A-CODE FEMALE CONNECTOR 4-POLE 10.0 M | 76.6 | TEM | 1 | Simatic | 0.55 | 0
6XV18015DN15 | POWER CONNECTING CABLE M12-180/M12-180 FOR POWER SUPPLY OF ET200, PREASSEMBLED CABLE WITH M12 CONNECT. AND M12 A-CODE FEMALE CONNECTOR 4-POLE 15.0 M | 99.8 | TEM | 1 | Simatic | 0.805 | 0
6XV18128A | SIMATIC NET ENERGY CABLE, 2-WIRE ENERGY CABLE, LITZ WIRE, 2 X 0.75 SQMM, TRAILING TYPE MAX. CONSIGNMENT: 2000 M, MIN. LENGTH ORDERED: 20 M SOLD BY THE METER | 2.4 | M | 1 | Simatic | 0.07 | 0
6XV18205AH10 | SIMATIC NET, FIBER OPTIC CABLE (62.5/125),STANDARD CABLE, SPLITTABLE, W/O CONNECTOR, SOLD BY THE METER MAX. LENGTH: 2000 M MIN. LENGTH ORDERED: 20 M | 4.2 | M | 1 | Simatic | 0.068 | 0
6XV18205BH10 | SIMATIC NET, FIBER OPTIC CABLE (62.5/125)STANDARD CABLE, SPLITTABLE, PREASSEMBLED WITH 4 BFOC CONNECTORS, LENGTH: 1M | 115 | TEM | 1 | Simatic | 0.085 | 0
6XV18205BH20 | SIMATIC NET, FIBER OPTIC CABLE (62.5/125)STANDARD CABLE, SPLITTABLE, PREASSEMBLED WITH 4 BFOC CONNECTORS, LENGTH: 2M | 119 | TEM | 1 | Simatic | 0.162 | 0
6XV18205BH30 | SIMATIC NET, FIBER OPTIC CABLE (62.5/125)STANDARD CABLE, SPLITTABLE, PREASSEMBLED WITH 4 BFOC CONNECTORS, LENGTH: 3 M | 122 | TEM | 1 | Simatic | 0.238 | 0
6XV18205BH40 | SIMATIC NET, FIBER OPTIC CABLE (62.5/125)STANDARD CABLE, SPLITTABLE, PREASSEMBLED WITH 4 BFOC CONNECTORS LENGTH: 4 M | 128 | TEM | 1 | Simatic | 0.314 | 0
6XV18205BH50 | SIMATIC NET, FIBER OPTIC CABLE (62.5/125)STANDARD CABLE, SPLITTABLE, PREASSEMBLED WITH 4 BFOC CONNECTORS, LENGTH: 5 M | 132 | TEM | 1 | Simatic | 0.39 | 0
6XV18205BN10 | SIMATIC NET, FIBER OPTIC CABLE (62.5/125)STANDARD CABLE, SPLITTABLE, PREASSEMBLED WITH 4 BFOC CONNECTORS, LENGTH: 10 M | 153 | TEM | 1 | Simatic | 0.77 | 0
6XV18205BN15 | SIMATIC NET, FIBER OPTIC CABLE (62.5/125)STANDARD CABLE, SPLITTABLE, PREASSEMBLED WITH 4 BFOC CONNECTORS, LENGTH: 15 M | 173 | TEM | 1 | Simatic | 1.15 | 0
6XV18205BN20 | SIMATIC NET, FIBER OPTIC CABLE (62.5/125)STANDARD CABLE, SPLITTABLE, PREASSEMBLED WITH 4 BFOC CONNECTORS, LENGTH: 20 M | 195 | TEM | 1 | Simatic | 1.53 | 0
6XV18205BN30 | SIMATIC NET, FIBER OPTIC CABLE (62.5/125)STANDARD CABLE, SPLITTABLE, PREASSEMBLED WITH 4 BFOC CONNECTORS, LENGTH: 30 M | 236 | TEM | 1 | Simatic | 2.29 | 0
6XV18205BN40 | SIMATIC NET, FIBER OPTIC CABLE (62.5/125)STANDARD CABLE, SPLITTABLE, PREASSEMBLED WITH 4 BFOC CONNECTORS, LENGTH: 40 M | 278 | TEM | 1 | Simatic | 2.8 | 0
6XV18205BN50 | SIMATIC NET, FIBER OPTIC CABLE (62.5/125)STANDARD CABLE, SPLITTABLE, PREASSEMBLED WITH 4 BFOC CONNECTORS, LENGTH: 50 M | 320 | TEM | 1 | Simatic | 3.81 | 0
6XV18205BN55 | SIMATIC NET, FIBER OPTIC CABLE (62.5/125)STANDARD CABLE, SPLITTABLE, PREASS. WITH 4 BFOC CONNECTORS LENGTH: 55 M | 341 | TEM | 1 | Simatic | 4.19 | 0
6XV18205BN60 | SIMATIC NET, FIBER OPTIC CABLE (62.5/125)STANDARD CABLE, SPLITTABLE, PREASSEMBLED WITH 4 BFOC CONNECTORS, LENGTH: 60 M | 362 | TEM | 1 | Simatic | 4.57 | 0
6XV18205BN65 | SIMATIC NET, FIBER OPTIC CABLE (62.5/125)STANDARD CABLE, SPLITTABLE, PREASS. WITH 4 BFOC CONNECTORS LENGTH: 65 M | 390 | TEM | 1 | Simatic | 4.95 | 0
6XV18205BN70 | SIMATIC NET, FIBER OPTIC CABLE (62.5/125)STANDARD CABLE, SPLITTABLE, PREASS. WITH 4 BFOC CONNECTORS LENGTH: 70 M | 408 | TEM | 1 | Simatic | 5.33 | 0
6XV18205BN75 | SIMATIC NET, FIBER OPTIC CABLE (62.5/125)STANDARD CABLE, SPLITTABLE, PREASSEMBLED WITH 4 BFOC CONNECTORS, LENGTH: 75 M | 425 | TEM | 1 | Simatic | 6.02 | 0
6XV18205BN80 | SIMATIC NET, FIBER OPTIC CABLE (62.5/125)STANDARD CABLE, SPLITTABLE PREASS. WITH 4 BFOC CONNECTORS LENGTH: 80 M | 450 | TEM | 1 | Simatic | 6.09 | 0
6XV18205BT10 | SIMATIC NET, FIBER OPTIC CABLE (62.5/125)STANDARD CABLE, SPLITTABLE, PREASSEMBLED WITH 4 BFOC CONNECTORS, LENGTH: 100 M | 529 | TEM | 1 | Simatic | 7.61 | 0
6XV18205BT12 | SIMATIC NET, FIBER OPTIC CABLE (62.5/125)STANDARD CABLE, SPLITTABLE PREASSEMBLED WITH 4 BFOC CONNECTORS, LENGTH: 120 M | 615 | TEM | 1 | Simatic | 9.13 | 0
6XV18205BT13 | SIMATIC NET, FIBER OPTIC CABLE (62.5/125)STANDARD CABLE, SPLITTABLE PREASS. WITH 4 BFOC CONNECTORS LENGTH: 130 M | 699 | TEM | 1 | Simatic | 9.89 | 0
6XV18205BT15 | SIMATIC NET, FIBER OPTIC CABLE (62.5/125)STANDARD CABLE, SPLITTABLE PREASSEMBLED WITH 4 BFOC CONNECTORS, LENGTH: 150 M | 738 | TEM | 1 | Simatic | 11.41 | 0
6XV18205BT20 | SIMATIC NET, FIBER OPTIC CABLE (62.5/125)STANDARD CABLE, SPLITTABLE, PREASSEMBLED WITH 4 BFOC CONNECTORS, LENGTH: 200 M | 951 | TEM | 1 | Simatic | 16 | 0
6XV18205BT25 | SIMATIC NET, FIBER OPTIC CABLE (62.5/125)STANDARD CABLE, SPLITTABLE PREASSEMBLED WITH 4 BFOC CONNECTORS, LENGTH: 250 M | 1155 | TEM | 1 | Simatic | 19.01 | 0
6XV18205BT30 | SIMATIC NET, FIBER OPTIC CABLE (62.5/125)STANDARD CABLE, SPLITTABLE PREASSEMBLED WITH 4 BFOC CONNECTORS, LENGTH: 300 M | 1365 | TEM | 1 | Simatic | 22.81 | 0
6XV18206AH10 | SIMATIC NET, FLEXIBLE FIBER OPTIC CABLE (62.5/125), TRAILING CABLE, SPLITTABLE, WITHOUT CONNECTOR, SOLD BY THE METER MAX. CONSIGNMENT: 2000 M MIN. ORDER QUANTITY: 20 M | 10.4 | M | 1 | Simatic | 0.122 | 0
6XV18206BH10 | SIMATIC NET, FLEXIBLE FIBER OPTIC CABLE (62.5/125), TRAILING CABLE, SPLITTABLE, PREASSEMBLED WITH 4 BFOC CONNECTORS, LENGTH: 1 M | 121 | TEM | 1 | Simatic | 0.145 | 0
6XV18206BH20 | SIMATIC NET, FLEXIBLE FIBER OPTIC CABLE (62.5/125), TRAILING CABLE, SPLITTABLE, PREASSEMBLED WITH 4 BFOC CONNECTORS, LENGTH: 2 M | 132 | TEM | 1 | Simatic | 0.28 | 0
6XV18206BH30 | SIMATIC NET, FLEXIBLE FIBER OPTIC CABLE (62.5/125), TRAILING CABLE, SPLITTABLE, PREASSEMBLED WITH 4 BFOC CONNECTORS, LENGTH: 3 M | 142 | TEM | 1 | Simatic | 0.415 | 0
6XV18206BH50 | SIMATIC NET, FLEXIBLE FIBER OPTIC CABLE (62.5/125), TRAILING CABLE, SPLITTABLE, PREASSEMBLED WITH 4 BFOC CONNECTORS, LENGTH: 5 M | 163 | TEM | 1 | Simatic | 0.685 | 0
6XV18206BN10 | SIMATIC NET, FLEXIBLE FIBER OPTIC CABLE (62.5/125), TRAILING CABLE, SPLITTABLE, PREASSEMBLED WITH 4 BFOC CONNECTORS, LENGTH: 10 M | 217 | TEM | 1 | Simatic | 1.36 | 0
6XV18206BN15 | SIMATIC NET, FLEXIBLE FIBER OPTIC CABLE (62.5/125), TRAILING CABLE, SPLITTABLE, PREASSEMBLED WITH 4 BFOC CONNECTORS, LENGTH: 15 M | 269 | TEM | 1 | Simatic | 2.035 | 0
6XV18206BN20 | SIMATIC NET, FLEXIBLE FIBER OPTIC CABLE (62.5/125), TRAILING CABLE, SPLITTABLE, PREASSEMBLED WITH 4 BFOC CONNECTORS, LENGTH: 20 M | 323 | TEM | 1 | Simatic | 2.71 | 0
6XV18206BN30 | SIMATIC NET, FLEXIBLE FIBER OPTIC CABLE (62.5/125), TRAILING CABLE, SPLITTABLE, PREASSEMBLED WITH 4 BFOC CONNECTORS, LENGTH: 30 M | 429 | TEM | 1 | Simatic | 4.06 | 0
6XV18206BN50 | SIMATIC NET, FLEXIBLE FIBER OPTIC CABLE (62.5/125), TRAILING CABLE, SPLITTABLE, PREASSEMBLED WITH 4 BFOC CONNECTORS, LENGTH: 50 M | 643 | TEM | 1 | Simatic | 6.76 | 0
6XV18206BN75 | SIMATIC NET, FLEXIBLE FIBER OPTIC CABLE (62.5/125), TRAILING CABLE, SPLITTABLE, PREASSEMBLED WITH 4 BFOC CONNECTORS, LENGTH: 75 M | 906 | TEM | 1 | Simatic | 10.135 | 0
6XV18206BT10 | SIMATIC NET, FLEXIBLE FIBER OPTIC CABLE (62.5/125), TRAILING CABLE, SPLITTABLE, PREASSEMBLED WITH 4 BFOC CONNECTORS, LENGTH: 100 M | 1176 | TEM | 1 | Simatic | 13.51 | 0
6XV18207AH10 | SIMATIC NET, INDOOR FIBER OPTIC (62.5/125), FREE OF HALOGEN, RESIS. TO TREADING, FLAME-RETARDANT GLASS FO CABLE FOR INDOOR INSTALLAT., SOLD BY THE METER, MAX. LENGTH: 2000 M MIN. LENGTH ORDERED: 20 M | 3.2 | M | 1 | Simatic | 0.03 | 0
6XV18207BH05 | SIMATIC NET, INDOOR FIBER OPTIC (62.5/125), FREE OF HALOGEN, RESIS. TO, TREADING, FLAME-RETARDANT GLASS FO CABLE FOR INDOOR INSTALLAT. PREASSEMBLED WITH 4 BFOC CONNECTORS; L = 0.5 M | 62.1 | TEM | 1 | Simatic | 0.04 | 0
6XV18207BH10 | SIMATIC NET, INDOOR FIBER OPTIC (62.5/125), FREE OF HALOGEN, RESIS. TO, TREADING, FLAME-RETARDANT GLASS FO CABLE FOR INDOOR INSTALLAT. PREASSEMBLED W. 4 BFOC CONNEC. L = 1 M | 63.8 | TEM | 1 | Simatic | 0.053 | 0
6XV18207BH20 | SIMATIC NET, INDOOR FIBER OPTIC (62.5/125), FREE OF HALOGEN, RESIS. TO, TREADING, FLAME-RETARDANT GLASS FO CABLE FOR INDOOR INSTALLAT. PREASSEMBLED W. 4 BFOC CONNEC. L = 2 M | 69.3 | TEM | 1 | Simatic | 0.078 | 0
6XV18207BH30 | SIMATIC NET, INDOOR FIBER OPTIC (62.5/125), FREE OF HALOGEN, RESISANT TO, TREADING, FLAME-RETARDANT GLASS FO CABLE FOR INDOOR INSTALLAT. PREASSEMBLED WITH 4 BFOC CONNECTORS, LENGTH = 3 M | 72.1 | TEM | 1 | Simatic | 0.11 | 0
6XV18207BH50 | SIMATIC NET, INDOOR FIBER OPTIC (62.5/125), FREE OF HALOGEN, RESISANT TO TREADING, FLAME-RETARDANT GLASS FO CABLE FOR INDOOR INSTALLAT. PREASSEMBLED W. 4 BFOC CONNEC. LENGTH = 5 M | 77.6 | TEM | 1 | Simatic | 0.18 | 0
6XV18207BN10 | SIMATIC NET, INDOOR FIBER OPTIC (62.5/125), FREE OF HALOGEN, RESISANT TO, TREADING, FLAME-RETARDANT GLASS FO CABLE FOR INDOOR INSTALLAT. PREASSEMBLED W. 4 BFOC CONNEC. LENGTH = 10 M | 93.3 | TEM | 1 | Simatic | 0.33 | 0
6XV18207BN15 | SIMATIC NET, INDOOR FIBER OPTIC (62.5/125), FREE OF HALOGEN, RESISANT TO, TREADING, FLAME-RETARDANT GLASS FO CABLE FOR INDOOR INSTALLAT. PREASSEMBLED W. 4 BFOC CONNEC. LENGTH = 15 M | 110 | TEM | 1 | Simatic | 0.469 | 0
6XV18207BN20 | SIMATIC NET, INDOOR FIBER OPTIC (62.5/125), FREE OF HALOGEN, RESISANT TO, TREADING, FLAME-RETARDANT GLASS FO CABLE FOR INDOOR INSTALLAT. PREASSEMBLED W. 4 BFOC CONNEC. LENGTH = 20 M | 124 | TEM | 1 | Simatic | 0.66 | 0
6XV18207BN25 | SIMATIC NET, INDOOR FIBER OPTIC (62.5/125), FREE OF HALOGEN, RESISANT TO, TREADING, FLAME-RETARDANT GLASS FO CABLE FOR INDOOR INSTALLAT. PREASSEMBLED W. 4 BFOC CONNEC. LENGTH = 25 M | 140 | TEM | 1 | Simatic | 0.77 | 0
6XV18207BN50 | SIMATIC NET, INDOOR FIBER OPTIC (62.5/125), FREE OF HALOGEN, RESISANT TO, TREADING, FLAME-RETARDANT GLASS FO CABLE FOR INDOOR INSTALLAT. PREASSEMBLED W. 4 BFOC CONNEC. LENGTH = 50 M | 213 | TEM | 1 | Simatic | 1.51 | 0
6XV18207BN75 | SIMATIC NET, INDOOR FIBER OPTIC (62.5/125), FREE OF HALOGEN, RESISANT TO, TREADING, FLAME-RETARDANT GLASS FO CABLE FOR INDOOR INSTALLAT. PREASSEMBLED W. 4 BFOC CONNEC. LENGTH = 75 M | 282 | TEM | 1 | Simatic | 2.26 | 0
6XV18207BT10 | SIMATIC NET, INDOOR FIBER OPTIC (62.5/125), FREE OF HALOGEN, RESIS. TO, TREADING, FLAME-RETARDANT GLASS FO CABLE FOR INDOOR INSTALLAT. PREASSEMBLED W. 4 BFOC CONNEC. L = 100 M | 354 | TEM | 1 | Simatic | 4.1 | 0
6XV18210AH10 | SIMATIC NET, PROFIBUS PLASTIC FIBER OPTIC (980/1000), STANDARD CABLE SOLD BY THE METER MIN. ORDER QUANTITY: 20 M MAX. CONSIGNMENT: 500 M | 4.3 | M | 1 | Simatic | 0.057 | 0
6XV18210AN50 | SIMATIC NET, PROFIBUS PLASTIC FIBER OPTIC (980/1000), STANDARD CABLE 50 M RING | 176 | TEM | 1 | Simatic | 2.9 | 0
6XV18210AT10 | SIMATIC NET, PROFIBUS PLASTIC FIBER OPTIC (980/1000), STANDARD CABLE 100 M RING | 342 | TEM | 1 | Simatic | 5.86 | 0
6XV18210BH10 | SIMATIC NET, PROFIBUS PLASTIC FIBER OPTIC, STANDARD CABLE WITH 4 BFOC CONNECTORS LENGTH = 1 M | 52 | TEM | 1 | Simatic | 0.13 | 0
6XV18210BH20 | SIMATIC NET, PROFIBUS PLASTIC FIBER OPTIC, STANDARD CABLE WITH 4 BFOC CONNECTORS LENGTH = 2 M | 55.9 | TEM | 1 | Simatic | 0.12 | 0
6XV18210BH50 | SIMATIC NET, PROFIBUS PLASTIC FIBER OPTIC, STANDARD CABLE WITH 4 BFOC CONNECTORS LENGTH = 5 M | 68.2 | TEM | 1 | Simatic | 0.37 | 0
6XV18210BN10 | SIMATIC NET, PROFIBUS PLASTIC FIBER OPTIC, STANDARD CABLE WITH 4 BFOC CONNECTORS L = 10 M | 87.7 | TEM | 1 | Simatic | 0.7 | 0
6XV18210BN15 | SIMATIC NET, PROFIBUS PLASTIC FIBER OPTIC, STANDARD CABLE WITH 4 BFOC CONNECTORS L = 15 M | 108 | TEM | 1 | Simatic | 0.97 | 0
6XV18210BN20 | SIMATIC NET, PROFIBUS PLASTIC FIBER OPTIC, STANDARD CABLE WITH 4 BFOC CONNECTORS L = 20 M | 128 | TEM | 1 | Simatic | 1.3 | 0
6XV18210BN25 | SIMATIC NET, PROFIBUS PLASTIC FIBER OPTIC, STANDARD CABLE WITH 4 BFOC CONNECTORS L = 25 M | 149 | TEM | 1 | Simatic | 1.6 | 0
6XV18210BN30 | SIMATIC NET, PROFIBUS PLASTIC FIBER OPTIC, STANDARD CABLE WITH 4 BFOC CONNECTORS L = 30 M | 167 | TEM | 1 | Simatic | 1.9 | 0
6XV18210BN50 | SIMATIC NET, PROFIBUS PLASTIC FIBER OPTIC, STANDARD CABLE WITH 4 BFOC CONNECTORS L = 50 M | 246 | TEM | 1 | Simatic | 3.1 | 0
6XV18210BN65 | SIMATIC NET, PROFIBUS PLASTIC FIBER OPTIC, STANDARD CABLE WITH 4 BFOC CONNECTORS L = 65 M | 307 | TEM | 1 | Simatic | 4.32 | 0
6XV18210BN80 | SIMATIC NET, PROFIBUS PLASTIC FIBER OPTIC, STANDARD CABLE WITH 4 BFOC CONNECTORS L = 80 M | 366 | TEM | 1 | Simatic | 5 | 0
6XV18211BN75 | SIMATIC NET, PROFIBUS PCF FIBER OPTIC, WITH 4 PCF BFOC CONNECTORS L = 75 M | 473 | TEM | 1 | Simatic | 1.75 | 0
6XV18211BT10 | SIMATIC NET, PROFIBUS PCF FIBER OPTIC, WITH 4 PCF BFOC CONNECTORS L = 100 M | 576 | TEM | 1 | Simatic | 2.3 | 0
6XV18211BT15 | SIMATIC NET, PROFIBUS PCF FIBER OPTIC, WITH 4 PCF BFOC CONNECTORS L = 150 M | 794 | TEM | 1 | Simatic | 3.4 | 0
6XV18211BT20 | SIMATIC NET, PROFIBUS PCF FIBER OPTIC, WITH 4 PCF BFOC CONNECTORS L = 200 M | 1006 | TEM | 1 | Simatic | 5.5 | 0
6XV18211BT25 | SIMATIC NET, PROFIBUS PCF FIBER OPTIC, WITH 4 PCF BFOC CONNECTORS L = 250 M | 1229 | TEM | 1 | Simatic | 5.6 | 0
6XV18211BT30 | SIMATIC NET, PROFIBUS PCF FIBER OPTIC, WITH 4 PCF BFOC CONNECTORS L = 300 M | 1449 | TEM | 1 | Simatic | 9.5 | 0
6XV18211BT40 | SIMATIC NET, PROFIBUS PCF FIBER OPTIC, WITH 4 PCF BFOC CONNECTORS L = 400 M | 1859 | TEM | 1 | Simatic | 8.9 | 0
6XV18211CN50 | SIMATIC NET, PROFIBUS PCF FIBER OPTIC, WITH 4 PCF SIMPLEX CONNECTORS L = 50 M | 301 | TEM | 1 | Simatic | 1.2 | 0
6XV18211CN75 | SIMATIC NET, PROFIBUS PCF FIBER OPTIC, WITH 4 PCF SIMPLEX CONNECTORS L = 75 M | 408 | TEM | 1 | Simatic | 1.4 | 0
6XV18211CT10 | SIMATIC NET, PROFIBUS PCF FIBER OPTIC, WITH 4 PCF SIMPLEX CONNECTORS L = 100 M | 512 | TEM | 1 | Simatic | 2.3 | 0
6XV18211CT15 | SIMATIC NET, PROFIBUS PCF FIBER OPTIC, WITH 4 PCF SIMPLEX CONNECTORS L = 150 M | 727 | TEM | 1 | Simatic | 5.3 | 0
6XV18211CT20 | SIMATIC NET, PROFIBUS PCF FIBER OPTIC, WITH 4 PCF SIMPLEX CONNECTORS LENGTH = 200 M | 933 | TEM | 1 | Simatic | 4.5 | 0
6XV18211CT25 | SIMATIC NET, PROFIBUS PCF FIBER OPTIC, WITH 4 PCF SIMPLEX CONNECTORS L = 250 M | 1145 | TEM | 1 | Simatic | 5.6 | 0
6XV18211CT30 | SIMATIC NET, PROFIBUS PCF FIBER OPTIC, WITH 4 PCF SIMPLEX CONNECTORS L = 300 M | 1376 | TEM | 1 | Simatic | 6.7 | 0
6XV18212AN50 | SIMATIC NET, PROFIBUS PLASTIC FIBER OPTIC, DUPLEX CORE, 50 M RING | 80 | TEM | 1 | Simatic | 0.4 | 0
6XV18225BE30 | SIMATIC NET, 7/8" CONN. CABLE FOR POWER SUPPLY OF ET200, PREASSEMBLED CABLE WITH 2 7/8" CONNECTORS, 5-PIN, 0.3 M | 37.2 | TEM | 1 | Simatic | 0.145 | 0
6XV18225BE50 | SIMATIC NET, 7/8" CONN. CABLE FOR POWER SUPPLY OF ET200, PREASSEMBLED CABLE WITH 2 7/8" CONNECTORS, 5-PIN, 0.5 M | 39.3 | TEM | 1 | Simatic | 0.2 | 0
6XV18225BH10 | SIMATIC NET, 7/8" CONN. CABLE F. POWER SUPPLY OF THE ET200, PREASSEMBLED CABLE WITH 2 7/8" CONNECTORS, 5-PIN, 1.0 M | 42.7 | TEM | 1 | Simatic | 0.26 | 0
6XV18225BH15 | SIMATIC NET, 7/8" CONN. CABLE FOR POWER SUPPLY OF ET200, PREASSEMBLED CABLE WITH 2 7/8" CONNECTORS, 5-PIN, 1.5 M | 44.8 | TEM | 1 | Simatic | 0.328 | 0
6XV18225BH20 | SIMATIC NET, 7/8" CONN. CABLE F. POWER SUPPLY OF THE ET200, PREASSEMBLED CABLE WITH 2 7/8" CONNECTORS, 5-PIN, 2.0 M | 48.1 | TEM | 1 | Simatic | 0.408 | 0
6XV18225BH30 | SIMATIC NET, 7/8" CONN. CABLE FOR POWER SUPPLY OF ET200, PREASSEMBLED CABLE WITH 2 7/8" CONNECTORS, 5-PIN, 3 M | 52.5 | TEM | 1 | Simatic | 0.57 | 0
6XV18225BH50 | SIMATIC NET, 7/8" CONN. CABLE FOR POWER SUPPLY OF ET200, PREASSEMBLED CABLE WITH 2 7/8" CONNECTORS, 5-PIN, 5 M | 62.3 | TEM | 1 | Simatic | 0.923 | 0
6XV18225BN10 | SIMATIC NET, 7/8" CONN. CABLE FOR POWER SUPPLY OF ET200, PREASSEMBLED CABLE WITH 2 7/8" CONNECTORS, 5-PIN, 10 M | 90.8 | TEM | 1 | Simatic | 1.769 | 0
6XV18225BN15 | SIMATIC NET, 7/8" CONN. CABLE FOR POWER SUPPLY OF ET200, PREASSEMBLED CABLE WITH 2 7/8" CONNECTORS, 5-PIN, 15 M | 118 | TEM | 1 | Simatic | 2.54 | 0
6XV18300EH10 | SIMATIC NET, PB FC STANDARD CABLE GP, 2-WIRE, SHIELDED, SPECIAL DESIGN FOR RAPID INSTALLATION, MAX. CONSIGNMENT: 1000 M, MIN. ORDERINGQUANTITY: 20 M SOLD BY THE METER | 1.5 | M | 1 | Simatic | 0.076 | 0
6XV18300EN20 | SIMATIC NET, PB FC STANDARD, BUS CABLE, 2-WIRE, SHIELDED, SPEC. DESIGN FOR RAPID INSTALL. 20 M | 29 | TEM | 1 | Simatic | 1.671 | 0
6XV18300EN50 | SIMATIC NET, PB FC STANDARD, BUS CABLE, 2-WIRE, SHIELDED, SPEC. DESIGN FOR RAPID INSTALL. 50 M | 72.5 | TEM | 1 | Simatic | 4.109 | 0
6XV18300ET10 | SIMATIC NET, PB FC STANDARD, BUS CABLE, 2-WIRE, SHIELDED, SPEC. DESIGN FOR RAPID INSTALL. 100 M | 145 | TEM | 1 | Simatic | 8.04 | 0
6XV18300ET20 | SIMATIC NET, PB FC STANDARD, BUS CABLE, 2-WIRE, SHIELDED, SPEC. DESIGN FOR RAPID INSTALL. 200 M | 290 | TEM | 1 | Simatic | 16.48 | 0
6XV18300ET50 | SIMATIC NET, PB FC STANDARD, BUS CABLE, 2-WIRE, SHIELDED, SPEC. DESIGN FOR RAPID INSTALL. 500 M | 725 | TEM | 1 | Simatic | 42 | 0
6XV18300EU10 | SIMATIC NET, PB FC STANDARD CABLE, LAN CABLE TWO-WIRE, SHIELDED, SPECIAL DESIGN FOR RAPID INSTALLATION, MAX. CONSIGNMENT: 1000 M, | 1302 | TEM | 1 | Simatic | 81 | 0
6XV18300GH10 | SIMATIC NET, PROFIBUS FC FOOD BUS CABLE WITH PE-SHEATH FOR APPLICATION IN FOOD AND BEVERAGE INDUSTRY, 2-WIRE, SHIELDED, SOLD BY THE METER, MAX. CONSIGNMENT: 1000M, MIN. ORDERING QUANTITY: 20 M | 3.1 | M | 1 | Simatic | 0.069 | 0
6XV18300JH10 | SIMATIC NET, PROFIBUS FC ROBUST BUS CABLE WITH PUR-SHEATH FOR APPLICATION IN CHEMICALLY AND MECHANICALLY HAZARDOUS ENVIRONMENT, SOLD BY THE METER MAX. CONSIGNMENT: 1000 M MIN. ORDERING QUANTITY: 20 M | 3.5 | M | 1 | Simatic | 0.075 | 0
6XV18300LH10 | SIMATIC NET, PB FC FRNC CABLE GP, BUS CABLE FLAME-RETARDANT AND HALOGEN-FREE BUS CABLE WITH COPOLYMER SHEATH, FRNC SOLD BY THE METER MAX. CONSIGNMENT: 1000 M MIN. ORDERING QUANTITY: 20 M | 1.8 | M | 1 | Simatic | 0.072 | 0
6XV18300MH10 | SIMATIC NET, PROFIBUS SHIPBOARD CABLE SIENOPYR, COPPER CABLE, FOR WIRING ON SHIPBOARD AND OFFSHORE, SOLD BY THE METER MAX. CONSIGNMENT: 1000 M MIN. ORDER QUANTITY: 20 M | 8.9 | M | 1 | Simatic | 0.109 | 0
6XV18300NH10 | SIMATIC NET, SIENOPYR FO CABLE SHIPBOARD CABLE, FO CABLE FOR INSTALLATION ON SHIPS AND OFFSHORE UNITS, SOLD BY METER MAX. CONSIGNMENT: 1000 M MIN. ORDER QUANTITY: 20 M | 12.9 | M | 1 | Simatic | 0.22 | 0
6XV18300PH10 | SIMATIC NET, PROFIBUS TORSION CABLE, FOR USE IN HIGHLY FLEXIBLE APPLICATIONS(TORSION), MAX. LENGTH ORDERED: 1000M, MIN. LENGTH ORDERED: 20 M SOLD BY THE METER | 5.2 | M | 1 | Simatic | 0.065 | 0
6XV18301CH15 | SIMATIC NET, 830-1T CONNECTING CABLE FOR PROFIBUS,FOR CONNECT. OF DATA TERMINALS W. OLM A. OBT ASSEMBLED WITH TWO SUB D MALE CONNECTORS, 9-PIN, TERMINATED AT BOTH ENDS 1.5 M | 55.7 | TEM | 1 | Simatic | 0.102 | 0
6XV18301CH30 | SIMATIC NET, 830-1T CONNECTING CABLE FOR PROFIBUS,FOR CONNECT. OF DATA TERMINALS W. OLM A. OBT ASSEMBLED WITH TWO SUB D MALE CONNECTORS, 9-PIN, TERMINATED AT BOTH ENDS, 3M | 59.1 | TEM | 1 | Simatic | 0.165 | 0
6XV18301EN50 | SIMATIC NET, PB FC STANDARD, BUS CABLE 2-WIRE, SHIELDED, SPEC. DESIGN FOR RAPID INSTALL. 50 M IN SPOOL BOX | 105 | TEM | 1 | Simatic | 4.5 | 0
6XV18301ET10 | SIMATIC NET, PB FC STANDARD, BUS CABLE 2-WIRE, SHIELDED, SPEC. DESIGN FOR RAPID INSTALL. 100 M IN SPOOL BOX | 184 | TEM | 1 | Simatic | 9.5 | 0
6XV18302AH30 | SIMATIC NET, CONN. CABLE 830-2 F. PROFIBUS, PREASSEMBLED CABLE WITH 2 SUB-D-CONNECTORS 9-POLE, SWITCHABLE TERMINATING RESISTORS, 3M | 120 | TEM | 1 | Simatic | 0.54 | 0
6XV18302AH50 | SIMATIC NET, CONN. CABLE 830-2 F. PROFIBUS, PREASSEMBLED CABLE WITH 2 SUB-D-CONNECTORS 9-POLE, SWITCHABLE TERMINATING RESISTORS, 5 M | 122 | TEM | 1 | Simatic | 0.55 | 0
6XV18302AN10 | SIMATIC NET, CONN. CABLE 830-2 F. PROFIBUS, PREASSEMBLED CABLE WITH 2 SUB-D-CONNECTORS 9-POLE, SWITCHABLE TERMINATING RESISTORS 10 M | 131 | TEM | 1 | Simatic | 0.964 | 0
6XV18303DE30 | SIMATIC NET, PROFIBUS M12 CONNECTING CABLE, (ET200), PREASSEMBLED PB FC TRAILING CABLE WITH 2 M12 CONNECTORS, B-CODED, 5-PIN, 0.3 M | 18.5 | TEM | 1 | Simatic | 0.057 | 0
6XV18303DE50 | SIMATIC NET, PROFIBUS M12 CONNECTING CABLE, (ET200), PREASSEMBLED PB FC TRAILING CABLE WITH 2 M12 CONNECTORS, B-CODED, 5-PIN, 0.5 M | 19.8 | TEM | 1 | Simatic | 0.073 | 0
6XV18303DH10 | SIMATIC NET, PROFIBUS M12 CONNECTING CABLE, (ET200), PREASSEMBLED PB FC TRAILING CABLE WITH 2 M12 CONNECTORS, B-CODED, 5-PIN, 1.0 M | 21.9 | TEM | 1 | Simatic | 0.111 | 0
6XV18303DH15 | SIMATIC NET, PROFIBUS M12 CONNECTING CABLE, (ET200), PREASSEMBLED PB FC TRAILING CABLE WITH 2 M12 CONNECTORS, B-CODED, 5-PIN, 1.5 M | 22.9 | TEM | 1 | Simatic | 0.15 | 0
6XV18303DH20 | SIMATIC NET, PROFIBUS M12 CONNECTING CABLE, (ET200), PREASSEMBLED PB FC TRAILING CABLE WITH 2 M12 CONNECTORS, B-CODED, 5-PIN, 2.0 M | 26.3 | TEM | 1 | Simatic | 0.195 | 0
6XV18303DH30 | SIMATIC NET, PROFIBUS M12 CONNECTING CABLE, (ET200), PREASSEMBLED PB FC TRAILING CABLE WITH 2 M12 CONNECTORS, B-CODED, 5-PIN, 3 M | 28.4 | TEM | 1 | Simatic | 0.294 | 0
6XV18303DH50 | SIMATIC NET, PROFIBUS M12 CONNECTING CABLE, (ET200), PREASSEMBLED PB FC TRAILING CABLE WITH 2 M12 CONNECTORS, B-CODED, 5-PIN; 5 M | 35 | TEM | 1 | Simatic | 0.434 | 0
6XV18303DN10 | SIMATIC NET, PROFIBUS M12 CONNECTING CABLE, (ET200), PREASSEMBLED PB FC TRAILING CABLE WITH 2 M12 CONNECTORS, B-CODED, 5-PIN, 10 M | 50.2 | TEM | 1 | Simatic | 0.762 | 0
6XV18303DN15 | SIMATIC NET, PROFIBUS M12 CONNECTING CABLE, (ET200), PREASSEMBLED PB FC TRAILING CABLE WITH 2 M12 CONNECTORS, B-CODED, 5-PIN, 15 M | 66.6 | TEM | 1 | Simatic | 1.245 | 0
6XV18303EH10 | SIMATIC NET, PB FC TRAILING CABLE, PROFIBUS TRAILING CABLE MAX. ACCELERATION:4M/QS MIN. OF 3 MILL. BENDING CYCLES MIN. BENDING RADIUS: APPROX.120 MM, 2-WIRE SHIELDED, SOLD BY THE METER MAX. CONSEIGNMENT: 1000 M MIN. ORDERING QUANTITY: 20 M | 5.7 | M | 1 | Simatic | 0.074 | 0
6XV18303FH10 | SIMATIC NET, PROFIBUS FC UNDERGROUND CABLE, UNDERGROUND LAYING CABLE 2-WIRE SHIELDED, SOLD BY METER MAX. CONSIGNMENT: 1000M MIN. ORDERING QUANTITY: 20 M | 2.5 | M | 1 | Simatic | 0.123 | 0
6XV18303GH10 | SIMATIC NET, PROFIBUS FESTOON CABLE GP FOR FESTOONED CABLING, 2-WIRE, SHIELDED, MAX. ACCELERATION: 4 M/QS, MIN. 5 MIO BENDING CYCLES, SOLD BY THE METER, MAX. CONSIGNMENT: 1000 M, MIN. ORDERING QUANTITY: 20 M | 6.8 | M | 1 | Simatic | 0.056 | 0
6XV18305EH10 | SIMATIC NET,PB FC PROCESS CABLE BUS CABLE FOR IEC 61158-2 BLUE SHEATH FOR EX APPLICATIONS 2-WIRE SHIELDED, SOLD BY METER MAX. CONSIGNMENT: 1000 M MIN. ORDERING QUANTITY: 20 M | 2.8 | M | 1 | Simatic | 0.105 | 0
6XV18305FH10 | SIMATIC NET,PB FC PROCESS CABLE BUS CABLE FOR IEC 61158-2 BLACK SHEATH FOR NON-EX APPLICATIONS, 2-WIRE SHIELDED, SOLD BY THE METER MAX. CONSIGNMENT: 1000 M MIN. ORDERING QUANTITY: 20 M | 2.8 | M | 1 | Simatic | 0.103 | 0
6XV18305GH10 | FOUNDATION FIELDBUS CABLE; BUS CABLE FOR IEC61158-2; SHEATH COLOR BLUE FOR EX- APPLICATIONS; 2-WIRE SHIELDED; DRAIN WIRE; SOLD BY THE M; MAX. ORDER QUANTITY: 1000 M MIN. ORDER QUANTITY: 20 M | 2.9 | M | 1 | Simatic | 0.098 | 0
6XV18305HH10 | FOUNDATION FIELDBUS CABLE; BUS CABLE FOR IEC61158-2; SHEATH COLOR YELLOW FOR NOT EX-APPLICATIONS; 2-WIRE SHIELDED; DRAIN WIRE; SOLD BY THE METER; MAX. ORDER QUANTITY: 1000 M MIN. ORDER QUANTITY: 20 M | 2.9 | M | 1 | Simatic | 0.098 | 0
6XV18306CH10 | SIMATIC NET, ECOFAST FIBER OPTIC HYBRID CABLE DESINA COMPLIANT, TRAILING TYPE CABLE WITH TWO PLASTIC FO C. AND 4 COPPER CONDUCTORS 1.5 SQMM, SOLD BY THE METER, MIN. ORDER QUANTITY: 5000 M | 6 | M | 1 | Simatic | 0.135 | 0
6XV18307AH10 | SIMATIC NET,PROFIBUS ECOFAST HYBRID CABLE, TRAILING TYPE CABLE WITH 4XCU (1.5 SQMM) AND 2XCU (0.64 MM) SHIELDED, SOLD BY THE METER, MAX. CONSIGNMENT: 1000 M MIN. ORDER QUANTITY: 20 M | 5.7 | M | 1 | Simatic | 0.141 | 0
6XV18307AN20 | SIMATIC NET, PROFIBUS ECOFAST HYBRID CABLE, TRAILING TYPE CABLE WITH 2XCU 0.64 MM AND 4XCU 1.5 SQMM, NOT PREASSEMBLED PREFERRED LENGTH, 20 M | 116 | TEM | 1 | Simatic | 3.08 | 0
6XV18307AN50 | SIMATIC NET, PROFIBUS ECOFAST HYBRID CABLE, TRAILING TYPE CABLE WITH 2XCU 0.64 MM AND 4XCU 1.5 SQMM, NOT PREASSEMBLED PREFERRED LENGTH, 50 M | 289 | TEM | 1 | Simatic | 7.7 | 0
6XV18307AT10 | SIMATIC NET, PROFIBUS ECOFAST HYBRID CABLE, TRAILING TYPE CABLE WITH 2XCU 0.64 MM AND 4XCU 1.5 SQMM, NOT PREASSEMBLED PREFERRED LENGTH, 100 M | 573 | TEM | 1 | Simatic | 14.02 | 0
6XV18307BH05 | SIMATIC NET,PROFIBUS ECOFAST HYBRID CABLE, 2XCU 0.64 MM, 4XCU 1.5 SQMM, CABLE PREASSEMBLED WITH ECOFAST CONNECTOR AND SOCKET, TRAILING TYPE, LENGTH 0.5 M | 61.7 | TEM | 1 | Simatic | 0.12 | 0
6XV18307BH10 | SIMATIC NET,PROFIBUS ECOFAST HYBRID CABLE, 2XCU 0.64 MM, 4XCU 1.5 SQMM, CABLE PREASSEMBLED WITH ECOFAST CONNECTOR AND SOCKET, TRAILING TYPE, LENGTH 1.0 M | 65.1 | TEM | 1 | Simatic | 0.2 | 0
6XV18307BH15 | SIMATIC NET,PROFIBUS ECOFAST HYBRID CABLE, 2XCU 0.64 MM, 4XCU 1.5 SQMM, CABLE PREASSEMBLED WITH ECOFAST CONNECTOR AND SOCKET, TRAILING TYPE, LENGTH: 1.5 M | 67.2 | TEM | 1 | Simatic | 0.307 | 0
6XV18307BH30 | SIMATIC NET,PROFIBUS ECOFAST HYBRID CABLE, 2XCU 0.64 MM, 4XCU 1.5 SQMM, CABLE PREASSEMBLED WITH ECOFAST CONNECTOR AND SOCKET, TRAILING TYPE, LENGTH: 3 M | 75.5 | TEM | 1 | Simatic | 0.535 | 0
6XV18307BH50 | SIMATIC NET,PROFIBUS ECOFAST HYBRID CABLE, 2XCU 0.64 MM, 4XCU 1.5 SQMM, CABLE PREASSEMBLED WITH ECOFAST CONNECTOR AND SOCKET, TRAILING TYPE, LENGTH: 5 M | 87.7 | TEM | 1 | Simatic | 0.88 | 0
6XV18307BN10 | SIMATIC NET,PROFIBUS ECOFAST HYBRID CABLE, 2XCU 0.64 MM, 4XCU 1.5 SQMM, CABLE PREASSEMBLED WITH ECOFAST CONNECTOR AND SOCKET, TRAILING TYPE, LENGTH: 10 M | 121 | TEM | 1 | Simatic | 1.6 | 0
6XV18307BN15 | SIMATIC NET,PROFIBUS ECOFAST HYBRID CABLE, 2XCU 0.64 MM, 4XCU 1.5 SQMM, CABLE PREASSEMBLED WITH ECOFAST CONNECTOR AND SOCKET, TRAILING TYPE, LENGTH: 15 M | 153 | TEM | 1 | Simatic | 2.155 | 0
6XV18307BN20 | SIMATIC NET, PROFIBUS ECOFAST HYBRID CABLE, 2XCU 0.64 MM, 4XCU 1.5 SQMM, CABLE PREASSEMBLED WITH ECOFAST CONNECTOR AND SOCKET, TRAILING TYPE, LENGTH 20 M | 189 | TEM | 1 | Simatic | 2.87 | 0
6XV18308AH10 | SIMATIC NET ENERGY CABLE, 5-WIRE ENERGY CABLE, LITZ WIRE, 5 X 1.5 SQMM, TRAILING TYPE MAX. CONSIGNMENT: 1000 M, MIN. LENGTH ORDERED: 20 M SOLD BY THE METER | 4 | M | 1 | Simatic | 0.149 | 0
6XV18312A | SIMATIC NET, PB FC STANDARD CABLE IS GP, BUS CABLE 2-WIRE, SHIELDED, SPECIAL- MOUNT F. FAST MOUNTING, MAXIMAL LENGTH: 1000 M, MINIMAL LENGTH: 20 M SOLD BY THE METER | 2 | M | 1 | Simatic | 0.075 | 0
6XV18312K | SIMATIC NET, PB FC FLEXIBLE CABLE GP, 2-WIRE, SHIELDED, SPEC. DESIGN FOR RAPID INSTALL. MAXIMAL LENGTH: 1000 M MIN. ORDERING QUANTITY: 20 M SOLD BY THE METER | 4.1 | M | 1 | Simatic | 0.072 | 0
6XV18312L | SIMATIC NET, PB FC TRAILING CABLE, PROFIBUS TRAILING CABLE MAX. ACCELERATION 4M/QS MIN. 3 MIO BENDING CYCLES MIN. BENDING RADIUS CA. 120 MM TWO-CORE SHIELDED, SOLD BY THE METER, MAX. CONSIGNMENT: 1000 M MIN. ORDERING QUANTITY: 20 M | 5.7 | M | 1 | Simatic | 0.075 | 0
6XV18402AH10 | SIMATIC NET, IE FC TP STANDARD CABLE, GP 2X2 (PROFINET TYP A), TP INSTALLATION CABLE FOR CONNECTION TO FC OUTLET RJ45, FOR UNIVERSAL APPLICATION, 4-WIRE, SHIELDED, CAT. 5E, SOLD BY THE METER MAX. CONSIGNMENT: 2000 M, MINIMAL ORDER QUANTITY: 20 M | 1.8 | M | 1 | Simatic | 0.06 | 0
6XV18402AN20 | IE FC TP STANDARD CABLE GP 2X2 (PROFINET TYPE A), CAT5E, BUS CABLE 4-WIRE, SHIELDED, SPEC. DESIGN FOR RAPID INSTALL. TO IE FC RJ45 PLUG 2X2, 20 M | 31.5 | TEM | 1 | Simatic | 1.22 | 0
6XV18402AN50 | IE FC TP STANDARD CABLE GP 2X2 (PROFINET TYPE A), CAT5E, BUS CABLE 4-WIRE, SHIELDED, SPEC. DESIGN FOR RAPID INSTALL. TO IE FC RJ45 PLUG 2X2, 50 M | 78.8 | TEM | 1 | Simatic | 3.05 | 0
6XV18402AT10 | IE FC TP STANDARD CABLE GP 2X2 (PROFINET TYPE A), CAT5E, BUS CABLE 4-WIRE, SHIELDED, SPEC. DESIGN FOR RAPID INSTALL. TO IE FC RJ45 PLUG 2X2, 100 M | 153 | TEM | 1 | Simatic | 6.1 | 0
6XV18402AT20 | IE FC TP STANDARD CABLE GP 2X2 (PROFINET TYPE A), CAT5E, BUS CABLE 4-WIRE, SHIELDED, SPEC. DESIGN FOR RAPID INSTALL. TO IE FC RJ45 PLUG 2X2, 200 M | 310 | TEM | 1 | Simatic | 12.2 | 0
6XV18402AT50 | IE FC TP STANDARD CABLE GP 2X2 (PROFINET TYPE A), CAT5E, BUS CABLE 4-WIRE, SHIELDED, SPEC. DESIGN FOR RAPID INSTALL. AN IE FC RJ45 PLUG 2X2, 500 M | 767 | TEM | 1 | Simatic | 30.5 | 0
6XV18402AU10 | SIMATIC NET, IE FC TP STANDARD CABLE GP, TP INSTALLATION CABLE FOR CONNECTION TO FC OUTLET RJ 45, FOR UNIVERSAL APPLICATIONS, CAT 5, 1000 M | 1386 | TEM | 1 | Simatic | 68 | 0
6XV18403AH10 | SIMATIC NET, IE FC TP TRAILING CABLE, 2X2 (PROFINET TYP C), TP INSTALLATION CABLE FOR CONNECTION TO FC OUTLET RJ 45, F. FESTOONING, 4-WIRE,SHIELDED, CAT. 5, SOLD BY THE METER (4 MIO. BENDING CYCLES), MAX. CONSIGNMENT: 2000 M, MIN. ORDERING QUANTITY: 20 M | 5.6 | M | 1 | Simatic | 0.055 | 0
6XV18404AH10 | SIMATIC NET, IE FC TP MARINE CABLE, TP INSTALLATION CABLE FOR CONNECTION TO FC OUTLET RJ45, CERTIFIED FOR SHIPBUILDING INDUSTRY CAT. 5, SOLD BY THE METER MAX. CONSIGNMENT: 1000 M, MIN. ORDERING QUANTITY: 20 M | 8.6 | M | 1 | Simatic | 0.055 | 0
6XV18412A | IE FC TP ROBUST STANDARD CABLE GP 2X2 (PROFINET TYPE A), TPE- OUTER SHEATH, FIXED INSTALLAT. FOR CONNECT. TO FC RJ45 PLUG A. FC OUTLET RJ45, FOR UNIVERSAL- USE, 4-WIRE, SHIELDED CAT 5, SOLD BY THE METER, MAX. ORDER QUANTITY 2000 M MIN. ORDER QUANTITY 20 M | 3.1 | M | 1 | Simatic | 0.059 | 0
6XV18412B | IE FC TP ROBUST FLEXIBLE CABLE GP 2X2 (PROFINET TYPE B), TPE OUTER SHEATH, WITH FLEXIBLE WIRES, FOR CONNECT. TO FC RJ45 PLUG A. FC OUTLET RJ45, 4-WIRE, SHIELDED, CAT 5, SOLD BY THE M, MAX. ORDER QUANTITY1000 M MIN. ORDER QUANTITY 20 M | 3.8 | M | 1 | Simatic | 0.059 | 0
6XV18432R | SM FO ROBUST CABLE GP (4E9/125) OUTDOOR CABLE; WITH PROTECTION AGAIST RODENTS; SPLITTABLE; W/O CONNECTOR; SOLD BY THE METER; MIN. ORDER QUANTITY: 20 M, MAX. LENGTH 2000 M | 8.8 | M | 1 | Simatic | 0.09 | 0
6XV18435EH100AA0 | MM FO CORD LC/LC; 50/125; PREASSEMBLED WITH 2X LC DUPLEX CONNECTORS; LENGTH 1.0 M | 57.8 | TEM | 1 | Simatic | 0.04 | 0
6XV18435EH100CA0 | MM FO CORD SC/LC; 50/125; PREASSEMBLED WITH 1X SC DUPLEX CONNECTOR AND 1X LC DUPLEX CONNECTOR; LENGTH 1.0 M | 57.8 | TEM | 1 | Simatic | 0.04 | 0
6XV18435EH100CB0 | MM FO CORD SC/BFOC; 50/125; PREASSEMBLED WITH 1X SC DUPLEX CONNECTOR AND 1X BFOC CONNECTOR; LENGTH 1.0 M | 57.8 | TEM | 1 | Simatic | 0.04 | 0
6XV18435EH100CC0 | MM FO CORD SC/SC; 50/125; PREASSEMBLED WITH 2X SC DUPLEX CONNECTORS; LENGTH 1.0 M | 57.8 | TEM | 1 | Simatic | 0.04 | 0
6XV18435FH100AA0 | SM FO CORD LC/LC; 9/125, PREASSEMBLED WITH 2X2 LC DUPLEX CONNECTORS, LENGTH 1.0 M | 68.3 | TEM | 1 | Simatic | 0.04 | 0
6XV18435FH100CA0 | SM FO CORD SC/LC; 9/125, PREASSEMBLED WITH 1X SC DUPLEX CONNECTOR AND 1X LC DUPLEX CONNECTORS; LENGTH 1.0 M | 68.3 | TEM | 1 | Simatic | 0.04 | 0
6XV18435FH100CB0 | SM FO CORD SC/BFOC; 9/125, PREASSEMBLED WITH 1X SC DUPLEX CONNECTOR AND 1X, BFOC CONNECTOR; LENGTH 1.0 M | 68.3 | TEM | 1 | Simatic | 0.04 | 0
6XV18435FH100CC0 | SM FO CORD SC/SC; 9/125, PREASSEMBLED WITH 2X2 SC DUPLEX CONNECTORS, LENGTH 1.0 M | 68.3 | TEM | 1 | Simatic | 0.04 | 0
6XV18472A | SIMATIC NET FC FO STANDARD CABLE (62.5/200/230), STANDARD- CABLE SPLITTABLE, UL- CERTIFICATION,MAX. LENGTH 1000M MINIMAL ORDER: 20 M SOLD BY THE METER | 7.3 | M | 1 | Simatic | 0.049 | 0
6XV18472C | FC FO TRAILING CABLE (62.5/200/230), TRAILING CABLE , SPLITTABLE, SOLD BY THE METER MAX. LENGTH: 1000 M MINIMAL ORDER: 20 M | 11.2 | M | 1 | Simatic | 0.065 | 0
6XV18500AH10 | SIMATIC NET,ITP STANDARD CABLE FOR INDUSTRIAL ETHERNET J-02YSCY 2X2X0.64/1.5 PIMF F, 2 X 2-CORE INSTALLATION CABLE F. "ON-SITE" INSTALLATION NOT PREASSEM.,SOLD BY THE METER MIN. ORDERING LENGTH: 20 M MAX. CONSEIGNMENT: 1000 M | 2.5 | M | 1 | Simatic | 0.09 | 0
6XV18500BH20 | SIMATIC NET,ITP STANDARD CABLE 9/15 FOR INDUSTRIAL ETHERNET ITP STANDARD CABLE,PREASSEMBLED WITH 1X 9-PIN AND 1 X 15-PIN ITP CONNECTOR, FOR CONNECTING TERMINALS W. ITP INTERF.TO ACT. COMPON. WITH ITP INTERFACE, LENGTH: 2 M | 73.9 | TEM | 1 | Simatic | 0.331 | 0
6XV18500BH50 | SIMATIC NET,ITP STANDARD CABLE 9/15 FOR INDUSTRIAL ETHERNET ITP STANDARD CABLE,PREASSEMBLED WITH 1X 9-PIN AND 1 X 15-PIN ITP CONN., FOR CONNECTING TERMINALS WITH ITP INTERFACE TO ACT. COMPONENTS WITH ITP INTERFACE, LENGTH: 5 M | 82.3 | TEM | 1 | Simatic | 0.588 | 0
6XV18500BH80 | SIMATIC NET,ITP STANDARD CABLE 9/15 FOR INDUSTRIAL ETHERNET ITP STANDARD CABLE,PREASSEMBLED WITH 1X 9-PIN AND 1 X 15-PIN ITP CONNECTOR, FOR CONNECTING TERMINALS W. ITP INTERF.TO ACT. ITP NETWORK COMPONENTS, LENGTH: 8 M | 88.4 | TEM | 1 | Simatic | 0.833 | 0
6XV18500BN12 | SIMATIC NET,ITP STANDARD CABLE 9/15 FOR INDUSTRIAL ETHERNET ITP STANDARD CABLE,PREASSEMBLED WITH 1X 9-PIN AND 1 X 15-PIN ITP CONNECTOR, FOR CONNECTING TERMINALS W. ITP INTERF.TO ACT. ITP NETWORK COMPONENTS, LENGTH: 12 M | 101 | TEM | 1 | Simatic | 1.179 | 0
6XV18500BN15 | SIMATIC NET,ITP STANDARD CABLE 9/15 FOR INDUSTRIAL ETHERNET ITP STANDARD CABLE,PREASSEMBLED WITH 1X 9-PIN AND 1 X 15-PIN ITP CONNECTOR, FOR CONNECTING TERMINALS W. ITP INTERF.TO ACT. ITP NETWORK COMPONENTS, LENGTH: 15 M | 111 | TEM | 1 | Simatic | 1.406 | 0
6XV18500BN20 | SIMATIC NET,ITP STANDARD CABLE 9/15 FOR INDUSTRIAL ETHERNET ITP STANDARD CABLE,PREASSEMBLED WITH 1X 9-PIN AND 1 X 15-PIN ITP CONNECTOR, FOR CONNECTING TERMINALS W. ITP INTERF.TO ACT. ITP NETWORK COMPONENTS, LENGTH: 20 M | 121 | TEM | 1 | Simatic | 1.852 | 0
6XV18500BN30 | SIMATIC NET,ITP STANDARD CABLE 9/15 FOR INDUSTRIAL ETHERNET ITP STANDARD CABLE,PREASSEMBLED WITH 1X 9-PIN AND 1 X 15-PIN ITP CONNECTOR, FOR CONNECTING TERMINALS W. ITP INTERF.TO ACT. ITP NETWORK COMPONENTS, LENGTH: 30 M | 137 | TEM | 1 | Simatic | 2.715 | 0
6XV18500BN40 | SIMATIC NET,ITP STANDARD CABLE 9/15 FOR INDUSTRIAL ETHERNET ITP STANDARD CABLE,PREASSEMBLED WITH 1X 9-PIN AND 1 X 15-PIN ITP CONNECTOR, FOR CONNECTING TERMINALS W. ITP INTERF.TO ACT. ITP NETWORK COMPONENTS, LENGTH: 40 M | 158 | TEM | 1 | Simatic | 3.702 | 0
6XV18500BN50 | SIMATIC NET,ITP STANDARD CABLE 9/15 FOR INDUSTRIAL ETHERNET ITP STANDARD CABLE,PREASSEMBLED WITH 1X 9-PIN AND 1 X 15-PIN ITP CONNECTOR, FOR CONNECTING TERMINALS W. ITP INTERF.TO ACT.ITP NETWORK COMPONENTS, LENGTH: 50 M | 174 | TEM | 1 | Simatic | 4.406 | 0
6XV18500BN60 | SIMATIC NET,ITP STANDARD CABLE 9/15 FOR INDUSTRIAL ETHERNET ITP STANDARD CABLE,PREASSEMBLED WITH 1X 9-PIN AND 1 X 15-PIN ITP CONNECTOR, FOR CONNECTING TERMINALS W. ITP INTERF.TO ACT. ITP NETWORK COMPONENTS, LENGTH: 60 M | 195 | TEM | 1 | Simatic | 5.341 | 0
6XV18500BN70 | SIMATIC NET,ITP STANDARD CABLE 9/15 FOR INDUSTRIAL ETHERNET ITP STANDARD CABLE,PREASSEMBLED WITH 1X 9-PIN AND 1 X 15-PIN ITP CONNECTOR, FOR CONNECTING TERMINALS W. ITP INTERF.TO ACT. ITP NETWORK COMPONENTS, LENGTH: 70 M | 216 | TEM | 1 | Simatic | 6.156 | 0
6XV18500BN80 | SIMATIC NET,ITP STANDARD CABLE 9/15 FOR INDUSTRIAL ETHERNET ITP STANDARD CABLE,PREASSEMBLED WITH 1X 9-PIN AND 1 X 15-PIN ITP CONNECTOR, FOR CONNECTING TERMINALS W. ITP INTERF.TO ACT. ITP NETWORK COMPONENTS, LENGTH: 80 M | 237 | TEM | 1 | Simatic | 7.234 | 0
6XV18500BN88 | SIMATIC NET,ITP STANDARD CABLE 9/15 FOR INDUSTRIAL ETHERNET ITP STANDARD CABLE,PREASSEMBLED WITH 1X 9-PIN AND 1 X 15-PIN ITP CONN., FOR CONNECTING TERMINALS W. ITP INTERF.TO ACT. COMPON. W. ITP INTERFACE, LENGTH: 90 M | 252 | TEM | 1 | Simatic | 8.03 | 0
6XV18500BT10 | SIMATIC NET,ITP STANDARD CABLE 9/15 FOR INDUSTRIAL ETHERNET ITP STANDARD CABLE,PREASSEMBLED WITH 1X 9-PIN AND 1 X 15-PIN ITP CONN., FOR CONNECTING TERMINALS W. ITP INTERF.TO ACT. COMPON. W. ITP INTERF., LENGTH: 100 M | 273 | TEM | 1 | Simatic | 9.052 | 0
6XV18500CH20 | SIMATIC NET, ITP XP STANDARD CABLE 9/9 FOR INDUSTR. ETHERNET ITP STANDARD CABLE,PREASSEMBLED WITH 2 X 9-PIN ITP CONNECTORS, FOR CASCADING OF ACTIVE ITP NETWORK COMPONENTS, LENGTH: 2 M | 76.3 | TEM | 1 | Simatic | 0.303 | 0
6XV18500CH50 | SIMATIC NET, ITP XP STANDARD CABLE 9/9 FOR INDUSTR. ETHERNET ITP STANDARD CABLE,PREASSEMBLED WITH 2 X 9-PIN ITP CONNECTORS, FOR CASCADING OF ACTIVE ITP NETWORK COMPONENTS, LENGTH: 5 M | 121 | TEM | 1 | Simatic | 0.554 | 0
6XV18500CH80 | SIMATIC NET, ITP XP STANDARD CABLE 9/9 FOR INDUSTR. ETHERNET ITP STANDARD CABLE,PREASSEMBLED WITH 2 X 9-PIN ITP CONNECTORS, FOR CASCADING OF ACTIVE ITP NETWORK COMPONENTS, LENGTH: 8 M | 92.6 | TEM | 1 | Simatic | 0.811 | 0
6XV18500CN12 | SIMATIC NET, ITP XP STANDARD CABLE 9/9 FOR INDUSTR. ETHERNET ITP STANDARD CABLE,PREASSEMBLED WITH 2 X 9-PIN ITP CONNECTORS, FOR CASCADING OF ACTIVE ITP NETWORK COMPONENTS, LENGTH: 12 M | 103 | TEM | 1 | Simatic | 1.216 | 0
6XV18500CN15 | SIMATIC NET, ITP XP STANDARD CABLE 9/9 FOR INDUSTR. ETHERNET ITP STANDARD CABLE,PREASSEMBLED WITH 2 X 9-PIN ITP CONNECTORS, FOR CASCADING OF ACTIVE ITP NETWORK COMPONENTS, LENGTH: 15 M | 116 | TEM | 1 | Simatic | 1.46 | 0
6XV18500CN20 | SIMATIC NET, ITP XP STANDARD CABLE 9/9 FOR INDUSTR. ETHERNET ITP STANDARD CABLE,PREASSEMBLED WITH 2 X 9-PIN ITP CONNECTORS, FOR CASCADING OF ACTIVE ITP NETWORK COMPONENTS, LENGTH: 20 M | 121 | TEM | 1 | Simatic | 1.967 | 0
6XV18500CN30 | SIMATIC NET, ITP XP STANDARD CABLE 9/9 FOR INDUSTR. ETHERNET ITP STANDARD CABLE,PREASSEMBLED WITH 2 X 9-PIN ITP CONNECTORS, FOR CASCADING OF ACTIVE ITP NETWORK COMPONENTS, LENGTH: 30 M | 137 | TEM | 1 | Simatic | 2.861 | 0
6XV18500CN40 | SIMATIC NET, ITP XP STANDARD CABLE 9/9 FOR INDUSTR. ETHERNET ITP STANDARD CABLE,PREASSEMBLED WITH 2 X 9-PIN ITP CONNECTORS, FOR CASCADING OF ACTIVE ITP NETWORK COMPONENTS, LENGTH: 40 M | 216 | TEM | 1 | Simatic | 3.736 | 0
6XV18500CN50 | SIMATIC NET, ITP XP STANDARD CABLE 9/9 FOR INDUSTR. ETHERNET ITP STANDARD CABLE,PREASSEMBLED WITH 2 X 9-PIN ITP CONNECTORS, FOR CASCADING OF ACTIVE ITP NETWORK COMPONENTS, LENGTH: 50 M | 237 | TEM | 1 | Simatic | 4.65 | 0
6XV18500CN60 | SIMATIC NET, ITP XP STANDARD CABLE 9/9 FOR INDUSTR. ETHERNET ITP STANDARD CABLE,PREASSEMBLED WITH 2 X 9-PIN ITP CONNECTORS, FOR CASCADING OF ACTIVE ITP NETWORK COMPONENTS, LENGTH: 60 M | 263 | TEM | 1 | Simatic | 5.592 | 0
6XV18500CN70 | SIMATIC NET, ITP XP STANDARD CABLE 9/9 FOR INDUSTR. ETHERNET ITP STANDARD CABLE,PREASSEMBLED WITH 2 X 9-PIN ITP CONNECTORS, FOR CASCADING OF ACTIVE ITP NETWORK COMPONENTS, LENGTH: 70 M | 221 | TEM | 1 | Simatic | 6.5 | 0
6XV18500CN80 | SIMATIC NET, ITP XP STANDARD CABLE 9/9 FOR INDUSTR. ETHERNET ITP STANDARD CABLE,PREASSEMBLED WITH 2 X 9-PIN ITP CONNECTORS, FOR CASCADING OF ACTIVE ITP NETWORK COMPONENTS, LENGTH: 80 M | 310 | TEM | 1 | Simatic | 7.176 | 0
6XV18500CN88 | SIMATIC NET, ITP XP STANDARD CABLE 9/9 FOR INDUSTR. ETHERNET ITP STANDARD CABLE,PREASSEMBLED WITH 2 X 9-PIN ITP CONNECTORS, FOR CASCADING OF ACTIVE ITP NETWORK COMPONENTS, LENGTH: 90 M | 336 | TEM | 1 | Simatic | 11.7 | 0
6XV18500CT10 | SIMATIC NET, ITP XP STANDARD CABLE 9/9 FOR IND. ETHERNET ITP STANDARD, PREASSEMBLED WITH 2 X 9-PIN ITP CONNECTORS, FOR CASCADING OF ACTIVE ITP NETWORK COMPONENTS, LENGTH: 100 M | 273 | TEM | 1 | Simatic | 8.692 | 0
6XV18500DH20 | SIMATIC NET, ITP XP STANDARD 15/15 CABLE FOR INDUSTRIAL ETHERNET ITP STANDARD CABLE,PREASSEMBLED WITH 2 X 15-PIN ITP CONNECTORS, FOR DIRECT CONN. OF 2 TERMINALS WITH ITP INTERFACES, LENGTH: 2 M | 51 | TEM | 1 | Simatic | 0.46 | 0
6XV18500DH60 | SIMATIC NET, ITP XP STANDARD 15/15 CABLE FOR IND. ETHERNET ITP STANDARD CABLE,PREASSEMBLED WITH 2X 15-PIN ITP CONNECTORS, FOR DIRECT CONN. OF 2 TERMINALS WITH ITP INTERFACES, LENGTH: 6 M | 61.3 | TEM | 1 | Simatic | 0.78 | 0
6XV18500DN10 | SIMATIC NET, ITP XP STANDARD 15/15 CABLE FOR IND. ETHERNET ITP STANDARD CABLE,PREASSEMBLED WITH 2 X 15-PIN ITP CONNECTORS, FOR DIRECT CONN. OF 2 TERMINALS WITH ITP INTERFACES, LENGTH: 10 M | 70.8 | TEM | 1 | Simatic | 1.1 | 0
6XV18502EE50 | SIMATIC NET, TP CONVERTER CORD 15/RJ45 FOR INDUSTR. ETHERNET TP CORD, PREASS. W. 1 X 15-PIN ITP SOCKET AND 1 X RJ45 PLUG, F. CONN. TERMINALS W. RJ45 IF TO THE ITP CABLING SYSTEM, W. MOUNT. BRACKET, LENGTH: 0.5 M | 44.1 | TEM | 1 | Simatic | 0.103 | 0
6XV18502EH20 | SIMATIC NET, TP CONVERTER CORD 15/RJ45 FOR INDUSTR. ETHERNET TP CORD, PREASS. W. 1 X 15-PIN ITP SOCKET AND 1 X RJ45 PLUG F. CONN. TERMINALS W. RJ45 IF TO THE ITP CABLING SYSTEM, W. MOUNT. BRACKET, LENGTH: 2 M | 48.3 | TEM | 1 | Simatic | 0.152 | 0
6XV18502GE50 | SIMATIC NET, IND. ETHERNET TP CORD RJ45/RJ45, TP CORD PREASSEMBLED WITH 2 RJ45 CONNECTORS, LENGTH 0.5 M | 11.9 | TEM | 1 | Simatic | 0.035 | 0
6XV18502GH10 | SIMATIC NET, IND. ETHERNET TP CORD RJ45/RJ45, TP CORD PREASSEMBLED WITH 2 RJ45 CONNECTORS, LENGTH 1 M | 12.5 | TEM | 1 | Simatic | 0.052 | 0
6XV18502GH20 | SIMATIC NET, IND. ETHERNET TP CORD RJ45/RJ45, TP CORD PREASSEMBLED WITH 2 RJ45 CONNECTORS, LENGTH 2 M | 14 | TEM | 1 | Simatic | 0.084 | 0
6XV18502GH60 | SIMATIC NET, IND. ETHERNET TP CORD RJ45/RJ45, TP CORD PREASSEMBLED WITH 2 RJ45 CONNECTORS, LENGTH: 6 M | 19.1 | TEM | 1 | Simatic | 0.22 | 0
6XV18502GN10 | SIMATIC NET, IND. ETHERNET TP CORD RJ45/RJ45, TP CORD PREASSEMBLED WITH 2 RJ45 CONNECTORS, LENGTH: 10 M | 24.2 | TEM | 1 | Simatic | 0.353 | 0
6XV18502HE50 | SIMATIC NET, IND. ETHERNET TP XP CORD RJ45/RJ45, TP CABLE PREASS. WITH 2 RJ45 CONNECTORS, CROSSED SEND AND RECEIVE CABLE, LENGTH: 0.5 M | 11.9 | TEM | 1 | Simatic | 0.1 | 0
6XV18502HH10 | SIMATIC NET, IND. ETHERNET TP XP CORD RJ45/RJ45, TP CABLE PREASS. WITH 2 RJ45 CONNECTORS, CROSSED SEND AND RECEIVE CABLE, LENGTH: 1 M | 12.5 | TEM | 1 | Simatic | 0.051 | 0
6XV18502HH20 | SIMATIC NET, IND. ETHERNET TP XP CORD RJ45/RJ45, TP CABLE PREASS. WITH 2 RJ45 CONNECTORS, CROSSED SEND AND RECEIVE CABLE, LENGTH: 2 M | 14 | TEM | 1 | Simatic | 0.08 | 0
6XV18502HH60 | SIMATIC NET, IND. ETHERNET TP XP CORD RJ45/RJ45, TP CABLE PREASS. WITH 2 RJ45 CONNECTORS, CROSSED SEND AND RECEIVE CABLE, LENGTH: 6 M | 19.1 | TEM | 1 | Simatic | 0.34 | 0
6XV18502HN10 | SIMATIC NET, IND. ETHERNET TP XP CORD RJ45/RJ45, TP CABLE PREASS. WITH 2 RJ45 CONNECTORS, CROSSED SEND AND RECEIVE CABLE, LENGTH: 10 M | 24.2 | TEM | 1 | Simatic | 0.359 | 0
6XV18502JE50 | SIMATIC NET, IND. ETHERNET TP CORD 9/RJ45, TP CORD PREASSEMBLED WITH 1 RJ45 CONNECTOR A. 1 9-PIN ITP CONN. LENGTH: 0.5 M | 33.1 | TEM | 1 | Simatic | 0.078 | 0
6XV18502JH10 | SIMATIC NET, IND. ETHERNET TP CORD 9/RJ45, TP CORD PREASSEMBLED WITH 1 RJ45 CONNECTOR A. 1 9-PIN ITP CONN. LENGTH: 1 M | 33.8 | TEM | 1 | Simatic | 0.094 | 0
6XV18502JH20 | SIMATIC NET, IND. ETHERNET TP CORD 9/RJ45, TP CORD PREASSEMBLED WITH 1 RJ45 CONNECTOR A. 1 9-PIN ITP CONN. LENGTH: 2 M | 35.1 | TEM | 1 | Simatic | 0.123 | 0
6XV18502JH60 | SIMATIC NET, IND. ETHERNET TP CORD 9/RJ45, TP CORD PREASSEMBLED WITH 1 RJ45 CONNECTOR A. 1 9-PIN ITP CONN. LENGTH: 6 M | 40.3 | TEM | 1 | Simatic | 0.26 | 0
6XV18502JN10 | SIMATIC NET, IND. ETHERNET TP CORD 9/RJ45, TP CORD PREASSEMBLED WITH 1 RJ45 CONNECTOR A. 1 9-PIN ITP CONN. LENGTH: 10 M | 45.3 | TEM | 1 | Simatic | 0.394 | 0
6XV18502LE50 | SIMATIC NET, IND. ETHERNET TP CORD 15/RJ45, TP CORD PREASSEMBLED WITH 1 RJ45 CONNECTOR AND 1 15-PIN ITP CONNECTOR, LENGTH 0.5 M | 37.4 | TEM | 1 | Simatic | 0.098 | 0
6XV18502LH10 | SIMATIC NET, IND. ETHERNET TP CORD 15/RJ45, TP CORD PREASSEMBLED WITH 1 RJ45 CONNECTOR AND 1 15-PIN ITP CONNECTOR, LENGTH 1 M | 38.1 | TEM | 1 | Simatic | 0.115 | 0
6XV18502LH20 | SIMATIC NET, IND. ETHERNET TP CORD 15/RJ45, TP CORD PREASSEMBLED WITH 1 RJ45 CONNECTOR AND 1 15-PIN ITP CONNECTOR, LENGTH 2 M | 39.3 | TEM | 1 | Simatic | 0.147 | 0
6XV18502LH60 | SIMATIC NET, IND. ETHERNET TP CORD 15/RJ45, TP CORD PREASSEMBLED WITH 1 RJ45 CONNECTOR AND 1 15-PIN ITP CONNECTOR, LENGTH 6 M | 44.5 | TEM | 1 | Simatic | 0.282 | 0
6XV18502LN10 | SIMATIC NET, IND. ETHERNET TP CORD 15/RJ45, TP CORD PREASSEMBLED WITH 1 RJ45 CONNECTOR AND 1 15-PIN ITP CONNECTOR, LENGTH 10 M | 49.6 | TEM | 1 | Simatic | 0.408 | 0
6XV18502ME50 | SIMATIC NET, IND. ETHERNET TP XP CORD 9/RJ45, TP CORD PREASS. WITH 1 RJ45 CONNECTOR A. 1 9-PIN ITP CONN. CROSSED TRANSMISSION AND RECEPTION CABLE LENGTH 0.5 M | 33.1 | TEM | 1 | Simatic | 0.16 | 0
6XV18502MH10 | SIMATIC NET, IND. ETHERNET TP XP CORD 9/RJ45, TP CORD PREASS. WITH 1 RJ45 CONNECTOR A. 1 9-PIN ITP CONN. CROSSED TRANSMISSION AND RECEPTION CABLE LENGTH 1 M | 33.8 | TEM | 1 | Simatic | 0.2 | 0
6XV18502MH20 | SIMATIC NET, IND. ETHERNET TP XP CORD 9/RJ45, TP CORD PREASS. WITH 1 RJ45 CONNECTOR A. 1 9-PIN ITP CONN. CROSSED TRANSMISSION AND RECEPTION CABLE LENGTH 2 M | 34 | TEM | 1 | Simatic | 0.24 | 0
6XV18502MH60 | SIMATIC NET, IND. ETHERNET TP XP CORD 9/RJ45, TP CORD PREASS. WITH 1 RJ45 CONNECTOR A. 1 9-PIN ITP CONN. CROSSED TRANSMISSION AND RECEPTION CABLE LENGTH 6 M | 40.3 | TEM | 1 | Simatic | 0.4 | 0
6XV18502MN10 | SIMATIC NET, IND. ETHERNET TP XP CORD 9/RJ45, TP CORD PREASS. WITH 1 RJ45 CONNECTOR A. 1 9-PIN ITP CONN. CROSSED TRANSMISSION AND RECEPTION CABLE LENGTH 10 M | 45.3 | TEM | 1 | Simatic | 0.56 | 0
6XV18502NH10 | SIMATIC NET, IND. ETHERNET TP CORD 9-45/RJ45, TP CORD PREASSEMBLED WITH 1 RJ45 CONNECTOR A. 1 9-PIN ITP CONN. 45 DEGR. CABLE OUTLET LENGTH 1 M | 33.8 | TEM | 1 | Simatic | 0.22 | 0
6XV18502PH10 | SIMATIC NET, IND. ETHERNET TP XP CORD 9-45/RJ45, TP CORD PREASS. WITH 1 X RJ45 CONNECTOR A. 1X9-PIN ITP CONN. 45 DEGR. CABLE OUTLET, L = 1 M, CROSSED TRANSMISSION AND RECEPTION CABLE | 33.8 | TEM | 1 | Simatic | 0.22 | 0
6XV18502RH10 | SIMATIC NET, IND. ETHERNET TP XP CORD 9/9, TP CORD PREASSEMBLED W. 2 X 9-PIN ITP CONNECT., CROSSED TRANSMISSION AND RECEPTION CABLE LENGTH 1 M | 48.3 | TEM | 1 | Simatic | 0.14 | 0
6XV18502SE50 | SIMATIC NET, IND. ETHERNET TP XP CORD 15/RJ45, TP CORD PREASS. W. 1 X 15-PIN ITP CONN., CROSSED TRANSMISSION AND RECEPTION CABLE LENGTH 0.5 M | 37.4 | TEM | 1 | Simatic | 0.16 | 0
6XV18502SH10 | SIMATIC NET, IND. ETHERNET TP XP CORD 15/RJ45, TP CORD PREASS. W. 1 X 15-PIN ITP CONN., CROSSED TRANSMISSION AND RECEPTION CABLE LENGTH 1 M | 38.1 | TEM | 1 | Simatic | 0.2 | 0
6XV18502SH20 | SIMATIC NET, IND. ETHERNET TP XP CORD 15/RJ45, TP CORD PREASS. W. 1 X 15-PIN ITP CONN., CROSSED TRANSMISSION AND RECEPTION CABLE LENGTH 2 M | 39.3 | TEM | 1 | Simatic | 0.17 | 0
6XV18502SH60 | SIMATIC NET, IND. ETHERNET TP XP CORD 15/RJ45, TP CORD PREASS. W. 1 X 15-PIN ITP CONN., CROSSED TRANSMISSION AND RECEPTION CABLE LENGTH 6 M | 44.5 | TEM | 1 | Simatic | 0.4 | 0
6XV18502SN10 | SIMATIC NET, IND. ETHERNET TP XP CORD 15/RJ45, CROSSED TP CORD PREASS. W. 1 X 15-PIN ITP CONN., CROSSED TRANSMISSION AND RECEPTION CABLE LENGTH 10 M | 49.6 | TEM | 1 | Simatic | 0.41 | 0
6XV18510AH10 | SIMATIC NET, ITP FRNC CABLE FOR INDUSTRIAL ETHERNET CAT5, 2X2-CORE, HALOGEN-FREE INSTALLATION CABLE FOR CONNECTOR ASSEMBLY ON SITE, NOT PREASS., SOLD BY THE METER MIN. QUANTITY ORDERED: 20 M MAX. CONSIGNMENT: 1000 M | 3.2 | M | 1 | Simatic | 0.09 | 0
6XV18511AH20 | SIMATIC NET, ITP FRNC CABLE 9/15 FOR INDUSTRIAL ETHERNET, HALOGEN-FREE ITP CABLE, PREASSEMBLED WITH 1X 9-PIN AND 1X 15-PIN ITP CONNECTOR, FOR CONN. OF TERMINALS WITH ITP INTERF. TO AN ACT. ITP NETWORK COMPONENT, LENGTH: 2 M | 82.7 | TEM | 1 | Simatic | 0.32 | 0
6XV18511AH50 | SIMATIC NET, ITP FRNC CABLE 9/15 FOR INDUSTRIAL ETHERNET, HALOGEN-FREE ITP CABLE, PREASSEMBLED WITH 1X 9-PIN AND 1X 15-PIN ITP CONNECTOR, FOR CONN. OF TERMINALS WITH ITP INTERF. TO AN ACT. ITP NETWORK COMPONENT, LENGTH: 5 M | 96.4 | TEM | 1 | Simatic | 0.583 | 0
6XV18511AH80 | SIMATIC NET, ITP FRNC CABLE 9/15 FOR INDUSTRIAL ETHERNET, HALOGEN-FREE ITP CABLE, PREASSEMBLED WITH 1X 9-PIN AND 1X 15-PIN ITP CONNECTOR, FOR CONN. OF TERMINALS WITH ITP INTERF. TO AN ACT. ITP NETWORK COMPONENT, LENGTH: 8 M | 105 | TEM | 1 | Simatic | 0.853 | 0
6XV18511AN12 | SIMATIC NET, ITP FRNC CABLE 9/15 FOR INDUSTRIAL ETHERNET, HALOGEN-FREE ITP CABLE, PREASSEMBLED WITH 1X 9-PIN AND 1X 15-PIN ITP CONNECTOR, FOR CONN. OF TERMINALS WITH ITP INTERF. TO AN ACT. ITP NETWORK COMPONENT, LENGTH: 12 M | 126 | TEM | 1 | Simatic | 1.172 | 0
6XV18511AN15 | SIMATIC NET, ITP FRNC CABLE 9/15 FOR INDUSTRIAL ETHERNET, HALOGEN-FREE ITP CABLE, PREASSEMBLED WITH 1X 9-PIN AND 1X 15-PIN ITP CONNECTOR, FOR CONN. OF TERMINALS WITH ITP INTERF. TO AN ACT. ITP NETWORK COMPONENT, LENGTH: 15 M | 132 | TEM | 1 | Simatic | 1.481 | 0
6XV18511AN20 | SIMATIC NET, ITP FRNC CABLE 9/15 FOR INDUSTRIAL ETHERNET, HALOGEN-FREE ITP CABLE, PREASSEMBLED WITH 1X 9-PIN AND 1X 15-PIN ITP CONNECTOR, FOR CONN. OF TERMINALS WITH ITP INTERF. TO AN ACT. ITP NETWORK COMPONENT, LENGTH: 20 M | 142 | TEM | 1 | Simatic | 1.933 | 0
6XV18511AN30 | SIMATIC NET, ITP FRNC CABLE 9/15 FOR INDUSTRIAL ETHERNET, HALOGEN-FREE ITP CABLE, PREASSEMBLED WITH 1X 9-PIN AND 1X 15-PIN ITP CONNECTOR, FOR CONN. OF TERMINALS WITH ITP INTERF. TO AN ACT. ITP NETWORK COMPONENT, LENGTH: 30 M | 174 | TEM | 1 | Simatic | 2.837 | 0
6XV18602P | SIMATIC NET, PROFIBUS ECOFAST HYBRID CABLE GP, TRAILING CABLE WITH 4 X CU (1.5 SQMM) AND 2XCU (0.64 MM) SHIELDED, SOLD BY THE METER, MAX. CONSIGNMENT: 1000 M, MIN. ORDER LENGTH: 20 M | 5.8 | M | 1 | Simatic | 0.154 | 0
6XV18602R | SIMATIC NET, PROFIBUS HYBRID STANDARD CABLE GP, CABLE WITH 2XCU(1.5 SQMM) AND 2XCU (0.64 MM) SHIELDED, ET200 SOLD BY THE METER, MAX. LENGTH: 1000 M MIN. LENGTH: 20 M | 5.9 | M | 1 | Simatic | 0.14 | 0
6XV18602S | SIMATIC NET, PROFIBUS HYBRID ROBUST CABLE, WELD-SPATTER RESISTANT, TRAILING TYPE CABLE, WITH 2XCU (1.5 QMM) AND 2XCU 0.64 MM) SHIELDED, ET200 SOLD BY THE METER, MAX. LENGTH: 1000 M MIN. LENGTH: 20 M | 8.8 | M | 1 | Simatic | 0.135 | 0
6XV18603PH05 | SIMATIC NET, PROFIBUS ECOFAST HYBRID CABLE GP, 2XCU 0.64 MM, 4XCU 1.5 SQMM, CABLE PREASSEMBLED WITH ECOFAST CONNECTOR AND SOCKET, TRAILING TYPE, LENGTH 0.5 M | 61.7 | TEM | 1 | Simatic | 0.23 | 0
6XV18603PH10 | SIMATIC NET, PROFIBUS ECOFAST HYBRID CABLE GP, 2XCU 0.64 MM, 4XCU 1.5 SQMM, CABLE PREASSEMBLED WITH ECOFAST CONNECTOR AND SOCKET, TRAILING TYPE, LENGTH 1.0 M | 65.1 | TEM | 1 | Simatic | 0.29 | 0
6XV18603PH15 | SIMATIC NET, PROFIBUS ECOFAST HYBRID CABLE GP, 2XCU 0.64 MM, 4XCU 1.5 SQMM, CABLE PREASSEMBLED WITH ECOFAST CONNECTOR AND SOCKET, TRAILING TYPE, LENGTH 1.5 M | 67.2 | TEM | 1 | Simatic | 0.4 | 0
6XV18603PH30 | SIMATIC NET, PROFIBUS ECOFAST HYBRID CABLE GP, 2XCU 0.64 MM, 4XCU 1.5 SQMM, CABLE PREASSEMBLED WITH ECOFAST CONNECTOR AND SOCKET, TRAILING TYPE, LENGTH 3 M | 75.5 | TEM | 1 | Simatic | 0.75 | 0
6XV18603PH50 | SIMATIC NET, PROFIBUS ECOFAST HYBRID CABLE GP, 2XCU 0.64 MM, 4XCU 1.5 SQMM, CABLE PREASSEMBLED WITH ECOFAST CONNECTOR AND SOCKET, TRAILING TYPE, LENGTH 5 M | 87.7 | TEM | 1 | Simatic | 0.87 | 0
6XV18603PN10 | SIMATIC NET, PROFIBUS ECOFAST HYBRID CABLE GP, 2XCU 0.64 MM, 4XCU 1.5 SQMM, CABLE PREASSEMBLED WITH ECOFAST CONNECTOR AND SOCKET, TRAILING TYPE, LENGTH 10 M | 121 | TEM | 1 | Simatic | 1.64 | 0
6XV18603PN15 | SIMATIC NET, PROFIBUS ECOFAST HYBRID CABLE GP, 2XCU 0.64 MM, 4XCU 1.5 SQMM, CABLE PREASSEMBLED WITH ECOFAST CONNECTOR AND SOCKET, TRAILING TYPE, LENGTH 15 M | 153 | TEM | 1 | Simatic | 2.41 | 0
6XV18603PN20 | SIMATIC NET, PROFIBUS ECOFAST HYBRID CABLE GP, 2XCU 0.64 MM, 4XCU 1.5 SQMM, CABLE PREASSEMBLED WITH ECOFAST CONNECTOR AND SOCKET, TRAILING TYPE, LENGTH 20 M | 189 | TEM | 1 | Simatic | 3.18 | 0
6XV18612A | SIMATIC NET PCF STANDARD CABLE, (200/230), STANDARD CABLE, SPLITTABLE, UL APPROVED, W/O CONNECTORS, SOLD BY THE METER, MIN. ORDER LENGTH: 20M, MAX. LENGTH: 2000M | 6.5 | M | 1 | Simatic | 0.045 | 0
6XV18612C | SIMATIC NET PCF TRAILING CABLE, (200/230) TRAILING CABLE, SPLITTABLE, W/O CONNECT., SOLD BY THE METER MAX. LENGTH: 2000 M MIN. ORDER LENGTH: 20 M | 10.4 | M | 1 | Simatic | 0.085 | 0
6XV18612D | SIMATIC NET PCF TRAILING CABLE, GP (200/230), UL APPROVED, TRAILING CABLE, SPLITTABLE, W/O CONNECT., SOLD BY THE METER MAX. LENGTH: 2000 M, MIN. ORDER LENGTH: 20 M | 9.7 | M | 1 | Simatic | 0.085 | 0
6XV18613AN75 | SIMATIC NET PCF STANDARD CABLE, PREASSEMBLED WITH 2X2 BFOC CONNECTORS, INSERTION GUIDE, LENGTH 75 M | 604 | TEM | 1 | Simatic | 3.395 | 0
6XV18613AT10 | SIMATIC NET PCF STANDARD CABLE, PREASSEMBLED WITH 2X2 BFOC CONNECTORS, INSERTION GUIDE, LENGTH 100 M | 765 | TEM | 1 | Simatic | 4.52 | 0
6XV18613AT15 | SIMATIC NET PCF STANDARD CABLE, PREASSEMBLED WITH 2X2 BFOC CONNECTORS, INSERTION GUIDE, LENGTH 150 M | 1082 | TEM | 1 | Simatic | 6.77 | 0
6XV18613AT20 | SIMATIC NET PCF STANDARD CABLE, PREASSEMBLED WITH 2X2 BFOC CONNECTORS, INSERTION GUIDE, LENGTH 200 M | 1407 | TEM | 1 | Simatic | 9.02 | 0
6XV18613AT25 | SIMATIC NET PCF STANDARD CABLE, PREASSEMBLED WITH 2X2 BFOC CONNECTORS, INSERTION GUIDE, LENGTH 250 M | 1722 | TEM | 1 | Simatic | 11.27 | 0
6XV18613AT30 | SIMATIC NET PCF STANDARD CABLE, PREASSEMBLED WITH 2X2 BFOC CONNECTORS, INSERTION GUIDE, LENGTH 300 M | 2048 | TEM | 1 | Simatic | 13.52 | 0
6XV18613AT40 | SIMATIC NET PCF STANDARD CABLE, PREASSEMBLED WITH 2X2 BFOC CONNECTORS, INSERTION GUIDE, LENGTH 400 M | 2688 | TEM | 1 | Simatic | 18.02 | 0
6XV18613CN75 | SIMATIC NET PCF TRAILING CABLE, PREASSEMBLEWITH 2X2 BFOC CONNECTORS, INSERTION GUIDE, LENGTH 75 M | 895 | TEM | 1 | Simatic | 6.395 | 0
6XV18613CT10 | SIMATIC NET PCF TRAILING CABLE, PREASSEMBLE WITH 2X2 BFOC CONNECTORS, INSERTION GUIDE, LENGTH 100 M | 1145 | TEM | 1 | Simatic | 8.52 | 0
6XV18613CT15 | SIMATIC NET PCF TRAILING CABLE, PREASSEMBLED WITH 2X2 BFOC CONNECTORS, INSERTION GUIDE, LENGTH 150 M | 1680 | TEM | 1 | Simatic | 12.77 | 0
6XV18613CT20 | SIMATIC NET PCF TRAILING CABLE, PREASSEMBLED WITH 2X2 BFOC CONNECTORS, INSERTION GUIDE, LENGTH 200 M | 2226 | TEM | 1 | Simatic | 17.02 | 0
6XV18613CT25 | SIMATIC NET PCF TRAILING CABLE, PREASSEMBLED WITH 2X2 BFOC CONNECTORS, INSERTION GUIDE, LENGTH 250 M | 2741 | TEM | 1 | Simatic | 21.27 | 0
6XV18613CT30 | SIMATIC NET PCF TRAILING CABLE, PREASSEMBLED WITH 2X2 BFOC CONNECTORS, INSERTION GUIDE, LENGTH 300 M | 3266 | TEM | 1 | Simatic | 25.52 | 0
6XV18613CT40 | SIMATIC NET PCF TRAILING CABLE, PREASSEMBLED WITH 2X2 BFOC CONNECTORS, INSERTION GUIDE, LENGTH 400 M | 4316 | TEM | 1 | Simatic | 34.02 | 0
6XV18613DN75 | SIMATIC NET PCF TRAILING CABLE GP, PREASSEMBLED WITH 2X2 BFOC CONNECTORS, INSERTION GUIDE, LENGTH 75 M | 829 | TEM | 1 | Simatic | 6.395 | 0
6XV18613DT10 | SIMATIC NET PCF TRAILING CABLE GP, PREASSEMBLED WITH 2X2 BFOC CONNECTORS, INSERTION GUIDE, LENGTH 100 M | 1092 | TEM | 1 | Simatic | 8.52 | 0
6XV18613DT15 | SIMATIC NET PCF TRAILING CABLE GP, PREASSEMBLED WITH 2X2 BFOC CONNECTORS, INSERTION GUIDE, LENGTH 150 M | 1565 | TEM | 1 | Simatic | 12.77 | 0
6XV18613DT20 | SIMATIC NET PCF TRAILING CABLE GP, PREASSEMBLED WITH 2X2 BFOC CONNECTORS, INSERTION GUIDE, LENGTH 200 M | 2069 | TEM | 1 | Simatic | 17.02 | 0
6XV18613DT25 | SIMATIC NET PCF TRAILING CABLE GP, PREASSEMBLED WITH 2X2 BFOC CONNECTORS, INSERTION GUIDE, LENGTH 250 M | 2562 | TEM | 1 | Simatic | 21.27 | 0
6XV18613DT30 | SIMATIC NET PCF TRAILING CABLE GP, PREASSEMBLED WITH 2X2 BFOC CONNECTORS, INSERTION GUIDE, LENGTH 300 M | 3045 | TEM | 1 | Simatic | 25.52 | 0
6XV18613DT40 | SIMATIC NET PCF TRAILING CABLE GP, PREASSEMBLED WITH 2X2 BFOC CONNECTORS, INSERTION GUIDE, LENGTH 400 M | 4001 | TEM | 1 | Simatic | 34.02 | 0
6XV18617AN50 | SIMATIC NET PCF STANDARD CABLE, PREASSEMBLED WITH 2X2 SIMPLEX CONNECTORS, INSERTION GUIDE, LENGTH 50 M | 418 | TEM | 1 | Simatic | 2.27 | 0
6XV18617AN75 | SIMATIC NET PCF STANDARD CABLE, PREASSEMBLED WITH 2X2 SIMPLEX CONNECTORS, INSERTION GUIDE, LENGTH 75 M | 579 | TEM | 1 | Simatic | 3.395 | 0
6XV18617AT10 | SIMATIC NET PCF STANDARD CABLE, PREASSEMBLED WITH 2X2 SIMPLEX CONNECTORS, INSERTION GUIDE, LENGTH 100 M | 740 | TEM | 1 | Simatic | 10.6 | 0
6XV18617AT15 | SIMATIC NET PCF STANDARD CABLE, PREASSEMBLED WITH 2X2 SIMPLEX CONNECTORS, INSERTION GUIDE, LENGTH 150 M | 1061 | TEM | 1 | Simatic | 6.77 | 0
6XV18617AT20 | SIMATIC NET PCF STANDARD CABLE, PREASSEMBLED WITH 2X2 SIMPLEX CONNECTORS, INSERTION GUIDE, LENGTH 200 M | 1386 | TEM | 1 | Simatic | 9.02 | 0
6XV18617AT25 | SIMATIC NET PCF STANDARD CABLE, PREASSEMBLED WITH 2X2 SIMPLEX CONNECTORS, INSERTION GUIDE, LENGTH 250 M | 1701 | TEM | 1 | Simatic | 11.27 | 0
6XV18617AT30 | SIMATIC NET PCF STANDARD CABLE, PREASSEMBLED WITH 2X2 SIMPLEX CONNECTORS, INSERTION GUIDE, LENGTH 300 M | 2027 | TEM | 1 | Simatic | 13.52 | 0
6XV18617CN50 | SIMATIC NET PCF TRAILING CABLE, PREASSEMBLED WITH 2X2 SIMPLEX CONNECTORS, INSERTION GUIDE, LENGTH 50 M | 632 | TEM | 1 | Simatic | 4.27 | 0
6XV18617CN75 | SIMATIC NET PCF TRAILING CABLE, PREASSEMBLED WITH 2X2 SIMPLEX CONNECTORS, INSERTION GUIDE, LENGTH 75 M | 891 | TEM | 1 | Simatic | 6.395 | 0
6XV18617CT10 | SIMATIC NET PCF TRAILING CABLE, PREASSEMBLED WITH 2X2 SIMPLEX CONNECTORS, INSERTION GUIDE, LENGTH 100 M | 1155 | TEM | 1 | Simatic | 8.52 | 0
6XV18617CT15 | SIMATIC NET PCF TRAILING CABLE, PREASSEMBLED WITH 2X2 SIMPLEX CONNECTORS, INSERTION GUIDE, LENGTH 150 M | 1670 | TEM | 1 | Simatic | 12.77 | 0
6XV18617CT20 | SIMATIC NET PCF TRAILING CABLE, PREASSEMBLED WITH 2X2 SIMPLEX CONNECTORS, INSERTION GUIDE, LENGTH 200 M | 2195 | TEM | 1 | Simatic | 17.02 | 0
6XV18617CT25 | SIMATIC NET PCF TRAILING CABLE, PREASSEMBLED WITH 2X2 SIMPLEX CONNECTORS, INSERTION GUIDE, LENGTH 250 M | 2709 | TEM | 1 | Simatic | 21.27 | 0
6XV18617CT30 | SIMATIC NET PCF TRAILING CABLE, PREASSEMBLED WITH 2X2 SIMPLEX CONNECTORS, INSERTION GUIDE, LENGTH 300 M | 2940 | TEM | 1 | Simatic | 25.52 | 0
6XV18617DN50 | SIMATIC NET PCF TRAILING CABLE GP, PREASSEMBLED WITH 2X2 SIMPLEX CONNECTORS, INSERTION GUIDE, LENGTH 50 M | 500 | TEM | 1 | Simatic | 4.27 | 0
6XV18617DN75 | SIMATIC NET PCF TRAILING CABLE GP, PREASSEMBLED WITH 2X2 SIMPLEX CONNECTORS, INSERTION GUIDE, LENGTH 75 M | 846 | TEM | 1 | Simatic | 6.394 | 0
6XV18617DT10 | SIMATIC NET PCF TRAILING CABLE GP, PREASSEMBLED WITH 2X2 SIMPLEX CONNECTORS, INSERTION GUIDE, LENGTH 100 M | 1092 | TEM | 1 | Simatic | 8.52 | 0
6XV18617DT15 | SIMATIC NET PCF TRAILING CABLE GP, PREASSEMBLED WITH 2X2 SIMPLEX CONNECTORS, INSERTION GUIDE, LENGTH 150 M | 1586 | TEM | 1 | Simatic | 12.77 | 0
6XV18617DT20 | SIMATIC NET PCF TRAILING CABLE GP, PREASSEMBLED WITH 2X2 SIMPLEX CONNECTORS, INSERTION GUIDE, LENGTH 200 M | 2069 | TEM | 1 | Simatic | 17.02 | 0
6XV18617DT25 | SIMATIC NET PCF TRAILING CABLE GP, PREASSEMBLED WITH 2X2 SIMPLEX CONNECTORS, INSERTION GUIDE, LENGTH 250 M | 2562 | TEM | 1 | Simatic | 21.72 | 0
6XV18617DT30 | SIMATIC NET PCF TRAILING CABLE GP, PREASSEMBLED WITH 2X2 SIMPLEX CONNECTORS, INSERTION GUIDE, LENGTH 300 M | 3056 | TEM | 1 | Simatic | 25.52 | 0
6XV18702B | SIMATIC NET, IE FC FLEXIBLE CABLE, GP 2X2 (PROFINET TYP B) TP INSTALLATION CABLE W. FLEXIBLE CORES, PROFINET TYPE B, 4-WIRE, SHIELDED, CAT 5, SOLD BY THE M, MAX. CONSIGNMENT: 1000 M, MIN. ORDERING QUANTITY: 20 M | 2 | M | 1 | Simatic | 0.068 | 0
6XV18702D | SIMATIC NET, IE FC TRAILING CABLE GP 2X2 (PROFINET TYP C), TP INSTALLATION CABLE, F.FESTOONING; 4-WIRE,CAT. 5,SOLD BY THE METER(3 MIO BEND. CYCL.) MAX. CONSIGNMENT: 1000 M, MIN. ORDERING QUANTITY: 20 M | 3.6 | M | 1 | Simatic | 0.068 | 0
6XV18702E | SIMATIC NET, IE FC TP STANDARD CABLE 4X2, TP INSTALLATION CABLE, CAT6 F. CONNECTION TO FC RJ45 MODULAR OUTLET, AWG22 SOLD BY THE METER, MAX. CONSIGNMENT: 1000 M MIN. ORDER QUANTITY: 20 M | 3.1 | M | 1 | Simatic | 0.093 | 0
6XV18702F | SIMATIC NET, IE FC TORSION CABLE, 2X2 (PROFINET TYP C), TP INSTALLATION CABLE, 4-WIRE, FOR USE IN ENHANCED FLEXIBILITY APPLICATION (TORSION), SOLD BY THE METER MAX. CONSIGNMENT: 1000 M, MIN. ORDERING QUANTITY: 20 M | 6.5 | M | 1 | Simatic | 0.06 | 0
6XV18702J | SIMATIC NET, IE HYBRID CABLE 2X2 + 4X0.34, FLEXIBLE CABLE, 4X CU CAT5, SHIELDED (0.75MM) AND 4X CU(0.34SQMM) FOR IE FC MODULAR OUTLET FOR POWER INSERT AND IP67 HYBRID CONNECTOR, SOLD BY THE METER, MAX. CONSIGNMENT: 1000 M, MIN. ORDER LENGTH: 20 M | 5.2 | M | 1 | Simatic | 0.093 | 0
6XV18703QE50 | SIMATIC NET INDUSTRIAL ETHERNET TP CORD RJ45/RJ45, CAT 6A, TP CABLE 4X2, PREASSEMBLED W. W. 2 RJ45 CONNECTORS, L = 0.5 M | 17.5 | TEM | 1 | Simatic | 0.037 | 0
6XV18703QH10 | SIMATIC NET INDUSTRIAL ETHERNET TP CORD RJ45/RJ45, CAT 6A, TP CABLE 4X2, PREASSEMBLED W. W. 2 RJ45 CONNECTORS, L = 1 M | 18.5 | TEM | 1 | Simatic | 0.052 | 0
6XV18703QH20 | SIMATIC NET INDUSTRIAL ETHERNET TP CORD RJ45/RJ45, CAT 6A, TP CABLE 4X2, PREASSEMBLED W. W. 2 RJ45 CONNECTORS, L = 2 M | 20.8 | TEM | 1 | Simatic | 0.114 | 0
6XV18703QH30 | SIMATIC NET, IND. ETHERNET TP CORD RJ45/RJ45, CAT 6A, TP CABLE 4X2, PREASSEMBLED W/ 2 RJ45 CONNECTORS,LENGTH 3M | 22.7 | TEM | 1 | Simatic | 0.498 | 0
6XV18703QH40 | SIMATIC NET, IND. ETHERNET TP CORD RJ45/RJ45, CAT 6A, TP CABLE 4X2, PREASSEMBLED W/ 2 RJ45 CONNECTORS,LENGTH 4M | 24.8 | TEM | 1 | Simatic | 0.498 | 0
6XV18703QH60 | SIMATIC NET INDUSTRIAL ETHERNET TP CORD RJ45/RJ45, CAT 6A, TP CABLE 4X2, PREASSEMBLED W. W. 2 RJ45 CONNECTORS, L = 6 M | 28.4 | TEM | 1 | Simatic | 0.217 | 0
6XV18703QN10 | SIMATIC NET INDUSTRIAL ETHERNET TP CORD RJ45/RJ45, CAT 6A, TP CABLE 4X2, PREASSEMBLED W. W. 2 RJ45 CONNECTORS, L = 10 M | 36.2 | TEM | 1 | Simatic | 0.498 | 0
6XV18703QN15 | SIMATIC NET, IND. ETHERNET TP CORD RJ45/RJ45, CAT 6A, TP CABLE 4X2, PREASSEMBLED W/ 2 RJ45 CONNECTORS,LENGTH 15M | 46.7 | TEM | 1 | Simatic | 0.498 | 0
6XV18703QN20 | SIMATIC NET, IND. ETHERNET TP CORD RJ45/RJ45, CAT 6A, TP CABLE 4X2, PREASSEMBLED W/ 2 RJ45 CONNECTORS,LENGTH 20M | 57.2 | TEM | 1 | Simatic | 0.498 | 0
6XV18703QN25 | SIMATIC NET, IND. ETHERNET TP CORD RJ45/RJ45, CAT 6A, TP CABLE 4X2, PREASSEMBLED W/ 2 RJ45 CONNECTORS,LENGTH 25M | 67.7 | TEM | 1 | Simatic | 0.498 | 0
6XV18703QN30 | SIMATIC NET, IND. ETHERNET TP CORD RJ45/RJ45, CAT 6A, TP CABLE 4X2, PREASSEMBLED W/ 2 RJ45 CONNECTORS,LENGTH 30M | 78.2 | TEM | 1 | Simatic | 0.498 | 0
6XV18703QN35 | SIMATIC NET, IND. ETHERNET TP CORD RJ45/RJ45, CAT 6A, TP CABLE 4X2, PREASSEMBLED W/ 2 RJ45 CONNECTORS,LENGTH 35M | 88.7 | TEM | 1 | Simatic | 0.498 | 0
6XV18703QN40 | SIMATIC NET, IND. ETHERNET TP CORD RJ45/RJ45, CAT 6A, TP CABLE 4X2, PREASSEMBLED W/ 2 RJ45 CONNECTORS,LENGTH 40M | 99.2 | TEM | 1 | Simatic | 0.498 | 0
6XV18703QN45 | SIMATIC NET, IND. ETHERNET TP CORD RJ45/RJ45, CAT 6A, TP CABLE 4X2, PREASSEMBLED W/ 2 RJ45 CONNECTORS,LENGTH 45M | 110 | TEM | 1 | Simatic | 0.498 | 0
6XV18703QN50 | SIMATIC NET, IND. ETHERNET TP CORD RJ45/RJ45, CAT 6A, TP CABLE 4X2, PREASSEMBLED W/ 2 RJ45 CONNECTORS,LENGTH 50M | 120 | TEM | 1 | Simatic | 0.498 | 0
6XV18703RE50 | SIMATIC NET INDUSTRIAL ETHERNET TP XP CORD RJ45/RJ45, CAT 6A, CROSSED TP CABLE 4X2, PREASSEMBLED W. 2 RJ45 CONNECTORS, LENGTH 0.5 M | 17.5 | TEM | 1 | Simatic | 0.048 | 0
6XV18703RH10 | SIMATIC NET INDUSTRIAL ETHERNET TP XP CORD RJ45/RJ45, CAT 6A, CROSSED TP CABLE 4X2, PREASSEMBLED W. 2 RJ45 CONNECTORS, LENGTH 1 M | 18.5 | TEM | 1 | Simatic | 0.056 | 0
6XV18703RH20 | SIMATIC NET INDUSTRIAL ETHERNET TP XP CORD RJ45/RJ45, CAT 6A, CROSSED TP CABLE 4X2, PREASSEMBLED W. 2 RJ45 CONNECTORS, LENGTH 2 M | 20.8 | TEM | 1 | Simatic | 0.093 | 0
6XV18703RH60 | SIMATIC NET INDUSTRIAL ETHERNET TP XP CORD RJ45/RJ45, CAT 6A, CROSSED TP CABLE 4X2, PREASSEMBLED W. 2 RJ45 CONNECTORS, LENGTH 6 M | 28.4 | TEM | 1 | Simatic | 0.225 | 0
6XV18703RN10 | SIMATIC NET INDUSTRIAL ETHERNET TP XP CORD RJ45/RJ45, CAT 6A, CROSSED TP CABLE 4X2, PREASSEMBLED W. 2 RJ45 CONNECTORS, LENGTH 10 M | 36.2 | TEM | 1 | Simatic | 0.357 | 0
6XV18708AE30 | SIMATIC NET,IE CONNECTING CABLE M12-180/M12-180, PREASSEMBLED IE FC TRAILING CABLE GP, WITH 2 M12 CONNECTORS (D-CODED), LENGTH 0.3 M | 20.8 | TEM | 1 | Simatic | 0.06 | 0
6XV18708AE50 | SIMATIC NET,IE CONNECTING CABLE M12-180/M12-180, PREASSEMBLED IE FC TRAILING CABLE GP, WITH 2 M12 CONNECTORS (D-CODED) LENGTH 0.5 M | 21.9 | TEM | 1 | Simatic | 0.065 | 0
6XV18708AH10 | SIMATIC NET,IE CONNECTING CABLE M12-180/M12-180, PREASSEMBLED IE FC TRAILING CABLE GP, WITH 2 M12 CONNECTORS (D-CODED), LENGTH 1M | 24 | TEM | 1 | Simatic | 0.101 | 0
6XV18708AH15 | SIMATIC NET,IE CONNECTING CABLE M12-180/M12-180 PREASSEMBLED IE FC TRAILING CABLE GP, WITH 2 M12 CONNECTORS (D-CODED), LENGTH 1.5 M | 26.3 | TEM | 1 | Simatic | 0.15 | 0
6XV18708AH20 | SIMATIC NET,IE CONNECTING CABLE M12-180/M12-180, PREASSEMBLED IE FC TRAILING CABLE GP, WITH 2 M12 CONNECTORS (D-CODED), LENGTH 2.0 M | 28.4 | TEM | 1 | Simatic | 0.18 | 0
6XV18708AH30 | SIMATIC NET,IE CONNECTING CABLE M12-180/M12-180, PREASSEMBL. IE FC TRAILING CABLE GP, WITH 2 M12 CONNECTORS (D-CODED), LENGTH 3.0 M | 32.8 | TEM | 1 | Simatic | 0.25 | 0
6XV18708AH50 | SIMATIC NET,IE CONNECTING CABLE M12-180/M12-180 PREASSEMBLED IE FC TRAILING CABLE GP, WITH 2 M12 CONNECTORS (D-CODED), LENGTH 5.0 M | 41.6 | TEM | 1 | Simatic | 0.39 | 0
6XV18708AN10 | SIMATIC NET,IE CONNECTING CABLE M12-180/M12-180, PREASSEMBLED IE FC TRAILING CABLE GP, WITH 2 M12 CONNECTORS (D-CODED), LENGTH 10.0 M | 55.7 | TEM | 1 | Simatic | 0.74 | 0
6XV18708AN15 | SIMATIC NET,IE CONNECTING CABLE M12-180/M12-180, PREASSEMBLED IE FC TRAILING CABLE GP, WITH 2 M12 CONNECTORS (D-CODED) LENGTH 15.0 M | 73.2 | TEM | 1 | Simatic | 1.1 | 0
6XV18712F | SIMATIC NET, IE FC TP FRNC CABLE GP, TP-INSTALLATION CABLE FOR CONNECT. TO FC OUTLET RJ45, FOUR-CORE, SHIELDED, CAT 5, SOLD BY THE METER, MAX. CONSIGNMENT: 1000 M MIN. ORDERING QUANTITY: 20 M | 2.4 | M | 1 | Simatic | 0.066 | 0
6XV18712G | IE GROUND CABLE 2X2 GROUND CABLE 4-WIRE SHIELDED, SOLD BY THE METER MAX. CONSIGNMENT 1000 M MIN. ORDER QUANTITY: 20 M | 3.1 | M | 1 | Simatic | 0.085 | 0
6XV18712L | SIMATIC NET, IE FC TP FOOD CABLE GP 2X2, (PROFINET TYPE C) TP-INSTALLATION CABLE FOR USE IN FOOD AND BEVERAGE INDUSTRY, 4-WIRE CAT5E, SOLD BY THE METER, MAX. CONSEIGNMENT 1000 M, MIN. ORDER QUANTITY: 20 M | 3.1 | M | 1 | Simatic | 0.061 | 0
6XV18712S | SIMATIC NET, IE FC TP FESTOON CABLE 2X2 (PROFINET TYPE B), TP-INSTALLATION CABLE FOR FESTOON SUSPENSION, 4-WIRE CAT5E, SOLD BY THE M,MIN. 5 MIO BENDING CYCLES, CONSEIGNMENT MAX. 1000 M, MIN. ORDER QUANTITY 20 M | 4.5 | M | 1 | Simatic | 0.068 | 0
6XV18712T | IE TP TRAIN CABLE 2X2; CAT5 TP INSTALLATION CABLE F. TRAIN APPLICATIONS, FOR CONNECTION TO FC RJ45 PLUG 2X2, FC M12 PLUG PRO 2X2; TRAIN CERTIFIED, 4 WIRE,SHIELDED, BY THE METER, MAX. CONSIGNMENT 1000 M, MIN. ORDER QUANTITY 20 M | 6.6 | M | 1 | Simatic | 0.071 | 0
6XV18715BH10 | IE CONNECTING CABLE IE FC RJ45 PLUG-180/IE FC RJ45 PLUG-180; IE FC TRAILING CABLE GP PREASS. W. 2X IE FC RJ45 PLUG 180; LENGTH 1.0 M | 36.8 | TEM | 1 | Simatic | 0.12 | 0
6XV18715BH20 | IE CONNECTING CABLE IE FC RJ45 PLUG-180/IE FC RJ45 PLUG-180; IE FC TRAILING CABLE GP PREASS. W. 2X IE FC RJ45 PLUG 180; LENGTH 2.0 M | 42 | TEM | 1 | Simatic | 0.18 | 0
6XV18715BH30 | IE CONNECTING CABLE IE FC RJ45 PLUG-180/IE FC RJ45 PLUG-180; IE FC TRAILING CABLE GP PREASS. W. 2X IE FC RJ45 PLUG 180; LENGTH 3.0 M | 45.2 | TEM | 1 | Simatic | 0.24 | 0
6XV18715BH50 | IE CONNECTING CABLE IE FC RJ45 PLUG-180/IE FC RJ45 PLUG-180; IE FC TRAILING CABLE GP PREASS. W. 2X IE FC RJ45 PLUG 180; LENGTH 5.0 M | 51.5 | TEM | 1 | Simatic | 0.36 | 0
6XV18715BN10 | IE CONNECTING CABLE IE FC RJ45 PLUG-180/IE FC RJ45 PLUG-180; IE FC TRAILING CABLE GP PREASS. W. 2X IE FC RJ45 PLUG 180; LENGTH 10.0 M | 68.3 | TEM | 1 | Simatic | 0.66 | 0
6XV18715BN15 | IE CONNECTING CABLE IE FC RJ45 PLUG-180/IE FC RJ45 PLUG-180; IE FC TRAILING CABLE GP PREASS. W. 2X IE FC RJ45 PLUG 180; LENGTH 15.0 M | 85.1 | TEM | 1 | Simatic | 0.96 | 0
6XV18715BN20 | IE CONNECTING CABLE IE FC RJ45 PLUG-180/IE FC RJ45 PLUG-180; IE FC TRAILING CABLE GP PREASS. W. 2X IE FC RJ45 PLUG 180; LENGTH 20 M | 99.8 | TEM | 1 | Simatic | 1.26 | 0
6XV18715TH20 | IE CONNECTING CABLE M12-180/IE FC RJ45 PLUG-145; IE FC TRAILING CABLE GP PREASSEMBLED WITH M12 CONNECTOR (D-CODED) A. IE FC RJ45 PLUG; LENGTH 2.0 M | 43.7 | TEM | 1 | Simatic | 0.19 | 0
6XV18715TH30 | IE CONNECTING CABLE M12-180/IE FC RJ45 PLUG-145; IE FC TRAILING CABLE GP PREASSEMBLED WITH M12 CONNECTOR (D-CODED) A. IE FC RJ 45 PLUG LENGTH 3.0 M | 47.1 | TEM | 1 | Simatic | 0.26 | 0
6XV18715TH50 | IE CONNECTING CABLE M12-180/IE FC RJ45 PLUG-145; IE FC TRAILING CABLE GP PREASSEMBLED WITH M12 CONNECTOR (D-CODED) A. IE FC RJ 45 PLUG; LENGTH 5.0 M | 53.6 | TEM | 1 | Simatic | 0.4 | 0
6XV18715TN10 | IE CONNECTING CABLE M12-180/IE FC RJ45 PLUG-145; IE FC TRAILING CABLE GP PREASSEMBLED WITH M12 CONNECTOR (D-CODED) A. IE FC RJ 45 PLUG; LENGTH 10.0 M | 71 | TEM | 1 | Simatic | 0.75 | 0
6XV18715TN15 | IE CONNECTING CABLE M12-180/IE FC RJ45 PLUG-145; IE FC TRAILING CABLE GP PREASSEMBLED WITH M12 CONNECTOR (D-CODED) A. IE FC RJ 45 PLUG; LENGTH 15.0 M | 88.6 | TEM | 1 | Simatic | 1.11 | 0
6XV18732A | SIMATIC NET FO STANDARD CABLE GP(50/125), STANDARD CABLE CAN BE SECTIONALIZED, UL APPROVAL, MAX. LENGTH: 1000 M MIN. ORDER LENGTH: 20 M SOLD BY THE METER | 3.8 | M | 1 | Simatic | 0.031 | 0
6XV18732B | SIMATIC NET FO FRNC CABLE (50/125/OM2), CABLE FREE OF HALOGEN, SPLITTABLE, FOR FIXED INSTALLATION,MAX. LENGTH 1000 M MIN. ORDER QUANTITY 20 M SOLD BY THE METER, | 4.9 | M | 1 | Simatic | 0.052 | 0
6XV18732C | SIMATIC NET FO TRAILING CABLE, (50/125), TRAILING CABLE, SPLITTABLE, W/O CONNECT., SOLD BY THE METER MAX. LENGTH: 1000 M MIN. ORDER LENGTH: 20 M | 9.5 | M | 1 | Simatic | 0.09 | 0
6XV18732D | SIMATIC NET FO TRAILING CABLE, GP (50/125), UL APPROVED, TRAILING CABLE, SPLITTABLE, W/O CONNECT., SOLD BY THE METER MAX. LENGTH: 1000 M MIN. ORDER LENGTH: 20 M | 8.8 | M | 1 | Simatic | 0.09 | 0
6XV18732E | SIMATIC NET FO FRNC CABLE, (50/ 125/OM4), HALOGEN-FREE CABLE, SEPARABLE, FOR FIXED IN- STALLATION, MAX. LENGTH 1000 M MIN. ORDER LENGTH 20 M SOLD BY THE METER | 7.1 | M | 1 | Simatic | 0.085 | 0
6XV18732G | SIMATIC NET FO GROUND CABLE, (50/125),OUTDOOR CABLE W. PROT. AGAINST RODENTS, SPLITTABLE, W/O CONNECT., SOLD BY THE METER MIN. ORDER LENGTH: 20 M, MAX. LENGTH: 2000 M | 6.2 | M | 1 | Simatic | 0.09 | 0
6XV18732R | MM FO ROBUST CABLE GP (2G50/125); CABLE FOR INDOOR AND OUTDOOR WITH PROTECTION AGAIST RODENTS, SPLITTABLE, W/O CONNECTOR, SOLD BY THE M MIN. ORDER QUANTITY: 20 M, MAX. LENGTH 2000 M | 6 | M | 1 | Simatic | 0.08 | 0
6XV18733AH05 | SIMATIC NET FO STANDARD CABLE 50/125, PREASSEMBLED WITH 2X2 BFOC CONNECTORS, LENGTH 0.5 M | 55.7 | TEM | 1 | Simatic | 0.04 | 0
6XV18733AH10 | SIMATIC NET FO STANDARD CABLE 50/125, PREASSEMBLED WITH 2X2 BFOC CONNECTORS, LENGTH 1.0 M | 56.9 | TEM | 1 | Simatic | 0.06 | 0
6XV18733AH20 | SIMATIC NET FO STANDARD CABLE 50/125, PREASSEMBLED WITH 2X2 BFOC CONNECTORS, LENGTH 2.0 M | 60.1 | TEM | 1 | Simatic | 0.1 | 0
6XV18733AH30 | SIMATIC NET FO STANDARD CABLE 50/125, PREASSEMBLED WITH 2X2 BFOC CONNECTORS, LENGTH 3.0 M | 62.3 | TEM | 1 | Simatic | 0.14 | 0
6XV18733AH50 | SIMATIC NET FO STANDARD CABLE 50/125, PREASSEMBLED WITH 2X2 BFOC CONNECTORS, LENGTH 5.0 M | 68.9 | TEM | 1 | Simatic | 0.22 | 0
6XV18733AN10 | SIMATIC NET FO STANDARD CABLE 50/125, PREASSEMBLED WITH 2X2 BFOC CONNECTORS, LENGTH 10 M | 81.9 | TEM | 1 | Simatic | 0.42 | 0
6XV18733AN15 | SIMATIC NET FO STANDARD CABLE 50/125, PREASSEMBLED WITH 2X2 BFOC CONNECTORS, LENGTH 15 M | 99.5 | TEM | 1 | Simatic | 0.62 | 0
6XV18733AN20 | SIMATIC NET FO STANDARD CABLE 50/125, PREASSEMBLED WITH 2X2 BFOC CONNECTORS, LENGTH 20 M | 121 | TEM | 1 | Simatic | 0.82 | 0
6XV18733AN30 | SIMATIC NET FO STANDARD CABLE 50/125, PREASSEMBLED WITH 2X2 BFOC CONNECTORS, LENGTH 30 M | 165 | TEM | 1 | Simatic | 1 | 0
6XV18733AN40 | SIMATIC NET FO STANDARD CABLE 50/125, PREASSEMBLED WITH 2X2 BFOC CONNECTORS, LENGTH 40 M | 200 | TEM | 1 | Simatic | 1.62 | 0
6XV18733AN50 | SIMATIC NET FO STANDARD CABLE 50/125, PREASSEMBLED WITH 2X2 BFOC CONNECTORS, INSERTION GUIDE, LENGTH 50 M | 257 | TEM | 1 | Simatic | 2.02 | 0
6XV18733AN80 | SIMATIC NET FO STANDARD CABLE 50/125, PREASSEMBLED WITH 2X2 BFOC CONNECTORS, INSERTION GUIDE, LENGTH 80 M | 370 | TEM | 1 | Simatic | 3.22 | 0
6XV18733AT10 | SIMATIC NET FO STANDARD CABLE 50/125, PREASSEMBLED WITH 2X2 BFOC CONNECTORS, INSERTION GUIDE, LENGTH 100 M | 431 | TEM | 1 | Simatic | 4.02 | 0
6XV18733AT15 | SIMATIC NET FO STANDARD CABLE 50/125, PREASSEMBLED WITH 2X2 BFOC CONNECTORS, INSERTION GUIDE, LENGTH 150 M | 637 | TEM | 1 | Simatic | 6.02 | 0
6XV18733AT20 | SIMATIC NET FO STANDARD CABLE 50/125, PREASSEMBLED WITH 2X2 BFOC CONNECTORS, INSERTION GUIDE, LENGTH 200 M | 816 | TEM | 1 | Simatic | 8.02 | 0
6XV18733AT30 | SIMATIC NET FO STANDARD CABLE 50/125, PREASSEMBLED WITH 2X2 BFOC CONNECTORS, INSERTION GUIDE, LENGTH 300 M | 1197 | TEM | 1 | Simatic | 12.02 | 0
6XV18733CH30 | SIMATIC NET FO TRAILING CABLE 50/125, PREASSEMBLED WITH 2X2 BFOC CONNECTORS, LENGTH 3.0 M | 88.6 | TEM | 1 | Simatic | 0.29 | 0
6XV18733CH50 | SIMATIC NET FO TRAILING CABLE 50/125, PREASSEMBLED WITH 2X2 BFOC CONNECTORS, LENGTH 5.0 M | 108 | TEM | 1 | Simatic | 0.47 | 0
6XV18733CN10 | SIMATIC NET FO TRAILING CABLE 50/125, PREASSEMBLED WITH 2X2 BFOC CONNECTORS, LENGTH 10 M | 147 | TEM | 1 | Simatic | 0.92 | 0
6XV18733CN20 | SIMATIC NET FO TRAILING CABLE 50/125, PREASSEMBLED WITH 2X2 BFOC CONNECTORS, LENGTH 20 M | 244 | TEM | 1 | Simatic | 1.82 | 0
6XV18733CN50 | SIMATIC NET FO TRAILING CABLE 50/125, PREASSEMBLED WITH 2X2 BFOC CONNECTORS, INSERTION GUIDE, LENGTH 50 M | 539 | TEM | 1 | Simatic | 4.52 | 0
6XV18733CT10 | SIMATIC NET FO TRAILING CABLE 50/125, PREASSEMBLED WITH 2X2 BFOC CONNECTORS, INSERTION GUIDE, LENGTH 100 M | 1012 | TEM | 1 | Simatic | 9.02 | 0
6XV18733DH30 | SIMATIC NET FO TRAILING CABLE GP 50/125, PREASSEMBLED WITH 2X2 BFOC CONNECTORS, LENGTH 3.0 M | 89.6 | TEM | 1 | Simatic | 0.29 | 0
6XV18733DH50 | SIMATIC NET FO TRAILING CABLE GP 50/125, PREASSEMBLED WITH 2X2 BFOC CONNECTORS, LENGTH 5 M | 104 | TEM | 1 | Simatic | 0.47 | 0
6XV18733DN10 | SIMATIC NET FO TRAILING CABLE GP 50/125, PREASSEMBLED WITH 2X2 BFOC CONNECTORS, LENGTH 10 M | 145 | TEM | 1 | Simatic | 0.92 | 0
6XV18733DN20 | SIMATIC NET FO TRAILING CABLE GP 50/125, PREASSEMBLED WITH 2X2 BFOC CONNECTORS, LENGTH 20 M | 237 | TEM | 1 | Simatic | 1.82 | 0
6XV18733DN50 | SIMATIC NET FO TRAILING CABLE GP 50/125, PREASSEMBLED WITH 2X2 BFOC CONNECTORS, INSERTION GUIDE, LENGTH 50 M | 233 | TEM | 1 | Simatic | 4.52 | 0
6XV18733DT10 | SIMATIC NET FO TRAILING CABLE GP 50/125, PREASSEMBLED WITH 2X2 BFOC CONNECTORS, INSERTION GUIDE, LENGTH 100 M | 952 | TEM | 1 | Simatic | 9.02 | 0
6XV18733GT10 | SIMATIC NET FO GROUND CABLE 50/ 125, PREASSEMBLED WITH 2X2 BFOC CONNECTORS, INSERTION GUIDE, LENGTH 100 M | 717 | TEM | 1 | Simatic | 9.02 | 0
6XV18733GT20 | SIMATIC NET FO GROUND CABLE 50/ 125, PREASSEMBLED WITH 2X2 BFOC CONNECTORS, INSERTION GUIDE, LENGTH 200 M | 1323 | TEM | 1 | Simatic | 18.02 | 0
6XV18733GT30 | SIMATIC NET FO GROUND CABLE 50/ 125, PREASSEMBLED WITH 2X2 BFOC CONNECTORS, INSERTION GUIDE, LENGTH 300 M | 1932 | TEM | 1 | Simatic | 27.02 | 0
6XV18735RH10 | SIMATIC NET FO ROBUST CABLE GP 50/125, PREASSEMBLED WITH 2 X LC DUPLEX CONNECTORS, LENGTH 1,0 M | 69.3 | TEM | 1 | Simatic | 0.06 | 0
6XV18735RH20 | SIMATIC NET FO ROBUST CABLE GP 50/125, PREASSEMBLED WITH 2 X LC DUPLEX CONNECTORS, LENGTH 2,0 M | 75.6 | TEM | 1 | Simatic | 0.12 | 0
6XV18735RH30 | SIMATIC NET FO ROBUST CABLE GP 50/125, PREASSEMBLED WITH 2 X LC DUPLEX CONNECTORS, LENGTH 3,0 M | 81.9 | TEM | 1 | Simatic | 0.18 | 0
6XV18735RN10 | SIMATIC NET FO ROBUST CABLE GP 50/125, PREASSEMBLED WITH 2 X LC DUPLEX CONNECTORS, LENGTH 10 M | 126 | TEM | 1 | Simatic | 0.6 | 0
6XV18735RN30 | SIMATIC NET FO ROBUST CABLE GP 50/125, PREASSEMBLED WITH 2 X LC DUPLEX CONNECTORS, LENGTH 30 M | 252 | TEM | 1 | Simatic | 1.8 | 0
6XV18735RN50 | SIMATIC NET FO ROBUST CABLE GP 50/125, PREASSEMBLED WITH 2 X LC DUPLEX CONNECTORS, LENGTH 50 M | 378 | TEM | 1 | Simatic | 3 | 0
6XV18735RT10 | SIMATIC NET FO ROBUST CABLE GP 50/125, PREASSEMBLED WITH 2 X LC DUPLEX CONNECTORS, LENGTH 100 M | 693 | TEM | 1 | Simatic | 6 | 0
6XV18735RT15 | SIMATIC NET FO ROBUST CABLE GP 50/125, PREASSEMBLED WITH 2 X LC DUPLEX CONNECTORS, LENGTH 150 M | 1008 | TEM | 1 | Simatic | 9 | 0
6XV18736AH05 | SIMATIC NET FO STANDARD CABLE GP (50/125), PREASSEMBLED WITH 2X2 SC CONNECTORS, LENGTH 0.5 M | 60.1 | TEM | 1 | Simatic | 0.08 | 0
6XV18736AH10 | SIMATIC NET FO STANDARD CABLE GP (50/125), PREASSEMBLED WITH 2X2 SC CONNECTORS, LENGTH 1.0 M | 63.5 | TEM | 1 | Simatic | 0.09 | 0
6XV18736AH20 | SIMATIC NET FO STANDARD CABLE GP (50/125), PREASSEMBLED WITH 2X2 SC CONNECTORS, LENGTH 2.0 M | 66.6 | TEM | 1 | Simatic | 0.12 | 0
6XV18736AH30 | SIMATIC NET FO STANDARD CABLE GP (50/125), PREASSEMBLED WITH 2X2 SC CONNECTORS, LENGTH 3.0 M | 68.9 | TEM | 1 | Simatic | 0.16 | 0
6XV18736AH50 | SIMATIC NET FO STANDARD CABLE GP (50/125), PREASSEMBLED WITH 2X2 SC CONNECTORS, LENGTH 5.0 M | 74.4 | TEM | 1 | Simatic | 0.24 | 0
6XV18736AN10 | SIMATIC NET FO STANDARD CABLE GP (50/125), PREASSEMBLED WITH 2X2 SC CONNECTORS, LENGTH 10 M | 88.6 | TEM | 1 | Simatic | 0.44 | 0
6XV18736AN15 | SIMATIC NET FO STANDARD CABLE GP (50/125), PREASSEMBLED WITH 2X2SC CONNECTORS, LENGTH 15 M | 105 | TEM | 1 | Simatic | 0.64 | 0
6XV18736AN20 | SIMATIC NET FO STANDARD CABLE GP (50/125), PREASSEMBLED WITH 2X2 SC CONNECTORS, LENGTH 20 M | 128 | TEM | 1 | Simatic | 0.84 | 0
6XV18736AN30 | SIMATIC NET FO STANDARD CABLE GP (50/125), PREASSEMBLED WITH 2X2 SC CONNECTORS, LENGTH 30 M | 173 | TEM | 1 | Simatic | 1.24 | 0
6XV18736AN40 | SIMATIC NET FO STANDARD CABLE GP (50/125), PREASSEMBLED WITH 2X2 SC CONNECTORS, LENGTH 40 M | 206 | TEM | 1 | Simatic | 1.64 | 0
6XV18736AN50 | SIMATIC NET FO STANDARD CABLE GP (50/125), PREASSEMBLED WITH 2X2 SC CONNECTORS, INSERTION GUIDE, LENGTH 50 M | 254 | TEM | 1 | Simatic | 1.74 | 0
6XV18736AN80 | SIMATIC NET FO STANDARD CABLE GP (50/125), PREASSEMBLED WITH 2X2 SC CONNECTORS, INSERTION GUIDE, LENGTH 80 M | 366 | TEM | 1 | Simatic | 3.24 | 0
6XV18736AT10 | SIMATIC NET FO STANDARD CABLE GP (50/125), PREASSEMBLED WITH 2X2 SC CONNECTORS, INSERTION GUIDE, LENGTH 100 M | 427 | TEM | 1 | Simatic | 4.04 | 0
6XV18736AT15 | SIMATIC NET FO STANDARD CABLE GP (50/125), PREASSEMBLED WITH 2X2 SC CONNECTORS, INSERTION GUIDE, LENGTH 150 M | 633 | TEM | 1 | Simatic | 6.04 | 0
6XV18736AT20 | SIMATIC NET FO STANDARD CABLE GP (50/125), PREASSEMBLED WITH 2X2 SC CONNECTORS, INSERTION GUIDE, LENGTH 200 M | 813 | TEM | 1 | Simatic | 8.04 | 0
6XV18736AT30 | SIMATIC NET FO STANDARD CABLE GP (50/125), PREASSEMBLED WITH 2X2 SC CONNECTORS, INSERTION GUIDE, LENGTH 300 M | 1197 | TEM | 1 | Simatic | 12.04 | 0
6XV18736CH30 | SIMATIC NET FO TRAILING CABLE 50/125, PREASSEMBLED WITH 2X2 SC CONNECTORS, LENGTH 3 M | 108 | TEM | 1 | Simatic | 0.29 | 0
6XV18736CH50 | SIMATIC NET FO TRAILING CABLE 50/125, PREASSEMBLED WITH 2X2 SC CONNECTORS, LENGTH 5 M | 122 | TEM | 1 | Simatic | 0.47 | 0
6XV18736CN10 | SIMATIC NET FO TRAILING CABLE 50/125, PREASSEMBLED WITH 2X2 SC CONNECTORS, LENGTH 10 M | 161 | TEM | 1 | Simatic | 0.92 | 0
6XV18736CN20 | SIMATIC NET FO TRAILING CABLE 50/125, PREASSEMBLED WITH 2X2 SC CONNECTORS, LENGTH 20 M | 261 | TEM | 1 | Simatic | 1.82 | 0
6XV18736CN50 | SIMATIC NET FO TRAILING CABLE 50/125, PREASSEMBLED WITH 2X2 SC CONNECTORS, INSERTION GUIDE, LENGTH 50 M | 558 | TEM | 1 | Simatic | 4.52 | 0
6XV18736CT10 | SIMATIC NET FO TRAILING CABLE 50/125, PREASSEMBLED WITH 2X2 SC CONNECTORS, INSERTION GUIDE, LENGTH 100 M | 1032 | TEM | 1 | Simatic | 9.02 | 0
6XV18736DH30 | SIMATIC NET FO TRAILING CABLE GP 50/125, PREASSEMBLED WITH 2X2 SC CONNECTORS, LENGTH 3 M | 98.3 | TEM | 1 | Simatic | 0.29 | 0
6XV18736DH50 | SIMATIC NET FO TRAILING CABLE GP 50/125, PREASSEMBLED WITH 2X2 SC CONNECTORS, LENGTH 5 M | 113 | TEM | 1 | Simatic | 0.47 | 0
6XV18736DN10 | SIMATIC NET FO TRAILING CABLE GP 50/125, PREASSEMBLED WITH 2X2 SC CONNECTORS, LENGTH 10 M | 146 | TEM | 1 | Simatic | 0.92 | 0
6XV18736DN20 | SIMATIC NET FO TRAILING CABLE GP 50/125, PREASSEMBLED WITH 2X2 SC CONNECTORS, LENGTH 20 M | 238 | TEM | 1 | Simatic | 1.82 | 0
6XV18736DN50 | SIMATIC NET FO TRAILING CABLE GP 50/125, PREASSEMBLED WITH 2X2 SC CONNECTORS, INSERTION GUIDE, LENGTH 50 M | 524 | TEM | 1 | Simatic | 4.52 | 0
6XV18736DT10 | SIMATIC NET FO TRAILING CABLE GP 50/125, PREASSEMBLED WITH 2X2 SC CONNECTORS, INSERTION GUIDE, LENGTH 100 M | 957 | TEM | 1 | Simatic | 9.02 | 0
6XV18736GT10 | SIMATIC NET FO GROUND CABLE 50/ 125, PREASSEMBLED WITH 2X2 SC CONNECTORS, INSERTION GUIDE, LENGTH 100 M | 734 | TEM | 1 | Simatic | 9.02 | 0
6XV18736GT20 | SIMATIC NET FO GROUND CABLE 50/ 125, PREASSEMBLED WITH 2X2 SC CONNECTORS, INSERTION GUIDE, LENGTH 200 M | 1344 | TEM | 1 | Simatic | 18.02 | 0
6XV18736GT30 | SIMATIC NET FO GROUND CABLE 50/ 125, PREASSEMBLED WITH 2X2 SC CONNECTORS, INSERTION GUIDE, LENGTH 300 M | 1953 | TEM | 1 | Simatic | 27.02 | 0
6XV18742A | SIMATIC NET, POF STANDARD CABLE GP 980/1000, PROFINET, STANDARD CABLE, SOLD BY THE METER MIN. LENGTH: 20 M MAX. LENGTH: 500 M | 4.3 | M | 1 | Simatic | 0.065 | 0
6XV18742B | SIMATIC NET, POF TRAILING CABLE 980/1000, PROFINET,TRAILING CABLE, SOLD BY THE METER MIN. LENGTH ORDERED: 20 M MAX. LENGTH 500 M | 7.4 | M | 1 | Simatic | 0.055 | 0
6XV18752A | SIMATIC NET,IWLAN RCOAX CABLE PE 1/2'' 2.4GHZ LONG DISTANCE -40 DEGR C/+85 DEGR C SUN RESIST., SOLD BY THE METER MINIMUM ORDER AMOUNT 20M DELIVERY: MAX. 500 M | 15.4 | M | 1 | Simatic | 0.245 | 0
6XV18752D | SIMATIC NET, IWLAN RCOAX CABLE PE 1/2" 5GHZ SHORT DISTANCE -40 DGR C/+85 DGR C SUN RESIST. SOLD BY THE METER MIN. ORDERING QUANTITY: 20 M DELIVERY: MAX. 500 M | 17.7 | M | 1 | Simatic | 0.245 | 0
6XV18755AH10 | SIMATIC NET N-CONNECT MALE/ MALE FLEXIBLE CONNECTION CABLE PRE-ASSEMBLED; LENGTH 1M; FLEXIBLE CONNECTION CABLE E. G. FOR 2 RCOAX SEGMENTS | 36 | TEM | 1 | Simatic | 0.141 | 0
6XV18755AH20 | SIMATIC NET N-CONNECT MALE/MALE FLEXIBLE CONNECTION CABLE PREASSEMBLED; LENGTH 2M FLEXIBLE CONNECTION CABLE E. G. FOR 2 RCOAX SEGMENTS | 42.5 | TEM | 1 | Simatic | 0.221 | 0
6XV18755AH50 | SIMATIC NET N-CONNECT MALE/ MALE FELXIBLE CONNECTION CABLE PRE-ASSEMBLED; LENGTH 5M FLEXIBLE CONNECTION CABLE E. G. FOR 2 RCOAX SEGMENTS | 52.9 | TEM | 1 | Simatic | 0.44 | 0
6XV18755AN10 | SIMATIC NET N-CONNECT MALE/ MALE FLEXIBLE CONNECTION CABLE PREASSEMBLED; LENGTH 10M FLEXIBLE CONNECTION CABLE E. G. FOR 2 RCOAX SEGMENTS | 71.3 | TEM | 1 | Simatic | 0.82 | 0
6XV18755CE30 | SIMATIC NET N-CONNECT/ R-SMA MAEL/MALE FLEXIBLE CONNECTION CABLE PREASSEMBLED LENGTH 0.3M FLEXIBLE CONNECT. CABLE ACCESSPOINT - ANTENNA (RCOAX AND OTHERS) | 36.9 | TEM | 1 | Simatic | 0.11 | 0
6XV18755CH10 | SIMATIC NET N-CONNECT/ R-SMA MALE/MALE FLEXIBLE CONNECTION CABLE PRE-ASSEMBLED, LENGTH 1M FLEXIBLE CONNECTION CABLE ACCESSPOINT - ANTENNA (RCOAX AND OTHERS) | 39.6 | TEM | 1 | Simatic | 0.12 | 0
6XV18755CH20 | SIMATIC NET N-CONNECT/ R-SMA MALE/MALE FLEXIBLE CONNECTION CABLE PREASSEMBLED, LENGTH 2M FLEXIBLE CONNECTION CABLE ACCESSPOINT - ANTENNA (RCOAX AND OTHERS) | 42.5 | TEM | 1 | Simatic | 0.2 | 0
6XV18755CH50 | SIMATIC NET N-CONNECT/ R-SMA MALE/MALE FLEXIBLE CONNECTION CABLE PRE-ASSEMBLED, LENGTH 5M FLEXIBLE CONNECTION CABLE ACCESSPOINT - ANTENNA (RCOAX AND OTHERS) | 53.6 | TEM | 1 | Simatic | 0.5 | 0
6XV18755CN10 | SIMATIC NET N-CONNECT/ R-SMA MALE/MALE FLEXIBLE CONNECTION CABLE PREASSEMBLED, LENGTH 10M FLEXIBLE CONNECTION CABLE ACCESSPOINT - ANTENNA (RCOAX AND OTHERS) | 71.3 | TEM | 1 | Simatic | 0.826 | 0
6XV18755DE30 | SIMATIC NET, IWLAN R-SMA/SMA MALE/MALE FLEXIBLE CONNECTION CABLE PREASSEMBLED, LENGTH 0.30M FLEXIBLE CONNECTION CABLE FOR COMPONENTS WITH R-SMA AND SMA CONNECTION | 36.2 | TEM | 1 | Simatic | 0.04 | 0
6XV18755DH20 | SIMATIC NET, IWLAN R-SMA/ SMA MALE/MALE FLEXIBLE CONNECTION CABLE PREASSEMBLED, LENGTH 2M FLEXIBLE CONNECTION CABLE FOR COMPONENTS WITH R-SMA AND SMA CONNECTION | 42.5 | TEM | 1 | Simatic | 0.2 | 0
6XV18755JH10 | SIMATIC NET QMA / N-CONNECT. MALE/FEMALE FLEXIBLE CONNECTION CABLE PREASSEMBLED, LENGTH 1M; FLEXIBLE ADAPTER CABLE FROM ANTENNA WITH QMA-SOCKET TO ANTENNA CONNECT. CABLE; SCOPE OF SUPPLY: 3 PCS. | 116 | ΠΑΚ | 1 | Simatic | 0.36 | 0
6XV18755LE30 | SIMATIC NET N-CONNECT/SMA MALE/ MALE FLEXIBLE CONNECTION CABLE PREASSEMBLED, LENGTH 0.3M, FLEXIBLE CONNECTION CABLE SCALANCE M - ANTENNA | 36.9 | TEM | 1 | Simatic | 0.11 | 0
6XV18755LH10 | SIMATIC NET N-CONNECT/SMA MALE/ MALE FLEXIBLE CONNECTION CABLE PREASSEMBLED, LENGTH 1M, FLEXIBLE CONNECTION CABLE SCALANCE M - ANTENNA | 39.6 | TEM | 1 | Simatic | 0.12 | 0
6XV18755LH20 | SIMATIC NET N-CONNECT/SMA MALE/ MALE FLEXIBLE CONNECTION CABLE PREASSEMBLED, LENGTH 2M, FLEXIBLE CONNECTION CABLE SCALANCE M - ANTENNA | 42.5 | TEM | 1 | Simatic | 0.2 | 0
6XV18755LH50 | SIMATIC NET N-CONNECT/SMA MALE/ MALE FLEXIBLE CONNECTION CABLE PREASSEMBLED, LENGTH 5M, FLEXIBLE CONNECTION CABLE SCALANCE M - ANTENNA | 53.6 | TEM | 1 | Simatic | 0.4 | 0
6XV18755SH10 | SIMATIC NET N-CONNECT MALE/MALE FLEXIBLE CONNECTION CABLE PREASSEMBLED; WITH RAILWAY CERTIFICAT.; LENGTH 1M; FLEXIBLE CONNECTION CABLE E.G. FOR ANTENNA - LIGHTNING PROTECTOR | 52.5 | TEM | 1 | Simatic | 0.14 | 0
6XV18755SH20 | SIMATIC NET N-CONNECT MALE/MALE FLEXIBLE CONNECTION CABLE PREASSEMBLED; WITH RAILWAY CERTIFICAT.; LENGTH 2M; FLEXIBLE CONNECTION CABLE E.G. FOR ANTENNA - LIGHTNING PROTECTOR | 63 | TEM | 1 | Simatic | 0.22 | 0
6XV18755SH50 | SIMATIC NET N-CONNECT MALE/MALE FLEXIBLE CONNECTION CABLE PREASSEMBLED; WITH RAILWAY CERTIFICAT.; LENGTH 5M; FLEXIBLE CONNECTION CABLE E.G. FOR ANTENNA - LIGHTNING PROTECTOR | 89.3 | TEM | 1 | Simatic | 0.52 | 0
6XV18755TH10 | SIMATIC NET N-CONNECT/ R-SMA MALE/MALE FLEXIBLE CONNECTION CABLE PREASSEMBLED, WITH RAILWAY CERTIFICAT., LENGTH 1M FLEXIBLE CONNECTION CABLE E.G. FOR ACCESSPOINT - ANTENNA | 52.5 | TEM | 1 | Simatic | 0.14 | 0
6XV18755TH20 | SIMATIC NET N-CONNECT/ R-SMA MALE/MALE FLEXIBLE CONNECTION CABLE PREASSEMBLED, WITH RAILWAY CERTIFICAT., LENGTH 2M FLEXIBLE CONNECTION CABLE E.G. FOR ACCESSPOINT - ANTENNA | 63 | TEM | 1 | Simatic | 0.22 | 0
6XV18755TH50 | SIMATIC NET N-CONNECT/ R-SMA MALE/MALE FLEXIBLE CONNECTION CABLE PREASSEMBLED, WITH RAILWAY CERTIFICAT., LENGTH 5M FLEXIBLE CONNECTION CABLE E.G. FOR ACCESSPOINT - ANTENNA | 89.3 | TEM | 1 | Simatic | 0.4 | 0
6XV18755UH10 | SIMATIC NET N-CONNECT/ SMA MALE/MALE FLEXIBLE CONNECTION CABLE PREASSEMBLED, WITH RAILWAY CERTIFICAT., LENGTH 1M FLEXIBLE CONNECTION CABLE E.G. FOR SCALANCE M - ANTENNA | 52.5 | TEM | 1 | Simatic | 0.12 | 0
6XV18755UH20 | SIMATIC NET N-CONNECT/ SMA MALE/MALE FLEXIBLE CONNECTION CABLE PREASSEMBLED, WITH RAILWAY CERTIFICAT., LENGTH 2M FLEXIBLE CONNECTION CABLE E.G. FOR SCALANCE M - ANTENNA | 63 | TEM | 1 | Simatic | 0.2 | 0
6XV18755UH50 | SIMATIC NET CABLE N / R-SMA RAILWAY 5MSIMATIC NET N-CONNECT/ SMA MALE/MALE FLEXIBLE CONNECTION CABLE PREASSEMBLED, WITH RAILWAY CERTIFICAT., LENGTH 5M FLEXIBLE CONNECTION CABLE E.G. FOR ACCESSPOINT - ANTENNA | 89.3 | TEM | 1 | Simatic | 0.12 | 0
6XV18755VH10 | SIMATIC NET QMA / N-CONNECT MALE/FEMALE FLEXIBLE CONNECTION CABLE PREASSEMBLED, LENGTH 1M; APPROPRIATE FOR RAILROAD APPLICATION; FLEXIBLE ADAPTER CABLE FROM ANTENNA WITH QMA-SOCKET TO ANTENNA-CONNECTION CABLE; | 52.5 | TEM | 1 | Simatic | 0.12 | 0
6XV18782A | IE FC TP STANDARD CABLE GP 4X2, TP-INSTALLATIONS CABLE CAT6A FOR CONNECTING TO IE FC RJ45 PLUG 4X2, AWG24, SOLD BY THE METER, MAX. CONSIGNMENT: 1000 M, MIN. LENGTH ORDERED: 20 M | 3.1 | M | 1 | Simatic | 0.078 | 0
6XV18782B | IE FC TP FLEXIBLE CABLE GP 4X2, TP-INSTALLATIONS CABLE CAT6A FOR CONNECTING TO IE FC RJ45 PLUG 4X2, AWG24, SOLD BY THE METER, MAX. CONSIGNMENT: 1000 M, MIN. LENGTH ORDERED: 20 M | 3.9 | M | 1 | Simatic | 0.072 | 0
6XV18782G | IE GROUND CABLE 4X2 BURIED CABLE, CAT6A, 8-WIRE SHIELDED, CABLE FOR CONNECT. TO IE FC RJ45 PLUG 4X2, AWG24, SOLD BY THE M MAX. CONSIGNMENT 1000 M MAXIMAL ORDER LENGTH 20 M | 6.5 | M | 1 | Simatic | 0.122 | 0
6XV18782T | IE TP TRAIN CABLE 4X2; CAT7 TP INSTALLATION CABLE F. TRAIN APPLICATIONS, FOR CONNECTION TO FC M12 PLUG PRO 4X2, TRAIN CERTIFIED, 8 WIRE, SHIELDED, SOLD BY THE METER, MAX. CONSIGNMENT 1000 M, MIN. ORDER QUANTITY 20 M | 10.4 | M | 1 | Simatic | 0.079 | 0
6XV18812A | IE FC TP ROBUST FOOD CABLE GP 2X2, (PROFINET TYPE C) TP-INSTALLATION CABLE FOR USE IN FOOD AND BEVERAGE INDUSTRIES, 4-WIRE CAT5E, SOLD BY THE METER MAX. CONSIGNMENT 1000 M, MIN. ORDER QUANTITY 20 M | 9.4 | M | 1 | Simatic | 0.072 | 0
6XV18815AH10 | IE ROBUST CONNECTING CABLE M12-180/M12-180, IP69, PREASS. IE FC ROBUST FOOD CABLE GP 2X2, W. 2 M12 CONNECTORS (D-CODED), LENGTH 1 M | 41 | TEM | 1 | Simatic | 0.105 | 0
6XV18815AH20 | IE ROBUST CONNECTING CABLE M12-180/M12-180, IP69, PREASS. IE FC ROBUST FOOD CABLE GP 2X2, W. 2 M12 CONNECTORS (D-CODED), LENGTH 2.0 M | 47.3 | TEM | 1 | Simatic | 0.19 | 0
6XV18815AH30 | IE ROBUST CONNECTING CABLE M12-180/M12-180, IP69, PREASS. IE FC ROBUST FOOD CABLE GP 2X2, W. 2 M12 CONNECTORS (D-CODED), LENGTH 3.0 M | 53.6 | TEM | 1 | Simatic | 0.26 | 0
6XV18815AH50 | IE ROBUST CONNECTING CABLE M12-180/M12-180, IP69, PREASS. IE FC ROBUST FOOD CABLE 2X2, W. 2 M12 CONNECTORS (D-CODED), LENGTH 5.0 M | 66.2 | TEM | 1 | Simatic | 0.4 | 0
6ZB53100LP302FA0 | SIMATIC NET, CD ROM DEMONSTRATION SYSTEM FOR WEB- BASED AUTOMATION WITH SIMATIC S7 PRODUCT NOT AVAILABLE SEPARATELY | 4.4 | TEM | 1 | Simatic | 0.01 | 0
A5E00696312 | SIMATIC NET IE SOFTNET-PN IO 2005+HF1 SW F. PG/OP-COMM. UCL-LICENSE PACK WITH 5 SINGLE LICENSES; R-SW, SW+ELECTR. MANUAL ON CD; CLASS A; 2-LAN.(GER,ENG); FOR 32BIT WINDOWS XP PRO, 2000 PRO/SV; WIN 2003 SERVER, FOR CP1512/ CP1612/ CP7515 PREREQUISITE: INDIVID. CONTRACT | 3990 | TEM | 1 | Simatic | 0.034 | 0
A5E02519218 | SIMATIC NET IE SOFTNET-S7 LEAN EDITION 2008 SW F.S7-, S5-COMPATIBLE -COMM.;OPC,PG/OP-COMM., UP TO 8 CONNECTIONS R-SW, ONLY COL, W/O SW AND W/O DOCU, CLASS A, 2-LANGUAGE (G, E) F. WINDOWS (32BIT) XP PRO+SP1-3 VISTA BUSINESS, ULTIMATE WINDOWS 2003/2008 SERVER FOR CP1512 / CP1612 / CP7515 | 426 | TEM | 1 | Simatic | 0.05 | 0
A5E02960543 | SIMATIC NET IE SOFTNET-S7 LEAN INTERNAL IMAGE-MASTER ROYALTY-OBLIGATION PER 1 INSTALLATION R-SW, SW + DOCU ON CD MASTER LICENSE KEY ON CD CLASS A; FOR 32 BIT: WINDOWS 2000, WINDOWS XP PRO CONDITION: AGREEMENT WITH I IA SC | 336 | TEM | 1 | Simatic | 0.02 | 0
A5E02960545 | SIMATIC NET PB SOFTNET DP-SLAVE INTERNAL IMAGE-MASTER ROYALTY-OBLIGATION PER 1 INSTALLATION R-SW, SW + DOCU ON CD MASTER LICENSE KEY ON CD | 336 | TEM | 1 | Simatic | 0.02 | 0
A5E03364317 | SIMATIC NET PB SOFTNET DP SLAVE ED. 2008 SW FOR PROFIBUS DP INCL. FDL WITH OPC-SERVER AND NCM-PC UP TO 8 CONNECTIONS R-SW, ONLY COL, W/O CD AND W/O DOCU, CLASS A, 2-LANGUAGE (G, E) F. WINDOWS (32BIT) XP PRO+SP1-3 VISTA BUSINESS, ULTIMATE WINDOWS 2003/2008 SERVER FOR CP5512 / CP5611 / CP611A2/ CP5621/CP5711 | 405 | TEM | 1 | Simatic | 0.02 | 0
A5E03433214 | SPECIAL VERSION FOR LEUZE MOBILE DATA STORAGE MDS D139 TO ISO 15693 FOR EXTENTED TEMPERATURE RANGE UP TO +220 DGR, 112 BYTE EEPROM, IP 68 85 X 15 MM (DXH); (PACKAGING UNIT 10 PCS) | 114 | TEM | 1 | Simatic | 0.058 | 0
A5E03932516 | SIPLUS READY CP 342-5 BASED ON 6GK7342-5DA03-0XE0 COMMUNICATION PROCESSOR CP342-5 FOR CONNECTING SIMATIC S7-300 TO PROFIBUS, DP, S5 COMPATIBLE, PG/OP AND S7 COMMUNICATION | 819 | TEM | 1 | Simatic | 0.337 | 0
A5E32122550 | SIMATIC NET SOFTNET-IE S7 LEAN V8.2 SW FOR S7-, S5-COMPATIBLE COMMUN.;OPC,PG/OP-COMM., UP TO 8 CONNECTIONS R-SW, ONLY COL, W/O CD AND W/O DOCU, CLASS A, 2-LANGUAGES (G, E) FOR WINDOWS 7 PROFESSIONAL, ULTIMATE SERVER 2008 R2 FOR CP1612 | 426 | TEM | 1 | Simatic | 0.05 | 0
A5E34960356 | SIPLUS READY CP 1543-1 BASED ON 6GK7543-1AX00-0XE0 COMMUNICATIONS PROCESSOR CP 1543-1 FOR CONNECTION OF SIMATIC S7-1500 TO INDUSTRIAL ETHERNET: TCP/IP, ISO, UDP, S7- COMMUNICATION, IP-BROADCAST/ MULTICAST, SECURITY, DIAGNOSIS SNMPV1/V3, DHCP, FTP CLIENT/ SERVER, E-MAIL, IPV4/IPV6, CLOCK SYNCHRONISATION VIA NTP, ACCESS TO WEBSERVER OF CPU; GIGABIT-SS 1XRJ45 (10/100/1000 MBIT) | 1575 | TEM | 1 | Simatic | 0.338 | 0
E20001W18M116X7400 | SIMATIC NET, PROFINET, CD-ROM THE OPEN INDUSTRIAL ETHERNET STANDARD; PRODUCT CANNOT BE ORDERED INDIVIDUALLY | 3.6 | TEM | 1 | Simatic | 0.01 | 0
EWK:10660305 | SCALANCE S SRS ENABLED BUNDLE EXISTS SCALANCE S613 AND HEALTHCARE CRSP INSTALL WIZARD CD | 1911 | TEM | 1 | Simatic | 1 | 1
6EP12320AA00 | SURFACE-MOUNTED POWER SUPPLY NT-AP-AW2-A3; SCHUECO ARTICLE 262 805; INPUT: 230 V OUTPUT: 24 V / 2.5 A | 82.1 | TEM | 1 | Simatic | 0.85 | 1
6EP12510AA00 | SURFACE-MOUNTED POWER SUPPLY NT-AP-AW2-A2; SCHUECO ARTICLE 262 584 INPUT: 230 V OUTPUT: 26 V / 2.5 A AUTOMATIC REVOLVING DOOR DRIVES | 82.1 | TEM | 1 | Simatic | 0.75 | 1
6EP12510AA10 | SURFACE-MOUNTED POWER SUPPLY NT-AP-AW2-A1; SCHUECO ARTICLE 262 486 INPUT: 230 V OUTPUT: 28 V / 2.5 A | 82.1 | TEM | 1 | Simatic | 0.75 | 1
6EP12510AA20 | SURFACE-MOUNTED POWER SUPPLY NT-AP-AW4-A1; SCHUECO ARTICLE 262 487 INPUT: 230 V OUTPUT: 28 V / 5 A | 94.2 | TEM | 1 | Simatic | 0.85 | 1
6EP12520AA01 | SITOP LINK POWER SUPPLY STABILIZED POWER SUPPLY INPUT: 230 V AC OUTPUT: 41.5 V DC/2 A | 341 | TEM | 1 | Simatic | 0.3 | 1
6EP12520AA010AA0 | SITOP LINK POWER SUPPLY STABILIZED POWER SUPPLY INPUT: 230 V AC OUTPUT: 41.5 V/2 A DC VERSION. ELKA | 341 | TEM | 1 | Simatic | 0.4 | 1
6EP12530AA10 | SURFACE-MOUNTED POWER SUPPLY NT-AP-AW6-A1; SCHUECO ARTICLE 262 488 INPUT: 230 V OUTPUT: 28 V / 4A ROOFLIGHT DRIVE | 106 | TEM | 1 | Simatic | 0.9 | 1
6EP12530AA20 | SURFACE-MOUNTED POWER SUPPLY NT-AP-AW6-A0; SCHUECO ARTICLE 262 805; INPUT: 230 V OUTPUT: 30 V / 4A REVOLVING DOOR DRIVE | 106 | TEM | 1 | Simatic | 0.9 | 1
6EP13111SH03 | LOGO!POWER 5 V/3 A STABILIZED POWER SUPPLY INPUT: 100-240 V AC (110-300 V DC) OUTPUT: 5 V/3 A DC | 72.5 | TEM | 1 | LOGO! | 0.17 | 1
6EP13111SH13 | LOGO!POWER 5 V/6.3 A STABILIZED POWER SUPPLY INPUT: 100-240 V AC (110-300 V DC) OUTPUT: 5 V/6.3 A DC | 96.6 | TEM | 1 | LOGO! | 0.25 | 1
6EP13211LD00 | PSU100D 12 V/3 A STABILIZED POWER SUPPLY INPUT: 100-240 V AC OUTPUT: 12 V DC/3 A | 53.6 | TEM | 1 | Simatic | 0.4 | 1
6EP13211SH03 | LOGO!POWER 12 V/1.9 A STABILIZED POWER SUPPLY INPUT: 100-240 V AC (110-300 V DC) OUTPUT: 12 V/1.9 A DC | 72.5 | TEM | 1 | LOGO! | 0.17 | 1
6EP13215BA00 | SITOP PSU100C 12 V/2 A STABILIZED POWER SUPPLY INPUT: AC 100-230 V (DC 110-300 V) OUTPUT: DC 12 V/2 A | 63 | TEM | 1 | Simatic | 0.17 | 1
6EP13221LD00 | PSU100D 12 V/8.3 A STABILIZED POWER SUPPLY INPUT: 100-240 V AC OUTPUT: 12 V DC/8.3 A | 78.8 | TEM | 1 | Simatic | 0.6 | 1
6EP13221SH03 | LOGO!POWER 12 V/4.5 A STABILIZED POWER SUPPLY INPUT: 100-240 V AC (110-300 V DC) OUTPUT: 12 V/4.5 A DC | 96.6 | TEM | 1 | LOGO! | 0.25 | 1
6EP13222BA00 | SITOP PSU100S 12 V/7 A STABILIZED POWER SUPPLY INPUT: 120/230 V AC OUTPUT: 12 V/7 A DC | 136 | TEM | 1 | Simatic | 0.4 | 1
6EP13225BA10 | SITOP PSU100C 12 V/6.5 A STABILIZED POWER SUPPLY INPUT: AC 120-230 V (DC 110-300 V) OUTPUT: DC 12 V/6.5 A | 95.6 | TEM | 1 | Simatic | 0.31 | 1
6EP13232BA00 | SITOP PSU100S 12 V/14 A STABILIZED POWER SUPPLY INPUT: 120/230 V AC OUTPUT: 12 V/14 A DC | 188 | TEM | 1 | Simatic | 0.7 | 1
6EP13232BA10 | SITOP PSU100B 12 V/10 A STABILIZED POWER SUPPLY INPUT: 120/230 V AC OUTPUT: 12 V/10 A DC | 217 | TEM | 1 | Simatic | 0.7 | 1
6EP13311LD00 | PSU100D 24 V/2.1 A STABILIZED POWER SUPPLY INPUT: 100-240 V AC OUTPUT: 24 V DC/2.1 A | 45.2 | TEM | 1 | Simatic | 0.37 | 1
6EP13311SH020SP0 | LOGO!POWER 24 V STABILIZED POWER SUPPLY INPUT: 100-240 V AC OUTPUT: 24 V /1.3 A DC VERSION SPELSBERG | 64.7 | TEM | 1 | Simatic | 0.17 | 1
6EP13311SH03 | LOGO!POWER 24 V/1.3 A STABILIZED POWER SUPPLY INPUT: 100-240 V AC (110-300 V DC) OUTPUT: 24 V/1.3 A DC | 51.5 | TEM | 1 | LOGO! | 0.17 | 1
6EP13315BA00 | SITOP PSU100C 24 V/0.6 A STABILIZED POWER SUPPLY INPUT: AC 100-230 V (DC 110-300 V) OUTPUT: DC 24 V/0.6 A | 37.8 | TEM | 1 | Simatic | 0.12 | 1
6EP13315BA10 | SITOP PSU100C 24 V/1.3 A STABILIZED POWER SUPPLY INPUT: AC 120-230 V (DC 110-300 V) OUTPUT: DC 24 V/1.3 A | 48.3 | TEM | 1 | Simatic | 0.17 | 1
6EP13321LB00 | SITOP PSU100L 24 V/2.5 A STABILIZED POWER SUPPLY INPUT: 120/230 V AC OUTPUT: 24 V/2.5 A DC | 51.5 | TEM | 1 | Simatic | 0.32 | 1
6EP13321LD00 | PSU100D 24 V/3.1 A STABILIZED POWER SUPPLY INPUT: 100-240 V AC OUTPUT: 24 V DC/3.1 A | 58.8 | TEM | 1 | Simatic | 0.4 | 1
6EP13321LD10 | PSU100D 24 V/4.1 A STABILIZED POWER SUPPLY INPUT: 100-240 V AC OUTPUT: 24 V DC/4.1 A | 64.1 | TEM | 1 | Simatic | 0.53 | 1
6EP13321SH420AA0 | LOGO!POWER 24 V STABILIZED POWER SUPPLY INPUT: 100-240 V AC OUTPUT: 24 V /2.5 A DC VERSION KAESER | 103 | TEM | 1 | Simatic | 0.25 | 1
6EP13321SH420SP0 | LOGO!POWER 24 V STABILIZED POWER SUPPLY INPUT: 100-240 V AC OUTPUT: 24 V/2.5 A DC VERSION SPELSBERG | 97.6 | TEM | 1 | Simatic | 0.25 | 1
6EP13321SH43 | LOGO!POWER 24 V/2.5 A STABILIZED POWER SUPPLY INPUT: 100-240 V AC (110-300 V DC) OUTPUT: 24 V/2.5 A DC | 68.3 | TEM | 1 | LOGO! | 0.25 | 1
6EP13321SH52 | LOGO!POWER 24 V/4 A STABILIZED POWER SUPPLY INPUT: 100-240 V AC (110-300 V DC) OUTPUT: 24 V/4 A DC | 93.5 | TEM | 1 | LOGO! | 0.34 | 1
6EP13321SH71 | SIMATIC S7-1200 POWER MODULE PM1207 STABILIZED POWER SUPPLY INPUT: 120/230 V AC OUTPUT: 24 V DC/2.5 A | 72.5 | TEM | 1 | Simatic | 0.3 | 1
6EP13322BA20 | SITOP PSU100S 24 V/2.5 A STABILIZED POWER SUPPLY INPUT: 120/230 V AC OUTPUT: 24 V/2.5 A DC | 78.8 | TEM | 1 | Simatic | 0.3 | 1
6EP13324BA00 | SIMATIC PM 1507 24 V/3 A STABILIZED POWER SUPPLY FOR SIMATIC S7-1500 INPUT: 120/230 V AC OUTPUT: 24 V/3 A DC | 116 | TEM | 1 | Simatic | 0.45 | 1
6EP13325BA00 | SITOP PSU100C 24 V/2.5 A STABILIZED POWER SUPPLY INPUT: AC 120-230 V (DC 110-300 V) OUTPUT: DC 24 V/2.5 A | 63 | TEM | 1 | Simatic | 0.22 | 1
6EP13325BA10 | SITOP PSU100C 24 V/4 A STABILIZED POWER SUPPLY INPUT: AC 120-230 V (DC 110-300 V) OUTPUT: DC 24 V/4 A | 91.4 | TEM | 1 | Simatic | 0.31 | 1
6EP13325BA20 | SITOP PSU100C 24 V/3,7 A STABILIZED POWER SUPPLY INPUT: 120/230 V AC (110-300 V DC) OUTPUT: 24 V/3,7 A DC OUTPUT LIMITED NEC CLASS 2 | 117 | TEM | 1 | Simatic | 0.32 | 1
6EP13331AL12 | SITOP POWER 5, SPECIAL LINE STABILIZED POWER SUPPLY INPUT: 120/230 V AC OUTPUT: 24 V DC/5 A | 156 | TEM | 1 | Simatic | 0.6 | 1
6EP13331LB00 | SITOP PSU100L 24 V/5 A STABILIZED POWER SUPPLY INPUT: 120/230 V AC OUTPUT: 24 V/5 A DC | 68.3 | TEM | 1 | Simatic | 0.5 | 1
6EP13331LD00 | PSU100D 24 V/6.2 A STABILIZED POWER SUPPLY INPUT: 100-240 V AC OUTPUT: 24 V DC/6.2 A | 80.9 | TEM | 1 | Simatic | 0.58 | 1
6EP13332BA20 | SITOP PSU100S 24 V/5 A STABILIZED POWER SUPPLY INPUT: 120/230 V AC OUTPUT: 24 V/5 A DC | 104 | TEM | 1 | Simatic | 0.4 | 1
6EP13332BA200AA0 | SITOP PSU100S 24 V/5 A STABILIZED POWER SUPPLY INPUT: 120/230 V AV OUTPUT: 24 V/5 A DC | 126 | TEM | 1 | Simatic | 0.4 | 1
6EP13333BA10 | SITOP PSU200M 5 A STABILIZED POWER SUPPLY INPUT: 120/230-500 V AC OUTPUT: 24 V/5 A DC | 140 | TEM | 1 | Simatic | 0.6 | 1
6EP13333BA100AY0 | SITOP PSU200M 5 A STABILIZED POWER SUPPLY INPUT: 120/230-500 V AC OUTPUT: 24 V/5 A DC CUSTOMER SPECIFIC VERSION FA. SCHINDLER | 161 | TEM | 1 | Simatic | 0.6 | 1
6EP13333BA108AC0 | SITOP PSU200M PLUS 5 STABILIZED POWER SUPPLY INPUT: 120-230/230-500 V AC OUTPUT: 24 V/5 A DC VERSION WITH PROTECTIVE VARNISH | 163 | TEM | 1 | Simatic | 0.6 | 1
6EP13334BA00 | SIMATIC PM 1507 24 V/8 A STABILIZED POWER SUPPLY FOR SIMATIC S7-1500 INPUT: 120/230 V AC OUTPUT: 24 V/8 A DC | 163 | TEM | 1 | Simatic | 0.736 | 1
6EP13337CA00 | SITOP PSU100P IP67 STABILIZED POWER SUPPLY INPUT: 120/230 V AC OUTPUT: 24 V DC/5 A | 272 | TEM | 1 | Simatic | 1.1 | 1
6EP13341AL12 | SITOP POWER 10, SPECIAL LINE STABILIZED POWER SUPPLY INPUT: 120/230 V AC OUTPUT: 24 V DC/10 A | 203 | TEM | 1 | Simatic | 0.72 | 1
6EP13341LB00 | SITOP PSU100L 24 V/10 A STABILIZED POWER SUPPLY INPUT: 120/230 V AC OUTPUT: 24 V/10 A DC | 104 | TEM | 1 | Simatic | 0.75 | 1
6EP13341LD00 | PSU100D 24 V/12.5 A STABILIZED POWER SUPPLY INPUT: 100-240 V AC OUTPUT: 24 V DC/12.5 A | 113 | TEM | 1 | Simatic | 0.84 | 1
6EP13342AA010AB0 | SITOP SMART 240 W STABILIZED POWER SUPPLY INPUT: 120/230 V AC OUTPUT: 24 V DC/10 A VERSION FOR WALL MOUNTING | 182 | TEM | 1 | Simatic | 0.85 | 1
6EP13342BA20 | SITOP PSU100S 24 V/10 A STABILIZED POWER SUPPLY INPUT: 120/230 V AC OUTPUT: 24 V/10 A DC | 153 | TEM | 1 | Simatic | 0.7 | 1
6EP13342BA200AC0 | SITOP PSU100S 27 V/10 A STABILIZED POWER SUPPLY INPUT: 120/230 V AC OUTPUT: 27 V/10 A DC | 175 | TEM | 1 | Simatic | 0.7 | 1
6EP13343BA10 | SITOP PSU200M 10 A STABILIZED POWER SUPPLY INPUT: 120/230-500 V AC OUTPUT: 24 V/10 A DC | 182 | TEM | 1 | Simatic | 0.8 | 1
6EP13343BA108AB0 | SITOP PSU200M PLUS 10 STABILIZED POWER SUPPLY INPUT: 120-230/230-500 V AC OUTPUT: 24 V/10 A DC VERSION WITH PROTECTIVE VARNISH | 214 | TEM | 1 | Simatic | 0.8 | 1
6EP13347CA00 | SITOP PSU100P IP67 STABILIZED POWER SUPPLY INPUT: 120/230 V AC OUTPUT: 24 V DC/8 A | 335 | TEM | 1 | Simatic | 1.1 | 1
6EP13362BA10 | SITOP PSU100S 20 A STABILIZED POWER SUPPLY INPUT: 120/230 V AC OUTPUT: 24 V/20 A DC | 199 | TEM | 1 | Simatic | 2.4 | 1
6EP13363BA008AA0 | SITOP MODULAR PLUS 20 STABILIZED POWER SUPPLY INPUT: 120/230 V AC OUTPUT: 24 V DC/20 A VERSION WITH COATED PCB | 289 | TEM | 1 | Simatic | 2.2 | 1
6EP13363BA10 | SITOP PSU8200 20A STABILIZED POWER SUPPLY INPUT: 120-230 V AC 110-220 V DC OUTPUT: 24 V/20 A DC | 239 | TEM | 1 | Simatic | 1.2 | 1
6EP13373BA00 | SITOP PSU100M 40 A STABILIZED POWER SUPPLY INPUT: 120/230 V AC OUTPUT: 24 V DC/40 A | 386 | TEM | 1 | Simatic | 2.9 | 1
6EP13511SH03 | LOGO!POWER 15 V/1.9 A STABILIZED POWER SUPPLY INPUT: 100-240 V AC (110-300 V DC) OUTPUT: 15 V/1.9 A DC | 72.5 | TEM | 1 | LOGO! | 0.17 | 1
6EP13521SH03 | LOGO!POWER 15 V/4 A STABILIZED POWER SUPPLY INPUT: 100-240 V AC (110-300 V DC) OUTPUT: 15 V/4 A DC | 96.6 | TEM | 1 | LOGO! | 0.25 | 1
6EP13530AA00 | SITOP POWER 15 V DUAL OUTPUT STABILIZED POWER SUPPLY INPUT: 120-230 V AC OUTPUT: 2X 15 V DC/3.5 A | 210 | TEM | 1 | Simatic | 0.7 | 1
6EP13532BA00 | SITOP POWER FLEXI STABILIZED POWER SUPPLY INPUT: 120-230 V AC OUTPUT: 3-52 V DC / 10 A, 120 W | 183 | TEM | 1 | Simatic | 0.9 | 1
6EP13552BA100AA0 | SITOP PSU100S 20 A STABILIZED POWER SUPPLY INPUT: 176 - 264 V AC OUTPUT: 15.5 V/20 A DC | 241 | TEM | 1 | Simatic | 2.4 | 1
6EP14330AA00 | SITOP PSU300E 24 V/5 A STABILIZED POWER SUPPLY INPUT: 3 400-500 V AC OUTPUT: 24 V/5 A DC | 171 | TEM | 1 | Simatic | 0.6 | 1
6EP14332BA20 | SITOP PSU300S 24 V/5 A STABILIZED POWER SUPPLY INPUT: 3 400-500 V AC OUTPUT: 24 V/5 A DC | 126 | TEM | 1 | Simatic | 0.5 | 1
6EP14342BA20 | SITOP PSU300S 24 V/10 A STABILIZED POWER SUPPLY INPUT: 3 400-500 V AC OUTPUT: 24 V/10 A DC | 163 | TEM | 1 | Simatic | 0.7 | 1
6EP14362BA10 | SITOP PSU300S 20 A STABILIZED POWER SUPPLY INPUT: 400-500 V 3 AC OUTPUT: 24 V DC/20 A | 189 | TEM | 1 | Simatic | 1.6 | 1
6EP14363BA008AA0 | SITOP MODULAR PLUS 20 STABILIZED POWER SUPPLY INPUT: 400-500 V 3 AC OUTPUT: 24 V DC/20 A VERSION WITH COATED PCB | 261 | TEM | 1 | Simatic | 2 | 1
6EP14372BA20 | SITOP PSU300S 40A STABILIZED POWER SUPPLY INPUT: 400-500 V 3AC OUTPUT: 24 V DC/40 A | 297 | TEM | 1 | Simatic | 3.7 | 1
6EP14373BA008AA0 | SITOP MODULAR PLUS 40 STABILIZED POWER SUPPLY INPUT: 400-500 V 3 AC OUTPUT: 24 V DC/40 A VERSION WITH COATED PCB | 407 | TEM | 1 | Simatic | 3.2 | 1
6EP14373BA10 | SITOP PSU8200 24 V/40 A STABILIZED POWER SUPPLY INPUT: 400-500 V 3 AC OUTPUT: 24 V DC/40 A | 335 | TEM | 1 | Simatic | 3.4 | 1
6EP14373BA20 | SITOP PSU300B 30 A STABILIZED POWER SUPPLY INPUT: 3 AC 400-500 V OUTPUT: DC 24 V/30 A | 310 | TEM | 1 | Simatic | 3.4 | 1
6EP14563BA00 | SITOP PSU300M 48V/10A STABILIZED POWER SUPPLY INPUT: 400-500 V 3 AC OUTPUT: 48 V/10 A DC | 243 | TEM | 1 | Simatic | 1.2 | 1
6EP14573BA00 | SITOP PSU300M 48 V/20 A STABILIZED POWER SUPPLY INPUT: 400-500 V 3 AC OUTPUT: 48 V DC/20 A | 366 | TEM | 1 | Simatic | 3.2 | 1
6EP14573BA000AA0 | SITOP MODULAR 52 V/20 A STABILIZED POWER SUPPLY INPUT: 400-500 V 3 AC OUTPUT: 52 V DC/20 A DELIVERY STATE: 52 V VERSION INC. OTIS | 404 | TEM | 1 | Simatic | 3.2 | 1
6EP15363AA00 | SITOP PSU400M 20 A DC/DC TRANSFORMER INPUT: 600 V DC OUTPUT: 24 V/20 A DC | 296 | TEM | 1 | Simatic | 1.2 | 1
6EP16212BA00 | SITOP 2.5 A, DC/DC-CONVERTER STABILIZED POWER SUPPLY INPUT: 24 V DC OUTPUT: 12 V DC/2.5 A | 142 | TEM | 1 | Simatic | 0.2 | 1
6EP16510AA10 | 35 W LAMP CONTROL GEAR FOR WORKING LIGHT. NORDIC LIGHT | 151 | TEM | 1 | Simatic | 1.51 | 1
6EP17312BA00 | SITOP POWER 0.375 A, DC/DC STABILIZED POWER SUPPLY INPUT: 48-220 V DC OUTPUT: 24 V DC/0.375 A | 68.3 | TEM | 1 | Simatic | 0.14 | 1
6EP17320AA00 | SITOP POWER 2, DC/DC STABILIZED POWER SUPPLY INPUT: 48/60/110 V DC OUTPUT: 24 V DC/2 A | 199 | TEM | 1 | Simatic | 0.5 | 1
6EP17332BA000AA0 | SITOP PSU400S 24 V/5 A STABILIZED POWER SUPPLY INPUT: 48 V (30.2...75V) DC OUTPUT: 24 V/5 A (22...28V) DC | 121 | TEM | 1 | Simatic | 0.5 | 1
6EP19312DC21 | SITOP DC UPS MODULE 24 V/6 A UNINTERRUPTIBLE POWER SUPPLY WITHOUT INTERFACE INPUT: 24 V DC/6.85 A OUTPUT: 24 V DC/6 A | 151 | TEM | 1 | Simatic | 0.4 | 1
6EP19312DC31 | SITOP DC UPS MODULE 24 V/6 A UNINTERRUPTIBLE POWER SUPPLY WITH SERIAL INTERFACE INPUT: DC 24 V/6.85 A OUTPUT: DC 24 V/6 A | 194 | TEM | 1 | Simatic | 0.45 | 1
6EP19312DC42 | SITOP DC UPS MODULE 24 V/6 A UNINTERRUPTIBLE POWER SUPPLY WITH USB INTERFACE INPUT: 24 V DC/6.85 A OUTPUT: 24 V DC/6 A | 194 | TEM | 1 | Simatic | 0.45 | 1
6EP19312EC21 | SITOP DC UPS MODULE 24 V/15 A UNINTERRUPTIBLE POWER SUPPLY WITHOUT INTERFACE INPUT: 24 V DC/16 A OUTPUT: 24 V DC/15 A | 183 | TEM | 1 | Simatic | 0.4 | 1
6EP19312EC31 | SITOP DC UPS MODULE 24 V/15 A UNINTERRUPTIBLE POWER SUPPLY WITH SERIAL INTERFACE INPUT: 24 V DC/16 A OUTPUT: 24 V DC/15 A | 228 | TEM | 1 | Simatic | 0.45 | 1
6EP19312EC42 | SITOP DC UPS MODULE 24 V/15 A UNINTERRUPTIBLE POWER SUPPLY WITH USB INTERFACE INPUT: 24 V DC/16 A OUTPUT: 24 V DC/15 A | 228 | TEM | 1 | Simatic | 0.45 | 1
6EP19312FC21 | SITOP DC USV MODULE 24 V/40 A UNINTERRUPTIBLE POWER SUPPLY WITHOUT INTERFACE INPUT: 24 V DC/43 A OUTPUT: 24 V DC/40 A | 331 | TEM | 1 | Simatic | 1.1 | 1
6EP19312FC42 | SITOP DC UPS MODULE 24 V/40 A UNINTERRUPTIBLE POWER SUPPLY WITH USB INTERFACE INPUT: 24 V DC/42.6 A OUTPUT: 24 V DC/40 A | 376 | TEM | 1 | Simatic | 1.1 | 1
6EP19332EC41 | SITOP UPS500S SERVICE-FREE UNINTERRUPTIBLE POWER SUPPLY WITH USB-INTERFACE BASIC UNIT 2.5 KWS INPUT: 24 V DC OUTPUT: 24 V/15 A DC DEGREE OF PROTECTION IP20 | 321 | TEM | 1 | Simatic | 1 | 1
6EP19332EC51 | SITOP UPS500S SERVICE-FREE UNINTERRUPTIBLE POWER SUPPLY WITH USB-INTERFACE BASIC UNIT 5 KWS INPUT: 24 V DC OUTPUT: 24 V/15 A DC DEGREE OF PROTECTION IP20 | 407 | TEM | 1 | Simatic | 1.2 | 1
6EP19332NC01 | SITOP UPS500P SERVICE-FREE UNINTERRUPTIBLE POWER SUPPLY WITH USB-INTERFACE BASIC UNIT 5 KWS INPUT: 24 V DC OUTPUT: 24 V/7 A DC DEGREE OF PROTECTION IP65 | 555 | TEM | 1 | Simatic | 1.5 | 1
6EP19332NC11 | SITOP UPS500P SERVICE-FREE UNINTERRUPTIBLE POWER SUPPLY WITH USB-INTERFACE BASIC UNIT 10 KWS INPUT: 24 V DC OUTPUT: 24 V/7 A DC DEGREE OF PROTECTION IP65 | 701 | TEM | 1 | Simatic | 2.2 | 1
6EP19355PG01 | SITOP UPS501S EXPANSION MODULE 5 KWS FOR UPS500S (2.5 KWS, 5 KWS) DEGREE OF PROTECTION IP20 | 278 | TEM | 1 | Simatic | 0.7 | 1
6EP19356MC01 | SITOP BATTERY MODULE 24 V/1.2 AH WITH SERVICE-FREE SEALED LEAD-ACID BATTERIES FOR SITOP DC UPS MODULE 6 A | 88.2 | TEM | 1 | Simatic | 1.65 | 1
6EP19356MD11 | SITOP BATTERY MODULE 24 V/3.2 AH WITH SERVICE-FREE SEALED LEAD-ACID BATTERIES FOR SITOP DC UPS MODULE 6 A AND 15 A | 92.4 | TEM | 1 | Simatic | 3.2 | 1
6EP19356MD31 | SITOP PURE LEAD BATTERY MODULE 24 V/2.5 AH WITH SERVICE-FREE SEALED LEAD-ACID BATTERIES FOR SITOP DC UPS MODULE 6 A AND 15 A | 249 | TEM | 1 | Simatic | 3.8 | 1
6EP19356ME21 | SITOP BATTERY MODULE 24 V/7 AH WITH SERVICE-FREE SEALED LEAD-ACID BATTERIES FOR SITOP DC UPS MODULE 6 A, 15 A AND 40 A | 117 | TEM | 1 | Simatic | 6 | 1
6EP19356MF01 | SITOP BATTERY MODULE 24 V/12 AH WITH SERVICE-FREE SEALED LEAD-ACID BATTERIES FOR SITOP DC UPS MODULE 6 A, 15 A AND 40 A | 153 | TEM | 1 | Simatic | 9 | 1
6EP19612BA00 | SITOP SELECT 4-CHANNEL DIAGNOSIS MODULE INPUT: 24 V DC OUTPUT: 24 V DC/10 A PER CHANNEL OUTPUT CURRENT ADJUSTABLE 2-10 A | 115 | TEM | 1 | Simatic | 0.4 | 1
6EP19612BA11 | SITOP PSE200U 3 A SELECTIVITY MODULE 4-CHANNEL INPUT: 24 V DC; OUTPUT: 24 V DC/3 A PER EACH CHANNEL OUTPUT CURRENT ADJUSTABLE 0.5-3 | 93.5 | TEM | 1 | Simatic | 0.17 | 1
6EP19612BA21 | SITOP PSE200U 10 A SELECTIVITY MODULE 4-CHANNEL INPUT: 24 V DC; OUTPUT: 24 V D/10 A PER EACH CHANNEL OUTPUT CURRENT ADJUSTABLE 3-10 | 104 | TEM | 1 | Simatic | 0.22 | 1
6EP19612BA31 | SITOP PSE200U 3 A SELECTIVITY MODULE 4 CHANNELS INPUT: 24 V DC OUTPUT: 24V DC/3 A PER CHANNEL OUTPUT CURRENT ADJUSTABLE 0.5-3 WITH STATUS MESSAGE PER CHANNEL | 93.5 | TEM | 1 | Simatic | 0.17 | 1
6EP19612BA41 | SITOP PSE200U 10 A SELECTIVITY MODULE 4 CHANNELS INPUT: 24 V DC OUTPUT: 24V DC/10 A PER CHANNEL OUTPUT CURRENT ADJUSTABLE 3-10 WITH STATUS MESSAGE PER CHANNEL | 104 | TEM | 1 | Simatic | 0.22 | 1
6EP19613BA01 | SITOP PSE201U BUFFER MODULE BUFFERING TIME 100 MS TILL 10 S DEPENDENT UPON LOAD | 156 | TEM | 1 | Simatic | 1.2 | 1
6EP19613BA10 | SITOP MODULAR SIGNAL MODULE FOR 6EP1XXX-3BA00 SIGNAL CONTACTS: OUTPUT VOLTAGE OK, STAND-BY OK; REMOTE ON/OFF | 64.1 | TEM | 1 | Simatic | 0.15 | 1
6EP19613BA21 | SITOP PSE202U REDUNDANCY MODULE INPUT/OUTPUT: 24 V/40 A DC CAN BE USED FOR DECOUPLING OF 2 SITOP POWER SUPPLIES WITH 20 A MAX. OUTPUT CURRENT EACH | 89.3 | TEM | 1 | Simatic | 1 | 1
6EP19620AA11 | MCS-ENS (BT/ MICROGEN) AVS76.392/309 | 266 | TEM | 1 | Simatic | 0.5 | 1
6EP19620AB11 | MCS-ENS (BT/ MICROGEN) AVS76.392/159 | 252 | TEM | 1 | Simatic | 0.5 | 1
6EP19622BA00 | SITOP PSE202U NEC CLASS 2 REDUNDANCY MODULE INPUT/OUTPUT: 24 V DC FIT FOR DECOUPLING OF 2 SITOP POWER SUPPLY MODULES OUTPUT POWER LIMITED <100 VA | 95.6 | TEM | 1 | Simatic | 0.13 | 1
6EP19642BA00 | SITOP PSE202U 10A REDUNDANCY MODULE INPUT/OUTPUT: 24 V DC FIT FOR DECOUPLING OF 2 SITOP POWER SUPPLY MODULES WITH 5 A MAX. OUTPUT CURRENT EACH | 45.2 | TEM | 1 | Simatic | 0.12 | 1
6EP19672AA00 | SITOP INRUSH LIMITING MODULE PRIMARY CONTROL GEAR FOR SITOP POWER SUPPLIES INPUT: 100-480 V AC, 10 A MAX. OUTPUT: 100-480 V AC, 10 A MAX. | 53.6 | TEM | 1 | Simatic | 0.12 | 1
6EP19711BA00 | SIMATIC S7-300, INSTALLATION ADAPTER FOR SNAPPING THE PS307 ONTO THE DIN RAIL 35X15/7,5 MM SUITABLE FOR 6ES7307-1BA01*, -1EA01*, -1KA02* AND LATER | 16.9 | TEM | 1 | Simatic | 0.03 | 1
6EP19712BA00 | SITOP POWER ACCESSORIES MOUNTING BRACKETS 90 DEGREES FOR ORDER NO.: 6EP1434-2BA00, 6EP1436-2BA00, 6EP1437-2BA00, 6EP1437-2BA10 | 42.3 | TEM | 1 | Simatic | 1.8 | 0
6EP19715BA00 | SITOP POWER ACCESSORIES PSU100C CONTENT:SPRING LOADED TERMINALS 100 PCS, FOR SITOP PSU100C | 110 | ΠΑΚ | 1 | Simatic | 0.52 | 0
6EP19752ES00 | CONNECTOR SET FOR UPS500P 6EP1933-2NC01 AND 6EP1933-2NC11 DEGREE OF PROTECTION IP65 CONTENTS: INPUT CONNECTOR, OUTPUT CONNECTOR, USB CONNECTION CABLE, LENGTH 2M | 84.5 | TEM | 1 | Simatic | 0.2 | 0
6EP33338SB000AY0 | SITOP PSU8200 24 V/5 A STABILIZED POWER SUPPLY INPUT: 120/230 V AC OUTPUT: 24 V/5 A DC | 126 | TEM | 1 | Simatic | 0.8 | 1
6EP33348SB000AY0 | SITOP PSU8200 24 V/10 A STABILIZED POWER SUPPLY INPUT: 120/230 V AC OUTPUT: 24 V/10 A DC | 164 | TEM | 1 | Simatic | 1 | 1
6EP33378SB000AY0 | SITOP PSU8200 24 V/40 A STABILIZED POWER SUPPLY INPUT: 120/230 V AC OUTPUT: 24 V/40 A DC | 373 | TEM | 1 | Simatic | 3 | 1
6EP34248UB000AY0 | SITOP PSU3800 12 V/20 A STABILIZED POWER SUPPLY INPUT: 3 400-500 V AC OUTPUT: 12 V/20 A DC OPTIMIZED FOR LOADING BATTERY | 216 | TEM | 1 | Simatic | 1.2 | 1
6EP34368MB002CY0 | SITOP PSU8600 20A/4X 5A PN STABILIZED POWER SUPPLY INPUT: 3 400-500 V AC OUTPUT: 24 V/20 A/4X 5 A DC WITH PN/IE CONNECTION | 520 | TEM | 1 | Simatic | 1.98 | 1
6EP34368SB000AY0 | SITOP PSU8200 24 V/20 A STABILIZED POWER SUPPLY INPUT: 3 400-500 V AC OUTPUT: 24 V/20 A DC | 215 | TEM | 1 | Simatic | 1.2 | 1
6EP34368SB002AY0 | SITOP PSU8600 20A PN STABILIZED POWER SUPPLY INPUT: 3 400-500 V AC OUTPUT: 24 V/20 A DC WITH PN/IE CONNECTION | 394 | TEM | 1 | Simatic | 1.78 | 1
6EP34368UB000AY0 | SITOP PSU3800 24V/17A STABILIZED POWER SUPPLY INPUT: 3 400-500 V AC OUTPUT: 24 V/17 A DC OPTIMIZED FOR LOADING BATTERY | 227 | TEM | 1 | Simatic | 1.2 | 1
6EP34378MB002CY0 | SITOP PSU8600 40A/4X 10A PN STABILIZED POWER SUPPLY INPUT: 3 400-500 V AC OUTPUT: 24 V/40 A/4X 10 A DC WITH PN/IE CONNECTION | 657 | TEM | 1 | Simatic | 2.62 | 1
6EP34378SB002AY0 | SITOP PSU8600 40A PN STABILIZED POWER SUPPLY INPUT: 3 400-500 V AC OUTPUT: 24 V/40 A DC WITH PN/IE CONNECTION | 520 | TEM | 1 | Simatic | 2.63 | 1
6EP34468SB100AY0 | SITOP PSU8200 36V/13A STABILIZED POWER SUPPLY INPUT: 3 400-500 V AC OUTPUT: 36 V/13 A DC | 238 | TEM | 1 | Simatic | 1.2 | 1
6EP41310GB000AY0 | SITOP UPS1100 BATTERY MODULE WITH SERVICE- FREE SEALED LEAD BATTERIES FOR SITOP DC-UPS-MODULES 24 V 1.2 AH DC | 89.3 | TEM | 1 | Simatic | 1.9 | 1
6EP41320GB000AY0 | SITOP UPS1100 BATTERY MODULE WITH SERVICE- FREE SEALED PURE LEAD BATTERIES FOR SITOP DC-UPS-MODULES 24 V DC 2.5 AH | 241 | TEM | 1 | Simatic | 3.7 | 1
6EP41330GB000AY0 | SITOP UPS1100 BATTERY MODULE WITH SERVICE- FREE SEALED LEAD BATTERIES FOR SITOP DC-UPS-MODULES 24 V 3.2 AH DC | 94.5 | TEM | 1 | Simatic | 3.8 | 1
6EP41330JB000AY0 | SITOP UPS1100 BATTERY MODULE WITH SERVICE- FREE SEALED LITHIUM IRON PHOSPHATE BATTERIES FOR SITOP DC-UPS-MODULE 24 V DC 5 AH | 598 | TEM | 1 | Simatic | 3.4 | 1
6EP41340GB000AY0 | SITOP UPS1100 BATTERY MODULE WITH SERVICE- FREE SEALED LEAD BATTERIES FOR SITOP DC-UPS-MODULES 24 V 7 AH DC | 118 | TEM | 1 | Simatic | 6.1 | 1
6EP41343AB000AY0 | SITOP UPS1600 10A UNINTERRUPTIBLE POWER SUPPLY INPUT: 24 V DC OUTPUT: 24 V DC/10 A | 177 | TEM | 1 | Simatic | 0.4 | 1
6EP41343AB001AY0 | SITOP UPS1600 10A USB UNINTERRUPTIBLE POWER SUPPLY WITH USB INTERFACE INPUT: 24 V DC OUTPUT: 24 V DC/10 A | 219 | TEM | 1 | Simatic | 0.4 | 1
6EP41343AB002AY0 | SITOP UPS1600 10A ETHERNET/ PROFINET UNINTERRUPTIBLE POWER SUPPLY WITH ETHERNET/PROFINET INTER- FACE INPUT: 24 V DC OUTPUT: 24 V DC/10 A | 277 | TEM | 1 | Simatic | 0.45 | 1
6EP41350GB000AY0 | SITOP UPS1100 BATTERY MODULE WITH SERVICE- FREE SEALED LEAD BATTERIES FOR SITOP DC-UPS-MODULES 24 V 12 AH DC | 163 | TEM | 1 | Simatic | 9.8 | 1
6EP41363AB000AY0 | SITOP UPS1600 20A UNINTERRUPTIBLE POWER SUPPLY INPUT: 24 V DC OUTPUT: 24 V DC/20 A | 208 | TEM | 1 | Simatic | 0.4 | 1
6EP41363AB001AY0 | SITOP UPS1600 20A USB UNINTERRUPTIBLE POWER SUPPLY WITH USB INTERFACE INPUT: 24 V DC OUTPUT: 24 V DC/20 A | 250 | TEM | 1 | Simatic | 0.4 | 1
6EP41363AB002AY0 | SITOP UPS1600 20A ETHERNET/ PROFINET UNINTERRUPTIBLE POWER SUPPLY WITH ETHERNET/PROFINET INTER- FACE INPUT: 24 V DC OUTPUT: 24 V DC/20 A | 308 | TEM | 1 | Simatic | 0.45 | 1
6EP41373AB000AY0 | SITOP UPS1600 40A UNINTERRUPTIBLE POWER SUPPLY INPUT: 24 V DC OUTPUT: 24 V DC/40 A | 336 | TEM | 1 | Simatic | 0.7 | 1
6EP41373AB001AY0 | SITOP UPS1600 40A USB UNINTERRUPTIBLE POWER SUPPLY WITH USB INTERFACE INPUT: 24 V DC OUTPUT: 24 V DC/40 A | 378 | TEM | 1 | Simatic | 0.7 | 1
6EP41373AB002AY0 | SITOP UPS1600 40A ETHERNET/ PROFINET UNINTERRUPTIBLE POWER SUPPLY WITH ETHERNET/PROFINET INTER- FACE INPUT: 24 V DC OUTPUT: 24 V DC/40 A | 436 | TEM | 1 | Simatic | 0.7 | 1
6EP42938HB000XY0 | SITOP BUF8600 4S BUFFER MODULE FOR PSU8600 BUFFER CAPACITY 4 S/40 A | 368 | TEM | 1 | Simatic | 1.25 | 1
6EP42958HB000XY0 | SITOP BUF8600 10S BUFFER MODULE FOR PSU8600 BUFFER CAPACITY 10 S/40 A | 578 | TEM | 1 | Simatic | 1.95 | 1
6EP42978HB000XY0 | SITOP BUF8600 100MS BUFFER MODULE FOR PSU8600 BUFFER CAPACITY 100 MS/40 A | 174 | TEM | 1 | Simatic | 1.33 | 1
6EP42978HB100XY0 | SITOP BUF8600 300MS BUFFER MODULE FOR PSU8600 BUFFER CAPACITY 300 MS/40 A | 294 | TEM | 1 | Simatic | 2.26 | 1
6EP43330SB000AY0 | SITOP PSU2600 24 V/5 A STABILIZED POWER SUPPLY INPUT: 1 AC 230 V OUTPUT: 24 V/5 A DC | 241 | TEM | 1 | Simatic | 0.5 | 1
6EP44360SB000AY0 | SITOP PSU2600 24 V/20 A STABILIZED POWER SUPPLY INPUT: 3 AC 400-500 V OUTPUT: 24 V/20 A DC | 503 | TEM | 1 | Simatic | 1.2 | 1
6EP44368XB000CY0 | SITOP CNX8600 4X 5A EXTENSION MODULE FOR PSU8600 OUTPUT: 24 V/4X 5 A DC | 188 | TEM | 1 | Simatic | 1.15 | 1
6EP44378XB000CY0 | SITOP CNX8600 4X 10A EXTENSION MODULE FOR PSU8600 OUTPUT: 24 V/4X 10 A DC | 209 | TEM | 1 | Simatic | 1.15 | 1
6EP53065BG00 | CABLE SET CONSISTING OF 6 M (19 FT 8 IN) FLAT RIBBON CABLE AND 8 IDC CONNECTORS, 50 PIN WITH STRAIN RELIEF DEVICE FOR USER INSTALLATION | 54.6 | TEM | 1 | Simatic | 0.58 | 0
6EP54065AA00 | TERMINAL STRIP CONVERTER FROM 50-PIN IDC CONNECTOR TO SCREW-TYPE TERMINALS FOR 1 TO 1 CONNECTION, WITHOUT LED | 56.7 | TEM | 1 | Simatic | 0.16 | 0
6ES71484PC000HA0 | SIMATIC ET200PRO PS STABILIZED POWER SUPPLY DEGREE OF PROTECTION IP67 INPUT: 400-480 V 3 AC OUTPUT: 24 V DC / 8 A | 381 | TEM | 1 | Simatic | 2.8 | 1
6ES73051BA800AA0 | SIMATIC S7-300 OUTDOOR STABILIZED POWER SUPPLY PS305 INPUT: 24-110 V DC OUTPUT: 24 V DC/2 A | 272 | TEM | 1 | Simatic | 0.8 | 1
6ES73071BA010AA0 | SIMATIC S7-300 STABILIZED POWER SUPPLY PS307 INPUT: 120/230 V AC OUTPUT: DC 24 V DC/2 A | 112 | TEM | 1 | Simatic | 0.4 | 1
6ES73071EA010AA0 | SIMATIC S7-300 STABILIZED POWER SUPPLY PS307 INPUT: 120/230 V AC OUTPUT: DC 24 V DC/5 A | 150 | TEM | 1 | Simatic | 0.6 | 1
6ES73071EA800AA0 | SIMATIC S7-300 OUTDOOR STABILIZED POWER SUPPLY PS307 INPUT: 120/230 V AC OUTPUT: 24 V DC/5 A | 171 | TEM | 1 | Simatic | 0.75 | 1
6ES73071KA020AA0 | SIMATIC S7-300 STABILIZED POWER SUPPLY PS307 INPUT: 120/230 V AC OUTPUT: DC 24 V DC/10 A | 192 | TEM | 1 | Simatic | 0.8 | 1
6ES73906BA000AA0 | SIMATIC S7-300, INSTALLATION ADAPTER FOR SNAPPING THE PS307 ONTO THE 35 MM DIN RAIL | 21.8 | TEM | 1 | Simatic | 0.04 | 0
6ES73907BA000AA0 | SIMATIC S7-300, POWER CONNECTOR BETWEEN PS307 AND CPU'S OF OLDER GENERATION (BEFORE 2003) SPARE PART | 7.4 | TEM | 1 | Simatic | 0.03 | 0
6ES79213AA000AA0 | FRONT CONNECTOR WITH TWISTED RIBBON CABLE CONNECTION FOR 16 DIGITAL I/O MOD. OF THE S7-300, POWER SUPPLY VIA SPRING TERM. | 38.9 | TEM | 1 | Simatic | 0.067 | 0
6ES79213AA200AA0 | FRONT CONNECTOR WITH TWISTED RIBBON CABLE CONNECTION FOR 32 DIGITAL I/O MOD. OF THE S7-300, POWER SUPPLY VIA SPRING TERM. | 53.6 | TEM | 1 | Simatic | 0.081 | 0
6ES79213AB000AA0 | FRONT CONNECTOR WITH TWISTED RIBBON CABLE CONNECTION FOR 16 DIGITAL I/O MOD. OF THE S7-300, POWER SUPPLY VIA SCREW-TYPE TERMINALS | 38.9 | TEM | 1 | Simatic | 0.069 | 0
6ES79213AB200AA0 | FRONT CONN. MODULE W. TWISTED RIBBON CABLE CONNECTION FOR DIGITAL 32 I/O MODULE OF THE S7-300, POWER SUPPLY VIA SCREW TERMINALS | 53.6 | TEM | 1 | Simatic | 0.101 | 0
6ES79213AC000AA0 | FRONT CONNECTOR WITH TWISTED RIBBON CABLE CONNECTION FOR 2 A-DIGITAL OUTPUT MODULES, POWER SUPPLY VIA SPRING TERMINALS | 45.2 | TEM | 1 | Simatic | 0.065 | 0
6ES79213AD000AA0 | FRONT CONNECTOR WITH TWISTED RIBBON CABLE CONNECTION FOR 2 A-DIGITAL OUTPUT MODULES, POWER SUPPLY VIA SCREW-TYPE TERMINALS | 45.2 | TEM | 1 | Simatic | 0.066 | 0
6ES79213AF000AA0 | FRONTSIDE PLUG-IN MODULE WITH CONNECTION FOR TWISTED RIBBON CABLE FOR ANALOG MODULES OF THE S7-300, POWER SUPPLY VIA SPRING TERMINALS | 38.9 | TEM | 1 | Simatic | 0.066 | 0
6ES79213AF200AA0 | FRONT CONNECTOR WITH TWISTED RIBBON CABLE CONNECTION FOR ANALOG (40PINS) S7-300 MODULES POWER SUPPLY USING TERMINALS | 56.7 | TEM | 1 | Simatic | 0.078 | 0
6ES79213AG000AA0 | FRONTSIDE PLUG-IN MODULE WITH CONNECTION FOR TWISTED RIBBON CABLE FOR ANALOG MODULES OF THE S7-300, POWER SUPPLY VIA SCREW TERMINALS | 38.9 | TEM | 1 | Simatic | 0.065 | 0
6ES79213AG200AA0 | FRONT CONNECTOR WITH TWISTED RIBBON CABLE CONNECTION FOR ANALOG (40PINS) S7-300 MODULES, POWER SUPPLY USING SCREW-TYPE TERMINALS | 56.7 | TEM | 1 | Simatic | 0.086 | 0
6ES79213AH001AA0 | SIMATIC S7-300, FRONT CONNECTOR FOR CRIMP CONTACTS, W/O CRIMP CONTACTS 20-POLE, PACK. UNIT = 100 PCS | 1574 | TEM | 1 | Simatic | 3.871 | 0
6ES79213AH201AA0 | SIMATIC S7-300, FRONT CONNECTOR FOR CRIMP CONTACTS, W/O CRIMP CONTACTS 40-POLE, PACK. UNIT = 100 PCS | 2474 | TEM | 1 | Simatic | 4.842 | 0
6ES79213AK200AA0 | FRONT CONNECTOR WITH TWISTED RIBBON CABLE CONNECTION FOR COMPACT CPU 312C FOR X1 CONNECTION, POWER SUPPLY USING SCREW-TYPE TERMINALS | 58.8 | TEM | 1 | Simatic | 0.096 | 0
6ES79213AM200AA0 | FRONT CONNECTOR WITH TWISTED RIBBON CABLE CONNECTION FOR COMPACT CPU 313C/314C-2PTP/ 314C-2DP F. X1 CONNECTION POWER SUPPLY USING SCREW-TYPE TERMINALS | 58.8 | TEM | 1 | Simatic | 0.084 | 0
6ES79213BE100AA0 | CONNECTOR (FLAT SOCKET) ACC. TO DIN 41652, 16-PIN, INSULATION PIERCING CONNECTING DEVICE, (8 + 8 STRAIN-RELIEF DEVICES) | 16.8 | TEM | 1 | Simatic | 0.049 | 0
6ES79214BC500AA1 | FRONTCONNECT. S7-400 F. DIGITAL PREASSEMBLED WITH 4 ROUND CABLES 0.14 SQMM L = 2.5 M FOR DIGITAL CONNECTING MODULES | 160 | TEM | 1 | Simatic | 0.9 | 0
6ES79214BC500AB1 | FRONT CONNECT. S7-400 F. ANALOG PREASSEMBLED WITH 4 ROUND CABLES 0.14 SQMM L = 2.5 M FOR ANALOG CONNECTING MODULES | 160 | TEM | 1 | Simatic | 1 | 0
6ES79214BF000AA1 | FRONTCONNECT. S7-400 F. DIGITAL PREASSEMBLED WITH 4 ROUND CABLES 0.14 SQMM L = 5.0 M FOR DIGITAL CONNECTING MODULES | 195 | TEM | 1 | Simatic | 1.6 | 0
6ES79214BF000AB1 | FRONT CONNECT. S7-400 F. ANALOG PREASSEMBLED WITH 4 ROUND CABLES 0.14 SQMM L = 5.0 M FOR ANALOG CONNECTING MODULES | 195 | TEM | 1 | Simatic | 1.7 | 0
6ES79215AB200AA0 | FRONT CONN. MODULE W. 4X16-PIN IDC-CONNECTION FOR DIGITAL 32 I/O MODULES OF S7-1500 POTENTIAL SUPPLY VIA SCREW TERMINAL | 52.5 | TEM | 1 | Simatic | 0.099 | 0
6ES79215AD000AA0 | FRONT CONN. MODULE W. 1X16-PIN IDC-CONNECTION FOR DIGITAL 2A OUTPUT MODULES OF S7-1500 POTENTIAL SUPPLY VIA SCREW TERMINAL | 53.6 | TEM | 1 | Simatic | 0.099 | 0
6ES79215AH200AA0 | FRONT CONN. MODULE W. 4X16-PIN IDC-CONNECTION FOR DIGITAL 32 I/O MODULES OF S7-1500 POTENTIAL SUPPLY VIA PUSH-IN TERMINAL | 50.4 | TEM | 1 | Simatic | 0.099 | 0
6ES79215AJ000AA0 | FRONT CONN. MODULE W. 1X16-PIN IDC-CONNECTION FOR DIGITAL 2 OUTPUT MODULES OF S7-1500 POTENTIAL SUPPLY VIA PUSH-IN TERMINAL | 51.5 | TEM | 1 | Simatic | 0.099 | 0
6ES79215AK200AA0 | FRONT CONNECTOR MODULE W. 4X16 POLE IDC-CONNECT. FOR ANALOG 40 POL. I/O MODULES OF S7-1500 POTENTIAL SUPPLY VIA INFEED ELEMENT | 50.4 | TEM | 1 | Simatic | 0.099 | 0
6ES79215CB200AA0 | FRONT CONNECTOR MODULE W. 1X50 POLE IDC-CONNECT. FOR DIGITAL 32 I/O MODULES OF S7-1500 POTENTIAL SUPPLY VIA SCREW TERMINALS | 49.4 | TEM | 1 | Simatic | 0.099 | 0
6ES79215CH200AA0 | FRONT CONNECTOR MODULE W. 1X50 POLE IDC-CONNECT. FOR DIGITAL 32 I/O MODULES OF S7-1500 POTENTIAL SUPPLY VIA PUSH-IN TERMINALS | 47.3 | TEM | 1 | Simatic | 0.099 | 0
6ES79215CK200AA0 | FRONT CONNECTOR MODULE W. 1X50 POLE IDC-CONNECT. FOR ANALOG 40 POL. I/O MODULES OF S7-1500 POTENTIAL SUPPLY VIA INFEED ELEMENT | 47.3 | TEM | 1 | Simatic | 0.099 | 0
6ES79223BC500AB0 | FRONT CONNECTOR FOR SIMATIC S7-300, 20-POLE 6ES7392-1AJ00-0AA0) WITH 20 SINGLE CORES 0.5 MM2, H05V-K SINGLE CORES, SCREW-TYPE VERSION PACK. UNIT = 1 PCS., L = 2.5 M | 66.2 | TEM | 1 | Simatic | 0.61 | 0
6ES79223BC500AC0 | FRONT CONNECTOR FOR S7-300 40-POLE (6ES7392-1AM00-0AA0), WITH 40 SINGLE CORES 0.5 MM2, H05V-K SINGLE CORES, SCREW-TYPE VERSION, PACKING UNIT= 1 PCS, L = 2.5 M | 96.6 | TEM | 1 | Simatic | 1.1 | 0
6ES79223BC500AF0 | FRONT CONNECT. F.SIMATIC S7-300 20POL. (6ES7921-3AH00-0AA0) W. 20 SINGLE CORES 0.5 MM2, H05V-K SINGLE CORES, CRIMP-TYPE VERSION PACK. UNIT=1 PCS. L = 2.5 M | 49.4 | TEM | 1 | Simatic | 0.634 | 0
6ES79223BC500AG0 | FRONT CONNECTOR FOR SIMATIC S7-300 40-POLE (6ES7921-3AH20-0AA0) WITH 40 SINGLE CORES 0.5 MM2, H05V-K SINGLE CORES, CRIMP-TYPE VERSION PACK. UNIT=1 PCS. L = 2.5 M | 71.4 | TEM | 1 | Simatic | 1.07 | 0
6ES79223BC505AB0 | FRONT CONNECTOR FOR S7-300 20-POLE (6ES7392-1AJ00-0AA0), WITH 20 SINGLE CORES 0.5 MM2, H05V-K SINGLE CORES, SCREW-TYPE VERSION, PACKING UNIT= 5 PCS., L = 2.5 M | 298 | ΠΑΚ | 1 | Simatic | 3.05 | 0
6ES79223BC505AC0 | FRONT CONNECTOR FOR S7-300 40-POLE (6ES7392-1AM00-0AA0), WITH 40 SINGLE CORES 0.5 MM2, H05V-K SINGLE CORES, SCREW-TYPE VERSION, PACKING UNIT= 5 PCS., L = 2.5 M | 435 | ΠΑΚ | 1 | Simatic | 5.5 | 0
6ES79223BD000AM0 | CABLE WITH FRONT CONNECTOR FOR SIMATIC S7-300 20PIN (6ES7392-1AJ00-0AA0) TO 25PIN D-SUB FEMALE FOR ET200M; 0.14 MM2 LENGTH 3M | 122 | TEM | 1 | Simatic | 0.42 | 0
6ES79223BD000AN0 | CABLE WITH FRONT CONNECTOR FOR SIMATIC S7-300 40PIN (6ES7392-1AM00-0AA0) TO 25PIN D-SUB FEMALE FOR ET200M; 0.50 MM2 LENGTH 3M | 157 | TEM | 1 | Simatic | 0.921 | 0
6ES79223BD000AS0 | CABLE WITH FRONT CONNECTOR FOR SIMATIC S7-300 40PIN (6ES7392-1AM00-0AA0) TO 50PIN D-SUB FEMALE FOR ET200M; 0.14 MM2 LENGTH 3M | 178 | TEM | 1 | Simatic | 0.678 | 0
6ES79223BD000AT0 | CABLE WITH FRONT CONNECTOR FOR SIMATIC S7-300 40PIN (6ES7392-1AM00-0AA0) TO 25PIN D-SUB MALE FOR ET200M LENGTH 3M | 149 | TEM | 1 | Simatic | 0.678 | 0
6ES79223BD000AU0 | CABLE WITH FRONT CONNECTOR FOR SIMATIC S7-300 20PIN (6ES7392-1AJ00-0AA0) TO 50PIN D-SUB FEMALE FOR ET200M; 0.50 MM2 LENGTH 3M | 152 | TEM | 1 | Simatic | 0.921 | 0
6ES79223BD000BA0 | CABLE WITH FRONT CONNECTOR FOR SIMATIC S7-300 40 POLE (6ES7392-1AM00-0AA0) TO 25 POLE D-SUB SOCKET FOR ET200M; 0.14 MM2 LENGTH 3M | 143 | TEM | 1 | Simatic | 0.5 | 0
6ES79223BD000BB0 | CABLE WITH FRONT CONNECTOR FOR SIMATIC S7-300 40 POLE (6ES7392-1AM00-0AA0) TO 25 POLE D-SUB SOCKET FOR ET200M; 0.14 MM2 LENGTH 3M | 143 | TEM | 1 | Simatic | 0.5 | 0
6ES79223BD010AM0 | CABLE WITH FRONTCONNECTOR FOR SIMATIC S7-300 20PIN (6ES7392-1AJ00-0AA0) TO 25PIN D-SUB FEMALE FOR ET200M; 0.14 MM2 LENGTH 3M | 122 | TEM | 1 | Simatic | 0.42 | 0
6ES79223BD200AB0 | FRONT CONNECTOR FOR SIMATIC S7-300, 20-POLE(6ES7392-1AJ00-0AA0) WITH 20 SINGLE CORES 0.5 MM2, H05V-K SINGLE CORES, SCREW-TYPE VERSION PACK. UNIT= 1 PCS., L = 3.2 M | 70.4 | TEM | 1 | Simatic | 0.72 | 0
6ES79223BD200AC0 | FRONT CONNECTOR FOR S7-300 40-POLE (6ES7392-1AM00-0AA0), 40 SINGLE CORES 0.5 MM2, H05V-K SINGLE CORES, SCREW-TYPE VERSION, PACKING UNIT= 1 PCS., L = 3.2 M | 99.8 | TEM | 1 | Simatic | 1.3 | 0
6ES79223BD200AF0 | FRONT CONNECT. F.SIMATIC S7-300 20POL. (6ES7921-3AH00-0AA0) W. 20 SINGLE CORES 0.5 MM2, H05V-K SINGLE CORES, CRIMP-TYPE VERSION PACK. UNIT=1 PCS. L = 3.2 M | 53.6 | TEM | 1 | Simatic | 0.779 | 0
6ES79223BD200AG0 | FRONT CONNECTOR FOR SIMATIC S7-300 40POL. (6ES7921-3AH20-0AA0) WITH 40 SINGLE CORES 0.5 MM2, H05V-K SINGLE CORES, CRIMP-TYPE VERSION PACK. UNIT=1 PCS. L = 3.2 M | 74.6 | TEM | 1 | Simatic | 1.319 | 0
6ES79223BD200UB0 | FRONT CONNECTOR FOR SIMATIC S7-300 20-POLE (6ES7392-1AJ00-0AA0) WITH 20 SINGLE CORES AWG 20, SINGLE CORES UL / CSA AWM STYLE 1007/1569 FT2 TR64 SCREW-TYPE VERSION PACKING UNIT=1 PCS., L = 3.2 M | 74.6 | TEM | 1 | Simatic | 0.72 | 0
6ES79223BD200UC0 | FRONT CONNECTOR FOR SIMATIC S7-300 40-POLE (6ES7392-1AM00-0AA0) WITH 40 SINGLE CORES AWG 20, SINGLE CORES UL / CSA AWM STYLE 1007/1569 FT2 TR64 SCREW-TYPE VERSION PACKING UNIT=1 PCS., L = 3.2 M | 108 | TEM | 1 | Simatic | 1.3 | 0
6ES79223BD205AB0 | FRONT CONNECTOR FOR S7-300 20-POLE (6ES7392-1AJ00-0AA0), WITH 20 SINGLE CORES 0.5 MM2, H05V-K SINGLE CORES, SCREW-TYPE VERSION, PACKING UNIT= 5 PCS., L = 3.2 M | 318 | ΠΑΚ | 1 | Simatic | 3.6 | 0
6ES79223BD205AC0 | FRONT CONNECTOR FOR SIMATIC S7-300 40-POLE (6ES7392-1AM00-0AA0), WITH 40 SINGLE CORES 0.5 MM2, H05V-K SINGLE CORES, SCREW-TYPE VERSION, PACKING UNIT= 5 PCS., L = 3.2 M | 452 | ΠΑΚ | 1 | Simatic | 6.5 | 0
6ES79223BF000AB0 | FRONT CONNECTOR FOR SIMATIC S7-300, 20-POLE (6ES7392-1AJ00-0AA0) WITH 20 SINGLE CORES 0.5 MM2, H05V-K SINGLE CORES, SCREW-TYPE VERSION, PACK. UNIT = 1 PCS., L = 5.0 M | 83 | TEM | 1 | Simatic | 1.3 | 0
6ES79223BF000AC0 | FRONT CONNECTOR FOR S7-300 40-POLE (6ES7392-1AM00-0AA0), 40 SINGLE CORES WITH 0.5 MM2, H05V-K SINGLE CORES, SCREW-TYPE VERSION, PACKING UNIT= 1 PCS., L = 5.0 M | 111 | TEM | 1 | Simatic | 1.8 | 0
6ES79223BF000AF0 | FRONT CONNECT. F.SIMATIC S7-300 20POL. (6ES7921-3AH00-0AA0) W. 20 SINGLE CORES 0.5 MM2, H05V-K SINGLE CORES, CRIMP-TYPE VERSION PACK. UNIT=1 PCS. L = 5.0 M | 62 | TEM | 1 | Simatic | 1.09 | 0
6ES79223BF000AG0 | FRONT CONNECTOR FOR SIMATIC S7-300 40-POLE (6ES7921-3AH20-0AA0) WITH 40 SINGLE CORES 0.5 MM2, H05V-K SINGLE CORES, CRIMP-TYPE VERSION PACK. UNIT=1 PCS. L = 5.0 M | 84 | TEM | 1 | Simatic | 1.885 | 0
6ES79223BF000UB0 | FRONT CONNECTOR FOR SIMATIC S7-300 20-POLE (6ES7392-1AJ00-0AA0) WITH 20 SINGLE CORES AWG 20, SINGLE CORES UL / CSA AWM STYLE 1007/1569 FT2 TR64, SCREW-TYPE VERSION PACKING UNIT=1 PCS., L = 5.0 M | 88.2 | TEM | 1 | Simatic | 1.3 | 0
6ES79223BF000UC0 | FRONT CONNECTOR FOR SIMATIC S7-300 40-POLE (6ES7392-1AM00-0AA0) WITH 40 SINGLE CORES AWG 20, SINGLE CORES UL / CSA AWM STYLE 1007/1569 FT2 TR64, SCREW-TYPE VERSION PACKING UNIT=1 PCS., L = 5.0 M | 120 | TEM | 1 | Simatic | 1.8 | 0
6ES79223BF005AB0 | FRONT CONNECTOR FOR S7-300 20-POLE (6ES7392-1AJ00-0AA0), WITH 20 SINGLE CORES 0.5 MM2, H05V-K SINGLE CORES, SCREW-TYPE VERSION, PACKING UNIT= 5 PCS., L = 5.0 M | 366 | ΠΑΚ | 1 | Simatic | 6.5 | 0
6ES79223BF005AC0 | FRONT CONNECTOR FOR S7-300 40-POLE (6ES7392-1AM00-0AA0), WITH 40 SINGLE CORES 0.5 MM2, H05V-K SINGLE CORES, SCREW-TYPE VERSION, PACKING UNIT= 5 PCS., L = 5.0 M | 497 | ΠΑΚ | 1 | Simatic | 9 | 0
6ES79223BJ000AM0 | CABLE WITH FRONT CONNECTOR FOR SIMATIC S7-300 20PIN (6ES7392-1AJ00-0AA0) TO 25PIN D-SUB FEMALE FOR ET200M; 0.14 MM2 LENGTH 8M | 145 | TEM | 1 | Simatic | 0.988 | 0
6ES79223BJ000AN0 | CABLE WITH FRONT CONNECTOR FOR SIMATIC S7-300 40PIN (6ES7392-1AM00-0AA0) TO 25PIN D-SUB FEMALE FOR ET200M; 0.50 MM2 LENGTH 8M | 198 | TEM | 1 | Simatic | 2.216 | 0
6ES79223BJ000AS0 | CABLE WITH FRONT CONNECTOR FOR SIMATIC S7-300 40PIN (6ES7392-1AM00-0AA0) TO 50PIN D-SUB FEMALE FOR ET200M; 0.14 MM2 LENGTH 8M | 215 | TEM | 1 | Simatic | 1.551 | 0
6ES79223BJ000AT0 | CABLE WITH FRONT CONNECTOR FOR SIMATIC S7-300 40PIN (6ES7392-1AM00-0AA0) TO 25PIN D-SUB MALE FOR ET200M LENGTH 8M | 179 | TEM | 1 | Simatic | 1.551 | 0
6ES79223BJ000AU0 | CABLE WITH FRONT CONNECTOR FOR SIMATIC S7-300 20PIN (6ES7392-1AJ00-0AA0) TO 50PIN D-SUB FEMALE FOR ET200M; 0.50 MM2 LENGTH 8M | 195 | TEM | 1 | Simatic | 2.216 | 0
6ES79223BJ000BA0 | CABLE WITH FRONT CONNECTOR FOR SIMATIC S7-300 40 POLE (6ES7392-1AM00-0AA0) TO 25 POLE D-SUB SOCKET FOR ET200M; 0.14 MM2 LENGTH 8M | 165 | TEM | 1 | Simatic | 1 | 0
6ES79223BJ000BB0 | CABLE WITH FRONT CONNECTOR FOR SIMATIC S7-300 40 POLE (6ES7392-1AM00-0AA0) TO 25 POLE D-SUB SOCKET FOR ET200M; 0.14 MM2 LENGTH 8M | 165 | TEM | 1 | Simatic | 1 | 0
6ES79223BJ010AM0 | CABLE WITH FRONTCONNECTOR FOR SIMATIC S7-300 20PIN (6ES7392-1AJ00-0AA0) TO 25PIN D-SUB FEMALE FOR ET200M; 0.14 MM2 LENGTH 8M | 145 | TEM | 1 | Simatic | 0.988 | 0
6ES79224BC500AD0 | FRONT CONNECTOR FOR S7-400 48-POLE (6ES7492-1AL00-0AA0), WITH 46 SINGLE CORES 0.5 MM2, H05V-K SINGLE CORES, SCREW-TYPE VERSION, PACKING UNIT= 1 PCS., L = 2.5 M | 103 | TEM | 1 | Simatic | 1.22 | 0
6ES79224BC500AE0 | FRONT CONNECTOR FOR S7-400 48-POLE (6ES7492-1CL00-0AA0), WITH 46 SINGLE CORES 0.5 MM2, H05V-K SINGLE CORES, CRIMP-TYPE VERSION, PACKING UNIT= 1 PCS., L = 2.5 M | 75.6 | TEM | 1 | Simatic | 1.18 | 0
6ES79224BC505AD0 | FRONT CONNECTOR FOR S7-400 48-POLE (6ES7492-1AL00-0AA0), WITH 46 SINGLE CORES 0.5 MM2, H05V-K SINGLE CORES, SCREW-TYPE VERSION, PACKING UNIT= 5 PCS., L = 2.5 M | 462 | ΠΑΚ | 1 | Simatic | 6.1 | 0
6ES79224BC505AE0 | FRONT CONNECTOR FOR S7-400 48-POLE (6ES7492-1CL00-0AA0), WITH 46 SINGLE CORES 0.5 MM2, H05V-K SINGLE CORES, CRIMP-TYPE VERSION, PACKING UNIT= 5 PCS., L = 2.5 M | 344 | ΠΑΚ | 1 | Simatic | 5.9 | 0
6ES79224BD200AD0 | FRONT CONNECTOR FOR S7-400 48-POLE (6ES7492-1AL00-0AA0), WITH 46 SINGLE CORES 0.5 MM2, H05V-K SINGLE CORES, SCREW-TYPE VERSION, PACKING UNIT= 1 PCS., L = 3.2 M | 109 | TEM | 1 | Simatic | 1.51 | 0
6ES79224BD200AE0 | FRONT CONNECTOR FOR S7-400 48-POLE (6ES7492-1CL00-0AA0), WITH 46 SINGLE CORES 0.5 MM2, H05V-K SINGLE CORES, CRIMP-TYPE VERSION, PACKING UNIT= 1 PCS., L = 3.2 M | 83 | TEM | 1 | Simatic | 1.47 | 0
6ES79224BD200UD0 | FRONT CONNECTOR FOR SIMATIC S7-400 48-POLE (6ES7492-1AL00-0AA0) WITH 46 SINGLE CORES AWG 20, SINGLE CORES UL / CSA AWM STYLE 1007/1569 FT2 TR64 SCREW-TYPE VERSION PACKING UNIT=1 PCS., L = 3.2 M | 116 | TEM | 1 | Simatic | 1.51 | 0
6ES79224BD205AD0 | FRONT CONNECTOR FOR S7-400 48-POLE (6ES7492-1AL00-0AA0), WITH 46 SINGLE CORES 0.5 MM2, H05V-K SINGLE CORES, SCREW-TYPE VERSION, PACKING UNIT= 5 PCS., L = 3.2 M | 482 | ΠΑΚ | 1 | Simatic | 7.55 | 0
6ES79224BD205AE0 | FRONT CONNECTOR FOR S7-400 48-POLE (6ES7492-1CL00-0AA0), WITH 46 SINGLE CORES 0.5 MM2, H05V-K SINGLE CORES, CRIMP-TYPE VERSION, PACKING UNIT= 5 PCS., L = 3.2 M | 366 | ΠΑΚ | 1 | Simatic | 7.35 | 0
6ES79224BF000AD0 | FRONT CONNECTOR FOR S7-400 48-POLE (6ES7492-1AL00-0AA0), WITH 46 SINGLE CORES 0.5 MM2, H05V-K SINGLE CORES, SCREW-TYPE VERSION, PACKING UNIT= 1 PCS., L = 5.0 M | 119 | TEM | 1 | Simatic | 2.25 | 0
6ES79224BF000AE0 | FRONT CONNECTOR FOR S7-400 48-POLE (6ES7492-1CL00-0AA0), WITH 46 SINGLE CORES 0.5 MM2, H05V-K SINGLE CORES, CRIMP-TYPE VERSION, PACKING UNIT= 1 PCS., L = 5.0 M | 93.5 | TEM | 1 | Simatic | 1.8 | 0
6ES79224BF000UD0 | FRONT CONNECTOR FOR SIMATIC S7-400 48-POLE (6ES7492-1AL00-0AA0) WITH 46 SINGLE CORES AWG 20, SINGLE CORES UL / CSA AWM STYLE 1007/1569 FT2 TR64 SCREW-TYPE VERSION PACKING UNIT=1 PCS., L = 5.0 M | 132 | TEM | 1 | Simatic | 2.25 | 0
6ES79224BF005AD0 | FRONT CONNECTOR FOR S7-400 48-POLE (6ES7492-1AL00-0AA0), WITH 46 SINGLE CORES 0.5 MM2, H05V-K SINGLE CORES, SCREW-TYPE VERSION, PACKING UNIT= 5 PCS., L = 5.0 M | 538 | ΠΑΚ | 1 | Simatic | 11.25 | 0
6ES79224BF005AE0 | FRONT CONNECTOR FOR S7-400 48-POLE (6ES7492-1CL00-0AA0), WITH 46 SINGLE CORES 0.5 MM2, H05V-K SINGLE CORES, CRIMP-TYPE VERSION, PACKING UNIT= 5 PCS., L = 5.0 M | 420 | ΠΑΚ | 1 | Simatic | 9 | 0
6ES79225BC500AB0 | FRONT CONN. F. SIMATIC S7-1500 40-PIN (6ES7592-1AM00-0XB0) W. 20 SINGLE CORES 0.5 MM2 (1-20) CORE-TYPE H05V-K SCREW-TYPE VERSION L = 2.5M | 85.1 | TEM | 1 | Simatic | 0.81 | 0
6ES79225BC500AC0 | FRONT CONN. FOR SIMATIC S7-1500 40PIN (6ES7592-1AM00-0XB0) WITH 40 SINGLE CORES 0.5 MM2 CORE TYPE H05V-K SCREW-TYPE VERSION L = 2.5M | 95.6 | TEM | 1 | Simatic | 1.28 | 0
6ES79225BC500HB0 | FRONT CONN. F. SIMATIC S7-1500 40-PIN (6ES7592-1AM00-0XB0) W. 20 SINGLE CORES 0.5 MM2 (1-20) CORE-TYPE H05Z-K (HALOGEN-FREE) SCREW-TYPE VERSION L = 2.5M | 95.6 | TEM | 1 | Simatic | 0.81 | 0
6ES79225BC500HC0 | FRONT CONN. FOR SIMATIC S7-1500 40PIN(6ES7592-1AM00-0XB0) WITH 40 SINGLE CORES 0.5 MM2 CORE TYPE H05Z-K (HALOGEN-FREE) SCREW-TYPE VERSION L = 2.5M | 107 | TEM | 1 | Simatic | 1.28 | 0
6ES79225BD200AB0 | FRONT CONN. F. SIMATIC S7-1500 40-PIN (6ES7592-1AM00-0XB0) W. 20 SINGLE CORES 0.5 MM2 (1-20) CORE-TYPE H05V-K SCREW-TYPE VERSION L = 3.2M | 88.2 | TEM | 1 | Simatic | 0.94 | 0
6ES79225BD200AC0 | FRONT CONN. FOR SIMATIC S7-1500 40PIN(6ES7592-1AM00-0XB0) WITH 40 SINGLE CORES 0.5 MM2 CORE TYPE H05V-K SCREW-TYPE VERSION L = 3.2M | 99.8 | TEM | 1 | Simatic | 1.54 | 0
6ES79225BD200HB0 | FRONT CONN. F. SIMATIC S7-1500 40-PIN (6ES7592-1AM00-0XB0) W. 20 SINGLE CORES 0.5 MM2 (1-20) CORE-TYPE H05Z-K (HALOGEN-FREE) SCREW-TYPE VERSION L = 3.2M | 101 | TEM | 1 | Simatic | 0.94 | 0
6ES79225BD200HC0 | FRONT CONN. FOR SIMATIC S7-1500 40PIN(6ES7592-1AM00-0XB0) WITH 40 SINGLE CORES 0.5 MM2 CORE TYPE H05Z-K (HALOGEN-FREE) SCREW-TYPE VERSION L = 3.2M | 116 | TEM | 1 | Simatic | 1.54 | 0
6ES79225BD200UB0 | FRONT CONN. F. SIMATIC S7-1500 40-PIN (6ES7592-1AM00-0XB0) W. 20 SINGLE CORES 0.5 MM2 (1-20) CORE-TYPE UL/SCA CERTIFIED SCREW-TYPE VERSION L = 3.2M | 95.6 | TEM | 1 | Simatic | 0.94 | 0
6ES79225BD200UC0 | FRONT CONN. F. SIMATIC S7-1500 40-PIN (6ES7592-1AM00-0XB0) W. 40 SINGLE CORES 0.5 MM2 CORE-TYPE UL/SCA CERTIFIED SCREW-TYPE VERSION L = 3.2M | 107 | TEM | 1 | Simatic | 1.54 | 0
6ES79225BF000AB0 | FRONT CONN. F. SIMATIC S7-1500 40-PIN (6ES7592-1AM00-0XB0) W. 20 SINGLE CORES 0.5 MM2 (1-20) CORE-TYPE H05V-K SCREW-TYPE VERSION L = 5.0M | 94.5 | TEM | 1 | Simatic | 1.22 | 0
6ES79225BF000AC0 | FRONT CONN. FOR SIMATIC S7-1500 40PIN(6ES7592-1AM00-0XB0) WITH 40 SINGLE CORES 0.5 MM2 CORE TYPE H05V-K SCREW-TYPE VERSION L = 5.0M | 111 | TEM | 1 | Simatic | 2.1 | 0
6ES79225BF000HB0 | FRONT CONN. F. SIMATIC S7-1500 40-PIN (6ES7592-1AM00-0XB0) W. 20 SINGLE CORES 0.5 MM2 (1-20) CORE-TYPE H05Z-K (HALOGEN-FREE) SCREW-TYPE VERSION L = 5.0M | 115 | TEM | 1 | Simatic | 1.22 | 0
6ES79225BF000HC0 | FRONT CONN. FOR SIMATIC S7-1500 40PIN(6ES7592-1AM00-0XB0) WITH 40 SINGLE CORES 0.5 MM2 CORE TYPE H05Z-K (HALOGEN-FREE) SCREW-TYPE VERSION L = 5.0M | 141 | TEM | 1 | Simatic | 2.1 | 0
6ES79225BF000UB0 | FRONT CONN. F. SIMATIC S7-1500 40-PIN (6ES7592-1AM00-0XB0) W. 20 SINGLE CORES 0.5 MM2 (1-20) CORE-TYPE UL/SCA CERTIFIED SCREW-TYPE VERSION L = 5.0M | 103 | TEM | 1 | Simatic | 1.22 | 0
6ES79225BF000UC0 | FRONT CONN. F. SIMATIC S7-1500 40-PIN (6ES7592-1AM00-0XB0) W. 40 SINGLE CORES 0.5 MM2 CORE-TYPE UL/SCA CERTIFIED SCREW-TYPE VERSION L = 5.0M | 120 | TEM | 1 | Simatic | 2.1 | 0
6ES79225BG500AB0 | FRONT CONN. F. SIMATIC S7-1500 40-PIN (6ES7592-1AM00-0XB0) W. 20 SINGLE CORES 0.5 MM2 (1-20) CORE-TYPE H05V-K SCREW-TYPE VERSION L = 6.5M | 99.8 | TEM | 1 | Simatic | 1.55 | 0
6ES79225BG500AC0 | FRONT CONN. FOR SIMATIC S7-1500 40PIN(6ES7592-1AM00-0XB0) WITH 40 SINGLE CORES 0.5 MM2 CORE TYPE H05V-K SCREW-TYPE VERSION L = 6.5M | 119 | TEM | 1 | Simatic | 2.77 | 0
6ES79225BG500HB0 | FRONT CONN. F. SIMATIC S7-1500 40-PIN (6ES7592-1AM00-0XB0) W. 20 SINGLE CORES 0.5 MM2 (1-20) CORE-TYPE H05Z-K (HALOGEN-FREE) SCREW-TYPE VERSION L = 6.5M | 126 | TEM | 1 | Simatic | 1.55 | 0
6ES79225BG500HC0 | FRONT CONN. FOR SIMATIC S7-1500 40PIN(6ES7592-1AM00-0XB0) WITH 40 SINGLE CORES 0.5 MM2 CORE TYPE H05Z-K (HALOGEN-FREE) SCREW-TYPE VERSION L = 6.5M | 160 | TEM | 1 | Simatic | 2.77 | 0
6ES79225BG500UB0 | FRONT CONN. F. SIMATIC S7-1500 40-PIN (6ES7592-1AM00-0XB0) W. 20 SINGLE CORES 0.5 MM2 (1-20) CORE-TYPE UL/SCA CERTIFIED SCREW-TYPE VERSION L = 6.5M | 110 | TEM | 1 | Simatic | 1.55 | 0
6ES79225BG500UC0 | FRONT CONN. F. SIMATIC S7-1500 40-PIN (6ES7592-1AM00-0XB0) W. 40 SINGLE CORES 0.5 MM2 CORE-TYPE UL/SCA CERTIFIED SCREW-TYPE VERSION L = 6.5M | 132 | TEM | 1 | Simatic | 2.77 | 0
6ES79225BJ000AB0 | FRONT CONN. F. SIMATIC S7-1500 40-PIN (6ES7592-1AM00-0XB0) W. 20 SINGLE CORES 0.5 MM2 (1-20) CORE-TYPE H05V-K SCREW-TYPE VERSION L = 8.0M | 105 | TEM | 1 | Simatic | 1.86 | 0
6ES79225BJ000AC0 | FRONT CONN. FOR SIMATIC S7-1500 40PIN(6ES7592-1AM00-0XB0) WITH 40 SINGLE CORES 0.5 MM2 CORE TYPE H05V-K SCREW-TYPE VERSION L = 8.0M | 128 | TEM | 1 | Simatic | 3.39 | 0
6ES79225BJ000HB0 | FRONT CONN. F. SIMATIC S7-1500 40-PIN (6ES7592-1AM00-0XB0) W. 20 SINGLE CORES 0.5 MM2 (1-20) CORE-TYPE H05Z-K (HALOGEN-FREE) SCREW-TYPE VERSION L = 8.0M | 139 | TEM | 1 | Simatic | 1.86 | 0
6ES79225BJ000HC0 | FRONT CONN. FOR SIMATIC S7-1500 40PIN(6ES7592-1AM00-0XB0) WITH 40 SINGLE CORES 0.5 MM2 CORE TYPE H05Z-K (HALOGEN-FREE) SCREW-TYPE VERSION L = 8.0M | 180 | TEM | 1 | Simatic | 3.39 | 0
6ES79225CB000AB0 | FRONT CONN. F. SIMATIC S7-1500 40-PIN (6ES7592-1AM00-0XB0) W. 20 SINGLE CORES 0.5 MM2 (1-20) CORE-TYPE H05V-K SCREW-TYPE VERSION L = 10,0M | 112 | TEM | 1 | Simatic | 2.14 | 0
6ES79225CB000AC0 | FRONT CONN. FOR SIMATIC S7-1500 40PIN(6ES7592-1AM00-0XB0) WITH 40 SINGLE CORES 0.5 MM2 CORE TYPE H05V-K SCREW-TYPE VERSION L = 10.0M | 139 | TEM | 1 | Simatic | 3.94 | 0
6ES79225CB000HB0 | FRONT CONN. F. SIMATIC S7-1500 40-PIN (6ES7592-1AM00-0XB0) W. 20 SINGLE CORES 0.5 MM2 (1-20) CORE-TYPE H05Z-K (HALOGEN-FREE) SCREW-TYPE VERSION L = 10,0M | 154 | TEM | 1 | Simatic | 2.14 | 0
6ES79225CB000HC0 | FRONT CONN. FOR SIMATIC S7-1500 40PIN(6ES7592-1AM00-0XB0) WITH 40 SINGLE CORES 0.5 MM2 CORE TYPE H05Z-K (HALOGEN-FREE) SCREW-TYPE VERSION L = 10.0M | 203 | TEM | 1 | Simatic | 3.94 | 0
6ES79230BA500CB0 | CONNECTING CABLE UNSHIELDED FOR SIMATIC S7-300/1500 BETWEEN FRONT CONNECTOR MODULE A. TERMINAL BLOCK 16 X 0.14 MM2 WITH IDC CONNECTORS,LENGTH 0.5M | 16.1 | TEM | 1 | Simatic | 0.095 | 0
6ES79230BB000CB0 | CONNECTING CABLE UNSHIELDED F0R SIMATIC S7-300/1500 BETWEEN FRONT CONNECTOR MODULE A. TERMINAL BLOCK 16 X 0.14MM2 WITH IDC CONNECTORS, LENGTH 1.0 M | 17.9 | TEM | 1 | Simatic | 0.125 | 0
6ES79230BB000DB0 | CONNECTING CABLE SHIELDED FOR SIMATIC S7-300/1500 BETWEEN FRONT CONNECTOR MODULE A. TERMINAL BLOCK 16 X 0.14MM2 WITH IDC CONNECTORS, LENGTH 1.0 M | 23.1 | TEM | 1 | Simatic | 0.13 | 0
6ES79230BB500CB0 | CONNECTING CABLE UNSHIELDED FOR SIMATIC S7-300/1500 BETWEEN FRONT CONNECTOR MODULE A. TERMINAL BLOCK 16 X 0.14MM2 WITH IDC CONNECTORS, LENGTH 1.5 M | 18.2 | TEM | 1 | Simatic | 0.15 | 0
6ES79230BC000CB0 | CONNECTING CABLE UNSHIELDED FOR SIMATIC S7-300/1500 BETWEEN FRONT CONNECTOR MODULE A. TERMINAL BLOCK 16 X 0.14MM2 WITH IDC CONNECTORS, LENGTH 2.0 M | 20 | TEM | 1 | Simatic | 0.18 | 0
6ES79230BC000DB0 | CONNECTING CABLE SHIELDED FOR SIMATIC S7-300/1500 BETWEEN FRONT CONNECTOR MODULE A. TERMINAL BLOCK 16 X 0.14MM2 WITH IDC CONNECTORS, LENGTH 2.0 M | 27.3 | TEM | 1 | Simatic | 0.19 | 0
6ES79230BC500CB0 | CONNECTING CABLE UNSHIELDED FOR SIMATIC S7-300/1500 BETWEEN FRONT CONNECTOR MODULE A. TERMINAL BLOCK 16 X 0.14MM2 WITH IDC CONNECTORS, LENGTH 2.5 M | 21 | TEM | 1 | Simatic | 0.21 | 0
6ES79230BC500DB0 | CONNECTING CABLE SHIELDED FOR SIMATIC S7-300/1500 BETWEEN FRONT CONNECTOR MODULE A. TERMINAL BLOCK 16 X 0.14MM2 WITH IDC CONNECTORS, LENGTH 2.5 M | 28.4 | TEM | 1 | Simatic | 0.22 | 0
6ES79230BD000CB0 | CONNECTING CABLE UNSHIELDED FOR SIMATIC S7-300/1500 BETWEEN FRONT CONNECTOR MODULE A. TERMINAL BLOCK,16 X 0.14MM2 WITH IDC CONNECTORS, LENGTH 3.0 M | 22.1 | TEM | 1 | Simatic | 0.235 | 0
6ES79230BD000DB0 | CONNECTING CABLE SHIELDED FOR SIMATIC S7-300/1500 BETWEEN FRONT CONNECTOR MODULE A. TERMINAL BLOCK 16 X 0.14MM2 WITH IDC CONNECTORS, LENGTH 3.0 M | 30.5 | TEM | 1 | Simatic | 0.25 | 0
6ES79230BE000CB0 | CONNECTING CABLE UNSHIELDED FOR SIMATIC S7-300/1500 BETWEEN FRONT CONNECTOR MODULE A. TERMINAL BLOCK 16 X 0.14MM2 WITH IDC CONNECTORS, LENGTH 4.0 M | 24.2 | TEM | 1 | Simatic | 0.29 | 0
6ES79230BE000DB0 | CONNECTING CABLE SHIELDED FOR SIMATIC S7-300/1500 BETWEEN FRONT CONNECTOR MODULE A. TERMINAL BLOCK 16 X 0.14MM2 WITH IDC CONNECTORS, LENGTH 4.0 M | 33.6 | TEM | 1 | Simatic | 0.32 | 0
6ES79230BF000CB0 | CONNECTING CABLE UNSHIELDED FOR SIMATIC S7-300/1500 BETWEEN FRONT CONNECTOR MODULE A. TERMINAL BLOCK 16 X 0.14MM2 WITH IDC CONNECTORS, LENGTH 5.0 M | 27.3 | TEM | 1 | Simatic | 0.35 | 0
6ES79230BF000DB0 | CONNECTING CABLE SHIELDED FOR SIMATIC S7-300/1500 BETWEEN FRONT CONNECTOR MODULE A. TERMINAL BLOCK 16 X 0.14MM2 WITH IDC CONNECTORS, LENGTH 5.0 M | 36.8 | TEM | 1 | Simatic | 0.38 | 0
6ES79230BG500CB0 | CONNECT. CABLE UNSHIELDED FOR SIMATIC S7-300/1500 BETWEEN FRONT CONN. MODULE AND CONNECTING MODULE 16 X 0.14SQMM MIT IDC-CONNECT., LENGTH 6.5M | 32.6 | TEM | 1 | Simatic | 0.41 | 0
6ES79230BG500DB0 | CONNECTING CABLE SHIELDED FOR SIMATIC S7-300/1500 BETWEEN FRONT CONN. MODULE AND CONNECTING MODULE 16 X 0.14SQMM MIT IDC-CONNECT., LENGTH 6.5M | 44.1 | TEM | 1 | Simatic | 0.45 | 0
6ES79230BJ000CB0 | CONNECT. CABLE UNSHIELDED FOR SIMATIC S7-300/1500 BETWEEN FRONT CONN. MODULE AND CONNECTING MODULE 16 X 0.14SQMM W. IDC-CONNECTORS, LENGTH 8,0M | 37.8 | TEM | 1 | Simatic | 0.5 | 0
6ES79230BJ000DB0 | CONNECTING CABLE SHIELDED FOR SIMATIC S7-300/1500 BETWEEN FRONT CONN. MODULE AND CONNECTING MODULE 16 X 0.14SQMM W. IDC-CONNECTORS, LENGTH 8,0M | 51.5 | TEM | 1 | Simatic | 0.55 | 0
6ES79230CB000CB0 | CONNECT. CABLE UNSHIELDED FOR SIMATIC S7-300/1500 BETWEEN FRONT CONN. MODULE AND CONNECTING MODULE 16 X 0.14SQMM W. IDC-CONNECTORS, LENGTH 10,0M | 46.2 | TEM | 1 | Simatic | 0.62 | 0
6ES79230CB000DB0 | CONNECTING CABLE SHIELDED FOR SIMATIC S7-300/1500 BETWEEN FRONT CONN. MODULE AND CONNECTING MODULE 16 X 0.14SQMM W. IDC-CONNECTORS, LENGTH 10,0M | 63 | TEM | 1 | Simatic | 0.68 | 0
6ES79230CD000AA0 | TWISTED RIBBON CABLE WITH 16 CORES 0.14 MM2, LENGTH: 30 M, UNSHIELDED | 97.7 | TEM | 1 | Simatic | 3.8 | 0
6ES79230CD000BA0 | TWISTED RIBBON CABLE WITH 16 CORES 0.14 MM2, LENGTH: 30 M, SHIELDED | 136 | TEM | 1 | Simatic | 4.4 | 0
6ES79230CG000AA0 | TWISTED RIBBON CABLE WITH 16 CORES 0.14 MM2, LENGTH: 60 M, UNSHIELDED | 194 | TEM | 1 | Simatic | 7.6 | 0
6ES79230CG000BA0 | TWISTED RIBBON CABLE WITH 16 CORES 0.14 MM2, LENGTH: 60 M, SHIELDED | 270 | TEM | 1 | Simatic | 8.8 | 0
6ES79232CD000AA0 | TWISTED RIBBON CABLE, 2 X 16 CORES, 0.14 MM2, UNSHIELDED, L = 30M | 193 | TEM | 1 | Simatic | 5 | 0
6ES79232CG000AA0 | TWISTED RIBBON CABLE, 2 X 16 CORES, 0.14 MM2, UNSHIELDED, L = 60 M | 386 | TEM | 1 | Simatic | 10 | 0
6ES79235BA500CB0 | CONNECTION CABLE UNSHIELDED FOR SIMATIC S7-1500 BETWEEN FRONT CONNECTOR MODULE A. CONNECT. MODULE 50 X 0.14QMM WITH IDC CONNECTORS,LENGTH 0.5M | 33.6 | TEM | 1 | Simatic | 0.095 | 0
6ES79235BA500EB0 | CONNECTING CABLE UNSHIELDED F. SIMATIC S7-300/1500 0.14SQMM BW. FRONT CONN. MOD. 4 X 16POLE AND CONNECT. MODULE 1 X 50 POLE W/ IDC-CONNECTOR, LENGTH 0.5M | 58.8 | TEM | 1 | Simatic | 0.14 | 0
6ES79235BB000CB0 | CONNECTION CABLE UNSHIELDED FOR SIMATIC S7-1500 BETWEEN FRONT CONNECTOR MODULE A. CONNECT. MODULE 50 X 0.14QMM WITH IDC CONNECTORS,LENGTH 1.0M | 35.7 | TEM | 1 | Simatic | 0.125 | 0
6ES79235BB000DB0 | CONNECTION CABLE SHIELDED FOR SIMATIC S7-1500 BETWEEN FRONT CONNECTOR MODULE A. CONNECT. MODULE 50 X 0.14QMM WITH IDC CONNECTORS,LENGTH 1.0M | 43.1 | TEM | 1 | Simatic | 0.13 | 0
6ES79235BB000EB0 | CONNECTING CABLE UNSHIELDED F. SIMATIC S7-300/1500 0.14SQMM BW. FRONT CONN. MOD. 4 X 16POLE AND CONNECT. MODULE 1 X 50 POLE W/ IDC-CONNECTOR, LENGTH 1.0M | 62 | TEM | 1 | Simatic | 0.231 | 0
6ES79235BB500CB0 | CONNECTION CABLE UNSHIELDED FOR SIMATIC S7-1500 BETWEEN FRONT CONNECTOR MODULE A. CONNECT. MODULE 50 X 0.14QMM WITH IDC CONNECTORS,LENGTH 1.5M | 37.8 | TEM | 1 | Simatic | 0.15 | 0
6ES79235BB500EB0 | CONNECTING CABLE UNSHIELDED F. SIMATIC S7-300/1500 0.14SQMM BW. FRONT CONN. MOD. 4 X 16POLE AND CONNECT. MODULE 1 X 50 POLE W/ IDC-CONNECTOR, LENGTH 1.5M | 64.1 | TEM | 1 | Simatic | 0.321 | 0
6ES79235BC000CB0 | CONNECTION CABLE UNSHIELDED FOR SIMATIC S7-1500 BETWEEN FRONT CONNECTOR MODULE A. CONNECT. MODULE 50 X 0.14QMM WITH IDC CONNECTORS,LENGTH 2.0M | 39.9 | TEM | 1 | Simatic | 0.18 | 0
6ES79235BC000DB0 | CONNECTION CABLE SHIELDED FOR SIMATIC S7-1500 BETWEEN FRONT CONNECTOR MODULE A. CONNECT. MODULE 50 X 0.14QMM WITH IDC CONNECTORS,LENGTH 2.0M | 49.4 | TEM | 1 | Simatic | 0.19 | 0
6ES79235BC000EB0 | CONNECTING CABLE UNSHIELDED F. SIMATIC S7-300/1500 0.14SQMM BW. FRONT CONN. MOD. 4 X 16POLE AND CONNECT. MODULE 1 X 50 POLE W/ IDC-CONNECTOR, LENGTH 2.0M | 67.2 | TEM | 1 | Simatic | 0.412 | 0
6ES79235BC500CB0 | CONNECTION CABLE UNSHIELDED FOR SIMATIC S7-1500 BETWEEN FRONT CONNECTOR MODULE A. CONNECT. MODULE 50 X 0.14QMM WITH IDC CONNECTORS,LENGTH 2.5M | 42 | TEM | 1 | Simatic | 0.21 | 0
6ES79235BC500DB0 | CONNECTION CABLE SHIELDED FOR SIMATIC S7-1500 BETWEEN FRONT CONNECTOR MODULE A. CONNECT. MODULE 50 X 0.14QMM W/ IDC CONNECTORS,LENGTH 2.5M | 52.5 | TEM | 1 | Simatic | 0.22 | 0
6ES79235BC500EB0 | CONNECTING CABLE UNSHIELDED F. SIMATIC S7-300/1500 0.14SQMM BW. FRONT CONN. MOD. 4 X 16POLE AND CONNECT. MODULE 1 X 50 POLE W/ IDC-CONNECTOR, LENGTH 2.5M | 69.3 | TEM | 1 | Simatic | 0.502 | 0
6ES79235BD000CB0 | CONNECTION CABLE UNSHIELDED FOR SIMATIC S7-1500 BETWEEN FRONT CONNECTOR MODULE A. CONNECT. MODULE 50 X 0.14QMM WITH IDC CONNECTORS,LENGTH 3.0M | 44.1 | TEM | 1 | Simatic | 0.235 | 0
6ES79235BD000DB0 | CONNECTION CABLE SHIELDED FOR SIMATIC S7-1500 BETWEEN FRONT CONNECTOR MODULE A. CONNECT. MODULE 50 X 0.14QMM WITH IDC CONNECTORS,LENGTH 3.0M | 55.7 | TEM | 1 | Simatic | 0.25 | 0
6ES79235BD000EB0 | CONNECTING CABLE UNSHIELDED F. SIMATIC S7-300/1500 0.14SQMM BW. FRONT CONN. MOD. 4 X 16POLE AND CONNECT. MODULE 1 X 50 POLE W/ IDC-CONNECTOR, LENGTH 3.0M | 72.5 | TEM | 1 | Simatic | 0.593 | 0
6ES79235BE000CB0 | CONNECTION CABLE UNSHIELDED FOR SIMATIC S7-1500 BETWEEN FRONT CONNECTOR MODULE A. CONNECT. MODULE 50 X 0.14QMM WITH IDC CONNECTORS,LENGTH 4.0M | 48.3 | TEM | 1 | Simatic | 0.29 | 0
6ES79235BE000DB0 | CONNECTION CABLE SHIELDED FOR SIMATIC S7-1500 BETWEEN FRONT CONNECTOR MODULE A. CONNECT. MODULE 50 X 0.14QMM WITH IDC CONNECTORS,LENGTH 4.0M | 62 | TEM | 1 | Simatic | 0.32 | 0
6ES79235BE000EB0 | CONNECTING CABLE UNSHIELDED F. SIMATIC S7-300/1500 0.14SQMM BW. FRONT CONN. MOD. 4 X 16POLE AND CONNECT. MODULE 1 X 50 POLE W/ IDC-CONNECTOR, LENGTH 4.0M | 77.7 | TEM | 1 | Simatic | 0.774 | 0
6ES79235BF000CB0 | CONNECTION CABLE UNSHIELDED FOR SIMATIC S7-1500 BETWEEN FRONT CONNECTOR MODULE A. CONNECT. MODULE 50 X 0.14QMM WITH IDC CONNECTORS,LENGTH 5,0M | 52.5 | TEM | 1 | Simatic | 0.35 | 0
6ES79235BF000DB0 | CONNECTION CABLE SHIELDED FOR SIMATIC S7-1500 BETWEEN FRONT CONNECTOR MODULE A. CONNECT. MODULE 50 X 0.14QMM WITH IDC CONNECTORS,LENGTH 5.0M | 68.3 | TEM | 1 | Simatic | 0.38 | 0
6ES79235BF000EB0 | CONNECTING CABLE UNSHIELDED F. SIMATIC S7-300/1500 0.14SQMM BW. FRONT CONN. MOD. 4 X 16POLE AND CONNECT. MODULE 1 X 50 POLE W/ IDC-CONNECTOR, LENGTH 5.0M | 83 | TEM | 1 | Simatic | 0.955 | 0
6ES79235BG500CB0 | CONNECTION CABLE UNSHIELDED FOR SIMATIC S7-1500 BETWEEN FRONT CONNECTOR MODULE A. CONNECT. MODULE 50 X 0.14QMM WITH IDC CONNECTORS,LENGTH 6,5M | 58.8 | TEM | 1 | Simatic | 0.41 | 0
6ES79235BG500DB0 | CONNECTION CABLE SHIELDED FOR SIMATIC S7-1500 BETWEEN FRONT CONNECTOR MODULE A. CONNECT. MODULE 50 X 0.14QMM WITH IDC CONNECTORS,LENGTH 6.5M | 77.7 | TEM | 1 | Simatic | 0.45 | 0
6ES79235BG500EB0 | CONNECTING CABLE UNSHIELDED F. SIMATIC S7-300/1500 0.14SQMM BW. FRONT CONN. MOD. 4 X 16POLE AND CONNECT. MODULE 1 X 50 POLE W/ IDC-CONNECTOR, LENGTH 6.5M | 91.4 | TEM | 1 | Simatic | 1.226 | 0
6ES79235BJ000CB0 | CONNECTION CABLE UNSHIELDED FOR SIMATIC S7-1500 BETWEEN FRONT CONNECTOR MODULE A. CONNECT. MODULE 50 X 0.14QMM WITH IDC CONNECTORS,LENGTH 8,0M | 65.1 | TEM | 1 | Simatic | 0.5 | 0
6ES79235BJ000DB0 | CONNECTION CABLE SHIELDED FOR SIMATIC S7-1500 BETWEEN FRONT CONNECTOR MODULE A. CONNECT. MODULE 50 X 0.14QMM WITH IDC CONNECTORS,LENGTH 8.0M | 88.2 | TEM | 1 | Simatic | 0.55 | 0
6ES79235BJ000EB0 | CONNECTING CABLE UNSHIELDED F. SIMATIC S7-300/1500 0.14SQMM BW. FRONT CONN. MOD. 4 X 16POLE AND CONNECT. MODULE 1 X 50 POLE W/ IDC-CONNECTOR, LENGTH 8.0M | 98.7 | TEM | 1 | Simatic | 1.498 | 0
6ES79235CB000CB0 | CONNECTION CABLE UNSHIELDED FOR SIMATIC S7-1500 BETWEEN FRONT CONNECTOR MODULE A. CONNECT. MODULE 50 X 0.14QMM W/ IDC CONNECTORS,LENGTH 10.0M | 73.5 | TEM | 1 | Simatic | 0.62 | 0
6ES79235CB000DB0 | CONNECTION CABLE SHIELDED FOR SIMATIC S7-1500 BETWEEN FRONT CONNECTOR MODULE A. CONNECT. MODULE 50 X 0.14QMM W/ IDC CONNECTORS,LENGTH 10.0M | 101 | TEM | 1 | Simatic | 0.68 | 0
6ES79235CB000EB0 | CONNECTING CABLE UNSHIELDED F. SIMATIC S7-300/1500 0.14SQMM BW. FRONT CONN. MOD. 4 X 16POLE AND CONNECT. MODULE 1 X 50 POLE W/ IDC-CONNECTOR, LENGTH 10M | 108 | TEM | 1 | Simatic | 1.86 | 0
6ES79240AA200AA0 | CONNECTING MODULE TP1 8 CHANNELS A. 2X2 TERMINALS FOR POTENTIAL SUPPLY TYPE: SCREW-TYPE TERMINAL WITHOUT LED, PACK. UNIT = 1 PCS 16-PIN IDC CONNECTION FOR CABLE | 14.7 | TEM | 1 | Simatic | 0.08 | 0
6ES79240AA200AC0 | TERMINAL BLOCK TP1 8 CHANNELS AND 2X2 TERMINALS FOR POTENTIAL SUPPLY SORT: PUSH-IN TERMINAL WITHOUT LED, PACK. UNIT=1PCS 16POLE IDC CONNECT. F. CABLE | 14.7 | TEM | 1 | Simatic | 0.05 | 0
6ES79240AA200BA0 | CONNECTING MODULE TP1 8 CHANNELS A. 2X2 TERMINALS FOR POTENTIAL SUPPLY TYPE: SCREW-TYPE TERMINAL WITH LED, PACK. UNIT = 1 PCS 16-PIN IDC CONNECTION FOR CABLE | 24.7 | TEM | 1 | Simatic | 0.08 | 0
6ES79240AA200BC0 | TERMINAL BLOCK TP1 8 CHANNELS AND 2X2 TERMINALS FOR POTENTIAL SUPPLY SORT: PUSH-IN TERMINAL WITH LED, PACK. UNIT=1PCS 16POLE IDC CONNECT. F. CABLE | 23.6 | TEM | 1 | Simatic | 0.05 | 0
6ES79240BB200AA0 | TERMINAL BLOCK TP2 8 CHANNELS F. 2A-DIGITAL OUTPUT A. 2X6 MULTIPLICAT. TERMINALS TYPE: SCREW-TYPE TERMINAL WITHOUT LED, PACK. UNIT = 1 PCS 16-PIN IDC CONNECTION FOR CABLE | 22.5 | TEM | 1 | Simatic | 0.13 | 0
6ES79240BB200AC0 | TERMINAL BLOCK TP2 8 CHANNELS FOR 2A-DIGITAL OUTPUT AND 2X6 MULTIPLICATION TERMINALS SORT: PUSH-IN TERMINAL WITHOUT LED, PACK. UNIT=1PCS 16POLE IDC CONNECT. F. CABLE | 21.5 | TEM | 1 | Simatic | 0.1 | 0
6ES79240BD200BA0 | TERMINAL BLOCK TPRO WITH RELAY 24V DC, OUTPUT 8 NO 230V/3A AC 30V/3A DC, SORT: SCREW TERMINAL WITH LED, PACK. UNIT=1PCS 16POLE IDC CONNECT. F. CABLE | 74.6 | TEM | 1 | Simatic | 0.27 | 0
6ES79240BD200BC0 | TERMINAL BLOCK TPRO WITH RELAY 24V DC, OUTPUT 8 NO 230V/3A AC 30V/3A DC, SORT: PUSH-IN TERMINAL WITH LED, PACK. UNIT=1PCS 16POLE IDC CONNECT. F. CABLE | 73.5 | TEM | 1 | Simatic | 0.23 | 0
6ES79240BE200BA0 | TERMINAL BLOCK TPRI WITH RELAY 230V AC, OUTPUT 8 NO 24V/0.5A DC SORT: SCREW TERMINAL WITH LED, PACK. UNIT=1PCS 16POLE IDC CONNECT. F. CABLE | 108 | TEM | 1 | Simatic | 0.36 | 0
6ES79240BE200BC0 | TERMINAL BLOCK TPRI WITH RELAY 230V AC, OUTPUT 8 NO 24V/0.5A DC SORT: PUSH-IN TERMINAL WITH LED, PACK. UNIT=1PCS 16POLE IDC CONNECT. F. CABLE | 107 | TEM | 1 | Simatic | 0.32 | 0
6ES79240BF200BA0 | TERMINAL BLOCK TP00 W. OPTOCOUPLER 24V DC, OUTPUT 8 NO 24V DC/4A, OVERLOAD AND SHORT-CIRCUIT-PROOF, WITH LED, SCREW TERMINAL, PACK. UNIT=1PCS 16POLE IDC CONNECT. F. CABLE | 165 | TEM | 1 | Simatic | 0.29 | 0
6ES79240BF200BC0 | TERMINAL BLOCK TP00 W. OPTOCOUPLER 24V DC, OUTPUT 8 NO 24V DC/4A, OVERLOAD AND SHORT-CIRCUIT-PROOF, WITH LED, PUSH-IN TERMINAL, PACK. UNIT =1PCS 16POLE IDC CONNECT. F. CABLE | 162 | TEM | 1 | Simatic | 0.25 | 0
6ES79240BG200BA0 | TERMINAL BLOCK TPRI WITH RELAY 110V AC, OUTPUT 8 NO 24V/0.5A DC SORT: SCREW TERMINAL WITH LED, PACK. UNIT=1PCS 16POLE IDC CONNECT. F. CABLE | 108 | TEM | 1 | Simatic | 0.36 | 0
6ES79240BG200BC0 | TERMINAL BLOCK TPRI WITH RELAY 110V AC, OUTPUT 8 NO 24V/0.5A DC SORT: PUSH-IN TERMINAL WITH LED, PACK. UNIT=1PCS 16POLE IDC CONNECT. F. CABLE | 107 | TEM | 1 | Simatic | 0.32 | 0
6ES79240CA200AA0 | CONNECTING MODULE TP3 8 CHANNELS A. 2X10 TERMINALS F. POTENTIAL SUPPLY TYPE: SCREW-TYPE TERMINAL WITHOUT LED, PACK. UNIT = 1 PCS 16-PIN IDC CONNECTION FOR CABLE | 23.6 | TEM | 1 | Simatic | 0.16 | 0
6ES79240CA200AC0 | TERMINAL BLOCK TP3 8 CHANNELS AND 2X10 TERMINALS FOR POTENTIAL SUPPLY SORT: PUSH-IN TERMINAL WITHOUT LED, PACK. UNIT=1PCS 16POLE IDC CONNECT. F. CABLE | 22.5 | TEM | 1 | Simatic | 0.1 | 0
6ES79240CA200BA0 | CONNECTING MODULE TP3 8 CHANNELS A. 2X10 TERMINALS F. POTENTIAL SUPPLY TYPE: SCREW-TYPE TERMINAL WITH LED, PACK. UNIT = 1 PCS 16-PIN IDC CONNECTION FOR CABLE | 33.6 | TEM | 1 | Simatic | 0.16 | 0
6ES79240CA200BC0 | TERMINAL BLOCK TP3 8 CHANNELS AND 2X10 TERMINALS FOR POTENTIAL SUPPLY SORT: PUSH-IN TERMINAL WITH LED, PACK. UNIT=1PCS 16POLE IDC CONNECT. F. CABLE | 32.6 | TEM | 1 | Simatic | 0.1 | 0
6ES79240CC200AA0 | CONNECTING MODULE TPA 3-TIER FOR ANALOG MODULES OF SIMATIC S7-1500 TYPE: SCREW-TYPE TERMINAL WITHOUT LED, PACK. UNIT = 1 PCS 16-PIN IDC CONNECTION FOR CABLE | 34.7 | TEM | 1 | Simatic | 0.17 | 0
6ES79240CC200AC0 | TERMINAL BLOCK TPA 3-TIER FOR ANALOG MODULES OF SIMATIC S7-1500 SORT: PUSH-IN TERMINAL WITHOUT LED, PACK. UNIT=1PCS 16POLE IDC CONNECT. F. CABLE | 33.6 | TEM | 1 | Simatic | 0.11 | 0
6ES79240CC210AA0 | TERMINAL BLOCK TPA 3-TIER FOR ANALOG MODULES OF SIMATIC S7-300 SORT: SCREW TERMINAL WITHOUT LED, PACK. UNIT=1PCS 16POLE IDC CONNECT. F. CABLE | 34.7 | TEM | 1 | Simatic | 0.18 | 0
6ES79240CC210AC0 | TERMINAL BLOCK TPA 3-TIER FOR ANALOG MODULES OF SIMATIC S7-300 SORT: PUSH-IN TERMINAL WITHOUT LED, PACK. UNIT=1PCS 16POLE IDC CONNECT. F. CABLE | 33.6 | TEM | 1 | Simatic | 0.12 | 0
6ES79240CH200BA0 | TERMINAL BLOCK TP3 WITH DISCONNECTION TERMINAL PER EACH CHANNEL 8 CHANNELS AND 2X10 TERMINALS FOR POTENTIAL SUPPLY SORT: SCREW TERMINAL WITH LED, PACK. UNIT=1PCS 16POLE IDC CONNECT. F. CABLE | 43.1 | TEM | 1 | Simatic | 0.23 | 0
6ES79240CH200BC0 | TERMINAL BLOCK TP3 WITH DISCONNECTION TERMINAL PER EACH CHANNEL 8 CHANNELS AND 2X10 TERMINALS FOR POTENTIAL SUPPLY SORT: PUSH-IN TERMINAL WITH LED, PACK. UNIT=1PCS 16POLE IDC CONNECT. F. CABLE | 43.1 | TEM | 1 | Simatic | 0.18 | 0
6ES79240CL200BA0 | TERMINAL BLOCK TP3 WITH FUSE PER EACH CHANNEL 8 CHANNELS AND 2X10 TERMINALS FOR POTENTIAL SUPPLY SORT: SCREW TERMINAL WITH LED, PACK. UNIT=1PCS 16POLE IDC CONNECT. F. CABLE | 52.5 | TEM | 1 | Simatic | 0.3 | 0
6ES79240CL200BC0 | TERMINAL BLOCK TP3 WITH FUSE PER EACH CHANNEL 8 CHANNELS AND 2X10 TERMINALS FOR POTENTIAL SUPPLY SORT: PUSH-IN TERMINAL WITH LED, PACK. UNIT=1PCS 16POLE IDC CONNECT. F. CABLE | 52.5 | TEM | 1 | Simatic | 0.24 | 0
6ES79242AA200AA0 | TERMINAL BLOCK TP1 32 CHANNELS AND 4X2 TERMINALS FOR POTENTIAL SUPPLY SORT: SCREW TERMINAL WITHOUT LED, PACK. UNIT=1PCS 50POLE IDC CONNECT. F. CABLE | 31.5 | TEM | 1 | Simatic | 0.31 | 0
6ES79242AA200AC0 | TERMINAL BLOCK TP1 32 CHANNELS AND 4X2 TERMINALS FOR POTENTIAL SUPPLY SORT: PUSH-IN TERMINAL WITHOUT LED, PACK. UNIT=1PCS 50POLE IDC CONNECT. F. CABLE | 31.5 | TEM | 1 | Simatic | 0.21 | 0
6ES79242AA200BA0 | TERMINAL BLOCK TP1 32 CHANNELS AND 4X2 TERMINALS FOR POTENTIAL SUPPLY SORT: SCREW TERMINAL WITHOUT LED, PACK. UNIT=1PCS 50POLE IDC CONNECT. F. CABLE | 53.6 | TEM | 1 | Simatic | 0.31 | 0
6ES79242AA200BC0 | TERMINAL BLOCK TP1 32 CHANNELS AND 4X2 TERMINALS FOR POTENTIAL SUPPLY SORT: PUSH-IN TERMINAL WITH LED, PACK. UNIT=1PCS 50POLE IDC CONNECT. F. CABLE | 53.6 | TEM | 1 | Simatic | 0.21 | 0
6ES79242CA200AA0 | TERMINAL BLOCK TP3 32 CHANNELS AND 2X33 TERMINALS FOR POTENTIAL SUPPLY SORT: SCREW TERMINAL WITHOUT LED, PACK. UNIT=1PCS 50POLE IDC CONNECT. F. CABLE | 76.7 | TEM | 1 | Simatic | 0.54 | 0
6ES79242CA200AC0 | TERMINAL BLOCK TP3 32 CHANNELS AND 2X33 TERMINALS FOR POTENTIAL SUPPLY SORT: PUSH-IN TERMINAL WITHOUT LED, PACK. UNIT=1PCS 50POLE IDC CONNECT. F. CABLE | 76.7 | TEM | 1 | Simatic | 0.34 | 0
6ES79242CA200BA0 | TERMINAL BLOCK TP3 32 CHANNELS AND 2X33 TERMINALS FOR POTENTIAL SUPPLY SORT: SCREW TERMINAL WITH LED, PACK. UNIT=1PCS 50POLE IDC CONNECT. F. CABLE | 92.4 | TEM | 1 | Simatic | 0.54 | 0
6ES79242CA200BC0 | TERMINAL BLOCK TP3 32 CHANNELS AND 2X33 TERMINALS FOR POTENTIAL SUPPLY SORT: PUSH-IN TERMINAL WITH LED, PACK. UNIT=1PCS 50POLE IDC CONNECT. F. CABLE | 92.4 | TEM | 1 | Simatic | 0.34 | 0
6ES79242CC200AA0 | TERMINAL BLOCK TPA 3-TIER FOR ANALOG MODULES OF SIMATIC S7-1500 SORT: SCREW TERMINAL WITHOUT LED, PACK. UNIT=1PCS 50 POLE IDC CONNECT. F. CABLE | 78.8 | TEM | 1 | Simatic | 0.41 | 0
6ES79242CC200AC0 | TERMINAL BLOCK TPA 3-TIER FOR ANALOG MODULES OF SIMATIC S7-1500 SORT: PUSH-IN TERMINAL WITHOUT LED, PACK. UNIT=1PCS 50 POLE IDC CONNECT. F. CABLE | 78.8 | TEM | 1 | Simatic | 0.27 | 0
6ES79280AA000AA0 | CRIMPING TOOL FOR INSULATION PIERCING CONNECTING METHOD F. PRECUTTING OF TWISTED RIBBON CABLES | 44.1 | TEM | 1 | Simatic | 0.3 | 0
6ES79281AA204AA0 | SHIELD SHEET FOR CONNECTION MODULE ANALOG 8BIT SUITABLE FOR CONNECTION MODULES: 6ES7924-2CC20-0... S7-1500 6ES7924-0CC20-0... S7-1500 PACKAGING UNIT = 4 PCS | 38.9 | ΠΑΚ | 1 | Simatic | 0.405 | 0
6ES79281BA000AA0 | SHIELD SHEET FOR TERMINAL BLOCK ANALOG 1 PACK = SET OF 4 | 34.7 | ΠΑΚ | 1 | Simatic | 0.405 | 0
6ES79281BA204AA0 | SHIELD SHEET FOR CONNECTION MODULE ANALOG 32BIT SUITABLE FOR CONNECTION MODULES: 6ES7924-2CC20-0... S7-1500 ANALOG PACKAGING UNIT = 4 PCS | 80.9 | ΠΑΚ | 1 | Simatic | 0.405 | 0
6ES79282AB000AA0 | LABELS PLUGGABLE DIMENSION OF LABEL 6 X 15MM, 5 MATS 40 PCS. EACH PACK. UNIT = 200 PCS. | 31.5 | ΠΑΚ | 1 | Simatic | 0.1 | 0
6ES79282BB000AA0 | LABELS SELF ADHESIVE DIMENSION OF LABEL 6 X 15MM, 5 MATS 40 PCS. EACH PACK. UNIT = 200 PCS. | 44.1 | ΠΑΚ | 1 | Simatic | 0.1 | 0
6ES79283AA004AA0 | REPLACEMENT RELAY FOR TPRO COIL VOLTAGE 24V DC OUTPUT 230V AC PACK. UNIT = 4 PCS. | 35.7 | ΠΑΚ | 1 | Simatic | 0.1 | 0
6ES79283AA204AA0 | RELAY FOR TPRO 24 VDC PACKAGING UNIT = 4 PCS | 35.7 | ΠΑΚ | 1 | Simatic | 0.1 | 0
6ES79283BA004AA0 | REPLACEMENT RELAY FOR TPRI COIL VOLTAGE 230V AC OUTPUT 24V DC PACK. UNIT = 4 PCS. | 42 | ΠΑΚ | 1 | Simatic | 0.1 | 0
6ES79283BA204AA0 | RELAY FOR TPRI 230 VAC PACKAGING UNIT = 4 PCS | 42 | ΠΑΚ | 1 | Simatic | 0.1 | 0
6ES79283CA004AA0 | SOLID STATE RELAY FOR TPRO INPUT VOLTAGE 24V DC OUTPUT 24VAC UP TO 250V AC FORM LIKE RELAY TPRO PACK. UNIT = 4 PCS. | 50.4 | ΠΑΚ | 1 | Simatic | 0.024 | 0
6ES79283CA204AA0 | RELAY FOR TPRO 230 VAC PACKAGING UNIT = 4 PCS | 50.4 | ΠΑΚ | 1 | Simatic | 0.1 | 0
6ES79283DA004AA0 | SOLID STATE RELAY FOR TPRO INPUT VOLTAGE 24V DC OUTPUT 3VDC UP TO 60V DC FORM LIKE RELAY TPRO PACK. UNIT = 4 PCS. | 50.4 | ΠΑΚ | 1 | Simatic | 0.024 | 0
6ES79283DA204AA0 | RELAY FOR TPRO 60 VDC PACKAGING UNIT = 4 PCS | 54.6 | ΠΑΚ | 1 | Simatic | 0.1 | 0
6ES79283EA204AA0 | RELAY FOR TPRI 110 VAC PACKAGING UNIT = 4 PCS | 50.4 | ΠΑΚ | 1 | Simatic | 0.1 | 0
6ES79285AA204AA0 | CASING COVER FOR CONNECTING MODULE TP1 8 BIT VPE = 4 ST | 10.8 | ΠΑΚ | 1 | Simatic | 0.1 | 0
6ES79285BA204AA0 | CASING COVER FOR CONNECTING MODULE TP2 / TP3 / TPA 8 BIT PACKAGING UNIT = 4 PCS | 13.7 | ΠΑΚ | 1 | Simatic | 0.1 | 0
6ES79285CA204AA0 | CASING COVER FOR CONNECTING MODULE TP3 32 BIT PACKAGING UNIT = 4 PCS | 20.4 | ΠΑΚ | 1 | Simatic | 0.4 | 0
6ES79285DA204AA0 | CASING COVER FOR CONNECTING MODULE TP1 32 BIT / TP3 SWITCH / TPRO 8 BIT VPE = 4 ST | 14.7 | ΠΑΚ | 1 | Simatic | 0.3 | 0
6ES79285EA204AA0 | CASING COVER FOR CONNECTING MODULE TPA 32 BIT / TP3 FUSE / TPRI / TPOO 8 BIT VPE = 4 ST | 20.1 | ΠΑΚ | 1 | Simatic | 0.3 | 0
6ES79286AA200AA0 | FUSES 0.6 A PACKAGING UNIT = 10 PCS | 7.4 | ΠΑΚ | 1 | Simatic | 0.1 | 0
6XX3004 | SCREW TERMINAL | 29.4 | TEM | 1 | Simatic | 0.064 | 0
6XX3070 | CRIMP CONTACTS FOR FRONT CONNECTOR K/490 (1 PACKAGE = 250 PIECES) | 38.9 | ΠΑΚ | 1 | Simatic | 0.09 | 0
6XX3071 | CRIMPING TOOL FOE CRIMPING OF CRIMP CONTACTS FOR FRONT CONNECTOR K | 579 | TEM | 1 | Simatic | 0.92 | 0
6ES74000HA024AB0 | SIMATIC S7-400H, 416-5H ENERGY STANDARD BUNDLE FOR SPPA-TX000 SYSTEM BUNDLE CONTAINING: 1 RACK UR2-H, 2 CPU 416-5H, 4 SYNC MODULES, 2 MEMORY CARDS 4MB, 2 FO-CABLES, 4 BATTERIES FOR PS; 2 POWER SUPPLIES (PS405 OR PS407) HAVE TO BE ORDERED SEPARATELY | 24108 | TEM | 1 | Simatic | 8 | 0
6ES74000HA104AB0 | SIMATIC S7-400H, 416-5H ENERGY STANDARD BUNDLE FOR SPPA-TX000 SYSTEM BUNDLE CONTAINING: 1X RACK UR2-H, 2X CPU 416-5H, 2X MEMORY CARDS 4MB, 4X SYNC MODULES, 2X FO-CABLES, 2X CP442-1RX00, 4X BATTERIES FOR PS; 2 POWER SUPPLIES (PS405 OR PS407) HAVE TO BE ORDERED SEPARATELY | 28312 | TEM | 1 | Simatic | 8.5 | 0
6ES74000HA114AB0 | SIMATIC S7-400H, 416-5H ENERGY STANDARD BUNDLE FOR SPPA-TX000 SYSTEM BUNDLE CONTAINING: 1X RACK UR2-H, 2X CPU 416-5H, 2X MEMORY CARDS 4MB, 4X SYNC MODULES, 2X FO-CABLES, 2X CP443-1RX00, 4X BATTERIES FOR PS; 2 POWER SUPPLIES (PS405 OR PS407) HAVE TO BE ORDERED SEPARATELY | 28312 | TEM | 1 | Simatic | 9.5 | 0
6ES74000HA524AB0 | SIMATIC S7-400H, 416-5H ENERGY STANDARD BUNDLE FOR SPPA-TX000 SYSTEM BUNDLE CONTAINING: 1 RACK UR2-H, 2 CPU 416-5H, 4 SYNC MODULES, 2 MEMORY CARDS 8MB, 2 FO-CABLES, 4 BATTERIES FOR PS; 2 POWER SUPPLIES (PS405 OR PS407) HAVE TO BE ORDERED SEPARATELY | 25737 | TEM | 1 | Simatic | 8 | 0
6ES74000HA604AB0 | SIMATIC S7-400H, 416-5H ENERGY STANDARD BUNDLE FOR SPPA-TX000 SYSTEM BUNDLE CONTAINING: 1X RACK UR2-H, 2X CPU 416-5H, 2X MEMORY CARDS 8MB, 4X SYNC MODULES, 2X FO-CABLES, 2X CP442-1RX00, 4X BATTERIES FOR PS; 2 POWER SUPPLIES (PS405 OR PS407) HAVE TO BE ORDERED SEPARATELY | 29975 | TEM | 1 | Simatic | 8.5 | 0
6ES74000HA614AB0 | SIMATIC S7-400H, 416-5H ENERGY STANDARD BUNDLE FOR SPPA-TX000 SYSTEM BUNDLE CONTAINING: 1X RACK UR2-H, 2X CPU 416-5H, 2X MEMORY CARDS 8MB, 4X SYNC MODULES, 2X FO-CABLES, 2X CP443-1RX00, 4X BATTERIES FOR PS; 2 POWER SUPPLIES (PS405 OR PS407) HAVE TO BE ORDERED SEPARATELY | 29975 | TEM | 1 | Simatic | 9.5 | 0
6ES74000HR014AB0 | SIMATIC S7-400H, 412-5H SYSTEM-BUNDLE H-SYSTEM WITH 1 X UR2-H, W/O MEMORY CARD, 2 X PS407 UC120/230V, 10A, 4 X SYNC-MODULE 10M, 2 X SYNC-CABLE 1M, 2 X CPU 412-5H, 4 X BACK-UP BATTERIES | 10256 | TEM | 1 | Simatic | 11 | 0
6ES74000HR024AB0 | SIMATIC S7-400H, 414-5H SYSTEM-BUNDLE H-SYSTEM WITH 1 X UR2-H, W/O MEMORY CARD, 2 X PS407 UC120/230V, 10A, 4 X SYNC-MODULE 10M, 2 X SYNC-CABLE 1M, 2 X CPU 414-5H, 4 X BACK-UP BATTERIES | 17226 | TEM | 1 | Simatic | 11 | 0
6ES74000HR034AB0 | SIMATIC S7-400H, 416-5H SYSTEM-BUNDLE H-SYSTEM WITH 1 X UR2-H, W/O MEMORY CARD, 2 X PS407 UC120/230V, 10A, 4 X SYNC-MODULE UP TO 10M, 2 X SYNC-CABLE 1M, 2 X CPU 416-5H, 4 X BACK-UP BATTERIES | 24516 | TEM | 1 | Simatic | 11 | 0
6ES74000HR044AB0 | SIMATIC S7-400H, 417-5H SYSTEM-BUNDLE H-SYSTEM WITH 1 X UR2-H, W/O MEMORY CARD, 2 X PS407 UC120/230V, 10A, 4 X SYNC-MODULE UP TO 10M, 2 X SYNC-CABLE 1M, 2 X CPU 417-5H, 4 X BACK-UP BATTERIES | 30931 | TEM | 1 | Simatic | 11 | 0
6ES74000HR514AB0 | SIMATIC S7-400H, 412-5H SYSTEM-BUNDLE H-SYSTEM WITH 1 X UR2-H, W/O MEMORY CARD, 2 X PS 405 10A, DC 24/48/60V, 4 X SYNC-MODULE 10M, 2 X SYNC-CABLE 1M, 2 X CPU 412-5H, 4 X BACK-UP BATTERIES | 10279 | TEM | 1 | Simatic | 11 | 0
6ES74000HR524AB0 | SIMATIC S7-400H, 414-5H SYSTEM-BUNDLE H-SYSTEM WITH 1 X UR2-H, W/O MEMORY CARD, 2 X PS 405 10A, DC 24/48/60V, 4 X SYNC-MODULE 10M, 2 X SYNC-CABLE 1M, 2 X CPU 414-5H, 4 X BACK-UP BATTERIES | 17604 | TEM | 1 | Simatic | 11 | 0
6ES74000HR534AB0 | SIMATIC S7-400H, 416-5H SYSTEM-BUNDLE H-SYSTEM WITH 1 X UR2-H, W/O MEMORY CARD, 2 X PS 405 10A, DC 24/48/60V, 4 X SYNC-MODULE 10M, 2 X SYNC-CABLE 1M, 2 X CPU 416-5H, 4 X BACK-UP BATTERIES | 24574 | TEM | 1 | Simatic | 11 | 0
6ES74000HR544AB0 | SIMATIC S7-400H, 417-5H SYSTEM-BUNDLE H-SYSTEM WITH 1 X UR2-H, W/O MEMORY CARD, 2 X PS 405 10A, DC 24/48/60V, 4 X SYNC-MODULE 10M, 2 X SYNC-CABLE 1M, 2 X CPU 417-5H, 4 X BACK-UP BATTERIES | 31014 | TEM | 1 | Simatic | 11 | 0
6ES74001JA010AA0 | SIMATIC S7-400, UR2 RACK, CENTRALIZED AND DISTRIBUTED WITH 9 SLOTS 2 REDUNDANT PS PLUGGABLE | 461 | TEM | 1 | Simatic | 2.456 | 1
6ES74001JA110AA0 | SIMATIC S7-400, UR2 RACK ALU, CENTRALIZED AND DISTRIBUTED WITH 9 SLOTS, 2 REDUNDANT PS PLUGGABLE | 654 | TEM | 1 | Simatic | 1.782 | 1
6ES74001TA010AA0 | SIMATIC S7-400, UR1 RACK, CENTRALIZED AND DISTRIBUTED WITH 18 SLOTS 2 REDUNDANT PS PLUGGABLE | 889 | TEM | 1 | Simatic | 4.54 | 1
6ES74001TA110AA0 | SIMATIC S7-400, UR1 RACK ALU, CENTRALIZED AND DISTRIBUTED WITH 18 SLOTS, 2 REDUNDANT PS PLUGGABLE | 1236 | TEM | 1 | Simatic | 3.276 | 1
6ES74002JA000AA0 | SIMATIC S7-400H, UR2-H RACK, CENTRALIZED AND DISTRIBUTED WITH 2 X 9 SLOTS | 873 | TEM | 1 | Simatic | 4.557 | 1
6ES74002JA100AA0 | SIMATIC S7-400, UR2-H RACK ALU, CENTRALIZED AND DISTRIBUTED WITH 2 X 9 SLOTS | 1242 | TEM | 1 | Simatic | 3.377 | 1
6ES74011DA010AA0 | SIMATIC S7-400, CR3 RACK, CENTRALIZED WITH 4 SLOTS | 395 | TEM | 1 | Simatic | 0.872 | 1
6ES74012TA010AA0 | SIMATIC S7-400, CR2 RACK, CENTRALIZED,18 SLOTS,2 SEGMENTS 2 REDUNDANT PS PLUGGABLE | 1110 | TEM | 1 | Simatic | 4.507 | 1
6ES74031JA010AA0 | SIMATIC S7-400, ER2 EXP. RACK, WITH 9 SLOTS, F. SIGNAL MODULES ONLY, 2 REDUNDANT PS PLUGGABLE | 371 | TEM | 1 | Simatic | 2.32 | 1
6ES74031JA110AA0 | SIMATIC S7-400, ER2 EXPANSION RACK ALU, WITH 9 SLOTS, FOR SIGNAL MODULES ONLY, 2 REDUNDANT PS PLUGGABLE | 514 | TEM | 1 | Simatic | 1.563 | 1
6ES74031TA010AA0 | SIMATIC S7-400, ER1 EXP. RACK, WITH 18 SLOTS,F. SIGNAL MODULES ONLY, 2 REDUNDANT PS PLUGGABLE | 704 | TEM | 1 | Simatic | 4.199 | 1
6ES74031TA110AA0 | SIMATIC S7-400, ER1 EXPANSION RACK ALU, WITH 18 SLOTS, FOR SIGNAL MODULES ONLY, 2 REDUNDANT PS PLUGGABLE | 977 | TEM | 1 | Simatic | 2.88 | 1
6ES74050DA020AA0 | SIMATIC S7-400, POWERSUPPLY PS 405: 4A, 24/48/60V DC, 5V DC/4A, ATEXAPPROBATIONIDENTIFICATION | 371 | TEM | 1 | Simatic | 0.945 | 1
6ES74050KA020AA0 | SIMATIC S7-400, PS 405 POWER SUPPLY, WIDE RANGE 10A, 24/48/60V DC, 5V/10A DC ATEX APPROBATION IDENTIFICATION | 704 | TEM | 1 | Simatic | 1.335 | 1
6ES74050KR020AA0 | SIMATIC S7-400, POWER SUPPLY PS 405: 10A, WIDE RANGE, 24/48/60V DC, DC, 5V DC/10A, FOR REDUNDANT USE ATEX APPROBATIONIDENTIFICATION | 857 | TEM | 1 | Simatic | 1.353 | 1
6ES74050RA020AA0 | SIMATIC S7-400, POWERSUPPLY PS 405: 20A, WIDE RANGE, 24/48/60V DC, 5V DC/20A, ATEXAPPROBATIONIDENTIFICATION | 924 | TEM | 1 | Simatic | 1.41 | 1
6ES74070DA020AA0 | SIMATIC S7-400, POWERSUPPLY PS407: 4A, WIDERANGE, 120/230V UC,5V DC/4A | 321 | TEM | 1 | Simatic | 0.959 | 1
6ES74070KA020AA0 | SIMATIC S7-400, POWER SUPPLY PS407: 10A, WIDERANGE, 120/230V UC, 5V DC/10A | 665 | TEM | 1 | Simatic | 1.33 | 1
6ES74070KR020AA0 | SIMATIC S7-400, POWER SUPPLY PS407; 10A, WIDERANGE, 120/230V UC, 5V DC/10A, FOR REDUNDANT USE | 834 | TEM | 1 | Simatic | 1.304 | 1
6ES74070RA020AA0 | SIMATIC S7-400, POWER SUPPLY PS407, 20A, WIDERANGE, 120/230V UC, 5V DC/20A | 889 | TEM | 1 | Simatic | 1.402 | 1
6ES74121XJ070AB0 | SIMATIC S7-400, CPU 412-1 CENTRAL PROCESSING UNIT WITH: 512 KB WORKING MEMORY, (256 KB CODE, 256 KB DATA), INTERFACE MPI/DP 12 MBIT/S | 1294 | TEM | 1 | Simatic | 0.884 | 1
6ES74122EK070AB0 | SIMATIC S7-400, CPU 412-2 PN CENTRAL PROCESSING UNIT WITH: 1 MB WORKING MEMORY, (0,5 MB CODE; 0,5 MB DATA) INTERFACES: 1. IF MPI/DP 12 MBIT/S (X1), 2. IF ETHERNET/PROFINET (X5), | 2907 | TEM | 1 | Simatic | 0.977 | 1
6ES74122XK070AB0 | SIMATIC S7-400, CPU 412-2 CENTRAL PROCESSING UNIT WITH: 1 MB WORKING MEMORY, (0,5 MB CODE; 0,5 MB DATA) 1. INTERFACE MPI/DP 12 MBIT/S, 2. INTERFACE PROFIBUS DP | 2513 | TEM | 1 | Simatic | 0.873 | 1
6ES74125HK060AB0 | SIMATIC S7-400H, CPU 412-5H, CENTRAL UNIT FOR S7-400H AND S7-400F/FH, 5 INTERFACES: 1X MPI/DP, 1X DP, 1X PN AND 2 FOR SYNC MODULES 1 MB MEMORY (512 KB DATA/512 KB CODE) | 3249 | TEM | 1 | Simatic | 1.332 | 1
6ES74142XL070AB0 | SIMATIC S7-400, CPU 414-2 CENTRAL PROCESSING UNIT WITH: 2 MB WORKING MEMORY, (1 MB CODE, 1 MB DATA), 1. INTERFACE MPI/DP 12 MBIT/S, 2. INTERFACE PROFIBUS DP | 3475 | TEM | 1 | Simatic | 0.898 | 1
6ES74143EM070AB0 | SIMATIC S7-400, CPU 414-3 PN/DP CENTRAL PROCESSING UNIT WITH: 4 MB WORKING MEMORY, (2 MB KB CODE, 2 MB DATA), INTERFACES: 1. IF MPI/DP 12 MBIT/S (X1), 2. IF ETHERNET/PROFINET (X5), 3. IF IF964-DP PLUGABLE (IF1) | 6129 | TEM | 1 | Simatic | 1.13 | 1
6ES74143FM070AB0 | SIMATIC S7-400, CPU414F-3 PN/DP CENTRAL PROCESSING UNIT WITH: 4 MB WORKING MEMORY, (2 MB KB CODE, 2 MB DATA), INTERFACES: 1. IF MPI/DP 12 MBIT/S (X1), 2. IF ETHERNET/PROFINET (X5), 3. IF IF964-DP PLUGABLE (IF1) | 6457 | TEM | 1 | Simatic | 1.088 | 1
6ES74143XM070AB0 | SIMATIC S7-400, CPU 414-3 CENTRAL PROCESSING UNIT WITH: 4 MB WORKING MEMORY, (2 MB KB CODE, 2 MB DATA), 1. INTERFACE MPI/DP 12 MBIT/S, 2. INTERFACE PROFIBUS DP, 3. IF IFM MODULES PLUGGABLE | 5686 | TEM | 1 | Simatic | 1.031 | 1
6ES74145HM060AB0 | SIMATIC S7-400H, CPU 414-5H, CENTRAL UNIT FOR S7-400H AND S7-400F/FH, 5 INTERFACES: 1X MPI/DP, 1X DP, 1X PN AND 2 FOR SYNC MODULES 4 MB MEMORY (2 MB DATA/2 MB CODE) | 6912 | TEM | 1 | Simatic | 1.32 | 1
6ES74162FP070AB0 | SIMATIC S7-400, CPU 416F-2, CENTRAL PROCESSING UNIT WITH: 8 MB WORKING MEMORY, (4 MB CODE, 4 MB DATA), 1. INTERFACE MPI/DP 12 MBIT/S, 2. INTERFACE PROFIBUS DP | 8460 | TEM | 1 | Simatic | 0.925 | 1
6ES74162XP070AB0 | SIMATIC S7-400, CPU 416-2, CENTRAL PROCESSING UNIT WITH: 8 MB WORKING MEMORY, (4 MB CODE, 4 MB DATA), 1. INTERFACE MPI/DP 12 MBIT/S, 2. INTERFACE PROFIBUS DP | 7978 | TEM | 1 | Simatic | 0.896 | 1
6ES74163ES070AB0 | SIMATIC S7-400, CPU 416-3 PN/DP CENTRAL PROCESSING UNIT WITH: 16 MB WORKING MEMORY, (8 MB KB CODE, 8 MB DATA), INTERFACES: 1. IF MPI/DP 12 MBIT/S (X1), 2. IF ETHERNET/PROFINET (X5), 3. IF IF964-DP PLUGABLE (IF1) | 11420 | TEM | 1 | Simatic | 1.108 | 1
6ES74163FS070AB0 | SIMATIC S7-400, CPU416F-3 PN/DP CENTRAL PROCESSING UNIT WITH: 16 MB WORKING MEMORY, (8 MB KB CODE, 8 MB DATA), INTERFACES: 1. IF MPI/DP 12 MBIT/S (X1), 2. IF ETHERNET/PROFINET (X5), 3. IF IF964-DP PLUGABLE (IF1) | 12134 | TEM | 1 | Simatic | 1.069 | 1
6ES74163XS070AB0 | SIMATIC S7-400, CPU 416-3, CENTRAL PROCESSING UNIT WITH: 16 MB WORKING MEMORY, (8 MB KB CODE, 8 MB DATA), 1. INTERFACE MPI/DP 12 MBIT/S, 2. INTERFACE PROFIBUS DP, 3. IF IFM MODULES PLUGGABLE | 10930 | TEM | 1 | Simatic | 1.031 | 1
6ES74165HS060AB0 | SIMATIC S7-400H, CPU 416-5H, CENTRAL UNIT FOR S7-400H AND S7-400F/FH, 5 INTERFACES: 1X MPI/DP, 1X DP, 1X PN AND 2 FOR SYNC MODULES 16 MB MEMORY (10 MB DATA/6 MB CODE) | 10398 | TEM | 1 | Simatic | 1.314 | 1
6ES74174XT070AB0 | SIMATIC S7-400, CPU 417-4 CENTRAL PROCESSING UNIT WITH: 32 MB WORKING MEMORY, (16 MB CODE; 16 MB DATA) 1. INTERFACE MPI 12 MBIT/S, 2. INTERFACE PROFIBUS DP, 3./4. IF IFM MODULES PLUGGABLE | 13220 | TEM | 1 | Simatic | 1.057 | 1
6ES74175HT060AB0 | SIMATIC S7-400H, CPU 417-5H, CENTRAL UNIT FOR S7-400H AND S7-400F/FH, 5 INTERFACES: 1X MPI/DP, 1X DP, 1X PN AND 2 FOR SYNC MODULES 32 MB MEMORY (16 MB DATA/16 MB CODE) | 13587 | TEM | 1 | Simatic | 1.281 | 1
6ES74211BL010AA0 | SIMATIC S7-400, SM 421 DIGITAL INPUT MODULE, OPTIC. ISOLATED, 32 DI, 24V DC | 313 | TEM | 1 | Simatic | 0.77 | 1
6ES74211EL000AA0 | SIMATIC S7-400, SM 421 DIGITAL INPUT MODULE, FLOATING, 32 DI, 120V DC/AC | 626 | TEM | 1 | Simatic | 0.773 | 1
6ES74211FH200AA0 | SIMATIC S7-400, DIG.INPUT MOD. SM 421, OPTIC. ISOLATED, 16 DI, 120/230V UC INPUTS PER IEC1131-2 TYPE 2 | 346 | TEM | 1 | Simatic | 0.776 | 1
6ES74217BH010AB0 | SIMATIC S7-400, DIGITAL INPUT SM 421, GALVANICALLY ISOLATED, 16 DI, 24V DC WITH 0.05 MS INPUT DELAY, ALARM, DIAGNOSTICS | 585 | TEM | 1 | Simatic | 0.776 | 1
6ES74217DH000AB0 | SIMATIC S7-400, SM 421 DIGITAL INPUT MODULE, OPTIC. ISOLATED, 16 DI, 24 - 60V UC, ALARM, DIAGNOSTICS | 380 | TEM | 1 | Simatic | 0.79 | 1
6ES74221BH110AA0 | SIMATIC S7-400, SM 422 DIGITAL OUTPUT MODULE, OPTIC. ISOLATED, 16 DO, 24V DC, 2A | 367 | TEM | 1 | Simatic | 0.792 | 1
6ES74221BL000AA0 | SIMATIC S7-400, SM 422 DIGITAL OUTPUT MODULE, OPTIC. ISOLATED, 32 DO, 24V DC, 0.5A | 460 | TEM | 1 | Simatic | 0.774 | 1
6ES74221FH000AA0 | SIMATIC S7-400, SM 422 DIGITAL OUTPUT MODULE, OPTIC. ISOLATED, 16 DO, 120/230V AC, 2A | 546 | TEM | 1 | Simatic | 0.954 | 1
6ES74221HH000AA0 | SIMATIC S7-400, SM 422 DIGITAL OUTPUT MODULE, OPTIC. ISOLATED, 16 DO, 5..230V AC, 5A RELAY | 578 | TEM | 1 | Simatic | 0.879 | 1
6ES74227BL000AB0 | SIMATIC S7-400, DIG.OUTPUT MOD. SM 422, OPTIC. ISOLATED, 32 DO, 24V DC, 0.5A WITH 0,15 MS OUTPUT DELAY, DIAGNOSTICS | 949 | TEM | 1 | Simatic | 0.842 | 1
6ES74310HH000AB0 | SIMATIC S7-400, ANALOG INPUT SM 431, NON-ISOLATED 16 AI, RESOLUTION 13 BITS, +/-10V, +/-20MA, 4 - 20MA 20 MS MODULE UPDATE | 877 | TEM | 1 | Simatic | 0.826 | 1
6ES74311KF000AB0 | SIMATIC S7-400, SM 431 ANALOG INPUT MODULE OPTIC. ISOLATED, 8 AI, 13 BIT RESOLUTION, U/I/RESIST. | 658 | TEM | 1 | Simatic | 0.759 | 1
6ES74311KF100AB0 | SIMATIC S7-400, SM 431 ANALOG INPUT MODULE OPTIC. ISOLATED, 8 AI, 14 BIT RESOLUTION, U/I/RESIST./ THERMOEL/PT100 | 986 | TEM | 1 | Simatic | 0.788 | 1
6ES74311KF200AB0 | SIMATIC S7-400, SM 431 ANALOG INPUT MODULE OPTIC. ISOLATED, 8 AI, 14 BIT RESOLUTION, U/I/RESIST. 0.416 MS SCAN TIME | 1535 | TEM | 1 | Simatic | 0.813 | 1
6ES74317KF000AB0 | SIMATIC S7-400, ANALOG INPUT SM 431, 8AI; 16 BIT RESOLUTION, U/I/THERMOEL., OPTIC. ISOLATED W. 1 POINT PER COMMON, DIAGN., ALARM, 20 MS MODULE UPDATE | 2557 | TEM | 1 | Simatic | 1.006 | 1
6ES74317KF006AA0 | SIMATIC S7-400, FRONT CONNECTOR FOR MODULE 6ES7431-7KF00-0AB0 WITH TEMPERATURE REFERENCE, WITH SCREW CONTACTS, 20 PIN ALREADY CONTAINED IN THE SCOPE OF SUPPLY OF THE MODULE | 236 | TEM | 1 | Simatic | 0.38 | 1
6ES74317KF100AB0 | SIMATIC S7-400, ANALOG INPUT SM 431, 8AI; 16 BIT RESOLUTION, RESIST./PT100/NI100 OPTIC. ISOLATED, DIAGNOSTIC, ALARM, 20 MS MODULE UPDATE | 960 | TEM | 1 | Simatic | 0.761 | 1
6ES74317QH000AB0 | SIMATIC S7-400, SM 431 ANALOG INPUT MODULE OPTIC. ISOLATED, 16 AI, 16 BIT RESOLUTION, U/I/RESIST./ THERMOEL./PT100,ALARM,DIAGNOST. | 2045 | TEM | 1 | Simatic | 0.851 | 1
6ES74321HF000AB0 | SIMATIC S7-400, SM 432 ANALOG OUTPUT MODULE OPTIC. ISOLATED, 8 AO, 13 BIT RESOLUTION, U/I | 1022 | TEM | 1 | Simatic | 0.782 | 1
6ES74401CS000YE0 | SIMATIC S7-400, CP 440-1 COMMUNICATIONS MODULE FOR POINT TO POINT CONNECTIONS 1 CHANNEL INCL. CONFIG. PACKAGE ON CD | 1077 | TEM | 1 | Simatic | 0.803 | 1
6ES74411AA050AE0 | SIMATIC S7-400, CP 441-1 COMMUNICATIONS MODULE FOR POINT TO POINT CONNECTIONS 1 CHANNEL INCL. CONFIG. PACKAGE ON CD | 721 | TEM | 1 | Simatic | 0.794 | 1
6ES74412AA050AE0 | SIMATIC S7-400, CP 441-2 COMMUNICATIONS MODULE FOR POINT TO POINT CONNECTIONS 2 CHANNELS INCL. CONFIG. PACKAGE ON CD | 1644 | TEM | 1 | Simatic | 0.802 | 1
6ES74501AP010AE0 | SIMATIC S7-400, FM 450-1 FUNCTION MODULE F. COUNT.FUNCT. WITH 2 CHANNELS INCL. CONFIG. PACKAGE ON CD | 746 | TEM | 1 | Simatic | 0.82 | 1
6ES74513AL000AE0 | SIMATIC S7-300, FM 451 POSITIONING MODULE FOR RAPID/ CREEP FEED DRIVE 3 CHANNELS INCL. CONFIG. PACKAGE ON CD | 1432 | TEM | 1 | Simatic | 1.466 | 1
6ES74521AH000AE0 | SIMATIC S7-400, FM 452 ELECTRONIC CAM CONTROLLER INCL. CONFIG. PACKAGE ON CD | 1044 | TEM | 1 | Simatic | 0.952 | 1
6ES74533AH000AE0 | SIMATIC S7-400, FM 453 FUNCTION MODULE FOR POSITIONING WITH SERVO AND STEPPER MOTORS (3 CHANNELS) INCL. CONFIG. PACKAGE ON CD | 2471 | TEM | 1 | Simatic | 1.81 | 1
6ES74550VS000AE0 | SIMATIC S7-400, CONTROL MODULE FM 455 C, 16 CHANNELS, CONTINUOUS 8/16 AI + 16 DI + 16 AO | 2132 | TEM | 1 | Simatic | 1.578 | 1
6ES74551VS000AE0 | SIMATIC S7-400, CONTROL MODULE FM 455 S, 16 CHANNELS, STEP AND PULSE 8/16 AI + 16 DI + 32 DO | 1908 | TEM | 1 | Simatic | 1.561 | 1
6ES74600AA010AB0 | SIMATIC S7-400, IM460-0 TRANSMITTER INTERFACE MODULE, FOR CENTRALIZED CONNECTION W/O PS TRANSMISSION WITH K BUS | 502 | TEM | 1 | Simatic | 0.814 | 1
6ES74601BA010AB0 | SIMATIC S7-400, IM460-1 TRANSMITTER INTERFACE MODULE, FOR CENTRALIZED CONNECTION WITH PS TRANSMISSION W/O K BUS | 431 | TEM | 1 | Simatic | 0.822 | 1
6ES74603AA010AB0 | SIMATIC S7-400, IM460-3 TRANSMITTER INTERFACE MODULE, FOR DISTRIBUTED CONNECTION UP TO 102 M, WITH K BUS | 665 | TEM | 1 | Simatic | 0.829 | 1
6ES74610AA007AA0 | SIMATIC S7-400, TERMINATOR FOR IM 461 RECEIVER INTERF.MOD. | 70.4 | TEM | 1 | Simatic | 0.082 | 1
6ES74610AA010AA0 | SIMATIC S7-400, IM461-0 RECEIVER INTERFACE MODULE, FOR CENTRALIZED CONNECTION W/O PS TRANSMISSION, WITH K BUS | 502 | TEM | 1 | Simatic | 0.829 | 1
6ES74611BA010AA0 | SIMATIC S7-400, IM461-1 RECEIVER INTERFACE MODULE FOR CENTRALIZED CONNECTION WITH PS TRANSMISSION, W/O K BUS | 472 | TEM | 1 | Simatic | 0.775 | 1
6ES74613AA007AA0 | SIMATIC S7-400, TERMINATOR FOR RECEIVER IM461-3 INTERFACE MOD. | 88.2 | TEM | 1 | Simatic | 0.071 | 1
6ES74613AA010AA0 | SIMATIC S7-400, IM461-3 RECEIVER INTERFACE MODULE FOR DISTRIBUTED CONNECTION UP TO 102 M, WITH K BUS | 665 | TEM | 1 | Simatic | 0.821 | 1
6ES74632AA000AA0 | SIMATIC S7-400, IM463-2 TRANSMITTER INTERFACE MODULE FOR DISTRIBUTED CONNECTION TO SIMATIC S5 EXPANSION MODULES VIA IM314, UP TO 600 M | 853 | TEM | 1 | Simatic | 1.057 | 1
6ES74681AH500AA0 | SIMATIC S7-400, IM CABLE WITH K BUS, 0.75 M | 171 | TEM | 1 | Simatic | 0.217 | 1
6ES74681BB500AA0 | SIMATIC S7-400, IM CABLE WITH K BUS, 1.5 M | 182 | TEM | 1 | Simatic | 0.322 | 1
6ES74681BF000AA0 | SIMATIC S7-400, IM CABLE WITH K BUS, 5 M | 220 | TEM | 1 | Simatic | 0.812 | 1
6ES74681CB000AA0 | SIMATIC S7-400, IM CABLE WITH K BUS, 10 M | 279 | TEM | 1 | Simatic | 1.543 | 1
6ES74681CC500AA0 | SIMATIC S7-400, IM CABLE WITH K BUS, 25 M | 479 | TEM | 1 | Simatic | 3.58 | 1
6ES74681CF000AA0 | SIMATIC S7-400, IM CABLE WITH K BUS, 50 M | 764 | TEM | 1 | Simatic | 8.16 | 1
6ES74681DB000AA0 | SIMATIC S7-400, IM CABLE WITH K BUS, 100 M | 1340 | TEM | 1 | Simatic | 14.1 | 1
6ES74683AH500AA0 | SIMATIC S7-400, IM CABLE WITH PS TRANSMISSION, W/O K BUS, 0.75 M | 171 | TEM | 1 | Simatic | 0.323 | 1
6ES74683BB500AA0 | SIMATIC S7-400, IM CABLE WITH PS TRANSMISSION, W/O K BUS, 1.5 M | 182 | TEM | 1 | Simatic | 0.533 | 1
6ES74900AA000AA0 | SIMATIC S7-400, SPARE PART POWER PLUG FOR PS405 4A/10A/20A | 34.7 | TEM | 1 | Simatic | 0.049 | 1
6ES74900AB000AA0 | SIMATIC S7-400, SPARE PART POWER PLUG FOR PS407 4A/10A/20A | 36.8 | TEM | 1 | Simatic | 0.05 | 1
6ES74901AA000AA0 | SIMATIC S7-400, SPARE PART MODULE LOCATION COVER FOR SUBRACKS UR, CR AND ER, 10 PIECES PER PACKAGING UNIT | 22.1 | ΠΑΚ | 1 | Simatic | 0.049 | 1
6ES74901BA000AA0 | SIMATIC S7/M7,CONNECT. TERMINAL FOR MODULES 6 PIECES PER PACKAGING UNIT | 15.8 | ΠΑΚ | 1 | Simatic | 0.057 | 1
6ES74921AL000AA0 | SIMATIC S7-400, FRONT CONNECTOR FOR SIGNAL MODULES WITH SCREW-TYPE CONTACT, 48-POLE | 41 | TEM | 1 | Simatic | 0.238 | 1
6ES74921AL001AB0 | SIMATIC S7-400, FRONT CONNECTOR FOR SIGNAL MODULES WITH SCREW-TYPE CONTACT, 48-POLE 84 PIECES PER PACKAGING UNIT | 3393 | ΠΑΚ | 1 | Simatic | 18.58 | 0
6ES74921BL000AA0 | SIMATIC S7-400, FRONT CONNECTOR FOR SIGNAL MODULES WITH SPRING CONTACT, 48-POLE | 39.9 | TEM | 1 | Simatic | 0.194 | 1
6ES74921CL000AA0 | SIMATIC S7-400, FRONT CONNECTOR FOR SIGNAL MODULES, FOR CRIMP SNAP-IN CONTACT, 48-POLE | 25.2 | TEM | 1 | Simatic | 0.155 | 1
6ES74921CL001AB0 | SIMATIC S7-400, FRONT CONNECTOR FOR SIGNAL MODULES, FOR CRIMP SNAP-IN CONTACT, 48-POLE 84 PIECES PER PACKAGING UNIT | 2085 | ΠΑΚ | 1 | Simatic | 11.54 | 0
6ES74921XL000AA0 | SIMATIC S7-400, FRONT COVER SET FOR SINGLE SLOT S7-400 CPU AND FM MODULES, CONSISTING OF 1 SHORT, 1 MIDDLE AND 1 FULL LENGTH COVER | 27.3 | TEM | 1 | Simatic | 0.404 | 1
6ES74922AX000AA0 | SIMATIC S7-400, 10 DIN A4 LABELLING SHEETS COLOR: PETROL, 4 LABELLING STRIPS/SHEETS FOR SIGNAL MODULES, MATERIAL: MEMBRANE, PREPERFO- RATED, FOR PRINTING ON A LASER PRINTER, 10 SHEETS PER PACKAGING UNIT | 52.5 | ΠΑΚ | 1 | Simatic | 0.229 | 0
6ES74922BX000AA0 | SIMATIC S7-400, 10 DIN A4 LABELLING SHEETS COLOR: LIGHT-BEIGE, 4 LABELLING STRIPS/SHEETS FOR SIGNAL MODULES, MATERIAL: MEMBRANE, PREPERFO- RATED, FOR PRINTING ON A LASER PRINTER, 10 SHEETS PER PACKAGING UNIT | 52.5 | ΠΑΚ | 1 | Simatic | 0.22 | 0
6ES74922CX000AA0 | SIMATIC S7-400, 10 DIN A4 LABELLING SHEETS COLOR: YELLOW, 4 LABELLING STRIPS/SHEETS FOR SIGNAL MODULES, MATERIAL: MEMBRANE, PREPERFO- RATED, FOR PRINTING ON A LASER PRINTER, 10 SHEETS PER PACKAGING UNIT | 52.5 | ΠΑΚ | 1 | Simatic | 0.24 | 0
6ES74922DX000AA0 | SIMATIC S7-400, 10 DIN A4 LABELLING SHEETS COLOR: RED, 4 LABELLING STRIPS/SHEETS FOR SIGNAL MODULES, MATERIAL: MEMBRANE, PREPERFO- RATED, FOR PRINTING ON A LASER PRINTER, 10 SHEETS PER PACKAGING UNIT | 52.5 | ΠΑΚ | 1 | Simatic | 0.232 | 0
6ES74922XL000AA0 | SIMATIC S7-400, FRONT COVER FOR I/O CONNECTOR 5 PIECES PER PACKAGING UNIT | 23.1 | ΠΑΚ | 1 | Simatic | 0.096 | 1
6ES74922XX000AA0 | SIMATIC S7-400, COVER FOIL FOR LABELLING STRIPS FOR SIGNAL MODULES, SPARE PART 10 PIECES PER PACKAGE | 14.7 | ΠΑΚ | 1 | Simatic | 0.037 | 0
6ES79520AF000AA0 | SIMATIC S7, RAM MEMORY CARD FOR S7-400, LONG VERSION, 64 KBYTES | 307 | TEM | 1 | Simatic | 0.044 | 1
6ES79520KF000AA0 | SIMATIC S7, MEMORY CARD FOR S7-400, LONG VERSION, 5V FLASH-EPROM, 64 KBYTES | 229 | TEM | 1 | Simatic | 0.044 | 1
6ES79520KH000AA0 | SIMATIC S7, MEMORY CARD FOR S7-400, LONG VERSION, 5V FLASH-EPROM, 256 KBYTES | 365 | TEM | 1 | Simatic | 0.042 | 1
6ES79521AH000AA0 | SIMATIC S7, RAM MEMORY CARD FOR S7-400, LONG VERSION, 256 KBYTES | 423 | TEM | 1 | Simatic | 0.041 | 1
6ES79521AK000AA0 | SIMATIC S7, RAM MEMORY CARD FOR S7-400, LONG VERSION, 1 MBYTE | 664 | TEM | 1 | Simatic | 0.046 | 1
6ES79521AL000AA0 | SIMATIC S7, RAM MEMORY CARD FOR S7-400, LONG VERSION, 2 MBYTES | 814 | TEM | 1 | Simatic | 0.049 | 1
6ES79521AM000AA0 | SIMATIC S7, RAM MEMORY CARD FOR S7-400, LONG VERSION, 4 MBYTES | 1330 | TEM | 1 | Simatic | 0.043 | 1
6ES79521AP000AA0 | SIMATIC S7, RAM MEMORY CARD FOR S7-400, LONG VERSION, 8 MBYTES | 2220 | TEM | 1 | Simatic | 0.044 | 1
6ES79521AS000AA0 | SIMATIC S7, RAM MEMORY CARD FOR S7-400, LONG VERSION 16 MBYTES | 3328 | TEM | 1 | Simatic | 0.043 | 1
6ES79521AY000AA0 | SIMATIC S7, RAM MEMORY CARD FOR S7-400, LONG VERSION 64 MBYTES | 3822 | TEM | 1 | Simatic | 0.045 | 1
6ES79521KK000AA0 | SIMATIC S7, MEMORY CARD FOR S7-400, LONG VERSION, 5V FLASH-EPROM, 1 MBYTE | 397 | TEM | 1 | Simatic | 0.044 | 1
6ES79521KL000AA0 | SIMATIC S7, MEMORY CARD FOR S7-400, LONG VERSION, 5V FLASH-EPROM, 2 MBYTES | 519 | TEM | 1 | Simatic | 0.045 | 1
6ES79521KM000AA0 | SIMATIC S7, MEMORY CARD FOR S7-400, LONG VERSION, 5V FLASH-EPROM, 4 MBYTES | 664 | TEM | 1 | Simatic | 0.043 | 1
6ES79521KP000AA0 | SIMATIC S7, MEMORY CARD FOR S7-400, LONG VERSION, 5V FLASH-EPROM, 8 MBYTES | 1036 | TEM | 1 | Simatic | 0.05 | 1
6ES79521KS000AA0 | SIMATIC S7, MEMORY CARD FOR S7-400, LONG VERSION, 5V FLASH-EPROM, 16 MBYTES | 1406 | TEM | 1 | Simatic | 0.051 | 1
6ES79521KT000AA0 | SIMATIC S7, MEMORY CARD FOR S7-400, LONG VERSION, 5V FLASH EPROM, 32 MBYTES | 2146 | TEM | 1 | Simatic | 0.043 | 1
6ES79521KY000AA0 | SIMATIC S7, MEMORY CARD FOR S7-400, LONG VERSION, 5V FLASH EPROM, 64 MBYTES | 3182 | TEM | 1 | Simatic | 0.047 | 1
6ES79601AA045AA0 | SIMATIC S7-400H, PATCH CABLE FO 1M FOR SYNC-MODULE | 75.6 | TEM | 1 | Simatic | 0.028 | 1
6ES79601AA045BA0 | SIMATIC S7-400H, PATCH CABLE FO 2M FOR SYNC-MODULE | 107 | TEM | 1 | Simatic | 0.044 | 1
6ES79601AA045KA0 | SIMATIC S7-400H, PATCH CABLE FO 10M FOR SYNC-MODULE | 119 | TEM | 1 | Simatic | 0.156 | 1
6ES79601AA060XA0 | SIMATIC S7-400H, SYNC SUBMODULE V6 FOR PATCH CABLES UP TO 10M | 354 | TEM | 1 | Simatic | 0.056 | 1
6ES79601AB060XA0 | SIMATIC S7-400H, SYNC SUBMODULE V6 FOR CABLES UP TO 10KM | 592 | TEM | 1 | Simatic | 0.059 | 1
6ES79631AA100AA0 | SIMATIC S7-400, IF963-RS232 INTERFACE MODULE W. RS232 IF FOR PTP CONNECTION TO CP441 FROM CP 441- AA05 | 185 | TEM | 1 | Simatic | 0.053 | 1
6ES79632AA100AA0 | SIMATIC S7-400, IF963-TTY INTERFACE MODULE W. TTY IF FOR PTP CONNECTION TO CP441 FROM CP 441- AA05 | 200 | TEM | 1 | Simatic | 0.051 | 1
6ES79633AA100AA0 | SIMATIC S7-400, IF963-X27 INTERFACE MODULE W. RS422/RS485 INTERF. FOR PTP CONNECTION TO CP441 FROM CP 441- AA05 | 216 | TEM | 1 | Simatic | 0.057 | 1
6ES79642AA040AB0 | SIMATIC S7, IF964-DP INTERFACE MODULE DP MASTER FOR S7-400 | 554 | TEM | 1 | Simatic | 0.129 | 1
6ES79710BA00 | SIMATIC S7-400, BACK-UP BATTERY 3.6 V/2.3 AH FOR PS 405 4A/10A/20A AND PS 407 4A/10A/20A | 11.6 | TEM | 1 | Simatic | 0.023 | 1
6ES79710BA02 | SIMATIC S7-400, BACK-UP BATTERY 3.6 V/2.3 AH FOR PS 405 4A/10A/20A AND PS 407 4A/10A/20A FOR EXTENDED TEMPERATURE RANGE | 13.7 | TEM | 1 | Simatic | 0.023 | 1
6ES79731HD100AA0 | SIMATIC S7-400, SPARE PART FUSE KIT FOR DIGITAL OUTPUT MODULE 6ES7422-5EH00-0AB0 | 31.5 | TEM | 1 | Simatic | 0.039 | 1
A5E00728552A | S7-400 SPARE PART JACK FOR FEED BACKUP POWER INTO THE CPU OR AS SPARE PART 5 PICES PER UNIT | 14.7 | ΠΑΚ | 1 | Simatic | 0.06 | 0
A5E00753961 | BATTERY BOX FOR ADDITIONAL BUFFER CAPACITY OF S7-400 WITH USING OF STANDARD LITHIUM CELL IN D FORM (MONO CELL), BATTERY IS NOT INCLUDED IN THE SUPPLY SCHEDULE | 182 | TEM | 1 | Simatic | 0.262 | 1
6AV21050BA020AA0 | WINCC RUNTIME PROFESSIONAL, 128 POWERTAGS V12 SP1, RUNTIME-SW, SINGLE LICENSE SW AND DOCUMENTATION ON DVD, LICENSE KEY ON USB STICK, CLASS A, 6 LANGUAGES(GE,EN,IT,FR,SP,CH), EXECUTABLE UNDER WINDOWS XP (32 BIT) / WINDOWS 7 (32/64 BIT) / WINSRV 2003 R2/2008 (32 BIT) / WINSRV 2008 R2 (64 BIT) | 2443 | TEM | 1 | Simatic | 0.412 | 0
6AV21050BA020AH0 | WINCC RUNTIME PROFESSIONAL, 128 POWERTAGS V12 SP1, RUNTIME-SW, SINGLE LICENSE SW AND LICENSE KEY DOWNLOAD, CLASS A, 6 LANGUAGES(GE,EN,IT,FR,SP,CH), EXECUTABLE UNDER WINDOWS XP (32 BIT) / WINDOWS 7 (32/64 BIT) / WINSRV 2003 R2/2008 (32 BIT) / WINSRV 2008 R2 (64 BIT) ******************************* E-MAIL ADDRESS IS MANDATORY FOR DELIVERY! | 2443 | TEM | 1 | Simatic | 0.001 | 0
6AV21050BA030AA0 | SIMATIC WINCC RT PROFESSIONAL, 128 POWERTAGS V13 SP1, RUNTIME SW IN THE TIA PORTAL, SINGLE LICENSE, SW AND DOCUMENTATION ON DVD, LICENSE KEY ON USB STICK, CLASS A, 6 LANG. (DE,EN,IT,FR,SP,CH), RUNS UNDER WINDOWS 7 PROF/ENT/ULT +SP1 (32 BIT)/ 7 PROF/ENT/ULT +SP1 (64 BIT)/ 8.1 STD/PROF/ENT/ULT (64 BIT)/ SERVER2008 R2 +SP1 (64 BIT)/ SERVER 2012 (64 BIT) | 2371 | TEM | 1 | Simatic | 0.2 | 0
6AV21050BA030AH0 | SIMATIC WINCC RT PROFESSIONAL, 128 POWERTAGS V13 SP1, RUNTIME-SW IN THE TIA PORTAL, SINGLE LICENSE, SW AND LICENSE KEY DOWNLOAD, CLASS A, 6 LANGUAGES(GE,EN,IT,FR,SP,CH), EXECUTABLE UNDER WINDOWS 7 PROF/ENT/ULT +SP1 (32 BIT)/ 7 PROF/ENT/ULT +SP1 (64 BIT)/ 8.1 STD/PROF/ENT/ULT (64 BIT)/ SERVER2008 R2 +SP1 (64 BIT)/ SERVER 2012 (64 BIT) ******************************* E-MAIL ADDRESS IS MANDATORY FOR DELIVERY! | 2371 | TEM | 1 | Simatic | 0.001 | 0
6AV21050BA040AA0 | SIMATIC WINCC RT PROFESSIONAL, 128 POWERTAGS V14, RUNTIME SW IN THE TIA PORTAL, SINGLE LICENSE, SW AND DOCUMENTATION ON DVD, LICENSE KEY ON USB STICK, CLASS A, 6 LANG. (DE,EN,IT,FR,SP,CH), EXECUTABLE UNDER WINDOWS 7 PROF/ENT/ULT +SP1 (32 BIT)/ 7 PROF/ENT/ULT +SP1 (64 BIT)/ 8.1 PRO/ENT (64 BIT)/ SERVER2008 R2 +SP1 (64 BIT)/ SERVER 2012 R2 (64 BIT) | 2371 | TEM | 1 | Simatic | 0.1 | 0
6AV21050BA040AH0 | SIMATIC WINCC RT PROFESSIONAL, 128 POWERTAGS V14, RUNTIME-SW IN THE TIA PORTAL, SINGLE LICENSE, SW AND LICENSE KEY DOWNLOAD, CLASS A, 6 LANGUAGES(GE,EN,IT,FR,SP,CH), EXECUTABLE UNDER WINDOWS 7 PROF/ENT/ULT +SP1 (32 BIT)/ 7 PROF/ENT/ULT +SP1 (64 BIT)/ 8.1 PRO/ENT (64 BIT)/ SERVER2008 R2 +SP1 (64 BIT)/ SERVER 2012 R2 (64 BIT) ******************************* E-MAIL ADDRESS IS MANDATORY FOR DELIVERY! | 2371 | TEM | 1 | Simatic | 0.001 | 0
6AV21050DA020AA0 | WINCC RUNTIME PROFESSIONAL, 512 POWERTAGS V12 SP1, RUNTIME-SW, SINGLE LICENSE SW AND DOCUMENTATION ON DVD, LICENSE KEY ON USB STICK, CLASS A, 6 LANGUAGES(GE,EN,IT,FR,SP,CH), EXECUTABLE UNDER WINDOWS XP (32 BIT) / WINDOWS 7 (32/64 BIT) / WINSRV 2003 R2/2008 (32 BIT) / WINSRV 2008 R2 (64 BIT) | 3776 | TEM | 1 | Simatic | 0.413 | 0
6AV21050DA020AH0 | WINCC RUNTIME PROFESSIONAL, 512 POWERTAGS V12 SP1, RUNTIME-SW, SINGLE LICENSE SW AND LICENSE KEY DOWNLOAD, CLASS A, 6 LANGUAGES(GE,EN,IT,FR,SP,CH), EXECUTABLE UNDER WINDOWS XP (32 BIT) / WINDOWS 7 (32/64 BIT) / WINSRV 2003 R2/2008 (32 BIT) / WINSRV 2008 R2 (64 BIT) ******************************* E-MAIL ADDRESS IS MANDATORY FOR DELIVERY! | 3776 | TEM | 1 | Simatic | 0.001 | 0
6AV21050DA030AA0 | SIMATIC WINCC RT PROFESSIONAL, 512 POWERTAGS V13 SP1, RUNTIME SW IN THE TIA PORTAL, SINGLE LICENSE, SW AND DOCUMENTATION ON DVD, LICENSE KEY ON USB STICK, CLASS A, 6 LANGUAGES(GE,EN,IT,FR,SP,CH), EXECUTABLE UNDER WINDOWS 7 PROF/ENT/ULT +SP1 (32 BIT)/ 7 PROF/ENT/ULT +SP1 (64 BIT)/ 8.1 STD/PROF/ENT/ULT (64 BIT)/ SERVER2008 R2 +SP1 (64 BIT)/ SERVER 2012 (64 BIT) | 3666 | TEM | 1 | Simatic | 0.2 | 0
6AV21050DA030AH0 | SIMATIC WINCC RT PROFESSIONAL, 512 POWERTAGS V13 SP1, RUNTIME-SW IN THE TIA PORTAL, SINGLE LICENSE, SW AND LICENSE KEY DOWNLOAD, CLASS A, 6 LANGUAGES(GE,EN,IT,FR,SP,CH), EXECUTABLE UNDER WINDOWS 7 PROF/ENT/ULT +SP1 (32 BIT)/ 7 PROF/ENT/ULT +SP1 (64 BIT)/ 8.1 STD/PROF/ENT/ULT (64 BIT)/ SERVER2008 R2 +SP1 (64 BIT)/ SERVER 2012 (64 BIT) ******************************* E-MAIL ADDRESS IS MANDATORY FOR DELIVERY! | 3666 | TEM | 1 | Simatic | 0.001 | 0
6AV21050DA040AA0 | SIMATIC WINCC RT PROFESSIONAL, 512 POWERTAGS V14, RUNTIME SW IN THE TIA PORTAL, SINGLE LICENSE, SW AND DOCUMENTATION ON DVD, LICENSE KEY ON USB STICK, CLASS A, 6 LANGUAGES(GE,EN,IT,FR,SP,CH), EXECUTABLE UNDER WINDOWS 7 PROF/ENT/ULT +SP1 (32 BIT)/ 7 PROF/ENT/ULT +SP1 (64 BIT)/ 8.1 PRO/ENT (64 BIT)/ SERVER2008 R2 +SP1 (64 BIT)/ SERVER 2012 R2 (64 BIT) | 3666 | TEM | 1 | Simatic | 0.1 | 0
6AV21050DA040AH0 | SIMATIC WINCC RT PROFESSIONAL, 512 POWERTAGS V14, RUNTIME-SW IN THE TIA PORTAL, SINGLE LICENSE, SW AND LICENSE KEY DOWNLOAD, CLASS A, 6 LANGUAGES(GE,EN,IT,FR,SP,CH), EXECUTABLE UNDER WINDOWS 7 PROF/ENT/ULT +SP1 (32 BIT)/ 7 PROF/ENT/ULT +SP1 (64 BIT)/ 8.1 PRO/ENT (64 BIT)/ SERVER2008 R2 +SP1 (64 BIT)/ SERVER 2012 R2 (64 BIT) ******************************* E-MAIL ADDRESS IS MANDATORY FOR DELIVERY! | 3666 | TEM | 1 | Simatic | 0.001 | 0
6AV21050FA020AA0 | WINCC RUNTIME PROFESSIONAL, 2048 POWERTAGS V12 SP1, RUNTIME-SW, SINGLE LICENSE SW AND DOCUMENTATION ON DVD, LICENSE KEY ON USB STICK, CLASS A, 6 LANGUAGES(GE,EN,IT,FR,SP,CH), EXECUTABLE UNDER WINDOWS XP (32 BIT) / WINDOWS 7 (32/64 BIT) / WINSRV 2003 R2/2008 (32 BIT) / WINSRV 2008 R2 (64 BIT) | 4628 | TEM | 1 | Simatic | 0.411 | 0
6AV21050FA020AH0 | WINCC RUNTIME PROFESSIONAL, 2048 POWERTAGS V12 SP1, RUNTIME-SW, SINGLE LICENSE SW AND LICENSE KEY DOWNLOAD, CLASS A, 6 LANGUAGES(GE,EN,IT,FR,SP,CH), EXECUTABLE UNDER WINDOWS XP (32 BIT) / WINDOWS 7 (32/64 BIT) / WINSRV 2003 R2/2008 (32 BIT) / WINSRV 2008 R2 (64 BIT) ******************************* E-MAIL ADDRESS IS MANDATORY FOR DELIVERY! | 4628 | TEM | 1 | Simatic | 0.001 | 0
6AV21050FA030AA0 | SIMATIC WINCC RT PROFESSIONAL, 2048 POWERTAGS V13 SP1, RUNTIME SW IN THE TIA PORTAL, SINGLE LICENSE, SW AND DOCUMENTATION ON DVD, LICENSE KEY ON USB STICK, CLASS A, 6 LANGUAGES(GE,EN,IT,FR,SP,CH), EXECUTABLE UNDER WINDOWS 7 PROF/ENT/ULT +SP1 (32 BIT)/ 7 PROF/ENT/ULT +SP1 (64 BIT)/ 8.1 STD/PROF/ENT/ULT (64 BIT)/ SERVER2008 R2 +SP1 (64 BIT)/ SERVER 2012 (64 BIT) | 4494 | TEM | 1 | Simatic | 0.2 | 0
6AV21050FA030AH0 | SIMATIC WINCC RT PROFESSIONAL, 2048 POWERTAGS V13 SP1, RUNTIME-SW IN THE TIA PORTAL, SINGLE LICENSE, SW AND LICENSE KEY DOWNLOAD, CLASS A, 6 LANGUAGES(GE,EN,IT,FR,SP,CH), EXECUTABLE UNDER WINDOWS 7 PROF/ENT/ULT +SP1 (32 BIT)/ 7 PROF/ENT/ULT +SP1 (64 BIT)/ 8.1 STD/PROF/ENT/ULT (64 BIT)/ SERVER2008 R2 +SP1 (64 BIT)/ SERVER 2012 (64 BIT) ******************************* E-MAIL ADDRESS IS MANDATORY FOR DELIVERY! | 4494 | TEM | 1 | Simatic | 0.001 | 0
6AV21050FA040AA0 | SIMATIC WINCC RT PROFESSIONAL, 2048 POWERTAGS V14, RUNTIME SW IN THE TIA PORTAL, SINGLE LICENSE, SW AND DOCUMENTATION ON DVD, LICENSE KEY ON USB STICK, CLASS A, 6 LANGUAGES(GE,EN,IT,FR,SP,CH), EXECUTABLE UNDER WINDOWS 7 PROF/ENT/ULT +SP1 (32 BIT)/ 7 PROF/ENT/ULT +SP1 (64 BIT)/ 8.1 PRO/ENT (64 BIT)/ SERVER2008 R2 +SP1 (64 BIT)/ SERVER 2012 R2 (64 BIT) | 4494 | TEM | 1 | Simatic | 0.1 | 0
6AV21050FA040AH0 | SIMATIC WINCC RT PROFESSIONAL, 2048 POWERTAGS V14, RUNTIME-SW IN THE TIA PORTAL, SINGLE LICENSE, SW AND LICENSE KEY DOWNLOAD, CLASS A, 6 LANGUAGES(GE,EN,IT,FR,SP,CH), EXECUTABLE UNDER WINDOWS 7 PROF/ENT/ULT +SP1 (32 BIT)/ 7 PROF/ENT/ULT +SP1 (64 BIT)/ 8.1 PRO/ENT (64 BIT)/ SERVER2008 R2 +SP1 (64 BIT)/ SERVER 2012 R2 (64 BIT) ******************************* E-MAIL ADDRESS IS MANDATORY FOR DELIVERY! | 4494 | TEM | 1 | Simatic | 0.001 | 0
6AV21050HA020AA0 | WINCC RUNTIME PROFESSIONAL, 4096 POWERTAGS V12 SP1, RUNTIME-SW, SINGLE LICENSE SW AND DOCUMENTATION ON DVD, LICENSE KEY ON USB STICK, CLASS A, 6 LANGUAGES(GE,EN,IT,FR,SP,CH), EXECUTABLE UNDER WINDOWS XP (32 BIT) / WINDOWS 7 (32/64 BIT) / WINSRV 2003 R2/2008 (32 BIT) / WINSRV 2008 R2 (64 BIT) | 5111 | TEM | 1 | Simatic | 0.412 | 0
6AV21050HA020AH0 | WINCC RUNTIME PROFESSIONAL, 4096 POWERTAGS V12 SP1, RUNTIME-SW, SINGLE LICENSE SW AND LICENSE KEY DOWNLOAD, CLASS A, 6 LANGUAGES(GE,EN,IT,FR,SP,CH), EXECUTABLE UNDER WINDOWS XP (32 BIT) / WINDOWS 7 (32/64 BIT) / WINSRV 2003 R2/2008 (32 BIT) / WINSRV 2008 R2 (64 BIT) ******************************* E-MAIL ADDRESS IS MANDATORY FOR DELIVERY! | 5111 | TEM | 1 | Simatic | 0.001 | 0
6AV21050HA030AA0 | SIMATIC WINCC RT PROFESSIONAL, 4096 POWERTAGS V13 SP1, RUNTIME SW IN THE TIA PORTAL, SINGLE LICENSE, SW AND DOCUMENTATION ON DVD, LICENSE KEY ON USB STICK, CLASS A, 6 LANGUAGES(GE,EN,IT,FR,SP,CH), EXECUTABLE UNDER WINDOWS 7 PROF/ENT/ULT +SP1 (32 BIT)/ 7 PROF/ENT/ULT +SP1 (64 BIT)/ 8.1 STD/PROF/ENT/ULT (64 BIT)/ SERVER2008 R2 +SP1 (64 BIT)/ SERVER 2012 (64 BIT) | 4962 | TEM | 1 | Simatic | 0.2 | 0
6AV21050HA030AH0 | SIMATIC WINCC RT PROFESSIONAL, 4096 POWERTAGS V13 SP1, RUNTIME-SW IN THE TIA PORTAL, SINGLE LICENSE, SW AND LICENSE KEY DOWNLOAD, CLASS A, 6 LANGUAGES(GE,EN,IT,FR,SP,CH), EXECUTABLE UNDER WINDOWS 7 PROF/ENT/ULT +SP1 (32 BIT)/ 7 PROF/ENT/ULT +SP1 (64 BIT)/ 8.1 STD/PROF/ENT/ULT (64 BIT)/ SERVER2008 R2 +SP1 (64 BIT)/ SERVER 2012 (64 BIT) ******************************* E-MAIL ADDRESS IS MANDATORY FOR DELIVERY! | 4962 | TEM | 1 | Simatic | 0.001 | 0
6AV21050HA040AA0 | SIMATIC WINCC RT PROFESSIONAL, 4096 POWERTAGS V14, RUNTIME SW IN THE TIA PORTAL, SINGLE LICENSE, SW AND DOCUMENTATION ON DVD, LICENSE KEY ON USB STICK, CLASS A, 6 LANGUAGES(GE,EN,IT,FR,SP,CH), EXECUTABLE UNDER WINDOWS 7 PROF/ENT/ULT +SP1 (32 BIT)/ 7 PROF/ENT/ULT +SP1 (64 BIT)/ 8.1 PRO/ENT (64 BIT)/ SERVER2008 R2 +SP1 (64 BIT)/ SERVER 2012 R2 (64 BIT) | 4962 | TEM | 1 | Simatic | 0.1 | 0
6AV21050HA040AH0 | SIMATIC WINCC RT PROFESSIONAL, 4096 POWERTAGS V14, RUNTIME-SW IN THE TIA PORTAL, SINGLE LICENSE, SW AND LICENSE KEY DOWNLOAD, CLASS A, 6 LANGUAGES(GE,EN,IT,FR,SP,CH), EXECUTABLE UNDER WINDOWS 7 PROF/ENT/ULT +SP1 (32 BIT)/ 7 PROF/ENT/ULT +SP1 (64 BIT)/ 8.1 PRO/ENT (64 BIT)/ SERVER2008 R2 +SP1 (64 BIT)/ SERVER 2012 R2 (64 BIT) ******************************* E-MAIL ADDRESS IS MANDATORY FOR DELIVERY! | 4962 | TEM | 1 | Simatic | 0.001 | 0
6AV21050KA020AA0 | WINCC RUNTIME PROFESSIONAL, 8192 POWERTAGS V12 SP1, RUNTIME-SW, SINGLE LICENSE SW AND DOCUMENTATION ON DVD, LICENSE KEY ON USB STICK, CLASS A, 6 LANGUAGES(GE,EN,IT,FR,SP,CH), EXECUTABLE UNDER WINDOWS XP (32 BIT) / WINDOWS 7 (32/64 BIT) / WINSRV 2003 R2/2008 (32 BIT) / WINSRV 2008 R2 (64 BIT) | 5564 | TEM | 1 | Simatic | 0.412 | 0
6AV21050KA020AH0 | WINCC RUNTIME PROFESSIONAL, 8192 POWERTAGS V12 SP1, RUNTIME-SW, SINGLE LICENSE SW AND LICENSE KEY DOWNLOAD, CLASS A, 6 LANGUAGES(GE,EN,IT,FR,SP,CH), EXECUTABLE UNDER WINDOWS XP (32 BIT) / WINDOWS 7 (32/64 BIT) / WINSRV 2003 R2/2008 (32 BIT) / WINSRV 2008 R2 (64 BIT) ******************************* E-MAIL ADDRESS IS MANDATORY FOR DELIVERY! | 5564 | TEM | 1 | Simatic | 0.001 | 0
6AV21050KA030AA0 | SIMATIC WINCC RT PROFESSIONAL, 8192 POWERTAGS V13 SP1, RUNTIME SW IN THE TIA PORTAL, SINGLE LICENSE, SW AND DOCUMENTATION ON DVD, LICENSE KEY ON USB STICK, CLASS A, 6 LANGUAGES(GE,EN,IT,FR,SP,CH), EXECUTABLE UNDER WINDOWS 7 PROF/ENT/ULT +SP1 (32 BIT)/ 7 PROF/ENT/ULT +SP1 (64 BIT)/ 8.1 STD/PROF/ENT/ULT (64 BIT)/ SERVER2008 R2 +SP1 (64 BIT)/ SERVER 2012 (64 BIT) | 5403 | TEM | 1 | Simatic | 0.25 | 0
6AV21050KA030AH0 | SIMATIC WINCC RT PROFESSIONAL, 8192 POWERTAGS V13 SP1, RUNTIME-SW IN THE TIA PORTAL, SINGLE LICENSE, SW AND LICENSE KEY DOWNLOAD, CLASS A, 6 LANGUAGES(GE,EN,IT,FR,SP,CH), EXECUTABLE UNDER WINDOWS 7 PROF/ENT/ULT +SP1 (32 BIT)/ 7 PROF/ENT/ULT +SP1 (64 BIT)/ 8.1 STD/PROF/ENT/ULT (64 BIT)/ SERVER2008 R2 +SP1 (64 BIT)/ SERVER 2012 (64 BIT) ******************************* E-MAIL ADDRESS IS MANDATORY FOR DELIVERY! | 5403 | TEM | 1 | Simatic | 0.001 | 0
6AV21050KA040AA0 | SIMATIC WINCC RT PROFESSIONAL, 8192 POWERTAGS V14, RUNTIME SW IN THE TIA PORTAL, SINGLE LICENSE, SW AND DOCUMENTATION ON DVD, LICENSE KEY ON USB STICK, CLASS A, 6 LANGUAGES(GE,EN,IT,FR,SP,CH), EXECUTABLE UNDER WINDOWS 7 PROF/ENT/ULT +SP1 (32 BIT)/ 7 PROF/ENT/ULT +SP1 (64 BIT)/ 8.1 PRO/ENT (64 BIT)/ SERVER2008 R2 +SP1 (64 BIT)/ SERVER 2012 R2 (64 BIT) | 5403 | TEM | 1 | Simatic | 0.1 | 0
6AV21050KA040AH0 | SIMATIC WINCC RT PROFESSIONAL, 8192 POWERTAGS V14, RUNTIME-SW IN THE TIA PORTAL, SINGLE LICENSE, SW AND LICENSE KEY DOWNLOAD, CLASS A, 6 LANGUAGES(GE,EN,IT,FR,SP,CH), EXECUTABLE UNDER WINDOWS 7 PROF/ENT/ULT +SP1 (32 BIT)/ 7 PROF/ENT/ULT +SP1 (64 BIT)/ 8.1 PRO/ENT (64 BIT)/ SERVER2008 R2 +SP1 (64 BIT)/ SERVER 2012 R2 (64 BIT) ******************************* E-MAIL ADDRESS IS MANDATORY FOR DELIVERY! | 5403 | TEM | 1 | Simatic | 0.001 | 0
6AV21050MA020AA0 | WINCC RUNTIME PROFESSIONAL, 65536 POWERTAGS V12 SP1, RUNTIME-SW, SINGLE LICENSE SW AND DOCUMENTATION ON DVD, LICENSE KEY ON USB STICK, CLASS A, 6 LANGUAGES(GE,EN,IT,FR,SP,CH), EXECUTABLE UNDER WINDOWS XP (32 BIT) / WINDOWS 7 (32/64 BIT) / WINSRV 2003 R2/2008 (32 BIT) / WINSRV 2008 R2 (64 BIT) | 6842 | TEM | 1 | Simatic | 0.412 | 0
6AV21050MA020AH0 | WINCC RUNTIME PROFESSIONAL, 65536 POWERTAGS V12 SP1, RUNTIME-SW, SINGLE LICENSE SW AND LICENSE KEY DOWNLOAD, CLASS A, 6 LANGUAGES(GE,EN,IT,FR,SP,CH), EXECUTABLE UNDER WINDOWS XP (32 BIT) / WINDOWS 7 (32/64 BIT) / WINSRV 2003 R2/2008 (32 BIT) / WINSRV 2008 R2 (64 BIT) ******************************* E-MAIL ADDRESS IS MANDATORY FOR DELIVERY! | 6842 | TEM | 1 | Simatic | 0.001 | 0
6AV21050MA030AA0 | SIMATIC WINCC RT PROFESSIONAL, 65536 POWERTAGS V13 SP1, RUNTIME SW IN THE TIA PORTAL, SINGLE LICENSE, SW AND DOCUMENTATION ON DVD, LICENSE KEY ON USB STICK, CLASS A, 6 LANGUAGES(GE,EN,IT,FR,SP,CH), EXECUTABLE UNDER WINDOWS 7 PROF/ENT/ULT +SP1 (32 BIT)/ 7 PROF/ENT/ULT +SP1 (64 BIT)/ 8.1 STD/PROF/ENT/ULT (64 BIT)/ SERVER2008 R2 +SP1 (64 BIT)/ SERVER 2012 (64 BIT) | 6643 | TEM | 1 | Simatic | 0.2 | 0
6AV21050MA030AH0 | SIMATIC WINCC RT PROFESSIONAL, 65536 POWERTAGS V13 SP1, RUNTIME-SW IN THE TIA PORTAL, SINGLE LICENSE, SW AND LICENSE KEY DOWNLOAD, CLASS A, 6 LANGUAGES(GE,EN,IT,FR,SP,CH), EXECUTABLE UNDER WINDOWS 7 PROF/ENT/ULT +SP1 (32 BIT)/ 7 PROF/ENT/ULT +SP1 (64 BIT)/ 8.1 STD/PROF/ENT/ULT (64 BIT)/ SERVER2008 R2 +SP1 (64 BIT)/ SERVER 2012 (64 BIT) ******************************* E-MAIL ADDRESS IS MANDATORY FOR DELIVERY! | 6643 | TEM | 1 | Simatic | 0.001 | 0
6AV21050MA040AA0 | SIMATIC WINCC RT PROFESSIONAL, 65536 POWERTAGS V14, RUNTIME SW IN THE TIA PORTAL, SINGLE LICENSE, SW AND DOCUMENTATION ON DVD, LICENSE KEY ON USB STICK, CLASS A, 6 LANGUAGES(GE,EN,IT,FR,SP,CH), EXECUTABLE UNDER WINDOWS 7 PROF/ENT/ULT +SP1 (32 BIT)/ 7 PROF/ENT/ULT +SP1 (64 BIT)/ 8.1 PRO/ENT (64 BIT)/ SERVER2008 R2 +SP1 (64 BIT)/ SERVER 2012 R2 (64 BIT) | 6643 | TEM | 1 | Simatic | 0.1 | 0
6AV21050MA040AH0 | SIMATIC WINCC RT PROFESSIONAL, 65536 POWERTAGS V14, RUNTIME-SW IN THE TIA PORTAL, SINGLE LICENSE, SW AND LICENSE KEY DOWNLOAD, CLASS A, 6 LANGUAGES(GE,EN,IT,FR,SP,CH), EXECUTABLE UNDER WINDOWS 7 PROF/ENT/ULT +SP1 (32 BIT)/ 7 PROF/ENT/ULT +SP1 (64 BIT)/ 8.1 PRO/ENT (64 BIT)/ SERVER2008 R2 +SP1 (64 BIT)/ SERVER 2012 R2 (64 BIT) ******************************* E-MAIL ADDRESS IS MANDATORY FOR DELIVERY! | 6643 | TEM | 1 | Simatic | 0.001 | 0
6AV21050PA030AA0 | SIMATIC WINCC RT PROFESSIONAL, 102400 POWERTAGS V13 SP1, RUNTIME SW IN THE TIA PORTAL, SINGLE LICENSE, SW AND DOCUMENTATION ON DVD, LICENSE KEY ON USB STICK, CLASS A, 6 LANGUAGES(GE,EN,IT,FR,SP,CH), EXECUTABLE UNDER WINDOWS 7 PROF/ENT/ULT +SP1 (32 BIT)/ 7 PROF/ENT/ULT +SP1 (64 BIT)/ 8.1 STD/PROF/ENT/ULT (64 BIT)/ SERVER2008 R2 +SP1 (64 BIT)/ SERVER 2012 (64 BIT) | 9317 | TEM | 1 | Simatic | 0.2 | 0
6AV21050PA030AH0 | SIMATIC WINCC RT PROFESSIONAL, 102400 POWERTAGS V13 SP1, RUNTIME-SW IN THE TIA PORTAL, SINGLE LICENSE, SW AND LICENSE KEY DOWNLOAD, CLASS A, 6 LANGUAGES(GE,EN,IT,FR,SP,CH), EXECUTABLE UNDER WINDOWS 7 PROF/ENT/ULT +SP1 (32 BIT)/ 7 PROF/ENT/ULT +SP1 (64 BIT)/ 8.1 STD/PROF/ENT/ULT (64 BIT)/ SERVER2008 R2 +SP1 (64 BIT)/ SERVER 2012 (64 BIT) ******************************* E-MAIL ADDRESS IS MANDATORY FOR DELIVERY! | 9317 | TEM | 1 | Simatic | 0.001 | 0
6AV21050PA040AA0 | SIMATIC WINCC RT PROFESSIONAL, 102400 POWERTAGS V14, RUNTIME SW IN THE TIA PORTAL, SINGLE LICENSE, SW AND DOCUMENTATION ON DVD, LICENSE KEY ON USB STICK, CLASS A, 6 LANGUAGES(GE,EN,IT,FR,SP,CH), EXECUTABLE UNDER WINDOWS 7 PROF/ENT/ULT +SP1 (32 BIT)/ 7 PROF/ENT/ULT +SP1 (64 BIT)/ 8.1 PRO/ENT (64 BIT)/ SERVER2008 R2 +SP1 (64 BIT)/ SERVER 2012 R2 (64 BIT) | 9317 | TEM | 1 | Simatic | 0.1 | 0
6AV21050PA040AH0 | SIMATIC WINCC RT PROFESSIONAL, 102400 POWERTAGS V14, RUNTIME-SW IN THE TIA PORTAL, SINGLE LICENSE, SW AND LICENSE KEY DOWNLOAD, CLASS A, 6 LANGUAGES(GE,EN,IT,FR,SP,CH), EXECUTABLE UNDER WINDOWS 7 PROF/ENT/ULT +SP1 (32 BIT)/ 7 PROF/ENT/ULT +SP1 (64 BIT)/ 8.1 PRO/ENT (64 BIT)/ SERVER2008 R2 +SP1 (64 BIT)/ SERVER 2012 R2 (64 BIT) ******************************* E-MAIL ADDRESS IS MANDATORY FOR DELIVERY! | 9317 | TEM | 1 | Simatic | 0.001 | 0
6AV21050RA000AP0 | SIMATIC WINCC RT PROF V13 SP1 EPL-MASTER (EPL = ENTERPRISE LICENSE) ROYALTY-DUTY PER 1 INSTALLATION ONLY VALID COMBINED WITH ENTERPRISE LICENSE CONTRACT | 1250 | TEM | 1 | Simatic | 0.2 | 0
6AV21050RA000AQ0 | EPL-ROYALTY FOR SIMATIC WINCC RUNTIME PROFESSIONAL, FOR VERSIONS V12, V13 FOR CONTRACT NO 00011-GB8 MAX POWERTAGS, (EPL = ENTERPRISE LICENSE) ONLY VALID COMBINED WITH ENTERPRISE LICENSE CONTRACT REQUIRES EPL-MASTER | 2090 | TEM | 1 | Simatic | 0.2 | 0
6AV21050RA000AR0 | EPL-MAINTENANCE FOR SIMATIC RUNTIME PROFESSIONAL, FOR VERSIONS V12, V13 FOR CONTRACT NO 00011-GB8 MAX POWERTAGS, (EPL = ENTERPRISE LICENSE) MAINTENANCE CHARGE F. ROYALTY FOR 12 MONTHS, ONLY VALID COMBINED WITH ENTERPRISE LICENSE CONTRACT REQUIRES EPL-MASTER | 2426 | TEM | 1 | Simatic | 0.2 | 0
6AV21050RA030AA0 | SIMATIC WINCC RT PROFESSIONAL, 153600 POWERTAGS V13 SP1, RUNTIME SW IN THE TIA PORTAL, SINGLE LICENSE, SW AND DOCUMENTATION ON DVD, LICENSE KEY ON USB STICK, CLASS A, 6 LANGUAGES(GE,EN,IT,FR,SP,CH), EXECUTABLE UNDER WINDOWS 7 PROF/ENT/ULT +SP1 (32 BIT)/ 7 PROF/ENT/ULT +SP1 (64 BIT)/ 8.1 STD/PROF/ENT/ULT (64 BIT)/ SERVER2008 R2 +SP1 (64 BIT)/ SERVER 2012 (64 BIT) | 12128 | TEM | 1 | Simatic | 0.2 | 0
6AV21050RA030AH0 | SIMATIC WINCC RT PROFESSIONAL, 153600 POWERTAGS V13 SP1, RUNTIME-SW IN THE TIA PORTAL, SINGLE LICENSE, SW AND LICENSE KEY DOWNLOAD, CLASS A, 6 LANGUAGES(GE,EN,IT,FR,SP,CH), EXECUTABLE UNDER WINDOWS 7 PROF/ENT/ULT +SP1 (32 BIT)/ 7 PROF/ENT/ULT +SP1 (64 BIT)/ 8.1 STD/PROF/ENT/ULT (64 BIT)/ SERVER2008 R2 +SP1 (64 BIT)/ SERVER 2012 (64 BIT) ******************************* E-MAIL ADDRESS IS MANDATORY FOR DELIVERY! | 12128 | TEM | 1 | Simatic | 0.001 | 0
6AV21050RA040AA0 | SIMATIC WINCC RT PROFESSIONAL, 153600 POWERTAGS V14, RUNTIME SW IN THE TIA PORTAL, SINGLE LICENSE, SW AND DOCUMENTATION ON DVD, LICENSE KEY ON USB STICK, CLASS A, 6 LANGUAGES(GE,EN,IT,FR,SP,CH), EXECUTABLE UNDER WINDOWS 7 PROF/ENT/ULT +SP1 (32 BIT)/ 7 PROF/ENT/ULT +SP1 (64 BIT)/ 8.1 PRO/ENT (64 BIT)/ SERVER2008 R2 +SP1 (64 BIT)/ SERVER 2012 R2 (64 BIT) | 12128 | TEM | 1 | Simatic | 0.1 | 0
6AV21050RA040AH0 | SIMATIC WINCC RT PROFESSIONAL, 153600 POWERTAGS V14, RUNTIME-SW IN THE TIA PORTAL, SINGLE LICENSE, SW AND LICENSE KEY DOWNLOAD, CLASS A, 6 LANGUAGES(GE,EN,IT,FR,SP,CH), EXECUTABLE UNDER WINDOWS 7 PROF/ENT/ULT +SP1 (32 BIT)/ 7 PROF/ENT/ULT +SP1 (64 BIT)/ 8.1 PRO/ENT (64 BIT)/ SERVER2008 R2 +SP1 (64 BIT)/ SERVER 2012 R2 (64 BIT) ******************************* E-MAIL ADDRESS IS MANDATORY FOR DELIVERY! | 12128 | TEM | 1 | Simatic | 0.001 | 0
6AV21050TA030AA0 | SIMATIC WINCC RT PROFESSIONAL, 262144 POWERTAGS V13 SP1, RUNTIME SW IN THE TIA PORTAL, SINGLE LICENSE, SW AND DOCUMENTATION ON DVD, LICENSE KEY ON USB STICK, CLASS A, 6 LANGUAGES(GE,EN,IT,FR,SP,CH), EXECUTABLE UNDER WINDOWS 7 PROF/ENT/ULT +SP1 (32 BIT)/ 7 PROF/ENT/ULT +SP1 (64 BIT)/ 8.1 STD/PROF/ENT/ULT (64 BIT)/ SERVER2008 R2 +SP1 (64 BIT)/ SERVER 2012 (64 BIT) | 16648 | TEM | 1 | Simatic | 0.324 | 0
6AV21050TA030AH0 | SIMATIC WINCC RT PROFESSIONAL, 262144 POWERTAGS V13 SP1, RUNTIME-SW IN THE TIA PORTAL, SINGLE LICENSE, SW AND LICENSE KEY DOWNLOAD, CLASS A, 6 LANGUAGES(GE,EN,IT,FR,SP,CH), EXECUTABLE UNDER WINDOWS 7 PROF/ENT/ULT +SP1 (32 BIT)/ 7 PROF/ENT/ULT +SP1 (64 BIT)/ 8.1 STD/PROF/ENT/ULT (64 BIT)/ SERVER2008 R2 +SP1 (64 BIT)/ SERVER 2012 (64 BIT) ******************************* E-MAIL ADDRESS IS MANDATORY FOR DELIVERY! | 16648 | TEM | 1 | Simatic | 0.001 | 0
6AV21050TA040AA0 | SIMATIC WINCC RT PROFESSIONAL, 262144 POWERTAGS V14, RUNTIME SW IN THE TIA PORTAL, SINGLE LICENSE, SW AND DOCUMENTATION ON DVD, LICENSE KEY ON USB STICK, CLASS A, 6 LANGUAGES(GE,EN,IT,FR,SP,CH), EXECUTABLE UNDER WINDOWS 7 PROF/ENT/ULT +SP1 (32 BIT)/ 7 PROF/ENT/ULT +SP1 (64 BIT)/ 8.1 PRO/ENT (64 BIT)/ SERVER2008 R2 +SP1 (64 BIT)/ SERVER 2012 R2 (64 BIT) | 16648 | TEM | 1 | Simatic | 0.1 | 0
6AV21050TA040AH0 | SIMATIC WINCC RT PROFESSIONAL, 262144 POWERTAGS V14, RUNTIME-SW IN THE TIA PORTAL, SINGLE LICENSE, SW AND LICENSE KEY DOWNLOAD, CLASS A, 6 LANGUAGES(GE,EN,IT,FR,SP,CH), EXECUTABLE UNDER WINDOWS 7 PROF/ENT/ULT +SP1 (32 BIT)/ 7 PROF/ENT/ULT +SP1 (64 BIT)/ 8.1 PRO/ENT (64 BIT)/ SERVER2008 R2 +SP1 (64 BIT)/ SERVER 2012 R2 (64 BIT) ******************************* E-MAIL ADDRESS IS MANDATORY FOR DELIVERY! | 16648 | TEM | 1 | Simatic | 0.001 | 0
6AV21050XX020DU8 | WINCC RUNTIME PROFESSIONAL UPDATE V12 -> V12 SP1, DATA MEDIUM W/O LICENSE, UTILIZATION ONLY WITH VALID LICENSE FOR WINCC RUNTIME PROFESSIONAL, 6 LANGUAGES(GE,EN,IT,FR,SP,CH), EXECUTABLE UNDER WINDOWS 7 (32/64 BIT) WINDOWS 7 (32/64 BIT) WINSRV 2003 R2/2008 (32 BIT)/ WINSRV 2008 R2 (64 BIT) | 28.4 | TEM | 1 | Simatic | 0.222 | 0
6AV21050XX030DU8 | WINCC RUNTIME PROFESSIONAL UPDATE V13 -> V13 SP1, DATA MEDIUM W/O LICENSE, UTILIZATION ONLY WITH VALID LICENSE FOR WINCC RUNTIME PROFESSIONAL, CLASS A; 6 LANGUAGES(GE,EN,IT,FR,SP,CH), EXECUTABLE UNDER WINDOWS 7 PROF/ENT/ULT +SP1 (32 BIT)/ 7 PROF/ENT/ULT +SP1 (64 BIT)/ 8.1 STD/PROF/ENT/ULT (64 BIT)/ SERVER2008 R2 +SP1 (64 BIT)/ SERVER 2012 (64 BIT) | 29 | TEM | 1 | Simatic | 0.219 | 0
6AV21052BB020AC0 | WINCC RUNTIME PROFESSIONAL, POWERPACK ADVANCED 128 -> PROFESSIONAL 128 POWERTAGS V12 (NO CHANGE OF VERSION) RUNTIME-SW, SINGLE LICENSE, SW AND DOCUMENTATION ON DVD, LICENSE KEY ON USB STICK, CLASS A, 6 LANGUAGES(GE,EN,IT,FR,SP,CH), EXECUTABLE UNDER WINDOWS XP (32 BIT) / WINDOWS 7 (32/64 BIT) / WINSRV 2003 R2/2008 (32 BIT) / WINSRV 2008 R2 (64 BIT) | 1988 | TEM | 1 | Simatic | 0.414 | 0
6AV21052BB020AJ0 | WINCC RUNTIME PROFESSIONAL, POWERPACK ADVANCED 128 -> PROFESSIONAL 128 POWERTAGS V12 (NO CHANGE OF VERSION) RUNTIME-SW, SINGLE LICENSE, SW AND LICENSE KEY DOWNLOAD, CLASS A, 6 LANGUAGES(GE,EN,IT,FR,SP,CH), EXECUTABLE UNDER WINDOWS XP (32 BIT) / WINDOWS 7 (32/64 BIT) / WINSRV 2003 R2/2008 (32 BIT) / WINSRV 2008 R2 (64 BIT) ******************************* E-MAIL ADDRESS IS MANDATORY FOR DELIVERY! | 1988 | TEM | 1 | Simatic | 0.001 | 0
6AV21052BB030AC0 | SIMATIC WINCC RT PROFESSIONAL, POWERPACK RT ADVANCED 128 -> RT PROF. 128 POWERTAGS V13 SP1 (NO CHANGE OF VERSION) RUNTIME-SW IN THE TIA PORTAL, SINGLE LICENSE, SW AND DOCUMENTATION ON DVD, LICENSE KEY ON USB STICK, CLASS A, 6 LANGUAGES(GE,EN,IT,FR,SP,CH), EXECUTABLE UNDER WINDOWS 7 PROF/ENT/ULT +SP1 (32 BIT)/ 7 PROF/ENT/ULT +SP1 (64 BIT)/ 8.1 STD/PROF/ENT/ULT (64 BIT)/ SERVER2008 R2 +SP1 (64 BIT)/ SERVER 2012 (64 BIT) | 1930 | TEM | 1 | Simatic | 0.2 | 0
6AV21052BB030AJ0 | SIMATIC WINCC RT PROFESSIONAL, POWERPACK RT ADVANCED 128 -> RT PROF. 128 POWERTAGS V13 SP1 (NO CHANGE OF VERSION) RUNTIME-SW IN THE TIA PORTAL, SINGLE LICENSE, SW AND LICENSE KEY DOWNLOAD, CLASS A, 6 LANGUAGES(GE,EN,IT,FR,SP,CH), EXECUTABLE UNDER WINDOWS 7 PROF/ENT/ULT +SP1 (32 BIT)/ 7 PROF/ENT/ULT +SP1 (64 BIT)/ 8.1 STD/PROF/ENT/ULT (64 BIT)/ SERVER2008 R2 +SP1 (64 BIT)/ SERVER 2012 (64 BIT) ******************************* E-MAIL ADDRESS IS MANDATORY FOR DELIVERY! | 1930 | TEM | 1 | Simatic | 0.001 | 0
6AV21052BB040AC0 | SIMATIC WINCC RT PROFESSIONAL, POWERPACK RT ADVANCED 128 -> RT PROF. 128 POWERTAGS V14 (NO CHANGE OF VERSION) RUNTIME-SW IN THE TIA PORTAL, SINGLE LICENSE, SW AND DOCUMENTATION ON DVD, LICENSE KEY ON USB STICK, CLASS A, 6 LANGUAGES(GE,EN,IT,FR,SP,CH), EXECUTABLE UNDER WINDOWS 7 PROF/ENT/ULT +SP1 (32 BIT)/ 7 PROF/ENT/ULT +SP1 (64 BIT)/ 8.1 PRO/ENT (64 BIT)/ SERVER2008 R2 +SP1 (64 BIT)/ SERVER 2012 R2 (64 BIT) | 1930 | TEM | 1 | Simatic | 0.1 | 0
6AV21052BB040AJ0 | SIMATIC WINCC RT PROFESSIONAL, POWERPACK RT ADVANCED 128 -> RT PROF. 128 POWERTAGS V14 (NO CHANGE OF VERSION) RUNTIME-SW IN THE TIA PORTAL, SINGLE LICENSE, SW AND LICENSE KEY DOWNLOAD, CLASS A, 6 LANGUAGES(GE,EN,IT,FR,SP,CH), EXECUTABLE UNDER WINDOWS 7 PROF/ENT/ULT +SP1 (32 BIT)/ 7 PROF/ENT/ULT +SP1 (64 BIT)/ 8.1 PRO/ENT (64 BIT)/ SERVER2008 R2 +SP1 (64 BIT)/ SERVER 2012 R2 (64 BIT) ******************************* E-MAIL ADDRESS IS MANDATORY FOR DELIVERY! | 1930 | TEM | 1 | Simatic | 0.001 | 0
6AV21052BD020BJ0 | WINCC RUNTIME PROFESSIONAL, POWERPACK 128 POWERTAGS -> 512 POWERTAGS V12 (NO CHANGE OF VERSION) RUNTIME-SW, SINGLE LICENSE, WITHOUT SW AND DOCU., LICENSE KEY DOWNLOAD, CLASS A ******************************* E-MAIL ADDRESS IS MANDATORY FOR DELIVERY! | 1334 | TEM | 1 | Simatic | 0.001 | 0
6AV21052BD030BJ0 | SIMATIC WINCC RT PROFESSIONAL, POWERPACK 128 POWERTAGS -> 512 POWERTAGS V13 (NO CHANGE OF VERSION) RUNTIME-SW IN THE TIA PORTAL, SINGLE LICENSE, WITHOUT SW AND DOCU., LICENSE KEY DOWNLOAD, CLASS A ******************************* E-MAIL ADDRESS IS MANDATORY FOR DELIVERY! | 1296 | TEM | 1 | Simatic | 0.001 | 0
6AV21052BD040BJ0 | SIMATIC WINCC RT PROFESSIONAL, POWERPACK 128 POWERTAGS -> 512 POWERTAGS V14 (NO CHANGE OF VERSION) RUNTIME-SW IN THE TIA PORTAL, SINGLE LICENSE, WITHOUT SW AND DOCU., LICENSE KEY DOWNLOAD, CLASS A ******************************* E-MAIL ADDRESS IS MANDATORY FOR DELIVERY! | 1296 | TEM | 1 | Simatic | 0.001 | 0
6AV21052DD020AC0 | WINCC RUNTIME PROFESSIONAL, POWERPACK ADVANCED 512 -> PROFESSIONAL 512 POWERTAGS V12 (NO CHANGE OF VERSION) RUNTIME-SW, SINGLE LICENSE, SW AND DOCUMENTATION ON DVD, LICENSE KEY ON USB STICK, CLASS A, 6 LANGUAGES(GE,EN,IT,FR,SP,CH), EXECUTABLE UNDER WINDOWS XP (32 BIT) / WINDOWS 7 (32/64 BIT) / WINSRV 2003 R2/2008 (32 BIT) / WINSRV 2008 R2 (64 BIT) | 2272 | TEM | 1 | Simatic | 0.412 | 0
6AV21052DD020AJ0 | WINCC RUNTIME PROFESSIONAL, POWERPACK ADVANCED 512 -> PROF 512 POWERTAGS V12 (NO CHANGE OF VERSION) RUNTIME-SW, SINGLE LICENSE, SW AND LICENSE KEY DOWNLOAD, CLASS A, 6 LANGUAGES(GE,EN,IT,FR,SP,CH), EXECUTABLE UNDER WINDOWS XP (32 BIT) / WINDOWS 7 (32/64 BIT) / WINSRV 2003 R2/2008 (32 BIT) / WINSRV 2008 R2 (64 BIT) ******************************* E-MAIL ADDRESS IS MANDATORY FOR DELIVERY! | 2272 | TEM | 1 | Simatic | 0.001 | 0
6AV21052DD030AC0 | SIMATIC WINCC RT PROFESSIONAL, POWERPACK RT ADVANCED 512 -> RT PROF. 512 POWERTAGS V13 SP1 (NO CHANGE OF VERSION) RUNTIME-SW IN THE TIA PORTAL, SINGLE LICENSE, SW AND DOCUMENTATION ON DVD, LICENSE KEY ON USB STICK, CLASS A, 6 LANGUAGES(GE,EN,IT,FR,SP,CH), EXECUTABLE UNDER WINDOWS 7 PROF/ENT/ULT +SP1 (32 BIT)/ 7 PROF/ENT/ULT +SP1 (64 BIT)/ 8.1 STD/PROF/ENT/ULT (64 BIT)/ SERVER2008 R2 +SP1 (64 BIT)/ SERVER 2012 (64 BIT) | 2205 | TEM | 1 | Simatic | 0.322 | 0
6AV21052DD030AJ0 | SIMATIC WINCC RT PROFESSIONAL, POWERPACK RT ADVANCED 512 -> RT PROF. 512 POWERTAGS V13 SP1 (NO CHANGE OF VERSION) RUNTIME-SW IN THE TIA PORTAL, SINGLE LICENSE, SW AND LICENSE KEY DOWNLOAD, CLASS A, 6 LANGUAGES(GE,EN,IT,FR,SP,CH), EXECUTABLE UNDER WINDOWS 7 PROF/ENT/ULT +SP1 (32 BIT)/ 7 PROF/ENT/ULT +SP1 (64 BIT)/ 8.1 STD/PROF/ENT/ULT (64 BIT)/ SERVER2008 R2 +SP1 (64 BIT)/ SERVER 2012 (64 BIT) ******************************* E-MAIL ADDRESS IS MANDATORY FOR DELIVERY! | 2205 | TEM | 1 | Simatic | 0.001 | 0
6AV21052DD040AC0 | SIMATIC WINCC RT PROFESSIONAL, POWERPACK RT ADVANCED 512 -> RT PROF. 512 POWERTAGS V14 (NO CHANGE OF VERSION) RUNTIME-SW IN THE TIA PORTAL, SINGLE LICENSE, SW AND DOCUMENTATION ON DVD, LICENSE KEY ON USB STICK, CLASS A, 6 LANGUAGES(GE,EN,IT,FR,SP,CH), EXECUTABLE UNDER WINDOWS 7 PROF/ENT/ULT +SP1 (32 BIT)/ 7 PROF/ENT/ULT +SP1 (64 BIT)/ 8.1 PRO/ENT (64 BIT)/ SERVER2008 R2 +SP1 (64 BIT)/ SERVER 2012 R2 (64 BIT) | 2205 | TEM | 1 | Simatic | 0.1 | 0
6AV21052DD040AJ0 | SIMATIC WINCC RT PROFESSIONAL, POWERPACK RT ADVANCED 512 -> RT PROF. 512 POWERTAGS V14 (NO CHANGE OF VERSION) RUNTIME-SW IN THE TIA PORTAL, SINGLE LICENSE, SW AND LICENSE KEY DOWNLOAD, CLASS A, 6 LANGUAGES(GE,EN,IT,FR,SP,CH), EXECUTABLE UNDER WINDOWS 7 PROF/ENT/ULT +SP1 (32 BIT)/ 7 PROF/ENT/ULT +SP1 (64 BIT)/ 8.1 PRO/ENT (64 BIT)/ SERVER2008 R2 +SP1 (64 BIT)/ SERVER 2012 R2 (64 BIT) ******************************* E-MAIL ADDRESS IS MANDATORY FOR DELIVERY! | 2205 | TEM | 1 | Simatic | 0.001 | 0
6AV21052DF020BJ0 | WINCC RUNTIME PROFESSIONAL, POWERPACK 512 POWERTAGS -> 2048 POWERTAGS V12 (NO CHANGE OF VERSION) RUNTIME-SW, SINGLE LICENSE, WITHOUT SW AND DOCU., LICENSE KEY DOWNLOAD, CLASS A ******************************* E-MAIL ADDRESS IS MANDATORY FOR DELIVERY! | 853 | TEM | 1 | Simatic | 0.001 | 0
6AV21052DF030BJ0 | SIMATIC WINCC RT PROFESSIONAL, POWERPACK 512 POWERTAGS -> 2048 POWERTAGS V13 (NO CHANGE OF VERSION) RUNTIME-SW IN THE TIA PORTAL, SINGLE LICENSE, WITHOUT SW AND DOCU., LICENSE KEY DOWNLOAD, CLASS A ******************************* E-MAIL ADDRESS IS MANDATORY FOR DELIVERY! | 828 | TEM | 1 | Simatic | 0.001 | 0
6AV21052DF040BJ0 | SIMATIC WINCC RT PROFESSIONAL, POWERPACK 512 POWERTAGS -> 2048 POWERTAGS V14 (NO CHANGE OF VERSION) RUNTIME-SW IN THE TIA PORTAL, SINGLE LICENSE, WITHOUT SW AND DOCU., LICENSE KEY DOWNLOAD, CLASS A ******************************* E-MAIL ADDRESS IS MANDATORY FOR DELIVERY! | 828 | TEM | 1 | Simatic | 0.001 | 0
6AV21052FF020AC0 | WINCC RUNTIME PROFESSIONAL, POWERPACK ADVANCED 2048 -> PROFESSIONAL 2048 POWERTAGS V12 (NO CHANGE OF VERSION) RUNTIME-SW, SINGLE LICENSE, SW AND DOCUMENTATION ON DVD, LICENSE KEY ON USB STICK, CLASS A, 6 LANGUAGES(GE,EN,IT,FR,SP,CH), EXECUTABLE UNDER WINDOWS XP (32 BIT) / WINDOWS 7 (32/64 BIT) / WINSRV 2003 R2/2008 (32 BIT) / WINSRV 2008 R2 (64 BIT) | 2310 | TEM | 1 | Simatic | 0.411 | 0
6AV21052FF020AJ0 | WINCC RUNTIME PROFESSIONAL, POWERPACK ADVANCED 2048 -> PROFESSIONAL 2048 POWERTAGS V12 (NO CHANGE OF VERSION) RUNTIME-SW, SINGLE LICENSE, SW AND LICENSE KEY DOWNLOAD, CLASS A, 6 LANGUAGES(GE,EN,IT,FR,SP,CH), EXECUTABLE UNDER WINDOWS XP (32 BIT) / WINDOWS 7 (32/64 BIT) / WINSRV 2003 R2/2008 (32 BIT) / WINSRV 2008 R2 (64 BIT) ******************************* E-MAIL ADDRESS IS MANDATORY FOR DELIVERY! | 2310 | TEM | 1 | Simatic | 0.001 | 0
6AV21052FF030AC0 | SIMATIC WINCC RT PROFESSIONAL, POWERPACK RT ADVANCED 2048 -> RT PROF 2048 POWERTAGS V13 SP1 (NO CHANGE OF VERSION) RUNTIME-SW IN THE TIA PORTAL, SINGLE LICENSE, SW AND DOCUMENTATION ON DVD, LICENSE KEY ON USB STICK, CLASS A, 6 LANGUAGES(GE,EN,IT,FR,SP,CH), EXECUTABLE UNDER WINDOWS 7 PROF/ENT/ULT +SP1 (32 BIT)/ 7 PROF/ENT/ULT +SP1 (64 BIT)/ 8.1 STD/PROF/ENT/ULT (64 BIT)/ SERVER2008 R2 +SP1 (64 BIT)/ SERVER 2012 (64 BIT) | 2244 | TEM | 1 | Simatic | 0.2 | 0
6AV21052FF030AJ0 | SIMATIC WINCC RT PROFESSIONAL, POWERPACK RT ADVANCED 2048 -> RT PROF. 2048 POWERTAGS V13 SP1 (NO CHANGE OF VERSION) RUNTIME-SW IN THE TIA PORTAL, SINGLE LICENSE, SW AND LICENSE KEY DOWNLOAD, CLASS A, 6 LANGUAGES(GE,EN,IT,FR,SP,CH), EXECUTABLE UNDER WINDOWS 7 PROF/ENT/ULT +SP1 (32 BIT)/ 7 PROF/ENT/ULT +SP1 (64 BIT)/ 8.1 STD/PROF/ENT/ULT (64 BIT)/ SERVER2008 R2 +SP1 (64 BIT)/ SERVER 2012 (64 BIT) ******************************* E-MAIL ADDRESS IS MANDATORY FOR DELIVERY! | 2244 | TEM | 1 | Simatic | 0.001 | 0
6AV21052FF040AC0 | SIMATIC WINCC RT PROFESSIONAL, POWERPACK RT ADVANCED 2048 -> RT PROF 2048 POWERTAGS V14 (NO CHANGE OF VERSION) RUNTIME-SW IN THE TIA PORTAL, SINGLE LICENSE, SW AND DOCUMENTATION ON DVD, LICENSE KEY ON USB STICK, CLASS A, 6 LANGUAGES(GE,EN,IT,FR,SP,CH), EXECUTABLE UNDER WINDOWS 7 PROF/ENT/ULT +SP1 (32 BIT)/ 7 PROF/ENT/ULT +SP1 (64 BIT)/ 8.1 PRO/ENT (64 BIT)/ SERVER2008 R2 +SP1 (64 BIT)/ SERVER 2012 R2 (64 BIT) | 2244 | TEM | 1 | Simatic | 0.1 | 0
6AV21052FF040AJ0 | SIMATIC WINCC RT PROFESSIONAL, POWERPACK RT ADVANCED 2048 -> RT PROF. 2048 POWERTAGS V14 (NO CHANGE OF VERSION) RUNTIME-SW IN THE TIA PORTAL, SINGLE LICENSE, SW AND LICENSE KEY DOWNLOAD, CLASS A, 6 LANGUAGES(GE,EN,IT,FR,SP,CH), EXECUTABLE UNDER WINDOWS 7 PROF/ENT/ULT +SP1 (32 BIT)/ 7 PROF/ENT/ULT +SP1 (64 BIT)/ 8.1 PRO/ENT (64 BIT)/ SERVER2008 R2 +SP1 (64 BIT)/ SERVER 2012 R2 (64 BIT) ******************************* E-MAIL ADDRESS IS MANDATORY FOR DELIVERY! | 2244 | TEM | 1 | Simatic | 0.001 | 0
6AV21052FH020BJ0 | WINCC RUNTIME PROFESSIONAL, POWERPACK 2048 POWERTAGS -> 4096 POWERTAGS V12 (NO CHANGE OF VERSION) RUNTIME-SW, SINGLE LICENSE, WITHOUT SW AND DOCU., LICENSE KEY DOWNLOAD, CLASS A ******************************* E-MAIL ADDRESS IS MANDATORY FOR DELIVERY! | 483 | TEM | 1 | Simatic | 0.001 | 0
6AV21052FH030BJ0 | SIMATIC WINCC RT PROFESSIONAL, POWERPACK 2048 POWERTAGS -> 4096 POWERTAGS V13 (NO CHANGE OF VERSION) RUNTIME-SW IN THE TIA PORTAL, SINGLE LICENSE, WITHOUT SW AND DOCU., LICENSE KEY DOWNLOAD, CLASS A ******************************* E-MAIL ADDRESS IS MANDATORY FOR DELIVERY! | 469 | TEM | 1 | Simatic | 0.001 | 0
6AV21052FH040BJ0 | SIMATIC WINCC RT PROFESSIONAL, POWERPACK 2048 POWERTAGS -> 4096 POWERTAGS V14 (NO CHANGE OF VERSION) RUNTIME-SW IN THE TIA PORTAL, SINGLE LICENSE, WITHOUT SW AND DOCU., LICENSE KEY DOWNLOAD, CLASS A ******************************* E-MAIL ADDRESS IS MANDATORY FOR DELIVERY! | 469 | TEM | 1 | Simatic | 0.001 | 0
6AV21052HH020AC0 | WINCC RUNTIME PROFESSIONAL, POWERPACK ADVANCED 4096 -> PROFESSIONAL 4096 POWERTAGS V12 (NO CHANGE OF VERSION) RUNTIME-SW, SINGLE LICENSE, SW AND DOCUMENTATION ON DVD, LICENSE KEY ON USB STICK, CLASS A, 6 LANGUAGES(GE,EN,IT,FR,SP,CH), EXECUTABLE UNDER WINDOWS XP (32 BIT) / WINDOWS 7 (32/64 BIT) / WINSRV 2003 R2/2008 (32 BIT) / WINSRV 2008 R2 (64 BIT) | 1619 | TEM | 1 | Simatic | 0.411 | 0
6AV21052HH020AJ0 | WINCC RUNTIME PROFESSIONAL, POWERPACK ADVANCED 4096 -> PROFESSIONAL 4096 POWERTAGS V12 (NO CHANGE OF VERSION) RUNTIME-SW, SINGLE LICENSE, SW AND LICENSE KEY DOWNLOAD, CLASS A, 6 LANGUAGES(GE,EN,IT,FR,SP,CH), EXECUTABLE UNDER WINDOWS XP (32 BIT) / WINDOWS 7 (32/64 BIT) / WINSRV 2003 R2/2008 (32 BIT) / WINSRV 2008 R2 (64 BIT) ******************************* E-MAIL ADDRESS IS MANDATORY FOR DELIVERY! | 1619 | TEM | 1 | Simatic | 0.001 | 0
6AV21052HH030AC0 | SIMATIC WINCC RT PROFESSIONAL, POWERPACK RT ADVANCED 4096 -> RT PROF. 4096 POWERTAGS V13 SP1 (NO CHANGE OF VERSION) RUNTIME-SW IN THE TIA PORTAL, SINGLE LICENSE, SW AND DOCUMENTATION ON DVD, LICENSE KEY ON USB STICK, CLASS A, 6 LANGUAGES(GE,EN,IT,FR,SP,CH), EXECUTABLE UNDER WINDOWS 7 PROF/ENT/ULT +SP1 (32 BIT)/ 7 PROF/ENT/ULT +SP1 (64 BIT)/ 8.1 STD/PROF/ENT/ULT (64 BIT)/ SERVER2008 R2 +SP1 (64 BIT)/ SERVER 2012 (64 BIT) | 1571 | TEM | 1 | Simatic | 0.2 | 0
6AV21052HH030AJ0 | SIMATIC WINCC RT PROFESSIONAL, POWERPACK RT ADVANCED 4096 -> RT PROF. 4096 POWERTAGS V13 SP1 (NO CHANGE OF VERSION) RUNTIME-SW IN THE TIA PORTAL, SINGLE LICENSE, SW AND LICENSE KEY DOWNLOAD, CLASS A, 6 LANGUAGES(GE,EN,IT,FR,SP,CH), EXECUTABLE UNDER WINDOWS 7 PROF/ENT/ULT +SP1 (32 BIT)/ 7 PROF/ENT/ULT +SP1 (64 BIT)/ 8.1 STD/PROF/ENT/ULT (64 BIT)/ SERVER2008 R2 +SP1 (64 BIT)/ SERVER 2012 (64 BIT) ******************************* E-MAIL ADDRESS IS MANDATORY FOR DELIVERY! | 1571 | TEM | 1 | Simatic | 0.001 | 0
6AV21052HH040AC0 | SIMATIC WINCC RT PROFESSIONAL, POWERPACK RT ADVANCED 4096 -> RT PROF. 4096 POWERTAGS V14 (NO CHANGE OF VERSION) RUNTIME-SW IN THE TIA PORTAL, SINGLE LICENSE, SW AND DOCUMENTATION ON DVD, LICENSE KEY ON USB STICK, CLASS A, 6 LANGUAGES(GE,EN,IT,FR,SP,CH), EXECUTABLE UNDER WINDOWS 7 PROF/ENT/ULT +SP1 (32 BIT)/ 7 PROF/ENT/ULT +SP1 (64 BIT)/ 8.1 PRO/ENT (64 BIT)/ SERVER2008 R2 +SP1 (64 BIT)/ SERVER 2012 R2 (64 BIT) | 1571 | TEM | 1 | Simatic | 0.1 | 0
6AV21052HH040AJ0 | SIMATIC WINCC RT PROFESSIONAL, POWERPACK RT ADVANCED 4096 -> RT PROF. 4096 POWERTAGS V14 (NO CHANGE OF VERSION) RUNTIME-SW IN THE TIA PORTAL, SINGLE LICENSE, SW AND LICENSE KEY DOWNLOAD, CLASS A, 6 LANGUAGES(GE,EN,IT,FR,SP,CH), EXECUTABLE UNDER WINDOWS 7 PROF/ENT/ULT +SP1 (32 BIT)/ 7 PROF/ENT/ULT +SP1 (64 BIT)/ 8.1 PRO/ENT (64 BIT)/ SERVER2008 R2 +SP1 (64 BIT)/ SERVER 2012 R2 (64 BIT) ******************************* E-MAIL ADDRESS IS MANDATORY FOR DELIVERY! | 1571 | TEM | 1 | Simatic | 0.001 | 0
6AV21052HK020BJ0 | WINCC RUNTIME PROFESSIONAL, POWERPACK 4096 POWERTAGS -> 8192 POWERTAGS V12 (NO CHANGE OF VERSION) RUNTIME-SW, SINGLE LICENSE, WITHOUT SW AND DOCU., LICENSE KEY DOWNLOAD, CLASS A ******************************* E-MAIL ADDRESS IS MANDATORY FOR DELIVERY! | 455 | TEM | 1 | Simatic | 0.001 | 0
6AV21052HK030BJ0 | SIMATIC WINCC RT PROFESSIONAL, POWERPACK 4096 POWERTAGS -> 8192 POWERTAGS V13 (NO CHANGE OF VERSION) RUNTIME-SW IN THE TIA PORTAL, SINGLE LICENSE, WITHOUT SW AND DOCU., LICENSE KEY DOWNLOAD, CLASS A ******************************* E-MAIL ADDRESS IS MANDATORY FOR DELIVERY! | 441 | TEM | 1 | Simatic | 0.001 | 0
6AV21052HK040BJ0 | SIMATIC WINCC RT PROFESSIONAL, POWERPACK 4096 POWERTAGS -> 8192 POWERTAGS V14 (NO CHANGE OF VERSION) RUNTIME-SW IN THE TIA PORTAL, SINGLE LICENSE, WITHOUT SW AND DOCU., LICENSE KEY DOWNLOAD, CLASS A ******************************* E-MAIL ADDRESS IS MANDATORY FOR DELIVERY! | 441 | TEM | 1 | Simatic | 0.001 | 0
6AV21052KK030AC0 | SIMATIC WINCC RT PROFESSIONAL, POWERPACK RT ADVANCED 8192 -> RT PROF 8192 POWERTAGS V13 SP1 (NO CHANGE OF VERSION) RUNTIME-SW IN THE TIA PORTAL, SINGLE LICENSE, SW AND DOCUMENTATION ON DVD, LICENSE KEY ON USB STICK, CLASS A, 6 LANGUAGES(GE,EN,IT,FR,SP,CH), EXECUTABLE UNDER WINDOWS 7 PROF/ENT/ULT +SP1 (32 BIT)/ 7 PROF/ENT/ULT +SP1 (64 BIT)/ 8.1 STD/PROF/ENT/ULT (64 BIT)/ SERVER2008 R2 +SP1 (64 BIT)/ SERVER 2012 (64 BIT) | 1103 | TEM | 1 | Simatic | 0.2 | 0
6AV21052KK030AJ0 | SIMATIC WINCC RT PROFESSIONAL, POWERPACK RT ADVANCED 8192 -> RT PROF. 8192 POWERTAGS V13 SP1 (NO CHANGE OF VERSION) RUNTIME-SW IN THE TIA PORTAL, SINGLE LICENSE, SW AND LICENSE KEY DOWNLOAD, CLASS A, 6 LANGUAGES(GE,EN,IT,FR,SP,CH), EXECUTABLE UNDER WINDOWS 7 PROF/ENT/ULT +SP1 (32 BIT)/ 7 PROF/ENT/ULT +SP1 (64 BIT)/ 8.1 STD/PROF/ENT/ULT (64 BIT)/ SERVER2008 R2 +SP1 (64 BIT)/ SERVER 2012 (64 BIT) ******************************* E-MAIL ADDRESS IS MANDATORY FOR DELIVERY! | 1103 | TEM | 1 | Simatic | 0.001 | 0
6AV21052KK040AC0 | SIMATIC WINCC RT PROFESSIONAL, POWERPACK RT ADVANCED 8192 -> RT PROF 8192 POWERTAGS V14 (NO CHANGE OF VERSION) RUNTIME-SW IN THE TIA PORTAL, SINGLE LICENSE, SW AND DOCUMENTATION ON DVD, LICENSE KEY ON USB STICK, CLASS A, 6 LANGUAGES(GE,EN,IT,FR,SP,CH), EXECUTABLE UNDER WINDOWS 7 PROF/ENT/ULT +SP1 (32 BIT)/ 7 PROF/ENT/ULT +SP1 (64 BIT)/ 8.1 PRO/ENT (64 BIT)/ SERVER2008 R2 +SP1 (64 BIT)/ SERVER 2012 R2 (64 BIT) | 1103 | TEM | 1 | Simatic | 0.1 | 0
6AV21052KK040AJ0 | SIMATIC WINCC RT PROFESSIONAL, POWERPACK RT ADVANCED 8192 -> RT PROF. 8192 POWERTAGS V14 (NO CHANGE OF VERSION) RUNTIME-SW IN THE TIA PORTAL, SINGLE LICENSE, SW AND LICENSE KEY DOWNLOAD, CLASS A, 6 LANGUAGES(GE,EN,IT,FR,SP,CH), EXECUTABLE UNDER WINDOWS 7 PROF/ENT/ULT +SP1 (32 BIT)/ 7 PROF/ENT/ULT +SP1 (64 BIT)/ 8.1 PRO/ENT (64 BIT)/ SERVER2008 R2 +SP1 (64 BIT)/ SERVER 2012 R2 (64 BIT) ******************************* E-MAIL ADDRESS IS MANDATORY FOR DELIVERY! | 1103 | TEM | 1 | Simatic | 0.001 | 0
6AV21052KM020BJ0 | WINCC RUNTIME PROFESSIONAL, POWERPACK 8192 POWERTAGS -> 65535 POWERTAGS V12 (NO CHANGE OF VERSION) RUNTIME-SW, SINGLE LICENSE, WITHOUT SW AND DOCU., LICENSE KEY DOWNLOAD, CLASS A ******************************* E-MAIL ADDRESS IS MANDATORY FOR DELIVERY! | 1278 | TEM | 1 | Simatic | 0.001 | 0
6AV21052KM030BJ0 | SIMATIC WINCC RT PROFESSIONAL, POWERPACK 8192 POWERTAGS -> 65535 POWERTAGS V13 (NO CHANGE OF VERSION) RUNTIME-SW IN THE TIA PORTAL, SINGLE LICENSE, WITHOUT SW AND DOCU., LICENSE KEY DOWNLOAD, CLASS A ******************************* E-MAIL ADDRESS IS MANDATORY FOR DELIVERY! | 1241 | TEM | 1 | Simatic | 0.001 | 0
6AV21052KM040BJ0 | SIMATIC WINCC RT PROFESSIONAL, POWERPACK 8192 POWERTAGS -> 65535 POWERTAGS V14 (NO CHANGE OF VERSION) RUNTIME-SW IN THE TIA PORTAL, SINGLE LICENSE, WITHOUT SW AND DOCU., LICENSE KEY DOWNLOAD, CLASS A ******************************* E-MAIL ADDRESS IS MANDATORY FOR DELIVERY! | 1241 | TEM | 1 | Simatic | 0.001 | 0
6AV21052MP030BJ0 | SIMATIC WINCC RT PROFESSIONAL, POWERPACK 65535 POWERTAGS -> 102400 POWERTAGS V13 (NO CHANGE OF VERSION) RUNTIME-SW IN THE TIA PORTAL, SINGLE LICENSE, WITHOUT SW AND DOCU., LICENSE KEY DOWNLOAD, CLASS A ******************************* E-MAIL ADDRESS IS MANDATORY FOR DELIVERY! | 2674 | TEM | 1 | Simatic | 0.001 | 0
6AV21052MP040BJ0 | SIMATIC WINCC RT PROFESSIONAL, POWERPACK 65535 POWERTAGS -> 102400 POWERTAGS V14 (NO CHANGE OF VERSION) RUNTIME-SW IN THE TIA PORTAL, SINGLE LICENSE, WITHOUT SW AND DOCU., LICENSE KEY DOWNLOAD, CLASS A ******************************* E-MAIL ADDRESS IS MANDATORY FOR DELIVERY! | 2674 | TEM | 1 | Simatic | 0.001 | 0
6AV21052PR030BJ0 | SIMATIC WINCC RT PROFESSIONAL, POWERPACK 102400 POWERTAGS -> 153600 POWERTAGS V13 (NO CHANGE OF VERSION) RUNTIME-SW IN THE TIA PORTAL, SINGLE LICENSE, WITHOUT SW AND DOCU., LICENSE KEY DOWNLOAD, CLASS A ******************************* E-MAIL ADDRESS IS MANDATORY FOR DELIVERY! | 2812 | TEM | 1 | Simatic | 0.001 | 0
6AV21052PR040BJ0 | SIMATIC WINCC RT PROFESSIONAL, POWERPACK 102400 POWERTAGS -> 153600 POWERTAGS V14 (NO CHANGE OF VERSION) RUNTIME-SW IN THE TIA PORTAL, SINGLE LICENSE, WITHOUT SW AND DOCU., LICENSE KEY DOWNLOAD, CLASS A ******************************* E-MAIL ADDRESS IS MANDATORY FOR DELIVERY! | 2812 | TEM | 1 | Simatic | 0.001 | 0
6AV21052RT030BJ0 | SIMATIC WINCC RT PROFESSIONAL, POWERPACK 153600 POWERTAGS -> 262144 POWERTAGS V13 (NO CHANGE OF VERSION) RUNTIME-SW IN THE TIA PORTAL, SINGLE LICENSE, WITHOUT SW AND DOCU., LICENSE KEY DOWNLOAD, CLASS A ******************************* E-MAIL ADDRESS IS MANDATORY FOR DELIVERY! | 4521 | TEM | 1 | Simatic | 0.001 | 0
6AV21052RT040BJ0 | SIMATIC WINCC RT PROFESSIONAL, POWERPACK 153600 POWERTAGS -> 262144 POWERTAGS V14 (NO CHANGE OF VERSION) RUNTIME-SW IN THE TIA PORTAL, SINGLE LICENSE, WITHOUT SW AND DOCU., LICENSE KEY DOWNLOAD, CLASS A ******************************* E-MAIL ADDRESS IS MANDATORY FOR DELIVERY! | 4521 | TEM | 1 | Simatic | 0.001 | 0
6AV21053BB020AE0 | WINCC RUNTIME PROFESSIONAL 128 POWERTAGS V12 SP1, UPGRADE V11 -> V12 SP1, RUNTIME-SW, SINGLE LICENSE SW AND DOCUMENTATION ON DVD, LICENSE KEY ON USB STICK, CLASS A, 6 LANGUAGES(GE,EN,IT,FR,SP,CH), EXECUTABLE UNDER WINDOWS XP (32 BIT) / WINDOWS 7 (32/64 BIT) / WINSRV 2003 R2/2008 (32 BIT) / WINSRV 2008 R2 (64 BIT) | 612 | TEM | 1 | Simatic | 0.412 | 0
6AV21053BB020AK0 | WINCC RUNTIME PROFESSIONAL 128 POWERTAGS V12 SP1, UPGRADE V11 -> V12 SP1, RUNTIME-SW, SINGLE LICENSE SW AND LICENSE KEY DOWNLOAD, CLASS A, 6 LANGUAGES(GE,EN,IT,FR,SP,CH), EXECUTABLE UNDER WINDOWS XP (32 BIT) / WINDOWS 7 (32/64 BIT) / WINSRV 2003 R2/2008 (32 BIT) / WINSRV 2008 R2 (64 BIT) ******************************* E-MAIL ADDRESS IS MANDATORY FOR DELIVERY! | 612 | TEM | 1 | Simatic | 0.001 | 0
6AV21053BB030AE0 | SIMATIC WINCC RT PROFESSIONAL 128 POWERTAGS V13 SP1, UPGRADE V11..V12 -> V13 SP1, RUNTIME-SW IN THE TIA PORTAL, SINGLE LICENSE, SW AND DOCUMENTATION ON DVD, LICENSE KEY ON USB STICK, CLASS A, 6 LANGUAGES(GE,EN,IT,FR,SP,CH), EXECUTABLE UNDER WINDOWS 7 PROF/ENT/ULT +SP1 (32 BIT)/ 7 PROF/ENT/ULT +SP1 (64 BIT)/ 8.1 STD/PROF/ENT/ULT (64 BIT)/ SERVER2008 R2 +SP1 (64 BIT)/ SERVER 2012 (64 BIT) | 949 | TEM | 1 | Simatic | 0.2 | 0
6AV21053BB030AK0 | SIMATIC WINCC RT PROFESSIONAL, 128 POWERTAGS V13 SP1, UPGRADE V11..V12 -> V13 SP1, RUNTIME-SW IN THE TIA PORTAL, SINGLE LICENSE, SW AND LICENSE KEY DOWNLOAD, CLASS A, 6 LANGUAGES(GE,EN,IT,FR,SP,CH), EXECUTABLE UNDER WINDOWS 7 PROF/ENT/ULT +SP1 (32 BIT)/ 7 PROF/ENT/ULT +SP1 (64 BIT)/ 8.1 STD/PROF/ENT/ULT (64 BIT)/ SERVER2008 R2 +SP1 (64 BIT)/ SERVER 2012 (64 BIT) ******************************* E-MAIL ADDRESS IS MANDATORY FOR DELIVERY! | 949 | TEM | 1 | Simatic | 0.001 | 0
6AV21053BB040AE0 | SIMATIC WINCC RT PROFESSIONAL 128 POWERTAGS V14, UPGRADE V11..V13 -> V14, RUNTIME-SW IN THE TIA PORTAL, SINGLE LICENSE, SW AND DOCUMENTATION ON DVD, LICENSE KEY ON USB STICK, CLASS A, 6 LANGUAGES(GE,EN,IT,FR,SP,CH), EXECUTABLE UNDER WINDOWS 7 PROF/ENT/ULT +SP1 (32 BIT)/ 7 PROF/ENT/ULT +SP1 (64 BIT)/ 8.1 PRO/ENT (64 BIT)/ SERVER2008 R2 +SP1 (64 BIT)/ SERVER 2012 R2 (64 BIT) | 949 | TEM | 1 | Simatic | 0.1 | 0
6AV21053BB040AK0 | SIMATIC WINCC RT PROFESSIONAL, 128 POWERTAGS V14, UPGRADE V11..V13 -> V14, RUNTIME-SW IN THE TIA PORTAL, SINGLE LICENSE, SW AND LICENSE KEY DOWNLOAD, CLASS A, 6 LANGUAGES(GE,EN,IT,FR,SP,CH), EXECUTABLE UNDER WINDOWS 7 PROF/ENT/ULT +SP1 (32 BIT)/ 7 PROF/ENT/ULT +SP1 (64 BIT)/ 8.1 PRO/ENT (64 BIT)/ SERVER2008 R2 +SP1 (64 BIT)/ SERVER 2012 R2 (64 BIT) ******************************* E-MAIL ADDRESS IS MANDATORY FOR DELIVERY! | 949 | TEM | 1 | Simatic | 0.001 | 0
6AV21053DD020AE0 | WINCC RUNTIME PROFESSIONAL 512 POWERTAGS V12 SP1, UPGRADE V11 -> V12 SP1, RUNTIME-SW, SINGLE LICENSE SW AND DOCUMENTATION ON DVD, LICENSE KEY ON USB STICK, CLASS A, 6 LANGUAGES(GE,EN,IT,FR,SP,CH), EXECUTABLE UNDER WINDOWS XP (32 BIT) / WINDOWS 7 (32/64 BIT) / WINSRV 2003 R2/2008 (32 BIT) / WINSRV 2008 R2 (64 BIT) | 944 | TEM | 1 | Simatic | 0.411 | 0
6AV21053DD020AK0 | WINCC RUNTIME PROFESSIONAL 512 POWERTAGS V12 SP1, UPGRADE V11 -> V12 SP1, RUNTIME-SW, SINGLE LICENSE SW AND LICENSE KEY DOWNLOAD, CLASS A, 6 LANGUAGES(GE,EN,IT,FR,SP,CH), EXECUTABLE UNDER WINDOWS XP (32 BIT) / WINDOWS 7 (32/64 BIT) / WINSRV 2003 R2/2008 (32 BIT) / WINSRV 2008 R2 (64 BIT) ******************************* E-MAIL ADDRESS IS MANDATORY FOR DELIVERY! | 944 | TEM | 1 | Simatic | 0.001 | 0
6AV21053DD030AE0 | SIMATIC WINCC RT PROFESSIONAL 512 POWERTAGS V13 SP1, UPGRADE V11..V12 -> V13 SP1, RUNTIME-SW IN THE TIA PORTAL, SINGLE LICENSE, SW AND DOCUMENTATION ON DVD, LICENSE KEY ON USB STICK, CLASS A, 6 LANGUAGES(GE,EN,IT,FR,SP,CH), EXECUTABLE UNDER WINDOWS 7 PROF/ENT/ULT +SP1 (32 BIT)/ 7 PROF/ENT/ULT +SP1 (64 BIT)/ 8.1 STD/PROF/ENT/ULT (64 BIT)/ SERVER2008 R2 +SP1 (64 BIT)/ SERVER 2012 (64 BIT) | 1467 | TEM | 1 | Simatic | 0.2 | 0
6AV21053DD030AK0 | SIMATIC WINCC RT PROFESSIONAL, 512 POWERTAGS V13 SP1, UPGRADE V11..V12 -> V13 SP1, RUNTIME-SW IN THE TIA PORTAL, SINGLE LICENSE, SW AND LICENSE KEY DOWNLOAD, CLASS A, 6 LANGUAGES(GE,EN,IT,FR,SP,CH), EXECUTABLE UNDER WINDOWS 7 PROF/ENT/ULT +SP1 (32 BIT)/ 7 PROF/ENT/ULT +SP1 (64 BIT)/ 8.1 STD/PROF/ENT/ULT (64 BIT)/ SERVER2008 R2 +SP1 (64 BIT)/ SERVER 2012 (64 BIT) ******************************* E-MAIL ADDRESS IS MANDATORY FOR DELIVERY! | 1467 | TEM | 1 | Simatic | 0.001 | 0
6AV21053DD040AE0 | SIMATIC WINCC RT PROFESSIONAL 512 POWERTAGS V14, UPGRADE V11..V13 -> V14, RUNTIME-SW IN THE TIA PORTAL, SINGLE LICENSE, SW AND DOCUMENTATION ON DVD, LICENSE KEY ON USB STICK, CLASS A, 6 LANGUAGES(GE,EN,IT,FR,SP,CH), EXECUTABLE UNDER WINDOWS 7 PROF/ENT/ULT +SP1 (32 BIT)/ 7 PROF/ENT/ULT +SP1 (64 BIT)/ 8.1 PRO/ENT (64 BIT)/ SERVER2008 R2 +SP1 (64 BIT)/ SERVER 2012 R2 (64 BIT) | 1467 | TEM | 1 | Simatic | 0.1 | 0
6AV21053DD040AK0 | SIMATIC WINCC RT PROFESSIONAL, 512 POWERTAGS V14, UPGRADE V11..V13 -> V14, RUNTIME-SW IN THE TIA PORTAL, SINGLE LICENSE, SW AND LICENSE KEY DOWNLOAD, CLASS A, 6 LANGUAGES(GE,EN,IT,FR,SP,CH), EXECUTABLE UNDER WINDOWS 7 PROF/ENT/ULT +SP1 (32 BIT)/ 7 PROF/ENT/ULT +SP1 (64 BIT)/ 8.1 PRO/ENT (64 BIT)/ SERVER2008 R2 +SP1 (64 BIT)/ SERVER 2012 R2 (64 BIT) ******************************* E-MAIL ADDRESS IS MANDATORY FOR DELIVERY! | 1467 | TEM | 1 | Simatic | 0.001 | 0
6AV21053FF020AE0 | WINCC RUNTIME PROFESSIONAL 2048 POWERTAGS V12 SP1, UPGRADE V11 -> V12 SP1, RUNTIME-SW, SINGLE LICENSE SW AND DOCUMENTATION ON DVD, LICENSE KEY ON USB STICK, CLASS A, 6 LANGUAGES(GE,EN,IT,FR,SP,CH), EXECUTABLE UNDER WINDOWS XP (32 BIT) / WINDOWS 7 (32/64 BIT) / WINSRV 2003 R2/2008 (32 BIT) / WINSRV 2008 R2 (64 BIT) | 1159 | TEM | 1 | Simatic | 0.411 | 0
6AV21053FF020AK0 | WINCC RUNTIME PROFESSIONAL 2048 POWERTAGS V12 SP1, UPGRADE V11 -> V12 SP1, RUNTIME-SW, SINGLE LICENSE SW AND LICENSE KEY DOWNLOAD, CLASS A, 6 LANGUAGES(GE,EN,IT,FR,SP,CH), EXECUTABLE UNDER WINDOWS XP (32 BIT) / WINDOWS 7 (32/64 BIT) / WINSRV 2003 R2/2008 (32 BIT) / WINSRV 2008 R2 (64 BIT) ******************************* E-MAIL ADDRESS IS MANDATORY FOR DELIVERY! | 1159 | TEM | 1 | Simatic | 0.001 | 0
6AV21053FF030AE0 | SIMATIC WINCC RT PROFESSIONAL 2048 POWERTAGS V13 SP1, UPGRADE V11..V12 -> V13 SP1, RUNTIME-SW IN THE TIA PORTAL, SINGLE LICENSE, SW AND DOCUMENTATION ON DVD, LICENSE KEY ON USB STICK, CLASS A, 6 LANGUAGES(GE,EN,IT,FR,SP,CH), EXECUTABLE UNDER WINDOWS 7 PROF/ENT/ULT +SP1 (32 BIT)/ 7 PROF/ENT/ULT +SP1 (64 BIT)/ 8.1 STD/PROF/ENT/ULT (64 BIT)/ SERVER2008 R2 +SP1 (64 BIT)/ SERVER 2012 (64 BIT) | 1798 | TEM | 1 | Simatic | 0.326 | 0
6AV21053FF030AK0 | SIMATIC WINCC RT PROFESSIONAL, 2048 POWERTAGS V13 SP1, UPGRADE V11..V12 -> V13 SP1, RUNTIME-SW IN THE TIA PORTAL, SINGLE LICENSE, SW AND LICENSE KEY DOWNLOAD, CLASS A, 6 LANGUAGES(GE,EN,IT,FR,SP,CH), EXECUTABLE UNDER WINDOWS 7 PROF/ENT/ULT +SP1 (32 BIT)/ 7 PROF/ENT/ULT +SP1 (64 BIT)/ 8.1 STD/PROF/ENT/ULT (64 BIT)/ SERVER2008 R2 +SP1 (64 BIT)/ SERVER 2012 (64 BIT) ******************************* E-MAIL ADDRESS IS MANDATORY FOR DELIVERY! | 1798 | TEM | 1 | Simatic | 0.001 | 0
6AV21053FF040AE0 | SIMATIC WINCC RT PROFESSIONAL 2048 POWERTAGS V14, UPGRADE V11..V13 -> V14, RUNTIME-SW IN THE TIA PORTAL, SINGLE LICENSE, SW AND DOCUMENTATION ON DVD, LICENSE KEY ON USB STICK, CLASS A, 6 LANGUAGES(GE,EN,IT,FR,SP,CH), EXECUTABLE UNDER WINDOWS 7 PROF/ENT/ULT +SP1 (32 BIT)/ 7 PROF/ENT/ULT +SP1 (64 BIT)/ 8.1 PRO/ENT (64 BIT)/ SERVER2008 R2 +SP1 (64 BIT)/ SERVER 2012 R2 (64 BIT) | 1798 | TEM | 1 | Simatic | 0.1 | 0
6AV21053FF040AK0 | SIMATIC WINCC RT PROFESSIONAL, 2048 POWERTAGS V14, UPGRADE V11..V13 -> V14, RUNTIME-SW IN THE TIA PORTAL, SINGLE LICENSE, SW AND LICENSE KEY DOWNLOAD, CLASS A, 6 LANGUAGES(GE,EN,IT,FR,SP,CH), EXECUTABLE UNDER WINDOWS 7 PROF/ENT/ULT +SP1 (32 BIT)/ 7 PROF/ENT/ULT +SP1 (64 BIT)/ 8.1 PRO/ENT (64 BIT)/ SERVER2008 R2 +SP1 (64 BIT)/ SERVER 2012 R2 (64 BIT) ******************************* E-MAIL ADDRESS IS MANDATORY FOR DELIVERY! | 1798 | TEM | 1 | Simatic | 0.001 | 0
6AV21053HH020AE0 | WINCC RUNTIME PROFESSIONAL 4096 POWERTAGS V12 SP1, UPGRADE V11 -> V12 SP1, RUNTIME-SW, SINGLE LICENSE SW AND DOCUMENTATION ON DVD, LICENSE KEY ON USB STICK, CLASS A, 6 LANGUAGES(GE,EN,IT,FR,SP,CH), EXECUTABLE UNDER WINDOWS XP (32 BIT) / WINDOWS 7 (32/64 BIT) / WINSRV 2003 R2/2008 (32 BIT) / WINSRV 2008 R2 (64 BIT) | 1278 | TEM | 1 | Simatic | 0.413 | 0
6AV21053HH020AK0 | WINCC RUNTIME PROFESSIONAL 4096 POWERTAGS V12 SP1, UPGRADE V11 -> V12 SP1, RUNTIME-SW, SINGLE LICENSE SW AND LICENSE KEY DOWNLOAD, CLASS A, 6 LANGUAGES(GE,EN,IT,FR,SP,CH), EXECUTABLE UNDER WINDOWS XP (32 BIT) / WINDOWS 7 (32/64 BIT) / WINSRV 2003 R2/2008 (32 BIT) / WINSRV 2008 R2 (64 BIT) ******************************* E-MAIL ADDRESS IS MANDATORY FOR DELIVERY! | 1278 | TEM | 1 | Simatic | 0.001 | 0
6AV21053HH030AE0 | SIMATIC WINCC RT PROFESSIONAL 4096 POWERTAGS V13 SP1, UPGRADE V11..V12 -> V13 SP1, RUNTIME-SW IN THE TIA PORTAL, SINGLE LICENSE, SW AND DOCUMENTATION ON DVD, LICENSE KEY ON USB STICK, CLASS A, 6 LANGUAGES(GE,EN,IT,FR,SP,CH), EXECUTABLE UNDER WINDOWS 7 PROF/ENT/ULT +SP1 (32 BIT)/ 7 PROF/ENT/ULT +SP1 (64 BIT)/ 8.1 STD/PROF/ENT/ULT (64 BIT)/ SERVER2008 R2 +SP1 (64 BIT)/ SERVER 2012 (64 BIT) | 1985 | TEM | 1 | Simatic | 0.2 | 0
6AV21053HH030AK0 | SIMATIC WINCC RT PROFESSIONAL, 4096 POWERTAGS V13 SP1, UPGRADE V11..V12 -> V13 SP1, RUNTIME-SW IN THE TIA PORTAL, SINGLE LICENSE, SW AND LICENSE KEY DOWNLOAD, CLASS A, 6 LANGUAGES(GE,EN,IT,FR,SP,CH), EXECUTABLE UNDER WINDOWS 7 PROF/ENT/ULT +SP1 (32 BIT)/ 7 PROF/ENT/ULT +SP1 (64 BIT)/ 8.1 STD/PROF/ENT/ULT (64 BIT)/ SERVER2008 R2 +SP1 (64 BIT)/ SERVER 2012 (64 BIT) ******************************* E-MAIL ADDRESS IS MANDATORY FOR DELIVERY! | 1985 | TEM | 1 | Simatic | 0.001 | 0
6AV21053HH040AE0 | SIMATIC WINCC RT PROFESSIONAL 4096 POWERTAGS V14, UPGRADE V11..V13 -> V14, RUNTIME-SW IN THE TIA PORTAL, SINGLE LICENSE, SW AND DOCUMENTATION ON DVD, LICENSE KEY ON USB STICK, CLASS A, 6 LANGUAGES(GE,EN,IT,FR,SP,CH), EXECUTABLE UNDER WINDOWS 7 PROF/ENT/ULT +SP1 (32 BIT)/ 7 PROF/ENT/ULT +SP1 (64 BIT)/ 8.1 PRO/ENT (64 BIT)/ SERVER2008 R2 +SP1 (64 BIT)/ SERVER 2012 R2 (64 BIT) | 1985 | TEM | 1 | Simatic | 0.1 | 0
6AV21053HH040AK0 | SIMATIC WINCC RT PROFESSIONAL, 4096 POWERTAGS V14, UPGRADE V11..V13 -> V14, RUNTIME-SW IN THE TIA PORTAL, SINGLE LICENSE, SW AND LICENSE KEY DOWNLOAD, CLASS A, 6 LANGUAGES(GE,EN,IT,FR,SP,CH), EXECUTABLE UNDER WINDOWS 7 PROF/ENT/ULT +SP1 (32 BIT)/ 7 PROF/ENT/ULT +SP1 (64 BIT)/ 8.1 PRO/ENT (64 BIT)/ SERVER2008 R2 +SP1 (64 BIT)/ SERVER 2012 R2 (64 BIT) ******************************* E-MAIL ADDRESS IS MANDATORY FOR DELIVERY! | 1985 | TEM | 1 | Simatic | 0.001 | 0
6AV21053KK020AE0 | WINCC RUNTIME PROFESSIONAL 8192 POWERTAGS V12 SP1, UPGRADE V11 -> V12 SP1, RUNTIME-SW, SINGLE LICENSE SW AND DOCUMENTATION ON DVD, LICENSE KEY ON USB STICK, CLASS A, 6 LANGUAGES(GE,EN,IT,FR,SP,CH), EXECUTABLE UNDER WINDOWS XP (32 BIT) / WINDOWS 7 (32/64 BIT) / WINSRV 2003 R2/2008 (32 BIT) / WINSRV 2008 R2 (64 BIT) | 1392 | TEM | 1 | Simatic | 0.41 | 0
6AV21053KK020AK0 | WINCC RUNTIME PROFESSIONAL 8192 POWERTAGS V12 SP1, UPGRADE V11 -> V12 SP1, RUNTIME-SW, SINGLE LICENSE SW AND LICENSE KEY DOWNLOAD, CLASS A, 6 LANGUAGES(GE,EN,IT,FR,SP,CH), EXECUTABLE UNDER WINDOWS XP (32 BIT) / WINDOWS 7 (32/64 BIT) / WINSRV 2003 R2/2008 (32 BIT) / WINSRV 2008 R2 (64 BIT) ******************************* E-MAIL ADDRESS IS MANDATORY FOR DELIVERY! | 1392 | TEM | 1 | Simatic | 0.001 | 0
6AV21053KK030AE0 | SIMATIC WINCC RT PROFESSIONAL 8192 POWERTAGS V13 SP1, UPGRADE V11..V12 -> V13 SP1, RUNTIME-SW IN THE TIA PORTAL, SINGLE LICENSE, SW AND DOCUMENTATION ON DVD, LICENSE KEY ON USB STICK, CLASS A, 6 LANGUAGES(GE,EN,IT,FR,SP,CH), EXECUTABLE UNDER WINDOWS 7 PROF/ENT/ULT +SP1 (32 BIT)/ 7 PROF/ENT/ULT +SP1 (64 BIT)/ 8.1 STD/PROF/ENT/ULT (64 BIT)/ SERVER2008 R2 +SP1 (64 BIT)/ SERVER 2012 (64 BIT) | 2161 | TEM | 1 | Simatic | 0.326 | 0
6AV21053KK030AK0 | SIMATIC WINCC RT PROFESSIONAL, 8192 POWERTAGS V13 SP1, UPGRADE V11..V12 -> V13 SP1, RUNTIME-SW IN THE TIA PORTAL, SINGLE LICENSE, SW AND LICENSE KEY DOWNLOAD, CLASS A, 6 LANGUAGES(GE,EN,IT,FR,SP,CH), EXECUTABLE UNDER WINDOWS 7 PROF/ENT/ULT +SP1 (32 BIT)/ 7 PROF/ENT/ULT +SP1 (64 BIT)/ 8.1 STD/PROF/ENT/ULT (64 BIT)/ SERVER2008 R2 +SP1 (64 BIT)/ SERVER 2012 (64 BIT) ******************************* E-MAIL ADDRESS IS MANDATORY FOR DELIVERY! | 2161 | TEM | 1 | Simatic | 0.001 | 0
6AV21053KK040AE0 | SIMATIC WINCC RT PROFESSIONAL 8192 POWERTAGS V14, UPGRADE V11..V13 -> V14, RUNTIME-SW IN THE TIA PORTAL, SINGLE LICENSE, SW AND DOCUMENTATION ON DVD, LICENSE KEY ON USB STICK, CLASS A, 6 LANGUAGES(GE,EN,IT,FR,SP,CH), EXECUTABLE UNDER WINDOWS 7 PROF/ENT/ULT +SP1 (32 BIT)/ 7 PROF/ENT/ULT +SP1 (64 BIT)/ 8.1 PRO/ENT (64 BIT)/ SERVER2008 R2 +SP1 (64 BIT)/ SERVER 2012 R2 (64 BIT) | 2161 | TEM | 1 | Simatic | 0.1 | 0
6AV21053KK040AK0 | SIMATIC WINCC RT PROFESSIONAL, 8192 POWERTAGS V14, UPGRADE V11..V13 -> V14, RUNTIME-SW IN THE TIA PORTAL, SINGLE LICENSE, SW AND LICENSE KEY DOWNLOAD, CLASS A, 6 LANGUAGES(GE,EN,IT,FR,SP,CH), EXECUTABLE UNDER WINDOWS 7 PROF/ENT/ULT +SP1 (32 BIT)/ 7 PROF/ENT/ULT +SP1 (64 BIT)/ 8.1 PRO/ENT (64 BIT)/ SERVER2008 R2 +SP1 (64 BIT)/ SERVER 2012 R2 (64 BIT) ******************************* E-MAIL ADDRESS IS MANDATORY FOR DELIVERY! | 2161 | TEM | 1 | Simatic | 0.001 | 0
6AV21053MM020AE0 | WINCC RUNTIME PROFESSIONAL 65536 POWERTAGS V12 SP1, UPGRADE V11 -> V12 SP1, RUNTIME-SW, SINGLE LICENSE SW AND DOCUMENTATION ON DVD, LICENSE KEY ON USB STICK, CLASS A, 6 LANGUAGES(GE,EN,IT,FR,SP,CH), EXECUTABLE UNDER WINDOWS XP (32 BIT) / WINDOWS 7 (32/64 BIT) / WINSRV 2003 R2/2008 (32 BIT) / WINSRV 2008 R2 (64 BIT) | 1711 | TEM | 1 | Simatic | 0.412 | 0
6AV21053MM020AK0 | WINCC RUNTIME PROFESSIONAL 65536 POWERTAGS V12 SP1, UPGRADE V11 -> V12 SP1, RUNTIME-SW, SINGLE LICENSE SW AND LICENSE KEY DOWNLOAD, CLASS A, 6 LANGUAGES(GE,EN,IT,FR,SP,CH), EXECUTABLE UNDER WINDOWS XP (32 BIT) / WINDOWS 7 (32/64 BIT) / WINSRV 2003 R2/2008 (32 BIT) / WINSRV 2008 R2 (64 BIT) ******************************* E-MAIL ADDRESS IS MANDATORY FOR DELIVERY! | 1711 | TEM | 1 | Simatic | 0.001 | 0
6AV21053MM030AE0 | SIMATIC WINCC RT PROFESSIONAL 65536 POWERTAGS V13 SP1, UPGRADE V11..V12 -> V13 SP1, RUNTIME-SW IN THE TIA PORTAL, SINGLE LICENSE, SW AND DOCUMENTATION ON DVD, LICENSE KEY ON USB STICK, CLASS A, 6 LANGUAGES(GE,EN,IT,FR,SP,CH), EXECUTABLE UNDER WINDOWS 7 PROF/ENT/ULT +SP1 (32 BIT)/ 7 PROF/ENT/ULT +SP1 (64 BIT)/ 8.1 STD/PROF/ENT/ULT (64 BIT)/ SERVER2008 R2 +SP1 (64 BIT)/ SERVER 2012 (64 BIT) | 2657 | TEM | 1 | Simatic | 0.2 | 0
6AV21053MM030AK0 | SIMATIC WINCC RT PROFESSIONAL, 65536 POWERTAGS V13 SP1, UPGRADE V11..V12 -> V13 SP1, RUNTIME-SW IN THE TIA PORTAL, SINGLE LICENSE, SW AND LICENSE KEY DOWNLOAD, CLASS A, 6 LANGUAGES(GE,EN,IT,FR,SP,CH), EXECUTABLE UNDER WINDOWS 7 PROF/ENT/ULT +SP1 (32 BIT)/ 7 PROF/ENT/ULT +SP1 (64 BIT)/ 8.1 STD/PROF/ENT/ULT (64 BIT)/ SERVER2008 R2 +SP1 (64 BIT)/ SERVER 2012 (64 BIT) ******************************* E-MAIL ADDRESS IS MANDATORY FOR DELIVERY! | 2657 | TEM | 1 | Simatic | 0.001 | 0
6AV21053MM040AE0 | SIMATIC WINCC RT PROFESSIONAL 65536 POWERTAGS V14, UPGRADE V11..V13 -> V14, RUNTIME-SW IN THE TIA PORTAL, SINGLE LICENSE, SW AND DOCUMENTATION ON DVD, LICENSE KEY ON USB STICK, CLASS A, 6 LANGUAGES(GE,EN,IT,FR,SP,CH), EXECUTABLE UNDER WINDOWS 7 PROF/ENT/ULT +SP1 (32 BIT)/ 7 PROF/ENT/ULT +SP1 (64 BIT)/ 8.1 PRO/ENT (64 BIT)/ SERVER2008 R2 +SP1 (64 BIT)/ SERVER 2012 R2 (64 BIT) | 2657 | TEM | 1 | Simatic | 0.1 | 0
6AV21053MM040AK0 | SIMATIC WINCC RT PROFESSIONAL, 65536 POWERTAGS V14, UPGRADE V11..V13 -> V14, RUNTIME-SW IN THE TIA PORTAL, SINGLE LICENSE, SW AND LICENSE KEY DOWNLOAD, CLASS A, 6 LANGUAGES(GE,EN,IT,FR,SP,CH), EXECUTABLE UNDER WINDOWS 7 PROF/ENT/ULT +SP1 (32 BIT)/ 7 PROF/ENT/ULT +SP1 (64 BIT)/ 8.1 PRO/ENT (64 BIT)/ SERVER2008 R2 +SP1 (64 BIT)/ SERVER 2012 R2 (64 BIT) ******************************* E-MAIL ADDRESS IS MANDATORY FOR DELIVERY! | 2657 | TEM | 1 | Simatic | 0.001 | 0
6AV21053PP040AE0 | SIMATIC WinCC RT Professional, 102400 Power-Tags V14, Upgrade V13 -> V14, Runtime-Software im TIA-Portal, single license, SW and documentation on DVD, license key on USB STick, class A, 6 languages(ge,en,it,fr,sp,cn), executable under Windods 7 Prof/Ent/Ult +SP1 (32 Bit)/ 7 Prof/Ent/Ult +SP1 (64 Bit)/ 8.1 Pro/Ent (64 Bit)/ Server2008 R2 +SP1 (64 BIT)/ Server 2012 R2 (64 Bit) | 3727 | TEM | 1 | Simatic | 0.1 | 0
6AV21053PP040AK0 | SIMATIC WinCC RT Professional, 102400 Power-Tags V14, Upgrade V13 -> V14, Runtime-Software im TIA-Portal, single license, SW and license key download, class A, 6 languages(ge,en,it,fr,sp,cn), executable under Windods 7 Prof/Ent/Ult +SP1 (32 Bit)/ 7 Prof/Ent/Ult +SP1 (64 Bit)/ 8.1 Pro/Ent (64 Bit)/ Server 2008 R2+SP1 (64 Bit)/ Server 2012 (64 Bit) ******************************* email address is mandatory for delivery! | 3727 | TEM | 1 | Simatic | 0.001 | 0
6AV21053RR040AE0 | SIMATIC WinCC RT Professional, 153600 Power-Tags V14, Upgrade V13 -> V14, Runtime-Software im TIA-Portal, single license, SW and documentation on DVD, license key on USB STick, class A, 6 languages(ge,en,it,fr,sp,cn), executable under Windods 7 Prof/Ent/Ult +SP1 (32 Bit)/ 7 Prof/Ent/Ult +SP1 (64 Bit)/ 8.1 Pro/Ent (64 Bit)/ Server2008 R2 +SP1 (64 BIT)/ Server 2012 R2 (64 Bit) | 4851 | TEM | 1 | Simatic | 0.1 | 0
6AV21053RR040AK0 | SIMATIC WinCC RT Professional, 153600 Power-Tags V14, Upgrade V13 -> V14, Runtime-Software im TIA-Portal, single license, SW and license key download, class A, 6 languages(ge,en,it,fr,sp,cn), executable under Windods 7 Prof/Ent/Ult +SP1 (32 Bit)/ 7 Prof/Ent/Ult +SP1 (64 Bit)/ 8.1 Pro/Ent (64 Bit)/ Server 2008 R2+SP1 (64 Bit)/ Server 2012 (64 Bit) ******************************* email address is mandatory for delivery! | 4851 | TEM | 1 | Simatic | 0.001 | 0
6AV21053TT040AE0 | SIMATIC WinCC RT Professional, 262144 Power-Tags V14, Upgrade V13 -> V14, Runtime-Software im TIA-Portal, single license, SW and documentation on DVD, license key on USB STick, class A, 6 languages(ge,en,it,fr,sp,cn), executable under Windods 7 Prof/Ent/Ult +SP1 (32 Bit)/ 7 Prof/Ent/Ult +SP1 (64 Bit)/ 8.1 Pro/Ent (64 Bit)/ Server2008 R2 +SP1 (64 BIT)/ Server 2012 R2 (64 Bit) | 6660 | TEM | 1 | Simatic | 0.1 | 0
6AV21053TT040AK0 | SIMATIC WinCC RT Professional, 262144 Power-Tags V14, Upgrade V13 -> V14, Runtime-Software im TIA-Portal, single license, SW and license key download, class A, 6 languages(ge,en,it,fr,sp,cn), executable under Windods 7 Prof/Ent/Ult +SP1 (32 Bit)/ 7 Prof/Ent/Ult +SP1 (64 Bit)/ 8.1 Pro/Ent (64 Bit)/ Server 2008 R2+SP1 (64 Bit)/ Server 2012 (64 Bit) ******************************* email address is mandatory for delivery! | 6660 | TEM | 1 | Simatic | 0.001 | 0
6AV21054BB020AE0 | WINCC RUNTIME PROFESSIONAL, 128 POWERTAGS V12 SP1, UPGRADE WINCC V7.0 RT 128 -> WINCC RUNTIME PROFESSIONAL 128 POWERTAGS V12 SP1, RUNTIME-SW, SINGLE LICENSE, SW AND DOCUMENTATION ON DVD, LICENSE KEY ON USB STICK, CLASS A, 6 LANGUAGES(GE,EN,IT,FR,SP,CH), EXECUTABLE UNDER WINDOWS XP (32 BIT) / WINDOWS 7 (32/64 BIT) / WINSRV 2003 R2/2008 (32 BIT) / WINSRV 2008 R2 (64 BIT) | 612 | TEM | 1 | Simatic | 0.411 | 0
6AV21054BB020AK0 | WINCC RUNTIME PROFESSIONAL, 128 POWERTAGS V12 SP1, UPGRADE WINCC V7.0 RT 128 -> WINCC RUNTIME PROFESSIONAL 128 POWERTAGS V12 SP1, RUNTIME-SW, SINGLE LICENSE, SW AND LICENSE KEY DOWNLOAD, CLASS A, 6 LANGUAGES(GE,EN,IT,FR,SP,CH), EXECUTABLE UNDER WINDOWS XP (32 BIT) / WINDOWS 7 (32/64 BIT) / WINSRV 2003 R2/2008 (32 BIT) / WINSRV 2008 R2 (64 BIT) ******************************* E-MAIL ADDRESS IS MANDATORY FOR DELIVERY! | 612 | TEM | 1 | Simatic | 0.001 | 0
6AV21054BB030AE0 | SIMATIC WINCC RT PROF V13 SP1, UPGRADE WINCC V7.0/7.2 RT 128 POWERTAGS -> WINCC RT PROFESSIONAL 128 POWERTAGS V13 SP1, RUNTIME-SW IN THE TIA PORTAL, SINGLE LICENSE, SW AND DOCUMENTATION ON DVD, LICENSE KEY ON USB STICK, CLASS A, 6 LANGUAGES(GE,EN,IT,FR,SP,CH), EXECUTABLE UNDER WINDOWS 7 PROF/ENT/ULT +SP1 (32 BIT)/ 7 PROF/ENT/ULT +SP1 (64 BIT)/ 8.1 STD/PROF/ENT/ULT (64 BIT)/ SERVER2008 R2 +SP1 (64 BIT)/ SERVER 2012 (64 BIT) | 949 | TEM | 1 | Simatic | 0.2 | 0
6AV21054BB030AK0 | SIMATIC WINCC RT PROFESSIONAL, 128 POWERTAGS V13 SP1, UPGR WINCC V7.0/7.2 RT 128 -> WINCC RUNTIME PROFESSIONAL 128 POWERTAGS V13 SP1, RUNTIME-SW IN THE TIA PORTAL, SINGLE LICENSE, SW AND LICENSE KEY DOWNLOAD, CLASS A, 6 LANGUAGES(GE,EN,IT,FR,SP,CH), EXECUTABLE UNDER WINDOWS 7 PROF/ENT/ULT +SP1 (32 BIT)/ 7 PROF/ENT/ULT +SP1 (64 BIT)/ 8.1 STD/PROF/ENT/ULT (64 BIT)/ SERVER2008 R2 +SP1 (64 BIT)/ SERVER 2012 (64 BIT) ******************************* E-MAIL ADDRESS IS MANDATORY FOR DELIVERY! | 949 | TEM | 1 | Simatic | 0.001 | 0
6AV21054BB040AE0 | SIMATIC WINCC RT PROF V14, UPGRADE WINCC V7.0..V7.3 RT 128 POWERTAGS -> WINCC RT PROFESSIONAL 128 POWERTAGS V14, RUNTIME-SW IN THE TIA PORTAL, SINGLE LICENSE, SW AND DOCUMENTATION ON DVD, LICENSE KEY ON USB STICK, CLASS A, 6 LANGUAGES(GE,EN,IT,FR,SP,CH), EXECUTABLE UNDER WINDOWS 7 PROF/ENT/ULT +SP1 (32 BIT)/ 7 PROF/ENT/ULT +SP1 (64 BIT)/ 8.1 PRO/ENT (64 BIT)/ SERVER2008 R2 +SP1 (64 BIT)/ SERVER 2012 R2 (64 BIT) | 949 | TEM | 1 | Simatic | 0.1 | 0
6AV21054BB040AK0 | SIMATIC WINCC RT PROFESSIONAL, 128 POWERTAGS V14, UPGR WINCC V7.0..V7.3 RT 128 -> WINCC RUNTIME PROFESSIONAL 128 POWERTAGS V14, RUNTIME-SW IN THE TIA PORTAL, SINGLE LICENSE, SW AND LICENSE KEY DOWNLOAD, CLASS A, 6 LANGUAGES(GE,EN,IT,FR,SP,CH), EXECUTABLE UNDER WINDOWS 7 PROF/ENT/ULT +SP1 (32 BIT)/ 7 PROF/ENT/ULT +SP1 (64 BIT)/ 8.1 PRO/ENT (64 BIT)/ SERVER2008 R2 +SP1 (64 BIT)/ SERVER 2012 R2 (64 BIT) ******************************* E-MAIL ADDRESS IS MANDATORY FOR DELIVERY! | 949 | TEM | 1 | Simatic | 0.001 | 0
6AV21054DD020AE0 | WINCC RUNTIME PROFESSIONAL, 512 POWERTAGS V12 SP1, UPGRADE WINCC V7.0 RT 512 -> WINCC RUNTIME PROFESSIONAL 512 POWERTAGS V12 SP1, RUNTIME-SW, SINGLE LICENSE, SW AND DOCUMENTATION ON DVD, LICENSE KEY ON USB STICK, CLASS A, 6 LANGUAGES(GE,EN,IT,FR,SP,CH), EXECUTABLE UNDER WINDOWS XP (32 BIT) / WINDOWS 7 (32/64 BIT) / WINSRV 2003 R2/2008 (32 BIT) / WINSRV 2008 R2 (64 BIT) | 944 | TEM | 1 | Simatic | 0.411 | 0
6AV21054DD020AK0 | WINCC RUNTIME PROFESSIONAL, 512 POWERTAGS V12 SP1, UPGRADE WINCC V7.0 RT 512 -> WINCC RUNTIME PROFESSIONAL 512 POWERTAGS V12 SP1, RUNTIME-SW, SINGLE LICENSE, SW AND LICENSE KEY DOWNLOAD, CLASS A, 6 LANGUAGES(GE,EN,IT,FR,SP,CH), EXECUTABLE UNDER WINDOWS XP (32 BIT) / WINDOWS 7 (32/64 BIT) / WINSRV 2003 R2/2008 (32 BIT) / WINSRV 2008 R2 (64 BIT) ******************************* E-MAIL ADDRESS IS MANDATORY FOR DELIVERY! | 944 | TEM | 1 | Simatic | 0.001 | 0
6AV21054DD030AE0 | SIMATIC WINCC RT PROF V13 SP1, UPGRADE WINCC V7.0/7.2 RT 512 POWERTAGS -> WINCC RT PROFESSIONAL 512 POWERTAGS V13 SP1, RUNTIME-SW IN THE TIA PORTAL, SINGLE LICENSE, SW AND DOCUMENTATION ON DVD, LICENSE KEY ON USB STICK, CLASS A, 6 LANGUAGES(GE,EN,IT,FR,SP,CH), EXECUTABLE UNDER WINDOWS 7 PROF/ENT/ULT +SP1 (32 BIT)/ 7 PROF/ENT/ULT +SP1 (64 BIT)/ 8.1 STD/PROF/ENT/ULT (64 BIT)/ SERVER2008 R2 +SP1 (64 BIT)/ SERVER 2012 (64 BIT) | 1467 | TEM | 1 | Simatic | 0.2 | 0
6AV21054DD030AK0 | SIMATIC WINCC RT PROFESSIONAL, 512 POWERTAGS V13 SP1, UPGR WINCC V7.0/7.2 RT 512 -> WINCC RUNTIME PROFESSIONAL 512 POWERTAGS V13 SP1, RUNTIME-SW IN THE TIA PORTAL, SINGLE LICENSE, SW AND LICENSE KEY DOWNLOAD, CLASS A, 6 LANGUAGES(GE,EN,IT,FR,SP,CH), EXECUTABLE UNDER WINDOWS 7 PROF/ENT/ULT +SP1 (32 BIT)/ 7 PROF/ENT/ULT +SP1 (64 BIT)/ 8.1 STD/PROF/ENT/ULT (64 BIT)/ SERVER2008 R2 +SP1 (64 BIT)/ SERVER 2012 (64 BIT) ******************************* E-MAIL ADDRESS IS MANDATORY FOR DELIVERY! | 1467 | TEM | 1 | Simatic | 0.001 | 0
6AV21054DD040AE0 | SIMATIC WINCC RT PROF V14, UPGRADE WINCC V7.0..V7.3 RT 512 POWERTAGS -> WINCC RT PROFESSIONAL 512 POWERTAGS V14, RUNTIME-SW IN THE TIA PORTAL, SINGLE LICENSE, SW AND DOCUMENTATION ON DVD, LICENSE KEY ON USB STICK, CLASS A, 6 LANGUAGES(GE,EN,IT,FR,SP,CH), EXECUTABLE UNDER WINDOWS 7 PROF/ENT/ULT +SP1 (32 BIT)/ 7 PROF/ENT/ULT +SP1 (64 BIT)/ 8.1 PRO/ENT (64 BIT)/ SERVER2008 R2 +SP1 (64 BIT)/ SERVER 2012 R2 (64 BIT) | 1467 | TEM | 1 | Simatic | 0.1 | 0
6AV21054DD040AK0 | SIMATIC WINCC RT PROFESSIONAL, 512 POWERTAGS V14, UPGR WINCC V7.0..V7.3 RT 512 -> WINCC RUNTIME PROFESSIONAL 512 POWERTAGS V14, RUNTIME-SW IN THE TIA PORTAL, SINGLE LICENSE, SW AND LICENSE KEY DOWNLOAD, CLASS A, 6 LANGUAGES(GE,EN,IT,FR,SP,CH), EXECUTABLE UNDER WINDOWS 7 PROF/ENT/ULT +SP1 (32 BIT)/ 7 PROF/ENT/ULT +SP1 (64 BIT)/ 8.1 PRO/ENT (64 BIT)/ SERVER2008 R2 +SP1 (64 BIT)/ SERVER 2012 R2 (64 BIT) ******************************* E-MAIL ADDRESS IS MANDATORY FOR DELIVERY! | 1467 | TEM | 1 | Simatic | 0.001 | 0
6AV21054FF020AE0 | WINCC RUNTIME PROFESSIONAL, 2048 POWERTAGS V12 SP1, UPGRADE WINCC V7.0 RT 2048 -> WINCC RUNTIME PROFESSIONAL 2048 POWERTAGS V12 SP1, RUNTIME-SW, SINGLE LICENSE, SW AND DOCUMENTATION ON DVD, LICENSE KEY ON USB STICK, CLASS A, 6 LANGUAGES(GE,EN,IT,FR,SP,CH), EXECUTABLE UNDER WINDOWS XP (32 BIT) / WINDOWS 7 (32/64 BIT) / WINSRV 2003 R2/2008 (32 BIT) / WINSRV 2008 R2 (64 BIT) | 1159 | TEM | 1 | Simatic | 0.415 | 0
6AV21054FF020AK0 | WINCC RUNTIME PROFESSIONAL, 2048 POWERTAGS V12 SP1, UPGRADE WINCC V7.0 RT 2048 -> WINCC RUNTIME PROFESSIONAL 2048 POWERTAGS V12 SP1, RUNTIME-SW, SINGLE LICENSE, SW AND LICENSE KEY DOWNLOAD, CLASS A, 6 LANGUAGES(GE,EN,IT,FR,SP,CH), EXECUTABLE UNDER WINDOWS XP (32 BIT) / WINDOWS 7 (32/64 BIT) / WINSRV 2003 R2/2008 (32 BIT) / WINSRV 2008 R2 (64 BIT) ******************************* E-MAIL ADDRESS IS MANDATORY FOR DELIVERY! | 1159 | TEM | 1 | Simatic | 0.001 | 0
6AV21054FF030AE0 | SIMATIC WINCC RT PROF V13 SP1, UPGRADE WINCC V7.0/7.2 RT 2048 POWERTAGS -> WINCC RT PROFESSIONAL 2048 POWERTAGS V13 SP1, RUNTIME-SW IN THE TIA PORTAL, SINGLE LICENSE, SW AND DOCUMENTATION ON DVD, LICENSE KEY ON USB STICK, CLASS A, 6 LANGUAGES(GE,EN,IT,FR,SP,CH), EXECUTABLE UNDER WINDOWS 7 PROF/ENT/ULT +SP1 (32 BIT)/ 7 PROF/ENT/ULT +SP1 (64 BIT)/ 8.1 STD/PROF/ENT/ULT (64 BIT)/ SERVER2008 R2 +SP1 (64 BIT)/ SERVER 2012 (64 BIT) | 1798 | TEM | 1 | Simatic | 0.2 | 0
6AV21054FF030AK0 | SIMATIC WINCC RT PROFESSIONAL, 2048 POWERTAGS V13 SP1, UPGR WINCC V7.0/7.2 RT 2048 -> WINCC RUNTIME PROFESSIONAL 2048 POWERTAGS V13 SP1, RUNTIME-SW IN THE TIA PORTAL, SINGLE LICENSE, SW AND LICENSE KEY DOWNLOAD, CLASS A, 6 LANGUAGES(GE,EN,IT,FR,SP,CH), EXECUTABLE UNDER WINDOWS 7 PROF/ENT/ULT +SP1 (32 BIT)/ 7 PROF/ENT/ULT +SP1 (64 BIT)/ 8.1 STD/PROF/ENT/ULT (64 BIT)/ SERVER2008 R2 +SP1 (64 BIT)/ SERVER 2012 (64 BIT) ******************************* E-MAIL ADDRESS IS MANDATORY FOR DELIVERY! | 1798 | TEM | 1 | Simatic | 0.001 | 0
6AV21054FF040AE0 | SIMATIC WINCC RT PROF V14, UPGRADE WINCC V7.0..V7.3 RT 2048 POWERTAGS -> WINCC RT PROFESSIONAL 2048 POWERTAGS V14, RUNTIME-SW IN THE TIA PORTAL, SINGLE LICENSE, SW AND DOCUMENTATION ON DVD, LICENSE KEY ON USB STICK, CLASS A, 6 LANGUAGES(GE,EN,IT,FR,SP,CH), EXECUTABLE UNDER WINDOWS 7 PROF/ENT/ULT +SP1 (32 BIT)/ 7 PROF/ENT/ULT +SP1 (64 BIT)/ 8.1 PRO/ENT (64 BIT)/ SERVER2008 R2 +SP1 (64 BIT)/ SERVER 2012 R2 (64 BIT) | 1798 | TEM | 1 | Simatic | 0.1 | 0
6AV21054FF040AK0 | SIMATIC WINCC RT PROFESSIONAL, 2048 POWERTAGS V14, UPG WINCC V7.0..V7.3 RT 2048 -> WINCC RUNTIME PROFESSIONAL 2048 POWERTAGS V14, RUNTIME-SW IN THE TIA PORTAL, SINGLE LICENSE, SW AND LICENSE KEY DOWNLOAD, CLASS A, 6 LANGUAGES(GE,EN,IT,FR,SP,CH), EXECUTABLE UNDER WINDOWS 7 PROF/ENT/ULT +SP1 (32 BIT)/ 7 PROF/ENT/ULT +SP1 (64 BIT)/ 8.1 PRO/ENT (64 BIT)/ SERVER2008 R2 +SP1 (64 BIT)/ SERVER 2012 R2 (64 BIT) ******************************* E-MAIL ADDRESS IS MANDATORY FOR DELIVERY! | 1798 | TEM | 1 | Simatic | 0.001 | 0
6AV21054KK020AE0 | WINCC RUNTIME PROFESSIONAL, 8192 POWERTAGS V12 SP1, UPGRADE WINCC V7.0 RT 8192 -> WINCC RUNTIME PROFESSIONAL 8192 POWERTAGS V12 SP1, RUNTIME-SW, SINGLE LICENSE, SW AND DOCUMENTATION ON DVD, LICENSE KEY ON USB STICK, CLASS A, 6 LANGUAGES(GE,EN,IT,FR,SP,CH), EXECUTABLE UNDER WINDOWS XP (32 BIT) / WINDOWS 7 (32/64 BIT) / WINSRV 2003 R2/2008 (32 BIT) / WINSRV 2008 R2 (64 BIT) | 1392 | TEM | 1 | Simatic | 0.406 | 0
6AV21054KK020AK0 | WINCC RUNTIME PROFESSIONAL, 8192 POWERTAGS V12 SP1, UPGRADE WINCC V7.0 RT 8192 -> WINCC RUNTIME PROFESSIONAL 8192 POWERTAGS V12 SP1, RUNTIME-SW, SINGLE LICENSE, SW AND LICENSE KEY DOWNLOAD, CLASS A, 6 LANGUAGES(GE,EN,IT,FR,SP,CH), EXECUTABLE UNDER WINDOWS XP (32 BIT) / WINDOWS 7 (32/64 BIT) / WINSRV 2003 R2/2008 (32 BIT) / WINSRV 2008 R2 (64 BIT) ******************************* E-MAIL ADDRESS IS MANDATORY FOR DELIVERY! | 1392 | TEM | 1 | Simatic | 0.001 | 0
6AV21054KK030AE0 | SIMATIC WINCC RT PROF V13 SP1, UPGRADE WINCC V7.0/7.2 RT 8192 POWERTAGS -> WINCC RT PROFESSIONAL 8192 POWERTAGS V13 SP1, RUNTIME-SW IN THE TIA PORTAL, SINGLE LICENSE, SW AND DOCUMENTATION ON DVD, LICENSE KEY ON USB STICK, CLASS A, 6 LANGUAGES(GE,EN,IT,FR,SP,CH), EXECUTABLE UNDER WINDOWS 7 PROF/ENT/ULT +SP1 (32 BIT)/ 7 PROF/ENT/ULT +SP1 (64 BIT)/ 8.1 STD/PROF/ENT/ULT (64 BIT)/ SERVER2008 R2 +SP1 (64 BIT)/ SERVER 2012 (64 BIT) | 2161 | TEM | 1 | Simatic | 0.2 | 0
6AV21054KK030AK0 | SIMATIC WINCC RT PROFESSIONAL, 8192 POWERTAGS V13 SP1, UPGR WINCC V7.0/7.2 RT 8192 -> WINCC RUNTIME PROFESSIONAL 8192 POWERTAGS V13 SP1, RUNTIME-SW IN THE TIA PORTAL, SINGLE LICENSE, SW AND LICENSE KEY DOWNLOAD, CLASS A, 6 LANGUAGES(GE,EN,IT,FR,SP,CH), EXECUTABLE UNDER WINDOWS 7 PROF/ENT/ULT +SP1 (32 BIT)/ 7 PROF/ENT/ULT +SP1 (64 BIT)/ 8.1 STD/PROF/ENT/ULT (64 BIT)/ SERVER2008 R2 +SP1 (64 BIT)/ SERVER 2012 (64 BIT) ******************************* E-MAIL ADDRESS IS MANDATORY FOR DELIVERY! | 2161 | TEM | 1 | Simatic | 0.001 | 0
6AV21054KK040AE0 | SIMATIC WINCC RT PROF V14, UPGRADE WINCC V7.0..V7.3 RT 8192 POWERTAGS -> WINCC RT PROFESSIONAL 8192 POWERTAGS V14, RUNTIME-SW IN THE TIA PORTAL, SINGLE LICENSE, SW AND DOCUMENTATION ON DVD, LICENSE KEY ON USB STICK, CLASS A, 6 LANGUAGES(GE,EN,IT,FR,SP,CH), EXECUTABLE UNDER WINDOWS 7 PROF/ENT/ULT +SP1 (32 BIT)/ 7 PROF/ENT/ULT +SP1 (64 BIT)/ 8.1 PRO/ENT (64 BIT)/ SERVER2008 R2 +SP1 (64 BIT)/ SERVER 2012 R2 (64 BIT) | 2161 | TEM | 1 | Simatic | 0.1 | 0
6AV21054KK040AK0 | SIMATIC WINCC RT PROFESSIONAL, 8192 POWERTAGS V14, UPG WINCC V7.0..V7.3 RT 8192 -> WINCC RUNTIME PROFESSIONAL 8192 POWERTAGS V14, RUNTIME-SW IN THE TIA PORTAL, SINGLE LICENSE, SW AND LICENSE KEY DOWNLOAD, CLASS A, 6 LANGUAGES(GE,EN,IT,FR,SP,CH), EXECUTABLE UNDER WINDOWS 7 PROF/ENT/ULT +SP1 (32 BIT)/ 7 PROF/ENT/ULT +SP1 (64 BIT)/ 8.1 PRO/ENT (64 BIT)/ SERVER2008 R2 +SP1 (64 BIT)/ SERVER 2012 R2 (64 BIT) ******************************* E-MAIL ADDRESS IS MANDATORY FOR DELIVERY! | 2161 | TEM | 1 | Simatic | 0.001 | 0
6AV21054MM020AE0 | WINCC RUNTIME PROFESSIONAL, 65536 POWERTAGS V12 SP1, UPGRADE WINCC V7.0 RT 65536 -> WINCC RUNTIME PROFESSIONAL 65536 POWERTAGS V12 SP1, RUNTIME-SW, SINGLE LICENSE, SW AND DOCUMENTATION ON DVD, LICENSE KEY ON USB STICK, CLASS A, 6 LANGUAGES(GE,EN,IT,FR,SP,CH), EXECUTABLE UNDER WINDOWS XP (32 BIT) / WINDOWS 7 (32/64 BIT) / WINSRV 2003 R2/2008 (32 BIT) / WINSRV 2008 R2 (64 BIT) | 1711 | TEM | 1 | Simatic | 0.405 | 0
6AV21054MM020AK0 | WINCC RUNTIME PROFESSIONAL, 65536 POWERTAGS V12 SP1, UPGRADE WINCC V7.0 RT 65536 -> WINCC RUNTIME PROFESSIONAL 65536 POWERTAGS V12 SP1, RUNTIME-SW, SINGLE LICENSE, SW AND LICENSE KEY DOWNLOAD, CLASS A, 6 LANGUAGES(GE,EN,IT,FR,SP,CH), EXECUTABLE UNDER WINDOWS XP (32 BIT) / WINDOWS 7 (32/64 BIT) / WINSRV 2003 R2/2008 (32 BIT) / WINSRV 2008 R2 (64 BIT) ******************************* E-MAIL ADDRESS IS MANDATORY FOR DELIVERY! | 1711 | TEM | 1 | Simatic | 0.001 | 0
6AV21054MM030AE0 | SIMATIC WINCC RT PROF V13 SP1, UPGRADE WINCC V7.0/7.2 RT 65536 POWERTAGS -> WINCC RT PROFESSIONAL 65536 POWERTAGS V13 SP1, RUNTIME-SW IN THE TIA PORTAL, SINGLE LICENSE, SW AND DOCUMENTATION ON DVD, LICENSE KEY ON USB STICK, CLASS A, 6 LANGUAGES(GE,EN,IT,FR,SP,CH), EXECUTABLE UNDER WINDOWS 7 PROF/ENT/ULT +SP1 (32 BIT)/ 7 PROF/ENT/ULT +SP1 (64 BIT)/ 8.1 STD/PROF/ENT/ULT (64 BIT)/ SERVER2008 R2 +SP1 (64 BIT)/ SERVER 2012 (64 BIT) | 2657 | TEM | 1 | Simatic | 0.2 | 0
6AV21054MM030AK0 | SIMATIC WINCC RT PROFESSIONAL, 65536 POWERTAGS V13 SP1, UPGR WINCC V7.0/7.2 RT 65536 -> WINCC RUNTIME PROFESSIONAL 65536 POWERTAGS V13 SP1, RUNTIME-SW IN THE TIA PORTAL, SINGLE LICENSE, SW AND LICENSE KEY DOWNLOAD, CLASS A, 6 LANGUAGES(GE,EN,IT,FR,SP,CH), EXECUTABLE UNDER WINDOWS 7 PROF/ENT/ULT +SP1 (32 BIT)/ 7 PROF/ENT/ULT +SP1 (64 BIT)/ 8.1 STD/PROF/ENT/ULT (64 BIT)/ SERVER2008 R2 +SP1 (64 BIT)/ SERVER 2012 (64 BIT) ******************************* E-MAIL ADDRESS IS MANDATORY FOR DELIVERY! | 2657 | TEM | 1 | Simatic | 0.001 | 0
6AV21054MM040AE0 | SIMATIC WINCC RT PROF V14, UPGRADE WINCC V7.0..V7.3 RT 65536 POWERTAGS -> WINCC RT PROFESSIONAL 65536 POWERTAGS V14, RUNTIME-SW IN THE TIA PORTAL, SINGLE LICENSE, SW AND DOCUMENTATION ON DVD, LICENSE KEY ON USB STICK, CLASS A, 6 LANGUAGES(GE,EN,IT,FR,SP,CH), EXECUTABLE UNDER WINDOWS 7 PROF/ENT/ULT +SP1 (32 BIT)/ 7 PROF/ENT/ULT +SP1 (64 BIT)/ 8.1 PRO/ENT (64 BIT)/ SERVER2008 R2 +SP1 (64 BIT)/ SERVER 2012 R2 (64 BIT) | 2657 | TEM | 1 | Simatic | 0.1 | 0
6AV21054MM040AK0 | SIMATIC WINCC RT PROFESSIONAL, 65536 POWERTAGS V14, UPG WINCC V7.0..V7.3 RT 65536-> WINCC RUNTIME PROFESSIONAL 65536 POWERTAGS V14, RUNTIME-SW IN THE TIA PORTAL, SINGLE LICENSE, SW AND LICENSE KEY DOWNLOAD, CLASS A, 6 LANGUAGES(GE,EN,IT,FR,SP,CH), EXECUTABLE UNDER WINDOWS 7 PROF/ENT/ULT +SP1 (32 BIT)/ 7 PROF/ENT/ULT +SP1 (64 BIT)/ 8.1 PRO/ENT (64 BIT)/ SERVER2008 R2 +SP1 (64 BIT)/ SERVER 2012 R2 (64 BIT) ******************************* E-MAIL ADDRESS IS MANDATORY FOR DELIVERY! | 2657 | TEM | 1 | Simatic | 0.001 | 0
6AV21054PP030AE0 | SIMATIC WINCC RT PROF V13 SP1, UPGRADE WINCC V7.0/7.2 RT 102400 POWERTAGS -> WINCC RT PROFESSIONAL 102400 POWERTAGS V13 SP1, RUNTIME-SW IN THE TIA PORTAL, SINGLE LICENSE, SW AND DOCUMENTATION ON DVD, LICENSE KEY ON USB STICK, CLASS A, 6 LANGUAGES(GE,EN,IT,FR,SP,CH), EXECUTABLE UNDER WINDOWS 7 PROF/ENT/ULT +SP1 (32 BIT)/ 7 PROF/ENT/ULT +SP1 (64 BIT)/ 8.1 STD/PROF/ENT/ULT (64 BIT)/ SERVER2008 R2 +SP1 (64 BIT)/ SERVER 2012 (64 BIT) | 4278 | TEM | 1 | Simatic | 0.2 | 0
6AV21054PP030AK0 | SIMATIC WINCC RT PROFESSIONAL, 102400 POWERTAGS V13 SP1, UPGR WINCC V7.0/7.2 RT 102400-> WINCC RUNTIME PROFESSIONAL 102400 POWERTAGS V13 SP1, RUNTIME-SW IN THE TIA PORTAL, SINGLE LICENSE, SW AND LICENSE KEY DOWNLOAD, CLASS A, 6 LANGUAGES(GE,EN,IT,FR,SP,CH), EXECUTABLE UNDER WINDOWS 7 PROF/ENT/ULT +SP1 (32 BIT)/ 7 PROF/ENT/ULT +SP1 (64 BIT)/ 8.1 STD/PROF/ENT/ULT (64 BIT)/ SERVER2008 R2 +SP1 (64 BIT)/ SERVER 2012 (64 BIT) ******************************* E-MAIL ADDRESS IS MANDATORY FOR DELIVERY! | 4278 | TEM | 1 | Simatic | 0.001 | 0
6AV21054PP040AE0 | SIMATIC WINCC RT PROF V14, UPGRADE WINCC V7.0..V7.3 RT 102400 POWERTAGS -> WINCC RT PROFESSIONAL 102400 POWERTAGS V14, RUNTIME-SW IN THE TIA PORTAL, SINGLE LICENSE, SW AND DOCUMENTATION ON DVD, LICENSE KEY ON USB STICK, CLASS A, 6 LANGUAGES(GE,EN,IT,FR,SP,CH), EXECUTABLE UNDER WINDOWS 7 PROF/ENT/ULT +SP1 (32 BIT)/ 7 PROF/ENT/ULT +SP1 (64 BIT)/ 8.1 PRO/ENT (64 BIT)/ SERVER2008 R2 +SP1 (64 BIT)/ SERVER 2012 R2 (64 BIT) | 4278 | TEM | 1 | Simatic | 0.1 | 0
6AV21054PP040AK0 | SIMATIC WINCC RT PROFESSIONAL, 102400 POWERTAGS V14, UG WINCC V7.0..V7.3 RT 102400-> WINCC RUNTIME PROFESSIONAL 102400 POWERTAGS V14, RUNTIME-SW IN THE TIA PORTAL, SINGLE LICENSE, SW AND LICENSE KEY DOWNLOAD, CLASS A, 6 LANGUAGES(GE,EN,IT,FR,SP,CH), EXECUTABLE UNDER WINDOWS 7 PROF/ENT/ULT +SP1 (32 BIT)/ 7 PROF/ENT/ULT +SP1 (64 BIT)/ 8.1 PRO/ENT (64 BIT)/ SERVER2008 R2 +SP1 (64 BIT)/ SERVER 2012 R2 (64 BIT) ******************************* E-MAIL ADDRESS IS MANDATORY FOR DELIVERY! | 4278 | TEM | 1 | Simatic | 0.001 | 0
6AV21054RR030AE0 | SIMATIC WINCC RT PROF V13 SP1, UPGRADE WINCC V7.0/7.2 RT 153600 POWERTAGS -> WINCC RT PROFESSIONAL 153600 POWERTAGS V13 SP1, RUNTIME-SW IN THE TIA PORTAL, SINGLE LICENSE, SW AND DOCUMENTATION ON DVD, LICENSE KEY ON USB STICK, CLASS A, 6 LANGUAGES(GE,EN,IT,FR,SP,CH), EXECUTABLE UNDER WINDOWS 7 PROF/ENT/ULT +SP1 (32 BIT)/ 7 PROF/ENT/ULT +SP1 (64 BIT)/ 8.1 STD/PROF/ENT/ULT (64 BIT)/ SERVER2008 R2 +SP1 (64 BIT)/ SERVER 2012 (64 BIT) | 4499 | TEM | 1 | Simatic | 0.2 | 0
6AV21054RR030AK0 | SIMATIC WINCC RT PROFESSIONAL, 153600 POWERTAGS V13 SP1, UPGR WINCC V7.0/7.2 RT 153600-> WINCC RUNTIME PROFESSIONAL 153600 POWERTAGS V13 SP1, RUNTIME-SW IN THE TIA PORTAL, SINGLE LICENSE, SW AND LICENSE KEY DOWNLOAD, CLASS A, 6 LANGUAGES(GE,EN,IT,FR,SP,CH), EXECUTABLE UNDER WINDOWS 7 PROF/ENT/ULT +SP1 (32 BIT)/ 7 PROF/ENT/ULT +SP1 (64 BIT)/ 8.1 STD/PROF/ENT/ULT (64 BIT)/ SERVER2008 R2 +SP1 (64 BIT)/ SERVER 2012 (64 BIT) ******************************* E-MAIL ADDRESS IS MANDATORY FOR DELIVERY! | 4499 | TEM | 1 | Simatic | 0.001 | 0
6AV21054RR040AE0 | SIMATIC WINCC RT PROF V14, UPGRADE WINCC V7.0..V7.3 RT 153600 POWERTAGS -> WINCC RT PROFESSIONAL 153600 POWERTAGS V14, RUNTIME-SW IN THE TIA PORTAL, SINGLE LICENSE, SW AND DOCUMENTATION ON DVD, LICENSE KEY ON USB STICK, CLASS A, 6 LANGUAGES(GE,EN,IT,FR,SP,CH), EXECUTABLE UNDER WINDOWS 7 PROF/ENT/ULT +SP1 (32 BIT)/ 7 PROF/ENT/ULT +SP1 (64 BIT)/ 8.1 PRO/ENT (64 BIT)/ SERVER2008 R2 +SP1 (64 BIT)/ SERVER 2012 R2 (64 BIT) | 4499 | TEM | 1 | Simatic | 0.1 | 0
6AV21054RR040AK0 | SIMATIC WINCC RT PROFESSIONAL, 153600 POWERTAGS V14, UG WINCC V7.0..V7.3 RT 153600-> WINCC RUNTIME PROFESSIONAL 153600 POWERTAGS V14, RUNTIME-SW IN THE TIA PORTAL, SINGLE LICENSE, SW AND LICENSE KEY DOWNLOAD, CLASS A, 6 LANGUAGES(GE,EN,IT,FR,SP,CH), EXECUTABLE UNDER WINDOWS 7 PROF/ENT/ULT +SP1 (32 BIT)/ 7 PROF/ENT/ULT +SP1 (64 BIT)/ 8.1 PRO/ENT (64 BIT)/ SERVER2008 R2 +SP1 (64 BIT)/ SERVER 2012 R2 (64 BIT) ******************************* E-MAIL ADDRESS IS MANDATORY FOR DELIVERY! | 4499 | TEM | 1 | Simatic | 0.001 | 0
6AV21054TT030AE0 | SIMATIC WINCC RT PROF V13 SP1, UPGRADE WINCC V7.0/7.2 RT 262144 POWERTAGS -> WINCC RT PROFESSIONAL 262144 POWERTAGS V13 SP1, RUNTIME-SW IN THE TIA PORTAL, SINGLE LICENSE, SW AND DOCUMENTATION ON DVD, LICENSE KEY ON USB STICK, CLASS A, 6 LANGUAGES(GE,EN,IT,FR,SP,CH), EXECUTABLE UNDER WINDOWS 7 PROF/ENT/ULT +SP1 (32 BIT)/ 7 PROF/ENT/ULT +SP1 (64 BIT)/ 8.1 STD/PROF/ENT/ULT (64 BIT)/ SERVER2008 R2 +SP1 (64 BIT)/ SERVER 2012 (64 BIT) | 7233 | TEM | 1 | Simatic | 0.2 | 0
6AV21054TT030AK0 | SIMATIC WINCC RT PROFESSIONAL, 262144 POWERTAGS V13 SP1, UPGR WINCC V7.0/7.2 RT 262144-> WINCC RUNTIME PROFESSIONAL 262144 POWERTAGS V13 SP1, RUNTIME-SW IN THE TIA PORTAL, SINGLE LICENSE, SW AND LICENSE KEY DOWNLOAD, CLASS A, 6 LANGUAGES(GE,EN,IT,FR,SP,CH), EXECUTABLE UNDER WINDOWS 7 PROF/ENT/ULT +SP1 (32 BIT)/ 7 PROF/ENT/ULT +SP1 (64 BIT)/ 8.1 STD/PROF/ENT/ULT (64 BIT)/ SERVER2008 R2 +SP1 (64 BIT)/ SERVER 2012 (64 BIT) ******************************* E-MAIL ADDRESS IS MANDATORY FOR DELIVERY! | 7233 | TEM | 1 | Simatic | 0.001 | 0
6AV21054TT040AE0 | SIMATIC WINCC RT PROF V14, UPGRADE WINCC V7.0..V7.3 RT 262144 POWERTAGS -> WINCC RT PROFESSIONAL 262144 POWERTAGS V14, RUNTIME-SW IN THE TIA PORTAL, SINGLE LICENSE, SW AND DOCUMENTATION ON DVD, LICENSE KEY ON USB STICK, CLASS A, 6 LANGUAGES(GE,EN,IT,FR,SP,CH), EXECUTABLE UNDER WINDOWS 7 PROF/ENT/ULT +SP1 (32 BIT)/ 7 PROF/ENT/ULT +SP1 (64 BIT)/ 8.1 PRO/ENT (64 BIT)/ SERVER2008 R2 +SP1 (64 BIT)/ SERVER 2012 R2 (64 BIT) | 7233 | TEM | 1 | Simatic | 0.1 | 0
6AV21054TT040AK0 | SIMATIC WINCC RT PROFESSIONAL, 262144 POWERTAGS V14, UG WINCC V7.0..V7.3 RT 262144-> WINCC RUNTIME PROFESSIONAL 262144 POWERTAGS V14, RUNTIME-SW IN THE TIA PORTAL, SINGLE LICENSE, SW AND LICENSE KEY DOWNLOAD, CLASS A, 6 LANGUAGES(GE,EN,IT,FR,SP,CH), EXECUTABLE UNDER WINDOWS 7 PROF/ENT/ULT +SP1 (32 BIT)/ 7 PROF/ENT/ULT +SP1 (64 BIT)/ 8.1 PRO/ENT (64 BIT)/ SERVER2008 R2 +SP1 (64 BIT)/ SERVER 2012 R2 (64 BIT) ******************************* E-MAIL ADDRESS IS MANDATORY FOR DELIVERY! | 7233 | TEM | 1 | Simatic | 0.001 | 0
6AV21070DB020AA0 | SIMATIC WINCC CLIENT F. RUNTIME PROFESSIONAL V12 SP1 RUNTIME-SW, SINGLE LICENSE SW AND DOCUMENTATION ON DVD, LICENSE KEY ON USB STICK, CLASS A, 6 LANGUAGES(GE,EN,IT,FR,SP,CH), EXECUTABLE UNDER WINDOWS XP (32 BIT) / WINDOWS 7 (32/64 BIT) / WINSRV 2003 R2/2008 (32 BIT) / WINSRV 2008 R2 (64 BIT) | 2326 | TEM | 1 | Simatic | 0.228 | 0
6AV21070DB020AH0 | SIMATIC WINCC CLIENT F. RUNTIME PROFESSIONAL V12 SP1 RUNTIME-SW, SINGLE LICENSE, SW UND LICENSE KEY DOWNLOAD, CLASS A, 6 LANGUAGES(GE,EN,IT,FR,SP,CH), EXECUTABLE UNDER WINDOWS XP (32 BIT) / WINDOWS 7 (32/64 BIT) / WINSRV 2003 R2/2008 (32 BIT) / WINSRV 2008 R2 (64 BIT) ******************************* E-MAIL ADDRESS IS MANDATORY FOR DELIVERY! | 2326 | TEM | 1 | Simatic | 0.001 | 0
6AV21070DB030AA0 | SIMATIC WINCC CLIENT F. RUNTIME PROFESSIONAL V13 SP1 RUNTIME-SW IN THE TIA PORTAL, SINGLE LICENSE, SW AND DOCUMENTATION ON DVD, LICENSE KEY ON USB STICK, CLASS A, 6 LANGUAGES(GE,EN,IT,FR,SP,CH), EXECUTABLE UNDER WINDOWS 7 PROF/ENT/ULT +SP1 (32 BIT)/ 7 PROF/ENT/ULT +SP1 (64 BIT)/ 8.1 STD/PROF/ENT/ULT (64 BIT)/ SERVER2008 R2 +SP1 (64 BIT)/ SERVER 2012 (64 BIT) | 2258 | TEM | 1 | Simatic | 0.2 | 0
6AV21070DB030AH0 | SIMATIC WINCC CLIENT F. RUNTIME PROFESSIONAL V13 SP1 RUNTIME-SW IN THE TIA PORTAL, SINGLE LICENSE, SW UND LICENSE KEY DOWNLOAD, CLASS A, 6 LANGUAGES(GE,EN,IT,FR,SP,CH), EXECUTABLE UNDER WINDOWS 7 PROF/ENT/ULT +SP1 (32 BIT)/ 7 PROF/ENT/ULT +SP1 (64 BIT)/ 8.1 STD/PROF/ENT/ULT (64 BIT)/ SERVER2008 R2 +SP1 (64 BIT)/ SERVER 2012 (64 BIT) ******************************* E-MAIL ADDRESS IS MANDATORY FOR DELIVERY! | 2258 | TEM | 1 | Simatic | 0.001 | 0
6AV21070DB040AA0 | SIMATIC WINCC CLIENT F. RUNTIME PROFESSIONAL V14 RUNTIME-SW IN THE TIA PORTAL, SINGLE LICENSE, SW AND DOCUMENTATION ON DVD, LICENSE KEY ON USB STICK, CLASS A, 6 LANGUAGES(GE,EN,IT,FR,SP,CH), EXECUTABLE UNDER WINDOWS 7 PROF/ENT/ULT +SP1 (32 BIT)/ 7 PROF/ENT/ULT +SP1 (64 BIT)/ 8.1 PRO/ENT (64 BIT)/ SERVER2008 R2 +SP1 (64 BIT)/ SERVER 2012 R2 (64 BIT) | 2258 | TEM | 1 | Simatic | 0.1 | 0
6AV21070DB040AH0 | SIMATIC WINCC CLIENT F. RUNTIME PROFESSIONAL V14 RUNTIME-SW IN THE TIA PORTAL, SINGLE LICENSE, SW UND LICENSE KEY DOWNLOAD, CLASS A, 6 LANGUAGES(GE,EN,IT,FR,SP,CH), EXECUTABLE UNDER WINDOWS 7 PROF/ENT/ULT +SP1 (32 BIT)/ 7 PROF/ENT/ULT +SP1 (64 BIT)/ 8.1 PRO/ENT (64 BIT)/ SERVER2008 R2 +SP1 (64 BIT)/ SERVER 2012 R2 (64 BIT) ******************************* E-MAIL ADDRESS IS MANDATORY FOR DELIVERY! | 2258 | TEM | 1 | Simatic | 0.001 | 0
6AV21070EB000BB0 | SIMATIC WINCC SERVER FOR RUNTIME PROFESSIONAL OPTION F. WINCC (TIA PORTAL) RUNTIME-SW, SINGLE LICENSE WITHOUT SW AND DOCU. LICENSE KEY ON USB STICK, CLASS A | 3302 | TEM | 1 | Simatic | 0.143 | 0
6AV21070EB000BH0 | SIMATIC WINCC SERVER FOR RUNTIME PROFESSIONAL OPTION F. WINCC (TIA PORTAL) LICENSE KEY DOWNLOAD, SINGLE LICENSE F.1 INSTALLATION RT-SW, W/O SW AND DOCU, CLASS A ******************************* E-MAIL ADDRESS IS MANDATORY FOR DELIVERY! | 3302 | TEM | 1 | Simatic | 0.015 | 0
6AV21070FB000BB0 | SIMATIC WINCC REDUNDANCY FOR RUNTIME PROFESSIONAL UP V13 OPTION F. WINCC (TIA PORTAL) RUNTIME-SOFTWARE, SINGLE LICENSE F.2 INSTALLATION WITHOUT SW AND DOCU. LICENSE KEY ON USB STICK, CLASS A | 3308 | TEM | 1 | Simatic | 0.147 | 0
6AV21070FB000BH0 | SIMATIC WINCC REDUNDANCY FOR RUNTIME PROFESSIONAL UP V13 OPTION F. WINCC (TIA PORTAL) LICENSE KEY DOWNLOAD, SINGLE LICENSE F.2 INSTALLATION RT-SW, W/O SW AND DOCU, CLASS A ******************************* E-MAIL ADDRESS IS MANDATORY FOR DELIVERY! | 3308 | TEM | 1 | Simatic | 0.001 | 0
6AV21070GB000BB0 | SIMATIC WINCC LOGGING FOR RUNTIME PROFESSIONAL 1500 LOGGINGTAGS OPTION F. WINCC (TIA PORTAL) RUNTIME-SW, SINGLE LICENSE WITHOUT SW AND DOCU. LICENSE KEY ON USB STICK, CLASS A | 2587 | TEM | 1 | Simatic | 0.151 | 0
6AV21070GB000BH0 | SIMATIC WINCC LOGGING FOR RUNTIME PROFESSIONAL 1500 LOGGINGTAGS OPTION F. WINCC (TIA PORTAL) LICENSE KEY DOWNLOAD, SINGLE LICENSE F.1 INSTALLATION RT-SW, W/O SW AND DOCU, CLASS A ******************************* E-MAIL ADDRESS IS MANDATORY FOR DELIVERY! | 2587 | TEM | 1 | Simatic | 0.015 | 0
6AV21070GD000BB0 | SIMATIC WINCC LOGGING FOR RUNTIME PROFESSIONAL 5000 LOGGINGTAGS OPTION F. WINCC (TIA PORTAL) RUNTIME-SW, SINGLE LICENSE WITHOUT SW AND DOCU. LICENSE KEY ON USB STICK, CLASS A | 8660 | TEM | 1 | Simatic | 0.1 | 0
6AV21070GD000BH0 | SIMATIC WINCC LOGGING FOR RUNTIME PROFESSIONAL 5000 LOGGINGTAGS OPTION F. WINCC (TIA PORTAL) LICENSE KEY DOWNLOAD, SINGLE LICENSE F.1 INSTALLATION RT-SW, W/O SW AND DOCU, CLASS A ******************************* E-MAIL ADDRESS IS MANDATORY FOR DELIVERY! | 8660 | TEM | 1 | Simatic | 0.015 | 0
6AV21070JB000BB0 | SIMATIC WINCC RECIPES FOR RUNTIME PROFESSIONAL OPTION F. WINCC (TIA PORTAL) RUNTIME-SW, SINGLE LICENSE WITHOUT SW AND DOCU. LICENSE KEY ON USB STICK, CLASS A | 816 | TEM | 1 | Simatic | 0.146 | 0
6AV21070JB000BH0 | SIMATIC WINCC RECIPES FOR RUNTIME PROFESSIONAL OPTION F. WINCC (TIA PORTAL) LICENSE KEY DOWNLOAD, SINGLE LICENSE F.1 INSTALLATION RT-SW, W/O SW AND DOCU, CLASS A ******************************* E-MAIL ADDRESS IS MANDATORY FOR DELIVERY! | 816 | TEM | 1 | Simatic | 0.015 | 0
6AV21070KB000BB0 | SIMATIC WINCC WEBNAVIGATOR FOR RUNTIME PROFESSIONAL UP V13 1 CLIENT OPTION F. WINCC (TIA PORTAL) RUNTIME-SW, SINGLE LICENSE WITHOUT SW AND DOCU. LICENSE KEY ON USB STICK, CLASS A | 3262 | TEM | 1 | Simatic | 0.147 | 0
6AV21070KB000BH0 | SIMATIC WINCC WEBNAVIGATOR FOR RUNTIME PROFESSIONAL UP V13 1 CLIENT OPTION F. WINCC (TIA PORTAL) LICENSE KEY DOWNLOAD, SINGLE LICENSE F.1 INSTALLATION RT-SW, W/O SW AND DOCU, CLASS A ******************************* E-MAIL ADDRESS IS MANDATORY FOR DELIVERY! | 3262 | TEM | 1 | Simatic | 0.001 | 0
6AV21070KD000BB0 | SIMATIC WINCC WEBNAVIGATOR FOR RUNTIME PROFESSIONAL 3 CLIENTS OPTION F. WINCC (TIA PORTAL) RUNTIME-SW, SINGLE LICENSE WITHOUT SW AND DOCU. LICENSE KEY ON USB STICK, CLASS A | 6736 | TEM | 1 | Simatic | 0.146 | 0
6AV21070KD000BH0 | SIMATIC WINCC WEBNAVIGATOR FOR RUNTIME PROFESSIONAL 3 CLIENTS OPTION F. WINCC (TIA PORTAL) LICENSE KEY DOWNLOAD, SINGLE LICENSE F.1 INSTALLATION RT-SW, W/O SW AND DOCU, CLASS A ******************************* E-MAIL ADDRESS IS MANDATORY FOR DELIVERY! | 6736 | TEM | 1 | Simatic | 0.015 | 0
6AV21070KE000BB0 | SIMATIC WINCC WEBNAVIGATOR FOR RUNTIME PROFESSIONAL UP V13 5 CLIENTS OPTION F. WINCC (TIA PORTAL) RUNTIME-SW, SINGLE LICENSE WITHOUT SW AND DOCU. LICENSE KEY ON USB STICK, CLASS A | 8435 | TEM | 1 | Simatic | 0.148 | 0
6AV21070KE000BH0 | SIMATIC WINCC WEBNAVIGATOR FOR RUNTIME PROFESSIONAL UP V13 5 CLIENTS OPTION F. WINCC (TIA PORTAL) LICENSE KEY DOWNLOAD, SINGLE LICENSE F.1 INSTALLATION RT-SW, W/O SW AND DOCU, CLASS A ******************************* E-MAIL ADDRESS IS MANDATORY FOR DELIVERY! | 8435 | TEM | 1 | Simatic | 0.001 | 0
6AV21070KF000BB0 | SIMATIC WINCC WEBNAVIGATOR FOR RUNTIME PROFESSIONAL 10 CLIENTS OPTION F. WINCC (TIA PORTAL) RUNTIME-SW, SINGLE LICENSE WITHOUT SW AND DOCU. LICENSE KEY ON USB STICK, CLASS A | 11529 | TEM | 1 | Simatic | 0.146 | 0
6AV21070KF000BH0 | SIMATIC WINCC WEBNAVIGATOR FOR RUNTIME PROFESSIONAL 10 CLIENTS OPTION F. WINCC (TIA PORTAL) LICENSE KEY DOWNLOAD, SINGLE LICENSE F.1 INSTALLATION RT-SW, W/O SW AND DOCU, CLASS A ******************************* E-MAIL ADDRESS IS MANDATORY FOR DELIVERY! | 11529 | TEM | 1 | Simatic | 0.015 | 0
6AV21070KH000BB0 | SIMATIC WINCC WEBNAVIGATOR FOR RUNTIME PROFESSIONAL 25 CLIENTS OPTION F. WINCC (TIA PORTAL) RUNTIME-SW, SINGLE LICENSE WITHOUT SW AND DOCU. LICENSE KEY ON USB STICK, CLASS A | 20076 | TEM | 1 | Simatic | 0.142 | 0
6AV21070KH000BH0 | SIMATIC WINCC WEBNAVIGATOR FOR RUNTIME PROFESSIONAL 25 CLIENTS OPTION F. WINCC (TIA PORTAL) LICENSE KEY DOWNLOAD, SINGLE LICENSE F.1 INSTALLATION RT-SW, W/O SW AND DOCU, ******************************* E-MAIL ADDRESS IS MANDATORY FOR DELIVERY! FOR DELIVERY! | 20076 | TEM | 1 | Simatic | 0.015 | 0
6AV21070KK000BB0 | SIMATIC WINCC WEBNAVIGATOR FOR RUNTIME PROFESSIONAL 50 CLIENTS OPTION F. WINCC (TIA PORTAL) RUNTIME-SW, SINGLE LICENSE WITHOUT SW AND DOCU. LICENSE KEY ON USB STICK, CLASS A | 35422 | TEM | 1 | Simatic | 0.147 | 0
6AV21070KK000BH0 | SIMATIC WINCC WEBNAVIGATOR FOR RUNTIME PROFESSIONAL 50 CLIENTS OPTION F. WINCC (TIA PORTAL) LICENSE KEY DOWNLOAD, SINGLE LICENSE F.1 INSTALLATION RT-SW, W/O SW AND DOCU, CLASS A ******************************* E-MAIL ADDRESS IS MANDATORY FOR DELIVERY! | 35422 | TEM | 1 | Simatic | 0.015 | 0
6AV21070KR000BB0 | SIMATIC WINCC WEBDIAGNOSTICS SERVER FOR RUNTIME PROFESSIONAL OPTION F. WINCC (TIA PORTAL) RUNTIME-SW, SINGLE LICENSE WITHOUT SW AND DOCU. LICENSE KEY ON USB STICK, CLASS A | 641 | TEM | 1 | Simatic | 0.146 | 0
6AV21070KR000BH0 | SIMATIC WINCC WEBDIAGNOSTICS SERVER FOR RUNTIME PROFESSIONAL OPTION F. WINCC (TIA PORTAL) LICENSE KEY DOWNLOAD, SINGLE LICENSE F.1 INSTALLATION RT-SW, W/O SW AND DOCU, CLASS A ******************************* E-MAIL ADDRESS IS MANDATORY FOR DELIVERY! | 641 | TEM | 1 | Simatic | 0.015 | 0
6AV21070KT000BB0 | SIMATIC WINCC WEBDIAGNOSTICS CLIENT FOR RUNTIME PROFESSIONAL OPTION F. WINCC (TIA PORTAL) RUNTIME-SW, SINGLE LICENSE WITHOUT SW AND DOCU. LICENSE KEY ON USB STICK, CLASS A | 2379 | TEM | 1 | Simatic | 0.145 | 0
6AV21070KT000BH0 | SIMATIC WINCC WEBDIAGNOSTICS CLIENT FOR RUNTIME PROFESSIONAL OPTION F. WINCC (TIA PORTAL) LICENSE KEY DOWNLOAD, SINGLE LICENSE F.1 INSTALLATION RT-SW, W/O SW AND DOCU, CLASS A ******************************* E-MAIL ADDRESS IS MANDATORY FOR DELIVERY! | 2379 | TEM | 1 | Simatic | 0.015 | 0
6AV21070LB000BB0 | SIMATIC WINCC DATAMONITOR FOR RUNTIME PROFESSIONAL 1 CLIENT OPTION F. WINCC (TIA PORTAL) RUNTIME-SW, SINGLE LICENSE WITHOUT SW AND DOCU. LICENSE KEY ON USB STICK, CLASS A | 2126 | TEM | 1 | Simatic | 0.147 | 0
6AV21070LB000BH0 | SIMATIC WINCC DATAMONITOR FOR RUNTIME PROFESSIONAL 1 CLIENT OPTION F. WINCC (TIA PORTAL) LICENSE KEY DOWNLOAD, SINGLE LICENSE F.1 INSTALLATION RT-SW, W/O SW AND DOCU, CLASS A ******************************* E-MAIL ADDRESS IS MANDATORY FOR DELIVERY! | 2126 | TEM | 1 | Simatic | 0.015 | 0
6AV21070LD000BB0 | SIMATIC WINCC DATAMONITOR FOR RUNTIME PROFESSIONAL 3 CLIENTS OPTION F. WINCC (TIA PORTAL) RUNTIME-SW, SINGLE LICENSE WITHOUT SW AND DOCU. LICENSE KEY ON USB STICK, CLASS A | 3250 | TEM | 1 | Simatic | 0.1 | 0
6AV21070LD000BH0 | SIMATIC WINCC DATAMONITOR FOR RUNTIME PROFESSIONAL 3 CLIENTS OPTION F. WINCC (TIA PORTAL) LICENSE KEY DOWNLOAD, SINGLE LICENSE F.1 INSTALLATION RT-SW, W/O SW AND DOCU, CLASS A ******************************* E-MAIL ADDRESS IS MANDATORY FOR DELIVERY! | 3250 | TEM | 1 | Simatic | 0.015 | 0
6AV21070LF000BB0 | SIMATIC WINCC DATAMONITOR FOR RUNTIME PROFESSIONAL 10 CLIENTS OPTION F. WINCC (TIA PORTAL) RUNTIME-SW, SINGLE LICENSE WITHOUT SW AND DOCU. LICENSE KEY ON USB STICK, CLASS A | 5950 | TEM | 1 | Simatic | 0.1 | 0
6AV21070LF000BH0 | SIMATIC WINCC DATAMONITOR FOR RUNTIME PROFESSIONAL 10 CLIENTS OPTION F. WINCC (TIA PORTAL) LICENSE KEY DOWNLOAD, SINGLE LICENSE F.1 INSTALLATION RT-SW, W/O SW AND DOCU, CLASS A ******************************* E-MAIL ADDRESS IS MANDATORY FOR DELIVERY! | 5950 | TEM | 1 | Simatic | 0.015 | 0
6AV21070LH000BB0 | SIMATIC WINCC DATAMONITOR FOR RUNTIME PROFESSIONAL 25 CLIENTS OPTION F. WINCC (TIA PORTAL) RUNTIME-SW, SINGLE LICENSE WITHOUT SW AND DOCU. LICENSE KEY ON USB STICK, CLASS A | 10684 | TEM | 1 | Simatic | 0.149 | 0
6AV21070LH000BH0 | SIMATIC WINCC DATAMONITOR FOR RUNTIME PROFESSIONAL 25 CLIENTS OPTION F. WINCC (TIA PORTAL) LICENSE KEY DOWNLOAD, SINGLE LICENSE F.1 INSTALLATION RT-SW, W/O SW AND DOCU, CLASS A ******************************* E-MAIL ADDRESS IS MANDATORY FOR DELIVERY! | 10684 | TEM | 1 | Simatic | 0.015 | 0
6AV21070LK000BB0 | SIMATIC WINCC DATAMONITOR FOR RUNTIME PROFESSIONAL 50 CLIENTS OPTION F. WINCC (TIA PORTAL) RUNTIME-SW, SINGLE LICENSE WITHOUT SW AND DOCU. LICENSE KEY ON USB STICK, CLASS A | 19683 | TEM | 1 | Simatic | 0.1 | 0
6AV21070LK000BH0 | SIMATIC WINCC DATAMONITOR FOR RUNTIME PROFESSIONAL 50 CLIENTS OPTION F. WINCC (TIA PORTAL) LICENSE KEY DOWNLOAD, SINGLE LICENSE F.1 INSTALLATION RT-SW, W/O SW AND DOCU, CLASS A ******************************* E-MAIL ADDRESS IS MANDATORY FOR DELIVERY! | 19683 | TEM | 1 | Simatic | 0.015 | 0
6AV21070TA020DA8 | WINCC CONTROL DEVELOPMENT V12 SP1, OPTION F. WINCC (TIA PORTAL), RUNTIME-SW, SINGLE LICENSE, SW AND DOCUMENTATION ON CD, CLASS A, 6 LANGUAGES(GE,EN,IT,FR,SP,CH), EXECUTABLE UNDER WINDOWS XP (32 BIT) / WINDOWS 7 (32/64 BIT) / WINSRV 2003 R2/2008 (32 BIT) / WINSRV 2008 R2 (64 BIT) | 1738 | TEM | 1 | Simatic | 0.226 | 0
6AV21070TA020DG8 | WINCC CONTROLDEVELOPMENT V12 SP1, OPTION F. WINCC (TIA PORTAL), RUNTIME-SW, SINGLE LICENSE SW DOWNLOAD, CLASS A, 6 LANGUAGES(GE,EN,IT,FR,SP,CH), EXECUTABLE UNDER WINDOWS XP (32 BIT) / WINDOWS 7 (32/64 BIT) / WINSRV 2003 R2/2008 (32 BIT) / WINSRV 2008 R2 (64 BIT) ******************************* E-MAIL ADDRESS IS MANDATORY FOR DELIVERY! | 1738 | TEM | 1 | Simatic | 0.001 | 0
6AV21070TA030DA8 | WINCC CONTROLDEVELOPMENT V13, OPTION F. WINCC (TIA PORTAL), RUNTIME-SW, SINGLE LICENSE, SW AND DOCUMENTATION ON CD, CLASS A, 6 LANGUAGES(GE,EN,IT,FR,SP,CH), EXECUTABLE UNDER WINDOWS 7 PROF/ENT/ULT +SP1 (32 BIT)/ 7 PROF/ENT/ULT +SP1 (64 BIT)/ 8.1 STD/PROF/ENT/ULT (64 BIT)/ SERVER2008 R2 +SP1 (64 BIT)/ SERVER 2012 (64 BIT) | 1688 | TEM | 1 | Simatic | 0.2 | 0
6AV21070TA030DG8 | WINCC CONTROLDEVELOPMENT V13, OPTION F. WINCC (TIA PORTAL), RUNTIME-SW IN THE TIA PORTAL, SINGLE LICENSE, SW DOWNLOAD, CLASS A, 6 LANGUAGES(GE,EN,IT,FR,SP,CH), EXECUTABLE UNDER WINDOWS 7 PROF/ENT/ULT +SP1 (32 BIT)/ 7 PROF/ENT/ULT +SP1 (64 BIT)/ 8.1 STD/PROF/ENT/ULT (64 BIT)/ SERVER2008 R2 +SP1 (64 BIT)/ SERVER 2012 (64 BIT) ******************************* E-MAIL ADDRESS IS MANDATORY FOR DELIVERY! | 1688 | TEM | 1 | Simatic | 0.001 | 0
6AV21070UB000BB0 | SIMATIC ProDiag for WinCC Runtime Professional controls for WinCC V14 or higher; runtime software in TIA Portal; single license; w/o software and documentation license key on USB STick; class A; | 982 | TEM | 1 | Simatic | 0.157 | 0
6AV21070UB000BH0 | SIMATIC ProDiag for WinCC Runtime Professional controls for WinCC V14 or higher; runtime software in TIA Portal; single license; w/o software and documentation license key for download; class A; ******************************* email address is mandatory for delivery | 893 | TEM | 1 | Simatic | 0.001 | 0
6AV21072GD000BD0 | SIMATIC WINCC LOGGING FOR RUNTIME PROFESSIONAL POWERPACK 1500 -> 5000 LOGGINGTAGS OPTION F. WINCC (TIA PORTAL) RUNTIME-SW, SINGLE LICENSE WITHOUT SW AND DOCU. LICENSE KEY ON USB STICK, CLASS A | 6073 | TEM | 1 | Simatic | 0.145 | 0
6AV21072GD000BJ0 | SIMATIC WINCC LOGGING FOR RUNTIME PROFESSIONAL POWERPACK 1500 -> 5000 LOGGINGTAGS OPTION F. WINCC (TIA PORTAL) LICENSE KEY DOWNLOAD, SINGLE LICENSE F.1 INSTALLATION RT-SW, W/O SW AND DOCU, CLASS A ******************************* E-MAIL ADDRESS IS MANDATORY FOR DELIVERY! | 6073 | TEM | 1 | Simatic | 0.015 | 0
6AV21072KD000BD0 | SIMATIC WINCC WEBNAVIGATOR FOR RUNTIME PROFESSIONAL UP V13 POWERACK 1 -> 3 CLIENTS OPTION F. WINCC (TIA PORTAL) RUNTIME-SW, SINGLE LICENSE WITHOUT SW AND DOCU. LICENSE KEY ON USB STICK, CLASS A | 3476 | TEM | 1 | Simatic | 0.148 | 0
6AV21072KD000BJ0 | SIMATIC WINCC WEBNAVIGATOR FOR RUNTIME PROFESSIONAL UP V13 POWERACK 1 -> 3 CLIENTS OPTION F. WINCC (TIA PORTAL) LICENSE KEY DOWNLOAD, SINGLE LICENSE F.1 INSTALLATION RT-SW, W/O SW AND DOCU, CLASS A ******************************* E-MAIL ADDRESS IS MANDATORY FOR DELIVERY! | 3476 | TEM | 1 | Simatic | 0.001 | 0
6AV21072KE000BD0 | SIMATIC WINCC WEBNAVIGATOR FOR RUNTIME PROFESSIONAL UP V13 POWERACK 3 -> 5 CLIENTS OPTION F. WINCC (TIA PORTAL) RUNTIME-SW, SINGLE LICENSE WITHOUT SW AND DOCU. LICENSE KEY ON USB STICK, CLASS A | 1698 | TEM | 1 | Simatic | 0.147 | 0
6AV21072KE000BJ0 | SIMATIC WINCC WEBNAVIGATOR FOR RUNTIME PROFESSIONAL UP V13 POWERACK 3 -> 5 CLIENTS OPTION F. WINCC (TIA PORTAL) LICENSE KEY DOWNLOAD, SINGLE LICENSE F.1 INSTALLATION RT-SW, W/O SW AND DOCU, CLASS A ******************************* E-MAIL ADDRESS IS MANDATORY FOR DELIVERY! | 1698 | TEM | 1 | Simatic | 0.001 | 0
6AV21072KF000BD0 | SIMATIC WINCC WEBNAVIGATOR FOR RUNTIME PROFESSIONAL POWERACK 3 -> 10 CLIENTS OPTION F. WINCC (TIA PORTAL) RUNTIME-SW, SINGLE LICENSE WITHOUT SW AND DOCU. LICENSE KEY ON USB STICK, CLASS A | 4791 | TEM | 1 | Simatic | 0.146 | 0
6AV21072KF000BJ0 | SIMATIC WINCC WEBNAVIGATOR FOR RUNTIME PROFESSIONAL POWERACK 3 -> 10 CLIENTS OPTION F. WINCC (TIA PORTAL) LICENSE KEY DOWNLOAD, SINGLE LICENSE F.1 INSTALLATION RT-SW, W/O SW AND DOCU, CLASS A ******************************* E-MAIL ADDRESS IS MANDATORY FOR DELIVERY! | 4791 | TEM | 1 | Simatic | 0.015 | 0
6AV21072KG000BD0 | SIMATIC WINCC WEBNAVIGATOR FOR RUNTIME PROFESSIONAL UP V13 POWERACK 5 -> 10 CLIENTS OPTION F. WINCC (TIA PORTAL) RUNTIME-SW, SINGLE LICENSE WITHOUT SW AND DOCU. LICENSE KEY ON USB STICK, CLASS A | 3093 | TEM | 1 | Simatic | 0.148 | 0
6AV21072KG000BJ0 | SIMATIC WINCC WEBNAVIGATOR FOR RUNTIME PROFESSIONAL UP V13 POWERACK 5 -> 10 CLIENTS OPTION F. WINCC (TIA PORTAL) LICENSE KEY DOWNLOAD, SINGLE LICENSE F.1 INSTALLATION RT-SW, W/O SW AND DOCU, CLASS A ******************************* E-MAIL ADDRESS IS MANDATORY FOR DELIVERY! | 3093 | TEM | 1 | Simatic | 0.001 | 0
6AV21072KH000BD0 | SIMATIC WINCC WEBNAVIGATOR FOR RUNTIME PROFESSIONAL POWERACK 10 -> 25 CLIENTS OPTION F. WINCC (TIA PORTAL) RUNTIME-SW, SINGLE LICENSE WITHOUT SW AND DOCU. LICENSE KEY ON USB STICK, CLASS A | 8547 | TEM | 1 | Simatic | 0.142 | 0
6AV21072KH000BJ0 | SIMATIC WINCC WEBNAVIGATOR FOR RUNTIME PROFESSIONAL POWERACK 10 -> 25 CLIENTS OPTION F. WINCC (TIA PORTAL) LICENSE KEY DOWNLOAD, SINGLE LICENSE F.1 INSTALLATION RT-SW, W/O SW AND DOCU, CLASS A ******************************* E-MAIL ADDRESS IS MANDATORY FOR DELIVERY! | 8547 | TEM | 1 | Simatic | 0.015 | 0
6AV21072KK000BD0 | SIMATIC WINCC WEBNAVIGATOR FOR RUNTIME PROFESSIONAL POWERACK 25 -> 50 CLIENTS OPTION F. WINCC (TIA PORTAL) RUNTIME-SW, SINGLE LICENSE WITHOUT SW AND DOCU. LICENSE KEY ON USB STICK, CLASS A | 15351 | TEM | 1 | Simatic | 0.146 | 0
6AV21072KK000BJ0 | SIMATIC WINCC WEBNAVIGATOR FOR RUNTIME PROFESSIONAL POWERACK 25 -> 50 CLIENTS OPTION F. WINCC (TIA PORTAL) LICENSE KEY DOWNLOAD, SINGLE LICENSE F.1 INSTALLATION RT-SW, W/O SW AND DOCU, CLASS A ******************************* E-MAIL ADDRESS IS MANDATORY FOR DELIVERY! | 15351 | TEM | 1 | Simatic | 0.015 | 0
6AV21072KM000BD0 | SIMATIC WINCC WEBNAVIGATOR FOR RUNTIME PROFESSIONAL POWERACK 50 -> 100 CLIENTS OPTION F. WINCC (TIA PORTAL) RUNTIME-SW, SINGLE LICENSE WITHOUT SW AND DOCU. LICENSE KEY ON USB STICK, CLASS A | 15183 | TEM | 1 | Simatic | 0.142 | 0
6AV21072KM000BJ0 | SIMATIC WINCC WEBNAVIGATOR FOR RUNTIME PROFESSIONAL POWERACK 50 -> 100 CLIENTS OPTION F. WINCC (TIA PORTAL) LICENSE KEY DOWNLOAD, SINGLE LICENSE F.1 INSTALLATION RT-SW, W/O SW AND DOCU, CLASS A ******************************* E-MAIL ADDRESS IS MANDATORY FOR DELIVERY! | 15183 | TEM | 1 | Simatic | 0.015 | 0
6AV21072KP000BD0 | SIMATIC WINCC WEBNAVIGATOR FOR RUNTIME PROFESSIONAL POWERACK 100 -> 150 CLIENTS OPTION F. WINCC (TIA PORTAL) RUNTIME-SW, SINGLE LICENSE WITHOUT SW AND DOCU. LICENSE KEY ON USB STICK, CLASS A | 11246 | TEM | 1 | Simatic | 0.141 | 0
6AV21072KP000BJ0 | SIMATIC WINCC WEBNAVIGATOR FOR RUNTIME PROFESSIONAL POWERACK 100 -> 150 CLIENTS OPTION F. WINCC (TIA PORTAL) LICENSE KEY DOWNLOAD, SINGLE LICENSE F.1 INSTALLATION RT-SW, W/O SW AND DOCU, CLASS A ******************************* E-MAIL ADDRESS IS MANDATORY FOR DELIVERY! | 11246 | TEM | 1 | Simatic | 0.015 | 0
6AV21072LD000BD0 | SIMATIC WINCC DATAMONITOR FOR RUNTIME PROFESSIONAL POWERPACK 1 -> 3 CLIENTS OPTION F. WINCC (TIA PORTAL) RUNTIME-SW, SINGLE LICENSE WITHOUT SW AND DOCU. LICENSE KEY ON USB STICK, CLASS A | 1125 | TEM | 1 | Simatic | 0.148 | 0
6AV21072LD000BJ0 | SIMATIC WINCC DATAMONITOR FOR RUNTIME PROFESSIONAL POWERPACK 1 -> 3 CLIENTS OPTION F. WINCC (TIA PORTAL) LICENSE KEY DOWNLOAD, SINGLE LICENSE F.1 INSTALLATION RT-SW, W/O SW AND DOCU, CLASS A ******************************* E-MAIL ADDRESS IS MANDATORY FOR DELIVERY! | 1125 | TEM | 1 | Simatic | 0.015 | 0
6AV21072LF000BD0 | SIMATIC WINCC DATAMONITOR FOR RUNTIME PROFESSIONAL POWERPACK 3 -> 10 CLIENTS OPTION F. WINCC (TIA PORTAL) RUNTIME-SW, SINGLE LICENSE WITHOUT SW AND DOCU. LICENSE KEY ON USB STICK, CLASS A | 2699 | TEM | 1 | Simatic | 0.144 | 0
6AV21072LF000BJ0 | SIMATIC WINCC DATAMONITOR FOR RUNTIME PROFESSIONAL POWERPACK 3 -> 10 CLIENTS OPTION F. WINCC (TIA PORTAL) LICENSE KEY DOWNLOAD, SINGLE LICENSE F.1 INSTALLATION RT-SW, W/O SW AND DOCU, CLASS A ******************************* E-MAIL ADDRESS IS MANDATORY FOR DELIVERY! | 2699 | TEM | 1 | Simatic | 0.015 | 0
6AV21072LH000BD0 | SIMATIC WINCC DATAMONITOR FOR RUNTIME PROFESSIONAL POWERPACK 10 -> 25 CLIENTS OPTION F. WINCC (TIA PORTAL) RUNTIME-SW, SINGLE LICENSE WITHOUT SW AND DOCU. LICENSE KEY ON USB STICK, CLASS A | 4736 | TEM | 1 | Simatic | 0.149 | 0
6AV21072LH000BJ0 | SIMATIC WINCC DATAMONITOR FOR RUNTIME PROFESSIONAL POWERPACK 10 -> 25 CLIENTS OPTION F. WINCC (TIA PORTAL) LICENSE KEY DOWNLOAD, SINGLE LICENSE F.1 INSTALLATION RT-SW, W/O SW AND DOCU, CLASS A ******************************* E-MAIL ADDRESS IS MANDATORY FOR DELIVERY! | 4736 | TEM | 1 | Simatic | 0.015 | 0
6AV21072LK000BD0 | SIMATIC WINCC DATAMONITOR FOR RUNTIME PROFESSIONAL POWERPACK 25 -> 50 CLIENTS OPTION F. WINCC (TIA PORTAL) RUNTIME-SW, SINGLE LICENSE WITHOUT SW AND DOCU. LICENSE KEY ON USB STICK, CLASS A | 8997 | TEM | 1 | Simatic | 0.149 | 0
6AV21072LK000BJ0 | SIMATIC WINCC DATAMONITOR FOR RUNTIME PROFESSIONAL POWERPACK 25 -> 50 CLIENTS OPTION F. WINCC (TIA PORTAL) LICENSE KEY DOWNLOAD, SINGLE LICENSE F.1 INSTALLATION RT-SW, W/O SW AND DOCU, CLASS A ******************************* E-MAIL ADDRESS IS MANDATORY FOR DELIVERY! | 8997 | TEM | 1 | Simatic | 0.015 | 0
6AV21073DB020AE0 | SIMATIC WINCC CLIENT F. RT PROFESSIONAL V12 SP1, UPGRADE V11 -> V12 SP1, RUNTIME-SW, SINGLE LICENSE SW AND DOCUMENTATION ON DVD, LICENSE KEY ON USB STICK, CLASS A, 6 LANGUAGES(GE,EN,IT,FR,SP,CH), EXECUTABLE UNDER WINDOWS XP (32 BIT) / WINDOWS 7 (32/64 BIT) / WINSRV 2003 R2/2008 (32 BIT) / WINSRV 2008 R2 (64 BIT) | 582 | TEM | 1 | Simatic | 0.229 | 0
6AV21073DB020AK0 | SIMATIC WINCC CLIENT F. RT PROFESSIONAL V12 SP1, UPGRADE V11 -> V12 SP1, RUNTIME-SW, SINGLE LICENSE SW AND LICENSE KEY DOWNLOAD, CLASS A, 6 LANGUAGES(GE,EN,IT,FR,SP,CH), EXECUTABLE UNDER WINDOWS XP (32 BIT) / WINDOWS 7 (32/64 BIT) / WINSRV 2003 R2/2008 (32 BIT) / WINSRV 2008 R2 (64 BIT) ******************************* E-MAIL ADDRESS IS MANDATORY FOR DELIVERY! | 582 | TEM | 1 | Simatic | 0.001 | 0
6AV21073DB030AE0 | SIMATIC WINCC CLIENT F. RUNTIME PROFESSIONAL V13 SP1 UPGRADE V11..V12 -> V13 SP1, RUNTIME-SW IN THE TIA PORTAL, SINGLE LICENSE, SW AND DOCUMENTATION ON DVD, LICENSE KEY ON USB STICK, CLASS A, 6 LANGUAGES(GE,EN,IT,FR,SP,CH), EXECUTABLE UNDER WINDOWS 7 PROF/ENT/ULT +SP1 (32 BIT)/ 7 PROF/ENT/ULT +SP1 (64 BIT)/ 8.1 STD/PROF/ENT/ULT (64 BIT)/ SERVER2008 R2 +SP1 (64 BIT)/ SERVER 2012 (64 BIT) | 903 | TEM | 1 | Simatic | 0.2 | 0
6AV21073DB030AK0 | SIMATIC WINCC CLIENT F. RT PROFESSIONAL V13 SP1, UPGRADE V11..V12 -> V13 SP1, RUNTIME-SW IN TIA PORTAL, SINGLE LICENSE, SW AND LICENSE KEY DOWNLOAD, CLASS A, 6 LANGUAGES(GE,EN,IT,FR,SP,CH), EXECUTABLE UNDER WINDOWS 7 PROF/ENT/ULT +SP1 (32 BIT)/ 7 PROF/ENT/ULT +SP1 (64 BIT)/ 8.1 STD/PROF/ENT/ULT (64 BIT)/ SERVER2008 R2 +SP1 (64 BIT)/ SERVER 2012 (64 BIT) ******************************* E-MAIL ADDRESS IS MANDATORY FOR DELIVERY! | 903 | TEM | 1 | Simatic | 0.001 | 0
6AV21073DB040AE0 | SIMATIC WINCC CLIENT F. RUNTIME PROFESSIONAL V14 UPGRADE V11..V13 -> V14, RUNTIME-SW IN THE TIA PORTAL, SINGLE LICENSE, SW AND DOCUMENTATION ON DVD, LICENSE KEY ON USB STICK, CLASS A, 6 LANGUAGES(GE,EN,IT,FR,SP,CH), EXECUTABLE UNDER WINDOWS 7 PROF/ENT/ULT +SP1 (32 BIT)/ 7 PROF/ENT/ULT +SP1 (64 BIT)/ 8.1 PRO/ENT (64 BIT)/ SERVER2008 R2 +SP1 (64 BIT)/ SERVER 2012 R2 (64 BIT) | 903 | TEM | 1 | Simatic | 0.1 | 0
6AV21073DB040AK0 | SIMATIC WINCC CLIENT F. RT PROFESSIONAL V14, UPGRADE V11..V13 -> V14, RUNTIME-SW IN TIA PORTAL, SINGLE LICENSE, SW AND LICENSE KEY DOWNLOAD, CLASS A, 6 LANGUAGES(GE,EN,IT,FR,SP,CH), EXECUTABLE UNDER WINDOWS 7 PROF/ENT/ULT +SP1 (32 BIT)/ 7 PROF/ENT/ULT +SP1 (64 BIT)/ 8.1 PRO/ENT (64 BIT)/ SERVER2008 R2 +SP1 (64 BIT)/ SERVER 2012 R2 (64 BIT) ******************************* E-MAIL ADDRESS IS MANDATORY FOR DELIVERY! | 903 | TEM | 1 | Simatic | 0.001 | 0
6AV21074DB020AE0 | SIMATIC WINCC CLIENT F. RUNTIME PROFESSIONAL V12 SP1 UPGRADE WINCC V7.0 RC/RT 128 / RC/RT CLIENT -> WINCC CLIENT F. RUNTIME PROFESSIONAL V12 SP1 RUNTIME-SW, SINGLE LICENSE, SW AND DOCUMENTATION ON DVD, LICENSE KEY ON USB STICK, CLASS A, 6 LANGUAGES(GE,EN,IT,FR,SP,CH), EXECUTABLE UNDER WINDOWS XP (32 BIT) / WINDOWS 7 (32/64 BIT) / WINSRV 2003 R2/2008 (32 BIT) / WINSRV 2008 R2 (64 BIT) | 582 | TEM | 1 | Simatic | 0.229 | 0
6AV21074DB020AK0 | SIMATIC WINCC CLIENT F. RUNTIME PROFESSIONAL V12 SP1 UPGRADE WINCC V7.0 RC/RT 128 / RC/RT CLIENT -> WINCC CLIENT F. RUNTIME PROFESSIONAL V12 SP1 RUNTIME-SW, SINGLE LICENSE, SW AND LICENSE KEY DOWNLOAD, CLASS A, 6 LANGUAGES(GE,EN,IT,FR,SP,CH), EXECUTABLE UNDER WINDOWS XP (32 BIT) / WINDOWS 7 (32/64 BIT) / WINSRV 2003 R2/2008 (32 BIT) / WINSRV 2008 R2 (64 BIT) ******************************* E-MAIL ADDRESS IS MANDATORY FOR DELIVERY! | 582 | TEM | 1 | Simatic | 0.001 | 0
6AV21074DB030AE0 | SIMATIC WINCC CLIENT F. RUNTIME PROFESSIONAL V13 SP1 UPGR WINCC V7.0/7.2 RT/RC 128 / RC/RT CLIENT -> WINCC CLIENT F. RUNTIME PROFESSIONAL V13 SP1 RUNTIME-SW IN THE TIA PORTAL, SINGLE LICENSE, SW AND DOCUMENTATION ON DVD, LICENSE KEY ON USB STICK, CLASS A, 6 LANGUAGES(GE,EN,IT,FR,SP,CH), EXECUTABLE UNDER WINDOWS 7 PROF/ENT/ULT +SP1 (32 BIT)/ 7 PROF/ENT/ULT +SP1 (64 BIT)/ 8.1 STD/PROF/ENT/ULT (64 BIT)/ SERVER2008 R2 +SP1 (64 BIT)/ SERVER 2012 (64 BIT) | 903 | TEM | 1 | Simatic | 0.2 | 0
6AV21074DB030AK0 | SIMATIC WINCC CLIENT F. RUNTIME PROFESSIONAL V13 SP1 UPGR WINCC V7.0/7.2 RT/RC 128 / RC/RT CLIENT -> WINCC CLIENT F. RUNTIME PROFESSIONAL V13 SP1 RUNTIME-SW IN THE TIA PORTAL, SINGLE LICENSE, SW AND LICENSE KEY DOWNLOAD, CLASS A, 6 LANGUAGES(GE,EN,IT,FR,SP,CH), EXECUTABLE UNDER WINDOWS 7 PROF/ENT/ULT +SP1 (32 BIT)/ 7 PROF/ENT/ULT +SP1 (64 BIT)/ 8.1 STD/PROF/ENT/ULT (64 BIT)/ SERVER2008 R2 +SP1 (64 BIT)/ SERVER 2012 (64 BIT) ******************************* E-MAIL ADDRESS IS MANDATORY FOR DELIVERY! | 903 | TEM | 1 | Simatic | 0.001 | 0
6AV21074DB040AE0 | SIMATIC WINCC CLIENT F. RUNTIME PROFESSIONAL V14 UG WINCC V7.0..V7.3 RT/RC 128 / RC/RT CLIENT -> WINCC CLIENT F. RUNTIME PROFESSIONAL V14 RUNTIME-SW IN THE TIA PORTAL, SINGLE LICENSE, SW AND DOCUMENTATION ON DVD, LICENSE KEY ON USB STICK, CLASS A, 6 LANGUAGES(GE,EN,IT,FR,SP,CH), EXECUTABLE UNDER WINDOWS 7 PROF/ENT/ULT +SP1 (32 BIT)/ 7 PROF/ENT/ULT +SP1 (64 BIT)/ 8.1 PRO/ENT (64 BIT)/ SERVER2008 R2 +SP1 (64 BIT)/ SERVER 2012 R2 (64 BIT) | 903 | TEM | 1 | Simatic | 0.1 | 0
6AV21074DB040AK0 | SIMATIC WINCC CLIENT F. RUNTIME PROFESSIONAL V14 UG WINCC V7.0..V7.3 RT/RC 128 / RC/RT CLIENT -> WINCC CLIENT F. RUNTIME PROFESSIONAL V14 RUNTIME-SW IN THE TIA PORTAL, SINGLE LICENSE, SW AND LICENSE KEY DOWNLOAD, CLASS A, 6 LANGUAGES(GE,EN,IT,FR,SP,CH), EXECUTABLE UNDER WINDOWS 7 PROF/ENT/ULT +SP1 (32 BIT)/ 7 PROF/ENT/ULT +SP1 (64 BIT)/ 8.1 PRO/ENT (64 BIT)/ SERVER2008 R2 +SP1 (64 BIT)/ SERVER 2012 R2 (64 BIT) ******************************* E-MAIL ADDRESS IS MANDATORY FOR DELIVERY! | 903 | TEM | 1 | Simatic | 0.001 | 0
6AV21074GX000BF0 | SIMATIC WINCC LOGGING UPGRADE FOR SIMATIC WINCC ARCHIVES V7.0 OPTION F. WINCC (TIA PORTAL) RUNTIME-SW, SINGLE LICENSE WITHOUT SW AND DOCU. 10 LICENSE KEY ON USB STICK, CLASS A | 34.2 | TEM | 1 | Simatic | 0.145 | 0
6AV21074GX000BK0 | SIMATIC WINCC LOGGING UPGRADE FOR SIMATIC WINCC ARCHIVES V7.0 OPTION F. WINCC (TIA PORTAL) LICENSE KEY DOWNLOAD, SINGLE LICENSE, RT-SW, W/O SW AND DOCU, CLASS A ******************************* E-MAIL ADDRESS IS MANDATORY FOR DELIVERY! | 34.2 | TEM | 1 | Simatic | 0.015 | 0
6AV21152BA000AA0 | WINCC RUNTIME PROFESSIONAL SW PACKAGE FOR SIMATIC IPC 128 POWERTAGS, CONTAINS: WINCC RUNTIME PROFESSIONAL 128 POWERTAGS, V12 SP1, AVAILABLE ONLY W. SAME QTY OF SIMATIC IPC ON SAME ORDER FORM | 1969 | TEM | 1 | Simatic | 0.365 | 0
6AV21152BA030AA0 | WINCC RUNTIME PROFESSIONAL SW PACKAGE FOR SIMATIC IPC 128 POWERTAGS, CONTAINS: WINCC RUNTIME PROF. 128 POWERTAGS V13, AVAILABLE ONLY W. SAME QTY OF SIMATIC IPC ON SAME ORDER FORM | 1911 | TEM | 1 | Simatic | 0.2 | 0
6AV21152BA040AA0 | WinCC Runtime Professional SW Package for SIMATIC IPC 128 PowerTags; contains: WinCC Runtime Professional 128 PowerTags V14, available only with the same quantity of SIMATIC IPC on the same order form | 1911 | TEM | 1 | Simatic | 0.2 | 0
6AV21152DA000AA0 | WINCC RUNTIME PROFESSIONAL SW PACKAGE FOR SIMATIC IPC 512 POWERTAGS, CONTAINS: WINCC RUNTIME PROFESSIONAL 512 POWERTAGS, V12 SP1, AVAILABLE ONLY W. SAME QTY OF SIMATIC IPC ON SAME ORDER FORM | 3013 | TEM | 1 | Simatic | 0.365 | 0
6AV21152DA030AA0 | WINCC RUNTIME PROFESSIONAL SW PACKAGE FOR SIMATIC IPC 512 POWERTAGS, CONTAINS: WINCC RUNTIME PROF. 512 POWERTAGS V13, AVAILABLE ONLY W. SAME QTY OF SIMATIC IPC ON SAME ORDER FORM | 2925 | TEM | 1 | Simatic | 0.2 | 0
6AV21152DA040AA0 | WinCC Runtime Professional SW Package for SIMATIC IPC 512 PowerTags; contains: WinCC Runtime Professional 512 PowerTags V14, available only with the same quantity of SIMATIC IPC on the same order form | 2925 | TEM | 1 | Simatic | 0.2 | 0
6AV21152FA000AA0 | WINCC RUNTIME PROFESSIONAL SW PACKAGE FOR SIMATIC IPC 2048 POWERTAGS, CONTAINS: WINCC RUNTIME PROFESSIONAL 2048 POWERTAGS, V12 SP1, AVAILABLE ONLY W. SAME QTY OF SIMATIC IPC ON SAME ORDER FORM | 3708 | TEM | 1 | Simatic | 0.365 | 0
6AV21152FA030AA0 | WINCC RUNTIME PROFESSIONAL SW PACKAGE FOR SIMATIC IPC 2048 POWERTAGS, CONTAINS: WINCC RUNTIME PROF. 2048 POWERTAGS V13, AVAILABLE ONLY W. SAME QTY OF SIMATIC IPC ON SAME ORDER FORM | 3599 | TEM | 1 | Simatic | 0.2 | 0
6AV21152FA040AA0 | WinCC Runtime Professional SW Package for SIMATIC IPC 2048 PowerTags; contains: WinCC Runtime Professional 2048 PowerTags V14, available only with the same quantity of SIMATIC IPC on the same order form | 3599 | TEM | 1 | Simatic | 0.2 | 0
6AV21152HA000AA0 | WINCC RUNTIME PROFESSIONAL SW PACKAGE FOR SIMATIC IPC 4096 POWERTAGS, CONTAINS: WINCC RUNTIME PROFESSIONAL 4096 POWERTAGS, V12 SP1, AVAILABLE ONLY W. SAME QTY OF SIMATIC IPC ON SAME ORDER FORM | 4078 | TEM | 1 | Simatic | 0.365 | 0
6AV21152HA030AA0 | WINCC RUNTIME PROFESSIONAL SW PACKAGE FOR SIMATIC IPC 4096 POWERTAGS, CONTAINS: WINCC RUNTIME PROF. 4096 POWERTAGS V13, AVAILABLE ONLY W. SAME QTY OF SIMATIC IPC ON SAME ORDER FORM | 3959 | TEM | 1 | Simatic | 0.2 | 0
6AV21152HA040AA0 | WinCC Runtime Professional SW Package for SIMATIC IPC 4096 PowerTags; contains: WinCC Runtime Professional 4096 PowerTags V14, available only with the same quantity of SIMATIC IPC on the same order form | 3959 | TEM | 1 | Simatic | 0.2 | 0
6AV21152KA000AA0 | WINCC RUNTIME PROFESSIONAL SW PACKAGE FOR SIMATIC IPC 8192 POWERTAGS, CONTAINS: WINCC RUNTIME PROFESSIONAL 8192 POWERTAGS, V12 SP1, AVAILABLE ONLY W. SAME QTY OF SIMATIC IPC ON SAME ORDER FORM | 4449 | TEM | 1 | Simatic | 0.365 | 0
6AV21152KA030AA0 | WINCC RUNTIME PROFESSIONAL SW PACKAGE FOR SIMATIC IPC 8192 POWERTAGS, CONTAINS: WINCC RUNTIME PROF. 8192 POWERTAGS V13, AVAILABLE ONLY W. SAME QTY OF SIMATIC IPC ON SAME ORDER FORM | 4319 | TEM | 1 | Simatic | 0.2 | 0
6AV21152KA040AA0 | WinCC Runtime Professional SW Package for SIMATIC IPC 8192 PowerTags; contains: WinCC Runtime Professional 8192 PowerTags V14, available only with the same quantity of SIMATIC IPC on the same order form | 4319 | TEM | 1 | Simatic | 0.2 | 0
6AV21152MA000AA0 | WINCC RUNTIME PROFESSIONAL SW PACKAGE FOR SIMATIC IPC 65536 POWERTAGS, CONTAINS: WINCC RUNTIME PROF. 65536 POWERTAGS, V12 SP1, AVAILABLE ONLY W. SAME QTY OF SIMATIC IPC ON SAME ORDER FORM | 5467 | TEM | 1 | Simatic | 0.365 | 0
6AV21152MA030AA0 | WINCC RUNTIME PROFESSIONAL SW PACKAGE FOR SIMATIC IPC 65536 POWERTAGS, CONTAINS: WINCC RUNTIME PROF. 65536 POWERTAGS V13, AVAILABLE ONLY W. SAME QTY OF SIMATIC IPC ON SAME ORDER FORM | 5308 | TEM | 1 | Simatic | 0.2 | 0
6AV21152MA040AA0 | WinCC Runtime Professional SW Package for SIMATIC IPC 65536 PowerTags; contains: WinCC Runtime Professional 65536 PowerTags V14, available only with the same quantity of SIMATIC IPC on the same order form | 5308 | TEM | 1 | Simatic | 0.2 | 0
6AV21172DB040AA0 | WinCC Client for RT Prof. SW Package for SIMATIC IPC; contains: WinCC Client for Runtime Professional V14; available only with the same quantity of SIMATIC IPC on the same order form | 1806 | TEM | 1 | Simatic | 0.2 | 0
6AV63331GA000AX0 | WINCC ADD-ONS DESIGN CONSISTS OF WINCC CONNECTIVITY PACK, WINCC/ODK, WINCC/INDUSTRIAL X | 3532 | TEM | 1 | Simatic | 0.264 | 0
6AV63331HA000AX0 | WINCC PREMIUM PACKAGING ADD-ON VOUCHER FOR 1 COMPLIANCE TEST, 1 CATALOG PAGE AND 1 YEAR CS-SUPPORT | 2643 | TEM | 1 | Simatic | 0.2 | 0
6AV63611AA013AA0 | PROCESS HISTORIAN 2013 BASIC PACKAGE, RUNTIME-SW, SINGLE LICENSE, SW AND DOCUMENTATION ON DVD, LICENSE KEY ON USB STICK, CLASS A, 7-LANG (DE,EN,IT,FR,SP,CH,JA), EXECUTABLE UNDER WINDOWS SERVER2008 R2 +SP1 (64 BIT) | 7176 | TEM | 1 | Simatic | 0.256 | 0
6AV63611AA013AE0 | PROC HISTORIAN 2013 UPGRD FROM CAS 7.0SP3 TO BSC PCK 2013 RUNTIME-SW, SINGLE LICENSE, SW AND DOCUMENTATION ON DVD, LICENSE KEY ON USB STICK, CLASS A, 7-LANG (DE,EN,IT,FR,SP,CH,JA), EXECUTABLE UNDER WINDOWS SERVER2008 R2 +SP1 (64 BIT) | 1363 | TEM | 1 | Simatic | 0.1 | 0
6AV63611AA013AH0 | PROCESS HISTORIAN 2013 BASIC PACKAGE, RUNTIME-SW, SINGLE LICENSE, SW UND LICENSE KEY DOWNLOAD CLASS A, 7-LANG (DE,EN,IT,FR,SP,CH,JA), EXECUTABLE UNDER WINDOWS SERVER2008 R2 +SP1 (64 BIT) ******************************* E-MAIL ADDRESS IS MANDATORY FOR DELIVERY! | 7176 | TEM | 1 | Simatic | 0.001 | 0
6AV63611AA013AK0 | PROC HISTORIAN 2013 UPGRD FROM CAS 7.0SP3 TO BSC PCK 2013 RUNTIME-SW, SINGLE LICENSE, SW UND LICENSE KEY DOWNLOAD CLASS A, 7-LANG (DE,EN,IT,FR,SP,CH,JA), EXECUTABLE UNDER WINDOWS SERVER2008 R2 +SP1 (64 BIT) ******************************* E-MAIL ADDRESS IS MANDATORY FOR DELIVERY! | 1363 | TEM | 1 | Simatic | 0.001 | 0
6AV63611AA014AA0 | PROCESS HISTORIAN 2014 SP2 BASIC PACKAGE, RUNTIME-SW, SINGLE LICENSE, SW AND DOCUMENTATION ON DVD, LICENSE KEY ON USB STICK, CLASS A, 7-LANG (DE,EN,IT,FR,SP,CH,JA), EXECUTABLE UNDER WINDOWS SERVER 2008 R2 +SP1 (64 BIT)/ SERVER 2012 (64 BIT) | 6967 | TEM | 1 | Simatic | 0.1 | 0
6AV63611AA014AE0 | PROCESS HISTORIAN 2014 SP2 UPGRADE FROM BSC PCK 2013 OR CAS 7.0 SP3 TO BSC PCK 2014 SP2, RUNTIME-SW, SINGLE LICENSE, SW AND DOCUMENTATION ON DVD, LICENSE KEY ON USB STICK, CLASS A, 7-LANG (DE,EN,IT,FR,SP,CH,JA), EXECUTABLE UNDER WINDOWS SERVER2008 R2 +SP1 (64 BIT)/ SERVER 2012 (64 BIT) | 1323 | TEM | 1 | Simatic | 0.1 | 0
6AV63611AA014AH0 | PROCESS HISTORIAN 2014 SP2 BASIC PACKAGE, RUNTIME-SW, SINGLE LICENSE, SW AND LICENSE KEY DOWNLOAD CLASS A, 7-LANG (DE,EN,IT,FR,SP,CH,JA), EXECUTABLE UNDER WINDOWS SERVER 2008 R2 +SP1 (64 BIT)/ SERVER 2012 (64 BIT) ******************************* E-MAIL ADDRESS IS MANDATORY FOR DELIVERY! | 6967 | TEM | 1 | Simatic | 0.001 | 0
6AV63611AA014AK0 | PROCESS HISTORIAN 2014 SP2 UPGRADE FROM BSC PCK 2013 OR CAS 7.0 SP3 TO BSC PCK 2014 SP2, RUNTIME-SW, SINGLE LICENSE, SW AND LICENSE KEY DOWNLOAD CLASS A, 7-LANG (DE,EN,IT,FR,SP,CH,JA), EXECUTABLE UNDER WINDOWS SERVER2008 R2 +SP1 (64 BIT)/ SERVER 2012 (64 BIT) ******************************* E-MAIL ADDRESS IS MANDATORY FOR DELIVERY! | 1323 | TEM | 1 | Simatic | 0.001 | 0
6AV63611BA013AA0 | PROCESS HISTORIAN 2013 REDUNDANCY PACKAGE, RUNTIME SOFTWARE, SINGLE LIC. F. 2 INSTALLATIONS, SW AND DOCUMENTATION ON DVD, LICENSE KEYS ON USB STICK, CLASS A, 7-LANG (DE,EN,IT,FR,SP,CH,JA), EXECUTABLE UNDER WINDOWS SERVER2008 R2 +SP1 (64 BIT) | 12858 | TEM | 1 | Simatic | 0.1 | 0
6AV63611BA013AH0 | PROCESS HISTORIAN 2013 REDUNDANCY PACKAGE, RUNTIME SOFTWARE, SINGLE LIC. F. 2 INSTALLATIONS, SW UND LICENSE KEY DOWNLOAD CLASS A, 7-LANG (DE,EN,IT,FR,SP,CH,JA), EXECUTABLE UNDER WINDOWS SERVER2008 R2 +SP1 (64 BIT) ******************************* E-MAIL ADDRESS IS MANDATORY FOR DELIVERY! | 12858 | TEM | 1 | Simatic | 0.001 | 0
6AV63611BA014AA0 | PROCESS HISTORIAN 2014 SP2 REDUNDANCY PACKAGE, RUNTIME SOFTWARE, SINGLE LIC. F. 2 INSTALLATIONS, SW AND DOCUMENTATION ON DVD, LICENSE KEYS ON USB STICK, CLASS A, 7-LANG (DE,EN,IT,FR,SP,CH,JA), EXECUTABLE UNDER WINDOWS SERVER 2008 R2 +SP1 (64 BIT)/ SERVER 2012 (64 BIT) | 12480 | TEM | 1 | Simatic | 0.231 | 0
6AV63611BA014AH0 | PROCESS HISTORIAN 2014 SP2 REDUNDANCY PACKAGE, RUNTIME SOFTWARE, SINGLE LIC. F. 2 INSTALLATIONS, SW AND LICENSE KEY DOWNLOAD CLASS A, 7-LANG (DE,EN,IT,FR,SP,CH,JA), EXECUTABLE UNDER WINDOWS SERVER 2008 R2 +SP1 (64 BIT)/ SERVER 2012 (64 BIT) ******************************* E-MAIL ADDRESS IS MANDATORY FOR DELIVERY! | 12480 | TEM | 1 | Simatic | 0.001 | 0
6AV63611CA000AD0 | PROCESS HISTORIAN OPTION REDUNDANCY F. BSC PCK, RUNTIME SOFTWARE, SINGLE LICENSE, LICENSE KEY ON USB STICK, | 1434 | TEM | 1 | Simatic | 0.1 | 0
6AV63611CA000AJ0 | PROCESS HISTORIAN OPTION REDUNDANCY F. BSC PCK, RUNTIME SOFTWARE, SINGLE LICENSE, LICENSE KEY DOWNLOAD ******************************* E-MAIL ADDRESS IS MANDATORY FOR DELIVERY! | 1434 | TEM | 1 | Simatic | 0.001 | 0
6AV63611CA013AA0 | PROCESS HISTORIAN OPTION REDUNDANCY F. BSC PCK, RUNTIME SOFTWARE, SINGLE LICENSE, LICENSE KEY ON USB STICK, | 1477 | TEM | 1 | Simatic | 0.1 | 0
6AV63611CA013AH0 | PROCESS HISTORIAN OPTION REDUNDANCY F. BSC PCK, RUNTIME SOFTWARE, SINGLE LICENSE, LICENSE KEY DOWNLOAD ******************************* E-MAIL ADDRESS IS MANDATORY FOR DELIVERY! | 1477 | TEM | 1 | Simatic | 0.001 | 0
6AV63611HA014AB0 | PROC HISTORIAN OPC UA SERV OPT F. PROCESS HISTORIAN 2014 SP2, RUNTIME-SW, SINGLE LICENSE, LICENSE KEY ON USB STICK | 2095 | TEM | 1 | Simatic | 0.156 | 0
6AV63611HA014AJ0 | PROC HISTORIAN OPC UA SERV OPT F. PROCESS HISTORIAN 2014 SP2, RUNTIME-SW, SINGLE LICENSE, SW AND LICENSE KEY DOWNLOAD ******************************* E-MAIL ADDRESS IS MANDATORY FOR DELIVERY! | 2095 | TEM | 1 | Simatic | 0.001 | 0
6AV63612AA013AA0 | SIMATIC INFORMATION SERVER 2013 BASIC PACKAGE, RUNTIME-SW, SINGLE LICENSE, INCL. 3 LIC F CLIENT ACCESS, INCL. 1 LIC F DATASOURCE ACC, SW AND DOCUMENTATION ON DVD, LICENSE KEYS ON USB STICK, CLASS A, 7-LANG (DE,EN,IT,FR,SP,CH,JA), EXECUTABLE UNDER WINDOWS XP PROF +SP3 (32 BIT), PROF/ENT/ULT +SP1 (32 BIT), 7 PROF/ENT/ULT +SP1 (64 BIT), SERVER2003 +SP2 (32 BIT), SERVER2003 R2 +SP2 (32 BIT), SERVER2008 +SP2 (32 BIT), SERVER2008 R2 +SP1 (64 BIT) | 2190 | TEM | 1 | Simatic | 0.265 | 0
6AV63612AA013AH0 | SIMATIC INFORMATION SERVER 2013 BASIC PACKAGE, RUNTIME-SW, SINGLE LICENSE, INCL. 3 LIC F CLIENT ACCESS, INCL. 1 LIC F DATASOURCE ACC, SW UND LICENSE KEY DOWNLOAD CLASS A, 7-LANG (DE,EN,IT,FR,SP,CH,JA), EXECUTABLE UNDER WINDOWS XP PROF +SP3 (32 BIT), PROF/ENT/ULT +SP1 (32 BIT), 7 PROF/ENT/ULT +SP1 (64 BIT), SERVER2003 +SP2 (32 BIT), SERVER2003 R2 +SP2 (32 BIT), SERVER2008 +SP2 (32 BIT), SERVER2008 R2 +SP1 (64 BIT) ******************************* E-MAIL ADDRESS IS MANDATORY FOR DELIVERY! | 2190 | TEM | 1 | Simatic | 0.001 | 0
6AV63612AA014AA0 | INFORMATION SERVER 2014 SP2 BASIC PACKAGE, RUNTIME-SW, SINGLE LICENSE, INCL. 3 LIC F CLIENT ACCESS, INCL. 1 LIC F DATASOURCE ACC, SW AND DOCUMENTATION ON DVD, LICENSE KEYS ON USB STICK, CLASS A, 7-LANG (DE,EN,IT,FR,SP,CH,JA), EXECUTABLE UNDER WINDOWS 7 PROF/ENT/ULT +SP1 (32 BIT)/ 7 PROF/ENT/ULT +SP1 (64 BIT)/ 8.1 STD/PROF/ENT/ULT (64 BIT)/ SERVER2008 R2 +SP1 (64 BIT)/ SERVER 2012 (64 BIT) | 2126 | TEM | 1 | Simatic | 0.229 | 0
6AV63612AA014AE0 | INFORMATION SERVER 2014 SP2 UPGRADE FROM BSC PCK 2013 TO 2014 SP2, RUNTIME-SW, SINGLE LICENSE, INCL. 3 LIC F CLIENT ACCESS, INCL. 1 LIC F DATASOURCE ACC, SW AND DOCUMENTATION ON DVD, LICENSE KEYS ON USB STICK, CLASS A, 7-LANG (DE,EN,IT,FR,SP,CH,JA), EXECUTABLE UNDER WINDOWS 7 PROF/ENT/ULT +SP1 (32 BIT)/ 7 PROF/ENT/ULT +SP1 (64 BIT)/ 8.1 STD/PROF/ENT/ULT (64 BIT)/ SERVER2008 R2 +SP1 (64 BIT)/ SERVER 2012 (64 BIT) | 403 | TEM | 1 | Simatic | 0.234 | 0
6AV63612AA014AH0 | INFORMATION SERVER 2014 SP2 BASIC PACKAGE, RUNTIME-SW, SINGLE LICENSE, INCL. 3 LIC F CLIENT ACCESS, INCL. 1 LIC F DATASOURCE ACC, SW AND LICENSE KEY DOWNLOAD CLASS A, 7-LANG (DE,EN,IT,FR,SP,CH,JA), EXECUTABLE UNDER WINDOWS 7 PROF/ENT/ULT +SP1 (32 BIT)/ 7 PROF/ENT/ULT +SP1 (64 BIT)/ 8.1 STD/PROF/ENT/ULT (64 BIT)/ SERVER2008 R2 +SP1 (64 BIT)/ SERVER 2012 (64 BIT) ******************************* E-MAIL ADDRESS IS MANDATORY FOR DELIVERY! | 2126 | TEM | 1 | Simatic | 0.001 | 0
6AV63612AA014AK0 | INFORMATION SERVER 2014 SP2 UPG FROM BSC PCK 2013 TO 2014 SP2, RUNTIME-SW, SINGLE LICENSE, INCL. 3 LIC F CLIENT ACCESS, INCL. 1 LIC F DATASOURCE ACC, SW AND LICENSE KEY DOWNLOAD CLASS A, 7-LANG (DE,EN,IT,FR,SP,CH,JA), EXECUTABLE UNDER WINDOWS 7 PROF/ENT/ULT +SP1 (32 BIT)/ 7 PROF/ENT/ULT +SP1 (64 BIT)/ 8.1 STD/PROF/ENT/ULT (64 BIT)/ SERVER2008 R2 +SP1 (64 BIT)/ SERVER 2012 (64 BIT) ******************************* E-MAIL ADDRESS IS MANDATORY FOR DELIVERY! | 403 | TEM | 1 | Simatic | 0.001 | 0
6AV63612BD000AD0 | INFORMATION SERVER OPTION 1 CLIENT ACCESS, RUNTIME SOFTWARE, 1 SINGLE LICENSE TYP COUNT RELEVANT, LICENSE KEY ON USB STICK, | 450 | TEM | 1 | Simatic | 0.157 | 0
6AV63612BD000AJ0 | INFORMATION SERVER OPTION 1 CLIENT ACCESS, RUNTIME SOFTWARE, 1 SINGLE LICENSE TYP COUNT RELEVANT, LICENSE KEY DOWNLOAD ******************************* E-MAIL ADDRESS IS MANDATORY FOR DELIVERY! | 450 | TEM | 1 | Simatic | 0.001 | 0
6AV63612BE000AD0 | INFORMATION SERVER OPTION 3 CLIENT ACCESS, RUNTIME SOFTWARE, 3 SINGLE LICENSES TYP COUNT RELEVANT, LICENSE KEYS ON USB STICK | 1283 | TEM | 1 | Simatic | 0.152 | 0
6AV63612BE000AJ0 | INFORMATION SERVER OPTION 3 CLIENT ACCESS, RUNTIME SOFTWARE, 3 SINGLE LICENSES TYP COUNT RELEVANT, LICENSE KEY DOWNLOAD ******************************* E-MAIL ADDRESS IS MANDATORY FOR DELIVERY! | 1283 | TEM | 1 | Simatic | 0.001 | 0
6AV63612BF000AD0 | INFORMATION SERVER OPTION 5 CLIENT ACCESS, RUNTIME SOFTWARE, 5 SINGLE LICENSES TYP COUNT RELEVANT, LICENSE KEYS ON USB STICK | 1968 | TEM | 1 | Simatic | 0.152 | 0
6AV63612BF000AJ0 | INFORMATION SERVER OPTION 5 CLIENT ACCESS, RUNTIME SOFTWARE, 5 SINGLE LICENSES TYP COUNT RELEVANT, LICENSE KEY DOWNLOAD ******************************* E-MAIL ADDRESS IS MANDATORY FOR DELIVERY! | 1968 | TEM | 1 | Simatic | 0.001 | 0
6AV63612BG000AD0 | INFORMATION SERVER OPTION 10 CLIENT ACCESS, RUNTIME SOFTWARE, 10 SINGLE LICENSES TYP COUNT RELEVANT, LICENSE KEYS ON USB STICK | 3374 | TEM | 1 | Simatic | 0.159 | 0
6AV63612BG000AJ0 | INFORMATION SERVER OPTION 10 CLIENT ACCESS, RUNTIME SOFTWARE, 10 SINGLE LICENSES TYP COUNT RELEVANT, LICENSE KEY DOWNLOAD ******************************* E-MAIL ADDRESS IS MANDATORY FOR DELIVERY! | 3374 | TEM | 1 | Simatic | 0.001 | 0
6AV63612CD000AD0 | INFORMATION SERVER OPTION 1 DATASOURCE ACCESS, RUNTIME SOFTWARE, 1 SINGLE LICENSE TYP COUNT RELEVANT, LICENSE KEY ON USB STICK, | 441 | TEM | 1 | Simatic | 0.151 | 0
6AV63612CD000AJ0 | INFORMATION SERVER OPTION 1 DATASOURCE ACCESS, RUNTIME SOFTWARE, 1 SINGLE LICENSE TYP COUNT RELEVANT, LICENSE KEY DOWNLOAD ******************************* E-MAIL ADDRESS IS MANDATORY FOR DELIVERY! | 441 | TEM | 1 | Simatic | 0.001 | 0
6AV63612CE000AD0 | INFORMATION SERVER OPTION 3 DATASOURCE ACCESS, RUNTIME SOFTWARE, 3 SINGLE LICENSES TYP COUNT RELEVANT, LICENSE KEYS ON USB STICK | 1103 | TEM | 1 | Simatic | 0.159 | 0
6AV63612CE000AJ0 | INFORMATION SERVER OPTION 3 DATASOURCE ACCESS, RUNTIME SOFTWARE, 3 SINGLE LICENSES TYP COUNT RELEVANT, LICENSE KEY DOWNLOAD ******************************* E-MAIL ADDRESS IS MANDATORY FOR DELIVERY! | 1103 | TEM | 1 | Simatic | 0.001 | 0
6AV63621AB000AH0 | WINCC/WEB NAVIGATOR, 1 CLIENT LICENSE (COUNTABLE), OPTION F. WINCC AS OF V7.4 AND WINCC PROF. AS OF V14, RUNTIME-SW, SINGLE LICENSE, LICENSE KEY DOWNLOAD ******************************* E-MAIL ADDRESS IS MANDATORY FOR DELIVERY! | 3262 | TEM | 1 | Simatic | 0.001 | 0
6AV63621AB000BB0 | WINCC/WEB NAVIGATOR, 1 CLIENT LICENSE (COUNTABLE), OPTION F. WINCC AS OF V7.4 AND WINCC PROF. AS OF V14, RUNTIME-SW, SINGLE LICENSE, LICENSE KEY ON USB STICK | 3262 | TEM | 1 | Simatic | 0.143 | 0
6AV63621AD000AH0 | WINCC/WEB NAVIGATOR, 3 CLIENT LICENSES (COUNTABLE), OPTION F. WINCC AS OF V7.4 AND WINCC PROF. AS OF V14, RUNTIME-SW, SINGLE LICENSE, LICENSE KEY DOWNLOAD ******************************* E-MAIL ADDRESS IS MANDATORY FOR DELIVERY! | 6736 | TEM | 1 | Simatic | 0.001 | 0
6AV63621AD000BB0 | WINCC/WEB NAVIGATOR, 3 CLIENT LICENSES (COUNTABLE), OPTION F. WINCC AS OF V7.4 AND WINCC PROF. AS OF V14, RUNTIME-SW, SINGLE LICENSE, LICENSE KEY ON USB STICK | 6736 | TEM | 1 | Simatic | 0.148 | 0
6AV63621AF000AH0 | WINCC/WEB NAVIGATOR, 10 CLIENT LICENSES (COUNTABLE), OPTION F. WINCC AS OF V7.4 AND WINCC PROF. AS OF V14, RUNTIME-SW, SINGLE LICENSE, LICENSE KEY DOWNLOAD ******************************* E-MAIL ADDRESS IS MANDATORY FOR DELIVERY! | 11760 | TEM | 1 | Simatic | 0.001 | 0
6AV63621AF000BB0 | WINCC/WEB NAVIGATOR, 10 CLIENT LICENSES (COUNTABLE), OPTION F. WINCC AS OF V7.4 AND WINCC PROF. AS OF V14, RUNTIME-SW, SINGLE LICENSE, LICENSE KEY ON USB STICK | 11760 | TEM | 1 | Simatic | 0.144 | 0
6AV63621AJ000AH0 | WINCC/WEB NAVIGATOR, 30 CLIENT LICENSES (COUNTABLE), OPTION F. WINCC AS OF V7.4 AND WINCC PROF. AS OF V14, RUNTIME-SW, SINGLE LICENSE, LICENSE KEY DOWNLOAD ******************************* E-MAIL ADDRESS IS MANDATORY FOR DELIVERY! | 28875 | TEM | 1 | Simatic | 0.001 | 0
6AV63621AJ000BB0 | WINCC/WEB NAVIGATOR, 30 CLIENT LICENSES (COUNTABLE), OPTION F. WINCC AS OF V7.4 AND WINCC PROF. AS OF V14, RUNTIME-SW, SINGLE LICENSE, LICENSE KEY ON USB STICK | 28875 | TEM | 1 | Simatic | 0.142 | 0
6AV63621BA000AH0 | WINCC/WEB NAVIGATOR, DIAGNOSTIC CLIENT LICENSE, OPTION F. WINCC AS OF V7.4 AND WINCC PROF. AS OF V14, RUNTIME-SW, SINGLE LICENSE, LICENSE KEY DOWNLOAD ******************************* E-MAIL ADDRESS IS MANDATORY FOR DELIVERY! | 3262 | TEM | 1 | Simatic | 0.001 | 0
6AV63621BA000BB0 | WINCC/WEB NAVIGATOR, DIAGNOSTIC CLIENT LICENSE, OPTION F. WINCC AS OF V7.4 AND WINCC PROF. AS OF V14, RUNTIME-SW, SINGLE LICENSE, LICENSE KEY ON USB STICK | 3262 | TEM | 1 | Simatic | 0.148 | 0
6AV63621FA000AH0 | WINCC/WEB NAVIGATOR, LOAD BALANCING, LICENSES F. 2 WEB SERVERS, OPTION F. WINCC UP V7.4, RUNTIME-SW, SINGLE LICENSE, LICENSE KEY DOWNLOAD ******************************* E-MAIL ADDRESS IS MANDATORY FOR DELIVERY! | 3436 | TEM | 1 | Simatic | 0.001 | 0
6AV63621FA000BB0 | WINCC/WEB NAVIGATOR, LOAD BALANCING, LICENSES F. 2 WEB SERVERS, OPTION F. WINCC UP V7.4, RUNTIME-SW, SINGLE LICENSE, LICENSE KEY ON USB STICK | 3436 | TEM | 1 | Simatic | 0.146 | 0
6AV63621GA000AH0 | WINCC/WEB NAVIGATOR, LOAD BALANCING STEP UP, LICENSES F. 2 WEB SERVERS ON 2 REDUNDAND WINCC SYSTEMS, OPTION F. WINCC UP V7.4, RUNTIME-SW, SINGLE LICENSE, LICENSE KEY DOWNLOAD ******************************* E-MAIL ADDRESS IS MANDATORY FOR DELIVERY! | 1113 | TEM | 1 | Simatic | 0.001 | 0
6AV63621GA000BB0 | WINCC/WEB NAVIGATOR, LOAD BALANCING STEP UP, LICENSES F. 2 WEB SERVERS ON 2 REDUNDAND WINCC SYSTEMS, OPTION F. WINCC UP V7.4, RUNTIME-SW, SINGLE LICENSE, LICENSE KEY ON USB STICK | 1113 | TEM | 1 | Simatic | 0.141 | 0
6AV63622AB000AH0 | WINCC/WEBUX MONITOR, 1 CLIENT LICENSE (COUNTABLE), OPTION F. WINCC AS OF V7.3 AND WINCC PROF. AS OF V14, RUNTIME-SW, SINGLE LICENSE, LICENSE KEY DOWNLOAD, ON SERVER SIDE WINDOWS 64 BIT REQUIRED ******************************* E-MAIL ADDRESS IS MANDATORY FOR DELIVERY! | 525 | TEM | 1 | Simatic | 0.001 | 0
6AV63622AB000BB0 | WINCC/WEBUX MONITOR, 1 CLIENT LICENSE (COUNTABLE), OPTION F. WINCC AS OF V7.3 AND WINCC PROF. AS OF V14, RUNTIME-SW, SINGLE LICENSE, LICENCE KEY ON USB-STICK, ON SERVER SIDE WINDOWS 64 BIT REQUIRED | 525 | TEM | 1 | Simatic | 0.152 | 0
6AV63622AD000AH0 | WINCC/WEBUX MONITOR, 3 CLIENT LICENSES (COUNTABLE), OPTION F. WINCC AS OF V7.3 AND WINCC PROF. AS OF V14, RUNTIME-SW, SINGLE LICENSE, LICENSE KEY DOWNLOAD, ON SERVER SIDE WINDOWS 64 BIT REQUIRED ******************************* E-MAIL ADDRESS IS MANDATORY FOR DELIVERY! | 1470 | TEM | 1 | Simatic | 0.001 | 0
6AV63622AD000BB0 | WINCC/WEBUX MONITOR, 3 CLIENT LICENSES (COUNTABLE), OPTION F. WINCC AS OF V7.3 AND WINCC PROF. AS OF V14, RUNTIME-SW, SINGLE LICENSE, LICENCE KEY ON USB-STICK, ON SERVER SIDE WINDOWS 64 BIT REQUIRED | 1470 | TEM | 1 | Simatic | 0.144 | 0
6AV63622AF000AH0 | WINCC/WEBUX MONITOR, 10 CLIENT LICENSES (COUNTABLE), OPTION F. WINCC AS OF V7.3 AND WINCC PROF. AS OF V14, RUNTIME-SW, SINGLE LICENSE, LICENSE KEY DOWNLOAD, ON SERVER SIDE WINDOWS 64 BIT REQUIRED ******************************* E-MAIL ADDRESS IS MANDATORY FOR DELIVERY! | 3518 | TEM | 1 | Simatic | 0.001 | 0
6AV63622AF000BB0 | WINCC/WEBUX MONITOR, 10 CLIENT LICENSES (COUNTABLE), OPTION F. WINCC AS OF V7.3 AND WINCC PROF. AS OF V14, RUNTIME-SW, SINGLE LICENSE, LICENCE KEY ON USB-STICK, ON SERVER SIDE WINDOWS 64 BIT REQUIRED | 3518 | TEM | 1 | Simatic | 0.15 | 0
6AV63622AJ000AH0 | WINCC/WEBUX MONITOR, 30 CLIENT LICENSES (COUNTABLE), OPTION F. WINCC AS OF V7.3 AND WINCC PROF. AS OF V14, RUNTIME-SW, SINGLE LICENSE, LICENSE KEY DOWNLOAD, ON SERVER SIDE WINDOWS 64 BIT REQUIRED ******************************* E-MAIL ADDRESS IS MANDATORY FOR DELIVERY! | 8610 | TEM | 1 | Simatic | 0.001 | 0
6AV63622AJ000BB0 | WINCC/WEBUX MONITOR, 30 CLIENT LICENSES (COUNTABLE), OPTION F. WINCC AS OF V7.3 AND WINCC PROF. AS OF V14, RUNTIME-SW, SINGLE LICENSE, LICENCE KEY ON USB-STICK, ON SERVER SIDE WINDOWS 64 BIT REQUIRED | 8610 | TEM | 1 | Simatic | 0.145 | 0
6AV63622AM000AH0 | WINCC/WEBUX MONITOR, 100 CLIENT LICENSES (COUNTABLE) OPTION F. WINCC AS OF V7.3 AND WINCC PROF. AS OF V14, RUNTIME-SW, SINGLE LICENSE, LICENSE KEY DOWNLOAD, ON SERVER SIDE WINDOWS 64 BIT REQUIRED ******************************* E-MAIL ADDRESS IS MANDATORY FOR DELIVERY! | 19845 | TEM | 1 | Simatic | 0.001 | 0
6AV63622AM000BB0 | WINCC/WEBUX MONITOR, 100 CLIENT LICENSES (COUNTABLE) OPTION F. WINCC AS OF V7.3 AND WINCC PROF. AS OF V14, RUNTIME-SW, SINGLE LICENSE, LICENCE KEY ON USB-STICK, ON SERVER SIDE WINDOWS 64 BIT REQUIRED | 19845 | TEM | 1 | Simatic | 0.2 | 0
6AV63622BB000AH0 | WINCC/WEBUX OPERATE, 1 CLIENT LICENSE (COUNTABLE), OPTION F. WINCC AS OF V7.3 AND WINCC PROF. AS OF V14, RUNTIME-SW, SINGLE LICENSE, LICENSE KEY DOWNLOAD, ON SERVER SIDE WINDOWS 64 BIT REQUIRED ******************************* E-MAIL ADDRESS IS MANDATORY FOR DELIVERY! | 1575 | TEM | 1 | Simatic | 0.001 | 0
6AV63622BB000BB0 | WINCC/WEBUX OPERATE, 1 CLIENT LICENSE (COUNTABLE), OPTION F. WINCC AS OF V7.3 AND WINCC PROF. AS OF V14, RUNTIME-SW, SINGLE LICENSE, LICENCE KEY ON USB-STICK, ON SERVER SIDE WINDOWS 64 BIT REQUIRED | 1575 | TEM | 1 | Simatic | 0.149 | 0
6AV63622BD000AH0 | WINCC/WEBUX OPERATE, 3 CLIENT LICENSES (COUNTABLE), OPTION F. WINCC AS OF V7.3 AND WINCC PROF. AS OF V14, RUNTIME-SW, SINGLE LICENSE, LICENSE KEY DOWNLOAD, ON SERVER SIDE WINDOWS 64 BIT REQUIRED ******************************* E-MAIL ADDRESS IS MANDATORY FOR DELIVERY! | 4410 | TEM | 1 | Simatic | 0.001 | 0
6AV63622BD000BB0 | WINCC/WEBUX OPERATE, 3 CLIENT LICENSES (COUNTABLE), OPTION F. WINCC AS OF V7.3 AND WINCC PROF. AS OF V14, RUNTIME-SW, SINGLE LICENSE, LICENCE KEY ON USB-STICK, ON SERVER SIDE WINDOWS 64 BIT REQUIRED | 4410 | TEM | 1 | Simatic | 0.146 | 0
6AV63622BF000AH0 | WINCC/WEBUX OPERATE, 10 CLIENT LICENSES (COUNTABLE), OPTION F. WINCC AS OF V7.3 AND WINCC PROF. AS OF V14, RUNTIME-SW, SINGLE LICENSE, LICENSE KEY DOWNLOAD, ON SERVER SIDE WINDOWS 64 BIT REQUIRED ******************************* E-MAIL ADDRESS IS MANDATORY FOR DELIVERY! | 10500 | TEM | 1 | Simatic | 0.001 | 0
6AV63622BF000BB0 | WINCC/WEBUX OPERATE, 10 CLIENT LICENSES (COUNTABLE), OPTION F. WINCC AS OF V7.3 AND WINCC PROF. AS OF V14, RUNTIME-SW, SINGLE LICENSE, LICENCE KEY ON USB-STICK, ON SERVER SIDE WINDOWS 64 BIT REQUIRED | 10500 | TEM | 1 | Simatic | 0.145 | 0
6AV63622BJ000AH0 | WINCC/WEBUX OPERATE, 30 CLIENT LICENSES (COUNTABLE), OPTION F. WINCC AS OF V7.3 AND WINCC PROF. AS OF V14, RUNTIME-SW, SINGLE LICENSE, LICENSE KEY DOWNLOAD, ON SERVER SIDE WINDOWS 64 BIT REQUIRED ******************************* E-MAIL ADDRESS IS MANDATORY FOR DELIVERY! | 25725 | TEM | 1 | Simatic | 0.001 | 0
6AV63622BJ000BB0 | WINCC/WEBUX OPERATE, 30 CLIENT LICENSES (COUNTABLE), OPTION F. WINCC AS OF V7.3 AND WINCC PROF. AS OF V14, RUNTIME-SW, SINGLE LICENSE, LICENCE KEY ON USB-STICK, ON SERVER SIDE WINDOWS 64 BIT REQUIRED | 25725 | TEM | 1 | Simatic | 0.148 | 0
6AV63623AB000AH0 | WINCC/DATAMONITOR, 1 CLIENT LICENCE (COUNTABLE), OPTION F. WINCC AS OF V7.4 AND WINCC PROF. AS OF V14, RUNTIME-SW, SINGLE LICENSE, LICENSE KEY DOWNLOAD ******************************* E-MAIL ADDRESS IS MANDATORY FOR DELIVERY! | 2126 | TEM | 1 | Simatic | 0.001 | 0
6AV63623AB000BB0 | WINCC/DATAMONITOR, 1 CLIENT LICENCE (COUNTABLE), OPTION F. WINCC AS OF V7.4 AND WINCC PROF. AS OF V14, RUNTIME-SW, SINGLE LICENSE, LICENSE KEY ON USB STICK | 2126 | TEM | 1 | Simatic | 0.148 | 0
6AV63623AD000AH0 | WINCC/DATAMONITOR, 3 CLIENT LICENCES (COUNTABLE), OPTION F. WINCC AS OF V7.4 AND WINCC PROF. AS OF V14, RUNTIME-SW, SINGLE LICENSE, LICENSE KEY DOWNLOAD ******************************* E-MAIL ADDRESS IS MANDATORY FOR DELIVERY! | 3250 | TEM | 1 | Simatic | 0.001 | 0
6AV63623AD000BB0 | WINCC/DATAMONITOR, 3 CLIENT LICENCES (COUNTABLE), OPTION F. WINCC AS OF V7.4 AND WINCC PROF. AS OF V14, RUNTIME-SW, SINGLE LICENSE, LICENSE KEY ON USB STICK | 3250 | TEM | 1 | Simatic | 0.15 | 0
6AV63623AF000AH0 | WINCC/DATAMONITOR, 10 CLIENT LICENCES (COUNTABLE), OPTION F. WINCC AS OF V7.4 AND WINCC PROF. AS OF V14, RUNTIME-SW, SINGLE LICENSE, LICENSE KEY DOWNLOAD ******************************* E-MAIL ADDRESS IS MANDATORY FOR DELIVERY! | 5950 | TEM | 1 | Simatic | 0.001 | 0
6AV63623AF000BB0 | WINCC/DATAMONITOR, 10 CLIENT LICENCES (COUNTABLE), OPTION F. WINCC AS OF V7.4 AND WINCC PROF. AS OF V14, RUNTIME-SW, SINGLE LICENSE, LICENSE KEY ON USB STICK | 5950 | TEM | 1 | Simatic | 0.147 | 0
6AV63623AJ000AH0 | WINCC/DATAMONITOR, 30 CLIENT LICENCES (COUNTABLE), OPTION F. WINCC AS OF V7.4 AND WINCC PROF. AS OF V14, RUNTIME-SW, SINGLE LICENSE, LICENSE KEY DOWNLOAD ******************************* E-MAIL ADDRESS IS MANDATORY FOR DELIVERY! | 12285 | TEM | 1 | Simatic | 0.001 | 0
6AV63623AJ000BB0 | WINCC/DATAMONITOR, 30 CLIENT LICENCES (COUNTABLE), OPTION F. WINCC AS OF V7.4 AND WINCC PROF. AS OF V14, RUNTIME-SW, SINGLE LICENSE, LICENSE KEY ON USB STICK | 12285 | TEM | 1 | Simatic | 0.148 | 0
6AV63624AA074AA0 | WINCC/IND.DATABRIDGE V7.4, BASIC PACKAGE V7.4, OPTION F. WINCC V7.4 AND WINCC PROF. V14, DATA EXCHANGE W. DATA BASES AND OPC SERVERS, RUNTIME & CONFIGURATION -SW ON CD, SINGLE LICENSE, LICENSE KEY ON USB STICK | 788 | TEM | 1 | Simatic | 0.233 | 0
6AV63624AA074AE0 | WINCC/IND.DATABRIDGE V7.4, UPGRADE FROM V7.X TO V7.4, OPTION F. WINCC V7.4 AND WINCC PROF. V14, DATA EXCHANGE W. DATA BASES AND OPC SERVERS, RUNTIME & CONFIGURATION -SW ON CD, SINGLE LICENSE, LICENSE KEY ON USB STICK | 310 | TEM | 1 | Simatic | 0.231 | 0
6AV63624AA074AH0 | WINCC/IND.DATABRIDGE V7.4, BASIC PACKAGE V7.4, OPTION F. WINCC V7.4 AND WINCC PROF. V14, DATA EXCHANGE W. DATA BASES AND OPC SERVERS, RUNTIME & CONFIGURATION -SW, SINGLE LICENSE, SW AND LICENSE KEY DOWNLOAD ******************************* E-MAIL ADDRESS IS MANDATORY FOR DELIVERY! | 788 | TEM | 1 | Simatic | 0.001 | 0
6AV63624AA074AK0 | WINCC/IND.DATABRIDGE V7.4, UPGRADE FROM V7.X TO V7.4, OPTION F. WINCC V7.4 AND WINCC PROF. V14, DATA EXCHANGE W. DATA BASES AND OPC SERVERS, RUNTIME & CONFIGURATION -SW, SINGLE LICENSE, SW AND LICENSE KEY DOWNLOAD ******************************* E-MAIL ADDRESS IS MANDATORY FOR DELIVERY! | 310 | TEM | 1 | Simatic | 0.001 | 0
6AV63624AD000AH0 | WINCC/INDUSTRIALDATABRIDGE, 300 TAGS (COUNTABLE), OPTION F. WINCC AS OF V7.4 AND WINCC PROF. AS OF V14, DATA EXCHANGE W. DATA BASES AND OPC SERVERS, RUNTIME SW, SINGLE LICENSE, LICENSE KEY DOWNLOAD ******************************* E-MAIL ADDRESS IS MANDATORY FOR DELIVERY! | 945 | TEM | 1 | Simatic | 0.001 | 0
6AV63624AD000BB0 | WINCC/INDUSTRIALDATABRIDGE, 300 TAGS (COUNTABLE), OPTION F. WINCC AS OF V7.4 AND WINCC PROF. AS OF V14, DATA EXCHANGE W. DATA BASES AND OPC SERVERS, RUNTIME SW, SINGLE LICENSE, LICENSE KEY ON USB STICK | 945 | TEM | 1 | Simatic | 0.152 | 0
6AV63624AF000AH0 | WINCC/INDUSTRIALDATABRIDGE, 1000 TAGS (COUNTABLE), OPTION F. WINCC AS OF V7.4 AND WINCC PROF. AS OF V14, DATA EXCHANGE W. DATA BASES AND OPC SERVERS, RUNTIME SW, SINGLE LICENSE, LICENSE KEY DOWNLOAD ******************************* E-MAIL ADDRESS IS MANDATORY FOR DELIVERY! | 2100 | TEM | 1 | Simatic | 0.001 | 0
6AV63624AF000BB0 | WINCC/INDUSTRIALDATABRIDGE, 1000 TAGS (COUNTABLE), OPTION F. WINCC AS OF V7.4 AND WINCC PROF. AS OF V14, DATA EXCHANGE W. DATA BASES AND OPC SERVERS, RUNTIME SW, SINGLE LICENSE, LICENSE KEY ON USB STICK | 2100 | TEM | 1 | Simatic | 0.149 | 0
6AV63624AH000AH0 | WINCC/INDUSTRIALDATABRIDGE, 3000 TAGS (COUNTABLE), OPTION F. WINCC AS OF V7.4 AND WINCC PROF. AS OF V14, DATA EXCHANGE W. DATA BASES AND OPC SERVERS, RUNTIME SW, SINGLE LICENSE, LICENSE KEY DOWNLOAD ******************************* E-MAIL ADDRESS IS MANDATORY FOR DELIVERY! | 3150 | TEM | 1 | Simatic | 0.001 | 0
6AV63624AH000BB0 | WINCC/INDUSTRIALDATABRIDGE, 3000 TAGS (COUNTABLE), OPTION F. WINCC AS OF V7.4 AND WINCC PROF. AS OF V14, DATA EXCHANGE W. DATA BASES AND OPC SERVERS, RUNTIME SW, SINGLE LICENSE, LICENSE KEY ON USB STICK | 3150 | TEM | 1 | Simatic | 0.155 | 0
6AV63711CA070AQ0 | EPL ROYALTY FOR WINCC V7, OPTION SERVER OPERATION ONLY VALID COMBINED WITH ENTERPRISE LICENSE CONTRACT, REQUIRES EPL-MASTER | 3302 | TEM | 1 | Simatic | 0.001 | 0
6AV63711CA070AX0 | WINCC/SERVER V7.0, OPTION FOR SIMATIC WINCC V7.0, RUNTIME SOFTWARE, SINGLE LICENSE | 3500 | TEM | 1 | Simatic | 0.141 | 0
6AV63711CA072AX0 | WINCC/SERVER V7.2, OPTION FOR SIMATIC WINCC V7.2, RUNTIME SOFTWARE, SINGLE LICENSE | 3400 | TEM | 1 | Simatic | 0.147 | 0
6AV63711CA073AX0 | WINCC/SERVER V7.3, OPTION FOR SIMATIC WINCC V7.3, RUNTIME SOFTWARE, SINGLE LICENSE | 3302 | TEM | 1 | Simatic | 0.149 | 0
6AV63711CA074AX0 | WINCC/SERVER V7.4, OPTION F. WINCC V7.4, RUNTIME-SW, SINGLE LICENSE, LICENSE KEY ON USB STICK | 3302 | TEM | 1 | Simatic | 0.146 | 0
6AV63711CB070AQ0 | EPL ROYALTY FOR WINCC V7, OPTION USER ARCHIVES. ONLY VALID COMBINED WITH ENTERPRISE LICENSE CONTRACT, REQUIRES EPL-MASTER | 816 | TEM | 1 | Simatic | 0.001 | 0
6AV63711CB070AX0 | WINCC/USER ARCHIVES V7.0, OPTION FOR SIMATIC WINCC V7.0, RUNTIME SOFTWARE, SINGLE LICENSE | 865 | TEM | 1 | Simatic | 0.138 | 0
6AV63711CB072AX0 | WINCC/USER ARCHIVES V7.2, OPTION FOR SIMATIC WINCC V7.2, RUNTIME SOFTWARE, SINGLE LICENSE | 840 | TEM | 1 | Simatic | 0.15 | 0
6AV63711CB073AX0 | WINCC/USER ARCHIVES V7.3, OPTION FOR SIMATIC WINCC V7.3, RUNTIME SOFTWARE, SINGLE LICENSE | 816 | TEM | 1 | Simatic | 0.152 | 0
6AV63711CB074AX0 | WINCC/USER ARCHIVES V7.4, OPTION F. WINCC V7.4, RUNTIME-SW, SINGLE LICENSE, LICENSE KEY ON USB STICK | 816 | TEM | 1 | Simatic | 0.141 | 0
6AV63711CC070AX0 | SIMATIC WINCC/ODK V7.0 OPEN DEVELOPMENT KIT, OPTION FOR SIMATIC WINCC V7.0, V6.X, V5.X, FOR C PROGRAMMING, INCLUDING COUPON FOR 1 DAY INTRODUCTION TRANING, RUNTIME SOFTWARE ON CD-ROM, SINGLE LICENSE | 3154 | TEM | 1 | Simatic | 0.22 | 0
6AV63711CC070AX4 | SIMATIC WINCC/ODK UPGRADE OPEN DEVELOPMENT KIT, UPGRADE TO V7.0, FOR C PROGRAMMING, FOR SIMATIC WINCC V7.0, V6.X, V5.X, SINGLE LICENSE | 352 | TEM | 1 | Simatic | 0.1 | 0
6AV63711CC072AX0 | SIMATIC WINCC/ODK V7.2 OPEN DEVELOPMENT KIT, OPTION FOR SIMATIC WINCC V7.X, V6.X, V5.X, FOR C PROGRAMMING, SOFTWARE ON CD-ROM | 1391 | TEM | 1 | Simatic | 0.1 | 0
6AV63711CC073AX0 | SIMATIC WINCC/ODK V7.3 OPEN DEVELOPMENT KIT, OPTION FOR SIMATIC WINCC V7.X, V6.X, V5.X, FOR C PROGRAMMING, SOFTWARE ON CD-ROM | 1350 | TEM | 1 | Simatic | 0.2 | 0
6AV63711CC074AX0 | SIMATIC WINCC/ODK V7.4, OPEN DEVELOPMENT KIT, OPTION FOR SIMATIC WINCC V7.4 FOR C PROGRAMMING, SOFTWARE ON CD-ROM | 1350 | TEM | 1 | Simatic | 0.2 | 0
6AV63711CF070AQ0 | EPL ROYALTY FOR WINCC V7, OPTION REDUNDANCY ONLY VALID COMBINED WITH ENTERPRISE LICENSE CONTRACT, REQUIRES EPL-MASTER | 3431 | TEM | 1 | Simatic | 0.001 | 0
6AV63711CF070AX0 | WINCC/REDUNDANCY V7.0, OPTION FOR SIMATIC WINCC V7.0, RUNTIME SOFTWARE, SINGLE LIC. F. 2 INSTALLATIONS | 3637 | TEM | 1 | Simatic | 0.145 | 0
6AV63711CF072AX0 | WINCC/REDUNDANCY V7.2, OPTION FOR SIMATIC WINCC V7.2, RUNTIME SOFTWARE, SINGLE LIC. F. 2 INSTALLATIONS | 3533 | TEM | 1 | Simatic | 0.15 | 0
6AV63711CF073AX0 | WINCC/REDUNDANCY V7.3, OPTION FOR SIMATIC WINCC V7.3, RUNTIME SOFTWARE, SINGLE LIC. F. 2 INSTALLATIONS | 3431 | TEM | 1 | Simatic | 0.151 | 0
6AV63711CF074AX0 | WINCC/REDUNDANCY V7.4, OPTION F. WINCC V7.4, RUNTIME-SW, SINGLE LICENSE, LICENSE KEY ON USB STICK | 3431 | TEM | 1 | Simatic | 0.144 | 0
6AV63711DG070AQ0 | EPL ROYALTY FUER WINCC V7, OPTION PRO/AGENT ONLY VALID COMBINED WITH ENTERPRISE LICENSE CONTRACT, REQUIRES EPL-MASTER | 996 | TEM | 1 | Simatic | 0.05 | 0
6AV63711DG070AX4 | WINCC/PROAGENT UPGRADE V6.X -> V7.0 SP3 OPTION F.SIMATIC/WINCC V7.0 SP3 RUNTIME-SW, SINGLE LICENSE | 262 | TEM | 1 | Simatic | 0.1 | 0
6AV63711DG072AX3 | WINCC/PROAGENT UPGRADE FROM V7.0 TO V7.2, FOR SIMATIC/WINCC V7.2 RUNTIME-SW ON CD SINGLE LICENSE LICENSE KEY ON USB-STICK | 180 | TEM | 1 | Simatic | 0.1 | 0
6AV63711DG072AX4 | WINCC/PROAGENT UPGRADE FROM V6.X TO V7.2, FOR SIMATIC/WINCC V7.2 RUNTIME-SW ON CD SINGLE LICENSE LICENSE KEY ON USB-STICK | 256 | TEM | 1 | Simatic | 0.1 | 0
6AV63711DG073AX3 | WINCC/PROAGENT UPGRADE FROM V7.0/7.2 TO V7.3, FOR SIMATIC WINCC V7.3, RUNTIME-SW ON CD SINGLE LICENSE LICENSE KEY ON USB-STICK | 175 | TEM | 1 | Simatic | 0.2 | 0
6AV63711DG073AX4 | WINCC/PROAGENT UPGRADE FROM V6.0 TO V7.3, FOR SIMATIC/WINCC V7.3 RUNTIME-SW ON CD SINGLE LICENSE LICENSE KEY ON USB-STICK | 247 | TEM | 1 | Simatic | 0.2 | 0
6AV63711DG074AX3 | WINCC/PROAGENT UPGRADE FROM V7.X TO V7.4 FOR SIMATIC WINCC V7.4, RUNTIME-SW ON CD SINGLE LICENSE LICENSE KEY ON USB-STICK | 175 | TEM | 1 | Simatic | 0.2 | 0
6AV63711DH070AB0 | WINCC/WEB NAVIGATOR V7.0, POWERPACK FROM 3 TO 10 CLIENTS, RUNTIME-SW, SINGLE LICENSE, | 5078 | TEM | 1 | Simatic | 0.143 | 0
6AV63711DH070AX3 | WINCC/WEB NAVIGATOR UPGRADE V6.2 -> V7.0 FOR 3 CLIENTS, INCL. UPGRADE DIAGNOSTICS CLIENT/ SERVER AND WEB LOAD BALANCING, OPTION FOR WINCC V7.0, RUNTIME-SW, SINGLE LICENSE, LICENSE KEY ON USB STICK | 1169 | TEM | 1 | Simatic | 0.156 | 0
6AV63711DH070AX4 | WINCC/WEB NAVIGATOR UPGRADE V6.0 / V6.1 -> V7.0 FOR 3 CLIENTS, INCL. UPGRADE DIGNOSTICS CLIENT/ SERVER AND WEB LOAD BALANCING, OPTION FOR WINCC V7.0, RUNTIME-SW, SINGLE LICENSE, LICENSE KEY ON USB STICK | 1764 | TEM | 1 | Simatic | 0.155 | 0
6AV63711DH070BC0 | WINCC/WEB NAVIGATOR V7.0, POWERPACK FROM 10 TO 25 CLIENTS, RUNTIME-SW, SINGLE LICENSE, | 9060 | TEM | 1 | Simatic | 0.1 | 0
6AV63711DH070BX3 | WINCC/WEB NAVIGATOR UPGRADE V6.2 -> V7.0 FOR 10 CLIENTS, INCL. UPGRADE DIGNOSTICS CLIENT/ SERVER AND WEB LOAD BALANCING, OPTION FOR WINCC V7.0, RUNTIME-SW, SINGLE LICENSE, LICENSE KEY ON USB STICK | 2004 | TEM | 1 | Simatic | 0.15 | 0
6AV63711DH070BX4 | WINCC/WEB NAVIGATOR UPGRADE V6.0 / V6.1 -> V7.0 FOR 10 CLIENTS, INCL. UPGRADE DIGNOSTICS CLIENT/ SERVER AND WEB LOAD BALANCING, OPTION FOR WINCC V7.0, RUNTIME-SW, SINGLE LICENSE, LICENSE KEY ON USB STICK | 3040 | TEM | 1 | Simatic | 0.155 | 0
6AV63711DH070CD0 | WINCC/WEB NAVIGATOR V7.0, POWERPACK FROM 25 TO 50 CLIENTS, RUNTIME-SW, SINGLE LICENSE, | 16275 | TEM | 1 | Simatic | 0.1 | 0
6AV63711DH070CX3 | WINCC/WEB NAVIGATOR UPGRADE V6.2 -> V7.0 FOR 25 CLIENTS, INCL. UPGRADE DIGNOSTICS CLIENT/ SERVER AND WEB LOAD BALANCING, OPTION FOR WINCC V7.0, RUNTIME-SW, SINGLE LICENSE, LICENSE KEY ON USB STICK | 4232 | TEM | 1 | Simatic | 0.155 | 0
6AV63711DH070CX4 | WINCC/WEB NAVIGATOR UPGRADE V6.0 / V6.1 -> V7.0 FOR 25 CLIENTS, INCL. UPGRADE DIGNOSTICS CLIENT/ SERVER AND WEB LOAD BALANCING, OPTION FOR WINCC V7.0, RUNTIME-SW, SINGLE LICENSE, LICENSE KEY ON USB STICK | 5305 | TEM | 1 | Simatic | 0.152 | 0
6AV63711DH070DQ0 | EPL ROYALTY FOR WINCC V7, OPTION WEB NAVIGATOR SERVER AND CLIENT KOMPONENTEN, W. 50 CLIENT LICENSES. ONLY VALID COMBINED WITH ENTERPRISE LICENSE CONTRACT, REQUIRES EPL-MASTER | 35422 | TEM | 1 | Simatic | 0.05 | 0
6AV63711DH070DX3 | WINCC/WEB NAVIGATOR UPGRADE V6.2 -> V7.0 FOR 50 CLIENTS, INCL. UPGRADE DIGNOSTICS CLIENT/ SERVER AND WEB LOAD BALANCING, OPTION FOR WINCC V7.0, RUNTIME-SW, SINGLE LICENSE, LICENSE KEY ON USB STICK | 8225 | TEM | 1 | Simatic | 0.149 | 0
6AV63711DH070DX4 | WINCC/WEB NAVIGATOR UPGRADE V6.0 / V6.1 -> V7.0 FOR 50 CLIENTS, INCL. UPGRADE DIGNOSTICS CLIENT/ SERVER AND WEB LOAD BALANCING, OPTION FOR WINCC V7.0, RUNTIME-SW, SINGLE LICENSE, LICENSE KEY ON USB STICK | 9298 | TEM | 1 | Simatic | 0.149 | 0
6AV63711DH070EX0 | WINCC/WEB NAVIGATOR V7.0, DIAGNOSTICS CLIENT, OPTION FOR WINCC V7.0, RUNTIME SW, SINGLE LICENSE, LICENSE KEY ON USB STICK | 2520 | TEM | 1 | Simatic | 0.136 | 0
6AV63711DH070EX4 | WINCC/WEB NAVIGATOR UPGRADE DIAGNOSTICS CLIENT V6.X->V7.0, OPTION FOR WINCC V7.0, RUNTIME SW, SINGLE LICENSE, LICENSE KEY ON USB STICK | 357 | TEM | 1 | Simatic | 0.155 | 0
6AV63711DH070FJ0 | WINCC/WEB LOAD BALANCING STEP UP V7.0, POWERPACK FROM WINCC/REDUNDANCY V7.0 TO WINCC/WEB LOAD BALANCING V7.0, LICENSE FOR 2 WEB SERVER, SINGLE LICENSE, LICENSE KEY ON USB STICK | 1182 | TEM | 1 | Simatic | 0.156 | 0
6AV63711DH070FX0 | WINCC/WEB NAVIGATOR V7.0, DIAGNOSTICS SERVER, OPTION FOR WINCC V7.0, RUNTIME SW, SINGLE LICENSE, LICENSE KEY ON USB STICK | 680 | TEM | 1 | Simatic | 0.155 | 0
6AV63711DH070FX4 | WINCC/WEB NAVIGATOR UPGRADE DIAGNOSTICS SERVER V6.X->V7.0, OPTION FOR WINCC V7.0, RUNTIME SW, SINGLE LICENSE, LICENSE KEY ON USB STICK | 95.9 | TEM | 1 | Simatic | 0.156 | 0
6AV63711DH070JX0 | WINCC/WEB LOAD BALANCING V7.0, OPTION FOR WINCC V7.0, LICENCE FOR 2 WEB SERVERS, SINGLE LICENSE, LICENSE KEY ON USB STICK | 3642 | TEM | 1 | Simatic | 0.154 | 0
6AV63711DH072AM0 | WINCC/WEB NAVIGATOR V7.2, POWERPACK FROM 3 TO 5 CLIENTS, RUNTIME-SW, SINGLE LICENSE, | 1749 | TEM | 1 | Simatic | 0.1 | 0
6AV63711DH072BC0 | WINCC/WEB NAVIGATOR V7.2, POWERPACK FROM 10 TO 25 CLIENTS, RUNTIME-SW, SINGLE LICENSE, | 8804 | TEM | 1 | Simatic | 0.1 | 0
6AV63711DH072CD0 | WINCC/WEB NAVIGATOR V7.2, POWERPACK FROM 25 TO 50 CLIENTS, RUNTIME-SW, SINGLE LICENSE, | 15813 | TEM | 1 | Simatic | 0.1 | 0
6AV63711DH072EX0 | WINCC/WEB NAVIGATOR V7.2, DIAGNOSTICS CLIENT, OPTION FOR WINCC V7.2, RUNTIME SW, SINGLE LICENSE, LICENSE KEY ON USB STICK | 2496 | TEM | 1 | Simatic | 0.1 | 0
6AV63711DH072FJ0 | WINCC/WEB LOAD BALANCING STEP UP V7.2, POWERPACK FROM WINCC/REDUNDANCY V7.2 TO WINCC/WEB LOAD BALANCING V7.2, LICENSE FOR 2 WEB SERVER, SINGLE LICENSE, LICENSE KEY ON USB STICK | 1147 | TEM | 1 | Simatic | 0.1 | 0
6AV63711DH072FX0 | WINCC/WEB NAVIGATOR V7.2, DIAGNOSTICS SERVER, OPTION FOR WINCC V7.2, RUNTIME SW, SINGLE LICENSE, LICENSE KEY ON USB STICK | 660 | TEM | 1 | Simatic | 0.1 | 0
6AV63711DH072JX0 | WINCC/WEB LOAD BALANCING V7.2, OPTION FOR WINCC V7.2, LICENCE FOR 2 WEB SERVERS, RUNTIME SW, SINGLE LICENSE, LICENSE KEY ON USB STICK | 3539 | TEM | 1 | Simatic | 0.1 | 0
6AV63711DH072LA0 | WINCC/WEB NAVIGATOR V7.2, POWERPACK FROM 1 TO 3 CLIENTS, RUNTIME-SW, SINGLE LICENSE, | 3580 | TEM | 1 | Simatic | 0.1 | 0
6AV63711DH072MB0 | WINCC/WEB NAVIGATOR V7.2, POWERPACK FROM 5 TO 10 CLIENTS, RUNTIME-SW, SINGLE LICENSE, | 3185 | TEM | 1 | Simatic | 0.1 | 0
6AV63711DH073AM0 | WINCC/WEB NAVIGATOR V7.3, POWERPACK FROM 3 TO 5 CLIENTS, RUNTIME-SW, SINGLE LICENSE, | 1698 | TEM | 1 | Simatic | 0.148 | 0
6AV63711DH073AX0 | WINCC/WEB NAVIGATOR V7.3, SERVER AND CLIENT COMPONENTS, W. 3 CLIENT LICENSES, OPTION F. WINCC V7.3, RUNTIME-SW, SINGLE LICENSE, LICENSE KEY ON USB STICK | 6736 | TEM | 1 | Simatic | 0.151 | 0
6AV63711DH073BC0 | WINCC/WEB NAVIGATOR V7.3, POWERPACK FROM 10 TO 25 CLIENTS, RUNTIME-SW, SINGLE LICENSE, | 8547 | TEM | 1 | Simatic | 0.15 | 0
6AV63711DH073BX0 | WINCC/WEB NAVIGATOR V7.3, SERVER AND CLIENT COMPONENTS, W. 10 CLIENT LICENSES, OPTION F. WINCC V7.3, RUNTIME-SW, SINGLE LICENSE, LICENSE KEY ON USB STICK | 11529 | TEM | 1 | Simatic | 0.151 | 0
6AV63711DH073CD0 | WINCC/WEB NAVIGATOR V7.3, POWERPACK FROM 25 TO 50 CLIENTS, RUNTIME-SW, SINGLE LICENSE, | 15351 | TEM | 1 | Simatic | 0.149 | 0
6AV63711DH073CX0 | WINCC/WEB NAVIGATOR V7.3, SERVER AND CLIENT COMPONENTS, W. 25 CLIENT LICENSES, OPTION F. WINCC V7.3, RUNTIME-SW, SINGLE LICENSE, LICENSE KEY ON USB STICK | 20076 | TEM | 1 | Simatic | 0.152 | 0
6AV63711DH073DX0 | WINCC/WEB NAVIGATOR V7.3, SERVER AND CLIENT COMPONENTS, W. 50 CLIENT LICENSES, OPTION F. WINCC V7.3, RUNTIME-SW, SINGLE LICENSE, LICENSE KEY ON USB STICK | 35422 | TEM | 1 | Simatic | 0.151 | 0
6AV63711DH073EX0 | WINCC/WEB NAVIGATOR V7.3, DIAGNOSTICS CLIENT, OPTION FOR WINCC V7.3, RUNTIME SW, SINGLE LICENSE, LICENSE KEY ON USB STICK | 2424 | TEM | 1 | Simatic | 0.152 | 0
6AV63711DH073FJ0 | WINCC/WEB LOAD BALANCING STEP UP V7.3, POWERPACK FROM WINCC/REDUNDANCY V7.3 TO WINCC/WEB LOAD BALANCING V7.3, LICENSE FOR 2 WEB SERVER, SINGLE LICENSE, LICENSE KEY ON USB STICK | 1113 | TEM | 1 | Simatic | 0.151 | 0
6AV63711DH073FX0 | WINCC/WEB NAVIGATOR V7.3, DIAGNOSTICS SERVER, OPTION FOR WINCC V7.3, RUNTIME SW, SINGLE LICENSE, LICENSE KEY ON USB STICK | 641 | TEM | 1 | Simatic | 0.152 | 0
6AV63711DH073JX0 | WINCC/WEB LOAD BALANCING V7.3, OPTION FOR WINCC V7.3, LICENCE FOR 2 WEB SERVERS, RUNTIME SW, SINGLE LICENSE, LICENSE KEY ON USB STICK | 3436 | TEM | 1 | Simatic | 0.15 | 0
6AV63711DH073LA0 | WINCC/WEB NAVIGATOR V7.3, POWERPACK FROM 1 TO 3 CLIENTS, RUNTIME-SW, SINGLE LICENSE, | 3476 | TEM | 1 | Simatic | 0.153 | 0
6AV63711DH073LX0 | WINCC/WEB NAVIGATOR V7.3, SERVER AND CLIENT COMPONENTS, W. 1 CLIENT LICENS, OPTION F. WINCC V7.3, RUNTIME-SW, SINGLE LICENSE, LICENSE KEY ON USB STICK | 3262 | TEM | 1 | Simatic | 0.152 | 0
6AV63711DH073MB0 | WINCC/WEB NAVIGATOR V7.3, POWERPACK FROM 5 TO 10 CLIENTS, RUNTIME-SW, SINGLE LICENSE, | 3093 | TEM | 1 | Simatic | 0.154 | 0
6AV63711DH073MX0 | WINCC/WEB NAVIGATOR V7.3, SERVER AND CLIENT COMPONENTS, W. 5 CLIENT LICENSES, OPTION F. WINCC V7.3, RUNTIME-SW, SINGLE LICENSE, LICENSE KEY ON USB STICK | 8435 | TEM | 1 | Simatic | 0.152 | 0
6AV63711DN070AB0 | WINCC/DATAMONITOR V7.0, POWERPACK FROM 3 TO 10 CLIENTS, SINGLE LICENSE, LICENSE KEY ON USB STICK | 2862 | TEM | 1 | Simatic | 0.142 | 0
6AV63711DN070BC0 | WINCC/DATAMONITOR V7.0,, POWERPACK FROM 10 TO 25 CLIENTS, SINGLE LICENSE, LICENSE KEY ON USB STICK | 5019 | TEM | 1 | Simatic | 0.142 | 0
6AV63711DN070CD0 | WINCC/DATAMONITOR V7.0, POWERPACK FROM 25 TO 50 CLIENTS, SINGLE LICENSE, LICENSE KEY ON USB STICK | 9538 | TEM | 1 | Simatic | 0.142 | 0
6AV63711DN070LA0 | WINCC/DATAMONITOR V7.0, POWERPACK FROM 1 TO 3 CLIENTS, SINGLE LICENSE, LICENSE KEY ON USB STICK | 1192 | TEM | 1 | Simatic | 0.142 | 0
6AV63711DN070XX3 | WINCC/DATAMONITOR UPGRADE V6.2 -> V7.0 FOR 1, 3, 10, 25 0R 50 CLIENTS, OPTION FOR WINCC V7.0, RUNTIME-SW, SINGLE LICENSE, LICENSE KEY ON USB STICK | 716 | TEM | 1 | Simatic | 0.145 | 0
6AV63711DN070XX4 | WINCC/DATAMONITOR UPGRADE V6.0 / V6.1 -> V7.0 FOR 1, 3, 10, 25 0R 50 CLIENTS, OPTION FOR WINCC V7.0, RUNTIME-SW, SINGLE LICENSE, LICENSE KEY ON USB STICK | 1074 | TEM | 1 | Simatic | 0.145 | 0
6AV63711DN072AB0 | WINCC/DATAMONITOR V7.2, POWERPACK FROM 3 TO 10 CLIENTS, SINGLE LICENSE, LICENSE KEY ON USB STICK | 2780 | TEM | 1 | Simatic | 0.1 | 0
6AV63711DN072BC0 | WINCC/DATAMONITOR V7.2, POWERPACK FROM 10 TO 25 CLIENTS, SINGLE LICENSE, LICENSE KEY ON USB STICK | 4877 | TEM | 1 | Simatic | 0.1 | 0
6AV63711DN072CD0 | WINCC/DATAMONITOR V7.2, POWERPACK FROM 25 TO 50 CLIENTS, SINGLE LICENSE, LICENSE KEY ON USB STICK | 9267 | TEM | 1 | Simatic | 0.1 | 0
6AV63711DN072LA0 | WINCC/DATAMONITOR V7.2, POWERPACK FROM 1 TO 3 CLIENTS, SINGLE LICENSE, LICENSE KEY ON USB STICK | 1160 | TEM | 1 | Simatic | 0.1 | 0
6AV63711DN073AB0 | WINCC/DATAMONITOR V7.3, POWERPACK FROM 3 TO 10 CLIENTS, SINGLE LICENSE, LICENSE KEY ON USB STICK | 2699 | TEM | 1 | Simatic | 0.2 | 0
6AV63711DN073AX0 | WINCC/DATAMONITOR V7.3 SERVER UND CLIENT KOMPONENTEN INCL. 3 CLIENT LICENSES, OPTION F. WINCC V7.3, RUNTIME-SW, SINGLE LICENSE, LICENSE KEY ON USB STICK | 3250 | TEM | 1 | Simatic | 0.152 | 0
6AV63711DN073BC0 | WINCC/DATAMONITOR V7.3, POWERPACK FROM 10 TO 25 CLIENTS, SINGLE LICENSE, LICENSE KEY ON USB STICK | 4736 | TEM | 1 | Simatic | 0.2 | 0
6AV63711DN073BX0 | WINCC/DATAMONITOR V7.3 SERVER UND CLIENT KOMPONENTEN INCL. 10 CLIENT LICENSES, OPTION F. WINCC V7.3, RUNTIME-SW, SINGLE LICENSE, LICENSE KEY ON USB STICK | 5950 | TEM | 1 | Simatic | 0.151 | 0
6AV63711DN073CD0 | WINCC/DATAMONITOR V7.3, POWERPACK FROM 25 TO 50 CLIENTS, SINGLE LICENSE, LICENSE KEY ON USB STICK | 8997 | TEM | 1 | Simatic | 0.2 | 0
6AV63711DN073CX0 | WINCC/DATAMONITOR V7.3 SERVER UND CLIENT KOMPONENTEN INCL. 25 CLIENT LICENSES, OPTION F. WINCC V7.3, RUNTIME-SW, SINGLE LICENSE, LICENSE KEY ON USB STICK | 10684 | TEM | 1 | Simatic | 0.151 | 0
6AV63711DN073DX0 | WINCC/DATAMONITOR V7.3 SERVER UND CLIENT KOMPONENTEN INCL. 50 CLIENT LICENSES, OPTION F. WINCC V7.3, RUNTIME-SW, SINGLE LICENSE, LICENSE KEY ON USB STICK | 19683 | TEM | 1 | Simatic | 0.148 | 0
6AV63711DN073LA0 | WINCC/DATAMONITOR V7.3, POWERPACK FROM 1 TO 3 CLIENTS, SINGLE LICENSE, LICENSE KEY ON USB STICK | 1125 | TEM | 1 | Simatic | 0.15 | 0
6AV63711DN073LX0 | WINCC/DATAMONITOR V7.3 SERVER UND CLIENT KOMPONENTEN INCL. 1 CLIENT LICENSE, OPTION F. WINCC V7.3, RUNTIME-SW, SINGLE LICENSE, LICENSE KEY ON USB STICK | 2126 | TEM | 1 | Simatic | 0.151 | 0
6AV63711DQ170AB0 | WINCC ARCHIVE POWERPACK V7.0 UPGRADING FROM 1500 TO 5000 ARCHIVE TAGS, FOR SIMATIC WINCC V7.0, RUNTIME SW, SINGLE LICENSE, COUNT RELEVANT | 6437 | TEM | 1 | Simatic | 0.14 | 0
6AV63711DQ170AX0 | SIMATIC WINCC/ARCHIVE 1500, 1500 ARCHIVE TAGS FOR SIMATIC WINCC V7.0, RUNTIME SOFTWARE, SINGLE LICENSE, COUNT RELEVANT | 2742 | TEM | 1 | Simatic | 0.138 | 0
6AV63711DQ170BC0 | WINCC ARCHIVE POWERPACK V7.0 UPGRADING FROM 5000 TO 10000 ARCHIVE TAGS, FOR SIMATIC WINCC V7.0, RUNTIME SW, SINGLE LICENSE, COUNT RELEVANT | 5127 | TEM | 1 | Simatic | 0.1 | 0
6AV63711DQ170BX0 | SIMATIC WINCC/ARCHIVE 5000, 5000 ARCHIVE TAGS FOR SIMATIC WINCC V7.0, RUNTIME SOFTWARE, SINGLE LICENSE, COUNT RELEVANT | 9179 | TEM | 1 | Simatic | 0.136 | 0
6AV63711DQ170CE0 | WINCC ARCHIVE POWERPACK V7.0 UPGRADING FROM 10000 TO 30000 ARCHIVE TAGS, FOR SIMATIC WINCC V7.0, RUNTIME SW, SINGLE LICENSE, COUNT RELEVANT | 8941 | TEM | 1 | Simatic | 0.1 | 0
6AV63711DQ170CX0 | SIMATIC WINCC/ARCHIVE 10000, 10000 ARCHIVE TAGS FOR SIMATIC WINCC V7.0, RUNTIME SOFTWARE, SINGLE LICENSE, COUNT RELEVANT | 14307 | TEM | 1 | Simatic | 0.155 | 0
6AV63711DQ170EG0 | WINCC ARCHIVE POWERPACK V7.0 UPGRADING FROM 30000 TO 80000 ARCHIVE TAGS, FOR SIMATIC WINCC V7.0, RUNTIME SW, SINGLE LICENSE, COUNT RELEVANT | 35165 | TEM | 1 | Simatic | 0.1 | 0
6AV63711DQ170EX0 | SIMATIC WINCC/ARCHIVE 30000, 30000 ARCHIVE TAGS FOR SIMATIC WINCC V7.0, RUNTIME SOFTWARE, SINGLE LICENSE, COUNT RELEVANT | 23247 | TEM | 1 | Simatic | 0.155 | 0
6AV63711DQ170GJ0 | WINCC ARCHIVE POWERPACK V7.0 UPGRADING FROM 80000 TO 120000 ARCHIVE TAGS, FOR SIMATIC WINCC V7.0, RUNTIME SW, SINGLE LICENSE, COUNT RELEVANT | 10726 | TEM | 1 | Simatic | 0.1 | 0
6AV63711DQ170XX0 | SIMATIC WINCC /CAS V7.0 SP3, CENTRAL ARCHIVE SERVER FOR WINCC V7.0 SP3, COMPLETE PACKAGE INCL. 1500 ARCHIVE TAGS, RUNTIME SW, SINGLE LICENSE | 8481 | TEM | 1 | Simatic | 0.384 | 0
6AV63711DQ170XX3 | SIMATIC WINCC /CAS UPGRADE CENTRAL ARCHIVE SERVER V6.2 -> V7.0 SP3 OPTION FOR WINCC V7.0 SP3, RUNTIME SW, SINGLE LICENSE | 1407 | TEM | 1 | Simatic | 0.381 | 0
6AV63711DQ172AB0 | WINCC ARCHIVE POWERPACK V7.2 UPGRADING FROM 1500 TO 5000 ARCHIVE TAGS, FOR SIMATIC WINCC V7.2, RUNTIME SW, SINGLE LICENSE, COUNT RELEVANT | 6255 | TEM | 1 | Simatic | 0.1 | 0
6AV63711DQ172AX0 | SIMATIC WINCC/ARCHIVE 1500, 1500 ARCHIVE TAGS FOR SIMATIC WINCC V7.2, RUNTIME SOFTWARE, SINGLE LICENSE, COUNT RELEVANT | 2664 | TEM | 1 | Simatic | 0.15 | 0
6AV63711DQ172BC0 | WINCC ARCHIVE POWERPACK V7.2 UPGRADING FROM 5000 TO 10000 ARCHIVE TAGS, FOR SIMATIC WINCC V7.2, RUNTIME SW, SINGLE LICENSE, COUNT RELEVANT | 4982 | TEM | 1 | Simatic | 0.1 | 0
6AV63711DQ172BX0 | SIMATIC WINCC/ARCHIVE 5000, 5000 ARCHIVE TAGS FOR SIMATIC WINCC V7.2, RUNTIME SOFTWARE, SINGLE LICENSE, COUNT RELEVANT | 8920 | TEM | 1 | Simatic | 0.15 | 0
6AV63711DQ172CE0 | WINCC ARCHIVE POWERPACK V7.2 UPGRADING FROM 10000 TO 30000 ARCHIVE TAGS, FOR SIMATIC WINCC V7.2, RUNTIME SW, SINGLE LICENSE, COUNT RELEVANT | 8688 | TEM | 1 | Simatic | 0.1 | 0
6AV63711DQ172CX0 | SIMATIC WINCC/ARCHIVE 10000, 10000 ARCHIVE TAGS FOR SIMATIC WINCC V7.2, RUNTIME SOFTWARE, SINGLE LICENSE, COUNT RELEVANT | 13902 | TEM | 1 | Simatic | 0.1 | 0
6AV63711DQ172EG0 | WINCC ARCHIVE POWERPACK V7.2 UPGRADING FROM 30000 TO 80000 ARCHIVE TAGS, FOR SIMATIC WINCC V7.2, RUNTIME SW, SINGLE LICENSE, COUNT RELEVANT | 34173 | TEM | 1 | Simatic | 0.1 | 0
6AV63711DQ172EX0 | SIMATIC WINCC/ARCHIVE 30000, 30000 ARCHIVE TAGS FOR SIMATIC WINCC V7.2, RUNTIME SOFTWARE, SINGLE LICENSE, COUNT RELEVANT | 22591 | TEM | 1 | Simatic | 0.1 | 0
6AV63711DQ172GJ0 | WINCC ARCHIVE POWERPACK V7.2 UPGRADING FROM 80000 TO 120000 ARCHIVE TAGS, FOR SIMATIC WINCC V7.2, RUNTIME SW, SINGLE LICENSE, COUNT RELEVANT | 10425 | TEM | 1 | Simatic | 0.1 | 0
6AV63711DQ173AB0 | WINCC ARCHIVE POWERPACK V7.3 UPGRADING FROM 1500 TO 5000 ARCHIVE TAGS, FOR SIMATIC WINCC V7.3, RUNTIME SW, SINGLE LICENSE, COUNT RELEVANT | 6073 | TEM | 1 | Simatic | 0.15 | 0
6AV63711DQ173AX0 | SIMATIC WINCC/ARCHIVE 1500, 1500 ARCHIVE TAGS FOR SIMATIC WINCC V7.3, RUNTIME SOFTWARE, SINGLE LICENSE, COUNT RELEVANT | 2587 | TEM | 1 | Simatic | 0.149 | 0
6AV63711DQ173BC0 | WINCC ARCHIVE POWERPACK V7.3 UPGRADING FROM 5000 TO 10000 ARCHIVE TAGS, FOR SIMATIC WINCC V7.3, RUNTIME SW, SINGLE LICENSE, COUNT RELEVANT | 4836 | TEM | 1 | Simatic | 0.2 | 0
6AV63711DQ173BX0 | SIMATIC WINCC/ARCHIVE 5000, 5000 ARCHIVE TAGS FOR SIMATIC WINCC V7.3, RUNTIME SOFTWARE, SINGLE LICENSE, COUNT RELEVANT | 8660 | TEM | 1 | Simatic | 0.151 | 0
6AV63711DQ173CE0 | WINCC ARCHIVE POWERPACK V7.3 UPGRADING FROM 10000 TO 30000 ARCHIVE TAGS, FOR SIMATIC WINCC V7.3, RUNTIME SW, SINGLE LICENSE, COUNT RELEVANT | 8435 | TEM | 1 | Simatic | 0.2 | 0
6AV63711DQ173CX0 | SIMATIC WINCC/ARCHIVE 10000, 10000 ARCHIVE TAGS FOR SIMATIC WINCC V7.3, RUNTIME SOFTWARE, SINGLE LICENSE, COUNT RELEVANT | 13493 | TEM | 1 | Simatic | 0.149 | 0
6AV63711DQ173EG0 | WINCC ARCHIVE POWERPACK V7.3 UPGRADING FROM 30000 TO 80000 ARCHIVE TAGS, FOR SIMATIC WINCC V7.3, RUNTIME SW, SINGLE LICENSE, COUNT RELEVANT | 33175 | TEM | 1 | Simatic | 0.2 | 0
6AV63711DQ173EX0 | SIMATIC WINCC/ARCHIVE 30000, 30000 ARCHIVE TAGS FOR SIMATIC WINCC V7.3, RUNTIME SOFTWARE, SINGLE LICENSE, COUNT RELEVANT | 21930 | TEM | 1 | Simatic | 0.139 | 0
6AV63711DQ174AX0 | WINCC/ARCHIVE V7.4, 1500 ARCHIVE TAGS (COUNTABLE) OPTION F. WINCC V7.4 RUNTIME-SW, SINGLE LICENSE, LICENSE KEY ON USB STICK | 2587 | TEM | 1 | Simatic | 0.144 | 0
6AV63711DQ174BX0 | WINCC/ARCHIVE V7.4, 5000 ARCHIVE TAGS (COUNTABLE) OPTION F. WINCC V7.4 RUNTIME-SW, SINGLE LICENSE, LICENSE KEY ON USB STICK | 8660 | TEM | 1 | Simatic | 0.143 | 0
6AV63711DQ174CX0 | WINCC/ARCHIVE V7.4, 10000 ARCHIVE TAGS (COUNTABLE) OPTION F. WINCC V7.4 RUNTIME-SW, SINGLE LICENSE, LICENSE KEY ON USB STICK | 13493 | TEM | 1 | Simatic | 0.15 | 0
6AV63711DQ174EX0 | WINCC/ARCHIVE V7.4, 30000 ARCHIVE TAGS (COUNTABLE) OPTION F. WINCC V7.4 RUNTIME-SW, SINGLE LICENSE, LICENSE KEY ON USB STICK | 21930 | TEM | 1 | Simatic | 0.147 | 0
6AV63711DR073AX0 | WINCC/CONNECTIVITY PACK V7.3, OPTION F. WINCC V7.3 RUNTIME-SW, SINGLE LICENSE, LICENSE KEY ON USB STICK | 1113 | TEM | 1 | Simatic | 0.152 | 0
6AV63711DR074AX0 | WINCC/CONNECTIVITY PACK V7.4, OPTION F. WINCC V7.4, RUNTIME-SW, SINGLE LICENSE, LICENSE KEY ON USB STICK | 1113 | TEM | 1 | Simatic | 0.144 | 0
6AV63711DR173AX0 | WINCC/CONNECTIVITY STATION V7.3 OPTION F. WINCC V7.3 RUNTIME-SW, SINGLE LICENSE, LICENSE KEY ON USB STICK | 3149 | TEM | 1 | Simatic | 0.151 | 0
6AV63711DR174AX0 | WINCC/CONNECTIVITY STATION V7.4 OPTION F. WINCC V7.4, RUNTIME-SW, SINGLE LICENSE, LICENSE KEY ON USB STICK | 3149 | TEM | 1 | Simatic | 0.147 | 0
6AV63711DV070AX0 | WINCC/AUDIT RT V7.0, FOR EACH OPERATOR STATION, GENERATION OF AUDIT-TRAIL, OPTION FOR WINCC V7.0, AND WINCC V7.0 SP1, RUNTIME-SW, SINGLE LICENSE | 812 | TEM | 1 | Simatic | 0.221 | 0
6AV63711DV070BX4 | WINCC/AUDIT RT UPGRADE V6.X -> V7.0, OPTION FOR WINCC V7.0, AND WINCC V7.0 SP1, RUNTIME-SW, SINGLE LICENSE LICENSE KEY ON USB-STICK | 179 | TEM | 1 | Simatic | 0.221 | 0
6AV63711DV072AX0 | WINCC/AUDIT RT V7.2, FOR EACH OPERATOR STATION, GENERATION OF AUDIT-TRAIL, OPTION FOR WINCC V7.2, RUNTIME-SW, SINGLE LICENSE | 789 | TEM | 1 | Simatic | 0.222 | 0
6AV63711DV072BX3 | WINCC/AUDIT RT UPGRADE FROM V7.0 TO V7.2, FOR WINCC/AUDIT RT RUNTIME-SW ON CD SINGLE LICENSE LICENSE KEY ON USB-STICK | 175 | TEM | 1 | Simatic | 0.225 | 0
6AV63711DV072BX4 | WINCC/AUDIT RT UPGRADE FROM V6.X TO V7.2, FOR WINCC/AUDIT RT RUNTIME-SW ON CD SINGLE LICENSE LICENSE KEY ON USB-STICK | 175 | TEM | 1 | Simatic | 0.23 | 0
6AV63711DV073AX0 | WINCC/AUDIT RT V7.3, FOR EACH OPERATOR STATION, GENERATION OF AUDIT-TRAIL, OPTION FOR WINCC V7.3, RUNTIME-SW, SINGLE LICENSE | 766 | TEM | 1 | Simatic | 0.23 | 0
6AV63711DV073BX3 | WINCC/AUDIT RT UPGRADE FROM V7.0/7.2 TO V7.3, FOR WINCC/AUDIT RT RUNTIME-SW ON CD SINGLE LICENSE LICENSE KEY ON USB-STICK | 170 | TEM | 1 | Simatic | 0.23 | 0
6AV63711DV073BX4 | WINCC/AUDIT RT UPGRADE FROM V6.2 TO V7.3, FOR WINCC/AUDIT RT RUNTIME-SW ON CD SINGLE LICENSE LICENSE KEY ON USB-STICK | 170 | TEM | 1 | Simatic | 0.231 | 0
6AV63711DV074AX0 | WINCC/AUDIT RT V7.4, FOR EACH OPERATOR STATION, GENERATION OF AUDIT-TRAIL, OPTION FOR WINCC V7.4, RUNTIME-SW, SINGLE LICENSE, SW AND DOCUMENTATION ON CD, LICENSE KEY ON USB STICK | 766 | TEM | 1 | Simatic | 0.227 | 0
6AV63711DV074BX3 | WINCC/AUDIT RT UPGRADE FROM V7.X TO V7.4 FOR WINCC/AUDIT RT, RUNTIME-SW, SINGLE LICENSE, SW AND DOCUMENTATION ON CD, LICENSE KEY ON USB STICK | 170 | TEM | 1 | Simatic | 0.226 | 0
6AV63711DV170AX0 | WINCC/AUDIT RC V7.0 FOR ENGINEERING AUDIT TRAIL (RT A. ENG.) WITH VERSIONING, INCL. RT LICENSE, OPTION FOR WINCC V7.0 AND WINCC V7.0 SP1 SINGLE LICENSE | 7152 | TEM | 1 | Simatic | 0.229 | 0
6AV63711DV170BX4 | WINCC/AUDIT RC UPGRADE V6.X -> V7.0, FOR WINCC/AUDIT RC AND WINCC V7.0 SP1, OPTION FOR WINCC V7.0, AND WINCC V7.0 SP1, RUNTIME A ENGINEERING SW, SINGLE LICENSE LICENSE KEY ON USB-STICK | 895 | TEM | 1 | Simatic | 0.1 | 0
6AV63711DV172AX0 | WINCC/AUDIT RC V7.2 FOR ENGINEERING AUDIT TRAIL (RT A. ENG.) WITH VERSIONING, INCL. RT LICENSE, OPTION FOR WINCC V7.2 SINGLE LICENSE | 6950 | TEM | 1 | Simatic | 0.225 | 0
6AV63711DV172BX3 | WINCC/AUDIT RC UPGRADE FROM V7.0 TO V7.2, FOR WINCC/AUDIT RC AND WINCC/CHANGECONTROL, RUNTIME & CONFIGURATION -SW ON CD, SINGLE LICENSE, LICENSE KEY ON USB-STICK | 869 | TEM | 1 | Simatic | 0.226 | 0
6AV63711DV172BX4 | WINCC/AUDIT RC UPGRADE FROM V6.X TO V7.2, FOR WINCC/AUDIT RC AND WINCC/CHANGECONTROL, RUNTIME & CONFIGURATION -SW ON CD, SINGLE LICENSE, LICENSE KEY ON USB-STICK | 869 | TEM | 1 | Simatic | 0.232 | 0
6AV63711DV173AX0 | WINCC/AUDIT RC V7.3 FOR ENGINEERING AUDIT TRAIL (RT A. ENG.) WITH VERSIONING, INCL. RT LICENSE, OPTION FOR WINCC V7.3 SINGLE LICENSE | 6748 | TEM | 1 | Simatic | 0.231 | 0
6AV63711DV173BX3 | WINCC/AUDIT RC UPGRADE FROM V7.0/7.2 TO V7.3, FOR WINCC/AUDIT RC AND WINCC/CHANGECONTROL, RUNTIME & CONFIGURATION -SW ON CD, SINGLE LICENSE, LICENSE KEY ON USB-STICK | 844 | TEM | 1 | Simatic | 0.23 | 0
6AV63711DV173BX4 | WINCC/AUDIT RC UPGRADE FROM V6.2 TO V7.3, FOR WINCC/AUDIT RC AND WINCC/CHANGECONTROL, RUNTIME & CONFIGURATION -SW ON CD, SINGLE LICENSE, LICENSE KEY ON USB-STICK | 844 | TEM | 1 | Simatic | 0.221 | 0
6AV63711DV174AX0 | WINCC/AUDIT RC V7.4 FOR ENGINEERING AUDIT TRAIL (RT A. ENG.) WITH VERSIONING, INCL. RT LICENSE, OPTION FOR WINCC V7.4, RUNTIME & CONFIGURATION -SW ON CD, SINGLE LICENSE, LICENSE KEY ON USB-STICK | 6748 | TEM | 1 | Simatic | 0.235 | 0
6AV63711DV174BX3 | WINCC/AUDIT RC UPGRADE FROM V7.X TO V7.4 FOR WINCC/AUDIT RC, AND WINCC/CHANGECONTROL, RUNTIME & CONFIGURATION -SW ON CD, SINGLE LICENSE, LICENSE KEY ON USB-STICK | 844 | TEM | 1 | Simatic | 0.232 | 0
6AV63711DV270AX0 | WINCC/CHANGECONTROL V7.0 FOR ENGINEERING AUDIT TRAIL (ENG.) WITH VERSIONING, INCL. RT LICENSE, OPTION FOR WINCC V7.0 AND WINCC V7.0 SP1 SINGLE LICENSE | 4769 | TEM | 1 | Simatic | 0.228 | 0
6AV63711DV272AX0 | WINCC/CHANGECONTROL V7.2 FOR ENGINEERING AUDIT TRAIL (ENG.) WITH VERSIONING, INCL. RT LICENSE, OPTION FOR WINCC V7.2 SINGLE LICENSE | 4633 | TEM | 1 | Simatic | 0.225 | 0
6AV63711DV273AX0 | WINCC/CHANGECONTROL V7.3 FOR ENGINEERING AUDIT TRAIL (ENG.) WITH VERSIONING, INCL. RT LICENSE, OPTION FOR WINCC V7.3 SINGLE LICENSE | 4499 | TEM | 1 | Simatic | 0.233 | 0
6AV63711DV274AX0 | WINCC/CHANGECONTROL V7.4 FOR ENGINEERING AUDIT TRAIL (ENG.) WITH VERSIONING, INCL. RT LICENSE, OPTION FOR WINCC V7.4, RUNTIME & CONFIGURATION -SW ON CD, SINGLE LICENSE, LICENSE KEY ON USB-STICK | 4499 | TEM | 1 | Simatic | 0.233 | 0
6AV63711DX070AB0 | WINCC/INDUSTRIALDATABRIDGE V7.0 POWERPACK FROM 128 TO 512 TAGS, SINGLE LICENSE | 922 | TEM | 1 | Simatic | 0.141 | 0
6AV63711DX070AX0 | WINCC/INDUSTRIALDATABRIDGE V7.0 SP3, DATA EXCHANGE W. DATA BASES AND OPC SERVERS (G/E/F/I/S), 128 TAGS, OPTION F. WINCC V7.0 SP3, RUNTIME-SW, SINGLE LICENSE EXECUTABLE UNDER WINXPPROF | 1182 | TEM | 1 | Simatic | 0.24 | 0
6AV63711DX070BC0 | WINCC/INDUSTRIALDATABRIDGE V7.0 POWERPACK FROM 512 TO 2048 TAGS SINGLE LICENSE | 1269 | TEM | 1 | Simatic | 0.1 | 0
6AV63711DX070BX0 | WINCC/INDUSTRIALDATABRIDGE V7.0 SP3, DATA EXCHANGE W. DATA BASES AND OPC SERVERS (G/E/F/I/S), 512 TAGS, OPTION F. WINCC V7.0 SP3, RUNTIME-SW, SINGLE LICENSE EXECUTABLE UNDER WINXPPROF | 2103 | TEM | 1 | Simatic | 0.229 | 0
6AV63711DX070CD0 | WINCC/INDUSTRIALDATABRIDGE V7.0 POWERPACK FROM 2048 TO 10000 TAGS, SINGLE LICENSE | 4006 | TEM | 1 | Simatic | 0.1 | 0
6AV63711DX070CX0 | WINCC/INDUSTRIALDATABRIDGE V7.0 SP3, DATA EXCHANGE W. DATA BASES AND OPC SERVERS (G/E/F/I/S), 2048 TAGS, OPTION F. WINCC V7.0 SP3, RUNTIME-SW, SINGLE LICENSE EXECUTABLE UNDER WINXPPROF | 3372 | TEM | 1 | Simatic | 0.1 | 0
6AV63711DX070DX0 | WINCC/INDUSTRIALDATABRIDGE V7.0 SP3, DATA EXCHANGE W. DATA BASES AND OPC SERVERS (G/E/F/I/S), 10000 TAGS, OPTION F. WINCC V7.0 SP3, RUNTIME-SW, SINGLE LICENSE EXECUTABLE UNDER WINXPPROF | 7376 | TEM | 1 | Simatic | 0.1 | 0
6AV63711DX070XX4 | WINCC/INDUSTRIALDATABRIDGE UPGRADE V6.X -> V7.0 SP1 FOR 128, 512, 2048 OR 10000 TAGS, RUNTIME-SW, SINGLE LICENSE, (GE/EN/FR/IT/SP) | 466 | TEM | 1 | Simatic | 0.1 | 0
6AV63711DX072AB0 | WINCC/INDUSTRIALDATABRIDGE V7.2 POWERPACK FROM 128 TO 512 TAGS, SINGLE LICENSE LICENSE KEY ON USB STICK | 897 | TEM | 1 | Simatic | 0.1 | 0
6AV63711DX072BC0 | WINCC/INDUSTRIALDATABRIDGE V7.2 POWERPACK FROM 512 TO 2048 TAGS SINGLE LICENSE LICENSE KEY ON USB STICK | 1233 | TEM | 1 | Simatic | 0.1 | 0
6AV63711DX072CD0 | WINCC/INDUSTRIALDATABRIDGE V7.2 POWERPACK FROM 2048 TO 10000 TAGS, SINGLE LICENSE LICENSE KEY ON USB STICK | 3893 | TEM | 1 | Simatic | 0.1 | 0
6AV63711DX072XX3 | WINCC/INDUSTRIALDATABRIDGE UPGRADE FROM V7.0 TO V7.2 FOR 128, 512, 2048 OR 10000 TAGS, RUNTIME-SW ON CD SINGLE LICENSE LICENSE KEY ON USB-STICK | 319 | TEM | 1 | Simatic | 0.236 | 0
6AV63711DX072XX4 | WINCC/INDUSTRIALDATABRIDGE UPGRADE FROM V6.2 TO V7.2 FOR 128, 512, 2048 OR 10000 TAGS, RUNTIME-SW ON CD SINGLE LICENSE LICENSE KEY ON USB-STICK | 453 | TEM | 1 | Simatic | 0.234 | 0
6AV63711DX073AB0 | WINCC/INDUSTRIALDATABRIDGE V7.3 POWERPACK FROM 128 TO 512 TAGS, SINGLE LICENSE LICENSE KEY ON USB STICK | 870 | TEM | 1 | Simatic | 0.2 | 0
6AV63711DX073AX0 | WINCC/INDUSTRIALDATABRIDGE V7.3 DATA EXCHANGE W. DATA BASES AND OPC SERVERS 128 TAGS, OPTION F. WINCC V7.3 RUNTIME SW, SINGLE LICENSE LICENSE KEY ON USB STICK | 1113 | TEM | 1 | Simatic | 0.241 | 0
6AV63711DX073BC0 | WINCC/INDUSTRIALDATABRIDGE V7.3 POWERPACK FROM 512 TO 2048 TAGS SINGLE LICENSE LICENSE KEY ON USB STICK | 1196 | TEM | 1 | Simatic | 0.2 | 0
6AV63711DX073BX0 | WINCC/INDUSTRIALDATABRIDGE V7.3 DATA EXCHANGE W. DATA BASES AND OPC SERVERS 512 TAGS, OPTION F. WINCC V7.3 RUNTIME SW, SINGLE LICENSE LICENSE KEY ON USB STICK | 1984 | TEM | 1 | Simatic | 0.234 | 0
6AV63711DX073CD0 | WINCC/INDUSTRIALDATABRIDGE V7.3 POWERPACK FROM 2048 TO 10000 TAGS, SINGLE LICENSE LICENSE KEY ON USB STICK | 3778 | TEM | 1 | Simatic | 0.2 | 0
6AV63711DX073CX0 | WINCC/INDUSTRIALDATABRIDGE V7.3 DATA EXCHANGE W. DATA BASES AND OPC SERVERS 2048 TAGS, OPTION F. WINCC V7.3 RUNTIME SW, SINGLE LICENSE LICENSE KEY ON USB STICK | 3181 | TEM | 1 | Simatic | 0.242 | 0
6AV63711DX073DX0 | WINCC/INDUSTRIALDATABRIDGE V7.3 DATA EXCHANGE W. DATA BASES AND OPC SERVERS 10000 TAGS, OPTION F. WINCC V7.3 RUNTIME SW, SINGLE LICENSE LICENSE KEY ON USB STICK | 6960 | TEM | 1 | Simatic | 0.242 | 0
6AV63711DX073XX3 | WINCC/INDUSTRIALDATABRIDGE UPGR FROM V7.0/7.2 TO V7.3 FOR 128, 512, 2048 OR 10000 TAGS, RUNTIME-SW ON CD SINGLE LICENSE LICENSE KEY ON USB-STICK | 310 | TEM | 1 | Simatic | 0.237 | 0
6AV63711DX073XX4 | WINCC/INDUSTRIALDATABRIDGE UPGRADE FROM V6.2 TO V7.3 FOR 128, 512, 2048 OR 10000 TAGS, RUNTIME-SW ON CD SINGLE LICENSE LICENSE KEY ON USB-STICK | 439 | TEM | 1 | Simatic | 0.233 | 0
6AV63711EL170AX0 | WINCC / INDUSTRIALX V7.0, OPTION FOR WINCC V7.0, V6.X, V5.X CONFIGURING SW, ENGLISH, SINGLE LICENSE | 1747 | TEM | 1 | Simatic | 0.1 | 0
6AV63711GC072AX0 | SIMATIC WINCC/ODK V7.2 OPEN DEVELOPMENT KIT, OPTION FOR SIMATIC WINCC V7.X, V6.X, V5.X, FOR C PROGRAMMING, SW DOWNLOAD ******************************* E-MAIL ADDRESS IS MANDATORY FOR DELIVERY! | 1391 | TEM | 1 | Simatic | 0.001 | 0
6AV63711GC073AX0 | SIMATIC WINCC/ODK V7.3 OPEN DEVELOPMENT KIT, OPTION FOR SIMATIC WINCC V7.X, V6.X, V5.X, FOR C PROGRAMMING, SW DOWNLOAD ******************************* E-MAIL ADDRESS IS MANDATORY FOR DELIVERY! | 1350 | TEM | 1 | Simatic | 0.001 | 0
6AV63711GC074AX0 | SIMATIC WINCC/ODK V7.4, OPEN DEVELOPMENT KIT, OPTION FOR SIMATIC WINCC V7.4 FOR C PROGRAMMING, SW DOWNLOAD ******************************* E-MAIL ADDRESS IS MANDATORY FOR DELIVERY! | 1350 | TEM | 1 | Simatic | 0.001 | 0
6AV63711HA072AX0 | WINCC/SERVER V7.2, OPTION FOR SIMATIC WINCC V7.2, RUNTIME SOFTWARE, SINGLE LICENSE LICENSE KEY DOWNLOAD ******************************* E-MAIL ADDRESS IS MANDATORY FOR DELIVERY! | 3400 | TEM | 1 | Simatic | 0.015 | 0
6AV63711HA073AX0 | WINCC/SERVER V7.3, OPTION FOR SIMATIC WINCC V7.3, RUNTIME SOFTWARE, SINGLE LICENSE LICENSE KEY DOWNLOAD ******************************* E-MAIL ADDRESS IS MANDATORY FOR DELIVERY! | 3302 | TEM | 1 | Simatic | 0.001 | 0
6AV63711HA074AX0 | WINCC/SERVER V7.4, OPTION F. WINCC V7.4, RUNTIME-SW, SINGLE LICENSE, LICENSE KEY DOWNLOAD ******************************* E-MAIL ADDRESS IS MANDATORY FOR DELIVERY! | 3302 | TEM | 1 | Simatic | 0.001 | 0
6AV63711HB072AX0 | WINCC/USER ARCHIVES V7.2, OPTION FOR SIMATIC WINCC V7.2, RUNTIME SOFTWARE, SINGLE LICENSE LICENSE KEY DOWNLOAD ******************************* E-MAIL ADDRESS IS MANDATORY FOR DELIVERY! | 840 | TEM | 1 | Simatic | 0.015 | 0
6AV63711HB073AX0 | WINCC/USER ARCHIVES V7.3, OPTION FOR SIMATIC WINCC V7.3, RUNTIME SOFTWARE, SINGLE LICENSE LICENSE KEY DOWNLOAD ******************************* E-MAIL ADDRESS IS MANDATORY FOR DELIVERY! | 816 | TEM | 1 | Simatic | 0.001 | 0
6AV63711HB074AX0 | WINCC/USER ARCHIVES V7.4, OPTION F. WINCC V7.4, RUNTIME-SW, SINGLE LICENSE, LICENSE KEY DOWNLOAD ******************************* E-MAIL ADDRESS IS MANDATORY FOR DELIVERY! | 816 | TEM | 1 | Simatic | 0.001 | 0
6AV63711HF072AX0 | WINCC/REDUNDANCY V7.2, OPTION FOR SIMATIC WINCC V7.2, RUNTIME SOFTWARE, SINGLE LIC. F. 2 INSTALLATIONEN LICENSE KEY DOWNLOAD ******************************* E-MAIL ADDRESS IS MANDATORY FOR DELIVERY! | 3533 | TEM | 1 | Simatic | 0.015 | 0
6AV63711HF073AX0 | WINCC/REDUNDANCY V7.3, OPTION FOR SIMATIC WINCC V7.3, RUNTIME SOFTWARE, SINGLE LIC. F. 2 INSTALLATIONEN LICENSE KEY DOWNLOAD ******************************* E-MAIL ADDRESS IS MANDATORY FOR DELIVERY! | 3431 | TEM | 1 | Simatic | 0.001 | 0
6AV63711HF074AX0 | WINCC/REDUNDANCY V7.4, OPTION F. WINCC V7.4, RUNTIME-SW, SINGLE LICENSE, LICENSE KEY DOWNLOAD ******************************* E-MAIL ADDRESS IS MANDATORY FOR DELIVERY! | 3431 | TEM | 1 | Simatic | 0.001 | 0
6AV63711HH072AM0 | WINCC/WEB NAVIGATOR V7.2, POWERPACK FROM 3 TO 5 CLIENTS, RUNTIME-SW, SINGLE LICENSE, LICENSE KEY DOWNLOAD ******************************* E-MAIL ADDRESS IS MANDATORY FOR DELIVERY! | 1749 | TEM | 1 | Simatic | 0.001 | 0
6AV63711HH072EX0 | WINCC/WEB NAVIGATOR V7.2, DIAGNOSTICS CLIENT, OPTION FOR WINCC V7.2, RUNTIME SW, SINGLE LICENSE, LICENSE KEY DOWNLOAD ******************************* E-MAIL ADDRESS IS MANDATORY FOR DELIVERY! | 2496 | TEM | 1 | Simatic | 0.015 | 0
6AV63711HH072FJ0 | WINCC/WEB LOAD BALANCING STEP UP V7.2, POWERPACK FROM WINCC/REDUNDANCY V7.2 TO WINCC/WEB LOAD BALANCING V7.2, LICENSE FOR 2 WEB SERVER, SINGLE LICENSE, LICENSE KEY DOWNLOAD ******************************* E-MAIL ADDRESS IS MANDATORY FOR DELIVERY! | 1147 | TEM | 1 | Simatic | 0.015 | 0
6AV63711HH072FX0 | WINCC/WEB NAVIGATOR V7.2, DIAGNOSTICS SERVER, OPTION FOR WINCC V7.2, RUNTIME SW, SINGLE LICENSE, LICENSE KEY DOWNLOAD ******************************* E-MAIL ADDRESS IS MANDATORY FOR DELIVERY! | 660 | TEM | 1 | Simatic | 0.015 | 0
6AV63711HH072JX0 | WINCC/WEB LOAD BALANCING V7.2, OPTION FOR WINCC V7.2, LICENCE FOR 2 WEB SERVERS, RUNTIME SW, SINGLE LICENSE, LICENSE KEY DOWNLOAD ******************************* E-MAIL ADDRESS IS MANDATORY FOR DELIVERY! | 3539 | TEM | 1 | Simatic | 0.015 | 0
6AV63711HH073AX0 | WINCC/WEB NAVIGATOR V7.3, SERVER AND CLIENT COMPONENTS, W. 3 CLIENT LICENSES, OPTION F. WINCC V7.3, RUNTIME-SW, SINGLE LICENSE, LICENSE KEY DOWNLOAD ******************************* E-MAIL ADDRESS IS MANDATORY FOR DELIVERY! | 6736 | TEM | 1 | Simatic | 0.001 | 0
6AV63711HH073BX0 | WINCC/WEB NAVIGATOR V7.3, SERVER AND CLIENT COMPONENTS, W. 10 CLIENT LICENSES, OPTION F. WINCC V7.3, RUNTIME-SW, SINGLE LICENSE, LICENSE KEY DOWNLOAD ******************************* E-MAIL ADDRESS IS MANDATORY FOR DELIVERY! | 11529 | TEM | 1 | Simatic | 0.001 | 0
6AV63711HH073CX0 | WINCC/WEB NAVIGATOR V7.3, SERVER AND CLIENT COMPONENTS, W. 25 CLIENT LICENSES, OPTION F. WINCC V7.3, RUNTIME-SW, SINGLE LICENSE, LICENSE KEY DOWNLOAD ******************************* E-MAIL ADDRESS IS MANDATORY FOR DELIVERY! | 20076 | TEM | 1 | Simatic | 0.001 | 0
6AV63711HH073DX0 | WINCC/WEB NAVIGATOR V7.3, SERVER AND CLIENT COMPONENTS, W. 50 CLIENT LICENSES, OPTION F. WINCC V7.3, RUNTIME-SW, SINGLE LICENSE, LICENSE KEY DOWNLOAD ******************************* E-MAIL ADDRESS IS MANDATORY FOR DELIVERY! | 35422 | TEM | 1 | Simatic | 0.001 | 0
6AV63711HH073EX0 | WINCC/WEB NAVIGATOR V7.3, DIAGNOSTICS CLIENT, OPTION FOR WINCC V7.3, RUNTIME SW, SINGLE LICENSE, LICENSE KEY DOWNLOAD ******************************* E-MAIL ADDRESS IS MANDATORY FOR DELIVERY! | 2424 | TEM | 1 | Simatic | 0.001 | 0
6AV63711HH073FJ0 | WINCC/WEB LOAD BALANCING STEP UP V7.3, POWERPACK FROM WINCC/REDUNDANCY V7.3 TO WINCC/WEB LOAD BALANCING V7.3, LICENSE FOR 2 WEB SERVER, SINGLE LICENSE, LICENSE KEY DOWNLOAD ******************************* E-MAIL ADDRESS IS MANDATORY FOR DELIVERY! | 1113 | TEM | 1 | Simatic | 0.001 | 0
6AV63711HH073FX0 | WINCC/WEB NAVIGATOR V7.3, DIAGNOSTICS SERVER, OPTION FOR WINCC V7.3, RUNTIME SW, SINGLE LICENSE, LICENSE KEY DOWNLOAD ******************************* E-MAIL ADDRESS IS MANDATORY FOR DELIVERY! | 641 | TEM | 1 | Simatic | 0.001 | 0
6AV63711HH073JX0 | WINCC/WEB LOAD BALANCING V7.3, OPTION FOR WINCC V7.3, LICENCE FOR 2 WEB SERVERS, RUNTIME SW, SINGLE LICENSE, LICENSE KEY DOWNLOAD ******************************* E-MAIL ADDRESS IS MANDATORY FOR DELIVERY! | 3436 | TEM | 1 | Simatic | 0.001 | 0
6AV63711HH073LX0 | WINCC/WEB NAVIGATOR V7.3, SERVER AND CLIENT COMPONENTS, W. 1 CLIENT LICENS, OPTION F. WINCC V7.3, RUNTIME-SW, SINGLE LICENSE, LICENSE KEY DOWNLOAD ******************************* E-MAIL ADDRESS IS MANDATORY FOR DELIVERY! | 3262 | TEM | 1 | Simatic | 0.001 | 0
6AV63711HH073MX0 | WINCC/WEB NAVIGATOR V7.3, SERVER AND CLIENT COMPONENTS, W. 5 CLIENT LICENSES, OPTION F. WINCC V7.3, RUNTIME-SW, SINGLE LICENSE, LICENSE KEY DOWNLOAD ******************************* E-MAIL ADDRESS IS MANDATORY FOR DELIVERY! | 8435 | TEM | 1 | Simatic | 0.001 | 0
6AV63711HN073AX0 | WINCC/DATAMONITOR V7.3 SERVER UND CLIENT KOMPONENTEN INCL. 3 CLIENT LICENSES, OPTION F. WINCC V7.3, RUNTIME-SW, SINGLE LICENSE, LICENSE KEY DOWNLOAD ******************************* E-MAIL ADDRESS IS MANDATORY FOR DELIVERY! | 3250 | TEM | 1 | Simatic | 0.001 | 0
6AV63711HN073BX0 | WINCC/DATAMONITOR V7.3 SERVER UND CLIENT KOMPONENTEN INCL. 10 CLIENT LICENSES, OPTION F. WINCC V7.3, RUNTIME-SW, SINGLE LICENSE, LICENSE KEY DOWNLOAD ******************************* E-MAIL ADDRESS IS MANDATORY FOR DELIVERY! | 5950 | TEM | 1 | Simatic | 0.001 | 0
6AV63711HN073CX0 | WINCC/DATAMONITOR V7.3 SERVER UND CLIENT KOMPONENTEN INCL. 25 CLIENT LICENSES, OPTION F. WINCC V7.3, RUNTIME-SW, SINGLE LICENSE, LICENSE KEY DOWNLOAD ******************************* E-MAIL ADDRESS IS MANDATORY FOR DELIVERY! | 10684 | TEM | 1 | Simatic | 0.001 | 0
6AV63711HN073DX0 | WINCC/DATAMONITOR V7.3 SERVER UND CLIENT KOMPONENTEN INCL. 50 CLIENT LICENSES, OPTION F. WINCC V7.3, RUNTIME-SW, SINGLE LICENSE, LICENSE KEY DOWNLOAD ******************************* E-MAIL ADDRESS IS MANDATORY FOR DELIVERY! | 19683 | TEM | 1 | Simatic | 0.001 | 0
6AV63711HN073LX0 | WINCC/DATAMONITOR V7.3 SERVER UND CLIENT KOMPONENTEN INCL. 1 CLIENT LICENSE, OPTION F. WINCC V7.3, RUNTIME-SW, SINGLE LICENSE, LICENSE KEY DOWNLOAD ******************************* E-MAIL ADDRESS IS MANDATORY FOR DELIVERY! | 2126 | TEM | 1 | Simatic | 0.001 | 0
6AV63711HQ172AX0 | SIMATIC WINCC/ARCHIVE 1500, 1500 ARCHIVE TAGS FOR SIMATIC WINCC V7.2, RUNTIME SOFTWARE, SINGLE LICENSE, COUNT RELEVANT LICENSE KEY DOWNLOAD ******************************* E-MAIL ADDRESS IS MANDATORY FOR DELIVERY! | 2664 | TEM | 1 | Simatic | 0.015 | 0
6AV63711HQ172BX0 | SIMATIC WINCC/ARCHIVE 5000, 5000 ARCHIVE TAGS FOR SIMATIC WINCC V7.2, RUNTIME SOFTWARE, SINGLE LICENSE, COUNT RELEVANT LICENSE KEY DOWNLOAD ******************************* E-MAIL ADDRESS IS MANDATORY FOR DELIVERY! | 8920 | TEM | 1 | Simatic | 0.015 | 0
6AV63711HQ172CX0 | SIMATIC WINCC/ARCHIVE 10000, 10000 ARCHIVE TAGS FOR SIMATIC WINCC V7.2, RUNTIME SOFTWARE, SINGLE LICENSE, COUNT RELEVANT LICENSE KEY DOWNLOAD ******************************* E-MAIL ADDRESS IS MANDATORY FOR DELIVERY! | 13902 | TEM | 1 | Simatic | 0.015 | 0
6AV63711HQ172EX0 | SIMATIC WINCC/ARCHIVE 30000, 30000 ARCHIVE TAGS FOR SIMATIC WINCC V7.2, RUNTIME SOFTWARE, SINGLE LICENSE, COUNT RELEVANT LICENSE KEY DOWNLOAD ******************************* E-MAIL ADDRESS IS MANDATORY FOR DELIVERY! | 22591 | TEM | 1 | Simatic | 0.015 | 0
6AV63711HQ173AX0 | SIMATIC WINCC/ARCHIVE 1500, 1500 ARCHIVE TAGS FOR SIMATIC WINCC V7.3, RUNTIME SOFTWARE, SINGLE LICENSE, COUNT RELEVANT LICENSE KEY DOWNLOAD ******************************* E-MAIL ADDRESS IS MANDATORY FOR DELIVERY! | 2587 | TEM | 1 | Simatic | 0.001 | 0
6AV63711HQ173BX0 | SIMATIC WINCC/ARCHIVE 5000, 5000 ARCHIVE TAGS FOR SIMATIC WINCC V7.3, RUNTIME SOFTWARE, SINGLE LICENSE, COUNT RELEVANT LICENSE KEY DOWNLOAD ******************************* E-MAIL ADDRESS IS MANDATORY FOR DELIVERY! | 8660 | TEM | 1 | Simatic | 0.001 | 0
6AV63711HQ173CX0 | SIMATIC WINCC/ARCHIVE 10000, 10000 ARCHIVE TAGS FOR SIMATIC WINCC V7.3, RUNTIME SOFTWARE, SINGLE LICENSE, COUNT RELEVANT LICENSE KEY DOWNLOAD ******************************* E-MAIL ADDRESS IS MANDATORY FOR DELIVERY! | 13493 | TEM | 1 | Simatic | 0.001 | 0
6AV63711HQ173EX0 | SIMATIC WINCC/ARCHIVE 30000, 30000 ARCHIVE TAGS FOR SIMATIC WINCC V7.3, RUNTIME SOFTWARE, SINGLE LICENSE, COUNT RELEVANT LICENSE KEY DOWNLOAD ******************************* E-MAIL ADDRESS IS MANDATORY FOR DELIVERY! | 21930 | TEM | 1 | Simatic | 0.001 | 0
6AV63711HQ174AX0 | WINCC/ARCHIVE V7.4, 1500 ARCHIVE TAGS (COUNTABLE) OPTION F. WINCC V7.4 RUNTIME-SW, SINGLE LICENSE, LICENSE KEY DOWNLOAD ******************************* E-MAIL ADDRESS IS MANDATORY FOR DELIVERY! | 2587 | TEM | 1 | Simatic | 0.001 | 0
6AV63711HQ174BX0 | WINCC/ARCHIVE V7.4, 5000 ARCHIVE TAGS (COUNTABLE) OPTION F. WINCC V7.4 RUNTIME-SW, SINGLE LICENSE, LICENSE KEY DOWNLOAD ******************************* E-MAIL ADDRESS IS MANDATORY FOR DELIVERY! | 8660 | TEM | 1 | Simatic | 0.001 | 0
6AV63711HQ174CX0 | WINCC/ARCHIVE V7.4, 10000 ARCHIVE TAGS (COUNTABLE) OPTION F. WINCC V7.4 RUNTIME-SW, SINGLE LICENSE, LICENSE KEY DOWNLOAD ******************************* E-MAIL ADDRESS IS MANDATORY FOR DELIVERY! | 13493 | TEM | 1 | Simatic | 0.001 | 0
6AV63711HQ174EX0 | WINCC/ARCHIVE V7.4, 30000 ARCHIVE TAGS (COUNTABLE) OPTION F. WINCC V7.4 RUNTIME-SW, SINGLE LICENSE, LICENSE KEY DOWNLOAD ******************************* E-MAIL ADDRESS IS MANDATORY FOR DELIVERY! | 21930 | TEM | 1 | Simatic | 0.001 | 0
6AV63711HR073AX0 | WINCC/CONNECTIVITY PACK V7.3, OPTION F. WINCC V7.3, RUNTIME-SW, SINGLE LICENSE, LICENSE KEY DOWNLOAD ******************************* E-MAIL ADDRESS IS MANDATORY FOR DELIVERY! | 1113 | TEM | 1 | Simatic | 0.001 | 0
6AV63711HR074AX0 | WINCC/CONNECTIVITY PACK V7.4, OPTION F. WINCC V7.4, RUNTIME-SW, SINGLE LICENSE, LICENSE KEY DOWNLOAD ******************************* E-MAIL ADDRESS IS MANDATORY FOR DELIVERY! | 1113 | TEM | 1 | Simatic | 0.001 | 0
6AV63711HR173AX0 | WINCC/CONNECTIVITY STATION V7.3 OPTION F. WINCC V7.3, RUNTIME-SW, SINGLE LICENSE, LICENSE KEY DOWNLOAD ******************************* E-MAIL ADDRESS IS MANDATORY FOR DELIVERY! | 3149 | TEM | 1 | Simatic | 0.001 | 0
6AV63711HR174AX0 | WINCC/CONNECTIVITY STATION V7.4 OPTION F. WINCC V7.4, RUNTIME-SW, SINGLE LICENSE, LICENSE KEY DOWNLOAD ******************************* E-MAIL ADDRESS IS MANDATORY FOR DELIVERY! | 3149 | TEM | 1 | Simatic | 0.001 | 0
6AV63711HV072AX0 | WINCC/AUDIT RT V7.2, FOR EACH OPERATOR STATION, GENERATION OF AUDIT-TRAIL, OPTION FOR WINCC V7.2, RUNTIME-SW, SINGLE LICENSE SW AND LICENSE KEY DOWNLOAD ******************************* E-MAIL ADDRESS IS MANDATORY FOR DELIVERY! | 789 | TEM | 1 | Simatic | 0.001 | 0
6AV63711HV073AX0 | WINCC/AUDIT RT V7.3, FOR EACH OPERATOR STATION, GENERATION OF AUDIT-TRAIL, OPTION FOR WINCC V7.3, RUNTIME-SW, SINGLE LICENSE SW AND LICENSE KEY DOWNLOAD ******************************* E-MAIL ADDRESS IS MANDATORY FOR DELIVERY! | 766 | TEM | 1 | Simatic | 0.001 | 0
6AV63711HV074AX0 | WINCC/AUDIT RT V7.4, FOR EACH OPERATOR STATION, GENERATION OF AUDIT-TRAIL, OPTION FOR WINCC V7.4, RUNTIME-SW, SINGLE LICENSE SW AND LICENSE KEY DOWNLOAD ******************************* E-MAIL ADDRESS IS MANDATORY FOR DELIVERY! | 766 | TEM | 1 | Simatic | 0.1 | 0
6AV63711HV172AX0 | WINCC/AUDIT RC V7.2 FOR ENGINEERING AUDIT TRAIL (RT A. ENG.) WITH VERSIONING, INCL. RT LICENSE, OPTION FOR WINCC V7.2 SINGLE LICENSE SW AND LICENSE KEY DOWNLOAD ******************************* E-MAIL ADDRESS IS MANDATORY FOR DELIVERY! | 6950 | TEM | 1 | Simatic | 0.001 | 0
6AV63711HV173AX0 | WINCC/AUDIT RC V7.3 FOR ENGINEERING AUDIT TRAIL (RT A. ENG.) WITH VERSIONING, INCL. RT LICENSE, OPTION FOR WINCC V7.3 SINGLE LICENSE SW AND LICENSE KEY DOWNLOAD ******************************* E-MAIL ADDRESS IS MANDATORY FOR DELIVERY! | 6748 | TEM | 1 | Simatic | 0.001 | 0
6AV63711HV174AX0 | WINCC/AUDIT RC V7.4, FOR ENGINEERING AUDIT TRAIL (RT A. ENG.) WITH VERSIONING, INCL. RT LICENSE, OPTION FOR WINCC V7.4, RUNTIME & CONFIGURATION -SW, SINGLE LICENSE, SW AND LICENSE KEY DOWNLOAD ******************************* E-MAIL ADDRESS IS MANDATORY FOR DELIVERY! | 6748 | TEM | 1 | Simatic | 0.1 | 0
6AV63711HV272AX0 | WINCC/CHANGECONTROL V7.2 FOR ENGINEERING AUDIT TRAIL (ENG.) WITH VERSIONING, INCL. RT LICENSE, OPTION FOR WINCC V7.2 SINGLE LICENSE SW AND LICENSE KEY DOWNLOAD ******************************* E-MAIL ADDRESS IS MANDATORY FOR DELIVERY! | 4633 | TEM | 1 | Simatic | 0.001 | 0
6AV63711HV273AX0 | WINCC/CHANGECONTROL V7.3 FOR ENGINEERING AUDIT TRAIL (ENG.) WITH VERSIONING, INCL. RT LICENSE, OPTION FOR WINCC V7.3 SINGLE LICENSE SW AND LICENSE KEY DOWNLOAD ******************************* E-MAIL ADDRESS IS MANDATORY FOR DELIVERY! | 4499 | TEM | 1 | Simatic | 0.001 | 0
6AV63711HV274AX0 | WINCC/CHANGECONTROL V7.4, FOR ENGINEERING AUDIT TRAIL (ENG.) WITH VERSIONING, INCL. RT LICENSE, OPTION FOR WINCC V7.4, RUNTIME & CONFIGURATION -SW, SINGLE LICENSE, SW AND LICENSE KEY DOWNLOAD ******************************* E-MAIL ADDRESS IS MANDATORY FOR DELIVERY! | 4499 | TEM | 1 | Simatic | 0.1 | 0
6AV63711JH072AM0 | WINCC/WEB NAVIGATOR V7.2, POWERPACK FROM 3 TO 5 CLIENTS, RUNTIME-SW, SINGLE LICENSE, LICENSE KEY DOWNLOAD ******************************* E-MAIL ADDRESS IS MANDATORY FOR DELIVERY! | 1749 | TEM | 1 | Simatic | 0.015 | 0
6AV63711JH072BC0 | WINCC/WEB NAVIGATOR V7.2, POWERPACK FROM 10 TO 25 CLIENTS, RUNTIME-SW, SINGLE LICENSE, LICENSE KEY DOWNLOAD ******************************* E-MAIL ADDRESS IS MANDATORY FOR DELIVERY! | 8804 | TEM | 1 | Simatic | 0.015 | 0
6AV63711JH072CD0 | WINCC/WEB NAVIGATOR V7.2, POWERPACK FROM 25 TO 50 CLIENTS, RUNTIME-SW, SINGLE LICENSE, LICENSE KEY DOWNLOAD ******************************* E-MAIL ADDRESS IS MANDATORY FOR DELIVERY! | 15813 | TEM | 1 | Simatic | 0.015 | 0
6AV63711JH072LA0 | WINCC/WEB NAVIGATOR V7.2, POWERPACK FROM 1 TO 3 CLIENTS, RUNTIME-SW, SINGLE LICENSE, LICENSE KEY DOWNLOAD ******************************* E-MAIL ADDRESS IS MANDATORY FOR DELIVERY! | 3580 | TEM | 1 | Simatic | 0.015 | 0
6AV63711JH072MB0 | WINCC/WEB NAVIGATOR V7.2, POWERPACK FROM 5 TO 10 CLIENTS, RUNTIME-SW, SINGLE LICENSE, LICENSE KEY DOWNLOAD ******************************* E-MAIL ADDRESS IS MANDATORY FOR DELIVERY! | 3185 | TEM | 1 | Simatic | 0.015 | 0
6AV63711JH073AM0 | WINCC/WEB NAVIGATOR V7.3, POWERPACK FROM 3 TO 5 CLIENTS, RUNTIME-SW, SINGLE LICENSE, LICENSE KEY DOWNLOAD ******************************* E-MAIL ADDRESS IS MANDATORY FOR DELIVERY! | 1698 | TEM | 1 | Simatic | 0.001 | 0
6AV63711JH073BC0 | WINCC/WEB NAVIGATOR V7.3, POWERPACK FROM 10 TO 25 CLIENTS, RUNTIME-SW, SINGLE LICENSE, LICENSE KEY DOWNLOAD ******************************* E-MAIL ADDRESS IS MANDATORY FOR DELIVERY! | 8547 | TEM | 1 | Simatic | 0.001 | 0
6AV63711JH073CD0 | WINCC/WEB NAVIGATOR V7.3, POWERPACK FROM 25 TO 50 CLIENTS, RUNTIME-SW, SINGLE LICENSE, LICENSE KEY DOWNLOAD ******************************* E-MAIL ADDRESS IS MANDATORY FOR DELIVERY! | 15351 | TEM | 1 | Simatic | 0.001 | 0
6AV63711JH073LA0 | WINCC/WEB NAVIGATOR V7.3, POWERPACK FROM 1 TO 3 CLIENTS, RUNTIME-SW, SINGLE LICENSE, LICENSE KEY DOWNLOAD ******************************* E-MAIL ADDRESS IS MANDATORY FOR DELIVERY! | 3476 | TEM | 1 | Simatic | 0.001 | 0
6AV63711JH073MB0 | WINCC/WEB NAVIGATOR V7.3, POWERPACK FROM 5 TO 10 CLIENTS, RUNTIME-SW, SINGLE LICENSE, LICENSE KEY DOWNLOAD ******************************* E-MAIL ADDRESS IS MANDATORY FOR DELIVERY! | 3093 | TEM | 1 | Simatic | 0.001 | 0
6AV63711JN072AB0 | WINCC/DATAMONITOR V7.2, POWERPACK FROM 3 TO 10 CLIENTS, SINGLE LICENSE, LICENSE KEY DOWNLOAD ******************************* E-MAIL ADDRESS IS MANDATORY FOR DELIVERY! | 2780 | TEM | 1 | Simatic | 0.015 | 0
6AV63711JN072BC0 | WINCC/DATAMONITOR V7.2, POWERPACK FROM 10 TO 25 CLIENTS, SINGLE LICENSE, LICENSE KEY DOWNLOAD ******************************* E-MAIL ADDRESS IS MANDATORY FOR DELIVERY! | 4877 | TEM | 1 | Simatic | 0.015 | 0
6AV63711JN072CD0 | WINCC/DATAMONITOR V7.2, POWERPACK FROM 25 TO 50 CLIENTS, SINGLE LICENSE, LICENSE KEY DOWNLOAD ******************************* E-MAIL ADDRESS IS MANDATORY FOR DELIVERY! | 9267 | TEM | 1 | Simatic | 0.015 | 0
6AV63711JN072LA0 | WINCC/DATAMONITOR V7.2, POWERPACK FROM 1 TO 3 CLIENTS, SINGLE LICENSE, LICENSE KEY DOWNLOAD ******************************* E-MAIL ADDRESS IS MANDATORY FOR DELIVERY! | 1160 | TEM | 1 | Simatic | 0.015 | 0
6AV63711JN073AB0 | WINCC/DATAMONITOR V7.3, POWERPACK FROM 3 TO 10 CLIENTS, SINGLE LICENSE, LICENSE KEY DOWNLOAD ******************************* E-MAIL ADDRESS IS MANDATORY FOR DELIVERY! | 2699 | TEM | 1 | Simatic | 0.001 | 0
6AV63711JN073BC0 | WINCC/DATAMONITOR V7.3, POWERPACK FROM 10 TO 25 CLIENTS, SINGLE LICENSE, LICENSE KEY DOWNLOAD ******************************* E-MAIL ADDRESS IS MANDATORY FOR DELIVERY! | 4736 | TEM | 1 | Simatic | 0.001 | 0
6AV63711JN073CD0 | WINCC/DATAMONITOR V7.3, POWERPACK FROM 25 TO 50 CLIENTS, SINGLE LICENSE, LICENSE KEY DOWNLOAD ******************************* E-MAIL ADDRESS IS MANDATORY FOR DELIVERY! | 8997 | TEM | 1 | Simatic | 0.001 | 0
6AV63711JN073LA0 | WINCC/DATAMONITOR V7.3, POWERPACK FROM 1 TO 3 CLIENTS, SINGLE LICENSE, LICENSE KEY DOWNLOAD ******************************* E-MAIL ADDRESS IS MANDATORY FOR DELIVERY! | 1125 | TEM | 1 | Simatic | 0.001 | 0
6AV63711JQ172AB0 | WINCC ARCHIVE POWERPACK V7.2 UPGRADING FROM 1500 TO 5000 ARCHIVE TAGS, FOR SIMATIC WINCC V7.2, RUNTIME SW, SINGLE LICENSE, COUNT RELEVANT LICENSE KEY DOWNLOAD ******************************* E-MAIL ADDRESS IS MANDATORY FOR DELIVERY! | 6255 | TEM | 1 | Simatic | 0.015 | 0
6AV63711JQ172BC0 | WINCC ARCHIVE POWERPACK V7.2 UPGRADING FROM 5000 TO 10000 ARCHIVE TAGS, FOR SIMATIC WINCC V7.2, RUNTIME SW, SINGLE LICENSE, COUNT RELEVANT LICENSE KEY DOWNLOAD ******************************* E-MAIL ADDRESS IS MANDATORY FOR DELIVERY! | 4982 | TEM | 1 | Simatic | 0.015 | 0
6AV63711JQ172CE0 | WINCC ARCHIVE POWERPACK V7.2 UPGRADING FROM 10000 TO 30000 ARCHIVE TAGS, FOR SIMATIC WINCC V7.2, RUNTIME SW, SINGLE LICENSE, COUNT RELEVANT LICENSE KEY DOWNLOAD ******************************* E-MAIL ADDRESS IS MANDATORY FOR DELIVERY! | 8688 | TEM | 1 | Simatic | 0.015 | 0
6AV63711JQ172EG0 | WINCC ARCHIVE POWERPACK V7.2 UPGRADING FROM 30000 TO 80000 ARCHIVE TAGS, FOR SIMATIC WINCC V7.2, RUNTIME SW, SINGLE LICENSE, COUNT RELEVANT LICENSE KEY DOWNLOAD ******************************* E-MAIL ADDRESS IS MANDATORY FOR DELIVERY! | 34173 | TEM | 1 | Simatic | 0.015 | 0
6AV63711JQ172GJ0 | WINCC ARCHIVE POWERPACK V7.2 UPGRADING FROM 80000 TO 120000 ARCHIVE TAGS, FOR SIMATIC WINCC V7.2, RUNTIME SW, SINGLE LICENSE, COUNT RELEVANT LICENSE KEY DOWNLOAD ******************************* E-MAIL ADDRESS IS MANDATORY FOR DELIVERY! | 10425 | TEM | 1 | Simatic | 0.015 | 0
6AV63711JQ173AB0 | WINCC ARCHIVE POWERPACK V7.3 UPGRADING FROM 1500 TO 5000 ARCHIVE TAGS, FOR SIMATIC WINCC V7.3, RUNTIME SW, SINGLE LICENSE, COUNT RELEVANT LICENSE KEY DOWNLOAD ******************************* E-MAIL ADDRESS IS MANDATORY FOR DELIVERY! | 6073 | TEM | 1 | Simatic | 0.001 | 0
6AV63711JQ173BC0 | WINCC ARCHIVE POWERPACK V7.3 UPGRADING FROM 5000 TO 10000 ARCHIVE TAGS, FOR SIMATIC WINCC V7.3, RUNTIME SW, SINGLE LICENSE, COUNT RELEVANT LICENSE KEY DOWNLOAD ******************************* E-MAIL ADDRESS IS MANDATORY FOR DELIVERY! | 4836 | TEM | 1 | Simatic | 0.001 | 0
6AV63711JQ173CE0 | WINCC ARCHIVE POWERPACK V7.3 UPGRADING FROM 10000 TO 30000 ARCHIVE TAGS, FOR SIMATIC WINCC V7.3, RUNTIME SW, SINGLE LICENSE, COUNT RELEVANT LICENSE KEY DOWNLOAD ******************************* E-MAIL ADDRESS IS MANDATORY FOR DELIVERY! | 8435 | TEM | 1 | Simatic | 0.001 | 0
6AV63711JQ173EG0 | WINCC ARCHIVE POWERPACK V7.3 UPGRADING FROM 30000 TO 80000 ARCHIVE TAGS, FOR SIMATIC WINCC V7.3, RUNTIME SW, SINGLE LICENSE, COUNT RELEVANT LICENSE KEY DOWNLOAD ******************************* E-MAIL ADDRESS IS MANDATORY FOR DELIVERY! | 33175 | TEM | 1 | Simatic | 0.001 | 0
6AV63711JX072AB0 | WINCC/INDUSTRIALDATABRIDGE V7.2 POWERPACK FROM 128 TO 512 TAGS, SINGLE LICENSE LICENSE KEY DOWNLOAD ******************************* E-MAIL ADDRESS IS MANDATORY FOR DELIVERY! | 897 | TEM | 1 | Simatic | 0.015 | 0
6AV63711JX072BC0 | WINCC/INDUSTRIALDATABRIDGE V7.2 POWERPACK FROM 512 TO 2048 TAGS SINGLE LICENSE LICENSE KEY DOWNLOAD ******************************* E-MAIL ADDRESS IS MANDATORY FOR DELIVERY! | 1233 | TEM | 1 | Simatic | 0.015 | 0
6AV63711JX072CD0 | WINCC/INDUSTRIALDATABRIDGE V7.2 POWERPACK FROM 2048 TO 10000 TAGS, SINGLE LICENSE LICENSE KEY DOWNLOAD ******************************* E-MAIL ADDRESS IS MANDATORY FOR DELIVERY! | 3893 | TEM | 1 | Simatic | 0.015 | 0
6AV63711JX073AB0 | WINCC/INDUSTRIALDATABRIDGE V7.3 POWERPACK FROM 128 TO 512 TAGS, SINGLE LICENSE LICENSE KEY DOWNLOAD ******************************* E-MAIL ADDRESS IS MANDATORY FOR DELIVERY! | 870 | TEM | 1 | Simatic | 0.001 | 0
6AV63711JX073BC0 | WINCC/INDUSTRIALDATABRIDGE V7.3 POWERPACK FROM 512 TO 2048 TAGS SINGLE LICENSE LICENSE KEY DOWNLOAD ******************************* E-MAIL ADDRESS IS MANDATORY FOR DELIVERY! | 1196 | TEM | 1 | Simatic | 0.001 | 0
6AV63711JX073CD0 | WINCC/INDUSTRIALDATABRIDGE V7.3 POWERPACK FROM 2048 TO 10000 TAGS, SINGLE LICENSE LICENSE KEY DOWNLOAD ******************************* E-MAIL ADDRESS IS MANDATORY FOR DELIVERY! | 3778 | TEM | 1 | Simatic | 0.001 | 0
6AV63711KG072AX3 | WINCC/PROAGENT UPGRADE FROM V7.0 TO V7.2, FOR SIMATIC/WINCC V7.2 RUNTIME-SW, SINGLE LICENSE SW AND LICENSE KEY DOWNLOAD ******************************* E-MAIL ADDRESS IS MANDATORY FOR DELIVERY! | 180 | TEM | 1 | Simatic | 0.001 | 0
6AV63711KG072AX4 | WINCC/PROAGENT UPGRADE FROM V6.X TO V7.2, FOR SIMATIC/WINCC V7.2 RUNTIME-SW, SINGLE LICENSE SW AND LICENSE KEY DOWNLOAD ******************************* E-MAIL ADDRESS IS MANDATORY FOR DELIVERY! | 256 | TEM | 1 | Simatic | 0.001 | 0
6AV63711KG073AX3 | WINCC/PROAGENT UPGRADE FROM V7.0/7.2 TO V7.3, FOR SIMATIC WINCC V7.3 RUNTIME-SW, SINGLE LICENSE SW AND LICENSE KEY DOWNLOAD ******************************* E-MAIL ADDRESS IS MANDATORY FOR DELIVERY! | 175 | TEM | 1 | Simatic | 0.001 | 0
6AV63711KG073AX4 | WINCC/PROAGENT UPGRADE FROM V6.0 TO V7.3, FOR SIMATIC/WINCC V7.3 RUNTIME-SW, SINGLE LICENSE SW AND LICENSE KEY DOWNLOAD ******************************* E-MAIL ADDRESS IS MANDATORY FOR DELIVERY! | 247 | TEM | 1 | Simatic | 0.001 | 0
6AV63711KG074AX3 | WINCC/PROAGENT UPGRADE FROM V7.X TO V7.4 FOR SIMATIC WINCC V7.4, RUNTIME-SW, SINGLE LICENSE, SW AND LICENSE KEY DOWNLOAD ******************************* E-MAIL ADDRESS IS MANDATORY FOR DELIVERY! | 175 | TEM | 1 | Simatic | 0.001 | 0
6AV63711KV072BX3 | WINCC/AUDIT RT UPGRADE FROM V7.0 TO V7.2, FOR WINCC/AUDIT RT RUNTIME-SW, SINGLE LICENSE, SW AND LICENSE KEY DOWNLOAD ******************************* E-MAIL ADDRESS IS MANDATORY FOR DELIVERY! | 175 | TEM | 1 | Simatic | 0.001 | 0
6AV63711KV072BX4 | WINCC/AUDIT RT UPGRADE FROM V6.X TO V7.2, FOR WINCC/AUDIT RT RUNTIME-SW, SINGLE LICENSE, SW AND LICENSE KEY DOWNLOAD ******************************* E-MAIL ADDRESS IS MANDATORY FOR DELIVERY! | 175 | TEM | 1 | Simatic | 0.001 | 0
6AV63711KV073BX3 | WINCC/AUDIT RT UPGRADE FROM V7.0/7.2 TO V7.3, FOR WINCC/AUDIT RT RUNTIME-SW, SINGLE LICENSE, SW AND LICENSE KEY DOWNLOAD ******************************* E-MAIL ADDRESS IS MANDATORY FOR DELIVERY! | 170 | TEM | 1 | Simatic | 0.001 | 0
6AV63711KV073BX4 | WINCC/AUDIT RT UPGRADE FROM V6.2 TO V7.3, FOR WINCC/AUDIT RT RUNTIME-SW, SINGLE LICENSE, SW AND LICENSE KEY DOWNLOAD ******************************* E-MAIL ADDRESS IS MANDATORY FOR DELIVERY! | 170 | TEM | 1 | Simatic | 0.001 | 0
6AV63711KV074BX3 | WINCC/AUDIT RT UPGRADE FROM V7.X TO V7.4 FOR WINCC/AUDIT RT, RUNTIME-SW, SINGLE LICENSE, SW AND LICENSE KEY DOWNLOAD ******************************* E-MAIL ADDRESS IS MANDATORY FOR DELIVERY! | 170 | TEM | 1 | Simatic | 0.1 | 0
6AV63711KV172BX3 | WINCC/AUDIT RC UPGRADE FROM V7.0 TO V7.2, FOR WINCC/AUDIT RC AND WINCC/CHANGECONTROL, RUNTIME & CONFIGURATION -SW SINGLE LICENSE, SW AND LICENSE KEY DOWNLOAD ******************************* E-MAIL ADDRESS IS MANDATORY FOR DELIVERY! | 869 | TEM | 1 | Simatic | 0.001 | 0
6AV63711KV172BX4 | WINCC/AUDIT RC UPGRADE FROM V6.X TO V7.2, FOR WINCC/AUDIT RC AND WINCC/CHANGECONTROL, RUNTIME & CONFIGURATION -SW SINGLE LICENSE, SW AND LICENSE KEY DOWNLOAD ******************************* E-MAIL ADDRESS IS MANDATORY FOR DELIVERY! | 869 | TEM | 1 | Simatic | 0.001 | 0
6AV63711KV173BX3 | WINCC/AUDIT RC UPGRADE FROM V7.0/7.2 TO V7.3, FOR WINCC/AUDIT RC AND WINCC/CHANGECONTROL, RUNTIME & CONFIGURATION -SW SINGLE LICENSE, SW AND LICENSE KEY DOWNLOAD ******************************* E-MAIL ADDRESS IS MANDATORY FOR DELIVERY! | 844 | TEM | 1 | Simatic | 0.001 | 0
6AV63711KV173BX4 | WINCC/AUDIT RC UPGRADE FROM V6.2 TO V7.3, FOR WINCC/AUDIT RC AND WINCC/CHANGECONTROL, RUNTIME & CONFIGURATION -SW SINGLE LICENSE, SW AND LICENSE KEY DOWNLOAD ******************************* E-MAIL ADDRESS IS MANDATORY FOR DELIVERY! | 844 | TEM | 1 | Simatic | 0.001 | 0
6AV63711KV174BX3 | WINCC/AUDIT RC UPGRADE FROM V7.X TO V7.4 FOR WINCC/AUDIT RC, AND WINCC/CHANGECONTROL, RUNTIME & CONFIGURATION -SW SINGLE LICENSE, SW AND LICENSE KEY DOWNLOAD ******************************* E-MAIL ADDRESS IS MANDATORY FOR DELIVERY! | 844 | TEM | 1 | Simatic | 0.1 | 0
6AV63711KX072XX3 | WINCC/INDUSTRIALDATABRIDGE UPGRADE FROM V7.0 TO V7.2 FOR 128, 512, 2048 OR 10000 TAGS, RUNTIME-SW, SINGLE LICENSE, SW AND LICENSE KEY DOWNLOAD ******************************* E-MAIL ADDRESS IS MANDATORY FOR DELIVERY! | 319 | TEM | 1 | Simatic | 0.001 | 0
6AV63711KX072XX4 | WINCC/INDUSTRIALDATABRIDGE UPGRADE FROM V6.X TO V7.2 FOR 128, 512, 2048 OR 10000 TAGS, RUNTIME-SW, SINGLE LICENSE, SW AND LICENSE KEY DOWNLOAD ******************************* E-MAIL ADDRESS IS MANDATORY FOR DELIVERY! | 453 | TEM | 1 | Simatic | 0.001 | 0
6AV63711KX073XX3 | WINCC/INDUSTRIALDATABRIDGE UPGR FROM V7.0/7.2 TO V7.3 FOR 128, 512, 2048 OR 10000 TAGS, RUNTIME-SW, SINGLE LICENSE, SW AND LICENSE KEY DOWNLOAD ******************************* E-MAIL ADDRESS IS MANDATORY FOR DELIVERY! | 310 | TEM | 1 | Simatic | 0.001 | 0
6AV63711KX073XX4 | WINCC/INDUSTRIALDATABRIDGE UPGRADE FROM V6.2 TO V7.3 FOR 128, 512, 2048 OR 10000 TAGS, RUNTIME-SW, SINGLE LICENSE, SW AND LICENSE KEY DOWNLOAD ******************************* E-MAIL ADDRESS IS MANDATORY FOR DELIVERY! | 439 | TEM | 1 | Simatic | 0.001 | 0
6AV63712BD070AX0 | WINCC POWERPACK RT 128/512 FOR SIMATIC WINCC V7.0, RT LICENSE W/O VERSION CONVERSION FROM 128 TO 512 POWER TAGS, SINGLE LICENSE | 1353 | TEM | 1 | Simatic | 0.158 | 0
6AV63712BD072AJ0 | WINCC POWERPACK RT 128/512 FOR SIMATIC WINCC V7.2, RT LICENSE W/O VERSION CONVERSION FROM 128 TO 512 POWER TAGS, SINGLE LICENSE SW AND LICENSE KEY DOWNLOAD ******************************* E-MAIL ADDRESS IS MANDATORY FOR DELIVERY! | 1316 | TEM | 1 | Simatic | 0.015 | 0
6AV63712BD072AX0 | WINCC POWERPACK RT 128/512 FOR SIMATIC WINCC V7.2, RT LICENSE W/O VERSION CONVERSION FROM 128 TO 512 POWER TAGS, SINGLE LICENSE | 1316 | TEM | 1 | Simatic | 0.1 | 0
6AV63712BD073AJ0 | WINCC POWERPACK RT 128/512 FOR SIMATIC WINCC V7.3, RT LICENSE W/O VERSION CONVERSION FROM 128 TO 512 POWER TAGS, SINGLE LICENSE SW AND LICENSE KEY DOWNLOAD ******************************* E-MAIL ADDRESS IS MANDATORY FOR DELIVERY! | 1277 | TEM | 1 | Simatic | 0.001 | 0
6AV63712BD073AX0 | WINCC POWERPACK RT 128/512 FOR SIMATIC WINCC V7.3, RT LICENSE W/O VERSION CONVERSION FROM 128 TO 512 POWER TAGS, SINGLE LICENSE | 1277 | TEM | 1 | Simatic | 0.15 | 0
6AV63712BD074AJ0 | WINCC POWERPACK RT 128/512 FOR SIMATIC WINCC V7.4, RT LICENSE W/O VERSION CONVERSION FROM 128 TO 512 POWER TAGS, SINGLE LICENSE, LICENSE KEY DOWNLOAD ******************************* E-MAIL ADDRESS IS MANDATORY FOR DELIVERY! | 1277 | TEM | 1 | Simatic | 0.001 | 0
6AV63712BD074AX0 | WINCC POWERPACK RT 128/512 FOR SIMATIC WINCC V7.4, RT LICENSE W/O VERSION CONVERSION FROM 128 TO 512 POWER TAGS, SINGLE LICENSE, LICENSE KEY ON USB STICK | 1277 | TEM | 1 | Simatic | 0.145 | 0
6AV63712BD170AX0 | WINCC POWERPACK RC 128/512 FOR SIMATIC WINCC V7.0, RT + CS LICENSE W/O VERSION CONVERSION FROM 128 TO 512 POWER TAGS, FLOATING LICENSE | 2660 | TEM | 1 | Simatic | 0.156 | 0
6AV63712BD172AJ0 | WINCC POWERPACK RC 128/512 FOR SIMATIC WINCC V7.2, RT + CS LICENSE W/O VERSION CONVERSION FROM 128 TO 512 POWER TAGS, FLOATING LICENSE SW AND LICENSE KEY DOWNLOAD ******************************* E-MAIL ADDRESS IS MANDATORY FOR DELIVERY! | 2583 | TEM | 1 | Simatic | 0.015 | 0
6AV63712BD172AX0 | WINCC POWERPACK RC 128/512 FOR SIMATIC WINCC V7.2, RT + CS LICENSE W/O VERSION CONVERSION FROM 128 TO 512 POWER TAGS, FLOATING LICENSE | 2583 | TEM | 1 | Simatic | 0.1 | 0
6AV63712BD173AJ0 | WINCC POWERPACK RC 128/512 FOR SIMATIC WINCC V7.3, RT + CS LICENSE W/O VERSION CONVERSION FROM 128 TO 512 POWER TAGS, FLOATING LICENSE SW AND LICENSE KEY DOWNLOAD ******************************* E-MAIL ADDRESS IS MANDATORY FOR DELIVERY! | 2509 | TEM | 1 | Simatic | 0.001 | 0
6AV63712BD173AX0 | WINCC POWERPACK RC 128/512 FOR SIMATIC WINCC V7.3, RT + CS LICENSE W/O VERSION CONVERSION FROM 128 TO 512 POWER TAGS, FLOATING LICENSE | 2509 | TEM | 1 | Simatic | 0.149 | 0
6AV63712BD174AJ0 | WINCC POWERPACK RC 128/512 FOR SIMATIC WINCC V7.4, RT + CS LICENSE W/O VERSION CONVERSION FROM 128 TO 512 POWER TAGS, FLOATING LICENSE, LICENSE KEY DOWNLOAD ******************************* E-MAIL ADDRESS IS MANDATORY FOR DELIVERY! | 2509 | TEM | 1 | Simatic | 0.001 | 0
6AV63712BD174AX0 | WINCC POWERPACK RC 128/512 FOR SIMATIC WINCC V7.4, RT + CS LICENSE W/O VERSION CONVERSION FROM 128 TO 512 POWER TAGS, FLOATING LICENSE, LICENSE KEY ON USB STICK | 2509 | TEM | 1 | Simatic | 0.148 | 0
6AV63712BE070AX0 | WINCC POWERPACK RT 128/2048 FOR SIMATIC WINCC V7.0, RT LICENSE W/O VERSION CONVERSION FROM 128 TO 2048 POWER TAGS, SINGLE LICENSE | 2242 | TEM | 1 | Simatic | 0.151 | 0
6AV63712BE170AX0 | WINCC POWERPACK RC 128/2048 FOR SIMATIC WINCC V7.0, RT + CS LICENSE W/O VERSION CONVERSION FROM 128 TO 2048 POWER TAGS, FLOATING LICENSE | 4506 | TEM | 1 | Simatic | 0.156 | 0
6AV63712BF070AX0 | WINCC POWERPACK RT 128/65536 FOR SIMATIC WINCC V7.0, RT LICENSE W/O VERSION CONVERSION FROM 128 TO 65536 POWER TAGS, SINGLE LICENSE | 4513 | TEM | 1 | Simatic | 0.154 | 0
6AV63712BF170AX0 | WINCC POWERPACK RC 128/65536 FOR SIMATIC WINCC V7.0, RT + CS LICENSE W/O VERSION CONVERSION FROM 128 TO 65536 POWER TAGS, FLOATING LICENSE | 8130 | TEM | 1 | Simatic | 0.159 | 0
6AV63712BG070AX0 | WINCC POWERPACK RT 512/2048 FOR SIMATIC WINCC V7.0, RT LICENSE W/O VERSION CONVERSION FROM 512 TO 2048 POWER TAGS, SINGLE LICENSE | 889 | TEM | 1 | Simatic | 0.147 | 0
6AV63712BG072AJ0 | WINCC POWERPACK RT 512/2048 FOR SIMATIC WINCC V7.2, RT LICENSE W/O VERSION CONVERSION FROM 512 TO 2048 POWER TAGS, SINGLE LICENSE SW AND LICENSE KEY DOWNLOAD ******************************* E-MAIL ADDRESS IS MANDATORY FOR DELIVERY! | 864 | TEM | 1 | Simatic | 0.015 | 0
6AV63712BG072AX0 | WINCC POWERPACK RT 512/2048 FOR SIMATIC WINCC V7.2, RT LICENSE W/O VERSION CONVERSION FROM 512 TO 2048 POWER TAGS, SINGLE LICENSE | 864 | TEM | 1 | Simatic | 0.151 | 0
6AV63712BG073AJ0 | WINCC POWERPACK RT 512/2048 FOR SIMATIC WINCC V7.3, RT LICENSE W/O VERSION CONVERSION FROM 512 TO 2048 POWER TAGS, SINGLE LICENSE SW AND LICENSE KEY DOWNLOAD ******************************* E-MAIL ADDRESS IS MANDATORY FOR DELIVERY! | 838 | TEM | 1 | Simatic | 0.001 | 0
6AV63712BG073AX0 | WINCC POWERPACK RT 512/2048 FOR SIMATIC WINCC V7.3, RT LICENSE W/O VERSION CONVERSION FROM 512 TO 2048 POWER TAGS, SINGLE LICENSE | 838 | TEM | 1 | Simatic | 0.149 | 0
6AV63712BG074AJ0 | WINCC POWERPACK RT 512/2048 FOR SIMATIC WINCC V7.4, RT LICENSE W/O VERSION CONVERSION FROM 512 TO 2048 POWER TAGS, SINGLE LICENSE, LICENSE KEY DOWNLOAD ******************************* E-MAIL ADDRESS IS MANDATORY FOR DELIVERY! | 838 | TEM | 1 | Simatic | 0.001 | 0
6AV63712BG074AX0 | WINCC POWERPACK RT 512/2048 FOR SIMATIC WINCC V7.4, RT LICENSE W/O VERSION CONVERSION FROM 512 TO 2048 POWER TAGS, SINGLE LICENSE, LICENSE KEY ON USB STICK | 838 | TEM | 1 | Simatic | 0.146 | 0
6AV63712BG170AX0 | WINCC POWERPACK RC 512/2048 FOR SIMATIC WINCC V7.0, RT + CS LICENSE W/O VERSION CONVERSION FROM 512 TO 2048 POWER TAGS, FLOATING LICENSE | 1848 | TEM | 1 | Simatic | 0.153 | 0
6AV63712BG172AJ0 | WINCC POWERPACK RC 512/2048 FOR SIMATIC WINCC V7.2, RT + CS LICENSE W/O VERSION CONVERSION FROM 512 TO 2048 POWER TAGS, FLOATING LICENSE SW AND LICENSE KEY DOWNLOAD ******************************* E-MAIL ADDRESS IS MANDATORY FOR DELIVERY! | 1795 | TEM | 1 | Simatic | 0.015 | 0
6AV63712BG172AX0 | WINCC POWERPACK RC 512/2048 FOR SIMATIC WINCC V7.2, RT + CS LICENSE W/O VERSION CONVERSION FROM 512 TO 2048 POWER TAGS, FLOATING LICENSE | 1795 | TEM | 1 | Simatic | 0.1 | 0
6AV63712BG173AJ0 | WINCC POWERPACK RC 512/2048 FOR SIMATIC WINCC V7.3, RT + CS LICENSE W/O VERSION CONVERSION FROM 512 TO 2048 POWER TAGS, FLOATING LICENSE SW AND LICENSE KEY DOWNLOAD ******************************* E-MAIL ADDRESS IS MANDATORY FOR DELIVERY! | 1743 | TEM | 1 | Simatic | 0.001 | 0
6AV63712BG173AX0 | WINCC POWERPACK RC 512/2048 FOR SIMATIC WINCC V7.3, RT + CS LICENSE W/O VERSION CONVERSION FROM 512 TO 2048 POWER TAGS, FLOATING LICENSE | 1743 | TEM | 1 | Simatic | 0.15 | 0
6AV63712BG174AJ0 | WINCC POWERPACK RC 512/2048 FOR SIMATIC WINCC V7.4, RT + CS LICENSE W/O VERSION CONVERSION FROM 512 TO 2048 POWER TAGS, FLOATING LICENSE, LICENSE KEY DOWNLOAD ******************************* E-MAIL ADDRESS IS MANDATORY FOR DELIVERY! | 1743 | TEM | 1 | Simatic | 0.001 | 0
6AV63712BG174AX0 | WINCC POWERPACK RC 512/2048 FOR SIMATIC WINCC V7.4, RT + CS LICENSE W/O VERSION CONVERSION FROM 512 TO 2048 POWER TAGS, FLOATING LICENSE, LICENSE KEY ON USB STICK | 1743 | TEM | 1 | Simatic | 0.145 | 0
6AV63712BH070AX0 | WINCC POWERPACK RT 512/65536 FOR SIMATIC WINCC V7.0, RT LICENSE W/O VERSION CONVERSION FROM 512 TO 65536 POWER TAGS, SINGLE LICENSE | 3159 | TEM | 1 | Simatic | 0.154 | 0
6AV63712BH170AX0 | WINCC POWERPACK RC 512/65536 FOR SIMATIC WINCC V7.0, RT + CS LICENSE W/O VERSION CONVERSION FROM 512 TO 65536 POWER TAGS, FLOATING LICENSE | 5472 | TEM | 1 | Simatic | 0.153 | 0
6AV63712BJ070AX0 | WINCC POWERPACK RT 2048/65536 FOR SIMATIC WINCC V7.0, RT LICENSE W/O VERSION CONVERSION FROM 2048 TO 65536 POWER TAGS, SINGLE LICENSE | 2272 | TEM | 1 | Simatic | 0.154 | 0
6AV63712BJ170AX0 | WINCC POWERPACK RC 2048/65536 FOR SIMATIC WINCC V7.0, RT + CS LICENSE W/O VERSION CONVERSION FROM 2048 TO 65536 POWER TAGS, FLOATING LICENSE | 3624 | TEM | 1 | Simatic | 0.156 | 0
6AV63712BK070AX0 | WINCC POWERPACK RT 128/8192 FOR SIMATIC WINCC V7.0, RT LICENSE W/O VERSION CONVERSION FROM 128 TO 8192 POWER TAGS, SINGLE LICENSE | 3201 | TEM | 1 | Simatic | 0.153 | 0
6AV63712BK170AX0 | WINCC POWERPACK RC 128/8192 FOR SIMATIC WINCC V7.0, RT + CS LICENSE W/O VERSION CONVERSION FROM 128 TO 8192 POWER TAGS, FLOATING LICENSE | 6474 | TEM | 1 | Simatic | 0.153 | 0
6AV63712BL070AX0 | WINCC POWERPACK RT 512/8192 FOR SIMATIC WINCC V7.0, RT LICENSE W/O VERSION CONVERSION FROM 512 TO 8192 POWER TAGS, SINGLE LICENSE | 1848 | TEM | 1 | Simatic | 0.151 | 0
6AV63712BL170AX0 | WINCC POWERPACK RC 512/8192 FOR SIMATIC WINCC V7.0, RT + CS LICENSE W/O VERSION CONVERSION FROM 512 TO 8192 POWER TAGS, FLOATING LICENSE | 3815 | TEM | 1 | Simatic | 0.153 | 0
6AV63712BM070AX0 | WINCC POWERPACK RT 2048/8192 FOR SIMATIC WINCC V7.0, RT LICENSE W/O VERSION CONVERSION FROM 2048 TO 8192 POWER TAGS, SINGLE LICENSE | 960 | TEM | 1 | Simatic | 0.143 | 0
6AV63712BM072AJ0 | WINCC POWERPACK RT 2048/8192 FOR SIMATIC WINCC V7.2, RT LICENSE W/O VERSION CONVERSION FROM 2048 TO 8192 POWER TAGS, SINGLE LICENSE SW AND LICENSE KEY DOWNLOAD ******************************* E-MAIL ADDRESS IS MANDATORY FOR DELIVERY! | 933 | TEM | 1 | Simatic | 0.015 | 0
6AV63712BM072AX0 | WINCC POWERPACK RT 2048/8192 FOR SIMATIC WINCC V7.2, RT LICENSE W/O VERSION CONVERSION FROM 2048 TO 8192 POWER TAGS, SINGLE LICENSE | 933 | TEM | 1 | Simatic | 0.149 | 0
6AV63712BM073AJ0 | WINCC POWERPACK RT 2048/8192 FOR SIMATIC WINCC V7.3, RT LICENSE W/O VERSION CONVERSION FROM 2048 TO 8192 POWER TAGS, SINGLE LICENSE SW AND LICENSE KEY DOWNLOAD ******************************* E-MAIL ADDRESS IS MANDATORY FOR DELIVERY! | 906 | TEM | 1 | Simatic | 0.001 | 0
6AV63712BM073AX0 | WINCC POWERPACK RT 2048/8192 FOR SIMATIC WINCC V7.3, RT LICENSE W/O VERSION CONVERSION FROM 2048 TO 8192 POWER TAGS, SINGLE LICENSE | 906 | TEM | 1 | Simatic | 0.152 | 0
6AV63712BM074AJ0 | WINCC POWERPACK RT 2048/8192 FOR SIMATIC WINCC V7.4, RT LICENSE W/O VERSION CONVERSION FROM 2048 TO 8192 POWER TAGS, SINGLE LICENSE, LICENSE KEY DOWNLOAD ******************************* E-MAIL ADDRESS IS MANDATORY FOR DELIVERY! | 906 | TEM | 1 | Simatic | 0.001 | 0
6AV63712BM074AX0 | WINCC POWERPACK RT 2048/8192 FOR SIMATIC WINCC V7.4, RT LICENSE W/O VERSION CONVERSION FROM 2048 TO 8192 POWER TAGS, SINGLE LICENSE, LICENSE KEY ON USB STICK | 906 | TEM | 1 | Simatic | 0.144 | 0
6AV63712BM170AX0 | WINCC POWERPACK RC 2048/8192 FOR SIMATIC WINCC V7.0, RT + CS LICENSE W/O VERSION CONVERSION FROM 2048 TO 8192 POWER TAGS, FLOATING LICENSE | 1967 | TEM | 1 | Simatic | 0.152 | 0
6AV63712BM172AJ0 | WINCC POWERPACK RC 2048/8192 FOR SIMATIC WINCC V7.2, RT + CS LICENSE W/O VERSION CONVERSION FROM 2048 TO 8192 POWER TAGS, FLOATING LICENSE SW AND LICENSE KEY DOWNLOAD ******************************* E-MAIL ADDRESS IS MANDATORY FOR DELIVERY! | 1911 | TEM | 1 | Simatic | 0.015 | 0
6AV63712BM172AX0 | WINCC POWERPACK RC 2048/8192 FOR SIMATIC WINCC V7.2, RT + CS LICENSE W/O VERSION CONVERSION FROM 2048 TO 8192 POWER TAGS, FLOATING LICENSE | 1911 | TEM | 1 | Simatic | 0.15 | 0
6AV63712BM173AJ0 | WINCC POWERPACK RC 2048/8192 FOR SIMATIC WINCC V7.3, RT + CS LICENSE W/O VERSION CONVERSION FROM 2048 TO 8192 POWER TAGS, FLOATING LICENSE SW AND LICENSE KEY DOWNLOAD ******************************* E-MAIL ADDRESS IS MANDATORY FOR DELIVERY! | 1856 | TEM | 1 | Simatic | 0.001 | 0
6AV63712BM173AX0 | WINCC POWERPACK RC 2048/8192 FOR SIMATIC WINCC V7.3, RT + CS LICENSE W/O VERSION CONVERSION FROM 2048 TO 8192 POWER TAGS, FLOATING LICENSE | 1856 | TEM | 1 | Simatic | 0.15 | 0
6AV63712BM174AJ0 | WINCC POWERPACK RC 2048/8192 FOR SIMATIC WINCC V7.4, RT + CS LICENSE W/O VERSION CONVERSION FROM 2048 TO 8192 POWER TAGS, FLOATING LICENSE, LICENSE KEY DOWNLOAD ******************************* E-MAIL ADDRESS IS MANDATORY FOR DELIVERY! | 1856 | TEM | 1 | Simatic | 0.001 | 0
6AV63712BM174AX0 | WINCC POWERPACK RC 2048/8192 FOR SIMATIC WINCC V7.4, RT + CS LICENSE W/O VERSION CONVERSION FROM 2048 TO 8192 POWER TAGS, FLOATING LICENSE, LICENSE KEY ON USB STICK | 1856 | TEM | 1 | Simatic | 0.143 | 0
6AV63712BN070AX0 | WINCC POWERPACK RT 8192/65536 FOR SIMATIC WINCC V7.0, RT LICENSE W/O VERSION CONVERSION FROM 8192 TO 65536 POWER TAGS, SINGLE LICENSE | 1311 | TEM | 1 | Simatic | 0.144 | 0
6AV63712BN072AJ0 | WINCC POWERPACK RT 8192/65536 FOR SIMATIC WINCC V7.2, RT LICENSE W/O VERSION CONVERSION FROM 8192 TO 65536 POWER TAGS, SINGLE LICENSE SW AND LICENSE KEY DOWNLOAD ******************************* E-MAIL ADDRESS IS MANDATORY FOR DELIVERY! | 1275 | TEM | 1 | Simatic | 0.015 | 0
6AV63712BN072AX0 | WINCC POWERPACK RT 8192/65536 FOR SIMATIC WINCC V7.2, RT LICENSE W/O VERSION CONVERSION FROM 8192 TO 65536 POWER TAGS, SINGLE LICENSE | 1275 | TEM | 1 | Simatic | 0.149 | 0
6AV63712BN073AJ0 | WINCC POWERPACK RT 8192/65536 FOR SIMATIC WINCC V7.3, RT LICENSE W/O VERSION CONVERSION FROM 8192 TO 65536 POWER TAGS, SINGLE LICENSE SW AND LICENSE KEY DOWNLOAD ******************************* E-MAIL ADDRESS IS MANDATORY FOR DELIVERY! | 1237 | TEM | 1 | Simatic | 0.001 | 0
6AV63712BN073AX0 | WINCC POWERPACK RT 8192/65536 FOR SIMATIC WINCC V7.3, RT LICENSE W/O VERSION CONVERSION FROM 8192 TO 65536 POWER TAGS, SINGLE LICENSE | 1237 | TEM | 1 | Simatic | 0.149 | 0
6AV63712BN074AJ0 | WINCC POWERPACK RT 8192/65536 FOR SIMATIC WINCC V7.4, RT LICENSE W/O VERSION CONVERSION FROM 8192 TO 65536 POWER TAGS, SINGLE LICENSE, LICENSE KEY DOWNLOAD ******************************* E-MAIL ADDRESS IS MANDATORY FOR DELIVERY! | 1237 | TEM | 1 | Simatic | 0.001 | 0
6AV63712BN074AX0 | WINCC POWERPACK RT 8192/65536 FOR SIMATIC WINCC V7.4, RT LICENSE W/O VERSION CONVERSION FROM 8192 TO 65536 POWER TAGS, SINGLE LICENSE, LICENSE KEY ON USB STICK | 1237 | TEM | 1 | Simatic | 0.143 | 0
6AV63712BN170AX0 | WINCC POWERPACK RC 8192/65536 FOR SIMATIC WINCC V7.0, RT + CS LICENSE W/O VERSION CONVERSION FROM 8192 TO 65536 POWER TAGS, FLOATING LICENSE | 1657 | TEM | 1 | Simatic | 0.153 | 0
6AV63712BN172AJ0 | WINCC POWERPACK RC 8192/65536 FOR SIMATIC WINCC V7.2, RT + CS LICENSE W/O VERSION CONVERSION FROM 8192 TO 65536 POWER TAGS, FLOATING LICENSE SW AND LICENSE KEY DOWNLOAD ******************************* E-MAIL ADDRESS IS MANDATORY FOR DELIVERY! | 1611 | TEM | 1 | Simatic | 0.015 | 0
6AV63712BN172AX0 | WINCC POWERPACK RC 8192/65536 FOR SIMATIC WINCC V7.2, RT + CS LICENSE W/O VERSION CONVERSION FROM 8192 TO 65536 POWER TAGS, FLOATING LICENSE | 1611 | TEM | 1 | Simatic | 0.1 | 0
6AV63712BN173AJ0 | WINCC POWERPACK RC 8192/65536 FOR SIMATIC WINCC V7.3, RT + CS LICENSE W/O VERSION CONVERSION FROM 8192 TO 65536 POWER TAGS, FLOATING LICENSE SW AND LICENSE KEY DOWNLOAD ******************************* E-MAIL ADDRESS IS MANDATORY FOR DELIVERY! | 1574 | TEM | 1 | Simatic | 0.001 | 0
6AV63712BN173AX0 | WINCC POWERPACK RC 8192/65536 FOR SIMATIC WINCC V7.3, RT + CS LICENSE W/O VERSION CONVERSION FROM 8192 TO 65536 POWER TAGS, FLOATING LICENSE | 1574 | TEM | 1 | Simatic | 0.14 | 0
6AV63712BN174AJ0 | WINCC POWERPACK RC 8192/65536 FOR SIMATIC WINCC V7.4, RT + CS LICENSE W/O VERSION CONVERSION FROM 8192 TO 65536 POWER TAGS, FLOATING LICENSE, LICENSE KEY DOWNLOAD ******************************* E-MAIL ADDRESS IS MANDATORY FOR DELIVERY! | 1574 | TEM | 1 | Simatic | 0.001 | 0
6AV63712BN174AX0 | WINCC POWERPACK RC 8192/65536 FOR SIMATIC WINCC V7.4, RT + CS LICENSE W/O VERSION CONVERSION FROM 8192 TO 65536 POWER TAGS, FLOATING LICENSE, LICENSE KEY ON USB STICK | 1574 | TEM | 1 | Simatic | 0.147 | 0
6AV63712BP070AX0 | WINCC POWERPACK RT 65536/102400 FOR SIMATIC WINCC V7.0, RT LICENSE W/O VERSION CONVERSION FROM 65536 TO 102400 POWER TAGS, SINGLE LICENSE | 2862 | TEM | 1 | Simatic | 0.151 | 0
6AV63712BP072AJ0 | WINCC POWERPACK RT 65536/102400 FOR SIMATIC WINCC V7.2, RT LICENSE W/O VERSION CONVERSION FROM 65536 TO 102400 POWER TAGS, SINGLE LICENSE SW AND LICENSE KEY DOWNLOAD ******************************* E-MAIL ADDRESS IS MANDATORY FOR DELIVERY! | 2780 | TEM | 1 | Simatic | 0.015 | 0
6AV63712BP072AX0 | WINCC POWERPACK RT 65536/102400 FOR SIMATIC WINCC V7.2, RT LICENSE W/O VERSION CONVERSION FROM 65536 TO 102400 POWER TAGS, SINGLE LICENSE | 2780 | TEM | 1 | Simatic | 0.1 | 0
6AV63712BP073AJ0 | WINCC POWERPACK RT 65536/102400 FOR SIMATIC WINCC V7.3, RT LICENSE W/O VERSION CONVERSION FROM 65536 TO 102400 POWER TAGS, SINGLE LICENSE SW AND LICENSE KEY DOWNLOAD ******************************* E-MAIL ADDRESS IS MANDATORY FOR DELIVERY! | 2699 | TEM | 1 | Simatic | 0.001 | 0
6AV63712BP073AX0 | WINCC POWERPACK RT 65536/102400 FOR SIMATIC WINCC V7.3, RT LICENSE W/O VERSION CONVERSION FROM 65536 TO 102400 POWER TAGS, SINGLE LICENSE | 2699 | TEM | 1 | Simatic | 0.144 | 0
6AV63712BP074AJ0 | WINCC POWERPACK RT 65536/102400 FOR SIMATIC WINCC V7.4, RT LICENSE W/O VERSION CONVERSION FROM 65536 TO 102400 POWER TAGS, SINGLE LICENSE, LICENSE KEY DOWNLOAD ******************************* E-MAIL ADDRESS IS MANDATORY FOR DELIVERY! | 2699 | TEM | 1 | Simatic | 0.001 | 0
6AV63712BP074AX0 | WINCC POWERPACK RT 65536/102400 FOR SIMATIC WINCC V7.4, RT LICENSE W/O VERSION CONVERSION FROM 65536 TO 102400 POWER TAGS, SINGLE LICENSE, LICENSE KEY ON USB STICK | 2699 | TEM | 1 | Simatic | 0.148 | 0
6AV63712BP170AX0 | WINCC POWERPACK RC 65536/102400 FOR SIMATIC WINCC V7.0, RT + CS LICENSE W/O VERSION CONVERSION FROM 65536 TO 102400 POWER TAGS, FLOATING LICENSE | 966 | TEM | 1 | Simatic | 0.151 | 0
6AV63712BP172AJ0 | WINCC POWERPACK RC 65536/102400 FOR SIMATIC WINCC V7.2, RT + CS LICENSE W/O VERSION CONVERSION FROM 65536 TO 102400 POWER TAGS, FLOATING LICENSE SW AND LICENSE KEY DOWNLOAD ******************************* E-MAIL ADDRESS IS MANDATORY FOR DELIVERY! | 939 | TEM | 1 | Simatic | 0.015 | 0
6AV63712BP172AX0 | WINCC POWERPACK RC 65536/102400 FOR SIMATIC WINCC V7.2, RT + CS LICENSE W/O VERSION CONVERSION FROM 65536 TO 102400 POWER TAGS, FLOATING LICENSE | 939 | TEM | 1 | Simatic | 0.1 | 0
6AV63712BP173AJ0 | WINCC POWERPACK RC 65536/102400 FOR SIMATIC WINCC V7.3, RT + CS LICENSE W/O VERSION CONVERSION FROM 65536 TO 102400 POWER TAGS, FLOATING LICENSE SW AND LICENSE KEY DOWNLOAD ******************************* E-MAIL ADDRESS IS MANDATORY FOR DELIVERY! | 911 | TEM | 1 | Simatic | 0.001 | 0
6AV63712BP173AX0 | WINCC POWERPACK RC 65536/102400 FOR SIMATIC WINCC V7.3, RT + CS LICENSE W/O VERSION CONVERSION FROM 65536 TO 102400 POWER TAGS, FLOATING LICENSE | 911 | TEM | 1 | Simatic | 0.141 | 0
6AV63712BP174AJ0 | WINCC POWERPACK RC 65536/102400 FOR SIMATIC WINCC V7.4, RT + CS LICENSE W/O VERSION CONVERSION FROM 65536 TO 102400 POWER TAGS, FLOATING LICENSE, LICENSE KEY DOWNLOAD ******************************* E-MAIL ADDRESS IS MANDATORY FOR DELIVERY! | 911 | TEM | 1 | Simatic | 0.001 | 0
6AV63712BP174AX0 | WINCC POWERPACK RC 65536/102400 FOR SIMATIC WINCC V7.4, RT + CS LICENSE W/O VERSION CONVERSION FROM 65536 TO 102400 POWER TAGS, FLOATING LICENSE, LICENSE KEY ON USB STICK | 911 | TEM | 1 | Simatic | 0.2 | 0
6AV63712BQ070AX0 | WINCC POWERP. RT 102400/153600 FOR SIMATIC WINCC V7.0, RT LICENSE W/O VERSION CONVERSION FROM 102400 TO 153600 POWER TAGS, SINGLE LICENSE | 2980 | TEM | 1 | Simatic | 0.153 | 0
6AV63712BQ072AJ0 | WINCC POWERP. RT 102400/153600 FOR SIMATIC WINCC V7.2 RT LICENSE W/O VERSION CONVERSION FROM 102400 TO 153600 POWER TAGS, SINGLE LICENSE SW AND LICENSE KEY DOWNLOAD ******************************* E-MAIL ADDRESS IS MANDATORY FOR DELIVERY! | 2896 | TEM | 1 | Simatic | 0.015 | 0
6AV63712BQ072AX0 | WINCC POWERP. RT 102400/153600 FOR SIMATIC WINCC V7.2 RT LICENSE W/O VERSION CONVERSION FROM 102400 TO 153600 POWER TAGS, SINGLE LICENSE | 2896 | TEM | 1 | Simatic | 0.1 | 0
6AV63712BQ073AJ0 | WINCC POWERP. RT 102400/153600 FOR SIMATIC WINCC V7.3 RT LICENSE W/O VERSION CONVERSION FROM 102400 TO 153600 POWER TAGS, SINGLE LICENSE SW AND LICENSE KEY DOWNLOAD ******************************* E-MAIL ADDRESS IS MANDATORY FOR DELIVERY! | 2812 | TEM | 1 | Simatic | 0.001 | 0
6AV63712BQ073AX0 | WINCC POWERP. RT 102400/153600 FOR SIMATIC WINCC V7.3 RT LICENSE W/O VERSION CONVERSION FROM 102400 TO 153600 POWER TAGS, SINGLE LICENSE | 2812 | TEM | 1 | Simatic | 0.149 | 0
6AV63712BQ074AJ0 | WINCC POWERP. RT 102400/153600 FOR SIMATIC WINCC V7.4 RT LICENSE W/O VERSION CONVERSION FROM 102400 TO 153600 POWER TAGS, SINGLE LICENSE, LICENSE KEY DOWNLOAD ******************************* E-MAIL ADDRESS IS MANDATORY FOR DELIVERY! | 2812 | TEM | 1 | Simatic | 0.001 | 0
6AV63712BQ074AX0 | WINCC POWERP. RT 102400/153600 FOR SIMATIC WINCC V7.4 RT LICENSE W/O VERSION CONVERSION FROM 102400 TO 153600 POWER TAGS, SINGLE LICENSE, LICENSE KEY ON USB STICK | 2812 | TEM | 1 | Simatic | 0.2 | 0
6AV63712BQ170AX0 | WINCC POWERP. RC 102400/153600 FOR SIMATIC WINCC V7.0, RT + CS LICENSE W/O VERSION CONVERSION FROM 102400 TO 153600 POWER TAGS, FLOATING LICENSE | 835 | TEM | 1 | Simatic | 0.153 | 0
6AV63712BQ172AJ0 | WINCC POWERP. RC 102400/153600 FOR SIMATIC WINCC V7.2, RT + CS LICENSE W/O VERSION CONVERSION FROM 102400 TO 153600 POWER TAGS, FLOATING LICENSE SW AND LICENSE KEY DOWNLOAD ******************************* E-MAIL ADDRESS IS MANDATORY FOR DELIVERY! | 811 | TEM | 1 | Simatic | 0.015 | 0
6AV63712BQ172AX0 | WINCC POWERP. RC 102400/153600 FOR SIMATIC WINCC V7.2, RT + CS LICENSE W/O VERSION CONVERSION FROM 102400 TO 153600 POWER TAGS, FLOATING LICENSE | 811 | TEM | 1 | Simatic | 0.1 | 0
6AV63712BQ173AJ0 | WINCC POWERP. RC 102400/153600 FOR SIMATIC WINCC V7.3, RT + CS LICENSE W/O VERSION CONVERSION FROM 102400 TO 153600 POWER TAGS, FLOATING LICENSE SW AND LICENSE KEY DOWNLOAD ******************************* E-MAIL ADDRESS IS MANDATORY FOR DELIVERY! | 788 | TEM | 1 | Simatic | 0.001 | 0
6AV63712BQ173AX0 | WINCC POWERP. RC 102400/153600 FOR SIMATIC WINCC V7.3, RT + CS LICENSE W/O VERSION CONVERSION FROM 102400 TO 153600 POWER TAGS, FLOATING LICENSE | 788 | TEM | 1 | Simatic | 0.149 | 0
6AV63712BQ174AJ0 | WINCC POWERP. RC 102400/153600 FOR SIMATIC WINCC V7.4, RT + CS LICENSE W/O VERSION CONVERSION FROM 102400 TO 153600 POWER TAGS, FLOATING LICENSE, LICENSE KEY DOWNLOAD ******************************* E-MAIL ADDRESS IS MANDATORY FOR DELIVERY! | 788 | TEM | 1 | Simatic | 0.001 | 0
6AV63712BQ174AX0 | WINCC POWERP. RC 102400/153600 FOR SIMATIC WINCC V7.4, RT + CS LICENSE W/O VERSION CONVERSION FROM 102400 TO 153600 POWER TAGS, FLOATING LICENSE, LICENSE KEY ON USB STICK | 788 | TEM | 1 | Simatic | 0.2 | 0
6AV63712BR070AX0 | WINCC POWERP. RT 153600/262144 FOR SIMATIC WINCC V7.0, RT LICENSE W/O VERSION CONVERSION FROM 153600 TO 262144 POWER TAGS, SINGLE LICENSE | 4769 | TEM | 1 | Simatic | 0.152 | 0
6AV63712BR072AJ0 | WINCC POWERP. RT 153600/262144 FOR SIMATIC WINCC V7.2, RT LICENSE W/O VERSION CONVERSION FROM 153600 TO 262144 POWER TAGS, SINGLE LICENSE SW AND LICENSE KEY DOWNLOAD ******************************* E-MAIL ADDRESS IS MANDATORY FOR DELIVERY! | 4633 | TEM | 1 | Simatic | 0.015 | 0
6AV63712BR072AX0 | WINCC POWERP. RT 153600/262144 FOR SIMATIC WINCC V7.2, RT LICENSE W/O VERSION CONVERSION FROM 153600 TO 262144 POWER TAGS, SINGLE LICENSE | 4633 | TEM | 1 | Simatic | 0.1 | 0
6AV63712BR073AJ0 | WINCC POWERP. RT 153600/262144 FOR SIMATIC WINCC V7.3, RT LICENSE W/O VERSION CONVERSION FROM 153600 TO 262144 POWER TAGS, SINGLE LICENSE SW AND LICENSE KEY DOWNLOAD ******************************* E-MAIL ADDRESS IS MANDATORY FOR DELIVERY! | 4499 | TEM | 1 | Simatic | 0.001 | 0
6AV63712BR073AX0 | WINCC POWERP. RT 153600/262144 FOR SIMATIC WINCC V7.3, RT LICENSE W/O VERSION CONVERSION FROM 153600 TO 262144 POWER TAGS, SINGLE LICENSE | 4499 | TEM | 1 | Simatic | 0.151 | 0
6AV63712BR074AJ0 | WINCC POWERP. RT 153600/262144 FOR SIMATIC WINCC V7.4, RT LICENSE W/O VERSION CONVERSION FROM 153600 TO 262144 POWER TAGS, SINGLE LICENSE, LICENSE KEY DOWNLOAD ******************************* E-MAIL ADDRESS IS MANDATORY FOR DELIVERY! | 4499 | TEM | 1 | Simatic | 0.001 | 0
6AV63712BR074AX0 | WINCC POWERP. RT 153600/262144 FOR SIMATIC WINCC V7.4, RT LICENSE W/O VERSION CONVERSION FROM 153600 TO 262144 POWER TAGS, SINGLE LICENSE, LICENSE KEY ON USB STICK | 4499 | TEM | 1 | Simatic | 0.2 | 0
6AV63712BR170AX0 | WINCC POWERP. RC 153600/262144 FOR SIMATIC WINCC V7.0, RT + CS LICENSE W/O VERSION CONVERSION FROM 153600 TO 262144 POWER TAGS, FLOATING LICENSE | 4410 | TEM | 1 | Simatic | 0.153 | 0
6AV63712BR172AJ0 | WINCC POWERP. RC 153600/262144 FOR SIMATIC WINCC V7.2, RT + CS LICENSE W/O VERSION CONVERSION FROM 153600 TO 262144 POWER TAGS, FLOATING LICENSE SW AND LICENSE KEY DOWNLOAD ******************************* E-MAIL ADDRESS IS MANDATORY FOR DELIVERY! | 4286 | TEM | 1 | Simatic | 0.015 | 0
6AV63712BR172AX0 | WINCC POWERP. RC 153600/262144 FOR SIMATIC WINCC V7.2, RT + CS LICENSE W/O VERSION CONVERSION FROM 153600 TO 262144 POWER TAGS, FLOATING LICENSE | 4286 | TEM | 1 | Simatic | 0.1 | 0
6AV63712BR173AJ0 | WINCC POWERP. RC 153600/262144 FOR SIMATIC WINCC V7.3, RT + CS LICENSE W/O VERSION CONVERSION FROM 153600 TO 262144 POWER TAGS, FLOATING LICENSE SW AND LICENSE KEY DOWNLOAD ******************************* E-MAIL ADDRESS IS MANDATORY FOR DELIVERY! | 4162 | TEM | 1 | Simatic | 0.001 | 0
6AV63712BR173AX0 | WINCC POWERP. RC 153600/262144 FOR SIMATIC WINCC V7.3, RT + CS LICENSE W/O VERSION CONVERSION FROM 153600 TO 262144 POWER TAGS, FLOATING LICENSE | 4162 | TEM | 1 | Simatic | 0.142 | 0
6AV63712BR174AJ0 | WINCC POWERP. RC 153600/262144 FOR SIMATIC WINCC V7.4, RT + CS LICENSE W/O VERSION CONVERSION FROM 153600 TO 262144 POWER TAGS, FLOATING LICENSE, LICENSE KEY DOWNLOAD ******************************* E-MAIL ADDRESS IS MANDATORY FOR DELIVERY! | 4162 | TEM | 1 | Simatic | 0.001 | 0
6AV63712BR174AX0 | WINCC POWERP. RC 153600/262144 FOR SIMATIC WINCC V7.4, RT + CS LICENSE W/O VERSION CONVERSION FROM 153600 TO 262144 POWER TAGS, FLOATING LICENSE, LICENSE KEY ON USB STICK | 4162 | TEM | 1 | Simatic | 0.2 | 0
6AV63721DB070BD0 | WINCC/DOWNTIMEMONITOR V7.0 SP1, POWERPACK 5 -> 25 EQUIPMENT, SINGLE LICENSE | 5305 | TEM | 1 | Simatic | 0.1 | 0
6AV63721DB070BX0 | WINCC/DOWNTIMEMONITOR V7.0 SP1 INCL.5 EQUIPMENT, OPTION F. WINCC V7.0 SP1, RUNTIME-SW, SINGLE LICENSE, GER,EN,FR,SP,IT, CHS | 2921 | TEM | 1 | Simatic | 0.229 | 0
6AV63721DB070DF0 | WINCC/DOWNTIMEMONITOR V7.0 SP1, POWERPACK 25 -> 50 EQUIPMENT, SINGLE LICENSE | 3577 | TEM | 1 | Simatic | 0.1 | 0
6AV63721DB070DX0 | WINCC/DOWNTIMEMONITOR V7.0 SP1 INCL.25 EQUIPMENT, OPTION F. WINCC V7.0 SP1, RUNTIME-SW, SINGLE LICENSE, GER,EN,FR,SP,IT, CHS | 8225 | TEM | 1 | Simatic | 0.1 | 0
6AV63721DB070FH0 | WINCC/DOWNTIMEMONITOR V7.0 SP1, POWERPACK 50 -> 100 EQUIPMENT, SINGLE LICENSE | 4769 | TEM | 1 | Simatic | 0.1 | 0
6AV63721DB070FX0 | WINCC/DOWNTIMEMONITOR V7.0 SP1 INCL.50 EQUIPMENT, OPTION F. WINCC V7.0 SP1, RUNTIME-SW, SINGLE LICENSE, GER,EN,FR,SP,IT, CHS | 11802 | TEM | 1 | Simatic | 0.1 | 0
6AV63721DB070HK0 | WINCC/DOWNTIMEMONITOR V7.0 SP1, POWERPACK 100 -> 200 EQUIPMENT, SINGLE LICENSE | 6676 | TEM | 1 | Simatic | 0.1 | 0
6AV63721DB070HX0 | WINCC/DOWNTIMEMONITOR V7.0 SP1 INCL.100 EQUIPMENT, OPTION F. WINCC V7.0 SP1, RUNTIME-SW, SINGLE LICENSE, GER,EN,FR,SP,IT, CHS | 16569 | TEM | 1 | Simatic | 0.1 | 0
6AV63721DB070KX0 | WINCC/DOWNTIMEMONITOR V7.0 SP1 INCL.200 EQUIPMENT, OPTION F. WINCC V7.0 SP1, RUNTIME-SW, SINGLE LICENSE, GER,EN,FR,SP,IT, CHS | 23247 | TEM | 1 | Simatic | 0.1 | 0
6AV63721DB070XX4 | WINCC/DOWNTIMEMONITOR UPGRADE V1.X -> V7.0 SP1, OPTION F. WINCC V7.0 SP1, RUNTIME-SW, SINGLE LICENSE, GER,EN,FR,SP,IT, CHS | 716 | TEM | 1 | Simatic | 0.1 | 0
6AV63721DC070AX0 | WINCC/CALENDAR SCHEDULER V7.0 SP3, OPTION FOR WINCC V7.0 SP3, RUNTIME A ENGINEERING SW ON CD, SINGLE LICENSE, LICENSE KEY ON USB-STICK | 895 | TEM | 1 | Simatic | 0.224 | 0
6AV63721DC072AX0 | WINCC/CALENDAR SCHEDULER V7.2 OPTION FOR WINCC V7.2 RUNTIME & CONFIGURATION-SW ON CD, SINGLE LICENSE, LICENSE KEY ON USB-STICK | 869 | TEM | 1 | Simatic | 0.236 | 0
6AV63721DC072AX3 | WINCC/CALENDAR OPTIONS UPGRADE FROM V7.0 TO V7.2, FOR WINCC OPTIONS WINCC/CALENDAR SCHEDULER AND WINCC/EVENT NOTIFIER RUNTIME & CONFIGURATION -SW ON CD, SINGLE LICENSE, LICENSE KEY ON USB-STICK | 192 | TEM | 1 | Simatic | 0.23 | 0
6AV63721DC073AX0 | WINCC/CALENDAR SCHEDULER V7.3 OPTION FOR WINCC V7.3 RUNTIME & CONFIGURATION-SW ON CD, SINGLE LICENSE, LICENSE KEY ON USB-STICK | 844 | TEM | 1 | Simatic | 0.226 | 0
6AV63721DC073AX3 | WINCC/CALENDAR OPTIONS UPGRADE FROM V7.0/7.2 TO V7.3, FOR WINCC OPTIONS WINCC/CALENDAR SCHEDULER AND WINCC/EVENT NOTIFIER RUNTIME & CONFIGURATION -SW ON CD, SINGLE LICENSE, LICENSE KEY ON USB-STICK | 185 | TEM | 1 | Simatic | 0.227 | 0
6AV63721DC074AX0 | WINCC/CALENDAR SCHEDULER V7.4 OPTION FOR WINCC V7.4 RUNTIME & CONFIGURATION-SW ON CD, SINGLE LICENSE, LICENSE KEY ON USB-STICK | 844 | TEM | 1 | Simatic | 0.1 | 0
6AV63721DC074AX3 | WINCC/CALENDAR OPTIONS UPGRADE FROM V7.X TO V7.4, FOR WINCC OPTIONS WINCC/CALENDAR SCHEDULER AND WINCC/EVENT NOTIFIER RUNTIME & CONFIGURATION -SW ON CD, SINGLE LICENSE, LICENSE KEY ON USB-STICK | 185 | TEM | 1 | Simatic | 0.23 | 0
6AV63721DD070AX0 | WINCC/EVENT NOTIFIER V7.0 SP3 OPTION FOR WINCC V7.0 SP3, RUNTIME A ENGINEERING SW ON CD, SINGLE LICENSE, LICENSE KEY ON USB-STICK | 1789 | TEM | 1 | Simatic | 0.213 | 0
6AV63721DD072AX0 | WINCC/EVENT NOTIFIER V7.2 OPTION FOR WINCC V7.2, RUNTIME A ENGINEERING SW ON CD, SINGLE LICENSE, LICENSE KEY ON USB-STICK | 1738 | TEM | 1 | Simatic | 0.236 | 0
6AV63721DD073AX0 | WINCC/EVENT NOTIFIER V7.3 OPTION FOR WINCC V7.3, RUNTIME A ENGINEERING SW ON CD, SINGLE LICENSE, LICENSE KEY ON USB-STICK | 1688 | TEM | 1 | Simatic | 0.241 | 0
6AV63721DD074AX0 | WINCC/EVENT NOTIFIER V7.4 OPTION FOR WINCC V7.4, RUNTIME A ENGINEERING SW ON CD, SINGLE LICENSE, LICENSE KEY ON USB-STICK | 1688 | TEM | 1 | Simatic | 0.226 | 0
6AV63721HC073AX0 | WINCC/CALENDAR SCHEDULER V7.3 OPTION FOR WINCC V7.3 RUNTIME & CONFIGURATION -SW SINGLE LICENSE, SW AND LICENSE KEY DOWNLOAD ******************************* E-MAIL ADDRESS IS MANDATORY FOR DELIVERY! | 844 | TEM | 1 | Simatic | 0.001 | 0
6AV63721HC074AX0 | WINCC/CALENDAR SCHEDULER V7.4 OPTION FOR WINCC V7.4 RUNTIME & CONFIGURATION -SW SINGLE LICENSE, SW AND LICENSE KEY DOWNLOAD ******************************* E-MAIL ADDRESS IS MANDATORY FOR DELIVERY! | 844 | TEM | 1 | Simatic | 0.1 | 0
6AV63721HD073AX0 | WINCC/EVENT NOTIFIER V7.3 OPTION FOR WINCC V7.3, RUNTIME & CONFIGURATION -SW SINGLE LICENSE, SW AND LICENSE KEY DOWNLOAD ******************************* E-MAIL ADDRESS IS MANDATORY FOR DELIVERY! | 1688 | TEM | 1 | Simatic | 0.001 | 0
6AV63721HD074AX0 | WINCC/EVENT NOTIFIER V7.4 OPTION FOR WINCC V7.4, RUNTIME & CONFIGURATION -SW SINGLE LICENSE, SW AND LICENSE KEY DOWNLOAD ******************************* E-MAIL ADDRESS IS MANDATORY FOR DELIVERY! | 1688 | TEM | 1 | Simatic | 0.1 | 0
6AV63721KC073AX3 | WINCC/CALENDAR OPTIONS UPGRADE FROM V7.0/7.2 TO V7.3, FOR WINCC OPTIONS WINCC/CALENDAR SCHEDULER AND WINCC/EVENT NOTIFIER RUNTIME & CONFIGURATION -SW SINGLE LICENSE, SW AND LICENSE KEY DOWNLOAD ******************************* E-MAIL ADDRESS IS MANDATORY FOR DELIVERY! | 185 | TEM | 1 | Simatic | 0.001 | 0
6AV63721KC074AX3 | WINCC/CALENDAR OPTIONS UPGRADE FROM V7.X TO V7.4, FOR WINCC OPTIONS WINCC/CALENDAR SCHEDULER AND WINCC/EVENT NOTIFIER RUNTIME & CONFIGURATION -SW SINGLE LICENSE, SW AND LICENSE KEY DOWNLOAD ******************************* E-MAIL ADDRESS IS MANDATORY FOR DELIVERY! | 185 | TEM | 1 | Simatic | 0.1 | 0
6AV63722BJ073BA0 | SEQUENCE EXECUTION SYSTEM EXTENTION 5 UNITS, FOR SIMATIC WINCC V7.3, RUNTIME SOFTWARE, SINGLE LICENSE, COUNT RELEVANT, LICENSE KEY ON USB-STICK | 1103 | TEM | 1 | Simatic | 0.147 | 0
6AV63722BJ074BA0 | SEQUENCE EXECUTION SYSTEM, EXTENTION 5 UNITS, FOR SIMATIC WINCC V7.4, RUNTIME SOFTWARE, SINGLE LICENSE, COUNT RELEVANT, LICENSE KEY ON USB-STICK | 1103 | TEM | 1 | Simatic | 0.147 | 0
6AV63722BJ174BA0 | SEQUENCE EXECUTION SYSTEM, EXTENTION 5 UNITS UPGRADE, FOR SIMATIC WINCC V7.4, RUNTIME SOFTWARE, SINGLE LICENSE, COUNT RELEVANT, LICENSE KEY ON USB-STICK | 552 | TEM | 1 | Simatic | 0.15 | 0
6AV63722CG200BA0 | WINCC/PERFORMANCE MON. ARCH., 30 ARCHIVE-TAGS, FOR SIMATIC WINCC FROM V7.2, RUNTIME-SW, SINGLE LICENSE, COUNT RELEVANT, LICENSE KEY ON USB-STICK | 993 | TEM | 1 | Simatic | 0.147 | 0
6AV63722CG200CA0 | WINCC/PERFORMANCE MON. ARCH., 100 ARCHIVE-TAGS, FOR SIMATIC WINCC FROM V7.2, RUNTIME-SW, SINGLE LICENSE, COUNT RELEVANT, LICENSE KEY ON USB-STICK | 2977 | TEM | 1 | Simatic | 0.149 | 0
6AV63722CG200DA0 | WINCC/PERFORMANCE MON. ARCH., 300 ARCHIVE-TAGS, FOR SIMATIC WINCC FROM V7.2, RUNTIME-SW, SINGLE LICENSE, COUNT RELEVANT, LICENSE KEY ON USB-STICK | 8038 | TEM | 1 | Simatic | 0.149 | 0
6AV63722CG200EA0 | WINCC/PERFORMANCE MON. ARCH., 1000 ARCHIVE-TAGS, FOR SIMATIC WINCC FROM V7.2, RUNTIME-SW, SINGLE LICENSE, COUNT RELEVANT, LICENSE KEY ON USB-STICK | 26791 | TEM | 1 | Simatic | 0.151 | 0
6AV63722DG072AA0 | WINCC/PERFORMANCE MON. BASIC P, INCL. 30 ARCHIVE-TAGS, FOR SIMATIC WINCC V7.2, RUNTIME SOFTWARE, SINGLE LICENSE, COUNT RELEVANT | 2783 | TEM | 1 | Simatic | 0.23 | 0
6AV63722DG073AA0 | WINCC/PERFORMANCE MON. BASIC P, INCL. 30 ARCHIVE-TAGS, FOR SIMATIC WINCC V7.3, RUNTIME SW ON CD, SINGLE LICENSE, LICENSE KEY ON USB-STICK | 2702 | TEM | 1 | Simatic | 0.231 | 0
6AV63722DG074AA0 | WINCC/PERFORMANCE MON. BASIC P, INCL. 30 ARCHIVE-TAGS, FOR SIMATIC WINCC V7.4, RUNTIME SW ON CD, SINGLE LICENSE, LICENSE KEY ON USB-STICK | 2702 | TEM | 1 | Simatic | 0.227 | 0
6AV63722DG074AX3 | WINCC/PERFORMANCE MON. UPGRADE FROM V7.X TO V7.4, FOR SIMATIC WINCC V7.4, RUNTIME-SW ON CD, SINGLE LICENSE, LICENSE KEY ON USB-STICK | 993 | TEM | 1 | Simatic | 0.226 | 0
6AV63722DG872AA0 | WINCC/PERFORMANCE MON. UPGRADE FROM DOWNTIMEMONITOR, INCL. 30 ARCHIVE-TAGS, FOR SIMATIC WINCC V7.2, RUNTIME SOFTWARE, SINGLE LICENSE, COUNT RELEVANT | 1022 | TEM | 1 | Simatic | 0.23 | 0
6AV63722DG873AA0 | WINCC/PERFORMANCE MON. UPGRADE FROM V7.2 TO V7.3, FOR SIMATIC WINCC V7.3, RUNTIME-SW ON CD, SINGLE LICENSE, LICENSE KEY ON USB-STICK | 993 | TEM | 1 | Simatic | 0.232 | 0
6AV63722DJ073AA0 | SEQUENCE EXECUTION SYSTEM BASIC PCKG. INCL. 2 UNITS, FOR SIMATIC WINCC V7.3, RUNTIME SW ON CD, SINGLE LICENSE, LICENSE KEY ON USB-STICK | 1654 | TEM | 1 | Simatic | 0.233 | 0
6AV63722DJ074AA0 | SEQUENCE EXECUTION SYSTEM, BASIC PCKG. INCL. 2 UNITS, FOR SIMATIC WINCC V7.4, RUNTIME SW ON CD, SINGLE LICENSE, LICENSE KEY ON USB-STICK | 1654 | TEM | 1 | Simatic | 0.2 | 0
6AV63722DJ174AA0 | SEQUENCE EXECUTION SYSTEM, BASIC PCKG. UPGRADE, FOR SIMATIC WINCC V7.4, RUNTIME SW ON CD, SINGLE LICENSE, LICENSE KEY ON USB-STICK | 828 | TEM | 1 | Simatic | 0.2 | 0
6AV63722HG072AA0 | WINCC/PERFORMANCE MON. BASIC P, INCL. 30 ARCHIVE-TAGS, FOR SIMATIC WINCC V7.2, RUNTIME SOFTWARE, SINGLE LICENSE, COUNT RELEVANT, LICENSE KEY DOWNLOAD ******************************* E-MAIL ADDRESS IS MANDATORY FOR DELIVERY! | 2783 | TEM | 1 | Simatic | 0.001 | 0
6AV63722HG073AA0 | WINCC/PERFORMANCE MON. BASIC P, INCL. 30 ARCHIVE-TAGS, FOR SIMATIC WINCC V7.3, RUNTIME SOFTWARE, SINGLE LICENSE, COUNT RELEVANT, LICENSE KEY DOWNLOAD ******************************* E-MAIL ADDRESS IS MANDATORY FOR DELIVERY! | 2702 | TEM | 1 | Simatic | 0.001 | 0
6AV63722HG074AA0 | WINCC/PERFORMANCE MON. BASIC P, INCL. 30 ARCHIVE-TAGS, FOR SIMATIC WINCC V7.4, RUNTIME SOFTWARE, SINGLE LICENSE, COUNT RELEVANT, LICENSE KEY DOWNLOAD ******************************* E-MAIL ADDRESS IS MANDATORY FOR DELIVERY! | 2702 | TEM | 1 | Simatic | 0.001 | 0
6AV63722HJ074AA0 | SEQUENCE EXECUTION SYSTEM, BASIC PCKG. INCL. 2 UNITS, FOR SIMATIC WINCC V7.4, RUNTIME SOFTWARE, SINGLE LICENSE, SOFTWARE AND LICENSE KEY DOWNLOAD ******************************* E-MAIL ADDRESS IS MANDATORY FOR DELIVERY! | 1654 | TEM | 1 | Simatic | 0.001 | 0
6AV63722HJ174AA0 | SEQUENCE EXECUTION SYSTEM, BASIC PCKG. UPGRADE, FOR SIMATIC WINCC V7.4, RUNTIME SOFTWARE, SINGLE LICENSE, SOFTWARE AND LICENSE KEY DOWNLOAD ******************************* E-MAIL ADDRESS IS MANDATORY FOR DELIVERY! | 828 | TEM | 1 | Simatic | 0.001 | 0
6AV63722JG200BA0 | WINCC/PERFORMANCE MON. ARCH., 30 ARCHIVE-TAGS, FOR SIMATIC WINCC FROM V7.2, RUNTIME SOFTWARE, SINGLE LICENSE, COUNT RELEVANT, LICENSE KEY DOWNLOAD ******************************* E-MAIL ADDRESS IS MANDATORY FOR DELIVERY! | 993 | TEM | 1 | Simatic | 0.015 | 0
6AV63722JG200CA0 | WINCC/PERFORMANCE MON. ARCH., 100 ARCHIVE-TAGS, FOR SIMATIC WINCC FROM V7.2, RUNTIME SOFTWARE, SINGLE LICENSE, COUNT RELEVANT, LICENSE KEY DOWNLOAD ******************************* E-MAIL ADDRESS IS MANDATORY FOR DELIVERY! | 2977 | TEM | 1 | Simatic | 0.015 | 0
6AV63722JG200DA0 | WINCC/PERFORMANCE MON. ARCH., 300 ARCHIVE-TAGS, FOR SIMATIC WINCC FROM V7.2, RUNTIME SOFTWARE, SINGLE LICENSE, COUNT RELEVANT, LICENSE KEY DOWNLOAD ******************************* E-MAIL ADDRESS IS MANDATORY FOR DELIVERY! | 8038 | TEM | 1 | Simatic | 0.015 | 0
6AV63722JG200EA0 | WINCC/PERFORMANCE MON. ARCH., 1000 ARCHIVE-TAGS, FOR SIMATIC WINCC FROM V7.2, RUNTIME SOFTWARE, SINGLE LICENSE, COUNT RELEVANT, LICENSE KEY DOWNLOAD ******************************* E-MAIL ADDRESS IS MANDATORY FOR DELIVERY! | 26791 | TEM | 1 | Simatic | 0.015 | 0
6AV63722JJ074BA0 | SEQUENCE EXECUTION SYSTEM, EXTENTION 5 UNITS, FOR SIMATIC WINCC V7.4, RUNTIME SOFTWARE, SINGLE LICENSE, COUNT RELEVANT, LICENSE KEY DOWNLOAD ******************************* E-MAIL ADDRESS IS MANDATORY FOR DELIVERY! | 1103 | TEM | 1 | Simatic | 0.001 | 0
6AV63722JJ174BA0 | SEQUENCE EXECUTION SYSTEM, EXTENTION 5 UNITS UPGRADE, FOR SIMATIC WINCC V7.4, RUNTIME SOFTWARE, SINGLE LICENSE, COUNT RELEVANT, LICENSE KEY DOWNLOAD ******************************* E-MAIL ADDRESS IS MANDATORY FOR DELIVERY! | 552 | TEM | 1 | Simatic | 0.001 | 0
6AV63722KG074AX3 | WINCC/PERFORMANCE MON. UPGRADE FROM V7.X TO V7.4, FOR SIMATIC WINCC V7.4, RUNTIME SOFTWARE, SINGLE LICENSE, LICENSE KEY DOWNLOAD ******************************* E-MAIL ADDRESS IS MANDATORY FOR DELIVERY! | 993 | TEM | 1 | Simatic | 0.001 | 0
6AV63722KG872AA0 | WINCC/PERFORMANCE MON. UPGRADE FROM DOWNTIMEMONITOR, INCL. 30 ARCHIVE-TAGS, FOR SIMATIC WINCC V7.2, RUNTIME SOFTWARE, SINGLE LICENSE, COUNT RELEVANT, LICENSE KEY DOWNLOAD ******************************* E-MAIL ADDRESS IS MANDATORY FOR DELIVERY! | 1022 | TEM | 1 | Simatic | 0.001 | 0
6AV63722KG873AA0 | WINCC/PERFORMANCE MON. UPGRADE FROM V7.2 TO V7.3, FOR SIMATIC WINCC V7.3, RUNTIME SOFTWARE, SINGLE LICENSE, LICENSE KEY DOWNLOAD ******************************* E-MAIL ADDRESS IS MANDATORY FOR DELIVERY! | 993 | TEM | 1 | Simatic | 0.001 | 0
6AV63771CA072AF3 | FL MIGRATION PACKAGE WINCC/SERVER V7.4, OPTION FOR SIMATIC WINCC V7.4, RUNTIME SOFTWARE, SINGLE LICENSE. THIS IS A SPECIAL OFFER WHICH IS VALID WHEN THE FACTORYLINK PRODUCT IS REPLACED BY WINCC V7.4. WHEN YOU BUY THIS PRODUCT YOU COMMIT TO REPLACING FACTORY LINK WITH WINCC V7.4, WITHIN 12 MONTHS, AND MUST NO LONGER USE THE FACTORYLINK LICENSE. ONLY FOR CUSTOMER WITH SUS CONTRACT. | 1704 | TEM | 1 | Simatic | 0.3 | 0
6AV63771CB072AF3 | FL MIGRATION PACKAGE WINCC/USER ARCHIVE V7.4, OPTION FOR SIMATIC WINCC V7.4, RUNTIME SOFTWARE, SINGLE LICENSE. THIS IS A SPECIAL OFFER WHICH IS VALID WHEN THE FACTORYLINK PRODUCT IS REPLACED BY WINCC V7.4. WHEN YOU BUY THIS PRODUCT YOU COMMIT TO REPLACING FACTORY LINK WITH WINCC V7.4, WITHIN 12 MONTHS, AND MUST NO LONGER USE THE FACTORYLINK LICENSE. FOR CUSTOMER WITH SUS CONTRACT | 420 | TEM | 1 | Simatic | 0.3 | 0
6AV63771CF072AF3 | FL MIGRATION PACKAGE WINCC/REDUNDANCY V7.4, OPTION FOR SIMATIC WINCC V7.4, RUNTIME SOFTWARE, SINGLE LICENSE. THIS IS A SPECIAL OFFER WHICH IS VALID WHEN THE FACTORYLINK PRODUCT IS REPLACED BY WINCC V7.4. WHEN YOU BUY THIS PRODUCT YOU COMMIT TO REPLACING FACTORY LINK WITH WINCC V7.4, WITHIN 12 MONTHS, AND MUST NO LONGER USE THE FACTORYLINK LICENSE. ONLY FOR CUSTOMER WITH SUS CONTRACT | 1767 | TEM | 1 | Simatic | 0.3 | 0
6AV63771DH074AF3 | FL Migration package WinCC/Web Navigator V7.4, 3 client licenses (countable), option from WinCC V7.4 This is a special offer which is valid when the FactoryLink product is replaced by WinCC V7.4. When you buy this product you commit to replacing FactoryLink with WinCC V7.4, within 12 months, and muST no longer use the FactoryLink license. Only for cuSTomer with SUS contract | 3470 | TEM | 1 | Simatic | 0.3 | 0
6AV63771DH074BF3 | FL Migration package WinCC/Web Navigator V7.4, 10 client licenses (countable), option from WinCC V7.4 This is a special offer which is valid when the FactoryLink product is replaced by WinCC V7.4. When you buy this product you commit to replacing FactoryLink with WinCC V7.4, within 12 months, and muST no longer use the FactoryLink license. Only for cuSTomer with SUS contract | 6056 | TEM | 1 | Simatic | 0.3 | 0
6AV63771DH074CF3 | FL Migration package WinCC/Web Navigator V7.4, 30 client licenses (countable), option from WinCC V7.4 This is a special offer which is valid when the FactoryLink product is replaced by WinCC V7.4. When you buy this product you commit to replacing FactoryLink with WinCC V7.4, within 12 months, and muST no longer use the FactoryLink license. Only for cuSTomer with SUS contract | 14868 | TEM | 1 | Simatic | 0.3 | 0
6AV63771DR072AF3 | FL MIGRATION PACKAGE WINCC/CONNECTIVITY PACK V7.4, OPTION FOR SIMATIC WINCC V7.4, RUNTIME SOFTWARE, SINGLE LICENSE. THIS IS A SPECIAL OFFER WHICH IS VALID WHEN THE FACTORYLINK PRODUCT IS REPLACED BY WINCC V7.4. WHEN YOU BUY THIS PRODUCT YOU COMMIT TO REPLACING FACTORY LINK WITH WINCC V7.4, WITHIN 12 MONTHS, AND MUST NO LONGER USE THE FACTORYLINK LICENSE. ONLY FOR CUSTOMER WITH SUS CONTRACT. | 574 | TEM | 1 | Simatic | 0.3 | 0
6AV63811AA000AX5 | WINCC SOFTWARE UPDATE SERVICE, VALID FOR 1 LICENSE AUTOMATIC UPDATE WITH UPGRADES AND SERVICE PACKS WITHIN THE FRAMEWORK OF THIS CONTRACT, YOU WILL RECEIVE UPDATED SOFTWARE VERSIONS FOR A PERIOD OF ONE YEAR. EXTENDED BY ANOTHER YEAR, IF IT IS NOT CANCELED THREE MONTHS PRIOR TO ITS EXPIRATION. PERIOD OF DELIVERY AND PERFORMANCE: 1 YEAR FROM DATE OF INVOICE PREREQUISITE FOR CONTRACT: CURRENT VERSION OF THE SOFTWARE | 996 | TEM | 1 | Simatic | 0.001 | 0
6AV63811AA000BX5 | WINCC SOFTWARE UPDATE SERVICE, VALID FOR 3 LICENSES AUTOMATIC SUPPLY WITH UPGRADES AND SERVICE PACKS WITHIN THE FRAMEWORK OF THIS CONTRACT, YOU WILL RECEIVE UPDATED SOFTWARE VERSIONS FOR A PERIOD OF ONE YEAR. EXTENDED BY ANOTHER YEAR, IF IT IS NOT CANCELED THREE MONTHS PRIOR TO ITS EXPIRATION. PERIOD OF DELIVERY AND PERFORMANCE: 1 YEAR FROM DATE OF INVOICE PREREQUISITE FOR CONTRACT: CURRENT VERSION OF THE SOFTWARE | 2419 | TEM | 1 | Simatic | 0.02 | 0
6AV63811AA000CX5 | WINCC SOFTWARE UPDATE SERVICE, VALID FOR 10 LICENSES AUTOMATIC SUPPLY WITH UPGRADES AND SERVICE PACKS WITHIN THE FRAMEWORK OF THIS CONTRACT, YOU WILL RECEIVE UPDATED SOFTWARE VERSIONS FOR A PERIOD OF ONE YEAR. EXTENDED BY ANOTHER YEAR, IF IT IS NOT CANCELED THREE MONTHS PRIOR TO ITS EXPIRATION. PERIOD OF DELIVERY AND PERFORMANCE: 1 YEAR FROM DATE OF INVOICE PREREQUISITE FOR CONTRACT: CURRENT VERSION OF THE SOFTWARE | 6635 | TEM | 1 | Simatic | 0.5 | 0
6AV63811KA000AX5 | WINCC SOFTWARE UPDATE SERVICE DOWNLOAD VALID FOR 1 LICENSE AUTOMATIC UPDATE WITH UPGRADES AND SERVICE PACKS WITHIN THE FRAMEWORK OF THIS CONTRACT, YOU WILL RECEIVE UPDATED SOFTWARE VERSIONS FOR A PERIOD OF ONE YEAR. EXTENDED BY ANOTHER YEAR, IF IT IS NOT CANCELED THREE MONTHS PRIOR TO ITS EXPIRATION. PERIOD OF DELIVERY AND PERFORMANCE: 1 YEAR FROM DATE OF INVOICE PREREQUISITE FOR CONTRACT: CURRENT VERSION OF THE SOFTWARE ****************************** E-MAIL ADDRESS IS MANDATORY FOR DELIVERY | 996 | TEM | 1 | Simatic | 0.001 | 0
6AV63811KA000BX5 | WINCC SOFTWARE UPDATE SERVICE DOWNLOAD VALID F. 3 LICENSES AUTOMATIC SUPPLY WITH UPGRADES AND SERVICE PACKS WITHIN THE FRAMEWORK OF THIS CONTRACT, YOU WILL RECEIVE UPDATED SOFTWARE VERSIONS FOR A PERIOD OF ONE YEAR. EXTENDED BY ANOTHER YEAR, IF IT IS NOT CANCELED THREE MONTHS PRIOR TO ITS EXPIRATION. PERIOD OF DELIVERY AND PERFORMANCE: 1 YEAR FROM DATE OF INVOICE PREREQUISITE FOR CONTRACT: CURRENT VERSION OF THE SOFTWARE ****************************** E-MAIL ADDRESS IS MANDATORY FOR DELIVERY | 2419 | TEM | 1 | Simatic | 0.001 | 0
6AV63811KA000CX5 | WINCC SOFTWARE UPDATE SERVICE DOWNLOAD VALID F. 10 LICENSES AUTOMATIC SUPPLY WITH UPGRADES AND SERVICE PACKS WITHIN THE FRAMEWORK OF THIS CONTRACT, YOU WILL RECEIVE UPDATED SOFTWARE VERSIONS FOR A PERIOD OF ONE YEAR. EXTENDED BY ANOTHER YEAR, IF IT IS NOT CANCELED THREE MONTHS PRIOR TO ITS EXPIRATION. PERIOD OF DELIVERY AND PERFORMANCE: 1 YEAR FROM DATE OF INVOICE PREREQUISITE FOR CONTRACT: CURRENT VERSION OF THE SOFTWARE ****************************** E-MAIL ADDRESS IS MANDATORY FOR DELIVERY | 6635 | TEM | 1 | Simatic | 0.001 | 0
6AV63811XX070AP0 | EPL-MASTER FOR WINCC V7 (EPL = ENTERPRISE LICENSE) ROYALTY-DUTY PER 1 INSTALLATION ONLY VALID COMBINED WITH ENTERPRISE LICENSE CONTRACT | 1789 | TEM | 1 | Simatic | 2 | 0
6AV63811XX072AP0 | EPL-MASTER FOR WINCC V7.2 (EPL = ENTERPRISE LICENSE) ROYALTY-DUTY PER 1 INSTALLATION ONLY VALID COMBINED WITH ENTERPRISE LICENSE CONTRACT | 1738 | TEM | 1 | Simatic | 2 | 0
6AV63811XX073AP0 | EPL-MASTER FOR WINCC V7.3 (EPL = ENTERPRISE LICENSE) ROYALTY-DUTY PER 1 INSTALLATION ONLY VALID COMBINED WITH ENTERPRISE LICENSE CONTRACT | 1688 | TEM | 1 | Simatic | 0.2 | 0
6AV63811XX074AP0 | EPL-MASTER FOR WINCC V7.4 (EPL = ENTERPRISE LICENSE) ROYALTY-DUTY PER 1 INSTALLATION ONLY VALID COMBINED WITH ENTERPRISE LICENSE CONTRACT | 1688 | TEM | 1 | Simatic | 2 | 0
6AV63812AA070AX3 | SIMATIC WINCC RT UPGRADE V7.0, FROM V6.2 TO V7.0 SP3, FOR SIMATIC WINCC RUNTIME (RT) INCL. DRIVER, SERVER, REDUNDANCY, USER ARCHIVE, CONNECTIVITY PACK, CONNECTIVITY STATION | 716 | TEM | 1 | Simatic | 0.264 | 0
6AV63812AA070AX4 | SIMATIC WINCC RT UPGRADE V7.0, FROM V6.0 TO V7.0 SP3, FOR SIMATIC WINCC RUNTIME (RT) INCL. DRIVER, SERVER, REDUNDANCY, USER ARCHIVE, ARCHIVE, CONNECTIVITY PACK | 1014 | TEM | 1 | Simatic | 0.247 | 0
6AV63812AA072AK3 | SIMATIC WINCC RT UPGRADE FROM V7.0 TO V7.2, FOR SIMATIC WINCC RUNTIME (RT) INCL. OPTIONS REDUNDANCY, SERVER, USER ARCHIVE, WEB NAVIGATOR, WEB NAV LOAD-BALANCING, WEB DIAG CLIENT/SERVER, DATA MONITOR, CONNECTIVITY PACK, CONNECTIVITY STATION RUNTIME & CONFIGURATION -SW SINGLE LICENSE, SW AND LICENSE KEY DOWNLOAD ******************************* E-MAIL ADDRESS IS MANDATORY FOR DELIVERY! | 696 | TEM | 1 | Simatic | 0.001 | 0
6AV63812AA072AK4 | SIMATIC WINCC RT UPGRADE FROM V6.2 TO V7.2, FOR SIMATIC WINCC RUNTIME (RT) INCL. OPTIONS REDUNDANCY, SERVER, USER ARCHIVE, WEB NAVIGATOR, WEB NAV LOAD-BALANCING, WEB DIAG CLIENT/SERVER, DATA MONITOR, CONNECTIVITY PACK, CONNECTIVITY STATION RUNTIME & CONFIGURATION -SW SINGLE LICENSE, SW AND LICENSE KEY DOWNLOAD ******************************* E-MAIL ADDRESS IS MANDATORY FOR DELIVERY! | 985 | TEM | 1 | Simatic | 0.001 | 0
6AV63812AA072AX3 | SIMATIC WINCC RT UPGRADE FROM V7.0 TO V7.2, FOR SIMATIC WINCC RUNTIME (RT) INCL. OPTIONS REDUNDANCY, SERVER, USER ARCHIVE, WEB NAVIGATOR, WEB NAV LOAD-BALANCING, WEB DIAG CLIENT/SERVER, DATA MONITOR, CONNECTIVITY PACK, CONNECTIVITY STATION RUNTIME & CONFIGURATION -SW ON DVD, SINGLE LICENSE, LICENSE KEY ON USB-STICK | 696 | TEM | 1 | Simatic | 0.411 | 0
6AV63812AA072AX4 | SIMATIC WINCC RT UPGRADE FROM V6.2 TO V7.2, FOR SIMATIC WINCC RUNTIME (RT) INCL. OPTIONS REDUNDANCY, SERVER, USER ARCHIVE, WEB NAVIGATOR, WEB NAV LOAD-BALANCING, WEB DIAG CLIENT/SERVER, DATA MONITOR, CONNECTIVITY PACK, CONNECTIVITY STATION RUNTIME & CONFIGURATION -SW ON DVD, SINGLE LICENSE, LICENSE KEY ON USB-STICK | 985 | TEM | 1 | Simatic | 0.415 | 0
6AV63812AA073AK3 | SIMATIC WINCC RT UPGRADE FROM V7.2 TO V7.3, FOR SIMATIC WINCC RUNTIME (RT) INCL. OPTIONS REDUNDANCY, SERVER, USER ARCHIVE, WEB NAVIGATOR, WEB NAV LOAD-BALANCING, WEB DIAG CLIENT/SERVER, DATA MONITOR, CONNECTIVITY PACK, CONNECTIVITY STATION RUNTIME & CONFIGURATION -SW SINGLE LICENSE, SW AND LICENSE KEY DOWNLOAD ******************************* E-MAIL ADDRESS IS MANDATORY FOR DELIVERY! | 676 | TEM | 1 | Simatic | 0.001 | 0
6AV63812AA073AK4 | SIMATIC WINCC RT UPGRADE FROM V6.2 TO V7.3, FOR SIMATIC WINCC RUNTIME (RT) INCL. OPTIONS REDUNDANCY, SERVER, USER ARCHIVE, WEB NAVIGATOR, WEB NAV LOAD-BALANCING, WEB DIAG CLIENT/SERVER, DATA MONITOR, CONNECTIVITY PACK, CONNECTIVITY STATION RUNTIME & CONFIGURATION -SW SINGLE LICENSE, SW AND LICENSE KEY DOWNLOAD ******************************* E-MAIL ADDRESS IS MANDATORY FOR DELIVERY! | 956 | TEM | 1 | Simatic | 0.001 | 0
6AV63812AA073AX3 | SIMATIC WINCC RT UPGRADE FROM V7.2 TO V7.3, FOR SIMATIC WINCC RUNTIME (RT) INCL. OPTIONS REDUNDANCY, SERVER, USER ARCHIVE, WEB NAVIGATOR, WEB NAV LOAD-BALANCING, WEB DIAG CLIENT/SERVER, DATA MONITOR, CONNECTIVITY PACK, CONNECTIVITY STATION RUNTIME & CONFIGURATION -SW ON DVD, SINGLE LICENSE, LICENSE KEY ON USB-STICK | 676 | TEM | 1 | Simatic | 0.234 | 0
6AV63812AA073AX4 | SIMATIC WINCC RT UPGRADE FROM V6.2/7.0 TO V7.3, FOR SIMATIC WINCC RUNTIME (RT) INCL. OPTIONS REDUNDANCY, SERVER, USER ARCHIVE, WEB NAVIGATOR, WEB NAV LOAD-BALANCING, WEB DIAG CLIENT/SERVER, DATA MONITOR, CONNECTIVITY PACK, CONNECTIVITY STATION RUNTIME & CONFIGURATION -SW ON DVD, SINGLE LICENSE, LICENSE KEY ON USB-STICK | 956 | TEM | 1 | Simatic | 0.245 | 0
6AV63812AA074AK3 | SIMATIC WINCC RT UPGRADE FROM V7.X TO V7.4 FOR SIMATIC WINCC RUNTIME (RT) INCL. OPTIONS REDUNDANCY, SERVER, USER ARCHIVE, WEB NAVIGATOR, WEB NAV LOAD-BALANCING, WEB DIAG CLIENT/SERVER, DATA MONITOR, CONNECTIVITY PACK, CONNECTIVITY STATION RUNTIME & CONFIGURATION -SW, SINGLE LICENSE, SW AND LICENSE KEY DOWNLOAD ******************************* E-MAIL ADDRESS IS MANDATORY FOR DELIVERY! | 956 | TEM | 1 | Simatic | 0.001 | 0
6AV63812AA074AX3 | SIMATIC WINCC RT UPGRADE FROM V7.X TO V7.4 FOR SIMATIC WINCC RUNTIME (RT) INCL. OPTIONS REDUNDANCY, SERVER, USER ARCHIVE, WEB NAVIGATOR, WEB NAV LOAD-BALANCING, WEB DIAG CLIENT/SERVER, DATA MONITOR, CONNECTIVITY PACK, CONNECTIVITY STATION RUNTIME & CONFIGURATION -SW ON DVD, SINGLE LICENSE, LICENSE KEY ON USB-STICK | 956 | TEM | 1 | Simatic | 0.324 | 0
6AV63812AB070AX3 | SIMATIC WINCC RC UPGRADE V7.0, FROM V6.2 TO V7.0 SP3, FOR SIMATIC WINCC RUNTIME & CONFIGURATION (RC), INCL. DRIVER, SERVER, REDUNDANCY, USER ARCHIVE, CONNECTIVITY PACK, CONNECTIVITY STATION | 1182 | TEM | 1 | Simatic | 0.26 | 0
6AV63812AB070AX4 | SIMATIC WINCC RC UPGRADE V7.0, FROM V6.0 TO V7.0 SP3, FOR SIMATIC WINCC RUNTIME & CONFIGURATION (RC), INCL. DRIVER, SERVER, REDUNDANCY, USER ARCHIVE, ARCHIVE, CONNECTIVITY PACK | 1777 | TEM | 1 | Simatic | 0.243 | 0
6AV63812AB072AK3 | SIMATIC WINCC RC UPGRADE FROM V7.0 TO V7.2, FOR SIMATIC WINCC RUNTIME & CONFIGURATION (RC), INCL. OPTIONS REDUNDANCY, SERVER, USER ARCHIVE, WEB NAVIGATOR, WEB NAV LOAD-BALANCING, WEB DIAG CLIENT/SERVER, DATA MONITOR, CONNECTIVITY PACK, CONNECTIVITY STATION RUNTIME & CONFIGURATION -SW SINGLE LICENSE, SW AND LICENSE KEY DOWNLOAD ******************************* E-MAIL ADDRESS IS MANDATORY FOR DELIVERY! | 1147 | TEM | 1 | Simatic | 0.001 | 0
6AV63812AB072AK4 | SIMATIC WINCC RC UPGRADE FROM V6.2 TO V7.2, FOR SIMATIC WINCC RUNTIME & CONFIGURATION (RC), INCL. OPTIONS REDUNDANCY, SERVER, USER ARCHIVE, WEB NAVIGATOR, WEB NAV LOAD-BALANCING, WEB DIAG CLIENT/SERVER, DATA MONITOR, CONNECTIVITY PACK, CONNECTIVITY STATION RUNTIME & CONFIGURATION -SW SINGLE LICENSE, SW AND LICENSE KEY DOWNLOAD ******************************* E-MAIL ADDRESS IS MANDATORY FOR DELIVERY! | 1727 | TEM | 1 | Simatic | 0.001 | 0
6AV63812AB072AX3 | SIMATIC WINCC RC UPGRADE FROM V7.0 TO V7.2, FOR SIMATIC WINCC RUNTIME & CONFIGURATION (RC), INCL. OPTIONS REDUNDANCY, SERVER, USER ARCHIVE, WEB NAVIGATOR, WEB NAV LOAD-BALANCING, WEB DIAG CLIENT/SERVER, DATA MONITOR, CONNECTIVITY PACK, CONNECTIVITY STATION RUNTIME & CONFIGURATION -SW ON DVD, SINGLE LICENSE, LICENSE KEY ON USB-STICK | 1147 | TEM | 1 | Simatic | 0.417 | 0
6AV63812AB072AX4 | SIMATIC WINCC RC UPGRADE FROM V6.2 TO V7.2, FOR SIMATIC WINCC RUNTIME & CONFIGURATION (RC), INCL. OPTIONS REDUNDANCY, SERVER, USER ARCHIVE, WEB NAVIGATOR, WEB NAV LOAD-BALANCING, WEB DIAG CLIENT/SERVER, DATA MONITOR, CONNECTIVITY PACK, CONNECTIVITY STATION RUNTIME & CONFIGURATION -SW ON DVD, SINGLE LICENSE, LICENSE KEY ON USB-STICK | 1727 | TEM | 1 | Simatic | 0.419 | 0
6AV63812AB073AK3 | SIMATIC WINCC RC UPGRADE FROM V7.2 TO V7.3, FOR SIMATIC WINCC RUNTIME & CONFIGURATION (RC), INCL. OPTIONS REDUNDANCY, SERVER, USER ARCHIVE, WEB NAVIGATOR, WEB NAV LOAD-BALANCING, WEB DIAG CLIENT/SERVER, DATA MONITOR, CONNECTIVITY PACK, CONNECTIVITY STATION RUNTIME & CONFIGURATION -SW SINGLE LICENSE, SW AND LICENSE KEY DOWNLOAD ******************************* E-MAIL ADDRESS IS MANDATORY FOR DELIVERY! | 1113 | TEM | 1 | Simatic | 0.001 | 0
6AV63812AB073AK4 | SIMATIC WINCC RC UPGRADE FROM V6.2 TO V7.3, FOR SIMATIC WINCC RUNTIME & CONFIGURATION (RC), INCL. OPTIONS REDUNDANCY, SERVER, USER ARCHIVE, WEB NAVIGATOR, WEB NAV LOAD-BALANCING, WEB DIAG CLIENT/SERVER, DATA MONITOR, CONNECTIVITY PACK, CONNECTIVITY STATION RUNTIME & CONFIGURATION -SW SINGLE LICENSE, SW AND LICENSE KEY DOWNLOAD ******************************* E-MAIL ADDRESS IS MANDATORY FOR DELIVERY! | 1676 | TEM | 1 | Simatic | 0.001 | 0
6AV63812AB073AX3 | SIMATIC WINCC RC UPGRADE FROM V7.2 TO V7.3, FOR SIMATIC WINCC RUNTIME & CONFIGURATION (RC), INCL. OPTIONS REDUNDANCY, SERVER, USER ARCHIVE, WEB NAVIGATOR, WEB NAV LOAD-BALANCING, WEB DIAG CLIENT/SERVER, DATA MONITOR, CONNECTIVITY PACK, CONNECTIVITY STATION RUNTIME & CONFIGURATION -SW ON DVD, SINGLE LICENSE, LICENSE KEY ON USB-STICK | 1113 | TEM | 1 | Simatic | 0.234 | 0
6AV63812AB073AX4 | SIMATIC WINCC RC UPGRADE FROM V6.2/7.0 TO V7.3, FOR SIMATIC WINCC RUNTIME & CONFIGURATION (RC), INCL. OPTIONS REDUNDANCY, SERVER, USER ARCHIVE, WEB NAVIGATOR, WEB NAV LOAD-BALANCING, WEB DIAG CLIENT/SERVER, DATA MONITOR, CONNECTIVITY PACK, CONNECTIVITY STATION RUNTIME & CONFIGURATION -SW ON DVD, SINGLE LICENSE, LICENSE KEY ON USB-STICK | 1676 | TEM | 1 | Simatic | 0.244 | 0
6AV63812AB074AK3 | SIMATIC WINCC RC UPGRADE FROM V7.X TO V7.4 FOR SIMATIC WINCC RUNTIME & CONFIGURATION (RC) INCL. OPTIONS REDUNDANCY, SERVER, USER ARCHIVE, WEB NAVIGATOR, WEB NAV LOAD-BALANCING, WEB DIAG CLIENT/SERVER, DATA MONITOR, CONNECTIVITY PACK, CONNECTIVITY STATION, RUNTIME & CONFIGURATION -SW, SINGLE LICENSE, SW AND LICENSE KEY DOWNLOAD ******************************* E-MAIL ADDRESS IS MANDATORY FOR DELIVERY! | 1676 | TEM | 1 | Simatic | 0.001 | 0
6AV63812AB074AX3 | SIMATIC WINCC RC UPGRADE FROM V7.X TO V7.4 FOR SIMATIC WINCC RUNTIME & CONFIGURATION (RC) INCL. OPTIONS REDUNDANCY, SERVER, USER ARCHIVE, WEB NAVIGATOR, WEB NAV LOAD-BALANCING, WEB DIAG CLIENT/SERVER, DATA MONITOR, CONNECTIVITY PACK, CONNECTIVITY STATION, RUNTIME & CONFIGURATION -SW ON DVD, SINGLE LICENSE, LICENSE KEY ON USB-STICK | 1676 | TEM | 1 | Simatic | 0.321 | 0
6AV63812BC070AQ0 | EPL ROYALTY FOR WINCC V7, RT128 (128 POWER TAGS) ONLY VALID COMBINED WITH ENTERPRISE LICENSE CONTRACT, REQUIRES EPL-MASTER | 2379 | TEM | 1 | Simatic | 0.001 | 0
6AV63812BC070AX0 | WINCC SYSTEMSOFTWARE V7.0 SP3, RT 128 (128 POWER TAGS), RUNTIME, ON DVD, SINGLE LICENSE, 5 LANGUAGES (GER,EN,IT,FR,SP), EXEC. UNDER XPPROF/ WINDOWS7 (32/64BIT) | 2520 | TEM | 1 | Simatic | 0.249 | 0
6AV63812BC070AX3 | SIMATIC WINCC RUNTIME CLIENT UPGRADE FROM V6.2 TO V7.0 SP3, FOR WINCC RT CLIENTS (RT128), INCL. DRIVER, USER ARCHIVE, CONNECTIVITY PACK, CONNECTIVITY STATION | 397 | TEM | 1 | Simatic | 0.25 | 0
6AV63812BC070AX4 | SIMATIC WINCC RUNTIME CLIENT FROM V6.0 TO V7.0 SP3, FOR WINCC RT CLIENTS (RT128), INCL. DRIVER, USER ARCHIVE, ARCHIVE, CONNECTIVITY PACK | 597 | TEM | 1 | Simatic | 0.254 | 0
6AV63812BC072AH0 | WINCC SYSTEMSOFTWARE V7.2, RT 128 (128 POWER TAGS), RUNTIME-SW, SINGLE LICENSE, SW AND LICENSE KEY DOWNLOAD CLASS A, 5-LANGUAGES (DE,EN,IT,FR,SP), EXECUTABLE UNDER WINDOWS XP PROF +SP3 (32 BIT), 7 PROF/ENT/ULT +SP1 (32 BIT), 7 PROF/ENT/ULT +SP1 (64 BIT), SERVER2003 +SP2 (32 BIT), SERVER2003 R2 +SP2 (32 BIT), SERVER2008 +SP2 (32 BIT), SERVER2008 R2 +SP1 (64 BIT) ******************************* E-MAIL ADDRESS IS MANDATORY FOR DELIVERY! | 2450 | TEM | 1 | Simatic | 0.015 | 0
6AV63812BC072AX0 | WINCC SYSTEMSOFTWARE V7.2, RT 128 (128 POWER TAGS), RUNTIME-SW, SINGLE LICENSE SW AND DOCUMENTATION ON DVD, LICENSE KEY ON USB STICK, CLASS A, 5-LANGUAGES (DE,EN,IT,FR,SP), EXECUTABLE UNDER WINDOWS XP PROF +SP3 (32 BIT), 7 PROF/ENT/ULT +SP1 (32 BIT), 7 PROF/ENT/ULT +SP1 (64 BIT), SERVER2003 +SP2 (32 BIT), SERVER2003 R2 +SP2 (32 BIT), SERVER2008 +SP2 (32 BIT), SERVER2008 R2 +SP1 (64 BIT) | 2450 | TEM | 1 | Simatic | 0.414 | 0
6AV63812BC073AH0 | WINCC SYSTEMSOFTWARE V7.3, RT 128 (128 POWER TAGS), RUNTIME-SW, SINGLE LICENSE, SW AND LICENSE KEY DOWNLOAD CLASS A, 5-LANGUAGES (DE,EN,IT,FR,SP), EXECUTABLE UNDER WINDOWS 7 PROF/ENT/ULT +SP1 (32 BIT)/ 7 PROF/ENT/ULT +SP1 (64 BIT)/ 8.1 STD/PROF/ENT/ULT (64 BIT)/ SERVER2008 R2 +SP1 (64 BIT)/ SERVER 2012 (64 BIT) ******************************* E-MAIL ADDRESS IS MANDATORY FOR DELIVERY! | 2379 | TEM | 1 | Simatic | 0.001 | 0
6AV63812BC073AX0 | WINCC SYSTEMSOFTWARE V7.3, RT 128 (128 POWER TAGS), RUNTIME-SW, SINGLE LICENSE SW AND DOCUMENTATION ON DVD, LICENSE KEY ON USB STICK, CLASS A, 5-LANGUAGES (DE,EN,IT,FR,SP), EXECUTABLE UNDER WINDOWS 7 PROF/ENT/ULT +SP1 (32 BIT)/ 7 PROF/ENT/ULT +SP1 (64 BIT)/ 8.1 STD/PROF/ENT/ULT (64 BIT)/ SERVER2008 R2 +SP1 (64 BIT)/ SERVER 2012 (64 BIT) | 2379 | TEM | 1 | Simatic | 0.243 | 0
6AV63812BC074AH0 | WINCC SYSTEMSOFTWARE V7.4, RT 128 (128 POWER TAGS), RUNTIME-SW, SINGLE LICENSE, SW AND LICENSE KEY DOWNLOAD CLASS A, 5-LANGUAGES (DE,EN,IT,FR,SP), EXECUTABLE UNDER WINDOWS 7 PROF/ENT/ULT +SP1 (32 BIT)/ 7 PROF/ENT/ULT +SP1 (64 BIT)/ 8.1 PROF/ENT (32 BIT)/ 8.1 PROF/ENT (64 BIT)/ 10 PROF/ENT (64 BIT)/ SERVER2008 R2 +SP1 (64 BIT)/ SERVER 2012 R2 (64 BIT) ******************************* E-MAIL ADDRESS IS MANDATORY FOR DELIVERY! | 2379 | TEM | 1 | Simatic | 0.001 | 0
6AV63812BC074AX0 | WINCC SYSTEMSOFTWARE V7.4, RT 128 (128 POWER TAGS), RUNTIME-SW, SINGLE LICENSE, SW AND DOCUMENTATION ON DVD, LICENSE KEY ON USB STICK, CLASS A, 5-LANGUAGES (DE,EN,IT,FR,SP), EXECUTABLE UNDER WINDOWS 7 PROF/ENT/ULT +SP1 (32 BIT)/ 7 PROF/ENT/ULT +SP1 (64 BIT)/ 8.1 PROF/ENT (32 BIT)/ 8.1 PROF/ENT (64 BIT)/ 10 PROF/ENT (64 BIT)/ SERVER2008 R2 +SP1 (64 BIT)/ SERVER 2012 R2 (64 BIT) | 2379 | TEM | 1 | Simatic | 0.331 | 0
6AV63812BD070AX0 | WINCC SYSTEMSOFTWARE V7.0 SP3, RT 512 (512 POWER TAGS), RUNTIME, ON DVD, SINGLE LICENSE, 5 LANGUAGES (GER,EN,IT,FR,SP), EXEC. UNDER XPPROF/ WINDOWS7 (32/64BIT) | 3875 | TEM | 1 | Simatic | 0.256 | 0
6AV63812BD070VB0 | WINCC SYSTEMSOFTWARE V7.0, RT 512 (512 POWER TAGS), UNLOCK COPY LICENSE, ADDITIONAL PACKAGE FOR 10 INSTALLATIONS, ONLY VALID COMBINED WITH UNLOCK COPY LICENSE CONTRACT, REQUIRES UCL BASIC PACKAGE. | 27122 | TEM | 1 | Simatic | 0.05 | 0
6AV63812BD072AH0 | WINCC SYSTEMSOFTWARE V7.2, RT 512 (512 POWER TAGS), RUNTIME-SW, SINGLE LICENSE SINGLE LICENSE, SW AND LICENSE KEY DOWNLOAD CLASS A, 5-LANGUAGES (DE,EN,IT,FR,SP), EXECUTABLE UNDER WINDOWS XP PROF +SP3 (32 BIT), 7 PROF/ENT/ULT +SP1 (32 BIT), 7 PROF/ENT/ULT +SP1 (64 BIT), SERVER2003 +SP2 (32 BIT), SERVER2003 R2 +SP2 (32 BIT), SERVER2008 +SP2 (32 BIT), SERVER2008 R2 +SP1 (64 BIT) ******************************* E-MAIL ADDRESS IS MANDATORY FOR DELIVERY! | 3765 | TEM | 1 | Simatic | 0.001 | 0
6AV63812BD072AX0 | WINCC SYSTEMSOFTWARE V7.2, RT 512 (512 POWER TAGS), RUNTIME-SW, SINGLE LICENSE SW AND DOCUMENTATION ON DVD, LICENSE KEY ON USB STICK, CLASS A, 5-LANGUAGES (DE,EN,IT,FR,SP), EXECUTABLE UNDER WINDOWS XP PROF +SP3 (32 BIT), 7 PROF/ENT/ULT +SP1 (32 BIT), 7 PROF/ENT/ULT +SP1 (64 BIT), SERVER2003 +SP2 (32 BIT), SERVER2003 R2 +SP2 (32 BIT), SERVER2008 +SP2 (32 BIT), SERVER2008 R2 +SP1 (64 BIT) | 3765 | TEM | 1 | Simatic | 0.416 | 0
6AV63812BD073AH0 | WINCC SYSTEMSOFTWARE V7.3, RT 512 (512 POWER TAGS), RUNTIME-SW, SINGLE LICENSE SINGLE LICENSE, SW AND LICENSE KEY DOWNLOAD CLASS A, 5-LANGUAGES (DE,EN,IT,FR,SP), EXECUTABLE UNDER WINDOWS 7 PROF/ENT/ULT +SP1 (32 BIT)/ 7 PROF/ENT/ULT +SP1 (64 BIT)/ 8.1 STD/PROF/ENT/ULT (64 BIT)/ SERVER2008 R2 +SP1 (64 BIT)/ SERVER 2012 (64 BIT) ******************************* E-MAIL ADDRESS IS MANDATORY FOR DELIVERY! | 3656 | TEM | 1 | Simatic | 0.001 | 0
6AV63812BD073AX0 | WINCC SYSTEMSOFTWARE V7.3, RT 512 (512 POWER TAGS), RUNTIME-SW, SINGLE LICENSE SW AND DOCUMENTATION ON DVD, LICENSE KEY ON USB STICK, CLASS A, 5-LANGUAGES (DE,EN,IT,FR,SP), EXECUTABLE UNDER WINDOWS 7 PROF/ENT/ULT +SP1 (32 BIT)/ 7 PROF/ENT/ULT +SP1 (64 BIT)/ 8.1 STD/PROF/ENT/ULT (64 BIT)/ SERVER2008 R2 +SP1 (64 BIT)/ SERVER 2012 (64 BIT) | 3656 | TEM | 1 | Simatic | 0.243 | 0
6AV63812BD074AH0 | WINCC SYSTEMSOFTWARE V7.4, RT 512 (512 POWER TAGS), RUNTIME-SW, SINGLE LICENSE, SW AND LICENSE KEY DOWNLOAD CLASS A, 5-LANGUAGES (DE,EN,IT,FR,SP), EXECUTABLE UNDER WINDOWS 7 PROF/ENT/ULT +SP1 (32 BIT)/ 7 PROF/ENT/ULT +SP1 (64 BIT)/ 8.1 PROF/ENT (32 BIT)/ 8.1 PROF/ENT (64 BIT)/ 10 PROF/ENT (64 BIT)/ SERVER2008 R2 +SP1 (64 BIT)/ SERVER 2012 R2 (64 BIT) ******************************* E-MAIL ADDRESS IS MANDATORY FOR DELIVERY! | 3656 | TEM | 1 | Simatic | 0.001 | 0
6AV63812BD074AX0 | WINCC SYSTEMSOFTWARE V7.4, RT 512 (512 POWER TAGS), RUNTIME-SW, SINGLE LICENSE, SW AND DOCUMENTATION ON DVD, LICENSE KEY ON USB STICK, CLASS A, 5-LANGUAGES (DE,EN,IT,FR,SP), EXECUTABLE UNDER WINDOWS 7 PROF/ENT/ULT +SP1 (32 BIT)/ 7 PROF/ENT/ULT +SP1 (64 BIT)/ 8.1 PROF/ENT (32 BIT)/ 8.1 PROF/ENT (64 BIT)/ 10 PROF/ENT (64 BIT)/ SERVER2008 R2 +SP1 (64 BIT)/ SERVER 2012 R2 (64 BIT) | 3656 | TEM | 1 | Simatic | 0.324 | 0
6AV63812BE070AX0 | WINCC SYSTEMSOFTWARE V7.0 SP3, RT 2048 (2048 POWER TAGS), RUNTIME, ON DVD, SINGLE LICENSE, 5 LANGUAGES (GER,EN,IT,FR,SP), EXEC. UNDER XPPROF/ WINDOWS7 (32/64 BIT) | 4763 | TEM | 1 | Simatic | 0.249 | 0
6AV63812BE072AH0 | WINCC SYSTEMSOFTWARE V7.2, RT 2048 (2048 POWER TAGS), RUNTIME-SW, SINGLE LICENSE SINGLE LICENSE, SW AND LICENSE KEY DOWNLOAD CLASS A, 5-LANGUAGES (DE,EN,IT,FR,SP), EXECUTABLE UNDER WINDOWS XP PROF +SP3 (32 BIT), 7 PROF/ENT/ULT +SP1 (32 BIT), 7 PROF/ENT/ULT +SP1 (64 BIT), SERVER2003 +SP2 (32 BIT), SERVER2003 R2 +SP2 (32 BIT), SERVER2008 +SP2 (32 BIT), SERVER2008 R2 +SP1 (64 BIT) ******************************* E-MAIL ADDRESS IS MANDATORY FOR DELIVERY! | 4628 | TEM | 1 | Simatic | 0.001 | 0
6AV63812BE072AX0 | WINCC SYSTEMSOFTWARE V7.2, RT 2048 (2048 POWER TAGS), RUNTIME-SW, SINGLE LICENSE SW AND DOCUMENTATION ON DVD, LICENSE KEY ON USB STICK, CLASS A, 5-LANGUAGES (DE,EN,IT,FR,SP), EXECUTABLE UNDER WINDOWS XP PROF +SP3 (32 BIT), 7 PROF/ENT/ULT +SP1 (32 BIT), 7 PROF/ENT/ULT +SP1 (64 BIT), SERVER2003 +SP2 (32 BIT), SERVER2003 R2 +SP2 (32 BIT), SERVER2008 +SP2 (32 BIT), SERVER2008 R2 +SP1 (64 BIT) | 4628 | TEM | 1 | Simatic | 0.414 | 0
6AV63812BE073AH0 | WINCC SYSTEMSOFTWARE V7.3, RT 2048 (2048 POWER TAGS), RUNTIME-SW, SINGLE LICENSE SINGLE LICENSE, SW AND LICENSE KEY DOWNLOAD CLASS A, 5-LANGUAGES (DE,EN,IT,FR,SP), EXECUTABLE UNDER WINDOWS 7 PROF/ENT/ULT +SP1 (32 BIT)/ 7 PROF/ENT/ULT +SP1 (64 BIT)/ 8.1 STD/PROF/ENT/ULT (64 BIT)/ SERVER2008 R2 +SP1 (64 BIT)/ SERVER 2012 (64 BIT) ******************************* E-MAIL ADDRESS IS MANDATORY FOR DELIVERY! | 4494 | TEM | 1 | Simatic | 0.001 | 0
6AV63812BE073AX0 | WINCC SYSTEMSOFTWARE V7.3, RT 2048 (2048 POWER TAGS), RUNTIME-SW, SINGLE LICENSE SW AND DOCUMENTATION ON DVD, LICENSE KEY ON USB STICK, CLASS A, 5-LANGUAGES (DE,EN,IT,FR,SP), EXECUTABLE UNDER WINDOWS 7 PROF/ENT/ULT +SP1 (32 BIT)/ 7 PROF/ENT/ULT +SP1 (64 BIT)/ 8.1 STD/PROF/ENT/ULT (64 BIT)/ SERVER2008 R2 +SP1 (64 BIT)/ SERVER 2012 (64 BIT) | 4494 | TEM | 1 | Simatic | 0.249 | 0
6AV63812BE074AH0 | WINCC SYSTEMSOFTWARE V7.4, RT 2048 (2048 POWER TAGS), RUNTIME-SW, SINGLE LICENSE, SW AND LICENSE KEY DOWNLOAD CLASS A, 5-LANGUAGES (DE,EN,IT,FR,SP), EXECUTABLE UNDER WINDOWS 7 PROF/ENT/ULT +SP1 (32 BIT)/ 7 PROF/ENT/ULT +SP1 (64 BIT)/ 8.1 PROF/ENT (32 BIT)/ 8.1 PROF/ENT (64 BIT)/ 10 PROF/ENT (64 BIT)/ SERVER2008 R2 +SP1 (64 BIT)/ SERVER 2012 R2 (64 BIT) ******************************* E-MAIL ADDRESS IS MANDATORY FOR DELIVERY! | 4494 | TEM | 1 | Simatic | 0.001 | 0
6AV63812BE074AX0 | WINCC SYSTEMSOFTWARE V7.4, RT 2048 (2048 POWER TAGS), RUNTIME-SW, SINGLE LICENSE, SW AND DOCUMENTATION ON DVD, LICENSE KEY ON USB STICK, CLASS A, 5-LANGUAGES (DE,EN,IT,FR,SP), EXECUTABLE UNDER WINDOWS 7 PROF/ENT/ULT +SP1 (32 BIT)/ 7 PROF/ENT/ULT +SP1 (64 BIT)/ 8.1 PROF/ENT (32 BIT)/ 8.1 PROF/ENT (64 BIT)/ 10 PROF/ENT (64 BIT)/ SERVER2008 R2 +SP1 (64 BIT)/ SERVER 2012 R2 (64 BIT) | 4494 | TEM | 1 | Simatic | 0.331 | 0
6AV63812BF070AQ0 | EPL ROYALTY FOR WINCC V7, RT65535 (65535 POWER TAGS) ONLY VALID COMBINED WITH ENTERPRISE LICENSE CONTRACT, REQUIRES EPL-MASTER | 6635 | TEM | 1 | Simatic | 0.001 | 0
6AV63812BF070AX0 | WINCC SYSTEMSOFTWARE V7.0 SP3, RT 65536 (65536 POWER TAGS), RUNTIME, ON DVD, SINGLE LICENSE, 5 LANGUAGES (GER,EN,IT,FR,SP), EXEC. UNDER XPPROF/ WINDOWS7 (32/64 BIT) | 7033 | TEM | 1 | Simatic | 0.255 | 0
6AV63812BF072AH0 | WINCC SYSTEMSOFTWARE V7.2, RT 65536 (65536 POWER TAGS), RUNTIME-SW, SINGLE LICENSE SINGLE LICENSE, SW AND LICENSE KEY DOWNLOAD CLASS A, 5-LANGUAGES (DE,EN,IT,FR,SP), EXECUTABLE UNDER WINDOWS XP PROF +SP3 (32 BIT), 7 PROF/ENT/ULT +SP1 (32 BIT), 7 PROF/ENT/ULT +SP1 (64 BIT), SERVER2003 +SP2 (32 BIT), SERVER2003 R2 +SP2 (32 BIT), SERVER2008 +SP2 (32 BIT), SERVER2008 R2 +SP1 (64 BIT) ******************************* E-MAIL ADDRESS IS MANDATORY FOR DELIVERY! | 6835 | TEM | 1 | Simatic | 0.001 | 0
6AV63812BF072AX0 | WINCC SYSTEMSOFTWARE V7.2, RT 65536 (65536 POWER TAGS), RUNTIME-SW, SINGLE LICENSE SW AND DOCUMENTATION ON DVD, LICENSE KEY ON USB STICK, CLASS A, 5-LANGUAGES (DE,EN,IT,FR,SP), EXECUTABLE UNDER WINDOWS XP PROF +SP3 (32 BIT), 7 PROF/ENT/ULT +SP1 (32 BIT), 7 PROF/ENT/ULT +SP1 (64 BIT), SERVER2003 +SP2 (32 BIT), SERVER2003 R2 +SP2 (32 BIT), SERVER2008 +SP2 (32 BIT), SERVER2008 R2 +SP1 (64 BIT) | 6835 | TEM | 1 | Simatic | 0.421 | 0
6AV63812BF073AH0 | WINCC SYSTEMSOFTWARE V7.3, RT 65536 (65536 POWER TAGS), RUNTIME-SW, SINGLE LICENSE SINGLE LICENSE, SW AND LICENSE KEY DOWNLOAD CLASS A, 5-LANGUAGES (DE,EN,IT,FR,SP), EXECUTABLE UNDER WINDOWS 7 PROF/ENT/ULT +SP1 (32 BIT)/ 7 PROF/ENT/ULT +SP1 (64 BIT)/ 8.1 STD/PROF/ENT/ULT (64 BIT)/ SERVER2008 R2 +SP1 (64 BIT)/ SERVER 2012 (64 BIT) ******************************* E-MAIL ADDRESS IS MANDATORY FOR DELIVERY! | 6635 | TEM | 1 | Simatic | 0.001 | 0
6AV63812BF073AX0 | WINCC SYSTEMSOFTWARE V7.3, RT 65536 (65536 POWER TAGS), RUNTIME-SW, SINGLE LICENSE SW AND DOCUMENTATION ON DVD, LICENSE KEY ON USB STICK, CLASS A, 5-LANGUAGES (DE,EN,IT,FR,SP), EXECUTABLE UNDER WINDOWS 7 PROF/ENT/ULT +SP1 (32 BIT)/ 7 PROF/ENT/ULT +SP1 (64 BIT)/ 8.1 STD/PROF/ENT/ULT (64 BIT)/ SERVER2008 R2 +SP1 (64 BIT)/ SERVER 2012 (64 BIT) | 6635 | TEM | 1 | Simatic | 0.245 | 0
6AV63812BF074AH0 | WINCC SYSTEMSOFTWARE V7.4, RT 65536 (65536 POWER TAGS), RUNTIME-SW, SINGLE LICENSE, SW AND LICENSE KEY DOWNLOAD CLASS A, 5-LANGUAGES (DE,EN,IT,FR,SP), EXECUTABLE UNDER WINDOWS 7 PROF/ENT/ULT +SP1 (32 BIT)/ 7 PROF/ENT/ULT +SP1 (64 BIT)/ 8.1 PROF/ENT (32 BIT)/ 8.1 PROF/ENT (64 BIT)/ 10 PROF/ENT (64 BIT)/ SERVER2008 R2 +SP1 (64 BIT)/ SERVER 2012 R2 (64 BIT) ******************************* E-MAIL ADDRESS IS MANDATORY FOR DELIVERY! | 6635 | TEM | 1 | Simatic | 0.001 | 0
6AV63812BF074AX0 | WINCC SYSTEMSOFTWARE V7.4, RT 65536 (65536 POWER TAGS), RUNTIME-SW, SINGLE LICENSE, SW AND DOCUMENTATION ON DVD, LICENSE KEY ON USB STICK, CLASS A, 5-LANGUAGES (DE,EN,IT,FR,SP), EXECUTABLE UNDER WINDOWS 7 PROF/ENT/ULT +SP1 (32 BIT)/ 7 PROF/ENT/ULT +SP1 (64 BIT)/ 8.1 PROF/ENT (32 BIT)/ 8.1 PROF/ENT (64 BIT)/ 10 PROF/ENT (64 BIT)/ SERVER2008 R2 +SP1 (64 BIT)/ SERVER 2012 R2 (64 BIT) | 6635 | TEM | 1 | Simatic | 0.327 | 0
6AV63812BH070AQ0 | EPL ROYALTY FOR WINCC V7, RT8192 (8192 POWER TAGS) ONLY VALID COMBINED WITH ENTERPRISE LICENSE CONTRACT, REQUIRES EPL-MASTER. | 5397 | TEM | 1 | Simatic | 0.001 | 0
6AV63812BH070AX0 | WINCC SYSTEMSOFTWARE V7.0 SP3, RT 8192 (8192 POWER TAGS), RUNTIME, ON DVD, SINGLE LICENSE, 5 LANGUAGES (GER,EN,IT,FR,SP), EXEC. UNDER XPPROF/ WINDOWS7 (32/64 BIT) | 5723 | TEM | 1 | Simatic | 0.245 | 0
6AV63812BH072AH0 | WINCC SYSTEMSOFTWARE V7.2, RT 8192 (8192 POWER TAGS), RUNTIME-SW, SINGLE LICENSE SINGLE LICENSE, SW AND LICENSE KEY DOWNLOAD CLASS A, 5-LANGUAGES (DE,EN,IT,FR,SP), EXECUTABLE UNDER WINDOWS XP PROF +SP3 (32 BIT), 7 PROF/ENT/ULT +SP1 (32 BIT), 7 PROF/ENT/ULT +SP1 (64 BIT), SERVER2003 +SP2 (32 BIT), SERVER2003 R2 +SP2 (32 BIT), SERVER2008 +SP2 (32 BIT), SERVER2008 R2 +SP1 (64 BIT) ******************************* E-MAIL ADDRESS IS MANDATORY FOR DELIVERY! | 5560 | TEM | 1 | Simatic | 0.001 | 0
6AV63812BH072AX0 | WINCC SYSTEMSOFTWARE V7.2, RT 8192 (8192 POWER TAGS), RUNTIME-SW, SINGLE LICENSE SW AND DOCUMENTATION ON DVD, LICENSE KEY ON USB STICK, CLASS A, 5-LANGUAGES (DE,EN,IT,FR,SP), EXECUTABLE UNDER WINDOWS XP PROF +SP3 (32 BIT), 7 PROF/ENT/ULT +SP1 (32 BIT), 7 PROF/ENT/ULT +SP1 (64 BIT), SERVER2003 +SP2 (32 BIT), SERVER2003 R2 +SP2 (32 BIT), SERVER2008 +SP2 (32 BIT), SERVER2008 R2 +SP1 (64 BIT) | 5560 | TEM | 1 | Simatic | 0.43 | 0
6AV63812BH073AH0 | WINCC SYSTEMSOFTWARE V7.3, RT 8192 (8192 POWER TAGS), RUNTIME-SW, SINGLE LICENSE SINGLE LICENSE, SW AND LICENSE KEY DOWNLOAD CLASS A, 5-LANGUAGES (DE,EN,IT,FR,SP), EXECUTABLE UNDER WINDOWS 7 PROF/ENT/ULT +SP1 (32 BIT)/ 7 PROF/ENT/ULT +SP1 (64 BIT)/ 8.1 STD/PROF/ENT/ULT (64 BIT)/ SERVER2008 R2 +SP1 (64 BIT)/ SERVER 2012 (64 BIT) ******************************* E-MAIL ADDRESS IS MANDATORY FOR DELIVERY! | 5397 | TEM | 1 | Simatic | 0.001 | 0
6AV63812BH073AX0 | WINCC SYSTEMSOFTWARE V7.3, RT 8192 (8192 POWER TAGS), RUNTIME-SW, SINGLE LICENSE SW AND DOCUMENTATION ON DVD, LICENSE KEY ON USB STICK, CLASS A, 5-LANGUAGES (DE,EN,IT,FR,SP), EXECUTABLE UNDER WINDOWS 7 PROF/ENT/ULT +SP1 (32 BIT)/ 7 PROF/ENT/ULT +SP1 (64 BIT)/ 8.1 STD/PROF/ENT/ULT (64 BIT)/ SERVER2008 R2 +SP1 (64 BIT)/ SERVER 2012 (64 BIT) | 5397 | TEM | 1 | Simatic | 0.248 | 0
6AV63812BH074AH0 | WINCC SYSTEMSOFTWARE V7.4, RT 8192 (8192 POWER TAGS), RUNTIME-SW, SINGLE LICENSE, SW AND LICENSE KEY DOWNLOAD CLASS A, 5-LANGUAGES (DE,EN,IT,FR,SP), EXECUTABLE UNDER WINDOWS 7 PROF/ENT/ULT +SP1 (32 BIT)/ 7 PROF/ENT/ULT +SP1 (64 BIT)/ 8.1 PROF/ENT (32 BIT)/ 8.1 PROF/ENT (64 BIT)/ 10 PROF/ENT (64 BIT)/ SERVER2008 R2 +SP1 (64 BIT)/ SERVER 2012 R2 (64 BIT) ******************************* E-MAIL ADDRESS IS MANDATORY FOR DELIVERY! | 5397 | TEM | 1 | Simatic | 0.001 | 0
6AV63812BH074AX0 | WINCC SYSTEMSOFTWARE V7.4, RT 8192 (8192 POWER TAGS), RUNTIME-SW, SINGLE LICENSE, SW AND DOCUMENTATION ON DVD, LICENSE KEY ON USB STICK, CLASS A, 5-LANGUAGES (DE,EN,IT,FR,SP), EXECUTABLE UNDER WINDOWS 7 PROF/ENT/ULT +SP1 (32 BIT)/ 7 PROF/ENT/ULT +SP1 (64 BIT)/ 8.1 PROF/ENT (32 BIT)/ 8.1 PROF/ENT (64 BIT)/ 10 PROF/ENT (64 BIT)/ SERVER2008 R2 +SP1 (64 BIT)/ SERVER 2012 R2 (64 BIT) | 5397 | TEM | 1 | Simatic | 0.327 | 0
6AV63812BJ070AX0 | WINCC SYSTEMSOFTWARE V7.0 SP3, RT 102400 (102400 POWER TAGS), RUNTIME, ON DVD, SINGLE LICENSE, 5 LANGUAGES (GER,EN,IT,FR,SP), EXEC. UNDER XPPROF/ WINDOWS7 (32/64 BIT) | 9895 | TEM | 1 | Simatic | 0.296 | 0
6AV63812BJ072AH0 | WINCC SYSTEMSOFTWARE V7.2, RT 102400 (102400 POWER TAGS), RUNTIME-SW, SINGLE LICENSE SINGLE LICENSE, SW AND LICENSE KEY DOWNLOAD CLASS A, 5-LANGUAGES (DE,EN,IT,FR,SP), EXECUTABLE UNDER WINDOWS XP PROF +SP3 (32 BIT), 7 PROF/ENT/ULT +SP1 (32 BIT), 7 PROF/ENT/ULT +SP1 (64 BIT), SERVER2003 +SP2 (32 BIT), SERVER2003 R2 +SP2 (32 BIT), SERVER2008 +SP2 (32 BIT), SERVER2008 R2 +SP1 (64 BIT) ******************************* E-MAIL ADDRESS IS MANDATORY FOR DELIVERY! | 9614 | TEM | 1 | Simatic | 0.001 | 0
6AV63812BJ072AX0 | WINCC SYSTEMSOFTWARE V7.2, RT 102400 (102400 POWER TAGS), RUNTIME-SW, SINGLE LICENSE SW AND DOCUMENTATION ON DVD, LICENSE KEY ON USB STICK, CLASS A, 5-LANGUAGES (DE,EN,IT,FR,SP), EXECUTABLE UNDER WINDOWS XP PROF +SP3 (32 BIT), 7 PROF/ENT/ULT +SP1 (32 BIT), 7 PROF/ENT/ULT +SP1 (64 BIT), SERVER2003 +SP2 (32 BIT), SERVER2003 R2 +SP2 (32 BIT), SERVER2008 +SP2 (32 BIT), SERVER2008 R2 +SP1 (64 BIT) | 9614 | TEM | 1 | Simatic | 0.1 | 0
6AV63812BJ073AH0 | WINCC SYSTEMSOFTWARE V7.3, RT 102400 (102400 POWER TAGS), RUNTIME-SW, SINGLE LICENSE SINGLE LICENSE, SW AND LICENSE KEY DOWNLOAD CLASS A, 5-LANGUAGES (DE,EN,IT,FR,SP), EXECUTABLE UNDER WINDOWS 7 PROF/ENT/ULT +SP1 (32 BIT)/ 7 PROF/ENT/ULT +SP1 (64 BIT)/ 8.1 STD/PROF/ENT/ULT (64 BIT)/ SERVER2008 R2 +SP1 (64 BIT)/ SERVER 2012 (64 BIT) ******************************* E-MAIL ADDRESS IS MANDATORY FOR DELIVERY! | 9334 | TEM | 1 | Simatic | 0.001 | 0
6AV63812BJ073AX0 | WINCC SYSTEMSOFTWARE V7.3, RT 102400 (102400 POWER TAGS), RUNTIME-SW, SINGLE LICENSE SW AND DOCUMENTATION ON DVD, LICENSE KEY ON USB STICK, CLASS A, 5-LANGUAGES (DE,EN,IT,FR,SP), EXECUTABLE UNDER WINDOWS 7 PROF/ENT/ULT +SP1 (32 BIT)/ 7 PROF/ENT/ULT +SP1 (64 BIT)/ 8.1 STD/PROF/ENT/ULT (64 BIT)/ SERVER2008 R2 +SP1 (64 BIT)/ SERVER 2012 (64 BIT) | 9334 | TEM | 1 | Simatic | 0.262 | 0
6AV63812BJ074AH0 | WINCC SYSTEMSOFTWARE V7.4, RT 102400 (102400 POWER TAGS), RUNTIME-SW, SINGLE LICENSE, SW AND LICENSE KEY DOWNLOAD CLASS A, 5-LANGUAGES (DE,EN,IT,FR,SP), EXECUTABLE UNDER WINDOWS 7 PROF/ENT/ULT +SP1 (32 BIT)/ 7 PROF/ENT/ULT +SP1 (64 BIT)/ 8.1 PROF/ENT (32 BIT)/ 8.1 PROF/ENT (64 BIT)/ 10 PROF/ENT (64 BIT)/ SERVER2008 R2 +SP1 (64 BIT)/ SERVER 2012 R2 (64 BIT) ******************************* E-MAIL ADDRESS IS MANDATORY FOR DELIVERY! | 9334 | TEM | 1 | Simatic | 0.001 | 0
6AV63812BJ074AX0 | WINCC SYSTEMSOFTWARE V7.4, RT 102400 (102400 POWER TAGS), RUNTIME-SW, SINGLE LICENSE, SW AND DOCUMENTATION ON DVD, LICENSE KEY ON USB STICK, CLASS A, 5-LANGUAGES (DE,EN,IT,FR,SP), EXECUTABLE UNDER WINDOWS 7 PROF/ENT/ULT +SP1 (32 BIT)/ 7 PROF/ENT/ULT +SP1 (64 BIT)/ 8.1 PROF/ENT (32 BIT)/ 8.1 PROF/ENT (64 BIT)/ 10 PROF/ENT (64 BIT)/ SERVER2008 R2 +SP1 (64 BIT)/ SERVER 2012 R2 (64 BIT) | 9334 | TEM | 1 | Simatic | 0.326 | 0
6AV63812BK070AX0 | WINCC SYSTEMSOFTWARE V7.0 SP3, RT 153600 (153600 POWER TAGS), RUNTIME, ON DVD, SINGLE LICENSE, 5 LANGUAGES (GER,EN,IT,FR,SP), EXEC. UNDER XPPROF/ WINDOWS7 (32/64 BIT) | 12873 | TEM | 1 | Simatic | 0.269 | 0
6AV63812BK072AH0 | WINCC SYSTEMSOFTWARE V7.2, RT 153600 (153600 POWER TAGS), RUNTIME-SW, SINGLE LICENSE SINGLE LICENSE, SW AND LICENSE KEY DOWNLOAD CLASS A, 5-LANGUAGES (DE,EN,IT,FR,SP), EXECUTABLE UNDER WINDOWS XP PROF +SP3 (32 BIT), 7 PROF/ENT/ULT +SP1 (32 BIT), 7 PROF/ENT/ULT +SP1 (64 BIT), SERVER2003 +SP2 (32 BIT), SERVER2003 R2 +SP2 (32 BIT), SERVER2008 +SP2 (32 BIT), SERVER2008 R2 +SP1 (64 BIT) ******************************* E-MAIL ADDRESS IS MANDATORY FOR DELIVERY! | 12516 | TEM | 1 | Simatic | 0.001 | 0
6AV63812BK072AX0 | WINCC SYSTEMSOFTWARE V7.2, RT 153600 (153600 POWER TAGS), RUNTIME-SW, SINGLE LICENSE SW AND DOCUMENTATION ON DVD, LICENSE KEY ON USB STICK, CLASS A, 5-LANGUAGES (DE,EN,IT,FR,SP), EXECUTABLE UNDER WINDOWS XP PROF +SP3 (32 BIT), 7 PROF/ENT/ULT +SP1 (32 BIT), 7 PROF/ENT/ULT +SP1 (64 BIT), SERVER2003 +SP2 (32 BIT), SERVER2003 R2 +SP2 (32 BIT), SERVER2008 +SP2 (32 BIT), SERVER2008 R2 +SP1 (64 BIT) | 12516 | TEM | 1 | Simatic | 0.1 | 0
6AV63812BK073AH0 | WINCC SYSTEMSOFTWARE V7.3, RT 153600 (153600 POWER TAGS), RUNTIME-SW, SINGLE LICENSE SINGLE LICENSE, SW AND LICENSE KEY DOWNLOAD CLASS A, 5-LANGUAGES (DE,EN,IT,FR,SP), EXECUTABLE UNDER WINDOWS 7 PROF/ENT/ULT +SP1 (32 BIT)/ 7 PROF/ENT/ULT +SP1 (64 BIT)/ 8.1 STD/PROF/ENT/ULT (64 BIT)/ SERVER2008 R2 +SP1 (64 BIT)/ SERVER 2012 (64 BIT) ******************************* E-MAIL ADDRESS IS MANDATORY FOR DELIVERY! | 12146 | TEM | 1 | Simatic | 0.001 | 0
6AV63812BK073AX0 | WINCC SYSTEMSOFTWARE V7.3, RT 153600 (153600 POWER TAGS), RUNTIME-SW, SINGLE LICENSE SW AND DOCUMENTATION ON DVD, LICENSE KEY ON USB STICK, CLASS A, 5-LANGUAGES (DE,EN,IT,FR,SP), EXECUTABLE UNDER WINDOWS 7 PROF/ENT/ULT +SP1 (32 BIT)/ 7 PROF/ENT/ULT +SP1 (64 BIT)/ 8.1 STD/PROF/ENT/ULT (64 BIT)/ SERVER2008 R2 +SP1 (64 BIT)/ SERVER 2012 (64 BIT) | 12146 | TEM | 1 | Simatic | 0.262 | 0
6AV63812BK074AH0 | WINCC SYSTEMSOFTWARE V7.4, RT 153600 (153600 POWER TAGS), RUNTIME-SW, SINGLE LICENSE, SW AND LICENSE KEY DOWNLOAD CLASS A, 5-LANGUAGES (DE,EN,IT,FR,SP), EXECUTABLE UNDER WINDOWS 7 PROF/ENT/ULT +SP1 (32 BIT)/ 7 PROF/ENT/ULT +SP1 (64 BIT)/ 8.1 PROF/ENT (32 BIT)/ 8.1 PROF/ENT (64 BIT)/ 10 PROF/ENT (64 BIT)/ SERVER2008 R2 +SP1 (64 BIT)/ SERVER 2012 R2 (64 BIT) ******************************* E-MAIL ADDRESS IS MANDATORY FOR DELIVERY! | 12146 | TEM | 1 | Simatic | 0.001 | 0
6AV63812BK074AX0 | WINCC SYSTEMSOFTWARE V7.4, RT 153600 (153600 POWER TAGS), RUNTIME-SW, SINGLE LICENSE, SW AND DOCUMENTATION ON DVD, LICENSE KEY ON USB STICK, CLASS A, 5-LANGUAGES (DE,EN,IT,FR,SP), EXECUTABLE UNDER WINDOWS 7 PROF/ENT/ULT +SP1 (32 BIT)/ 7 PROF/ENT/ULT +SP1 (64 BIT)/ 8.1 PROF/ENT (32 BIT)/ 8.1 PROF/ENT (64 BIT)/ 10 PROF/ENT (64 BIT)/ SERVER2008 R2 +SP1 (64 BIT)/ SERVER 2012 R2 (64 BIT) | 12146 | TEM | 1 | Simatic | 0.2 | 0
6AV63812BL070AX0 | WINCC SYSTEMSOFTWARE V7.0 SP3, RT 262144 (262144 POWER TAGS), RUNTIME, ON DVD, SINGLE LICENSE, 5 LANGUAGES (GER,EN,IT,FR,SP), EXEC. UNDER XPPROF/ WINDOWS7 (32/64 BIT) | 17640 | TEM | 1 | Simatic | 0.248 | 0
6AV63812BL072AH0 | WINCC SYSTEMSOFTWARE V7.2, RT 262144 (262144 POWER TAGS), RUNTIME-SW, SINGLE LICENSE SINGLE LICENSE, SW AND LICENSE KEY DOWNLOAD CLASS A, 5-LANGUAGES (DE,EN,IT,FR,SP), EXECUTABLE UNDER WINDOWS XP PROF +SP3 (32 BIT), 7 PROF/ENT/ULT +SP1 (32 BIT), 7 PROF/ENT/ULT +SP1 (64 BIT), SERVER2003 +SP2 (32 BIT), SERVER2003 R2 +SP2 (32 BIT), SERVER2008 +SP2 (32 BIT), SERVER2008 R2 +SP1 (64 BIT) ******************************* E-MAIL ADDRESS IS MANDATORY FOR DELIVERY! | 17147 | TEM | 1 | Simatic | 0.001 | 0
6AV63812BL072AX0 | WINCC SYSTEMSOFTWARE V7.2, RT 262144 (262144 POWER TAGS), RUNTIME-SW, SINGLE LICENSE SW AND DOCUMENTATION ON DVD, LICENSE KEY ON USB STICK, CLASS A, 5-LANGUAGES (DE,EN,IT,FR,SP), EXECUTABLE UNDER WINDOWS XP PROF +SP3 (32 BIT), 7 PROF/ENT/ULT +SP1 (32 BIT), 7 PROF/ENT/ULT +SP1 (64 BIT), SERVER2003 +SP2 (32 BIT), SERVER2003 R2 +SP2 (32 BIT), SERVER2008 +SP2 (32 BIT), SERVER2008 R2 +SP1 (64 BIT) | 17147 | TEM | 1 | Simatic | 0.1 | 0
6AV63812BL073AH0 | WINCC SYSTEMSOFTWARE V7.3, RT 262144 (262144 POWER TAGS), RUNTIME-SW, SINGLE LICENSE SINGLE LICENSE, SW AND LICENSE KEY DOWNLOAD CLASS A, 5-LANGUAGES (DE,EN,IT,FR,SP), EXECUTABLE UNDER WINDOWS 7 PROF/ENT/ULT +SP1 (32 BIT)/ 7 PROF/ENT/ULT +SP1 (64 BIT)/ 8.1 STD/PROF/ENT/ULT (64 BIT)/ SERVER2008 R2 +SP1 (64 BIT)/ SERVER 2012 (64 BIT) ******************************* E-MAIL ADDRESS IS MANDATORY FOR DELIVERY! | 16643 | TEM | 1 | Simatic | 0.001 | 0
6AV63812BL073AX0 | WINCC SYSTEMSOFTWARE V7.3, RT 262144 (262144 POWER TAGS), RUNTIME-SW, SINGLE LICENSE SW AND DOCUMENTATION ON DVD, LICENSE KEY ON USB STICK, CLASS A, 5-LANGUAGES (DE,EN,IT,FR,SP), EXECUTABLE UNDER WINDOWS 7 PROF/ENT/ULT +SP1 (32 BIT)/ 7 PROF/ENT/ULT +SP1 (64 BIT)/ 8.1 STD/PROF/ENT/ULT (64 BIT)/ SERVER2008 R2 +SP1 (64 BIT)/ SERVER 2012 (64 BIT) | 16643 | TEM | 1 | Simatic | 0.262 | 0
6AV63812BL074AH0 | WINCC SYSTEMSOFTWARE V7.4, RT 262144 (262144 POWER TAGS), RUNTIME-SW, SINGLE LICENSE, SW AND LICENSE KEY DOWNLOAD CLASS A, 5-LANGUAGES (DE,EN,IT,FR,SP), EXECUTABLE UNDER WINDOWS 7 PROF/ENT/ULT +SP1 (32 BIT)/ 7 PROF/ENT/ULT +SP1 (64 BIT)/ 8.1 PROF/ENT (32 BIT)/ 8.1 PROF/ENT (64 BIT)/ 10 PROF/ENT (64 BIT)/ SERVER2008 R2 +SP1 (64 BIT)/ SERVER 2012 R2 (64 BIT) ******************************* E-MAIL ADDRESS IS MANDATORY FOR DELIVERY! | 16643 | TEM | 1 | Simatic | 0.001 | 0
6AV63812BL074AX0 | WINCC SYSTEMSOFTWARE V7.4, RT 262144 (262144 POWER TAGS), RUNTIME-SW, SINGLE LICENSE, SW AND DOCUMENTATION ON DVD, LICENSE KEY ON USB STICK, CLASS A, 5-LANGUAGES (DE,EN,IT,FR,SP), EXECUTABLE UNDER WINDOWS 7 PROF/ENT/ULT +SP1 (32 BIT)/ 7 PROF/ENT/ULT +SP1 (64 BIT)/ 8.1 PROF/ENT (32 BIT)/ 8.1 PROF/ENT (64 BIT)/ 10 PROF/ENT (64 BIT)/ SERVER2008 R2 +SP1 (64 BIT)/ SERVER 2012 R2 (64 BIT) | 16643 | TEM | 1 | Simatic | 0.2 | 0
6AV63812BM070AQ0 | EPL ROYALTY FOR WINCC V7, RC128 (128 POWER TAGS) ONLY VALID COMBINED WITH ENTERPRISE LICENSE CONTRACT, REQUIRES EPL-MASTER | 3565 | TEM | 1 | Simatic | 0.001 | 0
6AV63812BM070AX0 | WINCC SYSTEMSOFTWARE V7.0 SP3, RC 128 (128 POWER TAGS), RUNTIME & CONFIGURATION, ON DVD, FLOATING LICENSE, 5 LANGUAGES (GER,EN,IT,FR,SP), EXEC. UNDER XPPROF/ WINDOWS7 (32/64 BIT) | 3778 | TEM | 1 | Simatic | 0.271 | 0
6AV63812BM072AH0 | WINCC SYSTEMSOFTWARE V7.2, RC 128 (128 POWER TAGS), RUNTIME & CONFIGURATION -SW FLOATING LICENSE, SW AND LICENSE KEY DOWNLOAD CLASS A, 5-LANGUAGES (DE,EN,IT,FR,SP), EXECUTABLE UNDER WINDOWS XP PROF +SP3 (32 BIT), 7 PROF/ENT/ULT +SP1 (32 BIT), 7 PROF/ENT/ULT +SP1 (64 BIT), SERVER2003 +SP2 (32 BIT), SERVER2003 R2 +SP2 (32 BIT), SERVER2008 +SP2 (32 BIT), SERVER2008 R2 +SP1 (64 BIT) ******************************* E-MAIL ADDRESS IS MANDATORY FOR DELIVERY! | 3672 | TEM | 1 | Simatic | 0.001 | 0
6AV63812BM072AX0 | WINCC SYSTEMSOFTWARE V7.2, RC 128 (128 POWER TAGS), RUNTIME & CONFIGURATION -SW ON DVD, FLOATING LICENSE, LICENSE KEY ON USB STICK, CLASS A, 5-LANGUAGES (DE,EN,IT,FR,SP), EXECUTABLE UNDER WINDOWS XP PROF +SP3 (32 BIT), 7 PROF/ENT/ULT +SP1 (32 BIT), 7 PROF/ENT/ULT +SP1 (64 BIT), SERVER2003 +SP2 (32 BIT), SERVER2003 R2 +SP2 (32 BIT), SERVER2008 +SP2 (32 BIT), SERVER2008 R2 +SP1 (64 BIT) | 3672 | TEM | 1 | Simatic | 0.43 | 0
6AV63812BM073AH0 | WINCC SYSTEMSOFTWARE V7.3, RC 128 (128 POWER TAGS), RUNTIME & CONFIGURATION -SW FLOATING LICENSE, SW AND LICENSE KEY DOWNLOAD CLASS A, 5-LANGUAGES (DE,EN,IT,FR,SP), EXECUTABLE UNDER WINDOWS 7 PROF/ENT/ULT +SP1 (32 BIT)/ 7 PROF/ENT/ULT +SP1 (64 BIT)/ 8.1 STD/PROF/ENT/ULT (64 BIT)/ SERVER2008 R2 +SP1 (64 BIT)/ SERVER 2012 (64 BIT) ******************************* E-MAIL ADDRESS IS MANDATORY FOR DELIVERY! | 3565 | TEM | 1 | Simatic | 0.001 | 0
6AV63812BM073AX0 | WINCC SYSTEMSOFTWARE V7.3, RC 128 (128 POWER TAGS), RUNTIME & CONFIGURATION -SW ON DVD, FLOATING LICENSE, LICENSE KEY ON USB STICK, CLASS A, 5-LANGUAGES (DE,EN,IT,FR,SP), EXECUTABLE UNDER WINDOWS 7 PROF/ENT/ULT +SP1 (32 BIT)/ 7 PROF/ENT/ULT +SP1 (64 BIT)/ 8.1 STD/PROF/ENT/ULT (64 BIT)/ SERVER2008 R2 +SP1 (64 BIT)/ SERVER 2012 (64 BIT) | 3565 | TEM | 1 | Simatic | 0.263 | 0
6AV63812BM074AH0 | WINCC SYSTEMSOFTWARE V7.4, RC 128 (128 POWER TAGS), RUNTIME & CONFIGURATION -SW FLOATING LICENSE, SW AND LICENSE KEY DOWNLOAD CLASS A, 5-LANGUAGES (DE,EN,IT,FR,SP), EXECUTABLE UNDER WINDOWS 7 PROF/ENT/ULT +SP1 (32 BIT)/ 7 PROF/ENT/ULT +SP1 (64 BIT)/ 8.1 PROF/ENT (32 BIT)/ 8.1 PROF/ENT (64 BIT)/ 10 PROF/ENT (64 BIT)/ SERVER2008 R2 +SP1 (64 BIT)/ SERVER 2012 R2 (64 BIT) ******************************* E-MAIL ADDRESS IS MANDATORY FOR DELIVERY! | 3565 | TEM | 1 | Simatic | 0.001 | 0
6AV63812BM074AX0 | WINCC SYSTEMSOFTWARE V7.4, RC 128 (128 POWER TAGS), RUNTIME & CONFIGURATION -SW ON DVD, FLOATING LICENSE, LICENSE KEY ON USB STICK, CLASS A, 5-LANGUAGES (DE,EN,IT,FR,SP), EXECUTABLE UNDER WINDOWS 7 PROF/ENT/ULT +SP1 (32 BIT)/ 7 PROF/ENT/ULT +SP1 (64 BIT)/ 8.1 PROF/ENT (32 BIT)/ 8.1 PROF/ENT (64 BIT)/ 10 PROF/ENT (64 BIT)/ SERVER2008 R2 +SP1 (64 BIT)/ SERVER 2012 R2 (64 BIT) | 3565 | TEM | 1 | Simatic | 0.332 | 0
6AV63812BN070AQ0 | EPL ROYALTY FOR WINCC V7, RC512 (512 POWER TAGS) ONLY VALID COMBINED WITH ENTERPRISE LICENSE CONTRACT, REQUIRES EPL-MASTER | 6073 | TEM | 1 | Simatic | 0.001 | 0
6AV63812BN070AX0 | WINCC SYSTEMSOFTWARE V7.0 SP3, RC 512 (512 POWER TAGS), RUNTIME & CONFIGURATION, ON DVD, FLOATING LICENSE, 5 LANGUAGES (GER,EN,IT,FR,SP), EXEC. UNDER XPPROF/ WINDOWS7 (32/64 BIT) | 6437 | TEM | 1 | Simatic | 0.271 | 0
6AV63812BN072AH0 | WINCC SYSTEMSOFTWARE V7.2, RC 512 (512 POWER TAGS), RUNTIME & CONFIGURATION -SW FLOATING LICENSE, SW AND LICENSE KEY DOWNLOAD CLASS A, 5-LANGUAGES (DE,EN,IT,FR,SP), EXECUTABLE UNDER WINDOWS XP PROF +SP3 (32 BIT), 7 PROF/ENT/ULT +SP1 (32 BIT), 7 PROF/ENT/ULT +SP1 (64 BIT), SERVER2003 +SP2 (32 BIT), SERVER2003 R2 +SP2 (32 BIT), SERVER2008 +SP2 (32 BIT), SERVER2008 R2 +SP1 (64 BIT) ******************************* E-MAIL ADDRESS IS MANDATORY FOR DELIVERY! | 6255 | TEM | 1 | Simatic | 0.001 | 0
6AV63812BN072AX0 | WINCC SYSTEMSOFTWARE V7.2, RC 512 (512 POWER TAGS), RUNTIME & CONFIGURATION -SW ON DVD, FLOATING LICENSE, LICENSE KEY ON USB STICK, CLASS A, 5-LANGUAGES (DE,EN,IT,FR,SP), EXECUTABLE UNDER WINDOWS XP PROF +SP3 (32 BIT), 7 PROF/ENT/ULT +SP1 (32 BIT), 7 PROF/ENT/ULT +SP1 (64 BIT), SERVER2003 +SP2 (32 BIT), SERVER2003 R2 +SP2 (32 BIT), SERVER2008 +SP2 (32 BIT), SERVER2008 R2 +SP1 (64 BIT) | 6255 | TEM | 1 | Simatic | 0.428 | 0
6AV63812BN073AH0 | WINCC SYSTEMSOFTWARE V7.3, RC 512 (512 POWER TAGS), RUNTIME & CONFIGURATION -SW FLOATING LICENSE, SW AND LICENSE KEY DOWNLOAD CLASS A, 5-LANGUAGES (DE,EN,IT,FR,SP), EXECUTABLE UNDER WINDOWS 7 PROF/ENT/ULT +SP1 (32 BIT)/ 7 PROF/ENT/ULT +SP1 (64 BIT)/ 8.1 STD/PROF/ENT/ULT (64 BIT)/ SERVER2008 R2 +SP1 (64 BIT)/ SERVER 2012 (64 BIT) ******************************* E-MAIL ADDRESS IS MANDATORY FOR DELIVERY! | 6073 | TEM | 1 | Simatic | 0.001 | 0
6AV63812BN073AX0 | WINCC SYSTEMSOFTWARE V7.3, RC 512 (512 POWER TAGS), RUNTIME & CONFIGURATION -SW ON DVD, FLOATING LICENSE, LICENSE KEY ON USB STICK, CLASS A, 5-LANGUAGES (DE,EN,IT,FR,SP), EXECUTABLE UNDER WINDOWS 7 PROF/ENT/ULT +SP1 (32 BIT)/ 7 PROF/ENT/ULT +SP1 (64 BIT)/ 8.1 STD/PROF/ENT/ULT (64 BIT)/ SERVER2008 R2 +SP1 (64 BIT)/ SERVER 2012 (64 BIT) | 6073 | TEM | 1 | Simatic | 0.245 | 0
6AV63812BN074AH0 | WINCC SYSTEMSOFTWARE V7.4, RC 512 (512 POWER TAGS), RUNTIME & CONFIGURATION -SW FLOATING LICENSE, SW AND LICENSE KEY DOWNLOAD CLASS A, 5-LANGUAGES (DE,EN,IT,FR,SP), EXECUTABLE UNDER WINDOWS 7 PROF/ENT/ULT +SP1 (32 BIT)/ 7 PROF/ENT/ULT +SP1 (64 BIT)/ 8.1 PROF/ENT (32 BIT)/ 8.1 PROF/ENT (64 BIT)/ 10 PROF/ENT (64 BIT)/ SERVER2008 R2 +SP1 (64 BIT)/ SERVER 2012 R2 (64 BIT) ******************************* E-MAIL ADDRESS IS MANDATORY FOR DELIVERY! | 6073 | TEM | 1 | Simatic | 0.001 | 0
6AV63812BN074AX0 | WINCC SYSTEMSOFTWARE V7.4, RC 512 (512 POWER TAGS), RUNTIME & CONFIGURATION -SW ON DVD, FLOATING LICENSE, LICENSE KEY ON USB STICK, CLASS A, 5-LANGUAGES (DE,EN,IT,FR,SP), EXECUTABLE UNDER WINDOWS 7 PROF/ENT/ULT +SP1 (32 BIT)/ 7 PROF/ENT/ULT +SP1 (64 BIT)/ 8.1 PROF/ENT (32 BIT)/ 8.1 PROF/ENT (64 BIT)/ 10 PROF/ENT (64 BIT)/ SERVER2008 R2 +SP1 (64 BIT)/ SERVER 2012 R2 (64 BIT) | 6073 | TEM | 1 | Simatic | 0.336 | 0
6AV63812BP070AQ0 | EPL ROYALTY FOR WINCC V7, RC2048 (2048 POWER TAGS) ONLY VALID COMBINED WITH ENTERPRISE LICENSE CONTRACT, REQUIRES EPL-MASTER | 7817 | TEM | 1 | Simatic | 0.001 | 0
6AV63812BP070AX0 | WINCC SYSTEMSOFTWARE V7.0 SP3, RC 2048 (2048 POWER TAGS), RUNTIME & CONFIGURATION, ON DVD, FLOATING LICENSE, 5 LANGUAGES (GER,EN,IT,FR,SP), EXEC. UNDER XPPROF/ WINDOWS7 (32/64 BIT) | 8285 | TEM | 1 | Simatic | 0.271 | 0
6AV63812BP072AH0 | WINCC SYSTEMSOFTWARE V7.2, RC 2048 (2048 POWER TAGS), RUNTIME & CONFIGURATION -SW FLOATING LICENSE, SW AND LICENSE KEY DOWNLOAD CLASS A, 5-LANGUAGES (DE,EN,IT,FR,SP), EXECUTABLE UNDER WINDOWS XP PROF +SP3 (32 BIT), 7 PROF/ENT/ULT +SP1 (32 BIT), 7 PROF/ENT/ULT +SP1 (64 BIT), SERVER2003 +SP2 (32 BIT), SERVER2003 R2 +SP2 (32 BIT), SERVER2008 +SP2 (32 BIT), SERVER2008 R2 +SP1 (64 BIT) ******************************* E-MAIL ADDRESS IS MANDATORY FOR DELIVERY! | 8051 | TEM | 1 | Simatic | 0.001 | 0
6AV63812BP072AX0 | WINCC SYSTEMSOFTWARE V7.2, RC 2048 (2048 POWER TAGS), RUNTIME & CONFIGURATION -SW ON DVD, FLOATING LICENSE, LICENSE KEY ON USB STICK, CLASS A, 5-LANGUAGES (DE,EN,IT,FR,SP), EXECUTABLE UNDER WINDOWS XP PROF +SP3 (32 BIT), 7 PROF/ENT/ULT +SP1 (32 BIT), 7 PROF/ENT/ULT +SP1 (64 BIT), SERVER2003 +SP2 (32 BIT), SERVER2003 R2 +SP2 (32 BIT), SERVER2008 +SP2 (32 BIT), SERVER2008 R2 +SP1 (64 BIT) | 8051 | TEM | 1 | Simatic | 0.416 | 0
6AV63812BP073AH0 | WINCC SYSTEMSOFTWARE V7.3, RC 2048 (2048 POWER TAGS), RUNTIME & CONFIGURATION -SW FLOATING LICENSE, SW AND LICENSE KEY DOWNLOAD CLASS A, 5-LANGUAGES (DE,EN,IT,FR,SP), EXECUTABLE UNDER WINDOWS 7 PROF/ENT/ULT +SP1 (32 BIT)/ 7 PROF/ENT/ULT +SP1 (64 BIT)/ 8.1 STD/PROF/ENT/ULT (64 BIT)/ SERVER2008 R2 +SP1 (64 BIT)/ SERVER 2012 (64 BIT) ******************************* E-MAIL ADDRESS IS MANDATORY FOR DELIVERY! | 7817 | TEM | 1 | Simatic | 0.001 | 0
6AV63812BP073AX0 | WINCC SYSTEMSOFTWARE V7.3, RC 2048 (2048 POWER TAGS), RUNTIME & CONFIGURATION -SW ON DVD, FLOATING LICENSE, LICENSE KEY ON USB STICK, CLASS A, 5-LANGUAGES (DE,EN,IT,FR,SP), EXECUTABLE UNDER WINDOWS 7 PROF/ENT/ULT +SP1 (32 BIT)/ 7 PROF/ENT/ULT +SP1 (64 BIT)/ 8.1 STD/PROF/ENT/ULT (64 BIT)/ SERVER2008 R2 +SP1 (64 BIT)/ SERVER 2012 (64 BIT) | 7817 | TEM | 1 | Simatic | 0.244 | 0
6AV63812BP074AH0 | WINCC SYSTEMSOFTWARE V7.4, RC 2048 (2048 POWER TAGS), RUNTIME & CONFIGURATION -SW FLOATING LICENSE, SW AND LICENSE KEY DOWNLOAD CLASS A, 5-LANGUAGES (DE,EN,IT,FR,SP), EXECUTABLE UNDER WINDOWS 7 PROF/ENT/ULT +SP1 (32 BIT)/ 7 PROF/ENT/ULT +SP1 (64 BIT)/ 8.1 PROF/ENT (32 BIT)/ 8.1 PROF/ENT (64 BIT)/ 10 PROF/ENT (64 BIT)/ SERVER2008 R2 +SP1 (64 BIT)/ SERVER 2012 R2 (64 BIT) ******************************* E-MAIL ADDRESS IS MANDATORY FOR DELIVERY! | 7817 | TEM | 1 | Simatic | 0.001 | 0
6AV63812BP074AX0 | WINCC SYSTEMSOFTWARE V7.4, RC 2048 (2048 POWER TAGS), RUNTIME & CONFIGURATION -SW ON DVD, FLOATING LICENSE, LICENSE KEY ON USB STICK, CLASS A, 5-LANGUAGES (DE,EN,IT,FR,SP), EXECUTABLE UNDER WINDOWS 7 PROF/ENT/ULT +SP1 (32 BIT)/ 7 PROF/ENT/ULT +SP1 (64 BIT)/ 8.1 PROF/ENT (32 BIT)/ 8.1 PROF/ENT (64 BIT)/ 10 PROF/ENT (64 BIT)/ SERVER2008 R2 +SP1 (64 BIT)/ SERVER 2012 R2 (64 BIT) | 7817 | TEM | 1 | Simatic | 0.331 | 0
6AV63812BQ070AQ0 | EPL ROYALTY FOR WINCC V7, RC65535 (65535 POWER TAGS) ONLY VALID COMBINED WITH ENTERPRISE LICENSE CONTRACT, REQUIRES EPL-MASTER | 11235 | TEM | 1 | Simatic | 0.02 | 0
6AV63812BQ070AX0 | WINCC SYSTEMSOFTWARE V7.0 SP3, RC 65536 (65536 POWER TAGS), RUNTIME & CONFIGURATION, ON DVD, FLOATING LICENSE, 5 LANGUAGES (GER,EN,IT,FR,SP), EXEC. UNDER XPPROF/ WINDOWS7 (32/64 BIT) | 11907 | TEM | 1 | Simatic | 0.255 | 0
6AV63812BQ072AH0 | WINCC SYSTEMSOFTWARE V7.2, RC 65536 (65536 POWER TAGS), RUNTIME & CONFIGURATION -SW FLOATING LICENSE, SW AND LICENSE KEY DOWNLOAD CLASS A, 5-LANGUAGES (DE,EN,IT,FR,SP), EXECUTABLE UNDER WINDOWS XP PROF +SP3 (32 BIT), 7 PROF/ENT/ULT +SP1 (32 BIT), 7 PROF/ENT/ULT +SP1 (64 BIT), SERVER2003 +SP2 (32 BIT), SERVER2003 R2 +SP2 (32 BIT), SERVER2008 +SP2 (32 BIT), SERVER2008 R2 +SP1 (64 BIT) ******************************* E-MAIL ADDRESS IS MANDATORY FOR DELIVERY! | 11571 | TEM | 1 | Simatic | 0.001 | 0
6AV63812BQ072AX0 | WINCC SYSTEMSOFTWARE V7.2, RC 65536 (65536 POWER TAGS), RUNTIME & CONFIGURATION -SW ON DVD, FLOATING LICENSE, LICENSE KEY ON USB STICK, CLASS A, 5-LANGUAGES (DE,EN,IT,FR,SP), EXECUTABLE UNDER WINDOWS XP PROF +SP3 (32 BIT), 7 PROF/ENT/ULT +SP1 (32 BIT), 7 PROF/ENT/ULT +SP1 (64 BIT), SERVER2003 +SP2 (32 BIT), SERVER2003 R2 +SP2 (32 BIT), SERVER2008 +SP2 (32 BIT), SERVER2008 R2 +SP1 (64 BIT) | 11571 | TEM | 1 | Simatic | 0.438 | 0
6AV63812BQ073AH0 | WINCC SYSTEMSOFTWARE V7.3, RC 65536 (65536 POWER TAGS), RUNTIME & CONFIGURATION -SW FLOATING LICENSE, SW AND LICENSE KEY DOWNLOAD CLASS A, 5-LANGUAGES (DE,EN,IT,FR,SP), EXECUTABLE UNDER WINDOWS 7 PROF/ENT/ULT +SP1 (32 BIT)/ 7 PROF/ENT/ULT +SP1 (64 BIT)/ 8.1 STD/PROF/ENT/ULT (64 BIT)/ SERVER2008 R2 +SP1 (64 BIT)/ SERVER 2012 (64 BIT) ******************************* E-MAIL ADDRESS IS MANDATORY FOR DELIVERY! | 11235 | TEM | 1 | Simatic | 0.001 | 0
6AV63812BQ073AX0 | WINCC SYSTEMSOFTWARE V7.3, RC 65536 (65536 POWER TAGS), RUNTIME & CONFIGURATION -SW ON DVD, FLOATING LICENSE, LICENSE KEY ON USB STICK, CLASS A, 5-LANGUAGES (DE,EN,IT,FR,SP), EXECUTABLE UNDER WINDOWS 7 PROF/ENT/ULT +SP1 (32 BIT)/ 7 PROF/ENT/ULT +SP1 (64 BIT)/ 8.1 STD/PROF/ENT/ULT (64 BIT)/ SERVER2008 R2 +SP1 (64 BIT)/ SERVER 2012 (64 BIT) | 11235 | TEM | 1 | Simatic | 0.262 | 0
6AV63812BQ074AH0 | WINCC SYSTEMSOFTWARE V7.4, RC 65536 (65536 POWER TAGS), RUNTIME & CONFIGURATION -SW FLOATING LICENSE, SW AND LICENSE KEY DOWNLOAD CLASS A, 5-LANGUAGES (DE,EN,IT,FR,SP), EXECUTABLE UNDER WINDOWS 7 PROF/ENT/ULT +SP1 (32 BIT)/ 7 PROF/ENT/ULT +SP1 (64 BIT)/ 8.1 PROF/ENT (32 BIT)/ 8.1 PROF/ENT (64 BIT)/ 10 PROF/ENT (64 BIT)/ SERVER2008 R2 +SP1 (64 BIT)/ SERVER 2012 R2 (64 BIT) ******************************* E-MAIL ADDRESS IS MANDATORY FOR DELIVERY! | 11235 | TEM | 1 | Simatic | 0.001 | 0
6AV63812BQ074AX0 | WINCC SYSTEMSOFTWARE V7.4, RC 65536 (65536 POWER TAGS), RUNTIME & CONFIGURATION -SW ON DVD, FLOATING LICENSE, LICENSE KEY ON USB STICK, CLASS A, 5-LANGUAGES (DE,EN,IT,FR,SP), EXECUTABLE UNDER WINDOWS 7 PROF/ENT/ULT +SP1 (32 BIT)/ 7 PROF/ENT/ULT +SP1 (64 BIT)/ 8.1 PROF/ENT (32 BIT)/ 8.1 PROF/ENT (64 BIT)/ 10 PROF/ENT (64 BIT)/ SERVER2008 R2 +SP1 (64 BIT)/ SERVER 2012 R2 (64 BIT) | 11235 | TEM | 1 | Simatic | 0.335 | 0
6AV63812BS070AQ0 | EPL ROYALTY FOR WINCC V7, RC8192 (8192 POWER TAGS) ONLY VALID COMBINED WITH ENTERPRISE LICENSE CONTRACT, REQUIRES EPL-MASTER | 9671 | TEM | 1 | Simatic | 0.001 | 0
6AV63812BS070AX0 | WINCC SYSTEMSOFTWARE V7.0 SP3, RC 8192 (8192 POWER TAGS), RUNTIME & CONFIGURATION, ON DVD, FLOATING LICENSE, 5 LANGUAGES (GER,EN,IT,FR,SP), EXEC. UNDER XPPROF/ WINDOWS7 (32/64 BIT) | 10252 | TEM | 1 | Simatic | 0.263 | 0
6AV63812BS072AH0 | WINCC SYSTEMSOFTWARE V7.2, RC 8192 (8192 POWER TAGS), RUNTIME & CONFIGURATION -SW FLOATING LICENSE, SW AND LICENSE KEY DOWNLOAD CLASS A, 5-LANGUAGES (DE,EN,IT,FR,SP), EXECUTABLE UNDER WINDOWS XP PROF +SP3 (32 BIT), 7 PROF/ENT/ULT +SP1 (32 BIT), 7 PROF/ENT/ULT +SP1 (64 BIT), SERVER2003 +SP2 (32 BIT), SERVER2003 R2 +SP2 (32 BIT), SERVER2008 +SP2 (32 BIT), SERVER2008 R2 +SP1 (64 BIT) ******************************* E-MAIL ADDRESS IS MANDATORY FOR DELIVERY! | 9962 | TEM | 1 | Simatic | 0.001 | 0
6AV63812BS072AX0 | WINCC SYSTEMSOFTWARE V7.2, RC 8192 (8192 POWER TAGS), RUNTIME & CONFIGURATION -SW ON DVD, FLOATING LICENSE, LICENSE KEY ON USB STICK, CLASS A, 5-LANGUAGES (DE,EN,IT,FR,SP), EXECUTABLE UNDER WINDOWS XP PROF +SP3 (32 BIT), 7 PROF/ENT/ULT +SP1 (32 BIT), 7 PROF/ENT/ULT +SP1 (64 BIT), SERVER2003 +SP2 (32 BIT), SERVER2003 R2 +SP2 (32 BIT), SERVER2008 +SP2 (32 BIT), SERVER2008 R2 +SP1 (64 BIT) | 9962 | TEM | 1 | Simatic | 0.447 | 0
6AV63812BS073AH0 | WINCC SYSTEMSOFTWARE V7.3, RC 8192 (8192 POWER TAGS), RUNTIME & CONFIGURATION -SW FLOATING LICENSE, SW AND LICENSE KEY DOWNLOAD CLASS A, 5-LANGUAGES (DE,EN,IT,FR,SP), EXECUTABLE UNDER WINDOWS 7 PROF/ENT/ULT +SP1 (32 BIT)/ 7 PROF/ENT/ULT +SP1 (64 BIT)/ 8.1 STD/PROF/ENT/ULT (64 BIT)/ SERVER2008 R2 +SP1 (64 BIT)/ SERVER 2012 (64 BIT) ******************************* E-MAIL ADDRESS IS MANDATORY FOR DELIVERY! | 9671 | TEM | 1 | Simatic | 0.001 | 0
6AV63812BS073AX0 | WINCC SYSTEMSOFTWARE V7.3, RC 8192 (8192 POWER TAGS), RUNTIME & CONFIGURATION -SW ON DVD, FLOATING LICENSE, LICENSE KEY ON USB STICK, CLASS A, 5-LANGUAGES (DE,EN,IT,FR,SP), EXECUTABLE UNDER WINDOWS 7 PROF/ENT/ULT +SP1 (32 BIT)/ 7 PROF/ENT/ULT +SP1 (64 BIT)/ 8.1 STD/PROF/ENT/ULT (64 BIT)/ SERVER2008 R2 +SP1 (64 BIT)/ SERVER 2012 (64 BIT) | 9671 | TEM | 1 | Simatic | 0.245 | 0
6AV63812BS074AH0 | WINCC SYSTEMSOFTWARE V7.4, RC 8192 (8192 POWER TAGS), RUNTIME & CONFIGURATION -SW FLOATING LICENSE, SW AND LICENSE KEY DOWNLOAD CLASS A, 5-LANGUAGES (DE,EN,IT,FR,SP), EXECUTABLE UNDER WINDOWS 7 PROF/ENT/ULT +SP1 (32 BIT)/ 7 PROF/ENT/ULT +SP1 (64 BIT)/ 8.1 PROF/ENT (32 BIT)/ 8.1 PROF/ENT (64 BIT)/ 10 PROF/ENT (64 BIT)/ SERVER2008 R2 +SP1 (64 BIT)/ SERVER 2012 R2 (64 BIT) ******************************* E-MAIL ADDRESS IS MANDATORY FOR DELIVERY! | 9671 | TEM | 1 | Simatic | 0.001 | 0
6AV63812BS074AX0 | WINCC SYSTEMSOFTWARE V7.4, RC 8192 (8192 POWER TAGS), RUNTIME & CONFIGURATION -SW ON DVD, FLOATING LICENSE, LICENSE KEY ON USB STICK, CLASS A, 5-LANGUAGES (DE,EN,IT,FR,SP), EXECUTABLE UNDER WINDOWS 7 PROF/ENT/ULT +SP1 (32 BIT)/ 7 PROF/ENT/ULT +SP1 (64 BIT)/ 8.1 PROF/ENT (32 BIT)/ 8.1 PROF/ENT (64 BIT)/ 10 PROF/ENT (64 BIT)/ SERVER2008 R2 +SP1 (64 BIT)/ SERVER 2012 R2 (64 BIT) | 9671 | TEM | 1 | Simatic | 0.326 | 0
6AV63812BT070AX0 | WINCC SYSTEMSOFTWARE V7.0 SP3, RC 102400 (102400 POWER TAGS), RUNTIME & CONFIGURATION, ON DVD, FLOATING LICENSE, 5 LANGUAGES (GER,EN,IT,FR,SP), EXEC. UNDER XPPROF/ WINDOWS7 (32/64 BIT) | 12873 | TEM | 1 | Simatic | 0.25 | 0
6AV63812BT072AH0 | WINCC SYSTEMSOFTWARE V7.2, RC 102400 (102400 POWER TAGS), RUNTIME & CONFIGURATION -SW FLOATING LICENSE, SW AND LICENSE KEY DOWNLOAD CLASS A, 5-LANGUAGES (DE,EN,IT,FR,SP), EXECUTABLE UNDER WINDOWS XP PROF +SP3 (32 BIT), 7 PROF/ENT/ULT +SP1 (32 BIT), 7 PROF/ENT/ULT +SP1 (64 BIT), SERVER2003 +SP2 (32 BIT), SERVER2003 R2 +SP2 (32 BIT), SERVER2008 +SP2 (32 BIT), SERVER2008 R2 +SP1 (64 BIT) ******************************* E-MAIL ADDRESS IS MANDATORY FOR DELIVERY! | 12516 | TEM | 1 | Simatic | 0.001 | 0
6AV63812BT072AX0 | WINCC SYSTEMSOFTWARE V7.2, RC 102400 (102400 POWER TAGS), RUNTIME & CONFIGURATION -SW ON DVD, FLOATING LICENSE, LICENSE KEY ON USB STICK, CLASS A, 5-LANGUAGES (DE,EN,IT,FR,SP), EXECUTABLE UNDER WINDOWS XP PROF +SP3 (32 BIT), 7 PROF/ENT/ULT +SP1 (32 BIT), 7 PROF/ENT/ULT +SP1 (64 BIT), SERVER2003 +SP2 (32 BIT), SERVER2003 R2 +SP2 (32 BIT), SERVER2008 +SP2 (32 BIT), SERVER2008 R2 +SP1 (64 BIT) | 12516 | TEM | 1 | Simatic | 0.1 | 0
6AV63812BT073AH0 | WINCC SYSTEMSOFTWARE V7.3, RC 102400 (102400 POWER TAGS), RUNTIME & CONFIGURATION -SW FLOATING LICENSE, SW AND LICENSE KEY DOWNLOAD CLASS A, 5-LANGUAGES (DE,EN,IT,FR,SP), EXECUTABLE UNDER WINDOWS 7 PROF/ENT/ULT +SP1 (32 BIT)/ 7 PROF/ENT/ULT +SP1 (64 BIT)/ 8.1 STD/PROF/ENT/ULT (64 BIT)/ SERVER2008 R2 +SP1 (64 BIT)/ SERVER 2012 (64 BIT) ******************************* E-MAIL ADDRESS IS MANDATORY FOR DELIVERY! | 12146 | TEM | 1 | Simatic | 0.001 | 0
6AV63812BT073AX0 | WINCC SYSTEMSOFTWARE V7.3, RC 102400 (102400 POWER TAGS), RUNTIME & CONFIGURATION -SW ON DVD, FLOATING LICENSE, LICENSE KEY ON USB STICK, CLASS A, 5-LANGUAGES (DE,EN,IT,FR,SP), EXECUTABLE UNDER WINDOWS 7 PROF/ENT/ULT +SP1 (32 BIT)/ 7 PROF/ENT/ULT +SP1 (64 BIT)/ 8.1 STD/PROF/ENT/ULT (64 BIT)/ SERVER2008 R2 +SP1 (64 BIT)/ SERVER 2012 (64 BIT) | 12146 | TEM | 1 | Simatic | 0.262 | 0
6AV63812BT074AH0 | WINCC SYSTEMSOFTWARE V7.4, RC 102400 (102400 POWER TAGS), RUNTIME & CONFIGURATION -SW FLOATING LICENSE, SW AND LICENSE KEY DOWNLOAD CLASS A, 5-LANGUAGES (DE,EN,IT,FR,SP), EXECUTABLE UNDER WINDOWS 7 PROF/ENT/ULT +SP1 (32 BIT)/ 7 PROF/ENT/ULT +SP1 (64 BIT)/ 8.1 PROF/ENT (32 BIT)/ 8.1 PROF/ENT (64 BIT)/ 10 PROF/ENT (64 BIT)/ SERVER2008 R2 +SP1 (64 BIT)/ SERVER 2012 R2 (64 BIT) ******************************* E-MAIL ADDRESS IS MANDATORY FOR DELIVERY! | 12146 | TEM | 1 | Simatic | 0.001 | 0
6AV63812BT074AX0 | WINCC SYSTEMSOFTWARE V7.4, RC 102400 (102400 POWER TAGS), RUNTIME & CONFIGURATION -SW ON DVD, FLOATING LICENSE, LICENSE KEY ON USB STICK, CLASS A, 5-LANGUAGES (DE,EN,IT,FR,SP), EXECUTABLE UNDER WINDOWS 7 PROF/ENT/ULT +SP1 (32 BIT)/ 7 PROF/ENT/ULT +SP1 (64 BIT)/ 8.1 PROF/ENT (32 BIT)/ 8.1 PROF/ENT (64 BIT)/ 10 PROF/ENT (64 BIT)/ SERVER2008 R2 +SP1 (64 BIT)/ SERVER 2012 R2 (64 BIT) | 12146 | TEM | 1 | Simatic | 0.333 | 0
6AV63812BU070AX0 | WINCC SYSTEMSOFTWARE V7.0 SP3, RC 153600 (153600 POWER TAGS), RUNTIME & CONFIGURATION, ON DVD, FLOATING LICENSE, 5 LANGUAGES (GER,EN,IT,FR,SP), EXEC. UNDER XPPROF/ WINDOWS7 (32/64 BIT) | 13708 | TEM | 1 | Simatic | 0.251 | 0
6AV63812BU072AH0 | WINCC SYSTEMSOFTWARE V7.2, RC 153600 (153600 POWER TAGS), RUNTIME & CONFIGURATION -SW FLOATING LICENSE, SW AND LICENSE KEY DOWNLOAD CLASS A, 5-LANGUAGES (DE,EN,IT,FR,SP), EXECUTABLE UNDER WINDOWS XP PROF +SP3 (32 BIT), 7 PROF/ENT/ULT +SP1 (32 BIT), 7 PROF/ENT/ULT +SP1 (64 BIT), SERVER2003 +SP2 (32 BIT), SERVER2003 R2 +SP2 (32 BIT), SERVER2008 +SP2 (32 BIT), SERVER2008 R2 +SP1 (64 BIT) ******************************* E-MAIL ADDRESS IS MANDATORY FOR DELIVERY! | 13320 | TEM | 1 | Simatic | 0.001 | 0
6AV63812BU072AX0 | WINCC SYSTEMSOFTWARE V7.2, RC 153600 (153600 POWER TAGS), RUNTIME & CONFIGURATION -SW ON DVD, FLOATING LICENSE, LICENSE KEY ON USB STICK, CLASS A, 5-LANGUAGES (DE,EN,IT,FR,SP), EXECUTABLE UNDER WINDOWS XP PROF +SP3 (32 BIT), 7 PROF/ENT/ULT +SP1 (32 BIT), 7 PROF/ENT/ULT +SP1 (64 BIT), SERVER2003 +SP2 (32 BIT), SERVER2003 R2 +SP2 (32 BIT), SERVER2008 +SP2 (32 BIT), SERVER2008 R2 +SP1 (64 BIT) | 13320 | TEM | 1 | Simatic | 0.1 | 0
6AV63812BU073AH0 | WINCC SYSTEMSOFTWARE V7.3, RC 153600 (153600 POWER TAGS), RUNTIME & CONFIGURATION -SW FLOATING LICENSE, SW AND LICENSE KEY DOWNLOAD CLASS A, 5-LANGUAGES (DE,EN,IT,FR,SP), EXECUTABLE UNDER WINDOWS 7 PROF/ENT/ULT +SP1 (32 BIT)/ 7 PROF/ENT/ULT +SP1 (64 BIT)/ 8.1 STD/PROF/ENT/ULT (64 BIT)/ SERVER2008 R2 +SP1 (64 BIT)/ SERVER 2012 (64 BIT) ******************************* E-MAIL ADDRESS IS MANDATORY FOR DELIVERY! | 12931 | TEM | 1 | Simatic | 0.001 | 0
6AV63812BU073AX0 | WINCC SYSTEMSOFTWARE V7.3, RC 153600 (153600 POWER TAGS), RUNTIME & CONFIGURATION -SW ON DVD, FLOATING LICENSE, LICENSE KEY ON USB STICK, CLASS A, 5-LANGUAGES (DE,EN,IT,FR,SP), EXECUTABLE UNDER WINDOWS 7 PROF/ENT/ULT +SP1 (32 BIT)/ 7 PROF/ENT/ULT +SP1 (64 BIT)/ 8.1 STD/PROF/ENT/ULT (64 BIT)/ SERVER2008 R2 +SP1 (64 BIT)/ SERVER 2012 (64 BIT) | 12931 | TEM | 1 | Simatic | 0.263 | 0
6AV63812BU074AH0 | WINCC SYSTEMSOFTWARE V7.4, RC 153600 (153600 POWER TAGS), RUNTIME & CONFIGURATION -SW FLOATING LICENSE, SW AND LICENSE KEY DOWNLOAD CLASS A, 5-LANGUAGES (DE,EN,IT,FR,SP), EXECUTABLE UNDER WINDOWS 7 PROF/ENT/ULT +SP1 (32 BIT)/ 7 PROF/ENT/ULT +SP1 (64 BIT)/ 8.1 PROF/ENT (32 BIT)/ 8.1 PROF/ENT (64 BIT)/ 10 PROF/ENT (64 BIT)/ SERVER2008 R2 +SP1 (64 BIT)/ SERVER 2012 R2 (64 BIT) ******************************* E-MAIL ADDRESS IS MANDATORY FOR DELIVERY! | 12931 | TEM | 1 | Simatic | 0.001 | 0
6AV63812BU074AX0 | WINCC SYSTEMSOFTWARE V7.4, RC 153600 (153600 POWER TAGS), RUNTIME & CONFIGURATION -SW ON DVD, FLOATING LICENSE, LICENSE KEY ON USB STICK, CLASS A, 5-LANGUAGES (DE,EN,IT,FR,SP), EXECUTABLE UNDER WINDOWS 7 PROF/ENT/ULT +SP1 (32 BIT)/ 7 PROF/ENT/ULT +SP1 (64 BIT)/ 8.1 PROF/ENT (32 BIT)/ 8.1 PROF/ENT (64 BIT)/ 10 PROF/ENT (64 BIT)/ SERVER2008 R2 +SP1 (64 BIT)/ SERVER 2012 R2 (64 BIT) | 12931 | TEM | 1 | Simatic | 0.2 | 0
6AV63812BV070AX0 | WINCC SYSTEMSOFTWARE V7.0 SP3, RC 262144 (262144 POWER TAGS), RUNTIME & CONFIGURATION, ON DVD, FLOATING LICENSE, 5 LANGUAGES (GER,EN,IT,FR,SP), EXEC. UNDER XPPROF/ WINDOWS7 (32/64 BIT) | 18118 | TEM | 1 | Simatic | 0.249 | 0
6AV63812BV072AH0 | WINCC SYSTEMSOFTWARE V7.2, RC 262144 (262144 POWER TAGS), RUNTIME & CONFIGURATION -SW FLOATING LICENSE, SW AND LICENSE KEY DOWNLOAD CLASS A, 5-LANGUAGES (DE,EN,IT,FR,SP), EXECUTABLE UNDER WINDOWS XP PROF +SP3 (32 BIT), 7 PROF/ENT/ULT +SP1 (32 BIT), 7 PROF/ENT/ULT +SP1 (64 BIT), SERVER2003 +SP2 (32 BIT), SERVER2003 R2 +SP2 (32 BIT), SERVER2008 +SP2 (32 BIT), SERVER2008 R2 +SP1 (64 BIT) ******************************* E-MAIL ADDRESS IS MANDATORY FOR DELIVERY! | 17609 | TEM | 1 | Simatic | 0.001 | 0
6AV63812BV072AX0 | WINCC SYSTEMSOFTWARE V7.2, RC 262144 (262144 POWER TAGS), RUNTIME & CONFIGURATION -SW ON DVD, FLOATING LICENSE, LICENSE KEY ON USB STICK, CLASS A, 5-LANGUAGES (DE,EN,IT,FR,SP), EXECUTABLE UNDER WINDOWS XP PROF +SP3 (32 BIT), 7 PROF/ENT/ULT +SP1 (32 BIT), 7 PROF/ENT/ULT +SP1 (64 BIT), SERVER2003 +SP2 (32 BIT), SERVER2003 R2 +SP2 (32 BIT), SERVER2008 +SP2 (32 BIT), SERVER2008 R2 +SP1 (64 BIT) | 17609 | TEM | 1 | Simatic | 0.1 | 0
6AV63812BV073AH0 | WINCC SYSTEMSOFTWARE V7.3, RC 262144 (262144 POWER TAGS), RUNTIME & CONFIGURATION -SW FLOATING LICENSE, SW AND LICENSE KEY DOWNLOAD CLASS A, 5-LANGUAGES (DE,EN,IT,FR,SP), EXECUTABLE UNDER WINDOWS 7 PROF/ENT/ULT +SP1 (32 BIT)/ 7 PROF/ENT/ULT +SP1 (64 BIT)/ 8.1 STD/PROF/ENT/ULT (64 BIT)/ SERVER2008 R2 +SP1 (64 BIT)/ SERVER 2012 (64 BIT) ******************************* E-MAIL ADDRESS IS MANDATORY FOR DELIVERY! | 17094 | TEM | 1 | Simatic | 0.001 | 0
6AV63812BV073AX0 | WINCC SYSTEMSOFTWARE V7.3, RC 262144 (262144 POWER TAGS), RUNTIME & CONFIGURATION -SW ON DVD, FLOATING LICENSE, LICENSE KEY ON USB STICK, CLASS A, 5-LANGUAGES (DE,EN,IT,FR,SP), EXECUTABLE UNDER WINDOWS 7 PROF/ENT/ULT +SP1 (32 BIT)/ 7 PROF/ENT/ULT +SP1 (64 BIT)/ 8.1 STD/PROF/ENT/ULT (64 BIT)/ SERVER2008 R2 +SP1 (64 BIT)/ SERVER 2012 (64 BIT) | 17094 | TEM | 1 | Simatic | 0.262 | 0
6AV63812BV074AH0 | WINCC SYSTEMSOFTWARE V7.4, RC 262144 (262144 POWER TAGS), RUNTIME & CONFIGURATION -SW FLOATING LICENSE, SW AND LICENSE KEY DOWNLOAD CLASS A, 5-LANGUAGES (DE,EN,IT,FR,SP), EXECUTABLE UNDER WINDOWS 7 PROF/ENT/ULT +SP1 (32 BIT)/ 7 PROF/ENT/ULT +SP1 (64 BIT)/ 8.1 PROF/ENT (32 BIT)/ 8.1 PROF/ENT (64 BIT)/ 10 PROF/ENT (64 BIT)/ SERVER2008 R2 +SP1 (64 BIT)/ SERVER 2012 R2 (64 BIT) ******************************* E-MAIL ADDRESS IS MANDATORY FOR DELIVERY! | 17094 | TEM | 1 | Simatic | 0.001 | 0
6AV63812BV074AX0 | WINCC SYSTEMSOFTWARE V7.4, RC 262144 (262144 POWER TAGS), RUNTIME & CONFIGURATION -SW ON DVD, FLOATING LICENSE, LICENSE KEY ON USB STICK, CLASS A, 5-LANGUAGES (DE,EN,IT,FR,SP), EXECUTABLE UNDER WINDOWS 7 PROF/ENT/ULT +SP1 (32 BIT)/ 7 PROF/ENT/ULT +SP1 (64 BIT)/ 8.1 PROF/ENT (32 BIT)/ 8.1 PROF/ENT (64 BIT)/ 10 PROF/ENT (64 BIT)/ SERVER2008 R2 +SP1 (64 BIT)/ SERVER 2012 R2 (64 BIT) | 17094 | TEM | 1 | Simatic | 0.333 | 0
6AV63812CA070AX0 | SIMATIC WINCC RT CLIENT V7.0 SP3, RUNTIME SW ON DVD, SINGLE LICENSE, LICENSE KEY ON USB-STICK, 5 LANGUAGES (GER,EN,IT,FR,SP), EXEC. UNDER XPPROF/WINDOWS7. PLEASE NOTE: LICENSE KEY IS ONLY VALID FOR WINCC V7.0 SP2/3 | 2401 | TEM | 1 | Simatic | 0.254 | 0
6AV63812CA072AH0 | WINCC RT CLIENT V7.2 RUNTIME-SW, SINGLE LICENSE SW AND LICENSE KEY DOWNLOAD CLASS A, 5-LANGUAGES (DE,EN,IT,FR,SP), EXECUTABLE UNDER WINDOWS XP PROF +SP3 (32 BIT), 7 PROF/ENT/ULT +SP1 (32 BIT), 7 PROF/ENT/ULT +SP1 (64 BIT), SERVER2003 +SP2 (32 BIT), SERVER2003 R2 +SP2 (32 BIT), SERVER2008 +SP2 (32 BIT), SERVER2008 R2 +SP1 (64 BIT) ******************************* E-MAIL ADDRESS IS MANDATORY FOR DELIVERY! | 2334 | TEM | 1 | Simatic | 0.015 | 0
6AV63812CA072AK3 | SIMATIC WINCC RT CLIENT UPGRADE FROM V7.0 TO V7.2, FOR WINCC RT CLIENTS OR RT128, RUNTIME-SW, SINGLE LICENSE, SW UND LICENSE KEY DOWNLOAD ******************************* E-MAIL ADDRESS IS MANDATORY FOR DELIVERY! | 387 | TEM | 1 | Simatic | 0.001 | 0
6AV63812CA072AK4 | SIMATIC WINCC RT CLIENT UPGRADE FROM V6.2 TO V7.2, FOR WINCC RT CLIENTS OR RT128, RUNTIME-SW, SINGLE LICENSE, SW UND LICENSE KEY DOWNLOAD ******************************* E-MAIL ADDRESS IS MANDATORY FOR DELIVERY! | 580 | TEM | 1 | Simatic | 0.001 | 0
6AV63812CA072AX0 | WINCC RT CLIENT V7.2 RUNTIME-SW, SINGLE LICENSE SW AND DOCUMENTATION ON DVD, LICENSE KEY ON USB STICK, CLASS A, 5-LANGUAGES (DE,EN,IT,FR,SP), EXECUTABLE UNDER WINDOWS XP PROF +SP3 (32 BIT), 7 PROF/ENT/ULT +SP1 (32 BIT), 7 PROF/ENT/ULT +SP1 (64 BIT), SERVER2003 +SP2 (32 BIT), SERVER2003 R2 +SP2 (32 BIT), SERVER2008 +SP2 (32 BIT), SERVER2008 R2 +SP1 (64 BIT) | 2334 | TEM | 1 | Simatic | 0.253 | 0
6AV63812CA072AX3 | SIMATIC WINCC RT CLIENT UPGRADE FROM V7.0 TO V7.2, FOR WINCC RT CLIENTS OR RT128, RUNTIME -SW ON DVD, SINGLE LICENSE, LICENSE KEY ON USB-STICK | 387 | TEM | 1 | Simatic | 0.234 | 0
6AV63812CA072AX4 | SIMATIC WINCC RT CLIENT UPGRADE FROM V6.2 TO V7.2, FOR WINCC RT CLIENTS OR RT128, RUNTIME -SW ON DVD, SINGLE LICENSE, LICENSE KEY ON USB-STICK | 580 | TEM | 1 | Simatic | 0.233 | 0
6AV63812CA073AH0 | WINCC RT CLIENT V7.3 RUNTIME-SW, SINGLE LICENSE SW AND LICENSE KEY DOWNLOAD CLASS A, 5-LANGUAGES (DE,EN,IT,FR,SP), EXECUTABLE UNDER WINDOWS 7 PROF/ENT/ULT +SP1 (32 BIT)/ 7 PROF/ENT/ULT +SP1 (64 BIT)/ 8.1 STD/PROF/ENT/ULT (64 BIT)/ SERVER2008 R2 +SP1 (64 BIT)/ SERVER 2012 (64 BIT) ******************************* E-MAIL ADDRESS IS MANDATORY FOR DELIVERY! | 2265 | TEM | 1 | Simatic | 0.001 | 0
6AV63812CA073AK3 | SIMATIC WINCC RT CLIENT UPGRADE FROM V7.X TO V7.3, FOR WINCC RT CLIENTS OR RT128, RUNTIME-SW, SINGLE LICENSE, SW UND LICENSE KEY DOWNLOAD ******************************* E-MAIL ADDRESS IS MANDATORY FOR DELIVERY! | 375 | TEM | 1 | Simatic | 0.001 | 0
6AV63812CA073AK4 | SIMATIC WINCC RT CLIENT UPGRADE FROM V6.2 TO V7.3, FOR WINCC RT CLIENTS OR RT128, RUNTIME-SW, SINGLE LICENSE, SW UND LICENSE KEY DOWNLOAD ******************************* E-MAIL ADDRESS IS MANDATORY FOR DELIVERY! | 563 | TEM | 1 | Simatic | 0.001 | 0
6AV63812CA073AX0 | WINCC RT CLIENT V7.3 RUNTIME-SW, SINGLE LICENSE SW AND DOCUMENTATION ON DVD, LICENSE KEY ON USB STICK, CLASS A, 5-LANGUAGES (DE,EN,IT,FR,SP), EXECUTABLE UNDER WINDOWS 7 PROF/ENT/ULT +SP1 (32 BIT)/ 7 PROF/ENT/ULT +SP1 (64 BIT)/ 8.1 STD/PROF/ENT/ULT (64 BIT)/ SERVER2008 R2 +SP1 (64 BIT)/ SERVER 2012 (64 BIT) | 2265 | TEM | 1 | Simatic | 0.243 | 0
6AV63812CA073AX3 | SIMATIC WINCC RT CLIENT UPGRADE FROM V7.X TO V7.3, FOR WINCC RT CLIENTS OR RT128, RUNTIME -SW ON DVD, SINGLE LICENSE, LICENSE KEY ON USB-STICK | 375 | TEM | 1 | Simatic | 0.248 | 0
6AV63812CA073AX4 | SIMATIC WINCC RT CLIENT UPGRADE FROM V6.2 TO V7.3, FOR WINCC RT CLIENTS OR RT128, RUNTIME -SW ON DVD, SINGLE LICENSE, LICENSE KEY ON USB-STICK | 563 | TEM | 1 | Simatic | 0.232 | 0
6AV63812CA074AH0 | WINCC RT CLIENT V7.4 RUNTIME-SW, SINGLE LICENSE SW AND LICENSE KEY DOWNLOAD CLASS A, 5-LANGUAGES (DE,EN,IT,FR,SP), EXECUTABLE UNDER WINDOWS 7 PROF/ENT/ULT +SP1 (32 BIT)/ 7 PROF/ENT/ULT +SP1 (64 BIT)/ 8.1 PROF/ENT (32 BIT)/ 8.1 PROF/ENT (64 BIT)/ 10 PROF/ENT (64 BIT)/ SERVER2008 R2 + SP1 (64 BIT)/ SERVER 2012 R2 (64 BIT) ******************************* E-MAIL ADDRESS IS MANDATORY FOR DELIVERY! | 2265 | TEM | 1 | Simatic | 0.001 | 0
6AV63812CA074AK3 | SIMATIC WINCC RT CLIENT UPGRADE FROM V7.X TO V7.4 FOR WINCC RT CLIENTS OR RT128, RUNTIME-SW, SINGLE LICENSE, SW UND LICENSE KEY DOWNLOAD ******************************* E-MAIL ADDRESS IS MANDATORY FOR DELIVERY! | 563 | TEM | 1 | Simatic | 0.001 | 0
6AV63812CA074AX0 | WINCC RT CLIENT V7.4 RUNTIME-SW, SINGLE LICENSE SW AND DOCUMENTATION ON DVD, LICENSE KEY ON USB STICK, CLASS A, 5-LANGUAGES (DE,EN,IT,FR,SP), EXECUTABLE UNDER WINDOWS 7 PROF/ENT/ULT +SP1 (32 BIT)/ 7 PROF/ENT/ULT +SP1 (64 BIT)/ 8.1 PROF/ENT (32 BIT)/ 8.1 PROF/ENT (64 BIT)/ 10 PROF/ENT (64 BIT)/ SERVER2008 R2 +SP1 (64 BIT)/ SERVER 2012 R2 (64 BIT) | 2265 | TEM | 1 | Simatic | 0.245 | 0
6AV63812CA074AX3 | SIMATIC WINCC RT CLIENT UPGRADE FROM V7.X TO V7.4 FOR WINCC RT CLIENTS OR RT128, RUNTIME -SW ON DVD, SINGLE LICENSE, LICENSE KEY ON USB-STICK | 563 | TEM | 1 | Simatic | 0.238 | 0
6AV63812CB070AX0 | SIMATIC WINCC RC CLIENT V7.0 SP3, RUNTIME & CONFIGURATION SW ON DVD, FLOATING LICENSE, LICENSE KEY ON USB-STICK, 5 LANGUAGES (GER,EN,IT,FR,SP), EXEC. UNDER XPPROF/WINDOWS7. PLEASE NOTE: LICENSE KEY IS ONLY VALID FOR WINCC V7.0 SP2/3 | 3599 | TEM | 1 | Simatic | 0.297 | 0
6AV63812CB072AH0 | WINCC RC CLIENT V7.2 RUNTIME & CONFIGURATION -SW SW AND LICENSE KEY DOWNLOAD CLASS A, 5-LANGUAGES (DE,EN,IT,FR,SP), EXECUTABLE UNDER WINDOWS XP PROF +SP3 (32 BIT), 7 PROF/ENT/ULT +SP1 (32 BIT), 7 PROF/ENT/ULT +SP1 (64 BIT), SERVER2003 +SP2 (32 BIT), SERVER2003 R2 +SP2 (32 BIT), SERVER2008 +SP2 (32 BIT), SERVER2008 R2 +SP1 (64 BIT) ******************************* E-MAIL ADDRESS IS MANDATORY FOR DELIVERY! | 3497 | TEM | 1 | Simatic | 0.001 | 0
6AV63812CB072AK3 | SIMATIC WINCC RC CLIENT UPGRADE FROM V7.0 TO V7.2, FOR WINCC RC CLIENTS OR RC128, RUNTIME & CONFIGURATION -SW SINGLE LICENSE, SW AND LICENSE KEY DOWNLOAD ******************************* E-MAIL ADDRESS IS MANDATORY FOR DELIVERY! | 974 | TEM | 1 | Simatic | 0.001 | 0
6AV63812CB072AX0 | WINCC RC CLIENT V7.2 RUNTIME & CONFIGURATION -SW ON DVD, FLOATING LICENSE, LICENSE KEY ON USB STICK, CLASS A, 5-LANGUAGES (DE,EN,IT,FR,SP), EXECUTABLE UNDER WINDOWS XP PROF +SP3 (32 BIT), 7 PROF/ENT/ULT +SP1 (32 BIT), 7 PROF/ENT/ULT +SP1 (64 BIT), SERVER2003 +SP2 (32 BIT), SERVER2003 R2 +SP2 (32 BIT), SERVER2008 +SP2 (32 BIT), SERVER2008 R2 +SP1 (64 BIT) | 3497 | TEM | 1 | Simatic | 0.1 | 0
6AV63812CB072AX3 | SIMATIC WINCC RC CLIENT UPGRADE FROM V7.0 TO V7.2, FOR WINCC RC CLIENTS OR RC128, RUNTIME & CONFIGURATION -SW ON DVD, SINGLE LICENSE, LICENSE KEY ON USB-STICK | 974 | TEM | 1 | Simatic | 0.237 | 0
6AV63812CB073AH0 | WINCC RC CLIENT V7.3 RUNTIME & CONFIGURATION -SW SW AND LICENSE KEY DOWNLOAD CLASS A, 5-LANGUAGES (DE,EN,IT,FR,SP), EXECUTABLE UNDER WINDOWS 7 PROF/ENT/ULT +SP1 (32 BIT)/ 7 PROF/ENT/ULT +SP1 (64 BIT)/ 8.1 STD/PROF/ENT/ULT (64 BIT)/ SERVER2008 R2 +SP1 (64 BIT)/ SERVER 2012 (64 BIT) ******************************* E-MAIL ADDRESS IS MANDATORY FOR DELIVERY! | 3395 | TEM | 1 | Simatic | 0.001 | 0
6AV63812CB073AK3 | SIMATIC WINCC RC CLIENT UPGRADE FROM V7.X TO V7.3, FOR WINCC RC CLIENTS OR RC128, RUNTIME & CONFIGURATION -SW SINGLE LICENSE, SW AND LICENSE KEY DOWNLOAD ******************************* E-MAIL ADDRESS IS MANDATORY FOR DELIVERY! | 945 | TEM | 1 | Simatic | 0.001 | 0
6AV63812CB073AX0 | WINCC RC CLIENT V7.3 RUNTIME & CONFIGURATION -SW ON DVD, FLOATING LICENSE, LICENSE KEY ON USB STICK, CLASS A, 5-LANGUAGES (DE,EN,IT,FR,SP), EXECUTABLE UNDER WINDOWS 7 PROF/ENT/ULT +SP1 (32 BIT)/ 7 PROF/ENT/ULT +SP1 (64 BIT)/ 8.1 STD/PROF/ENT/ULT (64 BIT)/ SERVER2008 R2 +SP1 (64 BIT)/ SERVER 2012 (64 BIT) | 3395 | TEM | 1 | Simatic | 0.263 | 0
6AV63812CB073AX3 | SIMATIC WINCC RC CLIENT UPGRADE FROM V7.X TO V7.3, FOR WINCC RC CLIENTS OR RC128, RUNTIME & CONFIGURATION -SW ON DVD, SINGLE LICENSE, LICENSE KEY ON USB-STICK | 945 | TEM | 1 | Simatic | 0.229 | 0
6AV63812CB074AH0 | WINCC RC CLIENT V7.4 RUNTIME & CONFIGURATION -SW SW AND LICENSE KEY DOWNLOAD CLASS A, 5-LANGUAGES (DE,EN,IT,FR,SP), EXECUTABLE UNDER WINDOWS 7 PROF/ENT/ULT +SP1 (32 BIT)/ 7 PROF/ENT/ULT +SP1 (64 BIT)/ 8.1 PROF/ENT (32 BIT)/ 8.1 PROF/ENT (64 BIT)/ 10 PROF/ENT (64 BIT)/ SERVER2008 R2 +SP1 (64 BIT)/ SERVER 2012 R2 (64 BIT) ******************************* E-MAIL ADDRESS IS MANDATORY FOR DELIVERY! | 3395 | TEM | 1 | Simatic | 0.001 | 0
6AV63812CB074AK3 | SIMATIC WINCC RC CLIENT UPGRADE FROM V7.X TO V7.4 FOR WINCC RC CLIENTS OR RC128, RUNTIME & CONFIGURATION -SW, SINGLE LICENSE, SW AND LICENSE KEY DOWNLOAD ******************************* E-MAIL ADDRESS IS MANDATORY FOR DELIVERY! | 945 | TEM | 1 | Simatic | 0.001 | 0
6AV63812CB074AX0 | WINCC RC CLIENT V7.4 RUNTIME & CONFIGURATION -SW ON DVD, FLOATING LICENSE, LICENSE KEY ON USB STICK, CLASS A, 5-LANGUAGES (DE,EN,IT,FR,SP), EXECUTABLE UNDER WINDOWS 7 PROF/ENT/ULT +SP1 (32 BIT)/ 7 PROF/ENT/ULT +SP1 (64 BIT)/ 8.1 PROF/ENT (32 BIT)/ 8.1 PROF/ENT (64 BIT)/ 10 PROF/ENT (64 BIT)/ SERVER2008 R2 +SP1 (64 BIT)/ SERVER 2012 R2 (64 BIT) | 3395 | TEM | 1 | Simatic | 0.246 | 0
6AV63812CB074AX3 | SIMATIC WINCC RC CLIENT UPGRADE FROM V7.X TO V7.4 FOR WINCC RC CLIENTS OR RC128, RUNTIME & CONFIGURATION -SW ON DVD, SINGLE LICENSE, LICENSE KEY ON USB-STICK | 945 | TEM | 1 | Simatic | 0.23 | 0
6AV63822CA070AX0 | WINCC PACKAGE FOR SIMATIC IPC, CONTAINS: WINCC RT128, V7.0 CONNECT. VIA ON-BOARD INTERFACES AVAILABLE ONLY W. SAME QTY OF SIMATIC IPC ON SAME ORDER FORM | 1764 | TEM | 1 | Simatic | 0.3 | 0
6AV63822CA072AX0 | WINCC PACKAGE FOR SIMATIC IPC, CONTAINS: WINCC RT128, V7.2 CONNECT. VIA ON-BOARD INTERFACES AVAILABLE ONLY W. SAME QTY OF SIMATIC IPC ON SAME ORDER FORM | 1715 | TEM | 1 | Simatic | 0.3 | 0
6AV63822CA073AX0 | WINCC PACKAGE FOR SIMATIC IPC, CONSISTING OF: WINCC RT128, V7.3, CONNECTION VIA ON-BOARD INTERFACES, AVAILABLE ONLY W. SAME QTY OF SIMATIC IPC ON SAME ORDER FORM | 1665 | TEM | 1 | Simatic | 0.1 | 0
6AV63822DA070AX0 | WINCC PACKAGE FOR SIMATIC IPC, CONTAINS: WINCC RT512, V7.0 CONNECT. VIA ON-BOARD INTERFACES AVAILABLE ONLY W. SAME QTY OF SIMATIC IPC ON SAME ORDER FORM | 2897 | TEM | 1 | Simatic | 0.3 | 0
6AV63822DA072AX0 | WINCC PACKAGE FOR SIMATIC IPC, CONTAINS: WINCC RT512, V7.2 CONNECT. VIA ON-BOARD INTERFACES AVAILABLE ONLY W. SAME QTY OF SIMATIC IPC ON SAME ORDER FORM | 2817 | TEM | 1 | Simatic | 0.3 | 0
6AV63822DA073AX0 | WINCC PACKAGE FOR SIMATIC IPC, CONSISTING OF: WINCC RT512, V7.3, CONNECTION VIA ON-BOARD INTERFACES, AVAILABLE ONLY W. SAME QTY OF SIMATIC IPC ON SAME ORDER FORM | 2735 | TEM | 1 | Simatic | 0.1 | 0
6AV63822EA070AX0 | WINCC PACKAGE FOR SIMATIC IPC, CONTAINS: WINCC RT2048, V7.0 CONNECT. VIA ON-BOARD INTERFACES AVAILABLE ONLY W. SAME QTY OF SIMATIC IPC ON SAME ORDER FORM | 3577 | TEM | 1 | Simatic | 0.3 | 0
6AV63822EA072AX0 | WINCC PACKAGE FOR SIMATIC IPC, CONTAINS: WINCC RT2048, V7.2 CONNECT. VIA ON-BOARD INTERFACES AVAILABLE ONLY W. SAME QTY OF SIMATIC IPC ON SAME ORDER FORM | 3476 | TEM | 1 | Simatic | 0.3 | 0
6AV63822EA073AX0 | WINCC PACKAGE FOR SIMATIC IPC, CONSISTING OF: WINCC RT2048, V7.3, CONNECTION VIA ON-BOARD INTERFACES, AVAILABLE ONLY W. SAME QTY OF SIMATIC IPC ON SAME ORDER FORM | 3374 | TEM | 1 | Simatic | 0.1 | 0
6AV63822FA070AX0 | WINCC PACKAGE FOR SIMATIC IPC, CONTAINS: WINCC RT 65536, V7.0 CONNECT. VIA ON-BOARD INTERFACES AVAILABLE ONLY W. SAME QTY OF SIMATIC IPC ON SAME ORDER FORM | 5603 | TEM | 1 | Simatic | 0.3 | 0
6AV63822FA072AX0 | WINCC PACKAGE FOR SIMATIC IPC, CONTAINS: WINCC RT 65536, V7.2 CONNECT. VIA ON-BOARD INTERFACES AVAILABLE ONLY W. SAME QTY OF SIMATIC IPC ON SAME ORDER FORM | 5451 | TEM | 1 | Simatic | 0.3 | 0
6AV63822FA073AX0 | WINCC PACKAGE FOR SIMATIC IPC, CONSISTING OF: WINCC RT 65536, V7.3, CONNECTION VIA ON-BOARD INTERFACES, AVAILABLE ONLY W. SAME QTY OF SIMATIC IPC ON SAME ORDER FORM | 5292 | TEM | 1 | Simatic | 0.1 | 0
6AV63822HA070AX0 | WINCC PACKAGE FOR SIMATIC IPC, CONTAINS: WINCC RT 8192, V7.0 CONNECT. VIA ON-BOARD INTERFACES AVAILABLE ONLY W. SAME QTY OF SIMATIC IPC ON SAME ORDER FORM | 4590 | TEM | 1 | Simatic | 0.3 | 0
6AV63822HA072AX0 | WINCC PACKAGE FOR SIMATIC IPC, CONTAINS: WINCC RT 8192, V7.2 CONNECT. VIA ON-BOARD INTERFACES AVAILABLE ONLY W. SAME QTY OF SIMATIC IPC ON SAME ORDER FORM | 4463 | TEM | 1 | Simatic | 0.3 | 0
6AV63822HA073AX0 | WINCC PACKAGE FOR SIMATIC IPC, CONSISTING OF: WINCC RT 8192, V7.3, CONNECTION VIA ON-BOARD INTERFACES, AVAILABLE ONLY W. SAME QTY OF SIMATIC IPC ON SAME ORDER FORM | 4334 | TEM | 1 | Simatic | 0.1 | 0
6AV63871BC072AF3 | FL MIGRATION PACKAGE RT, WINCC V7.4 RT 128 (128 POWER TAGS), RUNTIME, ON DVD, SINGLE LICENSE, 5 LANGUAGES (GER,EN,IT,FR,SP), EXEC. UNDER XPPROF/WIN7/2008. THIS IS A SPECIAL OFFER WHICH IS VALID WHEN THE FACTORYLINK PRODUCT IS REPLACED BY WINCC V7.4. WHEN YOU BUY THIS PRODUCT YOU COMMIT TO REPLACING FACTORY LINK WITH WINCC V7.4, WITHIN 12 MONTHS, AND MUST NO LONGER USE THE FACTORYLINK LICENSE. ONLY FOR CUSTOMER WIITH SUS CONTRACT | 1191 | TEM | 1 | Simatic | 0.3 | 0
6AV63871BD072AF3 | FL MIGRATION PACKAGE RT, WINCC V7.4 RT 512 (512 POWER TAGS), RUNTIME, ON DVD, SINGLE LICENSE, 5 LANGUAGES (GER,EN,IT,FR,SP), EXEC. UNDER XPPROF/WIN7/2008. THIS IS A SPECIAL OFFER WHICH IS VALID WHEN THE FACTORYLINK PRODUCT IS REPLACED BY WINCC V7.4. WHEN YOU BUY THIS PRODUCT YOU COMMIT TO REPLACING FACTORY LINK WITH WINCC V7.4, WITHIN 12 MONTHS, AND MUST NO LONGER USE THE FACTORYLINK LICENSE. ONLY FOR CUSTOMER WIITH SUS CONTRACT | 1831 | TEM | 1 | Simatic | 0.3 | 0
6AV63871BE072AF3 | FL MIGRATION PACKAGE RT, WINCC V7.4 RT 2048 (2048 POWER TAGS), RUNTIME, ON DVD, SINGLE LICENSE, 5 LANGUAGES (GER,EN,IT,FR,SP), EXEC. UNDER XPPROF/WIN7/2008. THIS IS A SPECIAL OFFER WHICH IS VALID WHEN THE FACTORYLINK PRODUCT IS REPLACED BY WINCC V7.4. WHEN YOU BUY THIS PRODUCT YOU COMMIT TO REPLACING FACTORY LINK WITH WINCC V7.4, WITHIN 12 MONTHS, AND MUST NO LONGER USE THE FACTORYLINK LICENSE. ONLY FOR CUSTOMER WIITH SUS CONTRACT | 2250 | TEM | 1 | Simatic | 0.3 | 0
6AV63871BF072AF3 | FL MIGRATION PACKAGE RT, WINCC V7.4 RT 65536 (65536 POWER TAGS), RUNTIME, ON DVD, SINGLE LICENSE, 5 LANGUAGES (GER,EN,IT,FR,SP), EXEC. UNDER XPPROF/WIN7/2008. THIS IS A SPECIAL OFFER WHICH IS VALID WHEN THE FACTORYLINK PRODUCT IS REPLACED BY WINCC V7.4. WHEN YOU BUY THIS PRODUCT YOU COMMIT TO REPLACING FACTORY LINK WITH WINCC V7.4, WITHIN 12 MONTHS, AND MUST NO LONGER USE THE FACTORYLINK LICENSE. ONLY FOR CUSTOMER WIITH SUS CONTRACT | 3320 | TEM | 1 | Simatic | 0.3 | 0
6AV63871BH072AF3 | FL MIGRATION PACKAGE RT, WINCC V7.4 RT 8192 (8192 POWER TAGS), RUNTIME, ON DVD, SINGLE LICENSE, 5 LANGUAGES (GER,EN,IT,FR,SP), EXEC. UNDER XPPROF/WIN7/2008. THIS IS A SPECIAL OFFER WHICH IS VALID WHEN THE FACTORYLINK PRODUCT IS REPLACED BY WINCC V7.4. WHEN YOU BUY THIS PRODUCT YOU COMMIT TO REPLACING FACTORY LINK WITH WINCC V7.4, WITHIN 12 MONTHS, AND MUST NO LONGER USE THE FACTORYLINK LICENSE. ONLY FOR CUSTOMER WIITH SUS CONTRACT | 2702 | TEM | 1 | Simatic | 0.3 | 0
6AV63871BL072AF3 | FL MIGRATION PACKAGE RT, WINCC V7.4 RT 262144 (262144 POWER TAGS), RUNTIME, ON DVD, SINGLE LICENSE, 5 LANGUAGES (GER,EN,IT,FR,SP), EXEC. UNDER XPPROF/WIN7/2008. THIS IS A SPECIAL OFFER WHICH IS VALID WHEN THE FACTORYLINK PRODUCT IS REPLACED BY WINCC V7.4. WHEN YOU BUY THIS PRODUCT YOU COMMIT TO REPLACING FACTORY LINK WITH WINCC V7.4, WITHIN 12 MONTHS, AND MUST NO LONGER USE THE FACTORYLINK LICENSE. ONLY FOR CUSTOMER WIITH SUS CONTRACT | 8325 | TEM | 1 | Simatic | 0.3 | 0
6AV63871BM072AF3 | FL MIGRATION PACKAGE RC, WINCC V7.4 RC 128 (128 POWER TAGS), RUNTIME, ON DVD, SINGLE LICENSE, 5 LANGUAGES (GER,EN,IT,FR,SP), EXEC. UNDER XPPROF/WIN7/2008. THIS IS A SPECIAL OFFER WHICH IS VALID WHEN THE FACTORYLINK PRODUCT IS REPLACED BY WINCC V7.4. WHEN YOU BUY THIS PRODUCT YOU COMMIT TO REPLACING FACTORY LINK WITH WINCC V7.4, WITHIN 12 MONTHS, AND MUST NO LONGER USE THE FACTORYLINK LICENSE. ONLY FOR CUSTOMER WIITH SUS CONTRACT | 1787 | TEM | 1 | Simatic | 0.3 | 0
6AV63871BN072AF3 | FL MIGRATION PACKAGE RC, WINCC V7.4 RC 512 (512 POWER TAGS), RUNTIME, ON DVD, SINGLE LICENSE, 5 LANGUAGES (GER,EN,IT,FR,SP), EXEC. UNDER XPPROF/WIN7/2008. THIS IS A SPECIAL OFFER WHICH IS VALID WHEN THE FACTORYLINK PRODUCT IS REPLACED BY WINCC V7.4. WHEN YOU BUY THIS PRODUCT YOU COMMIT TO REPLACING FACTORY LINK WITH WINCC V7.4, WITHIN 12 MONTHS, AND MUST NO LONGER USE THE FACTORYLINK LICENSE. ONLY FOR CUSTOMER WIITH SUS CONTRACT | 3038 | TEM | 1 | Simatic | 0.3 | 0
6AV63871BP072AF3 | FL MIGRATION PACKAGE RC, WINCC V7.4 RC 2048 (2048 POWER TAGS), RUNTIME, ON DVD, SINGLE LICENSE, 5 LANGUAGES (GER,EN,IT,FR,SP), EXEC. UNDER XPPROF/WIN7/2008. THIS IS A SPECIAL OFFER WHICH IS VALID WHEN THE FACTORYLINK PRODUCT IS REPLACED BY WINCC V7.4. WHEN YOU BUY THIS PRODUCT YOU COMMIT TO REPLACING FACTORY LINK WITH WINCC V7.4, WITHIN 12 MONTHS, AND MUST NO LONGER USE THE FACTORYLINK LICENSE. ONLY FOR CUSTOMER WIITH SUS CONTRACT | 3909 | TEM | 1 | Simatic | 0.3 | 0
6AV63871BQ072AF3 | FL MIGRATION PACKAGE RC, WINCC V7.4 RC 65536 (65536 POWER TAGS), RUNTIME, ON DVD, SINGLE LICENSE, 5 LANGUAGES (GER,EN,IT,FR,SP), EXEC. UNDER XPPROF/WIN7/2008. THIS IS A SPECIAL OFFER WHICH IS VALID WHEN THE FACTORYLINK PRODUCT IS REPLACED BY WINCC V7.4. WHEN YOU BUY THIS PRODUCT YOU COMMIT TO REPLACING FACTORY LINK WITH WINCC V7.4, WITHIN 12 MONTHS, AND MUST NO LONGER USE THE FACTORYLINK LICENSE. ONLY FOR CUSTOMER WIITH SUS CONTRACT | 5618 | TEM | 1 | Simatic | 0.3 | 0
6AV63871BS072AF3 | FL MIGRATION PACKAGE RC, WINCC V7.4 RC 8192 (8192 POWER TAGS), RUNTIME, ON DVD, SINGLE LICENSE, 5 LANGUAGES (GER,EN,IT,FR,SP), EXEC. UNDER XPPROF/WIN7/2008. THIS IS A SPECIAL OFFER WHICH IS VALID WHEN THE FACTORYLINK PRODUCT IS REPLACED BY WINCC V7.4. WHEN YOU BUY THIS PRODUCT YOU COMMIT TO REPLACING FACTORY LINK WITH WINCC V7.4, WITHIN 12 MONTHS, AND MUST NO LONGER USE THE FACTORYLINK LICENSE. ONLY FOR CUSTOMER WIITH SUS CONTRACT | 4835 | TEM | 1 | Simatic | 0.3 | 0
6AV63871BV072AF3 | FL MIGRATION PACKAGE RC, WINCC V7.4 RC 262144 (262144 POWER TAGS), RUNTIME, ON DVD, SINGLE LICENSE, 5 LANGUAGES (GER,EN,IT,FR,SP), EXEC. UNDER XPPROF/WIN7/2008. THIS IS A SPECIAL OFFER WHICH IS VALID WHEN THE FACTORYLINK PRODUCT IS REPLACED BY WINCC V7.4. WHEN YOU BUY THIS PRODUCT YOU COMMIT TO REPLACING FACTORY LINK WITH WINCC V7.4, WITHIN 12 MONTHS, AND MUST NO LONGER USE THE FACTORYLINK LICENSE. ONLY FOR CUSTOMER WIITH SUS VERTRAG | 8551 | TEM | 1 | Simatic | 0.3 | 0
6AV63871CA074AF3 | FL Migration package RT, WinCC V7.4, RT Client, SW on DVD, single license This is a special offer which is valid when the FactoryLink product is replaced by WinCC V7.4. When you buy this product you commit to replacing FactoryLink with WinCC V7.4, within 12 months, and muST no longer use the FactoryLink license. Only for cuSTomer with SUS contract | 1166 | TEM | 1 | Simatic | 0.2 | 0
6AV96701BA011AX0 | SOLUTION PARTNER SIMATIC HMI BASIC SOFTWARE PACKAGE CONTAINS: WINCC RC 65536 W/O DOCUMENT., WINCC/USER ARCHIVES | 3341 | TEM | 1 | Simatic | 0.6 | 0
6AV96701BA011AX5 | SOLUTION PARTNER SIMATIC HMI WINCC SOFTWARE UPDATE SERVICE, FOR 1 YEAR W. AUTOM. RENEWAL, REQUIRES LATEST SW-RELEASE | 462 | TEM | 1 | Simatic | 0.001 | 0
6AV96702BA041AX0 | SIMATIC WINCC SPECIALIST CONNECTIVITY SW BUNDLE CONTAINS: INDUSTRIALDATABRIDGE(2048 TAGS) CONNECTIVITY PACK | 410 | TEM | 1 | Simatic | 1.2 | 0
6AV96811AA011AX0 | SYSTEM INTEGRATOR PACKAGE (SIP) CONTAINS: WINCC RC64K (64K POWER TAGS), WINCC/USER ARCHIVES AND WINCC/CONNECTIVITY PACK. CONDITION: WINCC SOFTWARE UODATE SERVICE (SUS) AND WINCC SIP AGREEMENT! ***DELIVERY NOT BEFORE SPECIAL RELEASE IS GIVEN*** | 1805 | TEM | 1 | Simatic | 0.6 | 0
6AV96811AA020AX0 | WINCC/PMC-CHANNELSUITE V7.0, OPTION F. WINCC V7.0 SP2 RUNTIME-SW, SINGLE LICENSES, CONTAINS 5 USB-STICKS WITH LICENSE FOR, S5 PMC PROFIBUS, S5 PMC IND. ETHERNET ISO-L4, SIMADYN PMC PROFIBUS, SIMADYN PMC IND. ETHERNET ISO, TDC PMC IND. ETHERNET TCP/IP | 3859 | TEM | 1 | Simatic | 0.2 | 0
6AV96811AA023AX0 | WINCC/PMC-CHANNELSUITE V7.3, OPTION F. WINCC V7.0 SP2...V7.3 RUNTIME-SOFTWARE, CONTAINS CHANNELS F.: TDC PMC IND. ETHERNET TCP/IP | 3675 | TEM | 1 | Simatic | 0.1 | 0
6AV96811AA120AX0 | WINCC/SYSTEMDIAGNOSTIC V7.0 PROFINET IO DEVICE DIAGNOSTIC DIAGNOSIS OF SLAVES WITH DETAILED INFORMATION, RELEASED FOR WINCC V6.0.2 - V7.0 | 486 | TEM | 1 | Simatic | 0.1 | 0
6AV96811AB021AX0 | WINCC RT SPECIAL VARIANT V7.0, RUNTIME, FOR OERLIKON/BARMAG REMSCHEID, SPINNANLAGEN - CHEMIEFASER, SINGLE LICENSE | 7033 | TEM | 1 | Simatic | 0.2 | 0
6AV96811AC021AX0 | WINCC RC SPECIAL VARIANT V7.0, RUNTIME&CONFIGURATION FOR OERLIKON/BARMAG REMSCHEID, SPINNANLAGEN - CHEMIEFASER, FLOATING LICENSE | 11907 | TEM | 1 | Simatic | 0.2 | 0
6AV96811DB070AQ0 | ROYALTY FOR WINCC V7.0, RT128 (128 POWER TAGS). SPECIAL LICENSE FOR SPECTRUM POWER CC | 2520 | TEM | 1 | Simatic | 0.02 | 0
6AV96811DB073AQ0 | ROYALTY FOR WINCC V7.3, RT128 (128 POWER TAGS). SPECIAL LICENSE FOR SPECTRUM POWER 5 | 2379 | TEM | 1 | Simatic | 0.05 | 0
6AV96811DC070AQ0 | ROYALTY FOR WINCC V7.0, RC128 (128 POWER TAGS). SPECIAL LICENSE FOR SPECTRUM POWER CC | 3778 | TEM | 1 | Simatic | 0.02 | 0
6AV96811DC073AQ0 | ROYALTY FOR WINCC V7.3, RC128 (128 POWER TAGS). SPECIAL LICENSE FOR SPECTRUM POWER 5 | 3565 | TEM | 1 | Simatic | 0.05 | 0
6AV96811DD070AQ0 | ROYALTY FOR WINCC V7.0, UPGRADE WINCC/RT/RC/WEBNAV. V6.0 -> V7.0 SPECIAL LICENSE FOR SPECTRUM POWER CC | 1056 | TEM | 1 | Simatic | 0.02 | 0
6AV96811DD073AQ0 | ROYALTY FOR WINCC V7.3, UPGRADE WINCC/RT/RC/WEBNAV. V6.2/V7.0 -> V7.3 SPECIAL LICENSE FOR SPECTRUM POWER 5 | 956 | TEM | 1 | Simatic | 0.05 | 0
6AV96811DE070AQ0 | ROYALTY FOR WINCC V7.0, UPGRADE WINCC/RT/RC/WEBNAV. V6.2 -> V7.0 SPECIAL LICENSE FOR SPECTRUM POWER CC | 716 | TEM | 1 | Simatic | 0.02 | 0
6AV96811DH070AQ0 | ROYALTY FOR WINCC V7.0 OPTION WEB NAVIGATOR, SERVER AND CLIENT COMPONENTS, INCL. 3 CLIENT LICENSES. SPECIAL LICENSE FOR SPECTRUM POWER CC | 7140 | TEM | 1 | Simatic | 0.02 | 0
6AV96811DH070BQ0 | ROYALTY FOR WINCC V7.0 OPTION WEB NAVIGATOR, SERVER AND CLIENT COMPONENTS, INCL. 10 CLIENT LICENSES. SPECIAL LICENSE FOR SPECTRUM POWER CC | 12222 | TEM | 1 | Simatic | 0.02 | 0
6AV96811DH070CQ0 | ROYALTY FOR WINCC V7.0 OPTION WEB NAVIGATOR, SERVER AND CLIENT COMPONENTS, INCL. 25 CLIENT LICENSES. SPECIAL LICENSE FOR SPECTRUM POWER CC | 21279 | TEM | 1 | Simatic | 0.02 | 0
6AV96811DH070DG0 | WINCC/WEB NAVIGATOR V7.0, POWERPACK FROM 50 TO 100 CLIENTS, RUNTIME-SW, SINGLE LICENSE, LICENSE KEY ON USB STICK SPECIAL VARIANT FOR SICALIS | 16097 | TEM | 1 | Simatic | 0.2 | 0
6AV96811DH070DQ0 | ROYALTY FOR WINCC V7.0 OPTION WEB NAVIGATOR, SERVER AND CLIENT COMPONENTS, INCL. 50 CLIENT LICENSES. SPECIAL LICENSE FOR SPECTRUM POWER CC | 37554 | TEM | 1 | Simatic | 0.02 | 0
6AV96811DH070GH0 | WINCC/WEB NAVIGATOR V7.0, POWERPACK FROM 100 TO 150 CLIENTS, RUNTIME-SW, SINGLE LICENSE, LICENSE KEY ON USB STICK SPECIAL VARIANT FOR SICALIS | 11923 | TEM | 1 | Simatic | 0.2 | 0
6AV96811DH072DG0 | WINCC/WEB NAVIGATOR V7.2, POWERPACK FROM 50 TO 100 CLIENTS, RUNTIME-SW, SINGLE LICENSE, | 15640 | TEM | 1 | Simatic | 0.1 | 0
6AV96811DH072GH0 | WINCC/WEB NAVIGATOR V7.2, POWERPACK FROM 100 TO 150 CLIENTS, RUNTIME-SW, SINGLE LICENSE, | 11582 | TEM | 1 | Simatic | 0.1 | 0
6AV96811DH073AQ0 | ROYALTY FOR WINCC V7.3 OPTION WEB NAVIGATOR, SERVER AND CLIENT COMPONENTS, INCL. 3 CLIENT LICENSES. SPECIAL LICENSE FOR SPECTRUM POWER 5 | 6736 | TEM | 1 | Simatic | 0.05 | 0
6AV96811DH073BQ0 | ROYALTY FOR WINCC V7.3 OPTION WEB NAVIGATOR, SERVER AND CLIENT COMPONENTS, INCL. 10 CLIENT LICENSES. SPECIAL LICENSE FOR SPECTRUM POWER 5 | 11529 | TEM | 1 | Simatic | 0.05 | 0
6AV96811DH073CQ0 | ROYALTY FOR WINCC V7.3 OPTION WEB NAVIGATOR, SERVER AND CLIENT COMPONENTS, INCL. 25 CLIENT LICENSES. SPECIAL LICENSE FOR SPECTRUM POWER 5 | 20076 | TEM | 1 | Simatic | 0.05 | 0
6AV96811DH073DG0 | WINCC/WEB NAVIGATOR V7.3, POWERPACK FROM 50 TO 100 CLIENTS, RUNTIME-SW, SINGLE LICENSE, | 15183 | TEM | 1 | Simatic | 0.152 | 0
6AV96811DH073DQ0 | ROYALTY FOR WINCC V7.3 OPTION WEB NAVIGATOR, SERVER AND CLIENT COMPONENTS, INCL. 50 CLIENT LICENSES. SPECIAL LICENSE FOR SPECTRUM POWER 5 | 35422 | TEM | 1 | Simatic | 0.05 | 0
6AV96811DH073GH0 | WINCC/WEB NAVIGATOR V7.3, POWERPACK FROM 100 TO 150 CLIENTS, RUNTIME-SW, SINGLE LICENSE, | 11246 | TEM | 1 | Simatic | 0.152 | 0
6AV96811JH072DG0 | WINCC/WEB NAVIGATOR V7.2, POWERPACK FROM 50 TO 100 CLIENTS, RUNTIME-SW, SINGLE LICENSE, LICENSE KEY DOWNLOAD ******************************* E-MAIL ADDRESS IS MANDATORY FOR DELIVERY! | 15640 | TEM | 1 | Simatic | 0.015 | 0
6AV96811JH072GH0 | WINCC/WEB NAVIGATOR V7.2, POWERPACK FROM 100 TO 150 CLIENTS, RUNTIME-SW, SINGLE LICENSE, LICENSE KEY DOWNLOAD ******************************* E-MAIL ADDRESS IS MANDATORY FOR DELIVERY! | 11582 | TEM | 1 | Simatic | 0.015 | 0
6AV96811JH073DG0 | WINCC/WEB NAVIGATOR V7.3, POWERPACK FROM 50 TO 100 CLIENTS, RUNTIME-SW, SINGLE LICENSE, LICENSE KEY DOWNLOAD ******************************* E-MAIL ADDRESS IS MANDATORY FOR DELIVERY! | 15183 | TEM | 1 | Simatic | 0.001 | 0
6AV96811JH073GH0 | WINCC/WEB NAVIGATOR V7.3, POWERPACK FROM 100 TO 150 CLIENTS, RUNTIME-SW, SINGLE LICENSE, LICENSE KEY DOWNLOAD ******************************* E-MAIL ADDRESS IS MANDATORY FOR DELIVERY! | 11246 | TEM | 1 | Simatic | 0.001 | 0
6AV96841AA030AA0 | WINCC RUNTIME PROFESSIONAL SERVER&CLIENT PCKG V13 SP1 CONTAINS: SIMATIC WINCC RT PROFESSIONAL 4096 POWERTAGS V13 SP1, SIMATIC WINCC SERVER F. RUNTIME PROFESSIONAL, TWO PACKAGES SIMATIC WINCC CLIENT F. RUNTIME PROFESSIONAL V13 SP1 | 6824 | TEM | 1 | Simatic | 0.8 | 0
S79220B1150P | SIMATIC WINCC/AUDIT V7.0 DATA MEDIUM WITHOUT LICENSE, UTILIZATION ONLY WITH VALID LICENSE | 27.6 | TEM | 1 | Simatic | 0.2 | 0
S79220B1462P | SIMATIC WINCC /CAS UPDATE CENTRAL ARCHIVE SERVER FROM V7.0 AUF V7.0 SP1, DATA MEDIUM WITHOUT LICENSE UTILIZATION ONLY WITH VALID LICENSE, 5 LANGUAGES (GER,EN,IT,FR,SP), EXEC. UNDER XPPROF/VISTA | 27.6 | TEM | 1 | Simatic | 0.2 | 0
S79220B1466P | SIMATIC WINCC UPDATE V7.0 SP1, FROM V7.0 AUF V7.0 SP1, DATA MEDIUM WITHOUT LICENSE UTILIZATION ONLY WITH VALID LICENSE, FOR SIMATIC WINCC RT/RC, INCL. TREIBER, SERVER, REDUNDANCY, USER ARCHIVE, WEBNAVIGATOR, DATAMONITOR, CONNECTIVITY PACK/STATION, 5 LANGUAGES (GER,EN,IT,FR,SP), EXEC. UNDER XPPROF/VISTA | 27.6 | TEM | 1 | Simatic | 0.217 | 0
S79220B2045P | SIMATIC WINCC UPDATE V6.2 SP3, 5 LANGUAGES (GER,EN,IT,FR,SP), FROM V6.2/V6.2 SP2 TO V6.2 SP3, DATA MEDIUM WITHOUT LICENSE UTILIZATION ONLY WITH VALID LICENSE, FOR SIMATIC WINCC RT/RC, INCL. DRIVER, SERVER, REDUNDANCY, USER ARCHIVE, WEBNAVIGATOR, DATAMONITOR, CONNECTIVITY PACK, CAS, EXEC. UNDER WIN2000/XPPROF | 27.6 | TEM | 1 | Simatic | 0.2 | 0
S79220B2503P | SIMATIC WINCC V7.0 SP2, UPDATE FROM V7.0/V7.0 SP1 TO V7.0 SP2, DATA MEDIUM WITHOUT LICENSE UTILIZATION ONLY WITH VALID LICENSE, FOR SIMATIC WINCC RT/RC, INCL. DRIVER, SERVER, REDUNDANCY, USER ARCHIVE, WEBNAVIGATOR, DATAMONITOR, CONNECTIVITY PACK/STATION, 5 LANGUAGES (GER,EN,IT,FR,SP), EXECUTABLE UNDER WINXP PROF/ WINDOWS7 BUSINESS/ULTIMATE/ ENTERPRISE (32 BIT) | 27.6 | TEM | 1 | Simatic | 0.283 | 0
S79220B2504P | SIMATIC WINCC /CAS UPDATE CENTRAL ARCHIVE SERVER FROM V7.0/V7.0 SP1 TO V7.0 SP2, DATA MEDIUM WITHOUT LICENSE, UTILIZATION ONLY WITH VALID LICENSE, 5 LANGUAGES (GER,EN,IT,FR,SP), EXECUTABLE UNDER WINXP PROF/ WINDOWS7 BUSINESS/ULTIMATE/ ENTERPRISE (32 BIT) | 27.6 | TEM | 1 | Simatic | 0.37 | 0
S79220B3611P | SIMATIC WINCC V7.0 SP3, UPDATE FROM V7.0/V7.0 SP1/SP2 TO V7.0 SP3, DATA MEDIUM WITHOUT LICENSE UTILIZATION ONLY WITH VALID LICENSE, FOR SIMATIC WINCC RT/RC, INCL. DRIVER, SERVER, REDUNDANCY, USER ARCHIVE, WEBNAVIGATOR, DATAMONITOR, CONNECTIVITY PACK/STATION, 5 LANGUAGES (GER,EN,IT,FR,SP), EXECUTABLE UNDER WINXP PROF/ WINDOWS7 PROFESSIONAL/ULTIMATE/ ENTERPRISE (32 BIT, 64 BIT) | 27.6 | TEM | 1 | Simatic | 0.238 | 0
S79220B3612P | SIMATIC WINCC/CAS V7.0 SP3 CENTRAL ARCHIVE SERVER UPDATE FROM V7.0, V7.0 SP1/SP2 TO V7.0 SP3, DATA MEDIUM WITHOUT LICENSE, UTILIZATION ONLY WITH VALID LICENSE, 5 LANGUAGES (GER,EN,IT,FR,SP), EXECUTABLE UNDER WINXP PROF/ WINDOWS7 PROFESSIONALULTIMATE/ ENTERPRISE (32 BIT, 64 BIT) | 27.6 | TEM | 1 | Simatic | 0.377 | 0
S79220B3635P | WINCC INDUSTRIALDATABRIDGE UPDATE V7.0, V7.0 SP1->V7.0 SP3 DATA MEDIUM WITHOUT LICENSE, UTILIZATION ONLY WITH VALID LICENSE, (GE/EN/FR/IT/SP) | 27.6 | TEM | 1 | Simatic | 0.225 | 0
S79220B3939P | SIMATIC WINCC/AUDIT V7.0 SP3 UPDATE V7.0 -> V7.0 SP3 DATA MEDIUM WITHOUT LICENSE, UTILIZATION ONLY WITH VALID LICENSE | 27.6 | TEM | 1 | Simatic | 0.218 | 0
S79220B4848P | SIMATIC WINCC/ARCHIVE EXCH.LIC. 5000 ARCHIVE TAGS F. SIMATIC WINCC V6.2/7.X, SINGLE LICENSE, COUNT RELEVANT, LICENSE KEY ON USB STICK, DELIVERY ONLY IN EXCHANGE FOR WINCC ARCHIVE LICENSE LARGER THAN 5000 VAR | 221 | TEM | 1 | Simatic | 0.2 | 0
S79220B5964P | SIMATIC WINCC V7.3 SE UPDATE VON V7.3, TO V7.3 SE INCL. UPDATE1,, DATA MEDIUM WITHOUT LICENSE UTILIZATION ONLY WITH VALID LICENSE, FOR SIMATIC WINCC RT/RC, INCL. DRIVER, SERVER, REDUNDANCY, USER ARCHIVE, WEBNAVIGATOR, DATAMONITOR, CONNECTIVITY PACK/STATION, 9 LANGUAGES, EXECUTABLE UNDER WINDOWS 7 PROF/ENT/ULT +SP1 (32 BIT)/ 7 PROF/ENT/ULT +SP1 (64 BIT) 8.1 STD/PROF/ENT/ULT (64 BIT)/ SERVER2008 R2 +SP1 (64 BIT)/ SERVER 2012 (64 BIT) | 27.6 | TEM | 1 | Simatic | 0.097 | 0
S79220B6372P | PROCESS HISTORIAN 2014 SP1 UPDATE FROM VERSION 2014 TO 2014 SP1, DATA MEDIUM WITHOUT LICENSE, UTILIZATION ONLY WITH VALID LICENSE FOR PROCESS HISTORIAN 2014, SW AND DOCU. AUF DVD, CLASS A, EXECUTABLE UNDER WINDOWS SERVER 2008 R2 +SP1 (64 BIT)/ SERVER 2012 (64 BIT) | 27.6 | TEM | 1 | Simatic | 0.2 | 0
S79220B6825P | PROCESS HISTORIAN 2014 SP2, UPDATE FROM VERSION 2014 / 2014 SP1 AUF 2014 SP2, DATA MEDIUM WITHOUT LICENSE, UTILIZATION ONLY WITH VALID LICENSE FOR PROCESS HISTORIAN 2014, FOR ONE INSTALLATION ONLY, SW AND DOCU. AUF DVD, CLASS A, EXECUTABLE UNDER WINDOWS SERVER 2008 R2 +SP1 (64 BIT)/ SERVER 2012 (64 BIT) | 27.6 | TEM | 1 | Simatic | 0.22 | 0
1LE10010DA222AA4 | SIMOTICS GP MOTOR TYPE: 1AV2082A LOW-VOLTAGE MOTOR, IEC SQUIRREL-CAGE,SELF-VENTIL.,IP55 TEMP. CL. 155(F) ACC.TO 130(B) ALUMINIUM HOUSING HIGH EFFICIENCY IE2, IN EEA: CONSIDER EFFIC. GRADE ACC. TO CURR. VALID REGULATION! (01.01.2017) 2POLE * FS80M * 0.75KW (50HZ) 0.86KW (60HZ) 3 AC 50HZ 230VD/400VY * 3 AC 60HZ 460VY IM B 3, without motor protection TERMINAL BOX AT TOP TERMINAL BOX AT TOP | 185 | TEM | 1 | LD | 9 | 1
1LE10010DA234AA4 | SIMOTICS GP MOTOR TYPE: 1AV2082A LOW-VOLTAGE MOTOR, IEC SQUIRREL-CAGE,SELF-VENTIL.,IP55 TEMP. CL. 155(F) ACC.TO 130(B) ALUMINIUM HOUSING HIGH EFFICIENCY IE2, IN EEA: CONSIDER EFFIC. GRADE ACC. TO CURR. VALID REGULATION! (01.01.2017) 2POLE * FS80M * 0.75KW (50HZ) 0.86KW (60HZ) 3 AC 50HZ 400VD/690VY * 3 AC 60HZ 460VD IM B 3, without motor protection TERMINAL BOX AT TOP | 185 | TEM | 1 | LD | 9 | 1
1LE10010DA222AB4 | SIMOTICS GP MOTOR TYPE: 1AV2082A LOW-VOLTAGE MOTOR, IEC SQUIRREL-CAGE,SELF-VENTIL.,IP55 TEMP. CL. 155(F) ACC.TO 130(B) ALUMINIUM HOUSING HIGH EFFICIENCY IE2, IN EEA: CONSIDER EFFIC. GRADE ACC. TO CURR. VALID REGULATION! (01.01.2017) 2POLE * FS80M * 0.75KW (50HZ) 0.86KW (60HZ) 3 AC 50HZ 230VD/400VY * 3 AC 60HZ 460VY IM B 3, 1 PTC thermistor for tripping (2 terminals) TERMINAL BOX AT TOP | 200 | TEM | 1 | LD | 9 | 1
1LE10010DA234AB4 | SIMOTICS GP MOTOR TYPE: 1AV2082A LOW-VOLTAGE MOTOR, IEC SQUIRREL-CAGE,SELF-VENTIL.,IP55 TEMP. CL. 155(F) ACC.TO 130(B) ALUMINIUM HOUSING HIGH EFFICIENCY IE2, IN EEA: CONSIDER EFFIC. GRADE ACC. TO CURR. VALID REGULATION! (01.01.2017) 2POLE * FS80M * 0.75KW (50HZ) 0.86KW (60HZ) 3 AC 50HZ 400VD/690VY * 3 AC 60HZ 460VD IM B 3, 1 PTC thermistor for tripping (2 terminals) TERMINAL BOX AT TOP | 200 | TEM | 1 | LD | 9 | 1
1LE10010DA322AA4 | SIMOTICS GP MOTOR TYPE: 1AV2083A LOW-VOLTAGE MOTOR, IEC SQUIRREL-CAGE,SELF-VENTIL.,IP55 TEMP. CL. 155(F) ACC.TO 130(B) ALUMINIUM HOUSING HIGH EFFICIENCY IE2, IN EEA: CONSIDER EFFIC. GRADE ACC. TO CURR. VALID REGULATION! (01.01.2017) 2POLE * FS80M * 1.1KW (50HZ) 1.27KW (60HZ) 3 AC 50HZ 230VD/400VY * 3 AC 60HZ 460VY IM B 3, without motor protection TERMINAL BOX AT TOP TERMINAL BOX AT TOP | 212 | TEM | 1 | LD | 11 | 1
1LE10010DA334AA4 | SIMOTICS GP MOTOR TYPE: 1AV2083A LOW-VOLTAGE MOTOR, IEC SQUIRREL-CAGE,SELF-VENTIL.,IP55 TEMP. CL. 155(F) ACC.TO 130(B) ALUMINIUM HOUSING HIGH EFFICIENCY IE2, IN EEA: CONSIDER EFFIC. GRADE ACC. TO CURR. VALID REGULATION! (01.01.2017) 2POLE * FS80M * 1.1KW (50HZ) 1.27KW (60HZ) 3 AC 50HZ 400VD/690VY * 3 AC 60HZ 460VD IM B 3, without motor protection TERMINAL BOX AT TOP | 212 | TEM | 1 | LD | 11 | 1
1LE10010DA322AB4 | SIMOTICS GP MOTOR TYPE: 1AV2083A LOW-VOLTAGE MOTOR, IEC SQUIRREL-CAGE,SELF-VENTIL.,IP55 TEMP. CL. 155(F) ACC.TO 130(B) ALUMINIUM HOUSING HIGH EFFICIENCY IE2, IN EEA: CONSIDER EFFIC. GRADE ACC. TO CURR. VALID REGULATION! (01.01.2017) 2POLE * FS80M * 1.1KW (50HZ) 1.27KW (60HZ) 3 AC 50HZ 230VD/400VY * 3 AC 60HZ 460VY IM B 3, 1 PTC thermistor for tripping (2 terminals) TERMINAL BOX AT TOP | 226 | TEM | 1 | LD | 11 | 1
1LE10010DA334AB4 | SIMOTICS GP MOTOR TYPE: 1AV2083A LOW-VOLTAGE MOTOR, IEC SQUIRREL-CAGE,SELF-VENTIL.,IP55 TEMP. CL. 155(F) ACC.TO 130(B) ALUMINIUM HOUSING HIGH EFFICIENCY IE2, IN EEA: CONSIDER EFFIC. GRADE ACC. TO CURR. VALID REGULATION! (01.01.2017) 2POLE * FS80M * 1.1KW (50HZ) 1.27KW (60HZ) 3 AC 50HZ 400VD/690VY * 3 AC 60HZ 460VD IM B 3, 1 PTC thermistor for tripping (2 terminals) TERMINAL BOX AT TOP | 226 | TEM | 1 | LD | 11 | 1
1LE10010EA022AA4 | SIMOTICS GP MOTOR TYPE: 1AV2090A LOW-VOLTAGE MOTOR, IEC SQUIRREL-CAGE,SELF-VENTIL.,IP55 TEMP. CL. 155(F) ACC.TO 130(B) ALUMINIUM HOUSING HIGH EFFICIENCY IE2, IN EEA: CONSIDER EFFIC. GRADE ACC. TO CURR. VALID REGULATION! (01.01.2017) 2POLE * FS90S * 1.5KW (50HZ) 1.75KW (60HZ) 3 AC 50HZ 230VD/400VY * 3 AC 60HZ 460VY IM B 3, without motor protection TERMINAL BOX AT TOP TERMINAL BOX AT TOP | 245 | TEM | 1 | LD | 13 | 1
1LE10010EA034AA4 | SIMOTICS GP MOTOR TYPE: 1AV2090A LOW-VOLTAGE MOTOR, IEC SQUIRREL-CAGE,SELF-VENTIL.,IP55 TEMP. CL. 155(F) ACC.TO 130(B) ALUMINIUM HOUSING HIGH EFFICIENCY IE2, IN EEA: CONSIDER EFFIC. GRADE ACC. TO CURR. VALID REGULATION! (01.01.2017) 2POLE * FS90S * 1.5KW (50HZ) 1.75KW (60HZ) 3 AC 50HZ 400VD/690VY * 3 AC 60HZ 460VD IM B 3, without motor protection TERMINAL BOX AT TOP TERMINAL BOX AT TOP | 245 | TEM | 1 | LD | 13 | 1
1LE10010EA022AB4 | SIMOTICS GP MOTOR TYPE: 1AV2090A LOW-VOLTAGE MOTOR, IEC SQUIRREL-CAGE,SELF-VENTIL.,IP55 TEMP. CL. 155(F) ACC.TO 130(B) ALUMINIUM HOUSING HIGH EFFICIENCY IE2, IN EEA: CONSIDER EFFIC. GRADE ACC. TO CURR. VALID REGULATION! (01.01.2017) 2POLE * FS90S * 1.5KW (50HZ) 1.75KW (60HZ) 3 AC 50HZ 230VD/400VY * 3 AC 60HZ 460VY IM B 3, 1 PTC thermistor for tripping (2 terminals) TERMINAL BOX AT TOP | 261 | TEM | 1 | LD | 13.001 | 1
1LE10010EA034AB4 | SIMOTICS GP MOTOR TYPE: 1AV2090A LOW-VOLTAGE MOTOR, IEC SQUIRREL-CAGE,SELF-VENTIL.,IP55 TEMP. CL. 155(F) ACC.TO 130(B) ALUMINIUM HOUSING HIGH EFFICIENCY IE2, IN EEA: CONSIDER EFFIC. GRADE ACC. TO CURR. VALID REGULATION! (01.01.2017) 2POLE * FS90S * 1.5KW (50HZ) 1.75KW (60HZ) 3 AC 50HZ 400VD/690VY * 3 AC 60HZ 460VD IM B 3, 1 PTC thermistor for tripping (2 terminals) TERMINAL BOX AT TOP | 261 | TEM | 1 | LD | 13.001 | 1
1LE10010EA422AA4 | SIMOTICS GP MOTOR TYPE: 1AV2094A LOW-VOLTAGE MOTOR, IEC SQUIRREL-CAGE,SELF-VENTIL.,IP55 TEMP. CL. 155(F) ACC.TO 130(B) ALUMINUM HOUSING HIGH EFFICIENCY IE2, IN EEA: CONSIDER EFFIC. GRADE ACC. TO CURR. VALID REGULATION! (01.01.2017) 2POLE * FS90L * 2.2KW (50HZ) 2.55KW (60HZ) 3 AC 50HZ 230VD/400VY * 3 AC 60HZ 460VY IM B 3, without motor protection TERMINAL BOX AT TOP TERMINAL BOX AT TOP | 315 | TEM | 1 | LD | 15 | 1
1LE10010EA434AA4 | SIMOTICS GP MOTOR TYPE: 1AV2094A LOW-VOLTAGE MOTOR, IEC SQUIRREL-CAGE,SELF-VENTIL.,IP55 TEMP. CL. 155(F) ACC.TO 130(B) ALUMINUM HOUSING HIGH EFFICIENCY IE2, IN EEA: CONSIDER EFFIC. GRADE ACC. TO CURR. VALID REGULATION! (01.01.2017) 2POLE * FS90L * 2.2KW (50HZ) 2.55KW (60HZ) 3 AC 50HZ 400VD/690VY * 3 AC 60HZ 460VD IM B 3, without motor protection TERMINAL BOX AT TOP | 315 | TEM | 1 | LD | 15 | 1
1LE10010EA422AB4 | SIMOTICS GP MOTOR TYPE: 1AV2094A LOW-VOLTAGE MOTOR, IEC SQUIRREL-CAGE,SELF-VENTIL.,IP55 TEMP. CL. 155(F) ACC.TO 130(B) ALUMINUM HOUSING HIGH EFFICIENCY IE2, IN EEA: CONSIDER EFFIC. GRADE ACC. TO CURR. VALID REGULATION! (01.01.2017) 2POLE * FS90L * 2.2KW (50HZ) 2.55KW (60HZ) 3 AC 50HZ 230VD/400VY * 3 AC 60HZ 460VY IM B 3, 1 PTC thermistor for tripping (2 terminals) TERMINAL BOX AT TOP | 332 | TEM | 1 | LD | 15.001 | 1
1LE10010EA434AB4 | SIMOTICS GP MOTOR TYPE: 1AV2094A LOW-VOLTAGE MOTOR, IEC SQUIRREL-CAGE,SELF-VENTIL.,IP55 TEMP. CL. 155(F) ACC.TO 130(B) ALUMINUM HOUSING HIGH EFFICIENCY IE2, IN EEA: CONSIDER EFFIC. GRADE ACC. TO CURR. VALID REGULATION! (01.01.2017) 2POLE * FS90L * 2.2KW (50HZ) 2.55KW (60HZ) 3 AC 50HZ 400VD/690VY * 3 AC 60HZ 460VD IM B 3, 1 PTC thermistor for tripping (2 terminals) TERMINAL BOX AT TOP | 332 | TEM | 1 | LD | 15.001 | 1
1LE10011AA422AA4 | SIMOTICS GP MOTOR TYPE: 1AV2104A LOW-VOLTAGE MOTOR, IEC SQUIRREL-CAGE,SELF-VENTIL.,IP55 TEMP. CL. 155(F) ACC.TO 130(B) ALUMINIUM HOUSING HIGH EFFICIENCY IE2, IN EEA: CONSIDER EFFIC. GRADE ACC. TO CURR. VALID REGULATION! (01.01.2017) 2POLE * FS100L * 3KW (50HZ) 3.45KW (60HZ) 3kW (60Hz), 50Hz-output 3 AC 50HZ 230VD/400VY * 3 AC 60HZ 460VY IM B 3, without motor protection TERMINAL BOX AT TOP | 378 | TEM | 1 | LD | 21 | 1
1LE10011AA434AA4 | SIMOTICS GP MOTOR TYPE: 1AV2104A LOW-VOLTAGE MOTOR, IEC SQUIRREL-CAGE,SELF-VENTIL.,IP55 TEMP. CL. 155(F) ACC.TO 130(B) ALUMINIUM HOUSING HIGH EFFICIENCY IE2, IN EEA: CONSIDER EFFIC. GRADE ACC. TO CURR. VALID REGULATION! (01.01.2017) 2POLE * FS100L * 3KW (50HZ) 3.45KW (60HZ) 3kW (60Hz), 50Hz-output 3 AC 50HZ 400VD/690VY * 3 AC 60HZ 460VD IM B 3, without motor protection TERMINAL BOX AT TOP | 378 | TEM | 1 | LD | 21 | 1
1LE10011AA422AB4 | SIMOTICS GP MOTOR TYPE: 1AV2104A LOW-VOLTAGE MOTOR, IEC SQUIRREL-CAGE,SELF-VENTIL.,IP55 TEMP. CL. 155(F) ACC.TO 130(B) ALUMINIUM HOUSING HIGH EFFICIENCY IE2, IN EEA: CONSIDER EFFIC. GRADE ACC. TO CURR. VALID REGULATION! (01.01.2017) 2POLE * FS100L * 3KW (50HZ) 3.45KW (60HZ) 3kW (60Hz), 50Hz-output 3 AC 50HZ 230VD/400VY * 3 AC 60HZ 460VY IM B 3, 3 PTC thermistor for tripping (2 terminals) TERMINAL BOX AT TOP | 424 | TEM | 1 | LD | 21 | 1
1LE10011AA434AB4 | SIMOTICS GP MOTOR TYPE: 1AV2104A LOW-VOLTAGE MOTOR, IEC SQUIRREL-CAGE,SELF-VENTIL.,IP55 TEMP. CL. 155(F) ACC.TO 130(B) ALUMINIUM HOUSING HIGH EFFICIENCY IE2, IN EEA: CONSIDER EFFIC. GRADE ACC. TO CURR. VALID REGULATION! (01.01.2017) 2POLE * FS100L * 3KW (50HZ) 3.45KW (60HZ) 3kW (60Hz), 50Hz-output 3 AC 50HZ 400VD/690VY * 3 AC 60HZ 460VD IM B 3, 3 PTC thermistor for tripping (2 terminals) TERMINAL BOX AT TOP | 424 | TEM | 1 | LD | 21 | 1
1LE10011BA222AA4 | SIMOTICS GP MOTOR TYPE: 1AV2112A LOW-VOLTAGE MOTOR, IEC SQUIRREL-CAGE,SELF-VENTIL.,IP55 TEMP. CL. 155(F) ACC.TO 130(B) ALUMINIUM HOUSING HIGH EFFICIENCY IE2, IN EEA: CONSIDER EFFIC. GRADE ACC. TO CURR. VALID REGULATION! (01.01.2017) 2POLE * FS112M * 4KW (50HZ) 4.55KW (60HZ) 3 AC 50HZ 230VD/400VY * 3 AC 60HZ 460VY IM B 3, without motor protection TERMINAL BOX AT TOP | 447 | TEM | 1 | LD | 27 | 1
1LE10011BA234AA4 | SIMOTICS GP MOTOR TYPE: 1AV2112A LOW-VOLTAGE MOTOR, IEC SQUIRREL-CAGE,SELF-VENTIL.,IP55 TEMP. CL. 155(F) ACC.TO 130(B) ALUMINIUM HOUSING HIGH EFFICIENCY IE2, IN EEA: CONSIDER EFFIC. GRADE ACC. TO CURR. VALID REGULATION! (01.01.2017) 2POLE * FS112M * 4KW (50HZ) 4.55KW (60HZ) 3 AC 50HZ 400VD/690VY * 3 AC 60HZ 460VD IM B 3, without motor protection TERMINAL BOX AT TOP | 447 | TEM | 1 | LD | 27 | 1
1LE10011BA222AB4 | SIMOTICS GP MOTOR TYPE: 1AV2112A LOW-VOLTAGE MOTOR, IEC SQUIRREL-CAGE,SELF-VENTIL.,IP55 TEMP. CL. 155(F) ACC.TO 130(B) ALUMINIUM HOUSING HIGH EFFICIENCY IE2, IN EEA: CONSIDER EFFIC. GRADE ACC. TO CURR. VALID REGULATION! (01.01.2017) 2POLE * FS112M * 4KW (50HZ) 4.55KW (60HZ) 3 AC 50HZ 230VD/400VY * 3 AC 60HZ 460VY IM B 3, 3 PTC thermistor for tripping (2 terminals) TERMINAL BOX AT TOP | 493 | TEM | 1 | LD | 27 | 1
1LE10011BA234AB4 | SIMOTICS GP MOTOR TYPE: 1AV2112A LOW-VOLTAGE MOTOR, IEC SQUIRREL-CAGE,SELF-VENTIL.,IP55 TEMP. CL. 155(F) ACC.TO 130(B) ALUMINIUM HOUSING HIGH EFFICIENCY IE2, IN EEA: CONSIDER EFFIC. GRADE ACC. TO CURR. VALID REGULATION! (01.01.2017) 2POLE * FS112M * 4KW (50HZ) 4.55KW (60HZ) 3 AC 50HZ 400VD/690VY * 3 AC 60HZ 460VD IM B 3, 3 PTC thermistor for tripping (2 terminals) TERMINAL BOX AT TOP | 493 | TEM | 1 | LD | 27 | 1
1LE10011CA022AA4 | SIMOTICS GP MOTOR TYPE: 1AV2130A LOW-VOLTAGE MOTOR, IEC SQUIRREL-CAGE,SELF-VENTIL.,IP55 TEMP. CL. 155(F) ACC.TO 130(B) ALUMINIUM HOUSING HIGH EFFICIENCY IE2, IN EEA: CONSIDER EFFIC. GRADE ACC. TO CURR. VALID REGULATION! (01.01.2017) 2POLE * FS132S * 5.5KW (50HZ) 6.3KW (60HZ) 3 AC 50HZ 230VD/400VY * 3 AC 60HZ 460VY IM B 3, without motor protection TERMINAL BOX AT TOP | 561 | TEM | 1 | LD | 39 | 1
1LE10011CA034AA4 | SIMOTICS GP MOTOR TYPE: 1AV2130A LOW-VOLTAGE MOTOR, IEC SQUIRREL-CAGE,SELF-VENTIL.,IP55 TEMP. CL. 155(F) ACC.TO 130(B) ALUMINIUM HOUSING HIGH EFFICIENCY IE2, IN EEA: CONSIDER EFFIC. GRADE ACC. TO CURR. VALID REGULATION! (01.01.2017) 2POLE * FS132S * 5.5KW (50HZ) 6.3KW (60HZ) 3 AC 50HZ 400VD/690VY * 3 AC 60HZ 460VD IM B 3, without motor protection TERMINAL BOX AT TOP | 561 | TEM | 1 | LD | 39 | 1
1LE10011CA022AB4 | SIMOTICS GP MOTOR TYPE: 1AV2130A LOW-VOLTAGE MOTOR, IEC SQUIRREL-CAGE,SELF-VENTIL.,IP55 TEMP. CL. 155(F) ACC.TO 130(B) ALUMINIUM HOUSING HIGH EFFICIENCY IE2, IN EEA: CONSIDER EFFIC. GRADE ACC. TO CURR. VALID REGULATION! (01.01.2017) 2POLE * FS132S * 5.5KW (50HZ) 6.3KW (60HZ) 3 AC 50HZ 230VD/400VY * 3 AC 60HZ 460VY IM B 3, 3 PTC thermistor for tripping (2 terminals) TERMINAL BOX AT TOP | 630 | TEM | 1 | LD | 39 | 1
1LE10011CA034AB4 | SIMOTICS GP MOTOR TYPE: 1AV2130A LOW-VOLTAGE MOTOR, IEC SQUIRREL-CAGE,SELF-VENTIL.,IP55 TEMP. CL. 155(F) ACC.TO 130(B) ALUMINIUM HOUSING HIGH EFFICIENCY IE2, IN EEA: CONSIDER EFFIC. GRADE ACC. TO CURR. VALID REGULATION! (01.01.2017) 2POLE * FS132S * 5.5KW (50HZ) 6.3KW (60HZ) 3 AC 50HZ 400VD/690VY * 3 AC 60HZ 460VD IM B 3, 3 PTC thermistor for tripping (2 terminals) TERMINAL BOX AT TOP | 630 | TEM | 1 | LD | 39 | 1
1LE10011CA122AA4 | SIMOTICS GP MOTOR TYPE: 1AV2131A LOW-VOLTAGE MOTOR, IEC SQUIRREL-CAGE,SELF-VENTIL.,IP55 TEMP. CL. 155(F) ACC.TO 130(B) ALUMINIUM HOUSING HIGH EFFICIENCY IE2, IN EEA: CONSIDER EFFIC. GRADE ACC. TO CURR. VALID REGULATION! 2POLE * FS132S * 7.5KW (50HZ) 8.6KW (60HZ) 3 AC 50HZ 230VD/400VY * 3 AC 60HZ 460VY IM B 3, without motor protection TERMINAL BOX AT TOP | 711 | TEM | 1 | LD | 43 | 1
1LE10011CA134AA4 | SIMOTICS GP MOTOR TYPE: 1AV2131A LOW-VOLTAGE MOTOR, IEC SQUIRREL-CAGE,SELF-VENTIL.,IP55 TEMP. CL. 155(F) ACC.TO 130(B) ALUMINIUM HOUSING HIGH EFFICIENCY IE2, IN EEA: CONSIDER EFFIC. GRADE ACC. TO CURR. VALID REGULATION! 2POLE * FS132S * 7.5KW (50HZ) 8.6KW (60HZ) 3 AC 50HZ 400VD/690VY * 3 AC 60HZ 460VD IM B 3, without motor protection TERMINAL BOX AT TOP | 711 | TEM | 1 | LD | 43 | 1
1LE10011CA122AB4 | SIMOTICS GP MOTOR TYPE: 1AV2131A LOW-VOLTAGE MOTOR, IEC SQUIRREL-CAGE,SELF-VENTIL.,IP55 TEMP. CL. 155(F) ACC.TO 130(B) ALUMINIUM HOUSING HIGH EFFICIENCY IE2, IN EEA: CONSIDER EFFIC. GRADE ACC. TO CURR. VALID REGULATION! 2POLE * FS132S * 7.5KW (50HZ) 8.6KW (60HZ) 3 AC 50HZ 230VD/400VY * 3 AC 60HZ 460VY IM B 3, 3 PTC thermistor for tripping (2 terminals) TERMINAL BOX AT TOP | 780 | TEM | 1 | LD | 43 | 1
1LE10011CA134AB4 | SIMOTICS GP MOTOR TYPE: 1AV2131A LOW-VOLTAGE MOTOR, IEC SQUIRREL-CAGE,SELF-VENTIL.,IP55 TEMP. CL. 155(F) ACC.TO 130(B) ALUMINIUM HOUSING HIGH EFFICIENCY IE2, IN EEA: CONSIDER EFFIC. GRADE ACC. TO CURR. VALID REGULATION! 2POLE * FS132S * 7.5KW (50HZ) 8.6KW (60HZ) 3 AC 50HZ 400VD/690VY * 3 AC 60HZ 460VD IM B 3, 3 PTC thermistor for tripping (2 terminals) TERMINAL BOX AT TOP | 780 | TEM | 1 | LD | 43 | 1
1LE10011DA222AA4 | SIMOTICS GP MOTOR TYPE: 1AV2162A LOW-VOLTAGE MOTOR, IEC SQUIRREL-CAGE,SELF-VENTIL.,IP55 TEMP. CL. 155(F) ACC.TO 130(B) ALUMINIUM HOUSING HIGH EFFICIENCY IE2, IN EEA: CONSIDER EFFIC. GRADE ACC. TO CURR. VALID REGULATION! 2POLE * FS160M * 11KW (50HZ) 12.6KW (60HZ) 3 AC 50HZ 230VD/400VY * 3 AC 60HZ 460VY IM B 3, without motor protection TERMINAL BOX AT TOP TERMINAL BOX AT TOP | 987 | TEM | 1 | LD | 67 | 1
1LE10011DA234AA4 | SIMOTICS GP MOTOR TYPE: 1AV2162A LOW-VOLTAGE MOTOR, IEC SQUIRREL-CAGE,SELF-VENTIL.,IP55 TEMP. CL. 155(F) ACC.TO 130(B) ALUMINIUM HOUSING HIGH EFFICIENCY IE2, IN EEA: CONSIDER EFFIC. GRADE ACC. TO CURR. VALID REGULATION! 2POLE * FS160M * 11KW (50HZ) 12.6KW (60HZ) 3 AC 50HZ 400VD/690VY * 3 AC 60HZ 460VD IM B 3, without motor protection TERMINAL BOX AT TOP | 987 | TEM | 1 | LD | 67 | 1
1LE10011DA222AB4 | SIMOTICS GP MOTOR TYPE: 1AV2162A LOW-VOLTAGE MOTOR, IEC SQUIRREL-CAGE,SELF-VENTIL.,IP55 TEMP. CL. 155(F) ACC.TO 130(B) ALUMINIUM HOUSING HIGH EFFICIENCY IE2, IN EEA: CONSIDER EFFIC. GRADE ACC. TO CURR. VALID REGULATION! 2POLE * FS160M * 11KW (50HZ) 12.6KW (60HZ) 3 AC 50HZ 230VD/400VY * 3 AC 60HZ 460VY IM B 3, 3 PTC thermistor for tripping (2 terminals) TERMINAL BOX AT TOP | 1057 | TEM | 1 | LD | 67 | 1
1LE10011DA234AB4 | SIMOTICS GP MOTOR TYPE: 1AV2162A LOW-VOLTAGE MOTOR, IEC SQUIRREL-CAGE,SELF-VENTIL.,IP55 TEMP. CL. 155(F) ACC.TO 130(B) ALUMINIUM HOUSING HIGH EFFICIENCY IE2, IN EEA: CONSIDER EFFIC. GRADE ACC. TO CURR. VALID REGULATION! 2POLE * FS160M * 11KW (50HZ) 12.6KW (60HZ) 3 AC 50HZ 400VD/690VY * 3 AC 60HZ 460VD IM B 3, 3 PTC thermistor for tripping (2 terminals) TERMINAL BOX AT TOP | 1057 | TEM | 1 | LD | 67 | 1
1LE10011DA334AB4 | SIMOTICS GP MOTOR TYPE: 1AV2163A LOW-VOLTAGE MOTOR, IEC SQUIRREL-CAGE,SELF-VENTIL.,IP55 TEMP. CL. 155(F) ACC.TO 130(B) ALUMINIUM HOUSING HIGH EFFICIENCY IE2, IN EEA: CONSIDER EFFIC. GRADE ACC. TO CURR. VALID REGULATION! 2POLE * FS160M * 15KW (50HZ) 17.3KW (60HZ) 3 AC 50HZ 400VD/690VY * 3 AC 60HZ 460VD IM B 3, 3 PTC thermistor for tripping (2 terminals) TERMINAL BOX AT TOP | 1361 | TEM | 1 | LD | 75 | 1
1LE10011DA322AB4 | SIMOTICS GP MOTOR TYPE: 1AV2163A LOW-VOLTAGE MOTOR, IEC SQUIRREL-CAGE,SELF-VENTIL.,IP55 TEMP. CL. 155(F) ACC.TO 130(B) ALUMINIUM HOUSING HIGH EFFICIENCY IE2, IN EEA: CONSIDER EFFIC. GRADE ACC. TO CURR. VALID REGULATION! 2POLE * FS160M * 15KW (50HZ) 17.3KW (60HZ) 3 AC 50HZ 230VD/400VY * 3 AC 60HZ 460VY IM B 3, 3 PTC thermistor for tripping (2 terminals) TERMINAL BOX AT TOP | 1361 | TEM | 1 | LD | 75 | 1
1LE10011DA334AA4 | SIMOTICS GP MOTOR TYPE: 1AV2163A LOW-VOLTAGE MOTOR, IEC SQUIRREL-CAGE,SELF-VENTIL.,IP55 TEMP. CL. 155(F) ACC.TO 130(B) ALUMINIUM HOUSING HIGH EFFICIENCY IE2, IN EEA: CONSIDER EFFIC. GRADE ACC. TO CURR. VALID REGULATION! 2POLE * FS160M * 15KW (50HZ) 17.3KW (60HZ) 3 AC 50HZ 400VD/690VY * 3 AC 60HZ 460VD IM B 3, without motor protection TERMINAL BOX AT TOP | 1292 | TEM | 1 | LD | 75 | 1
1LE10011DA322AA4 | SIMOTICS GP MOTOR TYPE: 1AV2163A LOW-VOLTAGE MOTOR, IEC SQUIRREL-CAGE,SELF-VENTIL.,IP55 TEMP. CL. 155(F) ACC.TO 130(B) ALUMINIUM HOUSING HIGH EFFICIENCY IE2, IN EEA: CONSIDER EFFIC. GRADE ACC. TO CURR. VALID REGULATION! 2POLE * FS160M * 15KW (50HZ) 17.3KW (60HZ) 3 AC 50HZ 230VD/400VY * 3 AC 60HZ 460VY IM B 3, without motor protection TERMINAL BOX AT TOP | 1292 | TEM | 1 | LD | 75 | 1
1LE10011DA422AA4 | SIMOTICS GP MOTOR TYPE: 1AV2164A LOW-VOLTAGE MOTOR, IEC SQUIRREL-CAGE,SELF-VENTIL.,IP55 TEMP. CL. 155(F) ACC.TO 130(B) ALUMINIUM HOUSING HIGH EFFICIENCY IE2, IN EEA: CONSIDER EFFIC. GRADE ACC. TO CURR. VALID REGULATION! 2POLE * FS160L * 18.5KW (50HZ) 21.3KW (60HZ) 3 AC 50HZ 230VD/400VY * 3 AC 60HZ 460VY IM B 3, without motor protection TERMINAL BOX AT TOP | 1539 | TEM | 1 | LD | 84 | 1
1LE10011DA434AA4 | SIMOTICS GP MOTOR TYPE: 1AV2164A LOW-VOLTAGE MOTOR, IEC SQUIRREL-CAGE,SELF-VENTIL.,IP55 TEMP. CL. 155(F) ACC.TO 130(B) ALUMINIUM HOUSING HIGH EFFICIENCY IE2, IN EEA: CONSIDER EFFIC. GRADE ACC. TO CURR. VALID REGULATION! 2POLE * FS160L * 18.5KW (50HZ) 21.3KW (60HZ) 3 AC 50HZ 400VD/690VY * 3 AC 60HZ 460VD IM B 3, without motor protection TERMINAL BOX AT TOP | 1539 | TEM | 1 | LD | 84 | 1
1LE10011DA422AB4 | SIMOTICS GP MOTOR TYPE: 1AV2164A LOW-VOLTAGE MOTOR, IEC SQUIRREL-CAGE,SELF-VENTIL.,IP55 TEMP. CL. 155(F) ACC.TO 130(B) ALUMINIUM HOUSING HIGH EFFICIENCY IE2, IN EEA: CONSIDER EFFIC. GRADE ACC. TO CURR. VALID REGULATION! 2POLE * FS160L * 18.5KW (50HZ) 21.3KW (60HZ) 3 AC 50HZ 230VD/400VY * 3 AC 60HZ 460VY IM B 3, 3 PTC thermistor for tripping (2 terminals) TERMINAL BOX AT TOP | 1609 | TEM | 1 | LD | 84 | 1
1LE10011DA434AB4 | SIMOTICS GP MOTOR TYPE: 1AV2164A LOW-VOLTAGE MOTOR, IEC SQUIRREL-CAGE,SELF-VENTIL.,IP55 TEMP. CL. 155(F) ACC.TO 130(B) ALUMINIUM HOUSING HIGH EFFICIENCY IE2, IN EEA: CONSIDER EFFIC. GRADE ACC. TO CURR. VALID REGULATION! 2POLE * FS160L * 18.5KW (50HZ) 21.3KW (60HZ) 3 AC 50HZ 400VD/690VY * 3 AC 60HZ 460VD IM B 3, 3 PTC thermistor for tripping (2 terminals) TERMINAL BOX AT TOP | 1609 | TEM | 1 | LD | 84 | 1
1LE15011EA222AA4 | SIMOTICS SD MOTOR TYPE: 1CV2182A LOW-VOLTAGE MOTOR, IEC SQUIRREL-CAGE,SELF-VENTIL.,IP55 TEMP. CL. 155(F) ACC.TO 130(B) CAST-IRON HOUSING BASIC LINE HIGH EFFICIENCY IE2, IN EEA: CONSIDER EFFIC. GRADE ACC. TO CURR. VALID REGULATION! 2POLE * FS180M * 22KW (50HZ) 24.5KW (60HZ) 3 AC 50HZ 230VD/400VY * 3 AC 60HZ 460VY IM B 3, without motor protection TERMINAL BOX AT TOP | 1868 | TEM | 1 | LD | 145 | 1
1LE15011EA234AA4 | SIMOTICS SD MOTOR TYPE: 1CV2182A LOW-VOLTAGE MOTOR, IEC SQUIRREL-CAGE,SELF-VENTIL.,IP55 TEMP. CL. 155(F) ACC.TO 130(B) CAST-IRON HOUSING BASIC LINE HIGH EFFICIENCY IE2, IN EEA: CONSIDER EFFIC. GRADE ACC. TO CURR. VALID REGULATION! 2POLE * FS180M * 22KW (50HZ) 24.5KW (60HZ) 3 AC 50HZ 400VD/690VY * 3 AC 60HZ 460VD IM B 3, without motor protection TERMINAL BOX AT TOP | 1868 | TEM | 1 | LD | 145 | 1
1LE15011EA222AB4 | SIMOTICS SD MOTOR TYPE: 1CV2182A LOW-VOLTAGE MOTOR, IEC SQUIRREL-CAGE,SELF-VENTIL.,IP55 TEMP. CL. 155(F) ACC.TO 130(B) CAST-IRON HOUSING BASIC LINE HIGH EFFICIENCY IE2, IN EEA: CONSIDER EFFIC. GRADE ACC. TO CURR. VALID REGULATION! 2POLE * FS180M * 22KW (50HZ) 24.5KW (60HZ) 3 AC 50HZ 230VD/400VY * 3 AC 60HZ 460VY IM B 3, 3 PTC thermistor for tripping (2 terminals) TERMINAL BOX AT TOP | 1960 | TEM | 1 | LD | 145 | 1
1LE15011EA234AB4 | SIMOTICS SD MOTOR TYPE: 1CV2182A LOW-VOLTAGE MOTOR, IEC SQUIRREL-CAGE,SELF-VENTIL.,IP55 TEMP. CL. 155(F) ACC.TO 130(B) CAST-IRON HOUSING BASIC LINE HIGH EFFICIENCY IE2, IN EEA: CONSIDER EFFIC. GRADE ACC. TO CURR. VALID REGULATION! 2POLE * FS180M * 22KW (50HZ) 24.5KW (60HZ) 3 AC 50HZ 400VD/690VY * 3 AC 60HZ 460VD IM B 3, 3 PTC thermistor for tripping (2 terminals) TERMINAL BOX AT TOP | 1960 | TEM | 1 | LD | 145 | 1
1LE15012AA422AA4 | SIMOTICS SD MOTOR TYPE: 1CV2204A LOW-VOLTAGE MOTOR, IEC SQUIRREL-CAGE,SELF-VENTIL.,IP55 TEMP. CL. 155(F) ACC.TO 130(B) CAST-IRON HOUSING BASIC LINE HIGH EFFICIENCY IE2, IN EEA: CONSIDER EFFIC. GRADE ACC. TO CURR. VALID REGULATION! 2POLE * FS200L * 30KW (50HZ) 33.5KW (60HZ) 3 AC 50HZ 230VD/400VY * 3 AC 60HZ 460VY IM B 3, without motor protection TERMINAL BOX AT TOP | 2420 | TEM | 1 | LD | 200 | 1
1LE15012AA434AA4 | SIMOTICS SD MOTOR TYPE: 1CV2204A LOW-VOLTAGE MOTOR, IEC SQUIRREL-CAGE,SELF-VENTIL.,IP55 TEMP. CL. 155(F) ACC.TO 130(B) CAST-IRON HOUSING BASIC LINE HIGH EFFICIENCY IE2, IN EEA: CONSIDER EFFIC. GRADE ACC. TO CURR. VALID REGULATION! 2POLE * FS200L * 30KW (50HZ) 33.5KW (60HZ) 3 AC 50HZ 400VD/690VY * 3 AC 60HZ 460VD IM B 3, without motor protection TERMINAL BOX AT TOP | 2420 | TEM | 1 | LD | 200 | 1
1LE15012AA422AB4 | SIMOTICS SD MOTOR TYPE: 1CV2204A LOW-VOLTAGE MOTOR, IEC SQUIRREL-CAGE,SELF-VENTIL.,IP55 TEMP. CL. 155(F) ACC.TO 130(B) CAST-IRON HOUSING BASIC LINE HIGH EFFICIENCY IE2, IN EEA: CONSIDER EFFIC. GRADE ACC. TO CURR. VALID REGULATION! 2POLE * FS200L * 30KW (50HZ) 33.5KW (60HZ) 3 AC 50HZ 230VD/400VY * 3 AC 60HZ 460VY IM B 3, 3 PTC thermistor for tripping (2 terminals) TERMINAL BOX AT TOP | 2512 | TEM | 1 | LD | 200 | 1
1LE15012AA434AB4 | SIMOTICS SD MOTOR TYPE: 1CV2204A LOW-VOLTAGE MOTOR, IEC SQUIRREL-CAGE,SELF-VENTIL.,IP55 TEMP. CL. 155(F) ACC.TO 130(B) CAST-IRON HOUSING BASIC LINE HIGH EFFICIENCY IE2, IN EEA: CONSIDER EFFIC. GRADE ACC. TO CURR. VALID REGULATION! 2POLE * FS200L * 30KW (50HZ) 33.5KW (60HZ) 3 AC 50HZ 400VD/690VY * 3 AC 60HZ 460VD IM B 3, 3 PTC thermistor for tripping (2 terminals) TERMINAL BOX AT TOP | 2512 | TEM | 1 | LD | 200 | 1
1LE15012AA522AA4 | SIMOTICS SD MOTOR TYPE: 1CV2205A LOW-VOLTAGE MOTOR, IEC SQUIRREL-CAGE,SELF-VENTIL.,IP55 TEMP. CL. 155(F) ACC.TO 130(B) CAST-IRON HOUSING BASIC LINE HIGH EFFICIENCY IE2, IN EEA: CONSIDER EFFIC. GRADE ACC. TO CURR. VALID REGULATION! 2POLE * FS200L * 37KW (50HZ) 41.5KW (60HZ) 3 AC 50HZ 230VD/400VY * 3 AC 60HZ 460VY IM B 3, without motor protection TERMINAL BOX AT TOP | 3037 | TEM | 1 | LD | 225 | 1
1LE15012AA534AA4 | SIMOTICS SD MOTOR TYPE: 1CV2205A LOW-VOLTAGE MOTOR, IEC SQUIRREL-CAGE,SELF-VENTIL.,IP55 TEMP. CL. 155(F) ACC.TO 130(B) CAST-IRON HOUSING BASIC LINE HIGH EFFICIENCY IE2, IN EEA: CONSIDER EFFIC. GRADE ACC. TO CURR. VALID REGULATION! 2POLE * FS200L * 37KW (50HZ) 41.5KW (60HZ) 3 AC 50HZ 400VD/690VY * 3 AC 60HZ 460VD IM B 3, without motor protection TERMINAL BOX AT TOP | 3037 | TEM | 1 | LD | 225 | 1
1LE15012AA522AB4 | SIMOTICS SD MOTOR TYPE: 1CV2205A LOW-VOLTAGE MOTOR, IEC SQUIRREL-CAGE,SELF-VENTIL.,IP55 TEMP. CL. 155(F) ACC.TO 130(B) CAST-IRON HOUSING BASIC LINE HIGH EFFICIENCY IE2, IN EEA: CONSIDER EFFIC. GRADE ACC. TO CURR. VALID REGULATION! 2POLE * FS200L * 37KW (50HZ) 41.5KW (60HZ) 3 AC 50HZ 230VD/400VY * 3 AC 60HZ 460VY IM B 3, 3 PTC thermistor for tripping (2 terminals) TERMINAL BOX AT TOP | 3130 | TEM | 1 | LD | 225 | 1
1LE15012AA534AB4 | SIMOTICS SD MOTOR TYPE: 1CV2205A LOW-VOLTAGE MOTOR, IEC SQUIRREL-CAGE,SELF-VENTIL.,IP55 TEMP. CL. 155(F) ACC.TO 130(B) CAST-IRON HOUSING BASIC LINE HIGH EFFICIENCY IE2, IN EEA: CONSIDER EFFIC. GRADE ACC. TO CURR. VALID REGULATION! 2POLE * FS200L * 37KW (50HZ) 41.5KW (60HZ) 3 AC 50HZ 400VD/690VY * 3 AC 60HZ 460VD IM B 3, 3 PTC thermistor for tripping (2 terminals) TERMINAL BOX AT TOP | 3130 | TEM | 1 | LD | 225 | 1
1LE15012BA222AA4 | SIMOTICS SD MOTOR TYPE: 1CV2222A LOW-VOLTAGE MOTOR, IEC SQUIRREL-CAGE,SELF-VENTIL.,IP55 TEMP. CL. 155(F) ACC.TO 130(B) CAST-IRON HOUSING BASIC LINE HIGH EFFICIENCY IE2, IN EEA: CONSIDER EFFIC. GRADE ACC. TO CURR. VALID REGULATION! 2POLE * FS225M * 45KW (50HZ) 51KW (60HZ) 3 AC 50HZ 230VD/400VY * 3 AC 60HZ 460VY IM B 3, without motor protection TERMINAL BOX AT TOP | 3626 | TEM | 1 | LD | 295 | 1
1LE15012BA234AA4 | SIMOTICS SD MOTOR TYPE: 1CV2222A LOW-VOLTAGE MOTOR, IEC SQUIRREL-CAGE,SELF-VENTIL.,IP55 TEMP. CL. 155(F) ACC.TO 130(B) CAST-IRON HOUSING BASIC LINE HIGH EFFICIENCY IE2, IN EEA: CONSIDER EFFIC. GRADE ACC. TO CURR. VALID REGULATION! 2POLE * FS225M * 45KW (50HZ) 51KW (60HZ) 3 AC 50HZ 400VD/690VY * 3 AC 60HZ 460VD IM B 3, without motor protection TERMINAL BOX AT TOP | 3626 | TEM | 1 | LD | 295 | 1
1LE15012BA222AB4 | SIMOTICS SD MOTOR TYPE: 1CV2222A LOW-VOLTAGE MOTOR, IEC SQUIRREL-CAGE,SELF-VENTIL.,IP55 TEMP. CL. 155(F) ACC.TO 130(B) CAST-IRON HOUSING BASIC LINE HIGH EFFICIENCY IE2, IN EEA: CONSIDER EFFIC. GRADE ACC. TO CURR. VALID REGULATION! 2POLE * FS225M * 45KW (50HZ) 51KW (60HZ) 3 AC 50HZ 230VD/400VY * 3 AC 60HZ 460VY IM B 3, 3 PTC thermistor for tripping (2 terminals) TERMINAL BOX AT TOP | 3752 | TEM | 1 | LD | 295 | 1
1LE15012BA234AB4 | SIMOTICS SD MOTOR TYPE: 1CV2222A LOW-VOLTAGE MOTOR, IEC SQUIRREL-CAGE,SELF-VENTIL.,IP55 TEMP. CL. 155(F) ACC.TO 130(B) CAST-IRON HOUSING BASIC LINE HIGH EFFICIENCY IE2, IN EEA: CONSIDER EFFIC. GRADE ACC. TO CURR. VALID REGULATION! 2POLE * FS225M * 45KW (50HZ) 51KW (60HZ) 3 AC 50HZ 400VD/690VY * 3 AC 60HZ 460VD IM B 3, 3 PTC thermistor for tripping (2 terminals) TERMINAL BOX AT TOP | 3752 | TEM | 1 | LD | 295 | 1
1LE15012CA222AA4 | SIMOTICS SD MOTOR TYPE: 1CV2252A LOW-VOLTAGE MOTOR, IEC SQUIRREL-CAGE,SELF-VENTIL.,IP55 TEMP. CL. 155(F) ACC.TO 130(B) CAST-IRON HOUSING BASIC LINE HIGH EFFICIENCY IE2, IN EEA: CONSIDER EFFIC. GRADE ACC. TO CURR. VALID REGULATION! 2POLE * FS250M * 55KW (50HZ) 62KW (60HZ) 3 AC 50HZ 230VD/400VY * 3 AC 60HZ 460VY IM B 3, without motor protection TERMINAL BOX AT TOP | 4304 | TEM | 1 | LD | 360 | 1
1LE15012CA234AA4 | SIMOTICS SD MOTOR TYPE: 1CV2252A LOW-VOLTAGE MOTOR, IEC SQUIRREL-CAGE,SELF-VENTIL.,IP55 TEMP. CL. 155(F) ACC.TO 130(B) CAST-IRON HOUSING BASIC LINE HIGH EFFICIENCY IE2, IN EEA: CONSIDER EFFIC. GRADE ACC. TO CURR. VALID REGULATION! 2POLE * FS250M * 55KW (50HZ) 62KW (60HZ) 3 AC 50HZ 400VD/690VY * 3 AC 60HZ 460VD IM B 3, without motor protection TERMINAL BOX AT TOP | 4304 | TEM | 1 | LD | 360 | 1
1LE15012CA222AB4 | SIMOTICS SD MOTOR TYPE: 1CV2252A LOW-VOLTAGE MOTOR, IEC SQUIRREL-CAGE,SELF-VENTIL.,IP55 TEMP. CL. 155(F) ACC.TO 130(B) CAST-IRON HOUSING BASIC LINE HIGH EFFICIENCY IE2, IN EEA: CONSIDER EFFIC. GRADE ACC. TO CURR. VALID REGULATION! 2POLE * FS250M * 55KW (50HZ) 62KW (60HZ) 3 AC 50HZ 230VD/400VY * 3 AC 60HZ 460VY IM B 3, 3 PTC thermistor for tripping (2 terminals) TERMINAL BOX AT TOP | 4430 | TEM | 1 | LD | 360 | 1
1LE15012CA234AB4 | SIMOTICS SD MOTOR TYPE: 1CV2252A LOW-VOLTAGE MOTOR, IEC SQUIRREL-CAGE,SELF-VENTIL.,IP55 TEMP. CL. 155(F) ACC.TO 130(B) CAST-IRON HOUSING BASIC LINE HIGH EFFICIENCY IE2, IN EEA: CONSIDER EFFIC. GRADE ACC. TO CURR. VALID REGULATION! 2POLE * FS250M * 55KW (50HZ) 62KW (60HZ) 3 AC 50HZ 400VD/690VY * 3 AC 60HZ 460VD IM B 3, 3 PTC thermistor for tripping (2 terminals) TERMINAL BOX AT TOP | 4430 | TEM | 1 | LD | 360 | 1
1LE15012DA022AA4 | SIMOTICS SD MOTOR TYPE: 1CV2280A LOW-VOLTAGE MOTOR, IEC SQUIRREL-CAGE,SELF-VENTIL.,IP55 TEMP. CL. 155(F) ACC.TO 130(B) CAST-IRON HOUSING BASIC LINE HIGH EFFICIENCY IE2, IN EEA: CONSIDER EFFIC. GRADE ACC. TO CURR. VALID REGULATION! 2POLE * FS280S * 75KW (50HZ) 84KW (60HZ) 3 AC 50HZ 230VD/400VY * 3 AC 60HZ 460VY IM B 3, without motor protection TERMINAL BOX AT TOP | 5887 | TEM | 1 | LD | 490 | 1
1LE15012DA034AA4 | SIMOTICS SD MOTOR TYPE: 1CV2280A LOW-VOLTAGE MOTOR, IEC SQUIRREL-CAGE,SELF-VENTIL.,IP55 TEMP. CL. 155(F) ACC.TO 130(B) CAST-IRON HOUSING BASIC LINE HIGH EFFICIENCY IE2, IN EEA: CONSIDER EFFIC. GRADE ACC. TO CURR. VALID REGULATION! 2POLE * FS280S * 75KW (50HZ) 84KW (60HZ) 3 AC 50HZ 400VD/690VY * 3 AC 60HZ 460VD IM B 3, without motor protection TERMINAL BOX AT TOP | 5887 | TEM | 1 | LD | 490 | 1
1LE15012DA022AB4 | SIMOTICS SD MOTOR TYPE: 1CV2280A LOW-VOLTAGE MOTOR, IEC SQUIRREL-CAGE,SELF-VENTIL.,IP55 TEMP. CL. 155(F) ACC.TO 130(B) CAST-IRON HOUSING BASIC LINE HIGH EFFICIENCY IE2, IN EEA: CONSIDER EFFIC. GRADE ACC. TO CURR. VALID REGULATION! 2POLE * FS280S * 75KW (50HZ) 84KW (60HZ) 3 AC 50HZ 230VD/400VY * 3 AC 60HZ 460VY IM B 3, 3 PTC thermistor for tripping (2 terminals) TERMINAL BOX AT TOP | 6044 | TEM | 1 | LD | 490 | 1
1LE15012DA034AB4 | SIMOTICS SD MOTOR TYPE: 1CV2280A LOW-VOLTAGE MOTOR, IEC SQUIRREL-CAGE,SELF-VENTIL.,IP55 TEMP. CL. 155(F) ACC.TO 130(B) CAST-IRON HOUSING BASIC LINE HIGH EFFICIENCY IE2, IN EEA: CONSIDER EFFIC. GRADE ACC. TO CURR. VALID REGULATION! 2POLE * FS280S * 75KW (50HZ) 84KW (60HZ) 3 AC 50HZ 400VD/690VY * 3 AC 60HZ 460VD IM B 3, 3 PTC thermistor for tripping (2 terminals) TERMINAL BOX AT TOP | 6044 | TEM | 1 | LD | 490 | 1
1LE15012DA222AA4 | SIMOTICS SD MOTOR TYPE: 1CV2282A LOW-VOLTAGE MOTOR, IEC SQUIRREL-CAGE,SELF-VENTIL.,IP55 TEMP. CL. 155(F) ACC.TO 130(B) CAST-IRON HOUSING BASIC LINE HIGH EFFICIENCY IE2, IN EEA: CONSIDER EFFIC. GRADE ACC. TO CURR. VALID REGULATION! 2POLE * FS280M * 90KW (50HZ) 101KW (60HZ) 3 AC 50HZ 230VD/400VY * 3 AC 60HZ 460VY IM B 3, without motor protection TERMINAL BOX AT TOP | 6984 | TEM | 1 | LD | 530 | 1
1LE15012DA234AA4 | SIMOTICS SD MOTOR TYPE: 1CV2282A LOW-VOLTAGE MOTOR, IEC SQUIRREL-CAGE,SELF-VENTIL.,IP55 TEMP. CL. 155(F) ACC.TO 130(B) CAST-IRON HOUSING BASIC LINE HIGH EFFICIENCY IE2, IN EEA: CONSIDER EFFIC. GRADE ACC. TO CURR. VALID REGULATION! 2POLE * FS280M * 90KW (50HZ) 101KW (60HZ) 3 AC 50HZ 400VD/690VY * 3 AC 60HZ 460VD IM B 3, without motor protection TERMINAL BOX AT TOP | 6984 | TEM | 1 | LD | 530 | 1
1LE15012DA222AB4 | SIMOTICS SD MOTOR TYPE: 1CV2282A LOW-VOLTAGE MOTOR, IEC SQUIRREL-CAGE,SELF-VENTIL.,IP55 TEMP. CL. 155(F) ACC.TO 130(B) CAST-IRON HOUSING BASIC LINE HIGH EFFICIENCY IE2, IN EEA: CONSIDER EFFIC. GRADE ACC. TO CURR. VALID REGULATION! 2POLE * FS280M * 90KW (50HZ) 101KW (60HZ) 3 AC 50HZ 230VD/400VY * 3 AC 60HZ 460VY IM B 3, 3 PTC thermistor for tripping (2 terminals) TERMINAL BOX AT TOP | 7140 | TEM | 1 | LD | 530 | 1
1LE15012DA234AB4 | SIMOTICS SD MOTOR TYPE: 1CV2282A LOW-VOLTAGE MOTOR, IEC SQUIRREL-CAGE,SELF-VENTIL.,IP55 TEMP. CL. 155(F) ACC.TO 130(B) CAST-IRON HOUSING BASIC LINE HIGH EFFICIENCY IE2, IN EEA: CONSIDER EFFIC. GRADE ACC. TO CURR. VALID REGULATION! 2POLE * FS280M * 90KW (50HZ) 101KW (60HZ) 3 AC 50HZ 400VD/690VY * 3 AC 60HZ 460VD IM B 3, 3 PTC thermistor for tripping (2 terminals) TERMINAL BOX AT TOP | 7140 | TEM | 1 | LD | 530 | 1
1LE15013AA022AA4 | SIMOTICS SD MOTOR TYPE: 1CV2310A LOW-VOLTAGE MOTOR, IEC SQUIRREL-CAGE,SELF-VENTIL.,IP55 TEMP. CL. 155(F) ACC.TO 130(B) CAST-IRON HOUSING BASIC LINE HIGH EFFICIENCY IE2, IN EEA: CONSIDER EFFIC. GRADE ACC. TO CURR. VALID REGULATION! 2POLE * FS315S * 110KW (50HZ) 123KW (60HZ) 3 AC 50HZ 230VD/400VY * 3 AC 60HZ 460VY IM B 3, without motor protection TERMINAL BOX AT TOP | 8364 | TEM | 1 | LD | 720 | 1
1LE15013AA034AA4 | SIMOTICS SD MOTOR TYPE: 1CV2310A LOW-VOLTAGE MOTOR, IEC SQUIRREL-CAGE,SELF-VENTIL.,IP55 TEMP. CL. 155(F) ACC.TO 130(B) CAST-IRON HOUSING BASIC LINE HIGH EFFICIENCY IE2, IN EEA: CONSIDER EFFIC. GRADE ACC. TO CURR. VALID REGULATION! 2POLE * FS315S * 110KW (50HZ) 123KW (60HZ) 3 AC 50HZ 400VD/690VY * 3 AC 60HZ 460VD IM B 3, without motor protection TERMINAL BOX AT TOP | 8364 | TEM | 1 | LD | 720 | 1
1LE15013AA022AB4 | SIMOTICS SD MOTOR TYPE: 1CV2310A LOW-VOLTAGE MOTOR, IEC SQUIRREL-CAGE,SELF-VENTIL.,IP55 TEMP. CL. 155(F) ACC.TO 130(B) CAST-IRON HOUSING BASIC LINE HIGH EFFICIENCY IE2, IN EEA: CONSIDER EFFIC. GRADE ACC. TO CURR. VALID REGULATION! 2POLE * FS315S * 110KW (50HZ) 123KW (60HZ) 3 AC 50HZ 230VD/400VY * 3 AC 60HZ 460VY IM B 3, 3 PTC thermistor for tripping (2 terminals) TERMINAL BOX AT TOP | 8521 | TEM | 1 | LD | 720 | 1
1LE15013AA034AB4 | SIMOTICS SD MOTOR TYPE: 1CV2310A LOW-VOLTAGE MOTOR, IEC SQUIRREL-CAGE,SELF-VENTIL.,IP55 TEMP. CL. 155(F) ACC.TO 130(B) CAST-IRON HOUSING BASIC LINE HIGH EFFICIENCY IE2, IN EEA: CONSIDER EFFIC. GRADE ACC. TO CURR. VALID REGULATION! 2POLE * FS315S * 110KW (50HZ) 123KW (60HZ) 3 AC 50HZ 400VD/690VY * 3 AC 60HZ 460VD IM B 3, 3 PTC thermistor for tripping (2 terminals) TERMINAL BOX AT TOP TERMINAL BOX AT TOP | 8521 | TEM | 1 | LD | 720 | 1
1LE15013AA222AA4 | SIMOTICS SD MOTOR TYPE: 1CV2312A LOW-VOLTAGE MOTOR, IEC SQUIRREL-CAGE,SELF-VENTIL.,IP55 TEMP. CL. 155(F) ACC.TO 130(B) CAST-IRON HOUSING BASIC LINE HIGH EFFICIENCY IE2, IN EEA: CONSIDER EFFIC. GRADE ACC. TO CURR. VALID REGULATION! 2POLE * FS315M * 132KW (50HZ) 148KW (60HZ) 3 AC 50HZ 230VD/400VY * 3 AC 60HZ 460VY IM B 3, without motor protection TERMINAL BOX AT TOP | 10029 | TEM | 1 | LD | 880 | 1
1LE15013AA234AA4 | SIMOTICS SD MOTOR TYPE: 1CV2312A LOW-VOLTAGE MOTOR, IEC SQUIRREL-CAGE,SELF-VENTIL.,IP55 TEMP. CL. 155(F) ACC.TO 130(B) CAST-IRON HOUSING BASIC LINE HIGH EFFICIENCY IE2, IN EEA: CONSIDER EFFIC. GRADE ACC. TO CURR. VALID REGULATION! 2POLE * FS315M * 132KW (50HZ) 148KW (60HZ) 3 AC 50HZ 400VD/690VY * 3 AC 60HZ 460VD IM B 3, without motor protection TERMINAL BOX AT TOP | 10029 | TEM | 1 | LD | 880 | 1
1LE15013AA222AB4 | SIMOTICS SD MOTOR TYPE: 1CV2312A LOW-VOLTAGE MOTOR, IEC SQUIRREL-CAGE,SELF-VENTIL.,IP55 TEMP. CL. 155(F) ACC.TO 130(B) CAST-IRON HOUSING BASIC LINE HIGH EFFICIENCY IE2, IN EEA: CONSIDER EFFIC. GRADE ACC. TO CURR. VALID REGULATION! 2POLE * FS315M * 132KW (50HZ) 148KW (60HZ) 3 AC 50HZ 230VD/400VY * 3 AC 60HZ 460VY IM B 3, 3 PTC thermistor for tripping (2 terminals) TERMINAL BOX AT TOP | 10185 | TEM | 1 | LD | 880 | 1
1LE15013AA234AB4 | SIMOTICS SD MOTOR TYPE: 1CV2312A LOW-VOLTAGE MOTOR, IEC SQUIRREL-CAGE,SELF-VENTIL.,IP55 TEMP. CL. 155(F) ACC.TO 130(B) CAST-IRON HOUSING BASIC LINE HIGH EFFICIENCY IE2, IN EEA: CONSIDER EFFIC. GRADE ACC. TO CURR. VALID REGULATION! 2POLE * FS315M * 132KW (50HZ) 148KW (60HZ) 3 AC 50HZ 400VD/690VY * 3 AC 60HZ 460VD IM B 3, 3 PTC thermistor for tripping (2 terminals) TERMINAL BOX AT TOP | 10185 | TEM | 1 | LD | 880 | 1
1LE15013AA422AA4 | SIMOTICS SD MOTOR TYPE: 1CV2314A LOW-VOLTAGE MOTOR, IEC SQUIRREL-CAGE,SELF-VENTIL.,IP55 TEMP. CL. 155(F) ACC.TO 130(B) CAST-IRON HOUSING BASIC LINE HIGH EFFICIENCY IE2, IN EEA: CONSIDER EFFIC. GRADE ACC. TO CURR. VALID REGULATION! 2POLE * FS315L * 160KW (50HZ) 180KW (60HZ) 3 AC 50HZ 230VD/400VY * 3 AC 60HZ 460VY IM B 3, without motor protection TERMINAL BOX AT TOP | 12465 | TEM | 1 | LD | 930 | 1
1LE15013AA434AA4 | SIMOTICS SD MOTOR TYPE: 1CV2314A LOW-VOLTAGE MOTOR, IEC SQUIRREL-CAGE,SELF-VENTIL.,IP55 TEMP. CL. 155(F) ACC.TO 130(B) CAST-IRON HOUSING BASIC LINE HIGH EFFICIENCY IE2, IN EEA: CONSIDER EFFIC. GRADE ACC. TO CURR. VALID REGULATION! 2POLE * FS315L * 160KW (50HZ) 180KW (60HZ) 3 AC 50HZ 400VD/690VY * 3 AC 60HZ 460VD IM B 3, without motor protection TERMINAL BOX AT TOP | 12465 | TEM | 1 | LD | 930 | 1
1LE15013AA422AB4 | SIMOTICS SD MOTOR TYPE: 1CV2314A LOW-VOLTAGE MOTOR, IEC SQUIRREL-CAGE,SELF-VENTIL.,IP55 TEMP. CL. 155(F) ACC.TO 130(B) CAST-IRON HOUSING BASIC LINE HIGH EFFICIENCY IE2, IN EEA: CONSIDER EFFIC. GRADE ACC. TO CURR. VALID REGULATION! 2POLE * FS315L * 160KW (50HZ) 180KW (60HZ) 3 AC 50HZ 230VD/400VY * 3 AC 60HZ 460VY IM B 3, 3 PTC thermistor for tripping (2 terminals) TERMINAL BOX AT TOP | 12621 | TEM | 1 | LD | 930 | 1
1LE15013AA434AB4 | SIMOTICS SD MOTOR TYPE: 1CV2314A LOW-VOLTAGE MOTOR, IEC SQUIRREL-CAGE,SELF-VENTIL.,IP55 TEMP. CL. 155(F) ACC.TO 130(B) CAST-IRON HOUSING BASIC LINE HIGH EFFICIENCY IE2, IN EEA: CONSIDER EFFIC. GRADE ACC. TO CURR. VALID REGULATION! 2POLE * FS315L * 160KW (50HZ) 180KW (60HZ) 3 AC 50HZ 400VD/690VY * 3 AC 60HZ 460VD IM B 3, 3 PTC thermistor for tripping (2 terminals) TERMINAL BOX AT TOP | 12621 | TEM | 1 | LD | 930 | 1
1LE15013AA522AA4 | SIMOTICS SD MOTOR TYPE: 1CV2315A LOW-VOLTAGE MOTOR, IEC SQUIRREL-CAGE,SELF-VENTIL.,IP55 TEMP. CL. 155(F) ACC.TO 130(B) CAST-IRON HOUSING BASIC LINE HIGH EFFICIENCY IE2, IN EEA: CONSIDER EFFIC. GRADE ACC. TO CURR. VALID REGULATION! 2POLE * FS315L * 200KW (50HZ) 224KW (60HZ) 3 AC 50HZ 230VD/400VY * 3 AC 60HZ 460VY IM B 3, without motor protection TERMINAL BOX AT TOP | 15550 | TEM | 1 | LD | 1130 | 1
1LE15013AA534AA4 | SIMOTICS SD MOTOR TYPE: 1CV2315A LOW-VOLTAGE MOTOR, IEC SQUIRREL-CAGE,SELF-VENTIL.,IP55 TEMP. CL. 155(F) ACC.TO 130(B) CAST-IRON HOUSING BASIC LINE HIGH EFFICIENCY IE2, IN EEA: CONSIDER EFFIC. GRADE ACC. TO CURR. VALID REGULATION! 2POLE * FS315L * 200KW (50HZ) 224KW (60HZ) 3 AC 50HZ 400VD/690VY * 3 AC 60HZ 460VD IM B 3, without motor protection TERMINAL BOX AT TOP | 15550 | TEM | 1 | LD | 1130 | 1
1LE15013AA522AB4 | SIMOTICS SD MOTOR TYPE: 1CV2315A LOW-VOLTAGE MOTOR, IEC SQUIRREL-CAGE,SELF-VENTIL.,IP55 TEMP. CL. 155(F) ACC.TO 130(B) CAST-IRON HOUSING BASIC LINE HIGH EFFICIENCY IE2, IN EEA: CONSIDER EFFIC. GRADE ACC. TO CURR. VALID REGULATION! 2POLE * FS315L * 200KW (50HZ) 224KW (60HZ) 3 AC 50HZ 230VD/400VY * 3 AC 60HZ 460VY IM B 3, 3 PTC thermistor for tripping (2 terminals) TERMINAL BOX AT TOP | 15707 | TEM | 1 | LD | 1130 | 1
1LE15013AA534AB4 | SIMOTICS SD MOTOR TYPE: 1CV2315A LOW-VOLTAGE MOTOR, IEC SQUIRREL-CAGE,SELF-VENTIL.,IP55 TEMP. CL. 155(F) ACC.TO 130(B) CAST-IRON HOUSING BASIC LINE HIGH EFFICIENCY IE2, IN EEA: CONSIDER EFFIC. GRADE ACC. TO CURR. VALID REGULATION! 2POLE * FS315L * 200KW (50HZ) 224KW (60HZ) 3 AC 50HZ 400VD/690VY * 3 AC 60HZ 460VD IM B 3, 3 PTC thermistor for tripping (2 terminals) TERMINAL BOX AT TOP | 15707 | TEM | 1 | LD | 1130 | 1
1LE10010DB222AB4 | SIMOTICS GP MOTOR TYPE: 1AV2082B LOW-VOLTAGE MOTOR, IEC SQUIRREL-CAGE,SELF-VENTIL.,IP55 TEMP. CL. 155(F) ACC.TO 130(B) ALUMINIUM HOUSING HIGH EFFICIENCY 4POLE * FS80M * 0.55KW (50HZ) 60HZ: IEC 60034-30 0.63KW, 3 AC 50HZ 230VD/400VY * 3 AC 60HZ 460VY IM B 3, 1 PTC thermistor for tripping (2 terminals) TERMINAL BOX AT TOP | 198 | TEM | 1 | LD | 10 | 1
1LE10010DB234AB4 | SIMOTICS GP MOTOR TYPE: 1AV2082B LOW-VOLTAGE MOTOR, IEC SQUIRREL-CAGE,SELF-VENTIL.,IP55 TEMP. CL. 155(F) ACC.TO 130(B) ALUMINIUM HOUSING HIGH EFFICIENCY 4POLE * FS80M * 0.55KW (50HZ) 60HZ: IEC 60034-30 0.63KW, 3 AC 50HZ 400VD/690VY * 3 AC 60HZ 460VD IM B 3, 1 PTC thermistor for tripping (2 terminals) TERMINAL BOX AT TOP | 198 | TEM | 1 | LD | 10 | 1
1LE10010DB222AA4 | SIMOTICS GP MOTOR TYPE: 1AV2082B LOW-VOLTAGE MOTOR, IEC SQUIRREL-CAGE,SELF-VENTIL.,IP55 TEMP. CL. 155(F) ACC.TO 130(B) ALUMINIUM HOUSING HIGH EFFICIENCY 4POLE * FS80M * 0.55KW (50HZ) 60HZ: IEC 60034-30 0.63KW, 3 AC 50HZ 230VD/400VY * 3 AC 60HZ 460VY IM B 3, without motor protection TERMINAL BOX AT TOP | 184 | TEM | 1 | LD | 10 | 1
1LE10010DB234AA4 | SIMOTICS GP MOTOR TYPE: 1AV2082B LOW-VOLTAGE MOTOR, IEC SQUIRREL-CAGE,SELF-VENTIL.,IP55 TEMP. CL. 155(F) ACC.TO 130(B) ALUMINIUM HOUSING HIGH EFFICIENCY 4POLE * FS80M * 0.55KW (50HZ) 60HZ: IEC 60034-30 0.63KW, 3 AC 50HZ 400VD/690VY * 3 AC 60HZ 460VD IM B 3, without motor protection TERMINAL BOX AT TOP | 184 | TEM | 1 | LD | 10 | 1
1LE10010DB322AB4 | SIMOTICS GP MOTOR TYPE: 1AV2083B LOW-VOLTAGE MOTOR, IEC SQUIRREL-CAGE,SELF-VENTIL.,IP55 TEMP. CL. 155(F) ACC.TO 130(B) ALUMINIUM HOUSING HIGH EFFICIENCY IE2, IN EEA: CONSIDER EFFIC. GRADE ACC. TO CURR. VALID REGULATION! (01.01.2017) 4POLE * FS80M * 0.75KW (50HZ) 0.86KW (60HZ) 3 AC 50HZ 230VD/400VY * 3 AC 60HZ 460VY IM B 3, 1 PTC thermistor for tripping (2 terminals) TERMINAL BOX AT TOP | 215 | TEM | 1 | LD | 11 | 1
1LE10010DB334AB4 | SIMOTICS GP MOTOR TYPE: 1AV2083B LOW-VOLTAGE MOTOR, IEC SQUIRREL-CAGE,SELF-VENTIL.,IP55 TEMP. CL. 155(F) ACC.TO 130(B) ALUMINIUM HOUSING HIGH EFFICIENCY IE2, IN EEA: CONSIDER EFFIC. GRADE ACC. TO CURR. VALID REGULATION! (01.01.2017) 4POLE * FS80M * 0.75KW (50HZ) 0.86KW (60HZ) 3 AC 50HZ 400VD/690VY * 3 AC 60HZ 460VD IM B 3, 1 PTC thermistor for tripping (2 terminals) TERMINAL BOX AT TOP | 215 | TEM | 1 | LD | 11 | 1
1LE10010DB322AA4 | SIMOTICS GP MOTOR TYPE: 1AV2083B LOW-VOLTAGE MOTOR, IEC SQUIRREL-CAGE,SELF-VENTIL.,IP55 TEMP. CL. 155(F) ACC.TO 130(B) ALUMINIUM HOUSING HIGH EFFICIENCY IE2, IN EEA: CONSIDER EFFIC. GRADE ACC. TO CURR. VALID REGULATION! (01.01.2017) 4POLE * FS80M * 0.75KW (50HZ) 0.86KW (60HZ) 3 AC 50HZ 230VD/400VY * 3 AC 60HZ 460VY IM B 3, without motor protection TERMINAL BOX AT TOP TERMINAL BOX AT TOP | 201 | TEM | 1 | LD | 11 | 1
1LE10010DB334AA4 | SIMOTICS GP MOTOR TYPE: 1AV2083B LOW-VOLTAGE MOTOR, IEC SQUIRREL-CAGE,SELF-VENTIL.,IP55 TEMP. CL. 155(F) ACC.TO 130(B) ALUMINIUM HOUSING HIGH EFFICIENCY IE2, IN EEA: CONSIDER EFFIC. GRADE ACC. TO CURR. VALID REGULATION! (01.01.2017) 4POLE * FS80M * 0.75KW (50HZ) 0.86KW (60HZ) 3 AC 50HZ 400VD/690VY * 3 AC 60HZ 460VD IM B 3, without motor protection TERMINAL BOX AT TOP | 201 | TEM | 1 | LD | 11 | 1
1LE10010EB022AB4 | SIMOTICS GP MOTOR TYPE: 1AV2090B LOW-VOLTAGE MOTOR, IEC SQUIRREL-CAGE,SELF-VENTIL.,IP55 TEMP. CL. 155(F) ACC.TO 130(B) ALUMINIUM HOUSING HIGH EFFICIENCY IE2, IN EEA: CONSIDER EFFIC. GRADE ACC. TO CURR. VALID REGULATION! (01.01.2017) 4POLE * FS90S * 1.1KW (50HZ) 1.27KW (60HZ) 3 AC 50HZ 230VD/400VY * 3 AC 60HZ 460VY IM B 3, 1 PTC thermistor for tripping (2 terminals) TERMINAL BOX AT TOP | 254 | TEM | 1 | LD | 13.001 | 1
1LE10010EB034AB4 | SIMOTICS GP MOTOR TYPE: 1AV2090B LOW-VOLTAGE MOTOR, IEC SQUIRREL-CAGE,SELF-VENTIL.,IP55 TEMP. CL. 155(F) ACC.TO 130(B) ALUMINIUM HOUSING HIGH EFFICIENCY IE2, IN EEA: CONSIDER EFFIC. GRADE ACC. TO CURR. VALID REGULATION! (01.01.2017) 4POLE * FS90S * 1.1KW (50HZ) 1.27KW (60HZ) 3 AC 50HZ 400VD/690VY * 3 AC 60HZ 460VD IM B 3, 1 PTC thermistor for tripping (2 terminals) TERMINAL BOX AT TOP | 254 | TEM | 1 | LD | 13.001 | 1
1LE10010EB022AA4 | SIMOTICS GP MOTOR TYPE: 1AV2090B LOW-VOLTAGE MOTOR, IEC SQUIRREL-CAGE,SELF-VENTIL.,IP55 TEMP. CL. 155(F) ACC.TO 130(B) ALUMINIUM HOUSING HIGH EFFICIENCY IE2, IN EEA: CONSIDER EFFIC. GRADE ACC. TO CURR. VALID REGULATION! (01.01.2017) 4POLE * FS90S * 1.1KW (50HZ) 1.27KW (60HZ) 3 AC 50HZ 230VD/400VY * 3 AC 60HZ 460VY IM B 3, without motor protection TERMINAL BOX AT TOP TERMINAL BOX AT TOP | 237 | TEM | 1 | LD | 13 | 1
1LE10010EB034AA4 | SIMOTICS GP MOTOR TYPE: 1AV2090B LOW-VOLTAGE MOTOR, IEC SQUIRREL-CAGE,SELF-VENTIL.,IP55 TEMP. CL. 155(F) ACC.TO 130(B) ALUMINIUM HOUSING HIGH EFFICIENCY IE2, IN EEA: CONSIDER EFFIC. GRADE ACC. TO CURR. VALID REGULATION! (01.01.2017) 4POLE * FS90S * 1.1KW (50HZ) 1.27KW (60HZ) 3 AC 50HZ 400VD/690VY * 3 AC 60HZ 460VD IM B 3, without motor protection TERMINAL BOX AT TOP | 237 | TEM | 1 | LD | 13 | 1
1LE10010EB422AB4 | SIMOTICS GP MOTOR TYPE: 1AV2094B LOW-VOLTAGE MOTOR, IEC SQUIRREL-CAGE,SELF-VENTIL.,IP55 TEMP. CL. 155(F) ACC.TO 130(B) ALUMINIUM HOUSING HIGH EFFICIENCY IE2, IN EEA: CONSIDER EFFIC. GRADE ACC. TO CURR. VALID REGULATION! (01.01.2017) 4POLE * FS90L * 1.5KW (50HZ) 1.75KW (60HZ) 3 AC 50HZ 230VD/400VY * 3 AC 60HZ 460VY IM B 3, 1 PTC thermistor for tripping (2 terminals) TERMINAL BOX AT TOP | 298 | TEM | 1 | LD | 16.001 | 1
1LE10010EB434AB4 | SIMOTICS GP MOTOR TYPE: 1AV2094B LOW-VOLTAGE MOTOR, IEC SQUIRREL-CAGE,SELF-VENTIL.,IP55 TEMP. CL. 155(F) ACC.TO 130(B) ALUMINIUM HOUSING HIGH EFFICIENCY IE2, IN EEA: CONSIDER EFFIC. GRADE ACC. TO CURR. VALID REGULATION! (01.01.2017) 4POLE * FS90L * 1.5KW (50HZ) 1.75KW (60HZ) 3 AC 50HZ 400VD/690VY * 3 AC 60HZ 460VD IM B 3, 1 PTC thermistor for tripping (2 terminals) TERMINAL BOX AT TOP | 298 | TEM | 1 | LD | 16.001 | 1
1LE10010EB422AA4 | SIMOTICS GP MOTOR TYPE: 1AV2094B LOW-VOLTAGE MOTOR, IEC SQUIRREL-CAGE,SELF-VENTIL.,IP55 TEMP. CL. 155(F) ACC.TO 130(B) ALUMINIUM HOUSING HIGH EFFICIENCY IE2, IN EEA: CONSIDER EFFIC. GRADE ACC. TO CURR. VALID REGULATION! (01.01.2017) 4POLE * FS90L * 1.5KW (50HZ) 1.75KW (60HZ) 3 AC 50HZ 230VD/400VY * 3 AC 60HZ 460VY IM B 3, without motor protection TERMINAL BOX AT TOP TERMINAL BOX AT TOP | 281 | TEM | 1 | LD | 16 | 1
1LE10010EB434AA4 | SIMOTICS GP MOTOR TYPE: 1AV2094B LOW-VOLTAGE MOTOR, IEC SQUIRREL-CAGE,SELF-VENTIL.,IP55 TEMP. CL. 155(F) ACC.TO 130(B) ALUMINIUM HOUSING HIGH EFFICIENCY IE2, IN EEA: CONSIDER EFFIC. GRADE ACC. TO CURR. VALID REGULATION! (01.01.2017) 4POLE * FS90L * 1.5KW (50HZ) 1.75KW (60HZ) 3 AC 50HZ 400VD/690VY * 3 AC 60HZ 460VD IM B 3, without motor protection TERMINAL BOX AT TOP | 281 | TEM | 1 | LD | 16 | 1
1LE10011AB422AB4 | SIMOTICS GP MOTOR TYPE: 1AV2104B LOW-VOLTAGE MOTOR, IEC SQUIRREL-CAGE,SELF-VENTIL.,IP55 TEMP. CL. 155(F) ACC.TO 130(B) ALUMINIUM HOUSING HIGH EFFICIENCY IE2, IN EEA: CONSIDER EFFIC. GRADE ACC. TO CURR. VALID REGULATION! (01.01.2017) 4POLE * FS100L * 2.2KW (50HZ) 2.55KW (60HZ) 3 AC 50HZ 230VD/400VY * 3 AC 60HZ 460VY IM B 3, 3 PTC thermistor for tripping (2 terminals) TERMINAL BOX AT TOP | 391 | TEM | 1 | LD | 21 | 1
1LE10011AB434AB4 | SIMOTICS GP MOTOR TYPE: 1AV2104B LOW-VOLTAGE MOTOR, IEC SQUIRREL-CAGE,SELF-VENTIL.,IP55 TEMP. CL. 155(F) ACC.TO 130(B) ALUMINIUM HOUSING HIGH EFFICIENCY IE2, IN EEA: CONSIDER EFFIC. GRADE ACC. TO CURR. VALID REGULATION! (01.01.2017) 4POLE * FS100L * 2.2KW (50HZ) 2.55KW (60HZ) 3 AC 50HZ 400VD/690VY * 3 AC 60HZ 460VD IM B 3, 3 PTC thermistor for tripping (2 terminals) TERMINAL BOX AT TOP | 391 | TEM | 1 | LD | 21 | 1
1LE10011AB422AA4 | SIMOTICS GP MOTOR TYPE: 1AV2104B LOW-VOLTAGE MOTOR, IEC SQUIRREL-CAGE,SELF-VENTIL.,IP55 TEMP. CL. 155(F) ACC.TO 130(B) ALUMINIUM HOUSING HIGH EFFICIENCY IE2, IN EEA: CONSIDER EFFIC. GRADE ACC. TO CURR. VALID REGULATION! (01.01.2017) 4POLE * FS100L * 2.2KW (50HZ) 2.55KW (60HZ) 3 AC 50HZ 230VD/400VY * 3 AC 60HZ 460VY IM B 3, without motor protection TERMINAL BOX AT TOP | 345 | TEM | 1 | LD | 21 | 1
1LE10011AB434AA4 | SIMOTICS GP MOTOR TYPE: 1AV2104B LOW-VOLTAGE MOTOR, IEC SQUIRREL-CAGE,SELF-VENTIL.,IP55 TEMP. CL. 155(F) ACC.TO 130(B) ALUMINIUM HOUSING HIGH EFFICIENCY IE2, IN EEA: CONSIDER EFFIC. GRADE ACC. TO CURR. VALID REGULATION! (01.01.2017) 4POLE * FS100L * 2.2KW (50HZ) 2.55KW (60HZ) 3 AC 50HZ 400VD/690VY * 3 AC 60HZ 460VD IM B 3, without motor protection TERMINAL BOX AT TOP | 345 | TEM | 1 | LD | 21 | 1
1LE10011AB522AB4 | SIMOTICS GP MOTOR TYPE: 1AV2105B LOW-VOLTAGE MOTOR, IEC SQUIRREL-CAGE,SELF-VENTIL.,IP55 TEMP. CL. 155(F) ACC.TO 130(B) ALUMINIUM HOUSING HIGH EFFICIENCY IE2, IN EEA: CONSIDER EFFIC. GRADE ACC. TO CURR. VALID REGULATION! (01.01.2017) 4POLE * FS100L * 3KW (50HZ) 3.45KW (60HZ) 3 AC 50HZ 230VD/400VY * 3 AC 60HZ 460VY IM B 3, 3 PTC thermistor for tripping (2 terminals) TERMINAL BOX AT TOP | 443 | TEM | 1 | LD | 25 | 1
1LE10011AB534AB4 | SIMOTICS GP MOTOR TYPE: 1AV2105B LOW-VOLTAGE MOTOR, IEC SQUIRREL-CAGE,SELF-VENTIL.,IP55 TEMP. CL. 155(F) ACC.TO 130(B) ALUMINIUM HOUSING HIGH EFFICIENCY IE2, IN EEA: CONSIDER EFFIC. GRADE ACC. TO CURR. VALID REGULATION! (01.01.2017) 4POLE * FS100L * 3KW (50HZ) 3.45KW (60HZ) 3 AC 50HZ 400VD/690VY * 3 AC 60HZ 460VD IM B 3, 3 PTC thermistor for tripping (2 terminals) TERMINAL BOX AT TOP | 443 | TEM | 1 | LD | 25 | 1
1LE10011AB522AA4 | SIMOTICS GP MOTOR TYPE: 1AV2105B LOW-VOLTAGE MOTOR, IEC SQUIRREL-CAGE,SELF-VENTIL.,IP55 TEMP. CL. 155(F) ACC.TO 130(B) ALUMINIUM HOUSING HIGH EFFICIENCY IE2, IN EEA: CONSIDER EFFIC. GRADE ACC. TO CURR. VALID REGULATION! (01.01.2017) 4POLE * FS100L * 3KW (50HZ) 3.45KW (60HZ) 3 AC 50HZ 230VD/400VY * 3 AC 60HZ 460VY IM B 3, without motor protection TERMINAL BOX AT TOP | 397 | TEM | 1 | LD | 25 | 1
1LE10011AB534AA4 | SIMOTICS GP MOTOR TYPE: 1AV2105B LOW-VOLTAGE MOTOR, IEC SQUIRREL-CAGE,SELF-VENTIL.,IP55 TEMP. CL. 155(F) ACC.TO 130(B) ALUMINIUM HOUSING HIGH EFFICIENCY IE2, IN EEA: CONSIDER EFFIC. GRADE ACC. TO CURR. VALID REGULATION! (01.01.2017) 4POLE * FS100L * 3KW (50HZ) 3.45KW (60HZ) 3 AC 50HZ 400VD/690VY * 3 AC 60HZ 460VD IM B 3, without motor protection TERMINAL BOX AT TOP | 397 | TEM | 1 | LD | 25 | 1
1LE10011BB222AB4 | SIMOTICS GP MOTOR TYPE: 1AV2112B LOW-VOLTAGE MOTOR, IEC SQUIRREL-CAGE,SELF-VENTIL.,IP55 TEMP. CL. 155(F) ACC.TO 130(B) ALUMINIUM HOUSING HIGH EFFICIENCY IE2, IN EEA: CONSIDER EFFIC. GRADE ACC. TO CURR. VALID REGULATION! (01.01.2017) 4POLE * FS112M * 4KW (50HZ) 4.55KW (60HZ) 3 AC 50HZ 230VD/400VY * 3 AC 60HZ 460VY IM B 3, 3 PTC thermistor for tripping (2 terminals) TERMINAL BOX AT TOP | 534 | TEM | 1 | LD | 29 | 1
1LE10011BB234AB4 | SIMOTICS GP MOTOR TYPE: 1AV2112B LOW-VOLTAGE MOTOR, IEC SQUIRREL-CAGE,SELF-VENTIL.,IP55 TEMP. CL. 155(F) ACC.TO 130(B) ALUMINIUM HOUSING HIGH EFFICIENCY IE2, IN EEA: CONSIDER EFFIC. GRADE ACC. TO CURR. VALID REGULATION! (01.01.2017) 4POLE * FS112M * 4KW (50HZ) 4.55KW (60HZ) 3 AC 50HZ 400VD/690VY * 3 AC 60HZ 460VD IM B 3, 3 PTC thermistor for tripping (2 terminals) TERMINAL BOX AT TOP | 534 | TEM | 1 | LD | 29 | 1
1LE10011BB222AA4 | SIMOTICS GP MOTOR TYPE: 1AV2112B LOW-VOLTAGE MOTOR, IEC SQUIRREL-CAGE,SELF-VENTIL.,IP55 TEMP. CL. 155(F) ACC.TO 130(B) ALUMINIUM HOUSING HIGH EFFICIENCY IE2, IN EEA: CONSIDER EFFIC. GRADE ACC. TO CURR. VALID REGULATION! (01.01.2017) 4POLE * FS112M * 4KW (50HZ) 4.55KW (60HZ) 3 AC 50HZ 230VD/400VY * 3 AC 60HZ 460VY IM B 3, without motor protection TERMINAL BOX AT TOP | 488 | TEM | 1 | LD | 29 | 1
1LE10011BB234AA4 | SIMOTICS GP MOTOR TYPE: 1AV2112B LOW-VOLTAGE MOTOR, IEC SQUIRREL-CAGE,SELF-VENTIL.,IP55 TEMP. CL. 155(F) ACC.TO 130(B) ALUMINIUM HOUSING HIGH EFFICIENCY IE2, IN EEA: CONSIDER EFFIC. GRADE ACC. TO CURR. VALID REGULATION! (01.01.2017) 4POLE * FS112M * 4KW (50HZ) 4.55KW (60HZ) 3 AC 50HZ 400VD/690VY * 3 AC 60HZ 460VD IM B 3, without motor protection TERMINAL BOX AT TOP | 488 | TEM | 1 | LD | 29 | 1
1LE10011CB034AB4 | SIMOTICS GP MOTOR TYPE: 1AV2130B LOW-VOLTAGE MOTOR, IEC SQUIRREL-CAGE,SELF-VENTIL.,IP55 TEMP. CL. 155(F) ACC.TO 130(B) ALUMINIUM HOUSING HIGH EFFICIENCY IE2, IN EEA: CONSIDER EFFIC. GRADE ACC. TO CURR. VALID REGULATION! (01.01.2017) 4POLE * FS132S * 5.5KW (50HZ) 6.3KW (60HZ) 3 AC 50HZ 400VD/690VY * 3 AC 60HZ 460VD IM B 3, 3 PTC thermistor for tripping (2 terminals) TERMINAL BOX AT TOP | 675 | TEM | 1 | LD | 42 | 1
1LE10011CB022AB4 | SIMOTICS GP MOTOR TYPE: 1AV2130B LOW-VOLTAGE MOTOR, IEC SQUIRREL-CAGE,SELF-VENTIL.,IP55 TEMP. CL. 155(F) ACC.TO 130(B) ALUMINIUM HOUSING HIGH EFFICIENCY IE2, IN EEA: CONSIDER EFFIC. GRADE ACC. TO CURR. VALID REGULATION! (01.01.2017) 4POLE * FS132S * 5.5KW (50HZ) 6.3KW (60HZ) 3 AC 50HZ 230VD/400VY * 3 AC 60HZ 460VY IM B 3, 3 PTC thermistor for tripping (2 terminals) TERMINAL BOX AT TOP | 675 | TEM | 1 | LD | 42 | 1
1LE10011CB034AA4 | SIMOTICS GP MOTOR TYPE: 1AV2130B LOW-VOLTAGE MOTOR, IEC SQUIRREL-CAGE,SELF-VENTIL.,IP55 TEMP. CL. 155(F) ACC.TO 130(B) ALUMINIUM HOUSING HIGH EFFICIENCY IE2, IN EEA: CONSIDER EFFIC. GRADE ACC. TO CURR. VALID REGULATION! (01.01.2017) 4POLE * FS132S * 5.5KW (50HZ) 6.3KW (60HZ) 3 AC 50HZ 400VD/690VY * 3 AC 60HZ 460VD IM B 3, without motor protection TERMINAL BOX AT TOP | 605 | TEM | 1 | LD | 42 | 1
1LE10011CB022AA4 | SIMOTICS GP MOTOR TYPE: 1AV2130B LOW-VOLTAGE MOTOR, IEC SQUIRREL-CAGE,SELF-VENTIL.,IP55 TEMP. CL. 155(F) ACC.TO 130(B) ALUMINIUM HOUSING HIGH EFFICIENCY IE2, IN EEA: CONSIDER EFFIC. GRADE ACC. TO CURR. VALID REGULATION! (01.01.2017) 4POLE * FS132S * 5.5KW (50HZ) 6.3KW (60HZ) 3 AC 50HZ 230VD/400VY * 3 AC 60HZ 460VY IM B 3, without motor protection TERMINAL BOX AT TOP | 605 | TEM | 1 | LD | 42 | 1
1LE10011CB234AB4 | SIMOTICS GP MOTOR TYPE: 1AV2132B LOW-VOLTAGE MOTOR, IEC SQUIRREL-CAGE,SELF-VENTIL.,IP55 TEMP. CL. 155(F) ACC.TO 130(B) ALUMINIUM HOUSING HIGH EFFICIENCY IE2, IN EEA: CONSIDER EFFIC. GRADE ACC. TO CURR. VALID REGULATION! 4POLE * FS132M * 7.5KW (50HZ) 8.6KW (60HZ) 3 AC 50HZ 400VD/690VY * 3 AC 60HZ 460VD IM B 3, 3 PTC thermistor for tripping (2 terminals) TERMINAL BOX AT TOP | 837 | TEM | 1 | LD | 49 | 1
1LE10011CB222AB4 | SIMOTICS GP MOTOR TYPE: 1AV2132B LOW-VOLTAGE MOTOR, IEC SQUIRREL-CAGE,SELF-VENTIL.,IP55 TEMP. CL. 155(F) ACC.TO 130(B) ALUMINIUM HOUSING HIGH EFFICIENCY IE2, IN EEA: CONSIDER EFFIC. GRADE ACC. TO CURR. VALID REGULATION! 4POLE * FS132M * 7.5KW (50HZ) 8.6KW (60HZ) 3 AC 50HZ 230VD/400VY * 3 AC 60HZ 460VY IM B 3, 3 PTC thermistor for tripping (2 terminals) TERMINAL BOX AT TOP | 837 | TEM | 1 | LD | 49 | 1
1LE10011CB234AA4 | SIMOTICS GP MOTOR TYPE: 1AV2132B LOW-VOLTAGE MOTOR, IEC SQUIRREL-CAGE,SELF-VENTIL.,IP55 TEMP. CL. 155(F) ACC.TO 130(B) ALUMINIUM HOUSING HIGH EFFICIENCY IE2, IN EEA: CONSIDER EFFIC. GRADE ACC. TO CURR. VALID REGULATION! 4POLE * FS132M * 7.5KW (50HZ) 8.6KW (60HZ) 3 AC 50HZ 400VD/690VY * 3 AC 60HZ 460VD IM B 3, without motor protection TERMINAL BOX AT TOP | 768 | TEM | 1 | LD | 49 | 1
1LE10011CB222AA4 | SIMOTICS GP MOTOR TYPE: 1AV2132B LOW-VOLTAGE MOTOR, IEC SQUIRREL-CAGE,SELF-VENTIL.,IP55 TEMP. CL. 155(F) ACC.TO 130(B) ALUMINIUM HOUSING HIGH EFFICIENCY IE2, IN EEA: CONSIDER EFFIC. GRADE ACC. TO CURR. VALID REGULATION! 4POLE * FS132M * 7.5KW (50HZ) 8.6KW (60HZ) 3 AC 50HZ 230VD/400VY * 3 AC 60HZ 460VY IM B 3, without motor protection TERMINAL BOX AT TOP | 768 | TEM | 1 | LD | 49 | 1
1LE10011DB234AB4 | SIMOTICS GP MOTOR TYPE: 1AV2162B LOW-VOLTAGE MOTOR, IEC SQUIRREL-CAGE,SELF-VENTIL.,IP55 TEMP. CL. 155(F) ACC.TO 130(B) ALUMINIUM HOUSING HIGH EFFICIENCY IE2, IN EEA: CONSIDER EFFIC. GRADE ACC. TO CURR. VALID REGULATION! 4POLE * FS160M * 11KW (50HZ) 12.6KW (60HZ) 3 AC 50HZ 400VD/690VY * 3 AC 60HZ 460VD IM B 3, 3 PTC thermistor for tripping (2 terminals) TERMINAL BOX AT TOP | 1081 | TEM | 1 | LD | 71 | 1
1LE10011DB222AB4 | SIMOTICS GP MOTOR TYPE: 1AV2162B LOW-VOLTAGE MOTOR, IEC SQUIRREL-CAGE,SELF-VENTIL.,IP55 TEMP. CL. 155(F) ACC.TO 130(B) ALUMINIUM HOUSING HIGH EFFICIENCY IE2, IN EEA: CONSIDER EFFIC. GRADE ACC. TO CURR. VALID REGULATION! 4POLE * FS160M * 11KW (50HZ) 12.6KW (60HZ) 3 AC 50HZ 230VD/400VY * 3 AC 60HZ 460VY IM B 3, 3 PTC thermistor for tripping (2 terminals) TERMINAL BOX AT TOP | 1081 | TEM | 1 | LD | 71 | 1
1LE10011DB234AA4 | SIMOTICS GP MOTOR TYPE: 1AV2162B LOW-VOLTAGE MOTOR, IEC SQUIRREL-CAGE,SELF-VENTIL.,IP55 TEMP. CL. 155(F) ACC.TO 130(B) ALUMINIUM HOUSING HIGH EFFICIENCY IE2, IN EEA: CONSIDER EFFIC. GRADE ACC. TO CURR. VALID REGULATION! 4POLE * FS160M * 11KW (50HZ) 12.6KW (60HZ) 3 AC 50HZ 400VD/690VY * 3 AC 60HZ 460VD IM B 3, without motor protection TERMINAL BOX AT TOP | 1011 | TEM | 1 | LD | 71 | 1
1LE10011DB222AA4 | SIMOTICS GP MOTOR TYPE: 1AV2162B LOW-VOLTAGE MOTOR, IEC SQUIRREL-CAGE,SELF-VENTIL.,IP55 TEMP. CL. 155(F) ACC.TO 130(B) ALUMINIUM HOUSING HIGH EFFICIENCY IE2, IN EEA: CONSIDER EFFIC. GRADE ACC. TO CURR. VALID REGULATION! 4POLE * FS160M * 11KW (50HZ) 12.6KW (60HZ) 3 AC 50HZ 230VD/400VY * 3 AC 60HZ 460VY IM B 3, without motor protection TERMINAL BOX AT TOP | 1011 | TEM | 1 | LD | 71 | 1
1LE10011DB434AB4 | SIMOTICS GP MOTOR TYPE: 1AV2164B LOW-VOLTAGE MOTOR, IEC SQUIRREL-CAGE,SELF-VENTIL.,IP55 TEMP. CL. 155(F) ACC.TO 130(B) ALUMINIUM HOUSING HIGH EFFICIENCY IE2, IN EEA: CONSIDER EFFIC. GRADE ACC. TO CURR. VALID REGULATION! 4POLE * FS160L * 15KW (50HZ) 17.3KW (60HZ) 3 AC 50HZ 400VD/690VY * 3 AC 60HZ 460VD IM B 3, 3 PTC thermistor for tripping (2 terminals) TERMINAL BOX AT TOP | 1377 | TEM | 1 | LD | 83 | 1
1LE10011DB422AB4 | SIMOTICS GP MOTOR TYPE: 1AV2164B LOW-VOLTAGE MOTOR, IEC SQUIRREL-CAGE,SELF-VENTIL.,IP55 TEMP. CL. 155(F) ACC.TO 130(B) ALUMINIUM HOUSING HIGH EFFICIENCY IE2, IN EEA: CONSIDER EFFIC. GRADE ACC. TO CURR. VALID REGULATION! 4POLE * FS160L * 15KW (50HZ) 17.3KW (60HZ) 3 AC 50HZ 230VD/400VY * 3 AC 60HZ 460VY IM B 3, 3 PTC thermistor for tripping (2 terminals) TERMINAL BOX AT TOP | 1377 | TEM | 1 | LD | 83 | 1
1LE10011DB434AA4 | SIMOTICS GP MOTOR TYPE: 1AV2164B LOW-VOLTAGE MOTOR, IEC SQUIRREL-CAGE,SELF-VENTIL.,IP55 TEMP. CL. 155(F) ACC.TO 130(B) ALUMINIUM HOUSING HIGH EFFICIENCY IE2, IN EEA: CONSIDER EFFIC. GRADE ACC. TO CURR. VALID REGULATION! 4POLE * FS160L * 15KW (50HZ) 17.3KW (60HZ) 3 AC 50HZ 400VD/690VY * 3 AC 60HZ 460VD IM B 3, without motor protection TERMINAL BOX AT TOP | 1308 | TEM | 1 | LD | 83 | 1
1LE10011DB422AA4 | SIMOTICS GP MOTOR TYPE: 1AV2164B LOW-VOLTAGE MOTOR, IEC SQUIRREL-CAGE,SELF-VENTIL.,IP55 TEMP. CL. 155(F) ACC.TO 130(B) ALUMINIUM HOUSING HIGH EFFICIENCY IE2, IN EEA: CONSIDER EFFIC. GRADE ACC. TO CURR. VALID REGULATION! 4POLE * FS160L * 15KW (50HZ) 17.3KW (60HZ) 3 AC 50HZ 230VD/400VY * 3 AC 60HZ 460VY IM B 3, without motor protection TERMINAL BOX AT TOP | 1308 | TEM | 1 | LD | 83 | 1
1LE15011EB234AB4 | SIMOTICS SD MOTOR TYPE: 1CV2182B LOW-VOLTAGE MOTOR, IEC SQUIRREL-CAGE,SELF-VENTIL.,IP55 TEMP. CL. 155(F) ACC.TO 130(B) CAST-IRON HOUSING BASIC LINE HIGH EFFICIENCY IE2, IN EEA: CONSIDER EFFIC. GRADE ACC. TO CURR. VALID REGULATION! 4POLE * FS180M * 18.5KW (50HZ) 21.3KW (60HZ) 3 AC 50HZ 400VD/690VY * 3 AC 60HZ 460VD IM B 3, 3 PTC thermistor for tripping (2 terminals) TERMINAL BOX AT TOP | 1672 | TEM | 1 | LD | 160 | 1
1LE15011EB222AB4 | SIMOTICS SD MOTOR TYPE: 1CV2182B LOW-VOLTAGE MOTOR, IEC SQUIRREL-CAGE,SELF-VENTIL.,IP55 TEMP. CL. 155(F) ACC.TO 130(B) CAST-IRON HOUSING BASIC LINE HIGH EFFICIENCY IE2, IN EEA: CONSIDER EFFIC. GRADE ACC. TO CURR. VALID REGULATION! 4POLE * FS180M * 18.5KW (50HZ) 21.3KW (60HZ) 3 AC 50HZ 230VD/400VY * 3 AC 60HZ 460VY IM B 3, 3 PTC thermistor for tripping (2 terminals) TERMINAL BOX AT TOP | 1672 | TEM | 1 | LD | 160 | 1
1LE15011EB234AA4 | SIMOTICS SD MOTOR TYPE: 1CV2182B LOW-VOLTAGE MOTOR, IEC SQUIRREL-CAGE,SELF-VENTIL.,IP55 TEMP. CL. 155(F) ACC.TO 130(B) CAST-IRON HOUSING BASIC LINE HIGH EFFICIENCY IE2, IN EEA: CONSIDER EFFIC. GRADE ACC. TO CURR. VALID REGULATION! 4POLE * FS180M * 18.5KW (50HZ) 21.3KW (60HZ) 3 AC 50HZ 400VD/690VY * 3 AC 60HZ 460VD IM B 3, without motor protection TERMINAL BOX AT TOP | 1580 | TEM | 1 | LD | 160 | 1
1LE15011EB222AA4 | SIMOTICS SD MOTOR TYPE: 1CV2182B LOW-VOLTAGE MOTOR, IEC SQUIRREL-CAGE,SELF-VENTIL.,IP55 TEMP. CL. 155(F) ACC.TO 130(B) CAST-IRON HOUSING BASIC LINE HIGH EFFICIENCY IE2, IN EEA: CONSIDER EFFIC. GRADE ACC. TO CURR. VALID REGULATION! 4POLE * FS180M * 18.5KW (50HZ) 21.3KW (60HZ) 3 AC 50HZ 230VD/400VY * 3 AC 60HZ 460VY IM B 3, without motor protection TERMINAL BOX AT TOP | 1580 | TEM | 1 | LD | 160 | 1
1LE15011EB434AB4 | SIMOTICS SD MOTOR TYPE: 1CV2184B LOW-VOLTAGE MOTOR, IEC SQUIRREL-CAGE,SELF-VENTIL.,IP55 TEMP. CL. 155(F) ACC.TO 130(B) CAST-IRON HOUSING BASIC LINE HIGH EFFICIENCY IE2, IN EEA: CONSIDER EFFIC. GRADE ACC. TO CURR. VALID REGULATION! 4POLE * FS180L * 22KW (50HZ) 25.3KW (60HZ) 3 AC 50HZ 400VD/690VY * 3 AC 60HZ 460VD IM B 3, 3 PTC thermistor for tripping (2 terminals) TERMINAL BOX AT TOP | 1932 | TEM | 1 | LD | 170 | 1
1LE15011EB422AB4 | SIMOTICS SD MOTOR TYPE: 1CV2184B LOW-VOLTAGE MOTOR, IEC SQUIRREL-CAGE,SELF-VENTIL.,IP55 TEMP. CL. 155(F) ACC.TO 130(B) CAST-IRON HOUSING BASIC LINE HIGH EFFICIENCY IE2, IN EEA: CONSIDER EFFIC. GRADE ACC. TO CURR. VALID REGULATION! 4POLE * FS180L * 22KW (50HZ) 25.3KW (60HZ) 3 AC 50HZ 230VD/400VY * 3 AC 60HZ 460VY IM B 3, 3 PTC thermistor for tripping (2 terminals) TERMINAL BOX AT TOP | 1932 | TEM | 1 | LD | 170 | 1
1LE15011EB434AA4 | SIMOTICS SD MOTOR TYPE: 1CV2184B LOW-VOLTAGE MOTOR, IEC SQUIRREL-CAGE,SELF-VENTIL.,IP55 TEMP. CL. 155(F) ACC.TO 130(B) CAST-IRON HOUSING BASIC LINE HIGH EFFICIENCY IE2, IN EEA: CONSIDER EFFIC. GRADE ACC. TO CURR. VALID REGULATION! 4POLE * FS180L * 22KW (50HZ) 25.3KW (60HZ) 3 AC 50HZ 400VD/690VY * 3 AC 60HZ 460VD IM B 3, without motor protection TERMINAL BOX AT TOP | 1840 | TEM | 1 | LD | 170 | 1
1LE15011EB422AA4 | SIMOTICS SD MOTOR TYPE: 1CV2184B LOW-VOLTAGE MOTOR, IEC SQUIRREL-CAGE,SELF-VENTIL.,IP55 TEMP. CL. 155(F) ACC.TO 130(B) CAST-IRON HOUSING BASIC LINE HIGH EFFICIENCY IE2, IN EEA: CONSIDER EFFIC. GRADE ACC. TO CURR. VALID REGULATION! 4POLE * FS180L * 22KW (50HZ) 25.3KW (60HZ) 3 AC 50HZ 230VD/400VY * 3 AC 60HZ 460VY IM B 3, without motor protection TERMINAL BOX AT TOP | 1840 | TEM | 1 | LD | 170 | 1
1LE15012AB534AB4 | SIMOTICS SD MOTOR TYPE: 1CV2205B LOW-VOLTAGE MOTOR, IEC SQUIRREL-CAGE,SELF-VENTIL.,IP55 TEMP. CL. 155(F) ACC.TO 130(B) CAST-IRON HOUSING BASIC LINE HIGH EFFICIENCY IE2, IN EEA: CONSIDER EFFIC. GRADE ACC. TO CURR. VALID REGULATION! 4POLE * FS200L * 30KW (50HZ) 34.5KW (60HZ) 3 AC 50HZ 400VD/690VY * 3 AC 60HZ 460VD IM B 3, 3 PTC thermistor for tripping (2 terminals) TERMINAL BOX AT TOP | 2476 | TEM | 1 | LD | 230 | 1
1LE15012AB522AB4 | SIMOTICS SD MOTOR TYPE: 1CV2205B LOW-VOLTAGE MOTOR, IEC SQUIRREL-CAGE,SELF-VENTIL.,IP55 TEMP. CL. 155(F) ACC.TO 130(B) CAST-IRON HOUSING BASIC LINE HIGH EFFICIENCY IE2, IN EEA: CONSIDER EFFIC. GRADE ACC. TO CURR. VALID REGULATION! 4POLE * FS200L * 30KW (50HZ) 34.5KW (60HZ) 3 AC 50HZ 230VD/400VY * 3 AC 60HZ 460VY IM B 3, 3 PTC thermistor for tripping (2 terminals) TERMINAL BOX AT TOP | 2476 | TEM | 1 | LD | 230 | 1
1LE15012AB534AA4 | SIMOTICS SD MOTOR TYPE: 1CV2205B LOW-VOLTAGE MOTOR, IEC SQUIRREL-CAGE,SELF-VENTIL.,IP55 TEMP. CL. 155(F) ACC.TO 130(B) CAST-IRON HOUSING BASIC LINE HIGH EFFICIENCY IE2, IN EEA: CONSIDER EFFIC. GRADE ACC. TO CURR. VALID REGULATION! 4POLE * FS200L * 30KW (50HZ) 34.5KW (60HZ) 3 AC 50HZ 400VD/690VY * 3 AC 60HZ 460VD IM B 3, without motor protection TERMINAL BOX AT TOP | 2384 | TEM | 1 | LD | 230 | 1
1LE15012AB522AA4 | SIMOTICS SD MOTOR TYPE: 1CV2205B LOW-VOLTAGE MOTOR, IEC SQUIRREL-CAGE,SELF-VENTIL.,IP55 TEMP. CL. 155(F) ACC.TO 130(B) CAST-IRON HOUSING BASIC LINE HIGH EFFICIENCY IE2, IN EEA: CONSIDER EFFIC. GRADE ACC. TO CURR. VALID REGULATION! 4POLE * FS200L * 30KW (50HZ) 34.5KW (60HZ) 3 AC 50HZ 230VD/400VY * 3 AC 60HZ 460VY IM B 3, without motor protection TERMINAL BOX AT TOP | 2384 | TEM | 1 | LD | 230 | 1
1LE15012BB034AB4 | SIMOTICS SD MOTOR TYPE: 1CV2220B LOW-VOLTAGE MOTOR, IEC SQUIRREL-CAGE,SELF-VENTIL.,IP55 TEMP. CL. 155(F) ACC.TO 130(B) CAST-IRON HOUSING BASIC LINE HIGH EFFICIENCY IE2, IN EEA: CONSIDER EFFIC. GRADE ACC. TO CURR. VALID REGULATION! 4POLE * FS225S * 37KW (50HZ) 42.5KW (60HZ) 3 AC 50HZ 400VD/690VY * 3 AC 60HZ 460VD IM B 3, 3 PTC thermistor for tripping (2 terminals) TERMINAL BOX AT TOP | 3021 | TEM | 1 | LD | 280 | 1
1LE15012BB022AB4 | SIMOTICS SD MOTOR TYPE: 1CV2220B LOW-VOLTAGE MOTOR, IEC SQUIRREL-CAGE,SELF-VENTIL.,IP55 TEMP. CL. 155(F) ACC.TO 130(B) CAST-IRON HOUSING BASIC LINE HIGH EFFICIENCY IE2, IN EEA: CONSIDER EFFIC. GRADE ACC. TO CURR. VALID REGULATION! 4POLE * FS225S * 37KW (50HZ) 42.5KW (60HZ) 3 AC 50HZ 230VD/400VY * 3 AC 60HZ 460VY IM B 3, 3 PTC thermistor for tripping (2 terminals) TERMINAL BOX AT TOP | 3021 | TEM | 1 | LD | 280 | 1
1LE15012BB034AA4 | SIMOTICS SD MOTOR TYPE: 1CV2220B LOW-VOLTAGE MOTOR, IEC SQUIRREL-CAGE,SELF-VENTIL.,IP55 TEMP. CL. 155(F) ACC.TO 130(B) CAST-IRON HOUSING BASIC LINE HIGH EFFICIENCY IE2, IN EEA: CONSIDER EFFIC. GRADE ACC. TO CURR. VALID REGULATION! 4POLE * FS225S * 37KW (50HZ) 42.5KW (60HZ) 3 AC 50HZ 400VD/690VY * 3 AC 60HZ 460VD IM B 3, without motor protection TERMINAL BOX AT TOP | 2895 | TEM | 1 | LD | 280 | 1
1LE15012BB022AA4 | SIMOTICS SD MOTOR TYPE: 1CV2220B LOW-VOLTAGE MOTOR, IEC SQUIRREL-CAGE,SELF-VENTIL.,IP55 TEMP. CL. 155(F) ACC.TO 130(B) CAST-IRON HOUSING BASIC LINE HIGH EFFICIENCY IE2, IN EEA: CONSIDER EFFIC. GRADE ACC. TO CURR. VALID REGULATION! 4POLE * FS225S * 37KW (50HZ) 42.5KW (60HZ) 3 AC 50HZ 230VD/400VY * 3 AC 60HZ 460VY IM B 3, without motor protection TERMINAL BOX AT TOP | 2895 | TEM | 1 | LD | 280 | 1
1LE15012BB234AB4 | SIMOTICS SD MOTOR TYPE: 1CV2222B LOW-VOLTAGE MOTOR, IEC SQUIRREL-CAGE,SELF-VENTIL.,IP55 TEMP. CL. 155(F) ACC.TO 130(B) CAST-IRON HOUSING BASIC LINE HIGH EFFICIENCY IE2, IN EEA: CONSIDER EFFIC. GRADE ACC. TO CURR. VALID REGULATION! 4POLE * FS225M * 45KW (50HZ) 52KW (60HZ) 3 AC 50HZ 400VD/690VY * 3 AC 60HZ 460VD IM B 3, 3 PTC thermistor for tripping (2 terminals) TERMINAL BOX AT TOP | 3537 | TEM | 1 | LD | 305 | 1
1LE15012BB222AB4 | SIMOTICS SD MOTOR TYPE: 1CV2222B LOW-VOLTAGE MOTOR, IEC SQUIRREL-CAGE,SELF-VENTIL.,IP55 TEMP. CL. 155(F) ACC.TO 130(B) CAST-IRON HOUSING BASIC LINE HIGH EFFICIENCY IE2, IN EEA: CONSIDER EFFIC. GRADE ACC. TO CURR. VALID REGULATION! 4POLE * FS225M * 45KW (50HZ) 52KW (60HZ) 3 AC 50HZ 230VD/400VY * 3 AC 60HZ 460VY IM B 3, 3 PTC thermistor for tripping (2 terminals) TERMINAL BOX AT TOP | 3537 | TEM | 1 | LD | 305 | 1
1LE15012BB234AA4 | SIMOTICS SD MOTOR TYPE: 1CV2222B LOW-VOLTAGE MOTOR, IEC SQUIRREL-CAGE,SELF-VENTIL.,IP55 TEMP. CL. 155(F) ACC.TO 130(B) CAST-IRON HOUSING BASIC LINE HIGH EFFICIENCY IE2, IN EEA: CONSIDER EFFIC. GRADE ACC. TO CURR. VALID REGULATION! 4POLE * FS225M * 45KW (50HZ) 52KW (60HZ) 3 AC 50HZ 400VD/690VY * 3 AC 60HZ 460VD IM B 3, without motor protection TERMINAL BOX AT TOP | 3411 | TEM | 1 | LD | 305 | 1
1LE15012BB222AA4 | SIMOTICS SD MOTOR TYPE: 1CV2222B LOW-VOLTAGE MOTOR, IEC SQUIRREL-CAGE,SELF-VENTIL.,IP55 TEMP. CL. 155(F) ACC.TO 130(B) CAST-IRON HOUSING BASIC LINE HIGH EFFICIENCY IE2, IN EEA: CONSIDER EFFIC. GRADE ACC. TO CURR. VALID REGULATION! 4POLE * FS225M * 45KW (50HZ) 52KW (60HZ) 3 AC 50HZ 230VD/400VY * 3 AC 60HZ 460VY IM B 3, without motor protection TERMINAL BOX AT TOP | 3411 | TEM | 1 | LD | 305 | 1
1LE15012CB234AB4 | SIMOTICS SD MOTOR TYPE: 1CV2252B LOW-VOLTAGE MOTOR, IEC SQUIRREL-CAGE,SELF-VENTIL.,IP55 TEMP. CL. 155(F) ACC.TO 130(B) CAST-IRON HOUSING BASIC LINE HIGH EFFICIENCY IE2, IN EEA: CONSIDER EFFIC. GRADE ACC. TO CURR. VALID REGULATION! 4POLE * FS250M * 55KW (50HZ) 63KW (60HZ) 3 AC 50HZ 400VD/690VY * 3 AC 60HZ 460VD IM B 3, 3 PTC thermistor for tripping (2 terminals) TERMINAL BOX AT TOP | 4268 | TEM | 1 | LD | 385 | 1
1LE15012CB222AB4 | SIMOTICS SD MOTOR TYPE: 1CV2252B LOW-VOLTAGE MOTOR, IEC SQUIRREL-CAGE,SELF-VENTIL.,IP55 TEMP. CL. 155(F) ACC.TO 130(B) CAST-IRON HOUSING BASIC LINE HIGH EFFICIENCY IE2, IN EEA: CONSIDER EFFIC. GRADE ACC. TO CURR. VALID REGULATION! 4POLE * FS250M * 55KW (50HZ) 63KW (60HZ) 3 AC 50HZ 230VD/400VY * 3 AC 60HZ 460VY IM B 3, 3 PTC thermistor for tripping (2 terminals) TERMINAL BOX AT TOP | 4268 | TEM | 1 | LD | 385 | 1
1LE15012CB234AA4 | SIMOTICS SD MOTOR TYPE: 1CV2252B LOW-VOLTAGE MOTOR, IEC SQUIRREL-CAGE,SELF-VENTIL.,IP55 TEMP. CL. 155(F) ACC.TO 130(B) CAST-IRON HOUSING BASIC LINE HIGH EFFICIENCY IE2, IN EEA: CONSIDER EFFIC. GRADE ACC. TO CURR. VALID REGULATION! 4POLE * FS250M * 55KW (50HZ) 63KW (60HZ) 3 AC 50HZ 400VD/690VY * 3 AC 60HZ 460VD IM B 3, without motor protection TERMINAL BOX AT TOP | 4142 | TEM | 1 | LD | 385 | 1
1LE15012CB222AA4 | SIMOTICS SD MOTOR TYPE: 1CV2252B LOW-VOLTAGE MOTOR, IEC SQUIRREL-CAGE,SELF-VENTIL.,IP55 TEMP. CL. 155(F) ACC.TO 130(B) CAST-IRON HOUSING BASIC LINE HIGH EFFICIENCY IE2, IN EEA: CONSIDER EFFIC. GRADE ACC. TO CURR. VALID REGULATION! 4POLE * FS250M * 55KW (50HZ) 63KW (60HZ) 3 AC 50HZ 230VD/400VY * 3 AC 60HZ 460VY IM B 3, without motor protection TERMINAL BOX AT TOP | 4142 | TEM | 1 | LD | 385 | 1
1LE15012DB034AB4 | SIMOTICS SD MOTOR TYPE: 1CV2280B LOW-VOLTAGE MOTOR, IEC SQUIRREL-CAGE,SELF-VENTIL.,IP55 TEMP. CL. 155(F) ACC.TO 130(B) CAST-IRON HOUSING BASIC LINE HIGH EFFICIENCY IE2, IN EEA: CONSIDER EFFIC. GRADE ACC. TO CURR. VALID REGULATION! 4POLE * FS280S * 75KW (50HZ) 86KW (60HZ) 3 AC 50HZ 400VD/690VY * 3 AC 60HZ 460VD IM B 3, 3 PTC thermistor for tripping (2 terminals) TERMINAL BOX AT TOP | 5719 | TEM | 1 | LD | 550 | 1
1LE15012DB022AB4 | SIMOTICS SD MOTOR TYPE: 1CV2280B LOW-VOLTAGE MOTOR, IEC SQUIRREL-CAGE,SELF-VENTIL.,IP55 TEMP. CL. 155(F) ACC.TO 130(B) CAST-IRON HOUSING BASIC LINE HIGH EFFICIENCY IE2, IN EEA: CONSIDER EFFIC. GRADE ACC. TO CURR. VALID REGULATION! 4POLE * FS280S * 75KW (50HZ) 86KW (60HZ) 3 AC 50HZ 230VD/400VY * 3 AC 60HZ 460VY IM B 3, 3 PTC thermistor for tripping (2 terminals) TERMINAL BOX AT TOP | 5719 | TEM | 1 | LD | 550 | 1
1LE15012DB034AA4 | SIMOTICS SD MOTOR TYPE: 1CV2280B LOW-VOLTAGE MOTOR, IEC SQUIRREL-CAGE,SELF-VENTIL.,IP55 TEMP. CL. 155(F) ACC.TO 130(B) CAST-IRON HOUSING BASIC LINE HIGH EFFICIENCY IE2, IN EEA: CONSIDER EFFIC. GRADE ACC. TO CURR. VALID REGULATION! 4POLE * FS280S * 75KW (50HZ) 86KW (60HZ) 3 AC 50HZ 400VD/690VY * 3 AC 60HZ 460VD IM B 3, without motor protection TERMINAL BOX AT TOP | 5563 | TEM | 1 | LD | 550 | 1
1LE15012DB022AA4 | SIMOTICS SD MOTOR TYPE: 1CV2280B LOW-VOLTAGE MOTOR, IEC SQUIRREL-CAGE,SELF-VENTIL.,IP55 TEMP. CL. 155(F) ACC.TO 130(B) CAST-IRON HOUSING BASIC LINE HIGH EFFICIENCY IE2, IN EEA: CONSIDER EFFIC. GRADE ACC. TO CURR. VALID REGULATION! 4POLE * FS280S * 75KW (50HZ) 86KW (60HZ) 3 AC 50HZ 230VD/400VY * 3 AC 60HZ 460VY IM B 3, without motor protection TERMINAL BOX AT TOP | 5563 | TEM | 1 | LD | 550 | 1
1LE15012DB234AB4 | SIMOTICS SD MOTOR TYPE: 1CV2282B LOW-VOLTAGE MOTOR, IEC SQUIRREL-CAGE,SELF-VENTIL.,IP55 TEMP. CL. 155(F) ACC.TO 130(B) CAST-IRON HOUSING BASIC LINE HIGH EFFICIENCY IE2, IN EEA: CONSIDER EFFIC. GRADE ACC. TO CURR. VALID REGULATION! 4POLE * FS280M * 90KW (50HZ) 104KW (60HZ) 3 AC 50HZ 400VD/690VY * 3 AC 60HZ 460VD IM B 3, 3 PTC thermistor for tripping (2 terminals) TERMINAL BOX AT TOP | 6694 | TEM | 1 | LD | 570 | 1
1LE15012DB222AB4 | SIMOTICS SD MOTOR TYPE: 1CV2282B LOW-VOLTAGE MOTOR, IEC SQUIRREL-CAGE,SELF-VENTIL.,IP55 TEMP. CL. 155(F) ACC.TO 130(B) CAST-IRON HOUSING BASIC LINE HIGH EFFICIENCY IE2, IN EEA: CONSIDER EFFIC. GRADE ACC. TO CURR. VALID REGULATION! 4POLE * FS280M * 90KW (50HZ) 104KW (60HZ) 3 AC 50HZ 230VD/400VY * 3 AC 60HZ 460VY IM B 3, 3 PTC thermistor for tripping (2 terminals) TERMINAL BOX AT TOP | 6694 | TEM | 1 | LD | 570 | 1
1LE15012DB234AA4 | SIMOTICS SD MOTOR TYPE: 1CV2282B LOW-VOLTAGE MOTOR, IEC SQUIRREL-CAGE,SELF-VENTIL.,IP55 TEMP. CL. 155(F) ACC.TO 130(B) CAST-IRON HOUSING BASIC LINE HIGH EFFICIENCY IE2, IN EEA: CONSIDER EFFIC. GRADE ACC. TO CURR. VALID REGULATION! 4POLE * FS280M * 90KW (50HZ) 104KW (60HZ) 3 AC 50HZ 400VD/690VY * 3 AC 60HZ 460VD IM B 3, without motor protection TERMINAL BOX AT TOP | 6537 | TEM | 1 | LD | 570 | 1
1LE15012DB222AA4 | SIMOTICS SD MOTOR TYPE: 1CV2282B LOW-VOLTAGE MOTOR, IEC SQUIRREL-CAGE,SELF-VENTIL.,IP55 TEMP. CL. 155(F) ACC.TO 130(B) CAST-IRON HOUSING BASIC LINE HIGH EFFICIENCY IE2, IN EEA: CONSIDER EFFIC. GRADE ACC. TO CURR. VALID REGULATION! 4POLE * FS280M * 90KW (50HZ) 104KW (60HZ) 3 AC 50HZ 230VD/400VY * 3 AC 60HZ 460VY IM B 3, without motor protection TERMINAL BOX AT TOP | 6537 | TEM | 1 | LD | 570 | 1
1LE15013AB034AB4 | SIMOTICS SD MOTOR TYPE: 1CV2310B LOW-VOLTAGE MOTOR, IEC SQUIRREL-CAGE,SELF-VENTIL.,IP55 TEMP. CL. 155(F) ACC.TO 130(B) CAST-IRON HOUSING BASIC LINE HIGH EFFICIENCY IE2, IN EEA: CONSIDER EFFIC. GRADE ACC. TO CURR. VALID REGULATION! 4POLE * FS315S * 110KW (50HZ) 127KW (60HZ) 3 AC 50HZ 400VD/690VY * 3 AC 60HZ 460VD IM B 3, 3 PTC thermistor for tripping (2 terminals) TERMINAL BOX AT TOP | 8318 | TEM | 1 | LD | 740 | 1
1LE15013AB022AB4 | SIMOTICS SD MOTOR TYPE: 1CV2310B LOW-VOLTAGE MOTOR, IEC SQUIRREL-CAGE,SELF-VENTIL.,IP55 TEMP. CL. 155(F) ACC.TO 130(B) CAST-IRON HOUSING BASIC LINE HIGH EFFICIENCY IE2, IN EEA: CONSIDER EFFIC. GRADE ACC. TO CURR. VALID REGULATION! 4POLE * FS315S * 110KW (50HZ) 127KW (60HZ) 3 AC 50HZ 230VD/400VY * 3 AC 60HZ 460VY IM B 3, 3 PTC thermistor for tripping (2 terminals) TERMINAL BOX AT TOP | 8318 | TEM | 1 | LD | 740 | 1
1LE15013AB034AA4 | SIMOTICS SD MOTOR TYPE: 1CV2310B LOW-VOLTAGE MOTOR, IEC SQUIRREL-CAGE,SELF-VENTIL.,IP55 TEMP. CL. 155(F) ACC.TO 130(B) CAST-IRON HOUSING BASIC LINE HIGH EFFICIENCY IE2, IN EEA: CONSIDER EFFIC. GRADE ACC. TO CURR. VALID REGULATION! 4POLE * FS315S * 110KW (50HZ) 127KW (60HZ) 3 AC 50HZ 400VD/690VY * 3 AC 60HZ 460VD IM B 3, without motor protection TERMINAL BOX AT TOP | 8161 | TEM | 1 | LD | 740 | 1
1LE15013AB022AA4 | SIMOTICS SD MOTOR TYPE: 1CV2310B LOW-VOLTAGE MOTOR, IEC SQUIRREL-CAGE,SELF-VENTIL.,IP55 TEMP. CL. 155(F) ACC.TO 130(B) CAST-IRON HOUSING BASIC LINE HIGH EFFICIENCY IE2, IN EEA: CONSIDER EFFIC. GRADE ACC. TO CURR. VALID REGULATION! 4POLE * FS315S * 110KW (50HZ) 127KW (60HZ) 3 AC 50HZ 230VD/400VY * 3 AC 60HZ 460VY IM B 3, without motor protection TERMINAL BOX AT TOP | 8161 | TEM | 1 | LD | 740 | 1
1LE15013AB234AB4 | SIMOTICS SD MOTOR TYPE: 1CV2312B LOW-VOLTAGE MOTOR, IEC SQUIRREL-CAGE,SELF-VENTIL.,IP55 TEMP. CL. 155(F) ACC.TO 130(B) CAST-IRON HOUSING BASIC LINE HIGH EFFICIENCY IE2, IN EEA: CONSIDER EFFIC. GRADE ACC. TO CURR. VALID REGULATION! 4POLE * FS315M * 132KW (50HZ) 152KW (60HZ) 3 AC 50HZ 400VD/690VY * 3 AC 60HZ 460VD IM B 3, 3 PTC thermistor for tripping (2 terminals) TERMINAL BOX AT TOP | 9820 | TEM | 1 | LD | 870 | 1
1LE15013AB222AB4 | SIMOTICS SD MOTOR TYPE: 1CV2312B LOW-VOLTAGE MOTOR, IEC SQUIRREL-CAGE,SELF-VENTIL.,IP55 TEMP. CL. 155(F) ACC.TO 130(B) CAST-IRON HOUSING BASIC LINE HIGH EFFICIENCY IE2, IN EEA: CONSIDER EFFIC. GRADE ACC. TO CURR. VALID REGULATION! 4POLE * FS315M * 132KW (50HZ) 152KW (60HZ) 3 AC 50HZ 230VD/400VY * 3 AC 60HZ 460VY IM B 3, 3 PTC thermistor for tripping (2 terminals) TERMINAL BOX AT TOP | 9820 | TEM | 1 | LD | 870 | 1
1LE15013AB234AA4 | SIMOTICS SD MOTOR TYPE: 1CV2312B LOW-VOLTAGE MOTOR, IEC SQUIRREL-CAGE,SELF-VENTIL.,IP55 TEMP. CL. 155(F) ACC.TO 130(B) CAST-IRON HOUSING BASIC LINE HIGH EFFICIENCY IE2, IN EEA: CONSIDER EFFIC. GRADE ACC. TO CURR. VALID REGULATION! 4POLE * FS315M * 132KW (50HZ) 152KW (60HZ) 3 AC 50HZ 400VD/690VY * 3 AC 60HZ 460VD IM B 3, without motor protection TERMINAL BOX AT TOP | 9663 | TEM | 1 | LD | 870 | 1
1LE15013AB222AA4 | SIMOTICS SD MOTOR TYPE: 1CV2312B LOW-VOLTAGE MOTOR, IEC SQUIRREL-CAGE,SELF-VENTIL.,IP55 TEMP. CL. 155(F) ACC.TO 130(B) CAST-IRON HOUSING BASIC LINE HIGH EFFICIENCY IE2, IN EEA: CONSIDER EFFIC. GRADE ACC. TO CURR. VALID REGULATION! 4POLE * FS315M * 132KW (50HZ) 152KW (60HZ) 3 AC 50HZ 230VD/400VY * 3 AC 60HZ 460VY IM B 3, without motor protection TERMINAL BOX AT TOP | 9663 | TEM | 1 | LD | 870 | 1
1LE15013AB434AB4 | SIMOTICS SD MOTOR TYPE: 1CV2314B LOW-VOLTAGE MOTOR, IEC SQUIRREL-CAGE,SELF-VENTIL.,IP55 TEMP. CL. 155(F) ACC.TO 130(B) CAST-IRON HOUSING BASIC LINE HIGH EFFICIENCY IE2, IN EEA: CONSIDER EFFIC. GRADE ACC. TO CURR. VALID REGULATION! 4POLE * FS315L * 160KW (50HZ) 184KW (60HZ) 3 AC 50HZ 400VD/690VY * 3 AC 60HZ 460VD IM B 3, 3 PTC thermistor for tripping (2 terminals) TERMINAL BOX AT TOP | 11809 | TEM | 1 | LD | 940 | 1
1LE15013AB422AB4 | SIMOTICS SD MOTOR TYPE: 1CV2314B LOW-VOLTAGE MOTOR, IEC SQUIRREL-CAGE,SELF-VENTIL.,IP55 TEMP. CL. 155(F) ACC.TO 130(B) CAST-IRON HOUSING BASIC LINE HIGH EFFICIENCY IE2, IN EEA: CONSIDER EFFIC. GRADE ACC. TO CURR. VALID REGULATION! 4POLE * FS315L * 160KW (50HZ) 184KW (60HZ) 3 AC 50HZ 230VD/400VY * 3 AC 60HZ 460VY IM B 3, 3 PTC thermistor for tripping (2 terminals) TERMINAL BOX AT TOP | 11809 | TEM | 1 | LD | 940 | 1
1LE15013AB434AA4 | SIMOTICS SD MOTOR TYPE: 1CV2314B LOW-VOLTAGE MOTOR, IEC SQUIRREL-CAGE,SELF-VENTIL.,IP55 TEMP. CL. 155(F) ACC.TO 130(B) CAST-IRON HOUSING BASIC LINE HIGH EFFICIENCY IE2, IN EEA: CONSIDER EFFIC. GRADE ACC. TO CURR. VALID REGULATION! 4POLE * FS315L * 160KW (50HZ) 184KW (60HZ) 3 AC 50HZ 400VD/690VY * 3 AC 60HZ 460VD IM B 3, without motor protection TERMINAL BOX AT TOP | 11653 | TEM | 1 | LD | 940 | 1
1LE15013AB422AA4 | SIMOTICS SD MOTOR TYPE: 1CV2314B LOW-VOLTAGE MOTOR, IEC SQUIRREL-CAGE,SELF-VENTIL.,IP55 TEMP. CL. 155(F) ACC.TO 130(B) CAST-IRON HOUSING BASIC LINE HIGH EFFICIENCY IE2, IN EEA: CONSIDER EFFIC. GRADE ACC. TO CURR. VALID REGULATION! 4POLE * FS315L * 160KW (50HZ) 184KW (60HZ) 3 AC 50HZ 230VD/400VY * 3 AC 60HZ 460VY IM B 3, without motor protection TERMINAL BOX AT TOP | 11653 | TEM | 1 | LD | 940 | 1
1LE15013AB534AB4 | SIMOTICS SD MOTOR TYPE: 1CV2315B LOW-VOLTAGE MOTOR, IEC SQUIRREL-CAGE,SELF-VENTIL.,IP55 TEMP. CL. 155(F) ACC.TO 130(B) CAST-IRON HOUSING BASIC LINE HIGH EFFICIENCY IE2, IN EEA: CONSIDER EFFIC. GRADE ACC. TO CURR. VALID REGULATION! 4POLE * FS315L * 200KW (50HZ) 230KW (60HZ) 3 AC 50HZ 400VD/690VY * 3 AC 60HZ 460VD IM B 3, 3 PTC thermistor for tripping (2 terminals) TERMINAL BOX AT TOP | 14733 | TEM | 1 | LD | 1140 | 1
1LE15013AB522AB4 | SIMOTICS SD MOTOR TYPE: 1CV2315B LOW-VOLTAGE MOTOR, IEC SQUIRREL-CAGE,SELF-VENTIL.,IP55 TEMP. CL. 155(F) ACC.TO 130(B) CAST-IRON HOUSING BASIC LINE HIGH EFFICIENCY IE2, IN EEA: CONSIDER EFFIC. GRADE ACC. TO CURR. VALID REGULATION! 4POLE * FS315L * 200KW (50HZ) 230KW (60HZ) 3 AC 50HZ 230VD/400VY * 3 AC 60HZ 460VY IM B 3, 3 PTC thermistor for tripping (2 terminals) TERMINAL BOX AT TOP | 14733 | TEM | 1 | LD | 1140 | 1
1LE15013AB534AA4 | SIMOTICS SD MOTOR TYPE: 1CV2315B LOW-VOLTAGE MOTOR, IEC SQUIRREL-CAGE,SELF-VENTIL.,IP55 TEMP. CL. 155(F) ACC.TO 130(B) CAST-IRON HOUSING BASIC LINE HIGH EFFICIENCY IE2, IN EEA: CONSIDER EFFIC. GRADE ACC. TO CURR. VALID REGULATION! 4POLE * FS315L * 200KW (50HZ) 230KW (60HZ) 3 AC 50HZ 400VD/690VY * 3 AC 60HZ 460VD IM B 3, without motor protection TERMINAL BOX AT TOP | 14576 | TEM | 1 | LD | 1140 | 1
1LE15013AB522AA4 | SIMOTICS SD MOTOR TYPE: 1CV2315B LOW-VOLTAGE MOTOR, IEC SQUIRREL-CAGE,SELF-VENTIL.,IP55 TEMP. CL. 155(F) ACC.TO 130(B) CAST-IRON HOUSING BASIC LINE HIGH EFFICIENCY IE2, IN EEA: CONSIDER EFFIC. GRADE ACC. TO CURR. VALID REGULATION! 4POLE * FS315L * 200KW (50HZ) 230KW (60HZ) 3 AC 50HZ 230VD/400VY * 3 AC 60HZ 460VY IM B 3, without motor protection TERMINAL BOX AT TOP | 14576 | TEM | 1 | LD | 1140 | 1
1LE10010EC022AB4 | SIMOTICS GP MOTOR TYPE: 1AV2090C LOW-VOLTAGE MOTOR, IEC SQUIRREL-CAGE,SELF-VENTIL.,IP55 TEMP. CL. 155(F) ACC.TO 130(B) ALUMINIUM HOUSING HIGH EFFICIENCY IE2, IN EEA: CONSIDER EFFIC. GRADE ACC. TO CURR. VALID REGULATION! (01.01.2017) 6POLE * FS90S * 0.75KW (50HZ) 0.86KW (60HZ) 3 AC 50HZ 230VD/400VY * 3 AC 60HZ 460VY IM B 3, 1 PTC thermistor for tripping (2 terminals) TERMINAL BOX AT TOP | 250 | TEM | 1 | LD | 13.001 | 1
1LE10010EC034AB4 | SIMOTICS GP MOTOR TYPE: 1AV2090C LOW-VOLTAGE MOTOR, IEC SQUIRREL-CAGE,SELF-VENTIL.,IP55 TEMP. CL. 155(F) ACC.TO 130(B) ALUMINIUM HOUSING HIGH EFFICIENCY IE2, IN EEA: CONSIDER EFFIC. GRADE ACC. TO CURR. VALID REGULATION! (01.01.2017) 6POLE * FS90S * 0.75KW (50HZ) 0.86KW (60HZ) 3 AC 50HZ 400VD/690VY * 3 AC 60HZ 460VD IM B 3, 1 PTC thermistor for tripping (2 terminals) TERMINAL BOX AT TOP | 250 | TEM | 1 | LD | 13.001 | 1
1LE10010EC022AA4 | SIMOTICS GP MOTOR TYPE: 1AV2090C LOW-VOLTAGE MOTOR, IEC SQUIRREL-CAGE,SELF-VENTIL.,IP55 TEMP. CL. 155(F) ACC.TO 130(B) ALUMINIUM HOUSING HIGH EFFICIENCY IE2, IN EEA: CONSIDER EFFIC. GRADE ACC. TO CURR. VALID REGULATION! (01.01.2017) 6POLE * FS90S * 0.75KW (50HZ) 0.86KW (60HZ) 3 AC 50HZ 230VD/400VY * 3 AC 60HZ 460VY IM B 3, without motor protection TERMINAL BOX AT TOP | 233 | TEM | 1 | LD | 13 | 1
1LE10010EC034AA4 | SIMOTICS GP MOTOR TYPE: 1AV2090C LOW-VOLTAGE MOTOR, IEC SQUIRREL-CAGE,SELF-VENTIL.,IP55 TEMP. CL. 155(F) ACC.TO 130(B) ALUMINIUM HOUSING HIGH EFFICIENCY IE2, IN EEA: CONSIDER EFFIC. GRADE ACC. TO CURR. VALID REGULATION! (01.01.2017) 6POLE * FS90S * 0.75KW (50HZ) 0.86KW (60HZ) 3 AC 50HZ 400VD/690VY * 3 AC 60HZ 460VD IM B 3, without motor protection TERMINAL BOX AT TOP | 233 | TEM | 1 | LD | 13 | 1
1LE10010EC422AB4 | SIMOTICS GP MOTOR TYPE: 1AV2094C LOW-VOLTAGE MOTOR, IEC SQUIRREL-CAGE,SELF-VENTIL.,IP55 TEMP. CL. 155(F) ACC.TO 130(B) ALUMINIUM HOUSING HIGH EFFICIENCY IE2, IN EEA: CONSIDER EFFIC. GRADE ACC. TO CURR. VALID REGULATION! (01.01.2017) 60HZ, P60: IE1 6POLE * FS90L * 1.10KW (50HZ) 1.27KW (60HZ) 3 AC 50HZ 230VD/400VY * 3 AC 60HZ 460VY IM B 3, 1 PTC thermistor for tripping (2 terminals) TERMINAL BOX AT TOP | 305 | TEM | 1 | LD | 16.001 | 1
1LE10010EC434AB4 | SIMOTICS GP MOTOR TYPE: 1AV2094C LOW-VOLTAGE MOTOR, IEC SQUIRREL-CAGE,SELF-VENTIL.,IP55 TEMP. CL. 155(F) ACC.TO 130(B) ALUMINIUM HOUSING HIGH EFFICIENCY IE2, IN EEA: CONSIDER EFFIC. GRADE ACC. TO CURR. VALID REGULATION! (01.01.2017) 60HZ, P60: IE1 6POLE * FS90L * 1.10KW (50HZ) 1.27KW (60HZ) 3 AC 50HZ 400VD/690VY * 3 AC 60HZ 460VD IM B 3, 1 PTC thermistor for tripping (2 terminals) TERMINAL BOX AT TOP | 305 | TEM | 1 | LD | 16.001 | 1
1LE10010EC422AA4 | SIMOTICS GP MOTOR TYPE: 1AV2094C LOW-VOLTAGE MOTOR, IEC SQUIRREL-CAGE,SELF-VENTIL.,IP55 TEMP. CL. 155(F) ACC.TO 130(B) ALUMINIUM HOUSING HIGH EFFICIENCY IE2, IN EEA: CONSIDER EFFIC. GRADE ACC. TO CURR. VALID REGULATION! (01.01.2017) 60HZ, P60: IE1 6POLE * FS90L * 1.10KW (50HZ) 1.27KW (60HZ) 3 AC 50HZ 230VD/400VY * 3 AC 60HZ 460VY IM B 3, without motor protection TERMINAL BOX AT TOP | 288 | TEM | 1 | LD | 16 | 1
1LE10010EC434AA4 | SIMOTICS GP MOTOR TYPE: 1AV2094C LOW-VOLTAGE MOTOR, IEC SQUIRREL-CAGE,SELF-VENTIL.,IP55 TEMP. CL. 155(F) ACC.TO 130(B) ALUMINIUM HOUSING HIGH EFFICIENCY IE2, IN EEA: CONSIDER EFFIC. GRADE ACC. TO CURR. VALID REGULATION! (01.01.2017) 60HZ, P60: IE1 6POLE * FS90L * 1.10KW (50HZ) 1.27KW (60HZ) 3 AC 50HZ 400VD/690VY * 3 AC 60HZ 460VD IM B 3, without motor protection TERMINAL BOX AT TOP | 288 | TEM | 1 | LD | 16 | 1
1LE10011AC422AB4 | SIMOTICS GP MOTOR TYPE: 1AV2104C LOW-VOLTAGE MOTOR, IEC SQUIRREL-CAGE,SELF-VENTIL.,IP55 TEMP. CL. 155(F) ACC.TO 130(B) ALUMINIUM HOUSING HIGH EFFICIENCY IE2, IN EEA: CONSIDER EFFIC. GRADE ACC. TO CURR. VALID REGULATION! (01.01.2017) 6POLE * FS100L * 1.5KW (50HZ) 1.75KW (60HZ) 3 AC 50HZ 230VD/400VY * 3 AC 60HZ 460VY IM B 3, 3 PTC thermistor for tripping (2 terminals) TERMINAL BOX AT TOP | 387 | TEM | 1 | LD | 25 | 1
1LE10011AC434AB4 | SIMOTICS GP MOTOR TYPE: 1AV2104C LOW-VOLTAGE MOTOR, IEC SQUIRREL-CAGE,SELF-VENTIL.,IP55 TEMP. CL. 155(F) ACC.TO 130(B) ALUMINIUM HOUSING HIGH EFFICIENCY IE2, IN EEA: CONSIDER EFFIC. GRADE ACC. TO CURR. VALID REGULATION! (01.01.2017) 6POLE * FS100L * 1.5KW (50HZ) 1.75KW (60HZ) 3 AC 50HZ 400VD/690VY * 3 AC 60HZ 460VD IM B 3, 3 PTC thermistor for tripping (2 terminals) TERMINAL BOX AT TOP | 387 | TEM | 1 | LD | 25 | 1
1LE10011AC422AA4 | SIMOTICS GP MOTOR TYPE: 1AV2104C LOW-VOLTAGE MOTOR, IEC SQUIRREL-CAGE,SELF-VENTIL.,IP55 TEMP. CL. 155(F) ACC.TO 130(B) ALUMINIUM HOUSING HIGH EFFICIENCY IE2, IN EEA: CONSIDER EFFIC. GRADE ACC. TO CURR. VALID REGULATION! (01.01.2017) 6POLE * FS100L * 1.5KW (50HZ) 1.75KW (60HZ) 3 AC 50HZ 230VD/400VY * 3 AC 60HZ 460VY IM B 3, without motor protection TERMINAL BOX AT TOP | 341 | TEM | 1 | LD | 25 | 1
1LE10011AC434AA4 | SIMOTICS GP MOTOR TYPE: 1AV2104C LOW-VOLTAGE MOTOR, IEC SQUIRREL-CAGE,SELF-VENTIL.,IP55 TEMP. CL. 155(F) ACC.TO 130(B) ALUMINIUM HOUSING HIGH EFFICIENCY IE2, IN EEA: CONSIDER EFFIC. GRADE ACC. TO CURR. VALID REGULATION! (01.01.2017) 6POLE * FS100L * 1.5KW (50HZ) 1.75KW (60HZ) 3 AC 50HZ 400VD/690VY * 3 AC 60HZ 460VD IM B 3, without motor protection TERMINAL BOX AT TOP TERMINAL BOX AT TOP | 341 | TEM | 1 | LD | 25 | 1
1LE10011BC222AB4 | SIMOTICS GP MOTOR TYPE: 1AV2112C LOW-VOLTAGE MOTOR, IEC SQUIRREL-CAGE,SELF-VENTIL.,IP55 TEMP. CL. 155(F) ACC.TO 130(B) ALUMINIUM HOUSING HIGH EFFICIENCY IE2, IN EEA: CONSIDER EFFIC. GRADE ACC. TO CURR. VALID REGULATION! (01.01.2017) 6POLE * FS112M * 2.2KW (50HZ) 2.55KW (60HZ) 3 AC 50HZ 230VD/400VY * 3 AC 60HZ 460VY IM B 3, 3 PTC thermistor for tripping (2 terminals) TERMINAL BOX AT TOP | 477 | TEM | 1 | LD | 29 | 1
1LE10011BC234AB4 | SIMOTICS GP MOTOR TYPE: 1AV2112C LOW-VOLTAGE MOTOR, IEC SQUIRREL-CAGE,SELF-VENTIL.,IP55 TEMP. CL. 155(F) ACC.TO 130(B) ALUMINIUM HOUSING HIGH EFFICIENCY IE2, IN EEA: CONSIDER EFFIC. GRADE ACC. TO CURR. VALID REGULATION! (01.01.2017) 6POLE * FS112M * 2.2KW (50HZ) 2.55KW (60HZ) 3 AC 50HZ 400VD/690VY * 3 AC 60HZ 460VD IM B 3, 3 PTC thermistor for tripping (2 terminals) TERMINAL BOX AT TOP | 477 | TEM | 1 | LD | 29 | 1
1LE10011BC222AA4 | SIMOTICS GP MOTOR TYPE: 1AV2112C LOW-VOLTAGE MOTOR, IEC SQUIRREL-CAGE,SELF-VENTIL.,IP55 TEMP. CL. 155(F) ACC.TO 130(B) ALUMINIUM HOUSING HIGH EFFICIENCY IE2, IN EEA: CONSIDER EFFIC. GRADE ACC. TO CURR. VALID REGULATION! (01.01.2017) 6POLE * FS112M * 2.2KW (50HZ) 2.55KW (60HZ) 3 AC 50HZ 230VD/400VY * 3 AC 60HZ 460VY IM B 3, without motor protection TERMINAL BOX AT TOP | 431 | TEM | 1 | LD | 29 | 1
1LE10011BC234AA4 | SIMOTICS GP MOTOR TYPE: 1AV2112C LOW-VOLTAGE MOTOR, IEC SQUIRREL-CAGE,SELF-VENTIL.,IP55 TEMP. CL. 155(F) ACC.TO 130(B) ALUMINIUM HOUSING HIGH EFFICIENCY IE2, IN EEA: CONSIDER EFFIC. GRADE ACC. TO CURR. VALID REGULATION! (01.01.2017) 6POLE * FS112M * 2.2KW (50HZ) 2.55KW (60HZ) 3 AC 50HZ 400VD/690VY * 3 AC 60HZ 460VD IM B 3, without motor protection TERMINAL BOX AT TOP TERMINAL BOX AT TOP | 431 | TEM | 1 | LD | 29 | 1
1LE10011CC034AB4 | SIMOTICS GP MOTOR TYPE: 1AV2130C LOW-VOLTAGE MOTOR, IEC SQUIRREL-CAGE,SELF-VENTIL.,IP55 TEMP. CL. 155(F) ACC.TO 130(B) ALUMINIUM HOUSING HIGH EFFICIENCY IE2, IN EEA: CONSIDER EFFIC. GRADE ACC. TO CURR. VALID REGULATION! (01.01.2017) 6POLE * FS132S * 3KW (50HZ) 3.45KW (60HZ) 3 AC 50HZ 400VD/690VY * 3 AC 60HZ 460VD IM B 3, 3 PTC thermistor for tripping (2 terminals) TERMINAL BOX AT TOP | 610 | TEM | 1 | LD | 38 | 1
1LE10011CC023AB4 | SIMOTICS GP MOTOR TYPE: 1AV2130C LOW-VOLTAGE MOTOR, IEC SQUIRREL-CAGE,SELF-VENTIL.,IP55 TEMP. CL. 155(F) ACC.TO 130(B) ALUMINIUM HOUSING HIGH EFFICIENCY IE2, IN EEA: CONSIDER EFFIC. GRADE ACC. TO CURR. VALID REGULATION! (01.01.2017) 6POLE * FS132S * 3KW (50HZ) 3.45KW (60HZ) 3 AC 50HZ 240VD/415VY * 3 AC 60HZ 480VY IM B 3, 3 PTC thermistor for tripping (2 terminals) TERMINAL BOX AT TOP | 642 | TEM | 1 | LD | 38 | 1
1LE10011CC034AA4 | SIMOTICS GP MOTOR TYPE: 1AV2130C LOW-VOLTAGE MOTOR, IEC SQUIRREL-CAGE,SELF-VENTIL.,IP55 TEMP. CL. 155(F) ACC.TO 130(B) ALUMINIUM HOUSING HIGH EFFICIENCY IE2, IN EEA: CONSIDER EFFIC. GRADE ACC. TO CURR. VALID REGULATION! (01.01.2017) 6POLE * FS132S * 3KW (50HZ) 3.45KW (60HZ) 3 AC 50HZ 400VD/690VY * 3 AC 60HZ 460VD IM B 3, without motor protection TERMINAL BOX AT TOP | 540 | TEM | 1 | LD | 38 | 1
1LE10011CC023AA4 | SIMOTICS GP MOTOR TYPE: 1AV2130C LOW-VOLTAGE MOTOR, IEC SQUIRREL-CAGE,SELF-VENTIL.,IP55 TEMP. CL. 155(F) ACC.TO 130(B) ALUMINIUM HOUSING HIGH EFFICIENCY IE2, IN EEA: CONSIDER EFFIC. GRADE ACC. TO CURR. VALID REGULATION! (01.01.2017) 6POLE * FS132S * 3KW (50HZ) 3.45KW (60HZ) 3 AC 50HZ 240VD/415VY * 3 AC 60HZ 480VY IM B 3, without motor protection TERMINAL BOX AT TOP | 573 | TEM | 1 | LD | 38 | 1
1LE10011CC234AB4 | SIMOTICS GP MOTOR TYPE: 1AV2132C LOW-VOLTAGE MOTOR, IEC SQUIRREL-CAGE,SELF-VENTIL.,IP55 TEMP. CL. 155(F) ACC.TO 130(B) ALUMINIUM HOUSING HIGH EFFICIENCY IE2, IN EEA: CONSIDER EFFIC. GRADE ACC. TO CURR. VALID REGULATION! (01.01.2017) 6POLE * FS132M * 4KW (50HZ) 4.6KW (60HZ) 3 AC 50HZ 400VD/690VY * 3 AC 60HZ 460VD IM B 3, 3 PTC thermistor for tripping (2 terminals) TERMINAL BOX AT TOP | 736 | TEM | 1 | LD | 43 | 1
1LE10011CC222AB4 | SIMOTICS GP MOTOR TYPE: 1AV2132C LOW-VOLTAGE MOTOR, IEC SQUIRREL-CAGE,SELF-VENTIL.,IP55 TEMP. CL. 155(F) ACC.TO 130(B) ALUMINIUM HOUSING HIGH EFFICIENCY IE2, IN EEA: CONSIDER EFFIC. GRADE ACC. TO CURR. VALID REGULATION! (01.01.2017) 6POLE * FS132M * 4KW (50HZ) 4.6KW (60HZ) 3 AC 50HZ 230VD/400VY * 3 AC 60HZ 460VY IM B 3, 3 PTC thermistor for tripping (2 terminals) TERMINAL BOX AT TOP | 736 | TEM | 1 | LD | 43 | 1
1LE10011CC234AA4 | SIMOTICS GP MOTOR TYPE: 1AV2132C LOW-VOLTAGE MOTOR, IEC SQUIRREL-CAGE,SELF-VENTIL.,IP55 TEMP. CL. 155(F) ACC.TO 130(B) ALUMINIUM HOUSING HIGH EFFICIENCY IE2, IN EEA: CONSIDER EFFIC. GRADE ACC. TO CURR. VALID REGULATION! (01.01.2017) 6POLE * FS132M * 4KW (50HZ) 4.6KW (60HZ) 3 AC 50HZ 400VD/690VY * 3 AC 60HZ 460VD IM B 3, without motor protection TERMINAL BOX AT TOP | 666 | TEM | 1 | LD | 43 | 1
1LE10011CC222AA4 | SIMOTICS GP MOTOR TYPE: 1AV2132C LOW-VOLTAGE MOTOR, IEC SQUIRREL-CAGE,SELF-VENTIL.,IP55 TEMP. CL. 155(F) ACC.TO 130(B) ALUMINIUM HOUSING HIGH EFFICIENCY IE2, IN EEA: CONSIDER EFFIC. GRADE ACC. TO CURR. VALID REGULATION! (01.01.2017) 6POLE * FS132M * 4KW (50HZ) 4.6KW (60HZ) 3 AC 50HZ 230VD/400VY * 3 AC 60HZ 460VY IM B 3, without motor protection TERMINAL BOX AT TOP | 666 | TEM | 1 | LD | 43 | 1
1LE10011CC334AB4 | SIMOTICS GP MOTOR TYPE: 1AV2133C LOW-VOLTAGE MOTOR, IEC SQUIRREL-CAGE,SELF-VENTIL.,IP55 TEMP. CL. 155(F) ACC.TO 130(B) ALUMINIUM HOUSING HIGH EFFICIENCY IE2, IN EEA: CONSIDER EFFIC. GRADE ACC. TO CURR. VALID REGULATION! (01.01.2017) 6POLE * FS132M * 5.5KW (50HZ) 6.3KW (60HZ) 3 AC 50HZ 400VD/690VY * 3 AC 60HZ 460VD IM B 3, 3 PTC thermistor for tripping (2 terminals) TERMINAL BOX AT TOP | 910 | TEM | 1 | LD | 52 | 1
1LE10011CC322AB4 | SIMOTICS GP MOTOR TYPE: 1AV2133C LOW-VOLTAGE MOTOR, IEC SQUIRREL-CAGE,SELF-VENTIL.,IP55 TEMP. CL. 155(F) ACC.TO 130(B) ALUMINIUM HOUSING HIGH EFFICIENCY IE2, IN EEA: CONSIDER EFFIC. GRADE ACC. TO CURR. VALID REGULATION! (01.01.2017) 6POLE * FS132M * 5.5KW (50HZ) 6.3KW (60HZ) 3 AC 50HZ 230VD/400VY * 3 AC 60HZ 460VY IM B 3, 3 PTC thermistor for tripping (2 terminals) TERMINAL BOX AT TOP | 910 | TEM | 1 | LD | 52 | 1
1LE10011CC334AA4 | SIMOTICS GP MOTOR TYPE: 1AV2133C LOW-VOLTAGE MOTOR, IEC SQUIRREL-CAGE,SELF-VENTIL.,IP55 TEMP. CL. 155(F) ACC.TO 130(B) ALUMINIUM HOUSING HIGH EFFICIENCY IE2, IN EEA: CONSIDER EFFIC. GRADE ACC. TO CURR. VALID REGULATION! (01.01.2017) 6POLE * FS132M * 5.5KW (50HZ) 6.3KW (60HZ) 3 AC 50HZ 400VD/690VY * 3 AC 60HZ 460VD IM B 3, without motor protection TERMINAL BOX AT TOP | 841 | TEM | 1 | LD | 52 | 1
1LE10011CC322AA4 | SIMOTICS GP MOTOR TYPE: 1AV2133C LOW-VOLTAGE MOTOR, IEC SQUIRREL-CAGE,SELF-VENTIL.,IP55 TEMP. CL. 155(F) ACC.TO 130(B) ALUMINIUM HOUSING HIGH EFFICIENCY IE2, IN EEA: CONSIDER EFFIC. GRADE ACC. TO CURR. VALID REGULATION! (01.01.2017) 6POLE * FS132M * 5.5KW (50HZ) 6.3KW (60HZ) 3 AC 50HZ 230VD/400VY * 3 AC 60HZ 460VY IM B 3, without motor protection TERMINAL BOX AT TOP | 841 | TEM | 1 | LD | 52 | 1
1LE10011DC234AB4 | SIMOTICS GP MOTOR TYPE: 1AV2162C LOW-VOLTAGE MOTOR, IEC SQUIRREL-CAGE,SELF-VENTIL.,IP55 TEMP. CL. 155(F) ACC.TO 130(B) ALUMINIUM HOUSING HIGH EFFICIENCY IE2, IN EEA: CONSIDER EFFIC. GRADE ACC. TO CURR. VALID REGULATION! 6POLE * FS160M * 7.5KW (50HZ) 8.6KW (60HZ) 3 AC 50HZ 400VD/690VY * 3 AC 60HZ 460VD IM B 3, 3 PTC thermistor for tripping (2 terminals) TERMINAL BOX AT TOP | 1134 | TEM | 1 | LD | 77 | 1
1LE10011DC222AB4 | SIMOTICS GP MOTOR TYPE: 1AV2162C LOW-VOLTAGE MOTOR, IEC SQUIRREL-CAGE,SELF-VENTIL.,IP55 TEMP. CL. 155(F) ACC.TO 130(B) ALUMINIUM HOUSING HIGH EFFICIENCY IE2, IN EEA: CONSIDER EFFIC. GRADE ACC. TO CURR. VALID REGULATION! 6POLE * FS160M * 7.5KW (50HZ) 8.6KW (60HZ) 3 AC 50HZ 230VD/400VY * 3 AC 60HZ 460VY IM B 3, 3 PTC thermistor for tripping (2 terminals) TERMINAL BOX AT TOP | 1134 | TEM | 1 | LD | 77 | 1
1LE10011DC234AA4 | SIMOTICS GP MOTOR TYPE: 1AV2162C LOW-VOLTAGE MOTOR, IEC SQUIRREL-CAGE,SELF-VENTIL.,IP55 TEMP. CL. 155(F) ACC.TO 130(B) ALUMINIUM HOUSING HIGH EFFICIENCY IE2, IN EEA: CONSIDER EFFIC. GRADE ACC. TO CURR. VALID REGULATION! 6POLE * FS160M * 7.5KW (50HZ) 8.6KW (60HZ) 3 AC 50HZ 400VD/690VY * 3 AC 60HZ 460VD IM B 3, without motor protection TERMINAL BOX AT TOP | 1064 | TEM | 1 | LD | 77 | 1
1LE10011DC222AA4 | SIMOTICS GP MOTOR TYPE: 1AV2162C LOW-VOLTAGE MOTOR, IEC SQUIRREL-CAGE,SELF-VENTIL.,IP55 TEMP. CL. 155(F) ACC.TO 130(B) ALUMINIUM HOUSING HIGH EFFICIENCY IE2, IN EEA: CONSIDER EFFIC. GRADE ACC. TO CURR. VALID REGULATION! 6POLE * FS160M * 7.5KW (50HZ) 8.6KW (60HZ) 3 AC 50HZ 230VD/400VY * 3 AC 60HZ 460VY IM B 3, without motor protection TERMINAL BOX AT TOP | 1064 | TEM | 1 | LD | 77 | 1
1LE10011DC434AB4 | SIMOTICS GP MOTOR TYPE: 1AV2164C LOW-VOLTAGE MOTOR, IEC SQUIRREL-CAGE,SELF-VENTIL.,IP55 TEMP. CL. 155(F) ACC.TO 130(B) ALUMINIUM HOUSING HIGH EFFICIENCY IE2, IN EEA: CONSIDER EFFIC. GRADE ACC. TO CURR. VALID REGULATION! 6POLE * FS160L * 11KW (50HZ) 12.6KW (60HZ) 3 AC 50HZ 400VD/690VY * 3 AC 60HZ 460VD IM B 3, 3 PTC thermistor for tripping (2 terminals) TERMINAL BOX AT TOP | 1536 | TEM | 1 | LD | 93 | 1
1LE10011DC422AB4 | SIMOTICS GP MOTOR TYPE: 1AV2164C LOW-VOLTAGE MOTOR, IEC SQUIRREL-CAGE,SELF-VENTIL.,IP55 TEMP. CL. 155(F) ACC.TO 130(B) ALUMINIUM HOUSING HIGH EFFICIENCY IE2, IN EEA: CONSIDER EFFIC. GRADE ACC. TO CURR. VALID REGULATION! 6POLE * FS160L * 11KW (50HZ) 12.6KW (60HZ) 3 AC 50HZ 230VD/400VY * 3 AC 60HZ 460VY IM B 3, 3 PTC thermistor for tripping (2 terminals) TERMINAL BOX AT TOP | 1536 | TEM | 1 | LD | 93 | 1
1LE10011DC434AA4 | SIMOTICS GP MOTOR TYPE: 1AV2164C LOW-VOLTAGE MOTOR, IEC SQUIRREL-CAGE,SELF-VENTIL.,IP55 TEMP. CL. 155(F) ACC.TO 130(B) ALUMINIUM HOUSING HIGH EFFICIENCY IE2, IN EEA: CONSIDER EFFIC. GRADE ACC. TO CURR. VALID REGULATION! 6POLE * FS160L * 11KW (50HZ) 12.6KW (60HZ) 3 AC 50HZ 400VD/690VY * 3 AC 60HZ 460VD IM B 3, without motor protection TERMINAL BOX AT TOP | 1466 | TEM | 1 | LD | 93 | 1
1LE10011DC422AA4 | SIMOTICS GP MOTOR TYPE: 1AV2164C LOW-VOLTAGE MOTOR, IEC SQUIRREL-CAGE,SELF-VENTIL.,IP55 TEMP. CL. 155(F) ACC.TO 130(B) ALUMINIUM HOUSING HIGH EFFICIENCY IE2, IN EEA: CONSIDER EFFIC. GRADE ACC. TO CURR. VALID REGULATION! 6POLE * FS160L * 11KW (50HZ) 12.6KW (60HZ) 3 AC 50HZ 230VD/400VY * 3 AC 60HZ 460VY IM B 3, without motor protection TERMINAL BOX AT TOP | 1466 | TEM | 1 | LD | 93 | 1
1LE15011EC434AB4 | SIMOTICS SD MOTOR TYPE: 1CV2184C LOW-VOLTAGE MOTOR, IEC SQUIRREL-CAGE,SELF-VENTIL.,IP55 TEMP. CL. 155(F) ACC.TO 130(B) CAST-IRON HOUSING BASIC LINE HIGH EFFICIENCY IE2, IN EEA: CONSIDER EFFIC. GRADE ACC. TO CURR. VALID REGULATION! 6POLE * FS180L * 15KW (50HZ) 18KW (60HZ) 3 AC 50HZ 400VD/690VY * 3 AC 60HZ 460VD IM B 3, 3 PTC thermistor for tripping (2 terminals) TERMINAL BOX AT TOP | 2054 | TEM | 1 | LD | 155 | 1
1LE15011EC422AB4 | SIMOTICS SD MOTOR TYPE: 1CV2184C LOW-VOLTAGE MOTOR, IEC SQUIRREL-CAGE,SELF-VENTIL.,IP55 TEMP. CL. 155(F) ACC.TO 130(B) CAST-IRON HOUSING BASIC LINE HIGH EFFICIENCY IE2, IN EEA: CONSIDER EFFIC. GRADE ACC. TO CURR. VALID REGULATION! 6POLE * FS180L * 15KW (50HZ) 18KW (60HZ) 3 AC 50HZ 230VD/400VY * 3 AC 60HZ 460VY IM B 3, 3 PTC thermistor for tripping (2 terminals) TERMINAL BOX AT TOP | 2054 | TEM | 1 | LD | 155 | 1
1LE15011EC434AA4 | SIMOTICS SD MOTOR TYPE: 1CV2184C LOW-VOLTAGE MOTOR, IEC SQUIRREL-CAGE,SELF-VENTIL.,IP55 TEMP. CL. 155(F) ACC.TO 130(B) CAST-IRON HOUSING BASIC LINE HIGH EFFICIENCY IE2, IN EEA: CONSIDER EFFIC. GRADE ACC. TO CURR. VALID REGULATION! 6POLE * FS180L * 15KW (50HZ) 18KW (60HZ) 3 AC 50HZ 400VD/690VY * 3 AC 60HZ 460VD IM B 3, without motor protection TERMINAL BOX AT TOP | 1961 | TEM | 1 | LD | 155 | 1
1LE15011EC422AA4 | SIMOTICS SD MOTOR TYPE: 1CV2184C LOW-VOLTAGE MOTOR, IEC SQUIRREL-CAGE,SELF-VENTIL.,IP55 TEMP. CL. 155(F) ACC.TO 130(B) CAST-IRON HOUSING BASIC LINE HIGH EFFICIENCY IE2, IN EEA: CONSIDER EFFIC. GRADE ACC. TO CURR. VALID REGULATION! 6POLE * FS180L * 15KW (50HZ) 18KW (60HZ) 3 AC 50HZ 230VD/400VY * 3 AC 60HZ 460VY IM B 3, without motor protection TERMINAL BOX AT TOP | 1961 | TEM | 1 | LD | 155 | 1
1LE15012AC434AB4 | SIMOTICS SD MOTOR TYPE: 1CV2204C LOW-VOLTAGE MOTOR, IEC SQUIRREL-CAGE,SELF-VENTIL.,IP55 TEMP. CL. 155(F) ACC.TO 130(B) CAST-IRON HOUSING BASIC LINE HIGH EFFICIENCY IE2, 60HZ, P60: IE1 IN EEA: CONSIDER EFFIC. GRADE ACC. TO CURR. VALID REGULATION 6POLE * FS200L * 18.5KW (50HZ) 22KW (60HZ) 3 AC 50HZ 400VD/690VY * 3 AC 60HZ 460VD IM B 3, 3 PTC thermistor for tripping (2 terminals) TERMINAL BOX AT TOP | 2492 | TEM | 1 | LD | 200 | 1
1LE15012AC422AB4 | SIMOTICS SD MOTOR TYPE: 1CV2204C LOW-VOLTAGE MOTOR, IEC SQUIRREL-CAGE,SELF-VENTIL.,IP55 TEMP. CL. 155(F) ACC.TO 130(B) CAST-IRON HOUSING BASIC LINE HIGH EFFICIENCY IE2, 60HZ, P60: IE1 IN EEA: CONSIDER EFFIC. GRADE ACC. TO CURR. VALID REGULATION 6POLE * FS200L * 18.5KW (50HZ) 22KW (60HZ) 3 AC 50HZ 230VD/400VY * 3 AC 60HZ 460VY IM B 3, 3 PTC thermistor for tripping (2 terminals) TERMINAL BOX AT TOP | 2492 | TEM | 1 | LD | 200 | 1
1LE15012AC434AA4 | SIMOTICS SD MOTOR TYPE: 1CV2204C LOW-VOLTAGE MOTOR, IEC SQUIRREL-CAGE,SELF-VENTIL.,IP55 TEMP. CL. 155(F) ACC.TO 130(B) CAST-IRON HOUSING BASIC LINE HIGH EFFICIENCY IE2, 60HZ, P60: IE1 IN EEA: CONSIDER EFFIC. GRADE ACC. TO CURR. VALID REGULATION 6POLE * FS200L * 18.5KW (50HZ) 22KW (60HZ) 3 AC 50HZ 400VD/690VY * 3 AC 60HZ 460VD IM B 3, without motor protection TERMINAL BOX AT TOP | 2400 | TEM | 1 | LD | 200 | 1
1LE15012AC422AA4 | SIMOTICS SD MOTOR TYPE: 1CV2204C LOW-VOLTAGE MOTOR, IEC SQUIRREL-CAGE,SELF-VENTIL.,IP55 TEMP. CL. 155(F) ACC.TO 130(B) CAST-IRON HOUSING BASIC LINE HIGH EFFICIENCY IE2, 60HZ, P60: IE1 IN EEA: CONSIDER EFFIC. GRADE ACC. TO CURR. VALID REGULATION 6POLE * FS200L * 18.5KW (50HZ) 22KW (60HZ) 3 AC 50HZ 230VD/400VY * 3 AC 60HZ 460VY IM B 3, without motor protection TERMINAL BOX AT TOP | 2400 | TEM | 1 | LD | 200 | 1
1LE15012AC534AB4 | SIMOTICS SD MOTOR TYPE: 1CV2205C LOW-VOLTAGE MOTOR, IEC SQUIRREL-CAGE,SELF-VENTIL.,IP55 TEMP. CL. 155(F) ACC.TO 130(B) CAST-IRON HOUSING BASIC LINE HIGH EFFICIENCY IE2, 60HZ, P60: IE1 IN EEA: CONSIDER EFFIC. GRADE ACC. TO CURR. VALID REGULATION 6POLE * FS200L * 22KW (50HZ) 26.5KW (60HZ) 3 AC 50HZ 400VD/690VY * 3 AC 60HZ 460VD IM B 3, 3 PTC thermistor for tripping (2 terminals) TERMINAL BOX AT TOP | 2874 | TEM | 1 | LD | 220 | 1
1LE15012AC522AB4 | SIMOTICS SD MOTOR TYPE: 1CV2205C LOW-VOLTAGE MOTOR, IEC SQUIRREL-CAGE,SELF-VENTIL.,IP55 TEMP. CL. 155(F) ACC.TO 130(B) CAST-IRON HOUSING BASIC LINE HIGH EFFICIENCY IE2, 60HZ, P60: IE1 IN EEA: CONSIDER EFFIC. GRADE ACC. TO CURR. VALID REGULATION 6POLE * FS200L * 22KW (50HZ) 26.5KW (60HZ) 3 AC 50HZ 230VD/400VY * 3 AC 60HZ 460VY IM B 3, 3 PTC thermistor for tripping (2 terminals) TERMINAL BOX AT TOP | 2874 | TEM | 1 | LD | 220 | 1
1LE15012AC534AA4 | SIMOTICS SD MOTOR TYPE: 1CV2205C LOW-VOLTAGE MOTOR, IEC SQUIRREL-CAGE,SELF-VENTIL.,IP55 TEMP. CL. 155(F) ACC.TO 130(B) CAST-IRON HOUSING BASIC LINE HIGH EFFICIENCY IE2, 60HZ, P60: IE1 IN EEA: CONSIDER EFFIC. GRADE ACC. TO CURR. VALID REGULATION 6POLE * FS200L * 22KW (50HZ) 26.5KW (60HZ) 3 AC 50HZ 400VD/690VY * 3 AC 60HZ 460VD IM B 3, without motor protection TERMINAL BOX AT TOP | 2782 | TEM | 1 | LD | 220 | 1
1LE15012AC522AA4 | SIMOTICS SD MOTOR TYPE: 1CV2205C LOW-VOLTAGE MOTOR, IEC SQUIRREL-CAGE,SELF-VENTIL.,IP55 TEMP. CL. 155(F) ACC.TO 130(B) CAST-IRON HOUSING BASIC LINE HIGH EFFICIENCY IE2, 60HZ, P60: IE1 IN EEA: CONSIDER EFFIC. GRADE ACC. TO CURR. VALID REGULATION 6POLE * FS200L * 22KW (50HZ) 26.5KW (60HZ) 3 AC 50HZ 230VD/400VY * 3 AC 60HZ 460VY IM B 3, without motor protection TERMINAL BOX AT TOP | 2782 | TEM | 1 | LD | 220 | 1
1LE15012BC234AB4 | SIMOTICS SD MOTOR TYPE: 1CV2222C LOW-VOLTAGE MOTOR, IEC SQUIRREL-CAGE,SELF-VENTIL.,IP55 TEMP. CL. 155(F) ACC.TO 130(B) CAST-IRON HOUSING BASIC LINE HIGH EFFICIENCY IE2, 60HZ, P60: IE1 IN EEA: CONSIDER EFFIC. GRADE ACC. TO CURR. VALID REGULATION 6POLE * FS225M * 30KW (50HZ) 36KW (60HZ) 3 AC 50HZ 400VD/690VY * 3 AC 60HZ 460VD IM B 3, 3 PTC thermistor for tripping (2 terminals) TERMINAL BOX AT TOP | 3853 | TEM | 1 | LD | 300 | 1
1LE15012BC222AB4 | SIMOTICS SD MOTOR TYPE: 1CV2222C LOW-VOLTAGE MOTOR, IEC SQUIRREL-CAGE,SELF-VENTIL.,IP55 TEMP. CL. 155(F) ACC.TO 130(B) CAST-IRON HOUSING BASIC LINE HIGH EFFICIENCY IE2, 60HZ, P60: IE1 IN EEA: CONSIDER EFFIC. GRADE ACC. TO CURR. VALID REGULATION 6POLE * FS225M * 30KW (50HZ) 36KW (60HZ) 3 AC 50HZ 230VD/400VY * 3 AC 60HZ 460VY IM B 3, 3 PTC thermistor for tripping (2 terminals) TERMINAL BOX AT TOP | 3853 | TEM | 1 | LD | 300 | 1
1LE15012BC234AA4 | SIMOTICS SD MOTOR TYPE: 1CV2222C LOW-VOLTAGE MOTOR, IEC SQUIRREL-CAGE,SELF-VENTIL.,IP55 TEMP. CL. 155(F) ACC.TO 130(B) CAST-IRON HOUSING BASIC LINE HIGH EFFICIENCY IE2, 60HZ, P60: IE1 IN EEA: CONSIDER EFFIC. GRADE ACC. TO CURR. VALID REGULATION 6POLE * FS225M * 30KW (50HZ) 36KW (60HZ) 3 AC 50HZ 400VD/690VY * 3 AC 60HZ 460VD IM B 3, without motor protection TERMINAL BOX AT TOP TERMINAL BOX AT TOP | 3728 | TEM | 1 | LD | 300 | 1
1LE15012BC222AA4 | SIMOTICS SD MOTOR TYPE: 1CV2222C LOW-VOLTAGE MOTOR, IEC SQUIRREL-CAGE,SELF-VENTIL.,IP55 TEMP. CL. 155(F) ACC.TO 130(B) CAST-IRON HOUSING BASIC LINE HIGH EFFICIENCY IE2, 60HZ, P60: IE1 IN EEA: CONSIDER EFFIC. GRADE ACC. TO CURR. VALID REGULATION 6POLE * FS225M * 30KW (50HZ) 36KW (60HZ) 3 AC 50HZ 230VD/400VY * 3 AC 60HZ 460VY IM B 3, without motor protection TERMINAL BOX AT TOP | 3728 | TEM | 1 | LD | 300 | 1
1LE15012CC234AB4 | SIMOTICS SD MOTOR TYPE: 1CV2252C LOW-VOLTAGE MOTOR, IEC SQUIRREL-CAGE,SELF-VENTIL.,IP55 TEMP. CL. 155(F) ACC.TO 130(B) CAST-IRON HOUSING BASIC LINE HIGH EFFICIENCY IE2, 60HZ, P60: IE1 IN EEA: CONSIDER EFFIC. GRADE ACC. TO CURR. VALID REGULATION 6POLE * FS250M * 37KW (50HZ) 44.5KW (60HZ) 3 AC 50HZ 400VD/690VY * 3 AC 60HZ 460VD IM B 3, 3 PTC thermistor for tripping (2 terminals) TERMINAL BOX AT TOP | 4674 | TEM | 1 | LD | 370 | 1
1LE15012CC222AB4 | SIMOTICS SD MOTOR TYPE: 1CV2252C LOW-VOLTAGE MOTOR, IEC SQUIRREL-CAGE,SELF-VENTIL.,IP55 TEMP. CL. 155(F) ACC.TO 130(B) CAST-IRON HOUSING BASIC LINE HIGH EFFICIENCY IE2, 60HZ, P60: IE1 IN EEA: CONSIDER EFFIC. GRADE ACC. TO CURR. VALID REGULATION 6POLE * FS250M * 37KW (50HZ) 44.5KW (60HZ) 3 AC 50HZ 230VD/400VY * 3 AC 60HZ 460VY IM B 3, 3 PTC thermistor for tripping (2 terminals) TERMINAL BOX AT TOP | 4674 | TEM | 1 | LD | 370 | 1
1LE15012CC234AA4 | SIMOTICS SD MOTOR TYPE: 1CV2252C LOW-VOLTAGE MOTOR, IEC SQUIRREL-CAGE,SELF-VENTIL.,IP55 TEMP. CL. 155(F) ACC.TO 130(B) CAST-IRON HOUSING BASIC LINE HIGH EFFICIENCY IE2, 60HZ, P60: IE1 IN EEA: CONSIDER EFFIC. GRADE ACC. TO CURR. VALID REGULATION 6POLE * FS250M * 37KW (50HZ) 44.5KW (60HZ) 3 AC 50HZ 400VD/690VY * 3 AC 60HZ 460VD IM B 3, without motor protection TERMINAL BOX AT TOP | 4548 | TEM | 1 | LD | 370 | 1
1LE15012CC222AA4 | SIMOTICS SD MOTOR TYPE: 1CV2252C LOW-VOLTAGE MOTOR, IEC SQUIRREL-CAGE,SELF-VENTIL.,IP55 TEMP. CL. 155(F) ACC.TO 130(B) CAST-IRON HOUSING BASIC LINE HIGH EFFICIENCY IE2, 60HZ, P60: IE1 IN EEA: CONSIDER EFFIC. GRADE ACC. TO CURR. VALID REGULATION 6POLE * FS250M * 37KW (50HZ) 44.5KW (60HZ) 3 AC 50HZ 230VD/400VY * 3 AC 60HZ 460VY IM B 3, without motor protection TERMINAL BOX AT TOP | 4548 | TEM | 1 | LD | 370 | 1
1LE15012DC034AB4 | SIMOTICS SD MOTOR TYPE: 1CV2280C LOW-VOLTAGE MOTOR, IEC SQUIRREL-CAGE,SELF-VENTIL.,IP55 TEMP. CL. 155(F) ACC.TO 130(B) CAST-IRON HOUSING BASIC LINE HIGH EFFICIENCY IE2, 60HZ, P60: IE1 IN EEA: CONSIDER EFFIC. GRADE ACC. TO CURR. VALID REGULATION 6POLE * FS280S * 45KW (50HZ) 54KW (60HZ) 3 AC 50HZ 400VD/690VY * 3 AC 60HZ 460VD IM B 3, 3 PTC thermistor for tripping (2 terminals) TERMINAL BOX AT TOP | 5679 | TEM | 1 | LD | 460 | 1
1LE15012DC022AB4 | SIMOTICS SD MOTOR TYPE: 1CV2280C LOW-VOLTAGE MOTOR, IEC SQUIRREL-CAGE,SELF-VENTIL.,IP55 TEMP. CL. 155(F) ACC.TO 130(B) CAST-IRON HOUSING BASIC LINE HIGH EFFICIENCY IE2, 60HZ, P60: IE1 IN EEA: CONSIDER EFFIC. GRADE ACC. TO CURR. VALID REGULATION 6POLE * FS280S * 45KW (50HZ) 54KW (60HZ) 3 AC 50HZ 230VD/400VY * 3 AC 60HZ 460VY IM B 3, 3 PTC thermistor for tripping (2 terminals) TERMINAL BOX AT TOP | 5679 | TEM | 1 | LD | 460 | 1
1LE15012DC034AA4 | SIMOTICS SD MOTOR TYPE: 1CV2280C LOW-VOLTAGE MOTOR, IEC SQUIRREL-CAGE,SELF-VENTIL.,IP55 TEMP. CL. 155(F) ACC.TO 130(B) CAST-IRON HOUSING BASIC LINE HIGH EFFICIENCY IE2, 60HZ, P60: IE1 IN EEA: CONSIDER EFFIC. GRADE ACC. TO CURR. VALID REGULATION 6POLE * FS280S * 45KW (50HZ) 54KW (60HZ) 3 AC 50HZ 400VD/690VY * 3 AC 60HZ 460VD IM B 3, without motor protection TERMINAL BOX AT TOP | 5522 | TEM | 1 | LD | 460 | 1
1LE15012DC022AA4 | SIMOTICS SD MOTOR TYPE: 1CV2280C LOW-VOLTAGE MOTOR, IEC SQUIRREL-CAGE,SELF-VENTIL.,IP55 TEMP. CL. 155(F) ACC.TO 130(B) CAST-IRON HOUSING BASIC LINE HIGH EFFICIENCY IE2, 60HZ, P60: IE1 IN EEA: CONSIDER EFFIC. GRADE ACC. TO CURR. VALID REGULATION 6POLE * FS280S * 45KW (50HZ) 54KW (60HZ) 3 AC 50HZ 230VD/400VY * 3 AC 60HZ 460VY IM B 3, without motor protection TERMINAL BOX AT TOP | 5522 | TEM | 1 | LD | 460 | 1
1LE15012DC234AB4 | SIMOTICS SD MOTOR TYPE: 1CV2282C LOW-VOLTAGE MOTOR, IEC SQUIRREL-CAGE,SELF-VENTIL.,IP55 TEMP. CL. 155(F) ACC.TO 130(B) CAST-IRON HOUSING BASIC LINE HIGH EFFICIENCY IE2, 60HZ, P60: IE1 IN EEA: CONSIDER EFFIC. GRADE ACC. TO CURR. VALID REGULATION 6POLE * FS280M * 55KW (50HZ) 66KW (60HZ) 3 AC 50HZ 400VD/690VY * 3 AC 60HZ 460VD IM B 3, 3 PTC thermistor for tripping (2 terminals) TERMINAL BOX AT TOP | 6694 | TEM | 1 | LD | 510 | 1
1LE15012DC222AB4 | SIMOTICS SD MOTOR TYPE: 1CV2282C LOW-VOLTAGE MOTOR, IEC SQUIRREL-CAGE,SELF-VENTIL.,IP55 TEMP. CL. 155(F) ACC.TO 130(B) CAST-IRON HOUSING BASIC LINE HIGH EFFICIENCY IE2, 60HZ, P60: IE1 IN EEA: CONSIDER EFFIC. GRADE ACC. TO CURR. VALID REGULATION 6POLE * FS280M * 55KW (50HZ) 66KW (60HZ) 3 AC 50HZ 230VD/400VY * 3 AC 60HZ 460VY IM B 3, 3 PTC thermistor for tripping (2 terminals) TERMINAL BOX AT TOP | 6694 | TEM | 1 | LD | 510 | 1
1LE15012DC234AA4 | SIMOTICS SD MOTOR TYPE: 1CV2282C LOW-VOLTAGE MOTOR, IEC SQUIRREL-CAGE,SELF-VENTIL.,IP55 TEMP. CL. 155(F) ACC.TO 130(B) CAST-IRON HOUSING BASIC LINE HIGH EFFICIENCY IE2, 60HZ, P60: IE1 IN EEA: CONSIDER EFFIC. GRADE ACC. TO CURR. VALID REGULATION 6POLE * FS280M * 55KW (50HZ) 66KW (60HZ) 3 AC 50HZ 400VD/690VY * 3 AC 60HZ 460VD IM B 3, without motor protection TERMINAL BOX AT TOP | 6537 | TEM | 1 | LD | 510 | 1
1LE15012DC222AA4 | SIMOTICS SD MOTOR TYPE: 1CV2282C LOW-VOLTAGE MOTOR, IEC SQUIRREL-CAGE,SELF-VENTIL.,IP55 TEMP. CL. 155(F) ACC.TO 130(B) CAST-IRON HOUSING BASIC LINE HIGH EFFICIENCY IE2, 60HZ, P60: IE1 IN EEA: CONSIDER EFFIC. GRADE ACC. TO CURR. VALID REGULATION 6POLE * FS280M * 55KW (50HZ) 66KW (60HZ) 3 AC 50HZ 230VD/400VY * 3 AC 60HZ 460VY IM B 3, without motor protection TERMINAL BOX AT TOP | 6537 | TEM | 1 | LD | 510 | 1
1LE15013AC034AB4 | SIMOTICS SD MOTOR TYPE: 1CV2310C LOW-VOLTAGE MOTOR, IEC SQUIRREL-CAGE,SELF-VENTIL.,IP55 TEMP. CL. 155(F) ACC.TO 130(B) CAST-IRON HOUSING BASIC LINE HIGH EFFICIENCY IE2, 60HZ, P60: IE1 IN EEA: CONSIDER EFFIC. GRADE ACC. TO CURR. VALID REGULATION 6POLE * FS315S * 75KW (50HZ) 90KW (60HZ) 3 AC 50HZ 400VD/690VY * 3 AC 60HZ 460VD IM B 3, 3 PTC thermistor for tripping (2 terminals) TERMINAL BOX AT TOP | 9049 | TEM | 1 | LD | 660 | 1
1LE15013AC022AB4 | SIMOTICS SD MOTOR TYPE: 1CV2310C LOW-VOLTAGE MOTOR, IEC SQUIRREL-CAGE,SELF-VENTIL.,IP55 TEMP. CL. 155(F) ACC.TO 130(B) CAST-IRON HOUSING BASIC LINE HIGH EFFICIENCY IE2, 60HZ, P60: IE1 IN EEA: CONSIDER EFFIC. GRADE ACC. TO CURR. VALID REGULATION 6POLE * FS315S * 75KW (50HZ) 90KW (60HZ) 3 AC 50HZ 230VD/400VY * 3 AC 60HZ 460VY IM B 3, 3 PTC thermistor for tripping (2 terminals) TERMINAL BOX AT TOP | 9049 | TEM | 1 | LD | 660 | 1
1LE15013AC034AA4 | SIMOTICS SD MOTOR TYPE: 1CV2310C LOW-VOLTAGE MOTOR, IEC SQUIRREL-CAGE,SELF-VENTIL.,IP55 TEMP. CL. 155(F) ACC.TO 130(B) CAST-IRON HOUSING BASIC LINE HIGH EFFICIENCY IE2, 60HZ, P60: IE1 IN EEA: CONSIDER EFFIC. GRADE ACC. TO CURR. VALID REGULATION 6POLE * FS315S * 75KW (50HZ) 90KW (60HZ) 3 AC 50HZ 400VD/690VY * 3 AC 60HZ 460VD IM B 3, without motor protection TERMINAL BOX AT TOP | 8892 | TEM | 1 | LD | 660 | 1
1LE15013AC022AA4 | SIMOTICS SD MOTOR TYPE: 1CV2310C LOW-VOLTAGE MOTOR, IEC SQUIRREL-CAGE,SELF-VENTIL.,IP55 TEMP. CL. 155(F) ACC.TO 130(B) CAST-IRON HOUSING BASIC LINE HIGH EFFICIENCY IE2, 60HZ, P60: IE1 IN EEA: CONSIDER EFFIC. GRADE ACC. TO CURR. VALID REGULATION 6POLE * FS315S * 75KW (50HZ) 90KW (60HZ) 3 AC 50HZ 230VD/400VY * 3 AC 60HZ 460VY IM B 3, without motor protection TERMINAL BOX AT TOP | 8892 | TEM | 1 | LD | 660 | 1
1LE15013AC234AB4 | SIMOTICS SD MOTOR TYPE: 1CV2312C LOW-VOLTAGE MOTOR, IEC SQUIRREL-CAGE,SELF-VENTIL.,IP55 TEMP. CL. 155(F) ACC.TO 130(B) CAST-IRON HOUSING BASIC LINE HIGH EFFICIENCY IE2, 60HZ, P60: IE1 IN EEA: CONSIDER EFFIC. GRADE ACC. TO CURR. VALID REGULATION 6POLE * FS315M * 90KW (50HZ) 108KW (60HZ) 3 AC 50HZ 400VD/690VY * 3 AC 60HZ 460VD IM B 3, 3 PTC thermistor for tripping (2 terminals) TERMINAL BOX AT TOP | 10185 | TEM | 1 | LD | 730 | 1
1LE15013AC222AB4 | SIMOTICS SD MOTOR TYPE: 1CV2312C LOW-VOLTAGE MOTOR, IEC SQUIRREL-CAGE,SELF-VENTIL.,IP55 TEMP. CL. 155(F) ACC.TO 130(B) CAST-IRON HOUSING BASIC LINE HIGH EFFICIENCY IE2, 60HZ, P60: IE1 IN EEA: CONSIDER EFFIC. GRADE ACC. TO CURR. VALID REGULATION 6POLE * FS315M * 90KW (50HZ) 108KW (60HZ) 3 AC 50HZ 230VD/400VY * 3 AC 60HZ 460VY IM B 3, 3 PTC thermistor for tripping (2 terminals) TERMINAL BOX AT TOP | 10185 | TEM | 1 | LD | 730 | 1
1LE15013AC234AA4 | SIMOTICS SD MOTOR TYPE: 1CV2312C LOW-VOLTAGE MOTOR, IEC SQUIRREL-CAGE,SELF-VENTIL.,IP55 TEMP. CL. 155(F) ACC.TO 130(B) CAST-IRON HOUSING BASIC LINE HIGH EFFICIENCY IE2, 60HZ, P60: IE1 IN EEA: CONSIDER EFFIC. GRADE ACC. TO CURR. VALID REGULATION 6POLE * FS315M * 90KW (50HZ) 108KW (60HZ) 3 AC 50HZ 400VD/690VY * 3 AC 60HZ 460VD IM B 3, without motor protection TERMINAL BOX AT TOP | 10029 | TEM | 1 | LD | 730 | 1
1LE15013AC222AA4 | SIMOTICS SD MOTOR TYPE: 1CV2312C LOW-VOLTAGE MOTOR, IEC SQUIRREL-CAGE,SELF-VENTIL.,IP55 TEMP. CL. 155(F) ACC.TO 130(B) CAST-IRON HOUSING BASIC LINE HIGH EFFICIENCY IE2, 60HZ, P60: IE1 IN EEA: CONSIDER EFFIC. GRADE ACC. TO CURR. VALID REGULATION 6POLE * FS315M * 90KW (50HZ) 108KW (60HZ) 3 AC 50HZ 230VD/400VY * 3 AC 60HZ 460VY IM B 3, without motor protection TERMINAL BOX AT TOP | 10029 | TEM | 1 | LD | 730 | 1
1LE15013AC434AB4 | SIMOTICS SD MOTOR TYPE: 1CV2314C LOW-VOLTAGE MOTOR, IEC SQUIRREL-CAGE,SELF-VENTIL.,IP55 TEMP. CL. 155(F) ACC.TO 130(B) CAST-IRON HOUSING BASIC LINE HIGH EFFICIENCY IE2, 60HZ, P60: IE1 IN EEA: CONSIDER EFFIC. GRADE ACC. TO CURR. VALID REGULATION 6POLE * FS315L * 110KW (50HZ) 132KW (60HZ) 3 AC 50HZ 400VD/690VY * 3 AC 60HZ 460VD IM B 3, 3 PTC thermistor for tripping (2 terminals) TERMINAL BOX AT TOP | 12215 | TEM | 1 | LD | 940 | 1
1LE15013AC422AB4 | SIMOTICS SD MOTOR TYPE: 1CV2314C LOW-VOLTAGE MOTOR, IEC SQUIRREL-CAGE,SELF-VENTIL.,IP55 TEMP. CL. 155(F) ACC.TO 130(B) CAST-IRON HOUSING BASIC LINE HIGH EFFICIENCY IE2, 60HZ, P60: IE1 IN EEA: CONSIDER EFFIC. GRADE ACC. TO CURR. VALID REGULATION 6POLE * FS315L * 110KW (50HZ) 132KW (60HZ) 3 AC 50HZ 230VD/400VY * 3 AC 60HZ 460VY IM B 3, 3 PTC thermistor for tripping (2 terminals) TERMINAL BOX AT TOP | 12215 | TEM | 1 | LD | 940 | 1
1LE15013AC434AA4 | SIMOTICS SD MOTOR TYPE: 1CV2314C LOW-VOLTAGE MOTOR, IEC SQUIRREL-CAGE,SELF-VENTIL.,IP55 TEMP. CL. 155(F) ACC.TO 130(B) CAST-IRON HOUSING BASIC LINE HIGH EFFICIENCY IE2, 60HZ, P60: IE1 IN EEA: CONSIDER EFFIC. GRADE ACC. TO CURR. VALID REGULATION 6POLE * FS315L * 110KW (50HZ) 132KW (60HZ) 3 AC 50HZ 400VD/690VY * 3 AC 60HZ 460VD IM B 3, without motor protection TERMINAL BOX AT TOP | 12059 | TEM | 1 | LD | 940 | 1
1LE15013AC422AA4 | SIMOTICS SD MOTOR TYPE: 1CV2314C LOW-VOLTAGE MOTOR, IEC SQUIRREL-CAGE,SELF-VENTIL.,IP55 TEMP. CL. 155(F) ACC.TO 130(B) CAST-IRON HOUSING BASIC LINE HIGH EFFICIENCY IE2, 60HZ, P60: IE1 IN EEA: CONSIDER EFFIC. GRADE ACC. TO CURR. VALID REGULATION 6POLE * FS315L * 110KW (50HZ) 132KW (60HZ) 3 AC 50HZ 230VD/400VY * 3 AC 60HZ 460VY IM B 3, without motor protection TERMINAL BOX AT TOP | 12059 | TEM | 1 | LD | 940 | 1
1LE15013AC534AB4 | SIMOTICS SD MOTOR TYPE: 1CV2315C LOW-VOLTAGE MOTOR, IEC SQUIRREL-CAGE,SELF-VENTIL.,IP55 TEMP. CL. 155(F) ACC.TO 130(B) CAST-IRON HOUSING BASIC LINE HIGH EFFICIENCY IE2, IN EEA: CONSIDER EFFIC. GRADE ACC. TO CURR. VALID REGULATION! 6POLE * FS315L * 132KW (50HZ) 158KW (60HZ) 3 AC 50HZ 400VD/690VY * 3 AC 60HZ 460VD IM B 3, 3 PTC thermistor for tripping (2 terminals) TERMINAL BOX AT TOP | 14530 | TEM | 1 | LD | 990 | 1
1LE15013AC522AB4 | SIMOTICS SD MOTOR TYPE: 1CV2315C LOW-VOLTAGE MOTOR, IEC SQUIRREL-CAGE,SELF-VENTIL.,IP55 TEMP. CL. 155(F) ACC.TO 130(B) CAST-IRON HOUSING BASIC LINE HIGH EFFICIENCY IE2, IN EEA: CONSIDER EFFIC. GRADE ACC. TO CURR. VALID REGULATION! 6POLE * FS315L * 132KW (50HZ) 158KW (60HZ) 3 AC 50HZ 230VD/400VY * 3 AC 60HZ 460VY IM B 3, 3 PTC thermistor for tripping (2 terminals) TERMINAL BOX AT TOP | 14530 | TEM | 1 | LD | 990 | 1
1LE15013AC534AA4 | SIMOTICS SD MOTOR TYPE: 1CV2315C LOW-VOLTAGE MOTOR, IEC SQUIRREL-CAGE,SELF-VENTIL.,IP55 TEMP. CL. 155(F) ACC.TO 130(B) CAST-IRON HOUSING BASIC LINE HIGH EFFICIENCY IE2, IN EEA: CONSIDER EFFIC. GRADE ACC. TO CURR. VALID REGULATION! 6POLE * FS315L * 132KW (50HZ) 158KW (60HZ) 3 AC 50HZ 400VD/690VY * 3 AC 60HZ 460VD IM B 3, without motor protection TERMINAL BOX AT TOP | 14373 | TEM | 1 | LD | 990 | 1
1LE15013AC522AA4 | SIMOTICS SD MOTOR TYPE: 1CV2315C LOW-VOLTAGE MOTOR, IEC SQUIRREL-CAGE,SELF-VENTIL.,IP55 TEMP. CL. 155(F) ACC.TO 130(B) CAST-IRON HOUSING BASIC LINE HIGH EFFICIENCY IE2, IN EEA: CONSIDER EFFIC. GRADE ACC. TO CURR. VALID REGULATION! 6POLE * FS315L * 132KW (50HZ) 158KW (60HZ) 3 AC 50HZ 230VD/400VY * 3 AC 60HZ 460VY IM B 3, without motor protection TERMINAL BOX AT TOP | 14373 | TEM | 1 | LD | 990 | 1
1LE10010DA222FB4 | SIMOTICS GP MOTOR TYPE: 1AV2082A LOW-VOLTAGE MOTOR, IEC SQUIRREL-CAGE,SELF-VENTIL.,IP55 TEMP. CL. 155(F) ACC.TO 130(B) ALUMINIUM HOUSING HIGH EFFICIENCY IE2, IN EEA: CONSIDER EFFIC. GRADE ACC. TO CURR. VALID REGULATION! (01.01.2017) 2POLE * FS80M * 0.75KW (50HZ) 0.86KW (60HZ) 3 AC 50HZ 230VD/400VY * 3 AC 60HZ 460VY IM B 5, FLANGE: FF165(A200) 1 PTC thermistor for tripping (2 terminals) TERMINAL BOX AT TOP | 221 | TEM | 1 | LD | 9 | 1
1LE10010DA234FB4 | SIMOTICS GP MOTOR TYPE: 1AV2082A LOW-VOLTAGE MOTOR, IEC SQUIRREL-CAGE,SELF-VENTIL.,IP55 TEMP. CL. 155(F) ACC.TO 130(B) ALUMINIUM HOUSING HIGH EFFICIENCY IE2, IN EEA: CONSIDER EFFIC. GRADE ACC. TO CURR. VALID REGULATION! (01.01.2017) 2POLE * FS80M * 0.75KW (50HZ) 0.86KW (60HZ) 3 AC 50HZ 400VD/690VY * 3 AC 60HZ 460VD IM B 5, FLANGE: FF165(A200) 1 PTC thermistor for tripping (2 terminals) TERMINAL BOX AT TOP | 221 | TEM | 1 | LD | 9 | 1
1LE10010DA222FA4 | SIMOTICS GP MOTOR TYPE: 1AV2082A LOW-VOLTAGE MOTOR, IEC SQUIRREL-CAGE,SELF-VENTIL.,IP55 TEMP. CL. 155(F) ACC.TO 130(B) ALUMINIUM HOUSING HIGH EFFICIENCY IE2, IN EEA: CONSIDER EFFIC. GRADE ACC. TO CURR. VALID REGULATION! (01.01.2017) 2POLE * FS80M * 0.75KW (50HZ) 0.86KW (60HZ) 3 AC 50HZ 230VD/400VY * 3 AC 60HZ 460VY IM B 5, FLANGE: FF165(A200) without motor protection TERMINAL BOX AT TOP | 206 | TEM | 1 | LD | 9 | 1
1LE10010DA234FA4 | SIMOTICS GP MOTOR TYPE: 1AV2082A LOW-VOLTAGE MOTOR, IEC SQUIRREL-CAGE,SELF-VENTIL.,IP55 TEMP. CL. 155(F) ACC.TO 130(B) ALUMINIUM HOUSING HIGH EFFICIENCY IE2, IN EEA: CONSIDER EFFIC. GRADE ACC. TO CURR. VALID REGULATION! (01.01.2017) 2POLE * FS80M * 0.75KW (50HZ) 0.86KW (60HZ) 3 AC 50HZ 400VD/690VY * 3 AC 60HZ 460VD IM B 5, FLANGE: FF165(A200) without motor protection TERMINAL BOX AT TOP | 206 | TEM | 1 | LD | 9 | 1
1LE10010DA322FB4 | SIMOTICS GP MOTOR TYPE: 1AV2083A LOW-VOLTAGE MOTOR, IEC SQUIRREL-CAGE,SELF-VENTIL.,IP55 TEMP. CL. 155(F) ACC.TO 130(B) ALUMINIUM HOUSING HIGH EFFICIENCY IE2, IN EEA: CONSIDER EFFIC. GRADE ACC. TO CURR. VALID REGULATION! (01.01.2017) 2POLE * FS80M * 1.1KW (50HZ) 1.27KW (60HZ) 3 AC 50HZ 230VD/400VY * 3 AC 60HZ 460VY IM B 5, FLANGE: FF165(A200) 1 PTC thermistor for tripping (2 terminals) TERMINAL BOX AT TOP | 247 | TEM | 1 | LD | 11 | 1
1LE10010DA334FB4 | SIMOTICS GP MOTOR TYPE: 1AV2083A LOW-VOLTAGE MOTOR, IEC SQUIRREL-CAGE,SELF-VENTIL.,IP55 TEMP. CL. 155(F) ACC.TO 130(B) ALUMINIUM HOUSING HIGH EFFICIENCY IE2, IN EEA: CONSIDER EFFIC. GRADE ACC. TO CURR. VALID REGULATION! (01.01.2017) 2POLE * FS80M * 1.1KW (50HZ) 1.27KW (60HZ) 3 AC 50HZ 400VD/690VY * 3 AC 60HZ 460VD IM B 5, FLANGE: FF165(A200) 1 PTC thermistor for tripping (2 terminals) TERMINAL BOX AT TOP | 247 | TEM | 1 | LD | 11 | 1
1LE10010DA322FA4 | SIMOTICS GP MOTOR TYPE: 1AV2083A LOW-VOLTAGE MOTOR, IEC SQUIRREL-CAGE,SELF-VENTIL.,IP55 TEMP. CL. 155(F) ACC.TO 130(B) ALUMINIUM HOUSING HIGH EFFICIENCY IE2, IN EEA: CONSIDER EFFIC. GRADE ACC. TO CURR. VALID REGULATION! (01.01.2017) 2POLE * FS80M * 1.1KW (50HZ) 1.27KW (60HZ) 3 AC 50HZ 230VD/400VY * 3 AC 60HZ 460VY IM B 5, FLANGE: FF165(A200) without motor protection TERMINAL BOX AT TOP | 233 | TEM | 1 | LD | 11 | 1
1LE10010DA334FA4 | SIMOTICS GP MOTOR TYPE: 1AV2083A LOW-VOLTAGE MOTOR, IEC SQUIRREL-CAGE,SELF-VENTIL.,IP55 TEMP. CL. 155(F) ACC.TO 130(B) ALUMINIUM HOUSING HIGH EFFICIENCY IE2, IN EEA: CONSIDER EFFIC. GRADE ACC. TO CURR. VALID REGULATION! (01.01.2017) 2POLE * FS80M * 1.1KW (50HZ) 1.27KW (60HZ) 3 AC 50HZ 400VD/690VY * 3 AC 60HZ 460VD IM B 5, FLANGE: FF165(A200) without motor protection TERMINAL BOX AT TOP | 233 | TEM | 1 | LD | 11 | 1
1LE10010EA022FB4 | SIMOTICS GP MOTOR TYPE: 1AV2090A LOW-VOLTAGE MOTOR, IEC SQUIRREL-CAGE,SELF-VENTIL.,IP55 TEMP. CL. 155(F) ACC.TO 130(B) ALUMINIUM HOUSING HIGH EFFICIENCY IE2, IN EEA: CONSIDER EFFIC. GRADE ACC. TO CURR. VALID REGULATION! (01.01.2017) 2POLE * FS90S * 1.5KW (50HZ) 1.75KW (60HZ) 3 AC 50HZ 230VD/400VY * 3 AC 60HZ 460VY IM B 5, FLANGE: FF165(A200) 1 PTC thermistor for tripping (2 terminals) TERMINAL BOX AT TOP | 287 | TEM | 1 | LD | 0.014 | 1
1LE10010EA034FB4 | SIMOTICS GP MOTOR TYPE: 1AV2090A LOW-VOLTAGE MOTOR, IEC SQUIRREL-CAGE,SELF-VENTIL.,IP55 TEMP. CL. 155(F) ACC.TO 130(B) ALUMINIUM HOUSING HIGH EFFICIENCY IE2, IN EEA: CONSIDER EFFIC. GRADE ACC. TO CURR. VALID REGULATION! (01.01.2017) 2POLE * FS90S * 1.5KW (50HZ) 1.75KW (60HZ) 3 AC 50HZ 400VD/690VY * 3 AC 60HZ 460VD IM B 5, FLANGE: FF165(A200) 1 PTC thermistor for tripping (2 terminals) TERMINAL BOX AT TOP | 287 | TEM | 1 | LD | 13.001 | 1
1LE10010EA022FA4 | SIMOTICS GP MOTOR TYPE: 1AV2090A LOW-VOLTAGE MOTOR, IEC SQUIRREL-CAGE,SELF-VENTIL.,IP55 TEMP. CL. 155(F) ACC.TO 130(B) ALUMINIUM HOUSING HIGH EFFICIENCY IE2, IN EEA: CONSIDER EFFIC. GRADE ACC. TO CURR. VALID REGULATION! (01.01.2017) 2POLE * FS90S * 1.5KW (50HZ) 1.75KW (60HZ) 3 AC 50HZ 230VD/400VY * 3 AC 60HZ 460VY IM B 5, FLANGE: FF165(A200) without motor protection TERMINAL BOX AT TOP | 270 | TEM | 1 | LD | 0.013 | 1
1LE10010EA034FA4 | SIMOTICS GP MOTOR TYPE: 1AV2090A LOW-VOLTAGE MOTOR, IEC SQUIRREL-CAGE,SELF-VENTIL.,IP55 TEMP. CL. 155(F) ACC.TO 130(B) ALUMINIUM HOUSING HIGH EFFICIENCY IE2, IN EEA: CONSIDER EFFIC. GRADE ACC. TO CURR. VALID REGULATION! (01.01.2017) 2POLE * FS90S * 1.5KW (50HZ) 1.75KW (60HZ) 3 AC 50HZ 400VD/690VY * 3 AC 60HZ 460VD IM B 5, FLANGE: FF165(A200) without motor protection TERMINAL BOX AT TOP | 270 | TEM | 1 | LD | 13 | 1
1LE10010EA422FB4 | SIMOTICS GP MOTOR TYPE: 1AV2094A LOW-VOLTAGE MOTOR, IEC SQUIRREL-CAGE,SELF-VENTIL.,IP55 TEMP. CL. 155(F) ACC.TO 130(B) ALUMINUM HOUSING HIGH EFFICIENCY IE2, IN EEA: CONSIDER EFFIC. GRADE ACC. TO CURR. VALID REGULATION! (01.01.2017) 2POLE * FS90L * 2.2KW (50HZ) 2.55KW (60HZ) 3 AC 50HZ 230VD/400VY * 3 AC 60HZ 460VY IM B 5, FLANGE: FF165(A200) 1 PTC thermistor for tripping (2 terminals) TERMINAL BOX AT TOP | 357 | TEM | 1 | LD | 0.016 | 1
1LE10010EA434FB4 | SIMOTICS GP MOTOR TYPE: 1AV2094A LOW-VOLTAGE MOTOR, IEC SQUIRREL-CAGE,SELF-VENTIL.,IP55 TEMP. CL. 155(F) ACC.TO 130(B) ALUMINUM HOUSING HIGH EFFICIENCY IE2, IN EEA: CONSIDER EFFIC. GRADE ACC. TO CURR. VALID REGULATION! (01.01.2017) 2POLE * FS90L * 2.2KW (50HZ) 2.55KW (60HZ) 3 AC 50HZ 400VD/690VY * 3 AC 60HZ 460VD IM B 5, FLANGE: FF165(A200) 1 PTC thermistor for tripping (2 terminals) TERMINAL BOX AT TOP | 357 | TEM | 1 | LD | 15.001 | 1
1LE10010EA422FA4 | SIMOTICS GP MOTOR TYPE: 1AV2094A LOW-VOLTAGE MOTOR, IEC SQUIRREL-CAGE,SELF-VENTIL.,IP55 TEMP. CL. 155(F) ACC.TO 130(B) ALUMINUM HOUSING HIGH EFFICIENCY IE2, IN EEA: CONSIDER EFFIC. GRADE ACC. TO CURR. VALID REGULATION! (01.01.2017) 2POLE * FS90L * 2.2KW (50HZ) 2.55KW (60HZ) 3 AC 50HZ 230VD/400VY * 3 AC 60HZ 460VY IM B 5, FLANGE: FF165(A200) without motor protection TERMINAL BOX AT TOP TERMINAL BOX AT TOP | 341 | TEM | 1 | LD | 15 | 1
1LE10010EA434FA4 | SIMOTICS GP MOTOR TYPE: 1AV2094A LOW-VOLTAGE MOTOR, IEC SQUIRREL-CAGE,SELF-VENTIL.,IP55 TEMP. CL. 155(F) ACC.TO 130(B) ALUMINUM HOUSING HIGH EFFICIENCY IE2, IN EEA: CONSIDER EFFIC. GRADE ACC. TO CURR. VALID REGULATION! (01.01.2017) 2POLE * FS90L * 2.2KW (50HZ) 2.55KW (60HZ) 3 AC 50HZ 400VD/690VY * 3 AC 60HZ 460VD IM B 5, FLANGE: FF165(A200) without motor protection TERMINAL BOX AT TOP | 341 | TEM | 1 | LD | 15 | 1
1LE10011AA434FB4 | SIMOTICS GP MOTOR TYPE: 1AV2104A LOW-VOLTAGE MOTOR, IEC SQUIRREL-CAGE,SELF-VENTIL.,IP55 TEMP. CL. 155(F) ACC.TO 130(B) ALUMINIUM HOUSING HIGH EFFICIENCY IE2, IN EEA: CONSIDER EFFIC. GRADE ACC. TO CURR. VALID REGULATION! (01.01.2017) 2POLE * FS100L * 3KW (50HZ) 3.45KW (60HZ) 3kW (60Hz), 50Hz-output 3 AC 50HZ 400VD/690VY * 3 AC 60HZ 460VD IM B 5, FLANGE: FF215(A250) 3 PTC thermistor for tripping (2 terminals) TERMINAL BOX AT TOP | 456 | TEM | 1 | LD | 0.021 | 1
1LE10011AA422FB4 | SIMOTICS GP MOTOR TYPE: 1AV2104A LOW-VOLTAGE MOTOR, IEC SQUIRREL-CAGE,SELF-VENTIL.,IP55 TEMP. CL. 155(F) ACC.TO 130(B) ALUMINIUM HOUSING HIGH EFFICIENCY IE2, IN EEA: CONSIDER EFFIC. GRADE ACC. TO CURR. VALID REGULATION! (01.01.2017) 2POLE * FS100L * 3KW (50HZ) 3.45KW (60HZ) 3kW (60Hz), 50Hz-output 3 AC 50HZ 230VD/400VY * 3 AC 60HZ 460VY IM B 5, FLANGE: FF215(A250) 3 PTC thermistor for tripping (2 terminals) TERMINAL BOX AT TOP | 456 | TEM | 1 | LD | 0.021 | 1
1LE10011AA434FA4 | SIMOTICS GP MOTOR TYPE: 1AV2104A LOW-VOLTAGE MOTOR, IEC SQUIRREL-CAGE,SELF-VENTIL.,IP55 TEMP. CL. 155(F) ACC.TO 130(B) ALUMINIUM HOUSING HIGH EFFICIENCY IE2, IN EEA: CONSIDER EFFIC. GRADE ACC. TO CURR. VALID REGULATION! (01.01.2017) 2POLE * FS100L * 3KW (50HZ) 3.45KW (60HZ) 3kW (60Hz), 50Hz-output 3 AC 50HZ 400VD/690VY * 3 AC 60HZ 460VD IM B 5, FLANGE: FF215(A250) without motor protection TERMINAL BOX AT TOP | 410 | TEM | 1 | LD | 21 | 1
1LE10011AA422FA4 | SIMOTICS GP MOTOR TYPE: 1AV2104A LOW-VOLTAGE MOTOR, IEC SQUIRREL-CAGE,SELF-VENTIL.,IP55 TEMP. CL. 155(F) ACC.TO 130(B) ALUMINIUM HOUSING HIGH EFFICIENCY IE2, IN EEA: CONSIDER EFFIC. GRADE ACC. TO CURR. VALID REGULATION! (01.01.2017) 2POLE * FS100L * 3KW (50HZ) 3.45KW (60HZ) 3kW (60Hz), 50Hz-output 3 AC 50HZ 230VD/400VY * 3 AC 60HZ 460VY IM B 5, FLANGE: FF215(A250) without motor protection TERMINAL BOX AT TOP | 410 | TEM | 1 | LD | 21 | 1
1LE10011BA234FB4 | SIMOTICS GP MOTOR TYPE: 1AV2112A LOW-VOLTAGE MOTOR, IEC SQUIRREL-CAGE,SELF-VENTIL.,IP55 TEMP. CL. 155(F) ACC.TO 130(B) ALUMINIUM HOUSING HIGH EFFICIENCY IE2, IN EEA: CONSIDER EFFIC. GRADE ACC. TO CURR. VALID REGULATION! (01.01.2017) 2POLE * FS112M * 4KW (50HZ) 4.55KW (60HZ) 3 AC 50HZ 400VD/690VY * 3 AC 60HZ 460VD IM B 5, FLANGE: FF215(A250) 3 PTC thermistor for tripping (2 terminals) TERMINAL BOX AT TOP | 532 | TEM | 1 | LD | 0.027 | 1
1LE10011BA222FB4 | SIMOTICS GP MOTOR TYPE: 1AV2112A LOW-VOLTAGE MOTOR, IEC SQUIRREL-CAGE,SELF-VENTIL.,IP55 TEMP. CL. 155(F) ACC.TO 130(B) ALUMINIUM HOUSING HIGH EFFICIENCY IE2, IN EEA: CONSIDER EFFIC. GRADE ACC. TO CURR. VALID REGULATION! (01.01.2017) 2POLE * FS112M * 4KW (50HZ) 4.55KW (60HZ) 3 AC 50HZ 230VD/400VY * 3 AC 60HZ 460VY IM B 5, FLANGE: FF215(A250) 3 PTC thermistor for tripping (2 terminals) TERMINAL BOX AT TOP | 532 | TEM | 1 | LD | 0.027 | 1
1LE10011BA234FA4 | SIMOTICS GP MOTOR TYPE: 1AV2112A LOW-VOLTAGE MOTOR, IEC SQUIRREL-CAGE,SELF-VENTIL.,IP55 TEMP. CL. 155(F) ACC.TO 130(B) ALUMINIUM HOUSING HIGH EFFICIENCY IE2, IN EEA: CONSIDER EFFIC. GRADE ACC. TO CURR. VALID REGULATION! (01.01.2017) 2POLE * FS112M * 4KW (50HZ) 4.55KW (60HZ) 3 AC 50HZ 400VD/690VY * 3 AC 60HZ 460VD IM B 5, FLANGE: FF215(A250) without motor protection TERMINAL BOX AT TOP | 486 | TEM | 1 | LD | 0.027 | 1
1LE10011BA222FA4 | SIMOTICS GP MOTOR TYPE: 1AV2112A LOW-VOLTAGE MOTOR, IEC SQUIRREL-CAGE,SELF-VENTIL.,IP55 TEMP. CL. 155(F) ACC.TO 130(B) ALUMINIUM HOUSING HIGH EFFICIENCY IE2, IN EEA: CONSIDER EFFIC. GRADE ACC. TO CURR. VALID REGULATION! (01.01.2017) 2POLE * FS112M * 4KW (50HZ) 4.55KW (60HZ) 3 AC 50HZ 230VD/400VY * 3 AC 60HZ 460VY IM B 5, FLANGE: FF215(A250) without motor protection TERMINAL BOX AT TOP | 486 | TEM | 1 | LD | 27 | 1
1LE10011CA034FB4 | SIMOTICS GP MOTOR TYPE: 1AV2130A LOW-VOLTAGE MOTOR, IEC SQUIRREL-CAGE,SELF-VENTIL.,IP55 TEMP. CL. 155(F) ACC.TO 130(B) ALUMINIUM HOUSING HIGH EFFICIENCY IE2, IN EEA: CONSIDER EFFIC. GRADE ACC. TO CURR. VALID REGULATION! (01.01.2017) 2POLE * FS132S * 5.5KW (50HZ) 6.3KW (60HZ) 3 AC 50HZ 400VD/690VY * 3 AC 60HZ 460VD IM B 5, FLANGE: FF265(A300) 3 PTC thermistor for tripping (2 terminals) TERMINAL BOX AT TOP | 681 | TEM | 1 | LD | 0.039 | 1
1LE10011CA022FB4 | SIMOTICS GP MOTOR TYPE: 1AV2130A LOW-VOLTAGE MOTOR, IEC SQUIRREL-CAGE,SELF-VENTIL.,IP55 TEMP. CL. 155(F) ACC.TO 130(B) ALUMINIUM HOUSING HIGH EFFICIENCY IE2, IN EEA: CONSIDER EFFIC. GRADE ACC. TO CURR. VALID REGULATION! (01.01.2017) 2POLE * FS132S * 5.5KW (50HZ) 6.3KW (60HZ) 3 AC 50HZ 230VD/400VY * 3 AC 60HZ 460VY IM B 5, FLANGE: FF265(A300) 3 PTC thermistor for tripping (2 terminals) TERMINAL BOX AT TOP | 681 | TEM | 1 | LD | 0.039 | 1
1LE10011CA034FA4 | SIMOTICS GP MOTOR TYPE: 1AV2130A LOW-VOLTAGE MOTOR, IEC SQUIRREL-CAGE,SELF-VENTIL.,IP55 TEMP. CL. 155(F) ACC.TO 130(B) ALUMINIUM HOUSING HIGH EFFICIENCY IE2, IN EEA: CONSIDER EFFIC. GRADE ACC. TO CURR. VALID REGULATION! (01.01.2017) 2POLE * FS132S * 5.5KW (50HZ) 6.3KW (60HZ) 3 AC 50HZ 400VD/690VY * 3 AC 60HZ 460VD IM B 5, FLANGE: FF265(A300) without motor protection TERMINAL BOX AT TOP | 612 | TEM | 1 | LD | 0.039 | 1
1LE10011CA022FA4 | SIMOTICS GP MOTOR TYPE: 1AV2130A LOW-VOLTAGE MOTOR, IEC SQUIRREL-CAGE,SELF-VENTIL.,IP55 TEMP. CL. 155(F) ACC.TO 130(B) ALUMINIUM HOUSING HIGH EFFICIENCY IE2, IN EEA: CONSIDER EFFIC. GRADE ACC. TO CURR. VALID REGULATION! (01.01.2017) 2POLE * FS132S * 5.5KW (50HZ) 6.3KW (60HZ) 3 AC 50HZ 230VD/400VY * 3 AC 60HZ 460VY IM B 5, FLANGE: FF265(A300) without motor protection TERMINAL BOX AT TOP | 612 | TEM | 1 | LD | 0.039 | 1
1LE10011CA134FB4 | SIMOTICS GP MOTOR TYPE: 1AV2131A LOW-VOLTAGE MOTOR, IEC SQUIRREL-CAGE,SELF-VENTIL.,IP55 TEMP. CL. 155(F) ACC.TO 130(B) ALUMINIUM HOUSING HIGH EFFICIENCY IE2, IN EEA: CONSIDER EFFIC. GRADE ACC. TO CURR. VALID REGULATION! 2POLE * FS132S * 7.5KW (50HZ) 8.6KW (60HZ) 3 AC 50HZ 400VD/690VY * 3 AC 60HZ 460VD IM B 5, FLANGE: FF265(A300) 3 PTC thermistor for tripping (2 terminals) TERMINAL BOX AT TOP | 831 | TEM | 1 | LD | 0.043 | 1
1LE10011CA122FB4 | SIMOTICS GP MOTOR TYPE: 1AV2131A LOW-VOLTAGE MOTOR, IEC SQUIRREL-CAGE,SELF-VENTIL.,IP55 TEMP. CL. 155(F) ACC.TO 130(B) ALUMINIUM HOUSING HIGH EFFICIENCY IE2, IN EEA: CONSIDER EFFIC. GRADE ACC. TO CURR. VALID REGULATION! 2POLE * FS132S * 7.5KW (50HZ) 8.6KW (60HZ) 3 AC 50HZ 230VD/400VY * 3 AC 60HZ 460VY IM B 5, FLANGE: FF265(A300) 3 PTC thermistor for tripping (2 terminals) TERMINAL BOX AT TOP | 831 | TEM | 1 | LD | 0.043 | 1
1LE10011CA134FA4 | SIMOTICS GP MOTOR TYPE: 1AV2131A LOW-VOLTAGE MOTOR, IEC SQUIRREL-CAGE,SELF-VENTIL.,IP55 TEMP. CL. 155(F) ACC.TO 130(B) ALUMINIUM HOUSING HIGH EFFICIENCY IE2, IN EEA: CONSIDER EFFIC. GRADE ACC. TO CURR. VALID REGULATION! 2POLE * FS132S * 7.5KW (50HZ) 8.6KW (60HZ) 3 AC 50HZ 400VD/690VY * 3 AC 60HZ 460VD IM B 5, FLANGE: FF265(A300) without motor protection TERMINAL BOX AT TOP | 762 | TEM | 1 | LD | 0.043 | 1
1LE10011CA122FA4 | SIMOTICS GP MOTOR TYPE: 1AV2131A LOW-VOLTAGE MOTOR, IEC SQUIRREL-CAGE,SELF-VENTIL.,IP55 TEMP. CL. 155(F) ACC.TO 130(B) ALUMINIUM HOUSING HIGH EFFICIENCY IE2, IN EEA: CONSIDER EFFIC. GRADE ACC. TO CURR. VALID REGULATION! 2POLE * FS132S * 7.5KW (50HZ) 8.6KW (60HZ) 3 AC 50HZ 230VD/400VY * 3 AC 60HZ 460VY IM B 5, FLANGE: FF265(A300) without motor protection TERMINAL BOX AT TOP | 762 | TEM | 1 | LD | 0.043 | 1
1LE10011DA234FB4 | SIMOTICS GP MOTOR TYPE: 1AV2162A LOW-VOLTAGE MOTOR, IEC SQUIRREL-CAGE,SELF-VENTIL.,IP55 TEMP. CL. 155(F) ACC.TO 130(B) ALUMINIUM HOUSING HIGH EFFICIENCY IE2, IN EEA: CONSIDER EFFIC. GRADE ACC. TO CURR. VALID REGULATION! 2POLE * FS160M * 11KW (50HZ) 12.6KW (60HZ) 3 AC 50HZ 400VD/690VY * 3 AC 60HZ 460VD IM B 5, FLANGE: FF300(A350) 3 PTC thermistor for tripping (2 terminals) TERMINAL BOX AT TOP | 1122 | TEM | 1 | LD | 67 | 1
1LE10011DA222FB4 | SIMOTICS GP MOTOR TYPE: 1AV2162A LOW-VOLTAGE MOTOR, IEC SQUIRREL-CAGE,SELF-VENTIL.,IP55 TEMP. CL. 155(F) ACC.TO 130(B) ALUMINIUM HOUSING HIGH EFFICIENCY IE2, IN EEA: CONSIDER EFFIC. GRADE ACC. TO CURR. VALID REGULATION! 2POLE * FS160M * 11KW (50HZ) 12.6KW (60HZ) 3 AC 50HZ 230VD/400VY * 3 AC 60HZ 460VY IM B 5, FLANGE: FF300(A350) 3 PTC thermistor for tripping (2 terminals) TERMINAL BOX AT TOP | 1122 | TEM | 1 | LD | 67 | 1
1LE10011DA234FA4 | SIMOTICS GP MOTOR TYPE: 1AV2162A LOW-VOLTAGE MOTOR, IEC SQUIRREL-CAGE,SELF-VENTIL.,IP55 TEMP. CL. 155(F) ACC.TO 130(B) ALUMINIUM HOUSING HIGH EFFICIENCY IE2, IN EEA: CONSIDER EFFIC. GRADE ACC. TO CURR. VALID REGULATION! 2POLE * FS160M * 11KW (50HZ) 12.6KW (60HZ) 3 AC 50HZ 400VD/690VY * 3 AC 60HZ 460VD IM B 5, FLANGE: FF300(A350) without motor protection TERMINAL BOX AT TOP | 1053 | TEM | 1 | LD | 0.067 | 1
1LE10011DA222FA4 | SIMOTICS GP MOTOR TYPE: 1AV2162A LOW-VOLTAGE MOTOR, IEC SQUIRREL-CAGE,SELF-VENTIL.,IP55 TEMP. CL. 155(F) ACC.TO 130(B) ALUMINIUM HOUSING HIGH EFFICIENCY IE2, IN EEA: CONSIDER EFFIC. GRADE ACC. TO CURR. VALID REGULATION! 2POLE * FS160M * 11KW (50HZ) 12.6KW (60HZ) 3 AC 50HZ 230VD/400VY * 3 AC 60HZ 460VY IM B 5, FLANGE: FF300(A350) without motor protection TERMINAL BOX AT TOP | 1053 | TEM | 1 | LD | 67 | 1
1LE10011DA334FB4 | SIMOTICS GP MOTOR TYPE: 1AV2163A LOW-VOLTAGE MOTOR, IEC SQUIRREL-CAGE,SELF-VENTIL.,IP55 TEMP. CL. 155(F) ACC.TO 130(B) ALUMINIUM HOUSING HIGH EFFICIENCY IE2, IN EEA: CONSIDER EFFIC. GRADE ACC. TO CURR. VALID REGULATION! 2POLE * FS160M * 15KW (50HZ) 17.3KW (60HZ) 3 AC 50HZ 400VD/690VY * 3 AC 60HZ 460VD IM B 5, FLANGE: FF300(A350) 3 PTC thermistor for tripping (2 terminals) TERMINAL BOX AT TOP | 1427 | TEM | 1 | LD | 0.075 | 1
1LE10011DA322FB4 | SIMOTICS GP MOTOR TYPE: 1AV2163A LOW-VOLTAGE MOTOR, IEC SQUIRREL-CAGE,SELF-VENTIL.,IP55 TEMP. CL. 155(F) ACC.TO 130(B) ALUMINIUM HOUSING HIGH EFFICIENCY IE2, IN EEA: CONSIDER EFFIC. GRADE ACC. TO CURR. VALID REGULATION! 2POLE * FS160M * 15KW (50HZ) 17.3KW (60HZ) 3 AC 50HZ 230VD/400VY * 3 AC 60HZ 460VY IM B 5, FLANGE: FF300(A350) 3 PTC thermistor for tripping (2 terminals) TERMINAL BOX AT TOP | 1427 | TEM | 1 | LD | 0.075 | 1
1LE10011DA334FA4 | SIMOTICS GP MOTOR TYPE: 1AV2163A LOW-VOLTAGE MOTOR, IEC SQUIRREL-CAGE,SELF-VENTIL.,IP55 TEMP. CL. 155(F) ACC.TO 130(B) ALUMINIUM HOUSING HIGH EFFICIENCY IE2, IN EEA: CONSIDER EFFIC. GRADE ACC. TO CURR. VALID REGULATION! 2POLE * FS160M * 15KW (50HZ) 17.3KW (60HZ) 3 AC 50HZ 400VD/690VY * 3 AC 60HZ 460VD IM B 5, FLANGE: FF300(A350) without motor protection TERMINAL BOX AT TOP | 1357 | TEM | 1 | LD | 0.075 | 1
1LE10011DA322FA4 | SIMOTICS GP MOTOR TYPE: 1AV2163A LOW-VOLTAGE MOTOR, IEC SQUIRREL-CAGE,SELF-VENTIL.,IP55 TEMP. CL. 155(F) ACC.TO 130(B) ALUMINIUM HOUSING HIGH EFFICIENCY IE2, IN EEA: CONSIDER EFFIC. GRADE ACC. TO CURR. VALID REGULATION! 2POLE * FS160M * 15KW (50HZ) 17.3KW (60HZ) 3 AC 50HZ 230VD/400VY * 3 AC 60HZ 460VY IM B 5, FLANGE: FF300(A350) without motor protection TERMINAL BOX AT TOP | 1357 | TEM | 1 | LD | 0.075 | 1
1LE10011DA434FB4 | SIMOTICS GP MOTOR TYPE: 1AV2164A LOW-VOLTAGE MOTOR, IEC SQUIRREL-CAGE,SELF-VENTIL.,IP55 TEMP. CL. 155(F) ACC.TO 130(B) ALUMINIUM HOUSING HIGH EFFICIENCY IE2, IN EEA: CONSIDER EFFIC. GRADE ACC. TO CURR. VALID REGULATION! 2POLE * FS160L * 18.5KW (50HZ) 21.3KW (60HZ) 3 AC 50HZ 400VD/690VY * 3 AC 60HZ 460VD IM B 5, FLANGE: FF300(A350) 3 PTC thermistor for tripping (2 terminals) TERMINAL BOX AT TOP | 1674 | TEM | 1 | LD | 84 | 1
1LE10011DA422FB4 | SIMOTICS GP MOTOR TYPE: 1AV2164A LOW-VOLTAGE MOTOR, IEC SQUIRREL-CAGE,SELF-VENTIL.,IP55 TEMP. CL. 155(F) ACC.TO 130(B) ALUMINIUM HOUSING HIGH EFFICIENCY IE2, IN EEA: CONSIDER EFFIC. GRADE ACC. TO CURR. VALID REGULATION! 2POLE * FS160L * 18.5KW (50HZ) 21.3KW (60HZ) 3 AC 50HZ 230VD/400VY * 3 AC 60HZ 460VY IM B 5, FLANGE: FF300(A350) 3 PTC thermistor for tripping (2 terminals) TERMINAL BOX AT TOP | 1674 | TEM | 1 | LD | 0.084 | 1
1LE10011DA434FA4 | SIMOTICS GP MOTOR TYPE: 1AV2164A LOW-VOLTAGE MOTOR, IEC SQUIRREL-CAGE,SELF-VENTIL.,IP55 TEMP. CL. 155(F) ACC.TO 130(B) ALUMINIUM HOUSING HIGH EFFICIENCY IE2, IN EEA: CONSIDER EFFIC. GRADE ACC. TO CURR. VALID REGULATION! 2POLE * FS160L * 18.5KW (50HZ) 21.3KW (60HZ) 3 AC 50HZ 400VD/690VY * 3 AC 60HZ 460VD IM B 5, FLANGE: FF300(A350) without motor protection TERMINAL BOX AT TOP | 1605 | TEM | 1 | LD | 0.084 | 1
1LE10011DA422FA4 | SIMOTICS GP MOTOR TYPE: 1AV2164A LOW-VOLTAGE MOTOR, IEC SQUIRREL-CAGE,SELF-VENTIL.,IP55 TEMP. CL. 155(F) ACC.TO 130(B) ALUMINIUM HOUSING HIGH EFFICIENCY IE2, IN EEA: CONSIDER EFFIC. GRADE ACC. TO CURR. VALID REGULATION! 2POLE * FS160L * 18.5KW (50HZ) 21.3KW (60HZ) 3 AC 50HZ 230VD/400VY * 3 AC 60HZ 460VY IM B 5, FLANGE: FF300(A350) without motor protection TERMINAL BOX AT TOP | 1605 | TEM | 1 | LD | 84 | 1
1LE15011EA234FB4 | SIMOTICS SD MOTOR TYPE: 1CV2182A LOW-VOLTAGE MOTOR, IEC SQUIRREL-CAGE,SELF-VENTIL.,IP55 TEMP. CL. 155(F) ACC.TO 130(B) CAST-IRON HOUSING BASIC LINE HIGH EFFICIENCY IE2, IN EEA: CONSIDER EFFIC. GRADE ACC. TO CURR. VALID REGULATION! 2POLE * FS180M * 22KW (50HZ) 24.5KW (60HZ) 3 AC 50HZ 400VD/690VY * 3 AC 60HZ 460VD IM B 5, FLANGE: FF300(A350) 3 PTC thermistor for tripping (2 terminals) TERMINAL BOX AT TOP | 2064 | TEM | 1 | LD | 145 | 1
1LE15011EA222FB4 | SIMOTICS SD MOTOR TYPE: 1CV2182A LOW-VOLTAGE MOTOR, IEC SQUIRREL-CAGE,SELF-VENTIL.,IP55 TEMP. CL. 155(F) ACC.TO 130(B) CAST-IRON HOUSING BASIC LINE HIGH EFFICIENCY IE2, IN EEA: CONSIDER EFFIC. GRADE ACC. TO CURR. VALID REGULATION! 2POLE * FS180M * 22KW (50HZ) 24.5KW (60HZ) 3 AC 50HZ 230VD/400VY * 3 AC 60HZ 460VY IM B 5, FLANGE: FF300(A350) 3 PTC thermistor for tripping (2 terminals) TERMINAL BOX AT TOP | 2064 | TEM | 1 | LD | 0.145 | 1
1LE15011EA234FA4 | SIMOTICS SD MOTOR TYPE: 1CV2182A LOW-VOLTAGE MOTOR, IEC SQUIRREL-CAGE,SELF-VENTIL.,IP55 TEMP. CL. 155(F) ACC.TO 130(B) CAST-IRON HOUSING BASIC LINE HIGH EFFICIENCY IE2, IN EEA: CONSIDER EFFIC. GRADE ACC. TO CURR. VALID REGULATION! 2POLE * FS180M * 22KW (50HZ) 24.5KW (60HZ) 3 AC 50HZ 400VD/690VY * 3 AC 60HZ 460VD IM B 5, FLANGE: FF300(A350) without motor protection TERMINAL BOX AT TOP TERMINAL BOX AT TOP | 1972 | TEM | 1 | LD | 145 | 1
1LE15011EA222FA4 | SIMOTICS SD MOTOR TYPE: 1CV2182A LOW-VOLTAGE MOTOR, IEC SQUIRREL-CAGE,SELF-VENTIL.,IP55 TEMP. CL. 155(F) ACC.TO 130(B) CAST-IRON HOUSING BASIC LINE HIGH EFFICIENCY IE2, IN EEA: CONSIDER EFFIC. GRADE ACC. TO CURR. VALID REGULATION! 2POLE * FS180M * 22KW (50HZ) 24.5KW (60HZ) 3 AC 50HZ 230VD/400VY * 3 AC 60HZ 460VY IM B 5, FLANGE: FF300(A350) without motor protection TERMINAL BOX AT TOP | 1972 | TEM | 1 | LD | 145 | 1
1LE15012AA434FB4 | SIMOTICS SD MOTOR TYPE: 1CV2204A LOW-VOLTAGE MOTOR, IEC SQUIRREL-CAGE,SELF-VENTIL.,IP55 TEMP. CL. 155(F) ACC.TO 130(B) CAST-IRON HOUSING BASIC LINE HIGH EFFICIENCY IE2, IN EEA: CONSIDER EFFIC. GRADE ACC. TO CURR. VALID REGULATION! 2POLE * FS200L * 30KW (50HZ) 33.5KW (60HZ) 3 AC 50HZ 400VD/690VY * 3 AC 60HZ 460VD IM B 5, FLANGE: FF350(A400) 3 PTC thermistor for tripping (2 terminals) TERMINAL BOX AT TOP | 2639 | TEM | 1 | LD | 200 | 1
1LE15012AA422FB4 | SIMOTICS SD MOTOR TYPE: 1CV2204A LOW-VOLTAGE MOTOR, IEC SQUIRREL-CAGE,SELF-VENTIL.,IP55 TEMP. CL. 155(F) ACC.TO 130(B) CAST-IRON HOUSING BASIC LINE HIGH EFFICIENCY IE2, IN EEA: CONSIDER EFFIC. GRADE ACC. TO CURR. VALID REGULATION! 2POLE * FS200L * 30KW (50HZ) 33.5KW (60HZ) 3 AC 50HZ 230VD/400VY * 3 AC 60HZ 460VY IM B 5, FLANGE: FF350(A400) 3 PTC thermistor for tripping (2 terminals) TERMINAL BOX AT TOP | 2639 | TEM | 1 | LD | 0.2 | 1
1LE15012AA434FA4 | SIMOTICS SD MOTOR TYPE: 1CV2204A LOW-VOLTAGE MOTOR, IEC SQUIRREL-CAGE,SELF-VENTIL.,IP55 TEMP. CL. 155(F) ACC.TO 130(B) CAST-IRON HOUSING BASIC LINE HIGH EFFICIENCY IE2, IN EEA: CONSIDER EFFIC. GRADE ACC. TO CURR. VALID REGULATION! 2POLE * FS200L * 30KW (50HZ) 33.5KW (60HZ) 3 AC 50HZ 400VD/690VY * 3 AC 60HZ 460VD IM B 5, FLANGE: FF350(A400) without motor protection TERMINAL BOX AT TOP TERMINAL BOX AT TOP | 2547 | TEM | 1 | LD | 200 | 1
1LE15012AA422FA4 | SIMOTICS SD MOTOR TYPE: 1CV2204A LOW-VOLTAGE MOTOR, IEC SQUIRREL-CAGE,SELF-VENTIL.,IP55 TEMP. CL. 155(F) ACC.TO 130(B) CAST-IRON HOUSING BASIC LINE HIGH EFFICIENCY IE2, IN EEA: CONSIDER EFFIC. GRADE ACC. TO CURR. VALID REGULATION! 2POLE * FS200L * 30KW (50HZ) 33.5KW (60HZ) 3 AC 50HZ 230VD/400VY * 3 AC 60HZ 460VY IM B 5, FLANGE: FF350(A400) without motor protection TERMINAL BOX AT TOP | 2547 | TEM | 1 | LD | 200 | 1
1LE15012AA534FB4 | SIMOTICS SD MOTOR TYPE: 1CV2205A LOW-VOLTAGE MOTOR, IEC SQUIRREL-CAGE,SELF-VENTIL.,IP55 TEMP. CL. 155(F) ACC.TO 130(B) CAST-IRON HOUSING BASIC LINE HIGH EFFICIENCY IE2, IN EEA: CONSIDER EFFIC. GRADE ACC. TO CURR. VALID REGULATION! 2POLE * FS200L * 37KW (50HZ) 41.5KW (60HZ) 3 AC 50HZ 400VD/690VY * 3 AC 60HZ 460VD IM B 5, FLANGE: FF350(A400) 3 PTC thermistor for tripping (2 terminals) TERMINAL BOX AT TOP | 3256 | TEM | 1 | LD | 225 | 1
1LE15012AA522FB4 | SIMOTICS SD MOTOR TYPE: 1CV2205A LOW-VOLTAGE MOTOR, IEC SQUIRREL-CAGE,SELF-VENTIL.,IP55 TEMP. CL. 155(F) ACC.TO 130(B) CAST-IRON HOUSING BASIC LINE HIGH EFFICIENCY IE2, IN EEA: CONSIDER EFFIC. GRADE ACC. TO CURR. VALID REGULATION! 2POLE * FS200L * 37KW (50HZ) 41.5KW (60HZ) 3 AC 50HZ 230VD/400VY * 3 AC 60HZ 460VY IM B 5, FLANGE: FF350(A400) 3 PTC thermistor for tripping (2 terminals) TERMINAL BOX AT TOP | 3256 | TEM | 1 | LD | 0.225 | 1
1LE15012AA534FA4 | SIMOTICS SD MOTOR TYPE: 1CV2205A LOW-VOLTAGE MOTOR, IEC SQUIRREL-CAGE,SELF-VENTIL.,IP55 TEMP. CL. 155(F) ACC.TO 130(B) CAST-IRON HOUSING BASIC LINE HIGH EFFICIENCY IE2, IN EEA: CONSIDER EFFIC. GRADE ACC. TO CURR. VALID REGULATION! 2POLE * FS200L * 37KW (50HZ) 41.5KW (60HZ) 3 AC 50HZ 400VD/690VY * 3 AC 60HZ 460VD IM B 5, FLANGE: FF350(A400) without motor protection TERMINAL BOX AT TOP | 3164 | TEM | 1 | LD | 0.225 | 1
1LE15012AA522FA4 | SIMOTICS SD MOTOR TYPE: 1CV2205A LOW-VOLTAGE MOTOR, IEC SQUIRREL-CAGE,SELF-VENTIL.,IP55 TEMP. CL. 155(F) ACC.TO 130(B) CAST-IRON HOUSING BASIC LINE HIGH EFFICIENCY IE2, IN EEA: CONSIDER EFFIC. GRADE ACC. TO CURR. VALID REGULATION! 2POLE * FS200L * 37KW (50HZ) 41.5KW (60HZ) 3 AC 50HZ 230VD/400VY * 3 AC 60HZ 460VY IM B 5, FLANGE: FF350(A400) without motor protection TERMINAL BOX AT TOP | 3164 | TEM | 1 | LD | 0.225 | 1
1LE15012BA234FB4 | SIMOTICS SD MOTOR TYPE: 1CV2222A LOW-VOLTAGE MOTOR, IEC SQUIRREL-CAGE,SELF-VENTIL.,IP55 TEMP. CL. 155(F) ACC.TO 130(B) CAST-IRON HOUSING BASIC LINE HIGH EFFICIENCY IE2, IN EEA: CONSIDER EFFIC. GRADE ACC. TO CURR. VALID REGULATION! 2POLE * FS225M * 45KW (50HZ) 51KW (60HZ) 3 AC 50HZ 400VD/690VY * 3 AC 60HZ 460VD IM B 5, FLANGE: FF400(A450) 3 PTC thermistor for tripping (2 terminals) TERMINAL BOX AT TOP | 3915 | TEM | 1 | LD | 0.295 | 1
1LE15012BA222FB4 | SIMOTICS SD MOTOR TYPE: 1CV2222A LOW-VOLTAGE MOTOR, IEC SQUIRREL-CAGE,SELF-VENTIL.,IP55 TEMP. CL. 155(F) ACC.TO 130(B) CAST-IRON HOUSING BASIC LINE HIGH EFFICIENCY IE2, IN EEA: CONSIDER EFFIC. GRADE ACC. TO CURR. VALID REGULATION! 2POLE * FS225M * 45KW (50HZ) 51KW (60HZ) 3 AC 50HZ 230VD/400VY * 3 AC 60HZ 460VY IM B 5, FLANGE: FF400(A450) 3 PTC thermistor for tripping (2 terminals) TERMINAL BOX AT TOP | 3915 | TEM | 1 | LD | 295 | 1
1LE15012BA234FA4 | SIMOTICS SD MOTOR TYPE: 1CV2222A LOW-VOLTAGE MOTOR, IEC SQUIRREL-CAGE,SELF-VENTIL.,IP55 TEMP. CL. 155(F) ACC.TO 130(B) CAST-IRON HOUSING BASIC LINE HIGH EFFICIENCY IE2, IN EEA: CONSIDER EFFIC. GRADE ACC. TO CURR. VALID REGULATION! 2POLE * FS225M * 45KW (50HZ) 51KW (60HZ) 3 AC 50HZ 400VD/690VY * 3 AC 60HZ 460VD IM B 5, FLANGE: FF400(A450) without motor protection TERMINAL BOX AT TOP TERMINAL BOX AT TOP | 3789 | TEM | 1 | LD | 0.295 | 1
1LE15012BA222FA4 | SIMOTICS SD MOTOR TYPE: 1CV2222A LOW-VOLTAGE MOTOR, IEC SQUIRREL-CAGE,SELF-VENTIL.,IP55 TEMP. CL. 155(F) ACC.TO 130(B) CAST-IRON HOUSING BASIC LINE HIGH EFFICIENCY IE2, IN EEA: CONSIDER EFFIC. GRADE ACC. TO CURR. VALID REGULATION! 2POLE * FS225M * 45KW (50HZ) 51KW (60HZ) 3 AC 50HZ 230VD/400VY * 3 AC 60HZ 460VY IM B 5, FLANGE: FF400(A450) without motor protection TERMINAL BOX AT TOP | 3789 | TEM | 1 | LD | 295 | 1
1LE15012CA234FB4 | SIMOTICS SD MOTOR TYPE: 1CV2252A LOW-VOLTAGE MOTOR, IEC SQUIRREL-CAGE,SELF-VENTIL.,IP55 TEMP. CL. 155(F) ACC.TO 130(B) CAST-IRON HOUSING BASIC LINE HIGH EFFICIENCY IE2, IN EEA: CONSIDER EFFIC. GRADE ACC. TO CURR. VALID REGULATION! 2POLE * FS250M * 55KW (50HZ) 62KW (60HZ) 3 AC 50HZ 400VD/690VY * 3 AC 60HZ 460VD IM B 5, FLANGE: FF500(A550) 3 PTC thermistor for tripping (2 terminals) TERMINAL BOX AT TOP | 4626 | TEM | 1 | LD | 0.36 | 1
1LE15012CA222FB4 | SIMOTICS SD MOTOR TYPE: 1CV2252A LOW-VOLTAGE MOTOR, IEC SQUIRREL-CAGE,SELF-VENTIL.,IP55 TEMP. CL. 155(F) ACC.TO 130(B) CAST-IRON HOUSING BASIC LINE HIGH EFFICIENCY IE2, IN EEA: CONSIDER EFFIC. GRADE ACC. TO CURR. VALID REGULATION! 2POLE * FS250M * 55KW (50HZ) 62KW (60HZ) 3 AC 50HZ 230VD/400VY * 3 AC 60HZ 460VY IM B 5, FLANGE: FF500(A550) 3 PTC thermistor for tripping (2 terminals) TERMINAL BOX AT TOP | 4626 | TEM | 1 | LD | 0.36 | 1
1LE15012CA234FA4 | SIMOTICS SD MOTOR TYPE: 1CV2252A LOW-VOLTAGE MOTOR, IEC SQUIRREL-CAGE,SELF-VENTIL.,IP55 TEMP. CL. 155(F) ACC.TO 130(B) CAST-IRON HOUSING BASIC LINE HIGH EFFICIENCY IE2, IN EEA: CONSIDER EFFIC. GRADE ACC. TO CURR. VALID REGULATION! 2POLE * FS250M * 55KW (50HZ) 62KW (60HZ) 3 AC 50HZ 400VD/690VY * 3 AC 60HZ 460VD IM B 5, FLANGE: FF500(A550) without motor protection TERMINAL BOX AT TOP | 4500 | TEM | 1 | LD | 0.36 | 1
1LE15012CA222FA4 | SIMOTICS SD MOTOR TYPE: 1CV2252A LOW-VOLTAGE MOTOR, IEC SQUIRREL-CAGE,SELF-VENTIL.,IP55 TEMP. CL. 155(F) ACC.TO 130(B) CAST-IRON HOUSING BASIC LINE HIGH EFFICIENCY IE2, IN EEA: CONSIDER EFFIC. GRADE ACC. TO CURR. VALID REGULATION! 2POLE * FS250M * 55KW (50HZ) 62KW (60HZ) 3 AC 50HZ 230VD/400VY * 3 AC 60HZ 460VY IM B 5, FLANGE: FF500(A550) without motor protection TERMINAL BOX AT TOP | 4500 | TEM | 1 | LD | 0.36 | 1
1LE15012DA034FB4 | SIMOTICS SD MOTOR TYPE: 1CV2280A LOW-VOLTAGE MOTOR, IEC SQUIRREL-CAGE,SELF-VENTIL.,IP55 TEMP. CL. 155(F) ACC.TO 130(B) CAST-IRON HOUSING BASIC LINE HIGH EFFICIENCY IE2, IN EEA: CONSIDER EFFIC. GRADE ACC. TO CURR. VALID REGULATION! 2POLE * FS280S * 75KW (50HZ) 84KW (60HZ) 3 AC 50HZ 400VD/690VY * 3 AC 60HZ 460VD IM B 5, FLANGE: FF500(A550) 3 PTC thermistor for tripping (2 terminals) TERMINAL BOX AT TOP | 6330 | TEM | 1 | LD | 0.49 | 1
1LE15012DA022FB4 | SIMOTICS SD MOTOR TYPE: 1CV2280A LOW-VOLTAGE MOTOR, IEC SQUIRREL-CAGE,SELF-VENTIL.,IP55 TEMP. CL. 155(F) ACC.TO 130(B) CAST-IRON HOUSING BASIC LINE HIGH EFFICIENCY IE2, IN EEA: CONSIDER EFFIC. GRADE ACC. TO CURR. VALID REGULATION! 2POLE * FS280S * 75KW (50HZ) 84KW (60HZ) 3 AC 50HZ 230VD/400VY * 3 AC 60HZ 460VY IM B 5, FLANGE: FF500(A550) 3 PTC thermistor for tripping (2 terminals) TERMINAL BOX AT TOP | 6330 | TEM | 1 | LD | 0.49 | 1
1LE15012DA034FA4 | SIMOTICS SD MOTOR TYPE: 1CV2280A LOW-VOLTAGE MOTOR, IEC SQUIRREL-CAGE,SELF-VENTIL.,IP55 TEMP. CL. 155(F) ACC.TO 130(B) CAST-IRON HOUSING BASIC LINE HIGH EFFICIENCY IE2, IN EEA: CONSIDER EFFIC. GRADE ACC. TO CURR. VALID REGULATION! 2POLE * FS280S * 75KW (50HZ) 84KW (60HZ) 3 AC 50HZ 400VD/690VY * 3 AC 60HZ 460VD IM B 5, FLANGE: FF500(A550) without motor protection TERMINAL BOX AT TOP | 6173 | TEM | 1 | LD | 0.49 | 1
1LE15012DA022FA4 | SIMOTICS SD MOTOR TYPE: 1CV2280A LOW-VOLTAGE MOTOR, IEC SQUIRREL-CAGE,SELF-VENTIL.,IP55 TEMP. CL. 155(F) ACC.TO 130(B) CAST-IRON HOUSING BASIC LINE HIGH EFFICIENCY IE2, IN EEA: CONSIDER EFFIC. GRADE ACC. TO CURR. VALID REGULATION! 2POLE * FS280S * 75KW (50HZ) 84KW (60HZ) 3 AC 50HZ 230VD/400VY * 3 AC 60HZ 460VY IM B 5, FLANGE: FF500(A550) without motor protection TERMINAL BOX AT TOP | 6173 | TEM | 1 | LD | 490 | 1
1LE15012DA234FB4 | SIMOTICS SD MOTOR TYPE: 1CV2282A LOW-VOLTAGE MOTOR, IEC SQUIRREL-CAGE,SELF-VENTIL.,IP55 TEMP. CL. 155(F) ACC.TO 130(B) CAST-IRON HOUSING BASIC LINE HIGH EFFICIENCY IE2, IN EEA: CONSIDER EFFIC. GRADE ACC. TO CURR. VALID REGULATION! 2POLE * FS280M * 90KW (50HZ) 101KW (60HZ) 3 AC 50HZ 400VD/690VY * 3 AC 60HZ 460VD IM B 5, FLANGE: FF500(A550) 3 PTC thermistor for tripping (2 terminals) TERMINAL BOX AT TOP | 7426 | TEM | 1 | LD | 530 | 1
1LE15012DA222FB4 | SIMOTICS SD MOTOR TYPE: 1CV2282A LOW-VOLTAGE MOTOR, IEC SQUIRREL-CAGE,SELF-VENTIL.,IP55 TEMP. CL. 155(F) ACC.TO 130(B) CAST-IRON HOUSING BASIC LINE HIGH EFFICIENCY IE2, IN EEA: CONSIDER EFFIC. GRADE ACC. TO CURR. VALID REGULATION! 2POLE * FS280M * 90KW (50HZ) 101KW (60HZ) 3 AC 50HZ 230VD/400VY * 3 AC 60HZ 460VY IM B 5, FLANGE: FF500(A550) 3 PTC thermistor for tripping (2 terminals) TERMINAL BOX AT TOP | 7426 | TEM | 1 | LD | 530 | 1
1LE15012DA234FA4 | SIMOTICS SD MOTOR TYPE: 1CV2282A LOW-VOLTAGE MOTOR, IEC SQUIRREL-CAGE,SELF-VENTIL.,IP55 TEMP. CL. 155(F) ACC.TO 130(B) CAST-IRON HOUSING BASIC LINE HIGH EFFICIENCY IE2, IN EEA: CONSIDER EFFIC. GRADE ACC. TO CURR. VALID REGULATION! 2POLE * FS280M * 90KW (50HZ) 101KW (60HZ) 3 AC 50HZ 400VD/690VY * 3 AC 60HZ 460VD IM B 5, FLANGE: FF500(A550) without motor protection TERMINAL BOX AT TOP | 7269 | TEM | 1 | LD | 530 | 1
1LE15012DA222FA4 | SIMOTICS SD MOTOR TYPE: 1CV2282A LOW-VOLTAGE MOTOR, IEC SQUIRREL-CAGE,SELF-VENTIL.,IP55 TEMP. CL. 155(F) ACC.TO 130(B) CAST-IRON HOUSING BASIC LINE HIGH EFFICIENCY IE2, IN EEA: CONSIDER EFFIC. GRADE ACC. TO CURR. VALID REGULATION! 2POLE * FS280M * 90KW (50HZ) 101KW (60HZ) 3 AC 50HZ 230VD/400VY * 3 AC 60HZ 460VY IM B 5, FLANGE: FF500(A550) without motor protection TERMINAL BOX AT TOP | 7269 | TEM | 1 | LD | 530 | 1
1LE15013AA034FB4 | SIMOTICS SD MOTOR TYPE: 1CV2310A LOW-VOLTAGE MOTOR, IEC SQUIRREL-CAGE,SELF-VENTIL.,IP55 TEMP. CL. 155(F) ACC.TO 130(B) CAST-IRON HOUSING BASIC LINE HIGH EFFICIENCY IE2, IN EEA: CONSIDER EFFIC. GRADE ACC. TO CURR. VALID REGULATION! 2POLE * FS315S * 110KW (50HZ) 123KW (60HZ) 3 AC 50HZ 400VD/690VY * 3 AC 60HZ 460VD IM B 5, FLANGE: FF600(A660) 3 PTC thermistor for tripping (2 terminals) TERMINAL BOX AT TOP | 8927 | TEM | 1 | LD | 720 | 1
1LE15013AA022FB4 | SIMOTICS SD MOTOR TYPE: 1CV2310A LOW-VOLTAGE MOTOR, IEC SQUIRREL-CAGE,SELF-VENTIL.,IP55 TEMP. CL. 155(F) ACC.TO 130(B) CAST-IRON HOUSING BASIC LINE HIGH EFFICIENCY IE2, IN EEA: CONSIDER EFFIC. GRADE ACC. TO CURR. VALID REGULATION! 2POLE * FS315S * 110KW (50HZ) 123KW (60HZ) 3 AC 50HZ 230VD/400VY * 3 AC 60HZ 460VY IM B 5, FLANGE: FF600(A660) 3 PTC thermistor for tripping (2 terminals) TERMINAL BOX AT TOP | 8927 | TEM | 1 | LD | 720 | 1
1LE15013AA034FA4 | SIMOTICS SD MOTOR TYPE: 1CV2310A LOW-VOLTAGE MOTOR, IEC SQUIRREL-CAGE,SELF-VENTIL.,IP55 TEMP. CL. 155(F) ACC.TO 130(B) CAST-IRON HOUSING BASIC LINE HIGH EFFICIENCY IE2, IN EEA: CONSIDER EFFIC. GRADE ACC. TO CURR. VALID REGULATION! 2POLE * FS315S * 110KW (50HZ) 123KW (60HZ) 3 AC 50HZ 400VD/690VY * 3 AC 60HZ 460VD IM B 5, FLANGE: FF600(A660) without motor protection TERMINAL BOX AT TOP | 8770 | TEM | 1 | LD | 720 | 1
1LE15013AA022FA4 | SIMOTICS SD MOTOR TYPE: 1CV2310A LOW-VOLTAGE MOTOR, IEC SQUIRREL-CAGE,SELF-VENTIL.,IP55 TEMP. CL. 155(F) ACC.TO 130(B) CAST-IRON HOUSING BASIC LINE HIGH EFFICIENCY IE2, IN EEA: CONSIDER EFFIC. GRADE ACC. TO CURR. VALID REGULATION! 2POLE * FS315S * 110KW (50HZ) 123KW (60HZ) 3 AC 50HZ 230VD/400VY * 3 AC 60HZ 460VY IM B 5, FLANGE: FF600(A660) without motor protection TERMINAL BOX AT TOP | 8770 | TEM | 1 | LD | 720 | 1
1LE15013AA234FB4 | SIMOTICS SD MOTOR TYPE: 1CV2312A LOW-VOLTAGE MOTOR, IEC SQUIRREL-CAGE,SELF-VENTIL.,IP55 TEMP. CL. 155(F) ACC.TO 130(B) CAST-IRON HOUSING BASIC LINE HIGH EFFICIENCY IE2, IN EEA: CONSIDER EFFIC. GRADE ACC. TO CURR. VALID REGULATION! 2POLE * FS315M * 132KW (50HZ) 148KW (60HZ) 3 AC 50HZ 400VD/690VY * 3 AC 60HZ 460VD IM B 5, FLANGE: FF600(A660) 3 PTC thermistor for tripping (2 terminals) TERMINAL BOX AT TOP | 10591 | TEM | 1 | LD | 880 | 1
1LE10010DB222FB4 | SIMOTICS GP MOTOR TYPE: 1AV2082B LOW-VOLTAGE MOTOR, IEC SQUIRREL-CAGE,SELF-VENTIL.,IP55 TEMP. CL. 155(F) ACC.TO 130(B) ALUMINIUM HOUSING HIGH EFFICIENCY 4POLE * FS80M * 0.55KW (50HZ) 60HZ: IEC 60034-30 0.63KW, 3 AC 50HZ 230VD/400VY * 3 AC 60HZ 460VY IM B 5, FLANGE: FF165(A200) 1 PTC thermistor for tripping (2 terminals) TERMINAL BOX AT TOP | 220 | TEM | 1 | LD | 10 | 1
1LE10010DB234FB4 | SIMOTICS GP MOTOR TYPE: 1AV2082B LOW-VOLTAGE MOTOR, IEC SQUIRREL-CAGE,SELF-VENTIL.,IP55 TEMP. CL. 155(F) ACC.TO 130(B) ALUMINIUM HOUSING HIGH EFFICIENCY 4POLE * FS80M * 0.55KW (50HZ) 60HZ: IEC 60034-30 0.63KW, 3 AC 50HZ 400VD/690VY * 3 AC 60HZ 460VD IM B 5, FLANGE: FF165(A200) 1 PTC thermistor for tripping (2 terminals) TERMINAL BOX AT TOP | 220 | TEM | 1 | LD | 10 | 1
1LE10010DB222FA4 | SIMOTICS GP MOTOR TYPE: 1AV2082B LOW-VOLTAGE MOTOR, IEC SQUIRREL-CAGE,SELF-VENTIL.,IP55 TEMP. CL. 155(F) ACC.TO 130(B) ALUMINIUM HOUSING HIGH EFFICIENCY 4POLE * FS80M * 0.55KW (50HZ) 60HZ: IEC 60034-30 0.63KW, 3 AC 50HZ 230VD/400VY * 3 AC 60HZ 460VY IM B 5, FLANGE: FF165(A200) without motor protection TERMINAL BOX AT TOP | 205 | TEM | 1 | LD | 10 | 1
1LE10010DB234FA4 | SIMOTICS GP MOTOR TYPE: 1AV2082B LOW-VOLTAGE MOTOR, IEC SQUIRREL-CAGE,SELF-VENTIL.,IP55 TEMP. CL. 155(F) ACC.TO 130(B) ALUMINIUM HOUSING HIGH EFFICIENCY 4POLE * FS80M * 0.55KW (50HZ) 60HZ: IEC 60034-30 0.63KW, 3 AC 50HZ 400VD/690VY * 3 AC 60HZ 460VD IM B 5, FLANGE: FF165(A200) without motor protection TERMINAL BOX AT TOP | 205 | TEM | 1 | LD | 10 | 1
1LE10010DB322FB4 | SIMOTICS GP MOTOR TYPE: 1AV2083B LOW-VOLTAGE MOTOR, IEC SQUIRREL-CAGE,SELF-VENTIL.,IP55 TEMP. CL. 155(F) ACC.TO 130(B) ALUMINIUM HOUSING HIGH EFFICIENCY IE2, IN EEA: CONSIDER EFFIC. GRADE ACC. TO CURR. VALID REGULATION! (01.01.2017) 4POLE * FS80M * 0.75KW (50HZ) 0.86KW (60HZ) 3 AC 50HZ 230VD/400VY * 3 AC 60HZ 460VY IM B 5, FLANGE: FF165(A200) 1 PTC thermistor for tripping (2 terminals) TERMINAL BOX AT TOP | 236 | TEM | 1 | LD | 11 | 1
1LE10010DB334FB4 | SIMOTICS GP MOTOR TYPE: 1AV2083B LOW-VOLTAGE MOTOR, IEC SQUIRREL-CAGE,SELF-VENTIL.,IP55 TEMP. CL. 155(F) ACC.TO 130(B) ALUMINIUM HOUSING HIGH EFFICIENCY IE2, IN EEA: CONSIDER EFFIC. GRADE ACC. TO CURR. VALID REGULATION! (01.01.2017) 4POLE * FS80M * 0.75KW (50HZ) 0.86KW (60HZ) 3 AC 50HZ 400VD/690VY * 3 AC 60HZ 460VD IM B 5, FLANGE: FF165(A200) 1 PTC thermistor for tripping (2 terminals) TERMINAL BOX AT TOP | 236 | TEM | 1 | LD | 11 | 1
1LE10010DB322FA4 | SIMOTICS GP MOTOR TYPE: 1AV2083B LOW-VOLTAGE MOTOR, IEC SQUIRREL-CAGE,SELF-VENTIL.,IP55 TEMP. CL. 155(F) ACC.TO 130(B) ALUMINIUM HOUSING HIGH EFFICIENCY IE2, IN EEA: CONSIDER EFFIC. GRADE ACC. TO CURR. VALID REGULATION! (01.01.2017) 4POLE * FS80M * 0.75KW (50HZ) 0.86KW (60HZ) 3 AC 50HZ 230VD/400VY * 3 AC 60HZ 460VY IM B 5, FLANGE: FF165(A200) without motor protection TERMINAL BOX AT TOP TERMINAL BOX AT TOP | 222 | TEM | 1 | LD | 11 | 1
1LE10010DB334FA4 | SIMOTICS GP MOTOR TYPE: 1AV2083B LOW-VOLTAGE MOTOR, IEC SQUIRREL-CAGE,SELF-VENTIL.,IP55 TEMP. CL. 155(F) ACC.TO 130(B) ALUMINIUM HOUSING HIGH EFFICIENCY IE2, IN EEA: CONSIDER EFFIC. GRADE ACC. TO CURR. VALID REGULATION! (01.01.2017) 4POLE * FS80M * 0.75KW (50HZ) 0.86KW (60HZ) 3 AC 50HZ 400VD/690VY * 3 AC 60HZ 460VD IM B 5, FLANGE: FF165(A200) without motor protection TERMINAL BOX AT TOP | 222 | TEM | 1 | LD | 11 | 1
1LE10010EB022FB4 | SIMOTICS GP MOTOR TYPE: 1AV2090B LOW-VOLTAGE MOTOR, IEC SQUIRREL-CAGE,SELF-VENTIL.,IP55 TEMP. CL. 155(F) ACC.TO 130(B) ALUMINIUM HOUSING HIGH EFFICIENCY IE2, IN EEA: CONSIDER EFFIC. GRADE ACC. TO CURR. VALID REGULATION! (01.01.2017) 4POLE * FS90S * 1.1KW (50HZ) 1.27KW (60HZ) 3 AC 50HZ 230VD/400VY * 3 AC 60HZ 460VY IM B 5, FLANGE: FF165(A200) 1 PTC thermistor for tripping (2 terminals) TERMINAL BOX AT TOP | 279 | TEM | 1 | LD | 13.001 | 1
1LE10010EB034FB4 | SIMOTICS GP MOTOR TYPE: 1AV2090B LOW-VOLTAGE MOTOR, IEC SQUIRREL-CAGE,SELF-VENTIL.,IP55 TEMP. CL. 155(F) ACC.TO 130(B) ALUMINIUM HOUSING HIGH EFFICIENCY IE2, IN EEA: CONSIDER EFFIC. GRADE ACC. TO CURR. VALID REGULATION! (01.01.2017) 4POLE * FS90S * 1.1KW (50HZ) 1.27KW (60HZ) 3 AC 50HZ 400VD/690VY * 3 AC 60HZ 460VD IM B 5, FLANGE: FF165(A200) 1 PTC thermistor for tripping (2 terminals) TERMINAL BOX AT TOP | 279 | TEM | 1 | LD | 13.001 | 1
1LE10010EB022FA4 | SIMOTICS GP MOTOR TYPE: 1AV2090B LOW-VOLTAGE MOTOR, IEC SQUIRREL-CAGE,SELF-VENTIL.,IP55 TEMP. CL. 155(F) ACC.TO 130(B) ALUMINIUM HOUSING HIGH EFFICIENCY IE2, IN EEA: CONSIDER EFFIC. GRADE ACC. TO CURR. VALID REGULATION! (01.01.2017) 4POLE * FS90S * 1.1KW (50HZ) 1.27KW (60HZ) 3 AC 50HZ 230VD/400VY * 3 AC 60HZ 460VY IM B 5, FLANGE: FF165(A200) without motor protection TERMINAL BOX AT TOP TERMINAL BOX AT TOP | 263 | TEM | 1 | LD | 13 | 1
1LE10010EB034FA4 | SIMOTICS GP MOTOR TYPE: 1AV2090B LOW-VOLTAGE MOTOR, IEC SQUIRREL-CAGE,SELF-VENTIL.,IP55 TEMP. CL. 155(F) ACC.TO 130(B) ALUMINIUM HOUSING HIGH EFFICIENCY IE2, IN EEA: CONSIDER EFFIC. GRADE ACC. TO CURR. VALID REGULATION! (01.01.2017) 4POLE * FS90S * 1.1KW (50HZ) 1.27KW (60HZ) 3 AC 50HZ 400VD/690VY * 3 AC 60HZ 460VD IM B 5, FLANGE: FF165(A200) without motor protection TERMINAL BOX AT TOP | 263 | TEM | 1 | LD | 13 | 1
1LE10010EB422FB4 | SIMOTICS GP MOTOR TYPE: 1AV2094B LOW-VOLTAGE MOTOR, IEC SQUIRREL-CAGE,SELF-VENTIL.,IP55 TEMP. CL. 155(F) ACC.TO 130(B) ALUMINIUM HOUSING HIGH EFFICIENCY IE2, IN EEA: CONSIDER EFFIC. GRADE ACC. TO CURR. VALID REGULATION! (01.01.2017) 4POLE * FS90L * 1.5KW (50HZ) 1.75KW (60HZ) 3 AC 50HZ 230VD/400VY * 3 AC 60HZ 460VY IM B 5, FLANGE: FF165(A200) 1 PTC thermistor for tripping (2 terminals) TERMINAL BOX AT TOP | 324 | TEM | 1 | LD | 16.001 | 1
1LE10010EB434FB4 | SIMOTICS GP MOTOR TYPE: 1AV2094B LOW-VOLTAGE MOTOR, IEC SQUIRREL-CAGE,SELF-VENTIL.,IP55 TEMP. CL. 155(F) ACC.TO 130(B) ALUMINIUM HOUSING HIGH EFFICIENCY IE2, IN EEA: CONSIDER EFFIC. GRADE ACC. TO CURR. VALID REGULATION! (01.01.2017) 4POLE * FS90L * 1.5KW (50HZ) 1.75KW (60HZ) 3 AC 50HZ 400VD/690VY * 3 AC 60HZ 460VD IM B 5, FLANGE: FF165(A200) 1 PTC thermistor for tripping (2 terminals) TERMINAL BOX AT TOP | 324 | TEM | 1 | LD | 16.001 | 1
1LE10010EB422FA4 | SIMOTICS GP MOTOR TYPE: 1AV2094B LOW-VOLTAGE MOTOR, IEC SQUIRREL-CAGE,SELF-VENTIL.,IP55 TEMP. CL. 155(F) ACC.TO 130(B) ALUMINIUM HOUSING HIGH EFFICIENCY IE2, IN EEA: CONSIDER EFFIC. GRADE ACC. TO CURR. VALID REGULATION! (01.01.2017) 4POLE * FS90L * 1.5KW (50HZ) 1.75KW (60HZ) 3 AC 50HZ 230VD/400VY * 3 AC 60HZ 460VY IM B 5, FLANGE: FF165(A200) without motor protection TERMINAL BOX AT TOP TERMINAL BOX AT TOP | 307 | TEM | 1 | LD | 16 | 1
1LE10010EB434FA4 | SIMOTICS GP MOTOR TYPE: 1AV2094B LOW-VOLTAGE MOTOR, IEC SQUIRREL-CAGE,SELF-VENTIL.,IP55 TEMP. CL. 155(F) ACC.TO 130(B) ALUMINIUM HOUSING HIGH EFFICIENCY IE2, IN EEA: CONSIDER EFFIC. GRADE ACC. TO CURR. VALID REGULATION! (01.01.2017) 4POLE * FS90L * 1.5KW (50HZ) 1.75KW (60HZ) 3 AC 50HZ 400VD/690VY * 3 AC 60HZ 460VD IM B 5, FLANGE: FF165(A200) without motor protection TERMINAL BOX AT TOP TERMINAL BOX AT TOP | 307 | TEM | 1 | LD | 16 | 1
1LE10011AB422FB4 | SIMOTICS GP MOTOR TYPE: 1AV2104B LOW-VOLTAGE MOTOR, IEC SQUIRREL-CAGE,SELF-VENTIL.,IP55 TEMP. CL. 155(F) ACC.TO 130(B) ALUMINIUM HOUSING HIGH EFFICIENCY IE2, IN EEA: CONSIDER EFFIC. GRADE ACC. TO CURR. VALID REGULATION! (01.01.2017) 4POLE * FS100L * 2.2KW (50HZ) 2.55KW (60HZ) 3 AC 50HZ 230VD/400VY * 3 AC 60HZ 460VY IM B 5, FLANGE: FF215(A250) 3 PTC thermistor for tripping (2 terminals) TERMINAL BOX AT TOP | 423 | TEM | 1 | LD | 21 | 1
1LE10011AB434FB4 | SIMOTICS GP MOTOR TYPE: 1AV2104B LOW-VOLTAGE MOTOR, IEC SQUIRREL-CAGE,SELF-VENTIL.,IP55 TEMP. CL. 155(F) ACC.TO 130(B) ALUMINIUM HOUSING HIGH EFFICIENCY IE2, IN EEA: CONSIDER EFFIC. GRADE ACC. TO CURR. VALID REGULATION! (01.01.2017) 4POLE * FS100L * 2.2KW (50HZ) 2.55KW (60HZ) 3 AC 50HZ 400VD/690VY * 3 AC 60HZ 460VD IM B 5, FLANGE: FF215(A250) 3 PTC thermistor for tripping (2 terminals) TERMINAL BOX AT TOP | 423 | TEM | 1 | LD | 21 | 1
1LE10011AB422FA4 | SIMOTICS GP MOTOR TYPE: 1AV2104B LOW-VOLTAGE MOTOR, IEC SQUIRREL-CAGE,SELF-VENTIL.,IP55 TEMP. CL. 155(F) ACC.TO 130(B) ALUMINIUM HOUSING HIGH EFFICIENCY IE2, IN EEA: CONSIDER EFFIC. GRADE ACC. TO CURR. VALID REGULATION! (01.01.2017) 4POLE * FS100L * 2.2KW (50HZ) 2.55KW (60HZ) 3 AC 50HZ 230VD/400VY * 3 AC 60HZ 460VY IM B 5, FLANGE: FF215(A250) without motor protection TERMINAL BOX AT TOP | 376 | TEM | 1 | LD | 21 | 1
1LE10011AB434FA4 | SIMOTICS GP MOTOR TYPE: 1AV2104B LOW-VOLTAGE MOTOR, IEC SQUIRREL-CAGE,SELF-VENTIL.,IP55 TEMP. CL. 155(F) ACC.TO 130(B) ALUMINIUM HOUSING HIGH EFFICIENCY IE2, IN EEA: CONSIDER EFFIC. GRADE ACC. TO CURR. VALID REGULATION! (01.01.2017) 4POLE * FS100L * 2.2KW (50HZ) 2.55KW (60HZ) 3 AC 50HZ 400VD/690VY * 3 AC 60HZ 460VD IM B 5, FLANGE: FF215(A250) without motor protection TERMINAL BOX AT TOP | 376 | TEM | 1 | LD | 0.021 | 1
1LE10011AB534FB4 | SIMOTICS GP MOTOR TYPE: 1AV2105B LOW-VOLTAGE MOTOR, IEC SQUIRREL-CAGE,SELF-VENTIL.,IP55 TEMP. CL. 155(F) ACC.TO 130(B) ALUMINIUM HOUSING HIGH EFFICIENCY IE2, IN EEA: CONSIDER EFFIC. GRADE ACC. TO CURR. VALID REGULATION! (01.01.2017) 4POLE * FS100L * 3KW (50HZ) 3.45KW (60HZ) 3 AC 50HZ 400VD/690VY * 3 AC 60HZ 460VD IM B 5, FLANGE: FF215(A250) 3 PTC thermistor for tripping (2 terminals) TERMINAL BOX AT TOP | 474 | TEM | 1 | LD | 0.025 | 1
1LE10011AB522FB4 | SIMOTICS GP MOTOR TYPE: 1AV2105B LOW-VOLTAGE MOTOR, IEC SQUIRREL-CAGE,SELF-VENTIL.,IP55 TEMP. CL. 155(F) ACC.TO 130(B) ALUMINIUM HOUSING HIGH EFFICIENCY IE2, IN EEA: CONSIDER EFFIC. GRADE ACC. TO CURR. VALID REGULATION! (01.01.2017) 4POLE * FS100L * 3KW (50HZ) 3.45KW (60HZ) 3 AC 50HZ 230VD/400VY * 3 AC 60HZ 460VY IM B 5, FLANGE: FF215(A250) 3 PTC thermistor for tripping (2 terminals) TERMINAL BOX AT TOP | 474 | TEM | 1 | LD | 0.025 | 1
1LE10011AB534FA4 | SIMOTICS GP MOTOR TYPE: 1AV2105B LOW-VOLTAGE MOTOR, IEC SQUIRREL-CAGE,SELF-VENTIL.,IP55 TEMP. CL. 155(F) ACC.TO 130(B) ALUMINIUM HOUSING HIGH EFFICIENCY IE2, IN EEA: CONSIDER EFFIC. GRADE ACC. TO CURR. VALID REGULATION! (01.01.2017) 4POLE * FS100L * 3KW (50HZ) 3.45KW (60HZ) 3 AC 50HZ 400VD/690VY * 3 AC 60HZ 460VD IM B 5, FLANGE: FF215(A250) without motor protection TERMINAL BOX AT TOP | 428 | TEM | 1 | LD | 0.025 | 1
1LE10011AB522FA4 | SIMOTICS GP MOTOR TYPE: 1AV2105B LOW-VOLTAGE MOTOR, IEC SQUIRREL-CAGE,SELF-VENTIL.,IP55 TEMP. CL. 155(F) ACC.TO 130(B) ALUMINIUM HOUSING HIGH EFFICIENCY IE2, IN EEA: CONSIDER EFFIC. GRADE ACC. TO CURR. VALID REGULATION! (01.01.2017) 4POLE * FS100L * 3KW (50HZ) 3.45KW (60HZ) 3 AC 50HZ 230VD/400VY * 3 AC 60HZ 460VY IM B 5, FLANGE: FF215(A250) without motor protection TERMINAL BOX AT TOP | 428 | TEM | 1 | LD | 0.025 | 1
1LE10011BB234FB4 | SIMOTICS GP MOTOR TYPE: 1AV2112B LOW-VOLTAGE MOTOR, IEC SQUIRREL-CAGE,SELF-VENTIL.,IP55 TEMP. CL. 155(F) ACC.TO 130(B) ALUMINIUM HOUSING HIGH EFFICIENCY IE2, IN EEA: CONSIDER EFFIC. GRADE ACC. TO CURR. VALID REGULATION! (01.01.2017) 4POLE * FS112M * 4KW (50HZ) 4.55KW (60HZ) 3 AC 50HZ 400VD/690VY * 3 AC 60HZ 460VD IM B 5, FLANGE: FF215(A250) 3 PTC thermistor for tripping (2 terminals) TERMINAL BOX AT TOP | 573 | TEM | 1 | LD | 0.029 | 1
1LE10011BB222FB4 | SIMOTICS GP MOTOR TYPE: 1AV2112B LOW-VOLTAGE MOTOR, IEC SQUIRREL-CAGE,SELF-VENTIL.,IP55 TEMP. CL. 155(F) ACC.TO 130(B) ALUMINIUM HOUSING HIGH EFFICIENCY IE2, IN EEA: CONSIDER EFFIC. GRADE ACC. TO CURR. VALID REGULATION! (01.01.2017) 4POLE * FS112M * 4KW (50HZ) 4.55KW (60HZ) 3 AC 50HZ 230VD/400VY * 3 AC 60HZ 460VY IM B 5, FLANGE: FF215(A250) 3 PTC thermistor for tripping (2 terminals) TERMINAL BOX AT TOP | 573 | TEM | 1 | LD | 0.029 | 1
1LE10011BB234FA4 | SIMOTICS GP MOTOR TYPE: 1AV2112B LOW-VOLTAGE MOTOR, IEC SQUIRREL-CAGE,SELF-VENTIL.,IP55 TEMP. CL. 155(F) ACC.TO 130(B) ALUMINIUM HOUSING HIGH EFFICIENCY IE2, IN EEA: CONSIDER EFFIC. GRADE ACC. TO CURR. VALID REGULATION! (01.01.2017) 4POLE * FS112M * 4KW (50HZ) 4.55KW (60HZ) 3 AC 50HZ 400VD/690VY * 3 AC 60HZ 460VD IM B 5, FLANGE: FF215(A250) without motor protection TERMINAL BOX AT TOP | 527 | TEM | 1 | LD | 0.029 | 1
1LE10011BB222FA4 | SIMOTICS GP MOTOR TYPE: 1AV2112B LOW-VOLTAGE MOTOR, IEC SQUIRREL-CAGE,SELF-VENTIL.,IP55 TEMP. CL. 155(F) ACC.TO 130(B) ALUMINIUM HOUSING HIGH EFFICIENCY IE2, IN EEA: CONSIDER EFFIC. GRADE ACC. TO CURR. VALID REGULATION! (01.01.2017) 4POLE * FS112M * 4KW (50HZ) 4.55KW (60HZ) 3 AC 50HZ 230VD/400VY * 3 AC 60HZ 460VY IM B 5, FLANGE: FF215(A250) without motor protection TERMINAL BOX AT TOP | 527 | TEM | 1 | LD | 0.029 | 1
1LE10011CB034FB4 | SIMOTICS GP MOTOR TYPE: 1AV2130B LOW-VOLTAGE MOTOR, IEC SQUIRREL-CAGE,SELF-VENTIL.,IP55 TEMP. CL. 155(F) ACC.TO 130(B) ALUMINIUM HOUSING HIGH EFFICIENCY IE2, IN EEA: CONSIDER EFFIC. GRADE ACC. TO CURR. VALID REGULATION! (01.01.2017) 4POLE * FS132S * 5.5KW (50HZ) 6.3KW (60HZ) 3 AC 50HZ 400VD/690VY * 3 AC 60HZ 460VD IM B 5, FLANGE: FF265(A300) 3 PTC thermistor for tripping (2 terminals) TERMINAL BOX AT TOP | 726 | TEM | 1 | LD | 0.042 | 1
1LE10011CB022FB4 | SIMOTICS GP MOTOR TYPE: 1AV2130B LOW-VOLTAGE MOTOR, IEC SQUIRREL-CAGE,SELF-VENTIL.,IP55 TEMP. CL. 155(F) ACC.TO 130(B) ALUMINIUM HOUSING HIGH EFFICIENCY IE2, IN EEA: CONSIDER EFFIC. GRADE ACC. TO CURR. VALID REGULATION! (01.01.2017) 4POLE * FS132S * 5.5KW (50HZ) 6.3KW (60HZ) 3 AC 50HZ 230VD/400VY * 3 AC 60HZ 460VY IM B 5, FLANGE: FF265(A300) 3 PTC thermistor for tripping (2 terminals) TERMINAL BOX AT TOP | 726 | TEM | 1 | LD | 0.042 | 1
1LE10011CB034FA4 | SIMOTICS GP MOTOR TYPE: 1AV2130B LOW-VOLTAGE MOTOR, IEC SQUIRREL-CAGE,SELF-VENTIL.,IP55 TEMP. CL. 155(F) ACC.TO 130(B) ALUMINIUM HOUSING HIGH EFFICIENCY IE2, IN EEA: CONSIDER EFFIC. GRADE ACC. TO CURR. VALID REGULATION! (01.01.2017) 4POLE * FS132S * 5.5KW (50HZ) 6.3KW (60HZ) 3 AC 50HZ 400VD/690VY * 3 AC 60HZ 460VD IM B 5, FLANGE: FF265(A300) without motor protection TERMINAL BOX AT TOP | 656 | TEM | 1 | LD | 0.042 | 1
1LE10011CB022FA4 | SIMOTICS GP MOTOR TYPE: 1AV2130B LOW-VOLTAGE MOTOR, IEC SQUIRREL-CAGE,SELF-VENTIL.,IP55 TEMP. CL. 155(F) ACC.TO 130(B) ALUMINIUM HOUSING HIGH EFFICIENCY IE2, IN EEA: CONSIDER EFFIC. GRADE ACC. TO CURR. VALID REGULATION! (01.01.2017) 4POLE * FS132S * 5.5KW (50HZ) 6.3KW (60HZ) 3 AC 50HZ 230VD/400VY * 3 AC 60HZ 460VY IM B 5, FLANGE: FF265(A300) without motor protection TERMINAL BOX AT TOP | 656 | TEM | 1 | LD | 0.042 | 1
1LE10011CB234FB4 | SIMOTICS GP MOTOR TYPE: 1AV2132B LOW-VOLTAGE MOTOR, IEC SQUIRREL-CAGE,SELF-VENTIL.,IP55 TEMP. CL. 155(F) ACC.TO 130(B) ALUMINIUM HOUSING HIGH EFFICIENCY IE2, IN EEA: CONSIDER EFFIC. GRADE ACC. TO CURR. VALID REGULATION! 4POLE * FS132M * 7.5KW (50HZ) 8.6KW (60HZ) 3 AC 50HZ 400VD/690VY * 3 AC 60HZ 460VD IM B 5, FLANGE: FF265(A300) 3 PTC thermistor for tripping (2 terminals) TERMINAL BOX AT TOP | 888 | TEM | 1 | LD | 0.049 | 1
1LE10011CB222FB4 | SIMOTICS GP MOTOR TYPE: 1AV2132B LOW-VOLTAGE MOTOR, IEC SQUIRREL-CAGE,SELF-VENTIL.,IP55 TEMP. CL. 155(F) ACC.TO 130(B) ALUMINIUM HOUSING HIGH EFFICIENCY IE2, IN EEA: CONSIDER EFFIC. GRADE ACC. TO CURR. VALID REGULATION! 4POLE * FS132M * 7.5KW (50HZ) 8.6KW (60HZ) 3 AC 50HZ 230VD/400VY * 3 AC 60HZ 460VY IM B 5, FLANGE: FF265(A300) 3 PTC thermistor for tripping (2 terminals) TERMINAL BOX AT TOP | 888 | TEM | 1 | LD | 0.049 | 1
1LE10011CB234FA4 | SIMOTICS GP MOTOR TYPE: 1AV2132B LOW-VOLTAGE MOTOR, IEC SQUIRREL-CAGE,SELF-VENTIL.,IP55 TEMP. CL. 155(F) ACC.TO 130(B) ALUMINIUM HOUSING HIGH EFFICIENCY IE2, IN EEA: CONSIDER EFFIC. GRADE ACC. TO CURR. VALID REGULATION! 4POLE * FS132M * 7.5KW (50HZ) 8.6KW (60HZ) 3 AC 50HZ 400VD/690VY * 3 AC 60HZ 460VD IM B 5, FLANGE: FF265(A300) without motor protection TERMINAL BOX AT TOP | 819 | TEM | 1 | LD | 0.049 | 1
1LE10011CB222FA4 | SIMOTICS GP MOTOR TYPE: 1AV2132B LOW-VOLTAGE MOTOR, IEC SQUIRREL-CAGE,SELF-VENTIL.,IP55 TEMP. CL. 155(F) ACC.TO 130(B) ALUMINIUM HOUSING HIGH EFFICIENCY IE2, IN EEA: CONSIDER EFFIC. GRADE ACC. TO CURR. VALID REGULATION! 4POLE * FS132M * 7.5KW (50HZ) 8.6KW (60HZ) 3 AC 50HZ 230VD/400VY * 3 AC 60HZ 460VY IM B 5, FLANGE: FF265(A300) without motor protection TERMINAL BOX AT TOP | 819 | TEM | 1 | LD | 0.049 | 1
1LE10011DB234FB4 | SIMOTICS GP MOTOR TYPE: 1AV2162B LOW-VOLTAGE MOTOR, IEC SQUIRREL-CAGE,SELF-VENTIL.,IP55 TEMP. CL. 155(F) ACC.TO 130(B) ALUMINIUM HOUSING HIGH EFFICIENCY IE2, IN EEA: CONSIDER EFFIC. GRADE ACC. TO CURR. VALID REGULATION! 4POLE * FS160M * 11KW (50HZ) 12.6KW (60HZ) 3 AC 50HZ 400VD/690VY * 3 AC 60HZ 460VD IM B 5, FLANGE: FF300(A350) 3 PTC thermistor for tripping (2 terminals) TERMINAL BOX AT TOP | 1147 | TEM | 1 | LD | 0.071 | 1
1LE10011DB222FB4 | SIMOTICS GP MOTOR TYPE: 1AV2162B LOW-VOLTAGE MOTOR, IEC SQUIRREL-CAGE,SELF-VENTIL.,IP55 TEMP. CL. 155(F) ACC.TO 130(B) ALUMINIUM HOUSING HIGH EFFICIENCY IE2, IN EEA: CONSIDER EFFIC. GRADE ACC. TO CURR. VALID REGULATION! 4POLE * FS160M * 11KW (50HZ) 12.6KW (60HZ) 3 AC 50HZ 230VD/400VY * 3 AC 60HZ 460VY IM B 5, FLANGE: FF300(A350) 3 PTC thermistor for tripping (2 terminals) TERMINAL BOX AT TOP | 1147 | TEM | 1 | LD | 0.071 | 1
1LE10011DB234FA4 | SIMOTICS GP MOTOR TYPE: 1AV2162B LOW-VOLTAGE MOTOR, IEC SQUIRREL-CAGE,SELF-VENTIL.,IP55 TEMP. CL. 155(F) ACC.TO 130(B) ALUMINIUM HOUSING HIGH EFFICIENCY IE2, IN EEA: CONSIDER EFFIC. GRADE ACC. TO CURR. VALID REGULATION! 4POLE * FS160M * 11KW (50HZ) 12.6KW (60HZ) 3 AC 50HZ 400VD/690VY * 3 AC 60HZ 460VD IM B 5, FLANGE: FF300(A350) without motor protection TERMINAL BOX AT TOP | 1077 | TEM | 1 | LD | 0.071 | 1
1LE10011DB222FA4 | SIMOTICS GP MOTOR TYPE: 1AV2162B LOW-VOLTAGE MOTOR, IEC SQUIRREL-CAGE,SELF-VENTIL.,IP55 TEMP. CL. 155(F) ACC.TO 130(B) ALUMINIUM HOUSING HIGH EFFICIENCY IE2, IN EEA: CONSIDER EFFIC. GRADE ACC. TO CURR. VALID REGULATION! 4POLE * FS160M * 11KW (50HZ) 12.6KW (60HZ) 3 AC 50HZ 230VD/400VY * 3 AC 60HZ 460VY IM B 5, FLANGE: FF300(A350) without motor protection TERMINAL BOX AT TOP | 1077 | TEM | 1 | LD | 71 | 1
1LE10011DB434FB4 | SIMOTICS GP MOTOR TYPE: 1AV2164B LOW-VOLTAGE MOTOR, IEC SQUIRREL-CAGE,SELF-VENTIL.,IP55 TEMP. CL. 155(F) ACC.TO 130(B) ALUMINIUM HOUSING HIGH EFFICIENCY IE2, IN EEA: CONSIDER EFFIC. GRADE ACC. TO CURR. VALID REGULATION! 4POLE * FS160L * 15KW (50HZ) 17.3KW (60HZ) 3 AC 50HZ 400VD/690VY * 3 AC 60HZ 460VD IM B 5, FLANGE: FF300(A350) 3 PTC thermistor for tripping (2 terminals) TERMINAL BOX AT TOP | 1443 | TEM | 1 | LD | 83 | 1
1LE10011DB422FB4 | SIMOTICS GP MOTOR TYPE: 1AV2164B LOW-VOLTAGE MOTOR, IEC SQUIRREL-CAGE,SELF-VENTIL.,IP55 TEMP. CL. 155(F) ACC.TO 130(B) ALUMINIUM HOUSING HIGH EFFICIENCY IE2, IN EEA: CONSIDER EFFIC. GRADE ACC. TO CURR. VALID REGULATION! 4POLE * FS160L * 15KW (50HZ) 17.3KW (60HZ) 3 AC 50HZ 230VD/400VY * 3 AC 60HZ 460VY IM B 5, FLANGE: FF300(A350) 3 PTC thermistor for tripping (2 terminals) TERMINAL BOX AT TOP | 1443 | TEM | 1 | LD | 83 | 1
1LE10011DB434FA4 | SIMOTICS GP MOTOR TYPE: 1AV2164B LOW-VOLTAGE MOTOR, IEC SQUIRREL-CAGE,SELF-VENTIL.,IP55 TEMP. CL. 155(F) ACC.TO 130(B) ALUMINIUM HOUSING HIGH EFFICIENCY IE2, IN EEA: CONSIDER EFFIC. GRADE ACC. TO CURR. VALID REGULATION! 4POLE * FS160L * 15KW (50HZ) 17.3KW (60HZ) 3 AC 50HZ 400VD/690VY * 3 AC 60HZ 460VD IM B 5, FLANGE: FF300(A350) without motor protection TERMINAL BOX AT TOP | 1374 | TEM | 1 | LD | 83 | 1
1LE10011DB422FA4 | SIMOTICS GP MOTOR TYPE: 1AV2164B LOW-VOLTAGE MOTOR, IEC SQUIRREL-CAGE,SELF-VENTIL.,IP55 TEMP. CL. 155(F) ACC.TO 130(B) ALUMINIUM HOUSING HIGH EFFICIENCY IE2, IN EEA: CONSIDER EFFIC. GRADE ACC. TO CURR. VALID REGULATION! 4POLE * FS160L * 15KW (50HZ) 17.3KW (60HZ) 3 AC 50HZ 230VD/400VY * 3 AC 60HZ 460VY IM B 5, FLANGE: FF300(A350) without motor protection TERMINAL BOX AT TOP | 1374 | TEM | 1 | LD | 83 | 1
1LE15011EB234FB4 | SIMOTICS SD MOTOR TYPE: 1CV2182B LOW-VOLTAGE MOTOR, IEC SQUIRREL-CAGE,SELF-VENTIL.,IP55 TEMP. CL. 155(F) ACC.TO 130(B) CAST-IRON HOUSING BASIC LINE HIGH EFFICIENCY IE2, IN EEA: CONSIDER EFFIC. GRADE ACC. TO CURR. VALID REGULATION! 4POLE * FS180M * 18.5KW (50HZ) 21.3KW (60HZ) 3 AC 50HZ 400VD/690VY * 3 AC 60HZ 460VD IM B 5, FLANGE: FF300(A350) 3 PTC thermistor for tripping (2 terminals) TERMINAL BOX AT TOP | 1776 | TEM | 1 | LD | 160 | 1
1LE15011EB222FB4 | SIMOTICS SD MOTOR TYPE: 1CV2182B LOW-VOLTAGE MOTOR, IEC SQUIRREL-CAGE,SELF-VENTIL.,IP55 TEMP. CL. 155(F) ACC.TO 130(B) CAST-IRON HOUSING BASIC LINE HIGH EFFICIENCY IE2, IN EEA: CONSIDER EFFIC. GRADE ACC. TO CURR. VALID REGULATION! 4POLE * FS180M * 18.5KW (50HZ) 21.3KW (60HZ) 3 AC 50HZ 230VD/400VY * 3 AC 60HZ 460VY IM B 5, FLANGE: FF300(A350) 3 PTC thermistor for tripping (2 terminals) TERMINAL BOX AT TOP | 1776 | TEM | 1 | LD | 0.16 | 1
1LE15011EB234FA4 | SIMOTICS SD MOTOR TYPE: 1CV2182B LOW-VOLTAGE MOTOR, IEC SQUIRREL-CAGE,SELF-VENTIL.,IP55 TEMP. CL. 155(F) ACC.TO 130(B) CAST-IRON HOUSING BASIC LINE HIGH EFFICIENCY IE2, IN EEA: CONSIDER EFFIC. GRADE ACC. TO CURR. VALID REGULATION! 4POLE * FS180M * 18.5KW (50HZ) 21.3KW (60HZ) 3 AC 50HZ 400VD/690VY * 3 AC 60HZ 460VD IM B 5, FLANGE: FF300(A350) without motor protection TERMINAL BOX AT TOP | 1684 | TEM | 1 | LD | 160 | 1
1LE15011EB222FA4 | SIMOTICS SD MOTOR TYPE: 1CV2182B LOW-VOLTAGE MOTOR, IEC SQUIRREL-CAGE,SELF-VENTIL.,IP55 TEMP. CL. 155(F) ACC.TO 130(B) CAST-IRON HOUSING BASIC LINE HIGH EFFICIENCY IE2, IN EEA: CONSIDER EFFIC. GRADE ACC. TO CURR. VALID REGULATION! 4POLE * FS180M * 18.5KW (50HZ) 21.3KW (60HZ) 3 AC 50HZ 230VD/400VY * 3 AC 60HZ 460VY IM B 5, FLANGE: FF300(A350) without motor protection TERMINAL BOX AT TOP | 1684 | TEM | 1 | LD | 0.16 | 1
1LE15011EB434FB4 | SIMOTICS SD MOTOR TYPE: 1CV2184B LOW-VOLTAGE MOTOR, IEC SQUIRREL-CAGE,SELF-VENTIL.,IP55 TEMP. CL. 155(F) ACC.TO 130(B) CAST-IRON HOUSING BASIC LINE HIGH EFFICIENCY IE2, IN EEA: CONSIDER EFFIC. GRADE ACC. TO CURR. VALID REGULATION! 4POLE * FS180L * 22KW (50HZ) 25.3KW (60HZ) 3 AC 50HZ 400VD/690VY * 3 AC 60HZ 460VD IM B 5, FLANGE: FF300(A350) 3 PTC thermistor for tripping (2 terminals) TERMINAL BOX AT TOP | 2036 | TEM | 1 | LD | 170 | 1
1LE15011EB422FB4 | SIMOTICS SD MOTOR TYPE: 1CV2184B LOW-VOLTAGE MOTOR, IEC SQUIRREL-CAGE,SELF-VENTIL.,IP55 TEMP. CL. 155(F) ACC.TO 130(B) CAST-IRON HOUSING BASIC LINE HIGH EFFICIENCY IE2, IN EEA: CONSIDER EFFIC. GRADE ACC. TO CURR. VALID REGULATION! 4POLE * FS180L * 22KW (50HZ) 25.3KW (60HZ) 3 AC 50HZ 230VD/400VY * 3 AC 60HZ 460VY IM B 5, FLANGE: FF300(A350) 3 PTC thermistor for tripping (2 terminals) TERMINAL BOX AT TOP | 2036 | TEM | 1 | LD | 170 | 1
1LE15011EB434FA4 | SIMOTICS SD MOTOR TYPE: 1CV2184B LOW-VOLTAGE MOTOR, IEC SQUIRREL-CAGE,SELF-VENTIL.,IP55 TEMP. CL. 155(F) ACC.TO 130(B) CAST-IRON HOUSING BASIC LINE HIGH EFFICIENCY IE2, IN EEA: CONSIDER EFFIC. GRADE ACC. TO CURR. VALID REGULATION! 4POLE * FS180L * 22KW (50HZ) 25.3KW (60HZ) 3 AC 50HZ 400VD/690VY * 3 AC 60HZ 460VD IM B 5, FLANGE: FF300(A350) without motor protection TERMINAL BOX AT TOP | 1944 | TEM | 1 | LD | 0.17 | 1
1LE15011EB422FA4 | SIMOTICS SD MOTOR TYPE: 1CV2184B LOW-VOLTAGE MOTOR, IEC SQUIRREL-CAGE,SELF-VENTIL.,IP55 TEMP. CL. 155(F) ACC.TO 130(B) CAST-IRON HOUSING BASIC LINE HIGH EFFICIENCY IE2, IN EEA: CONSIDER EFFIC. GRADE ACC. TO CURR. VALID REGULATION! 4POLE * FS180L * 22KW (50HZ) 25.3KW (60HZ) 3 AC 50HZ 230VD/400VY * 3 AC 60HZ 460VY IM B 5, FLANGE: FF300(A350) without motor protection TERMINAL BOX AT TOP | 1944 | TEM | 1 | LD | 0.17 | 1
1LE15012AB534FB4 | SIMOTICS SD MOTOR TYPE: 1CV2205B LOW-VOLTAGE MOTOR, IEC SQUIRREL-CAGE,SELF-VENTIL.,IP55 TEMP. CL. 155(F) ACC.TO 130(B) CAST-IRON HOUSING BASIC LINE HIGH EFFICIENCY IE2, IN EEA: CONSIDER EFFIC. GRADE ACC. TO CURR. VALID REGULATION! 4POLE * FS200L * 30KW (50HZ) 34.5KW (60HZ) 3 AC 50HZ 400VD/690VY * 3 AC 60HZ 460VD IM B 5, FLANGE: FF350(A400) 3 PTC thermistor for tripping (2 terminals) TERMINAL BOX AT TOP | 2602 | TEM | 1 | LD | 0.23 | 1
1LE15012AB522FB4 | SIMOTICS SD MOTOR TYPE: 1CV2205B LOW-VOLTAGE MOTOR, IEC SQUIRREL-CAGE,SELF-VENTIL.,IP55 TEMP. CL. 155(F) ACC.TO 130(B) CAST-IRON HOUSING BASIC LINE HIGH EFFICIENCY IE2, IN EEA: CONSIDER EFFIC. GRADE ACC. TO CURR. VALID REGULATION! 4POLE * FS200L * 30KW (50HZ) 34.5KW (60HZ) 3 AC 50HZ 230VD/400VY * 3 AC 60HZ 460VY IM B 5, FLANGE: FF350(A400) 3 PTC thermistor for tripping (2 terminals) TERMINAL BOX AT TOP | 2602 | TEM | 1 | LD | 230 | 1
1LE15012AB534FA4 | SIMOTICS SD MOTOR TYPE: 1CV2205B LOW-VOLTAGE MOTOR, IEC SQUIRREL-CAGE,SELF-VENTIL.,IP55 TEMP. CL. 155(F) ACC.TO 130(B) CAST-IRON HOUSING BASIC LINE HIGH EFFICIENCY IE2, IN EEA: CONSIDER EFFIC. GRADE ACC. TO CURR. VALID REGULATION! 4POLE * FS200L * 30KW (50HZ) 34.5KW (60HZ) 3 AC 50HZ 400VD/690VY * 3 AC 60HZ 460VD IM B 5, FLANGE: FF350(A400) without motor protection TERMINAL BOX AT TOP | 2510 | TEM | 1 | LD | 230 | 1
1LE15012AB522FA4 | SIMOTICS SD MOTOR TYPE: 1CV2205B LOW-VOLTAGE MOTOR, IEC SQUIRREL-CAGE,SELF-VENTIL.,IP55 TEMP. CL. 155(F) ACC.TO 130(B) CAST-IRON HOUSING BASIC LINE HIGH EFFICIENCY IE2, IN EEA: CONSIDER EFFIC. GRADE ACC. TO CURR. VALID REGULATION! 4POLE * FS200L * 30KW (50HZ) 34.5KW (60HZ) 3 AC 50HZ 230VD/400VY * 3 AC 60HZ 460VY IM B 5, FLANGE: FF350(A400) without motor protection TERMINAL BOX AT TOP | 2510 | TEM | 1 | LD | 0.23 | 1
1LE15012BB034FB4 | SIMOTICS SD MOTOR TYPE: 1CV2220B LOW-VOLTAGE MOTOR, IEC SQUIRREL-CAGE,SELF-VENTIL.,IP55 TEMP. CL. 155(F) ACC.TO 130(B) CAST-IRON HOUSING BASIC LINE HIGH EFFICIENCY IE2, IN EEA: CONSIDER EFFIC. GRADE ACC. TO CURR. VALID REGULATION! 4POLE * FS225S * 37KW (50HZ) 42.5KW (60HZ) 3 AC 50HZ 400VD/690VY * 3 AC 60HZ 460VD IM B 5, FLANGE: FF400(A450) 3 PTC thermistor for tripping (2 terminals) TERMINAL BOX AT TOP | 3184 | TEM | 1 | LD | 280 | 1
1LE15012BB022FB4 | SIMOTICS SD MOTOR TYPE: 1CV2220B LOW-VOLTAGE MOTOR, IEC SQUIRREL-CAGE,SELF-VENTIL.,IP55 TEMP. CL. 155(F) ACC.TO 130(B) CAST-IRON HOUSING BASIC LINE HIGH EFFICIENCY IE2, IN EEA: CONSIDER EFFIC. GRADE ACC. TO CURR. VALID REGULATION! 4POLE * FS225S * 37KW (50HZ) 42.5KW (60HZ) 3 AC 50HZ 230VD/400VY * 3 AC 60HZ 460VY IM B 5, FLANGE: FF400(A450) 3 PTC thermistor for tripping (2 terminals) TERMINAL BOX AT TOP | 3184 | TEM | 1 | LD | 280 | 1
1LE15012BB034FA4 | SIMOTICS SD MOTOR TYPE: 1CV2220B LOW-VOLTAGE MOTOR, IEC SQUIRREL-CAGE,SELF-VENTIL.,IP55 TEMP. CL. 155(F) ACC.TO 130(B) CAST-IRON HOUSING BASIC LINE HIGH EFFICIENCY IE2, IN EEA: CONSIDER EFFIC. GRADE ACC. TO CURR. VALID REGULATION! 4POLE * FS225S * 37KW (50HZ) 42.5KW (60HZ) 3 AC 50HZ 400VD/690VY * 3 AC 60HZ 460VD IM B 5, FLANGE: FF400(A450) without motor protection TERMINAL BOX AT TOP TERMINAL BOX AT TOP | 3058 | TEM | 1 | LD | 0.28 | 1
1LE15012BB022FA4 | SIMOTICS SD MOTOR TYPE: 1CV2220B LOW-VOLTAGE MOTOR, IEC SQUIRREL-CAGE,SELF-VENTIL.,IP55 TEMP. CL. 155(F) ACC.TO 130(B) CAST-IRON HOUSING BASIC LINE HIGH EFFICIENCY IE2, IN EEA: CONSIDER EFFIC. GRADE ACC. TO CURR. VALID REGULATION! 4POLE * FS225S * 37KW (50HZ) 42.5KW (60HZ) 3 AC 50HZ 230VD/400VY * 3 AC 60HZ 460VY IM B 5, FLANGE: FF400(A450) without motor protection TERMINAL BOX AT TOP | 3058 | TEM | 1 | LD | 280 | 1
1LE15012BB234FB4 | SIMOTICS SD MOTOR TYPE: 1CV2222B LOW-VOLTAGE MOTOR, IEC SQUIRREL-CAGE,SELF-VENTIL.,IP55 TEMP. CL. 155(F) ACC.TO 130(B) CAST-IRON HOUSING BASIC LINE HIGH EFFICIENCY IE2, IN EEA: CONSIDER EFFIC. GRADE ACC. TO CURR. VALID REGULATION! 4POLE * FS225M * 45KW (50HZ) 52KW (60HZ) 3 AC 50HZ 400VD/690VY * 3 AC 60HZ 460VD IM B 5, FLANGE: FF400(A450) 3 PTC thermistor for tripping (2 terminals) TERMINAL BOX AT TOP | 3700 | TEM | 1 | LD | 305 | 1
1LE15012BB222FB4 | SIMOTICS SD MOTOR TYPE: 1CV2222B LOW-VOLTAGE MOTOR, IEC SQUIRREL-CAGE,SELF-VENTIL.,IP55 TEMP. CL. 155(F) ACC.TO 130(B) CAST-IRON HOUSING BASIC LINE HIGH EFFICIENCY IE2, IN EEA: CONSIDER EFFIC. GRADE ACC. TO CURR. VALID REGULATION! 4POLE * FS225M * 45KW (50HZ) 52KW (60HZ) 3 AC 50HZ 230VD/400VY * 3 AC 60HZ 460VY IM B 5, FLANGE: FF400(A450) 3 PTC thermistor for tripping (2 terminals) TERMINAL BOX AT TOP | 3700 | TEM | 1 | LD | 305 | 1
1LE15012BB234FA4 | SIMOTICS SD MOTOR TYPE: 1CV2222B LOW-VOLTAGE MOTOR, IEC SQUIRREL-CAGE,SELF-VENTIL.,IP55 TEMP. CL. 155(F) ACC.TO 130(B) CAST-IRON HOUSING BASIC LINE HIGH EFFICIENCY IE2, IN EEA: CONSIDER EFFIC. GRADE ACC. TO CURR. VALID REGULATION! 4POLE * FS225M * 45KW (50HZ) 52KW (60HZ) 3 AC 50HZ 400VD/690VY * 3 AC 60HZ 460VD IM B 5, FLANGE: FF400(A450) without motor protection TERMINAL BOX AT TOP TERMINAL BOX AT TOP | 3574 | TEM | 1 | LD | 0.305 | 1
1LE15012BB222FA4 | SIMOTICS SD MOTOR TYPE: 1CV2222B LOW-VOLTAGE MOTOR, IEC SQUIRREL-CAGE,SELF-VENTIL.,IP55 TEMP. CL. 155(F) ACC.TO 130(B) CAST-IRON HOUSING BASIC LINE HIGH EFFICIENCY IE2, IN EEA: CONSIDER EFFIC. GRADE ACC. TO CURR. VALID REGULATION! 4POLE * FS225M * 45KW (50HZ) 52KW (60HZ) 3 AC 50HZ 230VD/400VY * 3 AC 60HZ 460VY IM B 5, FLANGE: FF400(A450) without motor protection TERMINAL BOX AT TOP | 3574 | TEM | 1 | LD | 0.305 | 1
1LE15012CB234FB4 | SIMOTICS SD MOTOR TYPE: 1CV2252B LOW-VOLTAGE MOTOR, IEC SQUIRREL-CAGE,SELF-VENTIL.,IP55 TEMP. CL. 155(F) ACC.TO 130(B) CAST-IRON HOUSING BASIC LINE HIGH EFFICIENCY IE2, IN EEA: CONSIDER EFFIC. GRADE ACC. TO CURR. VALID REGULATION! 4POLE * FS250M * 55KW (50HZ) 63KW (60HZ) 3 AC 50HZ 400VD/690VY * 3 AC 60HZ 460VD IM B 5, FLANGE: FF500(A550) 3 PTC thermistor for tripping (2 terminals) TERMINAL BOX AT TOP | 4464 | TEM | 1 | LD | 385 | 1
1LE15012CB222FB4 | SIMOTICS SD MOTOR TYPE: 1CV2252B LOW-VOLTAGE MOTOR, IEC SQUIRREL-CAGE,SELF-VENTIL.,IP55 TEMP. CL. 155(F) ACC.TO 130(B) CAST-IRON HOUSING BASIC LINE HIGH EFFICIENCY IE2, IN EEA: CONSIDER EFFIC. GRADE ACC. TO CURR. VALID REGULATION! 4POLE * FS250M * 55KW (50HZ) 63KW (60HZ) 3 AC 50HZ 230VD/400VY * 3 AC 60HZ 460VY IM B 5, FLANGE: FF500(A550) 3 PTC thermistor for tripping (2 terminals) TERMINAL BOX AT TOP | 4464 | TEM | 1 | LD | 385 | 1
1LE15012CB234FA4 | SIMOTICS SD MOTOR TYPE: 1CV2252B LOW-VOLTAGE MOTOR, IEC SQUIRREL-CAGE,SELF-VENTIL.,IP55 TEMP. CL. 155(F) ACC.TO 130(B) CAST-IRON HOUSING BASIC LINE HIGH EFFICIENCY IE2, IN EEA: CONSIDER EFFIC. GRADE ACC. TO CURR. VALID REGULATION! 4POLE * FS250M * 55KW (50HZ) 63KW (60HZ) 3 AC 50HZ 400VD/690VY * 3 AC 60HZ 460VD IM B 5, FLANGE: FF500(A550) without motor protection TERMINAL BOX AT TOP | 4338 | TEM | 1 | LD | 0.385 | 1
1LE15012CB222FA4 | SIMOTICS SD MOTOR TYPE: 1CV2252B LOW-VOLTAGE MOTOR, IEC SQUIRREL-CAGE,SELF-VENTIL.,IP55 TEMP. CL. 155(F) ACC.TO 130(B) CAST-IRON HOUSING BASIC LINE HIGH EFFICIENCY IE2, IN EEA: CONSIDER EFFIC. GRADE ACC. TO CURR. VALID REGULATION! 4POLE * FS250M * 55KW (50HZ) 63KW (60HZ) 3 AC 50HZ 230VD/400VY * 3 AC 60HZ 460VY IM B 5, FLANGE: FF500(A550) without motor protection TERMINAL BOX AT TOP | 4338 | TEM | 1 | LD | 0.385 | 1
1LE15012DB034FB4 | SIMOTICS SD MOTOR TYPE: 1CV2280B LOW-VOLTAGE MOTOR, IEC SQUIRREL-CAGE,SELF-VENTIL.,IP55 TEMP. CL. 155(F) ACC.TO 130(B) CAST-IRON HOUSING BASIC LINE HIGH EFFICIENCY IE2, IN EEA: CONSIDER EFFIC. GRADE ACC. TO CURR. VALID REGULATION! 4POLE * FS280S * 75KW (50HZ) 86KW (60HZ) 3 AC 50HZ 400VD/690VY * 3 AC 60HZ 460VD IM B 5, FLANGE: FF500(A550) 3 PTC thermistor for tripping (2 terminals) TERMINAL BOX AT TOP | 6005 | TEM | 1 | LD | 0.55 | 1
1LE15012DB022FB4 | SIMOTICS SD MOTOR TYPE: 1CV2280B LOW-VOLTAGE MOTOR, IEC SQUIRREL-CAGE,SELF-VENTIL.,IP55 TEMP. CL. 155(F) ACC.TO 130(B) CAST-IRON HOUSING BASIC LINE HIGH EFFICIENCY IE2, IN EEA: CONSIDER EFFIC. GRADE ACC. TO CURR. VALID REGULATION! 4POLE * FS280S * 75KW (50HZ) 86KW (60HZ) 3 AC 50HZ 230VD/400VY * 3 AC 60HZ 460VY IM B 5, FLANGE: FF500(A550) 3 PTC thermistor for tripping (2 terminals) TERMINAL BOX AT TOP | 6005 | TEM | 1 | LD | 550 | 1
1LE15012DB234FB4 | SIMOTICS SD MOTOR TYPE: 1CV2282B LOW-VOLTAGE MOTOR, IEC SQUIRREL-CAGE,SELF-VENTIL.,IP55 TEMP. CL. 155(F) ACC.TO 130(B) CAST-IRON HOUSING BASIC LINE HIGH EFFICIENCY IE2, IN EEA: CONSIDER EFFIC. GRADE ACC. TO CURR. VALID REGULATION! 4POLE * FS280M * 90KW (50HZ) 104KW (60HZ) 3 AC 50HZ 400VD/690VY * 3 AC 60HZ 460VD IM B 5, FLANGE: FF500(A550) 3 PTC thermistor for tripping (2 terminals) TERMINAL BOX AT TOP | 6979 | TEM | 1 | LD | 570 | 1
1LE15012DB222FB4 | SIMOTICS SD MOTOR TYPE: 1CV2282B LOW-VOLTAGE MOTOR, IEC SQUIRREL-CAGE,SELF-VENTIL.,IP55 TEMP. CL. 155(F) ACC.TO 130(B) CAST-IRON HOUSING BASIC LINE HIGH EFFICIENCY IE2, IN EEA: CONSIDER EFFIC. GRADE ACC. TO CURR. VALID REGULATION! 4POLE * FS280M * 90KW (50HZ) 104KW (60HZ) 3 AC 50HZ 230VD/400VY * 3 AC 60HZ 460VY IM B 5, FLANGE: FF500(A550) 3 PTC thermistor for tripping (2 terminals) TERMINAL BOX AT TOP | 6979 | TEM | 1 | LD | 0.57 | 1
1LE15012DB234FA4 | SIMOTICS SD MOTOR TYPE: 1CV2282B LOW-VOLTAGE MOTOR, IEC SQUIRREL-CAGE,SELF-VENTIL.,IP55 TEMP. CL. 155(F) ACC.TO 130(B) CAST-IRON HOUSING BASIC LINE HIGH EFFICIENCY IE2, IN EEA: CONSIDER EFFIC. GRADE ACC. TO CURR. VALID REGULATION! 4POLE * FS280M * 90KW (50HZ) 104KW (60HZ) 3 AC 50HZ 400VD/690VY * 3 AC 60HZ 460VD IM B 5, FLANGE: FF500(A550) without motor protection TERMINAL BOX AT TOP | 6823 | TEM | 1 | LD | 0.57 | 1
1LE15012DB222FA4 | SIMOTICS SD MOTOR TYPE: 1CV2282B LOW-VOLTAGE MOTOR, IEC SQUIRREL-CAGE,SELF-VENTIL.,IP55 TEMP. CL. 155(F) ACC.TO 130(B) CAST-IRON HOUSING BASIC LINE HIGH EFFICIENCY IE2, IN EEA: CONSIDER EFFIC. GRADE ACC. TO CURR. VALID REGULATION! 4POLE * FS280M * 90KW (50HZ) 104KW (60HZ) 3 AC 50HZ 230VD/400VY * 3 AC 60HZ 460VY IM B 5, FLANGE: FF500(A550) without motor protection TERMINAL BOX AT TOP | 6823 | TEM | 1 | LD | 0.57 | 1
1LE15013AB034FB4 | SIMOTICS SD MOTOR TYPE: 1CV2310B LOW-VOLTAGE MOTOR, IEC SQUIRREL-CAGE,SELF-VENTIL.,IP55 TEMP. CL. 155(F) ACC.TO 130(B) CAST-IRON HOUSING BASIC LINE HIGH EFFICIENCY IE2, IN EEA: CONSIDER EFFIC. GRADE ACC. TO CURR. VALID REGULATION! 4POLE * FS315S * 110KW (50HZ) 127KW (60HZ) 3 AC 50HZ 400VD/690VY * 3 AC 60HZ 460VD IM B 5, FLANGE: FF600(A660) 3 PTC thermistor for tripping (2 terminals) TERMINAL BOX AT TOP | 8724 | TEM | 1 | LD | 0.74 | 1
1LE15013AB022FB4 | SIMOTICS SD MOTOR TYPE: 1CV2310B LOW-VOLTAGE MOTOR, IEC SQUIRREL-CAGE,SELF-VENTIL.,IP55 TEMP. CL. 155(F) ACC.TO 130(B) CAST-IRON HOUSING BASIC LINE HIGH EFFICIENCY IE2, IN EEA: CONSIDER EFFIC. GRADE ACC. TO CURR. VALID REGULATION! 4POLE * FS315S * 110KW (50HZ) 127KW (60HZ) 3 AC 50HZ 230VD/400VY * 3 AC 60HZ 460VY IM B 5, FLANGE: FF600(A660) 3 PTC thermistor for tripping (2 terminals) TERMINAL BOX AT TOP | 8724 | TEM | 1 | LD | 740 | 1
1LE15013AB034FA4 | SIMOTICS SD MOTOR TYPE: 1CV2310B LOW-VOLTAGE MOTOR, IEC SQUIRREL-CAGE,SELF-VENTIL.,IP55 TEMP. CL. 155(F) ACC.TO 130(B) CAST-IRON HOUSING BASIC LINE HIGH EFFICIENCY IE2, IN EEA: CONSIDER EFFIC. GRADE ACC. TO CURR. VALID REGULATION! 4POLE * FS315S * 110KW (50HZ) 127KW (60HZ) 3 AC 50HZ 400VD/690VY * 3 AC 60HZ 460VD IM B 5, FLANGE: FF600(A660) without motor protection TERMINAL BOX AT TOP | 8567 | TEM | 1 | LD | 740 | 1
1LE15013AB022FA4 | SIMOTICS SD MOTOR TYPE: 1CV2310B LOW-VOLTAGE MOTOR, IEC SQUIRREL-CAGE,SELF-VENTIL.,IP55 TEMP. CL. 155(F) ACC.TO 130(B) CAST-IRON HOUSING BASIC LINE HIGH EFFICIENCY IE2, IN EEA: CONSIDER EFFIC. GRADE ACC. TO CURR. VALID REGULATION! 4POLE * FS315S * 110KW (50HZ) 127KW (60HZ) 3 AC 50HZ 230VD/400VY * 3 AC 60HZ 460VY IM B 5, FLANGE: FF600(A660) without motor protection TERMINAL BOX AT TOP | 8567 | TEM | 1 | LD | 740 | 1
1LE15013AB234FB4 | SIMOTICS SD MOTOR TYPE: 1CV2312B LOW-VOLTAGE MOTOR, IEC SQUIRREL-CAGE,SELF-VENTIL.,IP55 TEMP. CL. 155(F) ACC.TO 130(B) CAST-IRON HOUSING BASIC LINE HIGH EFFICIENCY IE2, IN EEA: CONSIDER EFFIC. GRADE ACC. TO CURR. VALID REGULATION! 4POLE * FS315M * 132KW (50HZ) 152KW (60HZ) 3 AC 50HZ 400VD/690VY * 3 AC 60HZ 460VD IM B 5, FLANGE: FF600(A660) 3 PTC thermistor for tripping (2 terminals) TERMINAL BOX AT TOP | 10226 | TEM | 1 | LD | 0.87 | 1
1LE15013AB222FB4 | SIMOTICS SD MOTOR TYPE: 1CV2312B LOW-VOLTAGE MOTOR, IEC SQUIRREL-CAGE,SELF-VENTIL.,IP55 TEMP. CL. 155(F) ACC.TO 130(B) CAST-IRON HOUSING BASIC LINE HIGH EFFICIENCY IE2, IN EEA: CONSIDER EFFIC. GRADE ACC. TO CURR. VALID REGULATION! 4POLE * FS315M * 132KW (50HZ) 152KW (60HZ) 3 AC 50HZ 230VD/400VY * 3 AC 60HZ 460VY IM B 5, FLANGE: FF600(A660) 3 PTC thermistor for tripping (2 terminals) TERMINAL BOX AT TOP | 10226 | TEM | 1 | LD | 0.87 | 1
1LE15013AB234FA4 | SIMOTICS SD MOTOR TYPE: 1CV2312B LOW-VOLTAGE MOTOR, IEC SQUIRREL-CAGE,SELF-VENTIL.,IP55 TEMP. CL. 155(F) ACC.TO 130(B) CAST-IRON HOUSING BASIC LINE HIGH EFFICIENCY IE2, IN EEA: CONSIDER EFFIC. GRADE ACC. TO CURR. VALID REGULATION! 4POLE * FS315M * 132KW (50HZ) 152KW (60HZ) 3 AC 50HZ 400VD/690VY * 3 AC 60HZ 460VD IM B 5, FLANGE: FF600(A660) without motor protection TERMINAL BOX AT TOP | 10069 | TEM | 1 | LD | 0.87 | 1
1LE15013AB222FA4 | SIMOTICS SD MOTOR TYPE: 1CV2312B LOW-VOLTAGE MOTOR, IEC SQUIRREL-CAGE,SELF-VENTIL.,IP55 TEMP. CL. 155(F) ACC.TO 130(B) CAST-IRON HOUSING BASIC LINE HIGH EFFICIENCY IE2, IN EEA: CONSIDER EFFIC. GRADE ACC. TO CURR. VALID REGULATION! 4POLE * FS315M * 132KW (50HZ) 152KW (60HZ) 3 AC 50HZ 230VD/400VY * 3 AC 60HZ 460VY IM B 5, FLANGE: FF600(A660) without motor protection TERMINAL BOX AT TOP | 10069 | TEM | 1 | LD | 870 | 1
1LE10010EC022FB4 | SIMOTICS GP MOTOR TYPE: 1AV2090C LOW-VOLTAGE MOTOR, IEC SQUIRREL-CAGE,SELF-VENTIL.,IP55 TEMP. CL. 155(F) ACC.TO 130(B) ALUMINIUM HOUSING HIGH EFFICIENCY IE2, IN EEA: CONSIDER EFFIC. GRADE ACC. TO CURR. VALID REGULATION! (01.01.2017) 6POLE * FS90S * 0.75KW (50HZ) 0.86KW (60HZ) 3 AC 50HZ 230VD/400VY * 3 AC 60HZ 460VY IM B 5, FLANGE: FF165(A200) 1 PTC thermistor for tripping (2 terminals) TERMINAL BOX AT TOP | 275 | TEM | 1 | LD | 13.001 | 1
1LE10010EC034FB4 | SIMOTICS GP MOTOR TYPE: 1AV2090C LOW-VOLTAGE MOTOR, IEC SQUIRREL-CAGE,SELF-VENTIL.,IP55 TEMP. CL. 155(F) ACC.TO 130(B) ALUMINIUM HOUSING HIGH EFFICIENCY IE2, IN EEA: CONSIDER EFFIC. GRADE ACC. TO CURR. VALID REGULATION! (01.01.2017) 6POLE * FS90S * 0.75KW (50HZ) 0.86KW (60HZ) 3 AC 50HZ 400VD/690VY * 3 AC 60HZ 460VD IM B 5, FLANGE: FF165(A200) 1 PTC thermistor for tripping (2 terminals) TERMINAL BOX AT TOP | 275 | TEM | 1 | LD | 13.001 | 1
1LE10010EC022FA4 | SIMOTICS GP MOTOR TYPE: 1AV2090C LOW-VOLTAGE MOTOR, IEC SQUIRREL-CAGE,SELF-VENTIL.,IP55 TEMP. CL. 155(F) ACC.TO 130(B) ALUMINIUM HOUSING HIGH EFFICIENCY IE2, IN EEA: CONSIDER EFFIC. GRADE ACC. TO CURR. VALID REGULATION! (01.01.2017) 6POLE * FS90S * 0.75KW (50HZ) 0.86KW (60HZ) 3 AC 50HZ 230VD/400VY * 3 AC 60HZ 460VY IM B 5, FLANGE: FF165(A200) without motor protection TERMINAL BOX AT TOP | 258 | TEM | 1 | LD | 13 | 1
1LE10010EC034FA4 | SIMOTICS GP MOTOR TYPE: 1AV2090C LOW-VOLTAGE MOTOR, IEC SQUIRREL-CAGE,SELF-VENTIL.,IP55 TEMP. CL. 155(F) ACC.TO 130(B) ALUMINIUM HOUSING HIGH EFFICIENCY IE2, IN EEA: CONSIDER EFFIC. GRADE ACC. TO CURR. VALID REGULATION! (01.01.2017) 6POLE * FS90S * 0.75KW (50HZ) 0.86KW (60HZ) 3 AC 50HZ 400VD/690VY * 3 AC 60HZ 460VD IM B 5, FLANGE: FF165(A200) without motor protection TERMINAL BOX AT TOP | 258 | TEM | 1 | LD | 13 | 1
1LE10010EC422FB4 | SIMOTICS GP MOTOR TYPE: 1AV2094C LOW-VOLTAGE MOTOR, IEC SQUIRREL-CAGE,SELF-VENTIL.,IP55 TEMP. CL. 155(F) ACC.TO 130(B) ALUMINIUM HOUSING HIGH EFFICIENCY IE2, IN EEA: CONSIDER EFFIC. GRADE ACC. TO CURR. VALID REGULATION! (01.01.2017) 60HZ, P60: IE1 6POLE * FS90L * 1.10KW (50HZ) 1.27KW (60HZ) 3 AC 50HZ 230VD/400VY * 3 AC 60HZ 460VY IM B 5, FLANGE: FF165(A200) 1 PTC thermistor for tripping (2 terminals) TERMINAL BOX AT TOP | 331 | TEM | 1 | LD | 16.001 | 1
1LE10010EC434FB4 | SIMOTICS GP MOTOR TYPE: 1AV2094C LOW-VOLTAGE MOTOR, IEC SQUIRREL-CAGE,SELF-VENTIL.,IP55 TEMP. CL. 155(F) ACC.TO 130(B) ALUMINIUM HOUSING HIGH EFFICIENCY IE2, IN EEA: CONSIDER EFFIC. GRADE ACC. TO CURR. VALID REGULATION! (01.01.2017) 60HZ, P60: IE1 6POLE * FS90L * 1.10KW (50HZ) 1.27KW (60HZ) 3 AC 50HZ 400VD/690VY * 3 AC 60HZ 460VD IM B 5, FLANGE: FF165(A200) 1 PTC thermistor for tripping (2 terminals) TERMINAL BOX AT TOP | 331 | TEM | 1 | LD | 16.001 | 1
1LE10010EC422FA4 | SIMOTICS GP MOTOR TYPE: 1AV2094C LOW-VOLTAGE MOTOR, IEC SQUIRREL-CAGE,SELF-VENTIL.,IP55 TEMP. CL. 155(F) ACC.TO 130(B) ALUMINIUM HOUSING HIGH EFFICIENCY IE2, IN EEA: CONSIDER EFFIC. GRADE ACC. TO CURR. VALID REGULATION! (01.01.2017) 60HZ, P60: IE1 6POLE * FS90L * 1.10KW (50HZ) 1.27KW (60HZ) 3 AC 50HZ 230VD/400VY * 3 AC 60HZ 460VY IM B 5, FLANGE: FF165(A200) without motor protection TERMINAL BOX AT TOP TERMINAL BOX AT TOP | 314 | TEM | 1 | LD | 16 | 1
1LE10010EC434FA4 | SIMOTICS GP MOTOR TYPE: 1AV2094C LOW-VOLTAGE MOTOR, IEC SQUIRREL-CAGE,SELF-VENTIL.,IP55 TEMP. CL. 155(F) ACC.TO 130(B) ALUMINIUM HOUSING HIGH EFFICIENCY IE2, IN EEA: CONSIDER EFFIC. GRADE ACC. TO CURR. VALID REGULATION! (01.01.2017) 60HZ, P60: IE1 6POLE * FS90L * 1.10KW (50HZ) 1.27KW (60HZ) 3 AC 50HZ 400VD/690VY * 3 AC 60HZ 460VD IM B 5, FLANGE: FF165(A200) without motor protection TERMINAL BOX AT TOP | 314 | TEM | 1 | LD | 16 | 1
1LE10011AC422FB4 | SIMOTICS GP MOTOR TYPE: 1AV2104C LOW-VOLTAGE MOTOR, IEC SQUIRREL-CAGE,SELF-VENTIL.,IP55 TEMP. CL. 155(F) ACC.TO 130(B) ALUMINIUM HOUSING HIGH EFFICIENCY IE2, IN EEA: CONSIDER EFFIC. GRADE ACC. TO CURR. VALID REGULATION! (01.01.2017) 6POLE * FS100L * 1.5KW (50HZ) 1.75KW (60HZ) 3 AC 50HZ 230VD/400VY * 3 AC 60HZ 460VY IM B 5, FLANGE: FF215(A250) 3 PTC thermistor for tripping (2 terminals) TERMINAL BOX AT TOP | 418 | TEM | 1 | LD | 0.025 | 1
1LE10011AC434FB4 | SIMOTICS GP MOTOR TYPE: 1AV2104C LOW-VOLTAGE MOTOR, IEC SQUIRREL-CAGE,SELF-VENTIL.,IP55 TEMP. CL. 155(F) ACC.TO 130(B) ALUMINIUM HOUSING HIGH EFFICIENCY IE2, IN EEA: CONSIDER EFFIC. GRADE ACC. TO CURR. VALID REGULATION! (01.01.2017) 6POLE * FS100L * 1.5KW (50HZ) 1.75KW (60HZ) 3 AC 50HZ 400VD/690VY * 3 AC 60HZ 460VD IM B 5, FLANGE: FF215(A250) 3 PTC thermistor for tripping (2 terminals) TERMINAL BOX AT TOP | 418 | TEM | 1 | LD | 25 | 1
1LE10011AC422FA4 | SIMOTICS GP MOTOR TYPE: 1AV2104C LOW-VOLTAGE MOTOR, IEC SQUIRREL-CAGE,SELF-VENTIL.,IP55 TEMP. CL. 155(F) ACC.TO 130(B) ALUMINIUM HOUSING HIGH EFFICIENCY IE2, IN EEA: CONSIDER EFFIC. GRADE ACC. TO CURR. VALID REGULATION! (01.01.2017) 6POLE * FS100L * 1.5KW (50HZ) 1.75KW (60HZ) 3 AC 50HZ 230VD/400VY * 3 AC 60HZ 460VY IM B 5, FLANGE: FF215(A250) without motor protection TERMINAL BOX AT TOP | 372 | TEM | 1 | LD | 25 | 1
1LE10011AC434FA4 | SIMOTICS GP MOTOR TYPE: 1AV2104C LOW-VOLTAGE MOTOR, IEC SQUIRREL-CAGE,SELF-VENTIL.,IP55 TEMP. CL. 155(F) ACC.TO 130(B) ALUMINIUM HOUSING HIGH EFFICIENCY IE2, IN EEA: CONSIDER EFFIC. GRADE ACC. TO CURR. VALID REGULATION! (01.01.2017) 6POLE * FS100L * 1.5KW (50HZ) 1.75KW (60HZ) 3 AC 50HZ 400VD/690VY * 3 AC 60HZ 460VD IM B 5, FLANGE: FF215(A250) without motor protection TERMINAL BOX AT TOP | 372 | TEM | 1 | LD | 25 | 1
1LE10011BC222FB4 | SIMOTICS GP MOTOR TYPE: 1AV2112C LOW-VOLTAGE MOTOR, IEC SQUIRREL-CAGE,SELF-VENTIL.,IP55 TEMP. CL. 155(F) ACC.TO 130(B) ALUMINIUM HOUSING HIGH EFFICIENCY IE2, IN EEA: CONSIDER EFFIC. GRADE ACC. TO CURR. VALID REGULATION! (01.01.2017) 6POLE * FS112M * 2.2KW (50HZ) 2.55KW (60HZ) 3 AC 50HZ 230VD/400VY * 3 AC 60HZ 460VY IM B 5, FLANGE: FF215(A250) 3 PTC thermistor for tripping (2 terminals) TERMINAL BOX AT TOP | 516 | TEM | 1 | LD | 29 | 1
1LE10011BC234FB4 | SIMOTICS GP MOTOR TYPE: 1AV2112C LOW-VOLTAGE MOTOR, IEC SQUIRREL-CAGE,SELF-VENTIL.,IP55 TEMP. CL. 155(F) ACC.TO 130(B) ALUMINIUM HOUSING HIGH EFFICIENCY IE2, IN EEA: CONSIDER EFFIC. GRADE ACC. TO CURR. VALID REGULATION! (01.01.2017) 6POLE * FS112M * 2.2KW (50HZ) 2.55KW (60HZ) 3 AC 50HZ 400VD/690VY * 3 AC 60HZ 460VD IM B 5, FLANGE: FF215(A250) 3 PTC thermistor for tripping (2 terminals) TERMINAL BOX AT TOP | 516 | TEM | 1 | LD | 29 | 1
1LE10011BC222FA4 | SIMOTICS GP MOTOR TYPE: 1AV2112C LOW-VOLTAGE MOTOR, IEC SQUIRREL-CAGE,SELF-VENTIL.,IP55 TEMP. CL. 155(F) ACC.TO 130(B) ALUMINIUM HOUSING HIGH EFFICIENCY IE2, IN EEA: CONSIDER EFFIC. GRADE ACC. TO CURR. VALID REGULATION! (01.01.2017) 6POLE * FS112M * 2.2KW (50HZ) 2.55KW (60HZ) 3 AC 50HZ 230VD/400VY * 3 AC 60HZ 460VY IM B 5, FLANGE: FF215(A250) without motor protection TERMINAL BOX AT TOP | 470 | TEM | 1 | LD | 29 | 1
1LE10011BC234FA4 | SIMOTICS GP MOTOR TYPE: 1AV2112C LOW-VOLTAGE MOTOR, IEC SQUIRREL-CAGE,SELF-VENTIL.,IP55 TEMP. CL. 155(F) ACC.TO 130(B) ALUMINIUM HOUSING HIGH EFFICIENCY IE2, IN EEA: CONSIDER EFFIC. GRADE ACC. TO CURR. VALID REGULATION! (01.01.2017) 6POLE * FS112M * 2.2KW (50HZ) 2.55KW (60HZ) 3 AC 50HZ 400VD/690VY * 3 AC 60HZ 460VD IM B 5, FLANGE: FF215(A250) without motor protection TERMINAL BOX AT TOP | 470 | TEM | 1 | LD | 29 | 1
1LE10011CC034FB4 | SIMOTICS GP MOTOR TYPE: 1AV2130C LOW-VOLTAGE MOTOR, IEC SQUIRREL-CAGE,SELF-VENTIL.,IP55 TEMP. CL. 155(F) ACC.TO 130(B) ALUMINIUM HOUSING HIGH EFFICIENCY IE2, IN EEA: CONSIDER EFFIC. GRADE ACC. TO CURR. VALID REGULATION! (01.01.2017) 6POLE * FS132S * 3KW (50HZ) 3.45KW (60HZ) 3 AC 50HZ 400VD/690VY * 3 AC 60HZ 460VD IM B 5, FLANGE: FF265(A300) 3 PTC thermistor for tripping (2 terminals) TERMINAL BOX AT TOP | 661 | TEM | 1 | LD | 38 | 1
1LE10011CC022FB4 | SIMOTICS GP MOTOR TYPE: 1AV2130C LOW-VOLTAGE MOTOR, IEC SQUIRREL-CAGE,SELF-VENTIL.,IP55 TEMP. CL. 155(F) ACC.TO 130(B) ALUMINIUM HOUSING HIGH EFFICIENCY IE2, IN EEA: CONSIDER EFFIC. GRADE ACC. TO CURR. VALID REGULATION! (01.01.2017) 6POLE * FS132S * 3KW (50HZ) 3.45KW (60HZ) 3 AC 50HZ 230VD/400VY * 3 AC 60HZ 460VY IM B 5, FLANGE: FF265(A300) 3 PTC thermistor for tripping (2 terminals) TERMINAL BOX AT TOP | 661 | TEM | 1 | LD | 38 | 1
1LE10011CC034FA4 | SIMOTICS GP MOTOR TYPE: 1AV2130C LOW-VOLTAGE MOTOR, IEC SQUIRREL-CAGE,SELF-VENTIL.,IP55 TEMP. CL. 155(F) ACC.TO 130(B) ALUMINIUM HOUSING HIGH EFFICIENCY IE2, IN EEA: CONSIDER EFFIC. GRADE ACC. TO CURR. VALID REGULATION! (01.01.2017) 6POLE * FS132S * 3KW (50HZ) 3.45KW (60HZ) 3 AC 50HZ 400VD/690VY * 3 AC 60HZ 460VD IM B 5, FLANGE: FF265(A300) without motor protection TERMINAL BOX AT TOP | 591 | TEM | 1 | LD | 38 | 1
1LE10011CC022FA4 | SIMOTICS GP MOTOR TYPE: 1AV2130C LOW-VOLTAGE MOTOR, IEC SQUIRREL-CAGE,SELF-VENTIL.,IP55 TEMP. CL. 155(F) ACC.TO 130(B) ALUMINIUM HOUSING HIGH EFFICIENCY IE2, IN EEA: CONSIDER EFFIC. GRADE ACC. TO CURR. VALID REGULATION! (01.01.2017) 6POLE * FS132S * 3KW (50HZ) 3.45KW (60HZ) 3 AC 50HZ 230VD/400VY * 3 AC 60HZ 460VY IM B 5, FLANGE: FF265(A300) without motor protection TERMINAL BOX AT TOP | 591 | TEM | 1 | LD | 38 | 1
1LE10011CC234FB4 | SIMOTICS GP MOTOR TYPE: 1AV2132C LOW-VOLTAGE MOTOR, IEC SQUIRREL-CAGE,SELF-VENTIL.,IP55 TEMP. CL. 155(F) ACC.TO 130(B) ALUMINIUM HOUSING HIGH EFFICIENCY IE2, IN EEA: CONSIDER EFFIC. GRADE ACC. TO CURR. VALID REGULATION! (01.01.2017) 6POLE * FS132M * 4KW (50HZ) 4.6KW (60HZ) 3 AC 50HZ 400VD/690VY * 3 AC 60HZ 460VD IM B 5, FLANGE: FF265(A300) 3 PTC thermistor for tripping (2 terminals) TERMINAL BOX AT TOP | 787 | TEM | 1 | LD | 43 | 1
1LE10011CC222FB4 | SIMOTICS GP MOTOR TYPE: 1AV2132C LOW-VOLTAGE MOTOR, IEC SQUIRREL-CAGE,SELF-VENTIL.,IP55 TEMP. CL. 155(F) ACC.TO 130(B) ALUMINIUM HOUSING HIGH EFFICIENCY IE2, IN EEA: CONSIDER EFFIC. GRADE ACC. TO CURR. VALID REGULATION! (01.01.2017) 6POLE * FS132M * 4KW (50HZ) 4.6KW (60HZ) 3 AC 50HZ 230VD/400VY * 3 AC 60HZ 460VY IM B 5, FLANGE: FF265(A300) 3 PTC thermistor for tripping (2 terminals) TERMINAL BOX AT TOP | 787 | TEM | 1 | LD | 43 | 1
1LE10011CC234FA4 | SIMOTICS GP MOTOR TYPE: 1AV2132C LOW-VOLTAGE MOTOR, IEC SQUIRREL-CAGE,SELF-VENTIL.,IP55 TEMP. CL. 155(F) ACC.TO 130(B) ALUMINIUM HOUSING HIGH EFFICIENCY IE2, IN EEA: CONSIDER EFFIC. GRADE ACC. TO CURR. VALID REGULATION! (01.01.2017) 6POLE * FS132M * 4KW (50HZ) 4.6KW (60HZ) 3 AC 50HZ 400VD/690VY * 3 AC 60HZ 460VD IM B 5, FLANGE: FF265(A300) without motor protection TERMINAL BOX AT TOP | 717 | TEM | 1 | LD | 43 | 1
1LE10011CC222FA4 | SIMOTICS GP MOTOR TYPE: 1AV2132C LOW-VOLTAGE MOTOR, IEC SQUIRREL-CAGE,SELF-VENTIL.,IP55 TEMP. CL. 155(F) ACC.TO 130(B) ALUMINIUM HOUSING HIGH EFFICIENCY IE2, IN EEA: CONSIDER EFFIC. GRADE ACC. TO CURR. VALID REGULATION! (01.01.2017) 6POLE * FS132M * 4KW (50HZ) 4.6KW (60HZ) 3 AC 50HZ 230VD/400VY * 3 AC 60HZ 460VY IM B 5, FLANGE: FF265(A300) without motor protection TERMINAL BOX AT TOP | 717 | TEM | 1 | LD | 43 | 1
1LE10011CC334FB4 | SIMOTICS GP MOTOR TYPE: 1AV2133C LOW-VOLTAGE MOTOR, IEC SQUIRREL-CAGE,SELF-VENTIL.,IP55 TEMP. CL. 155(F) ACC.TO 130(B) ALUMINIUM HOUSING HIGH EFFICIENCY IE2, IN EEA: CONSIDER EFFIC. GRADE ACC. TO CURR. VALID REGULATION! (01.01.2017) 6POLE * FS132M * 5.5KW (50HZ) 6.3KW (60HZ) 3 AC 50HZ 400VD/690VY * 3 AC 60HZ 460VD IM B 5, FLANGE: FF265(A300) 3 PTC thermistor for tripping (2 terminals) TERMINAL BOX AT TOP | 961 | TEM | 1 | LD | 52 | 1
1LE10011CC322FB4 | SIMOTICS GP MOTOR TYPE: 1AV2133C LOW-VOLTAGE MOTOR, IEC SQUIRREL-CAGE,SELF-VENTIL.,IP55 TEMP. CL. 155(F) ACC.TO 130(B) ALUMINIUM HOUSING HIGH EFFICIENCY IE2, IN EEA: CONSIDER EFFIC. GRADE ACC. TO CURR. VALID REGULATION! (01.01.2017) 6POLE * FS132M * 5.5KW (50HZ) 6.3KW (60HZ) 3 AC 50HZ 230VD/400VY * 3 AC 60HZ 460VY IM B 5, FLANGE: FF265(A300) 3 PTC thermistor for tripping (2 terminals) TERMINAL BOX AT TOP | 961 | TEM | 1 | LD | 52 | 1
1LE10011CC334FA4 | SIMOTICS GP MOTOR TYPE: 1AV2133C LOW-VOLTAGE MOTOR, IEC SQUIRREL-CAGE,SELF-VENTIL.,IP55 TEMP. CL. 155(F) ACC.TO 130(B) ALUMINIUM HOUSING HIGH EFFICIENCY IE2, IN EEA: CONSIDER EFFIC. GRADE ACC. TO CURR. VALID REGULATION! (01.01.2017) 6POLE * FS132M * 5.5KW (50HZ) 6.3KW (60HZ) 3 AC 50HZ 400VD/690VY * 3 AC 60HZ 460VD IM B 5, FLANGE: FF265(A300) without motor protection TERMINAL BOX AT TOP | 892 | TEM | 1 | LD | 52 | 1
1LE10011CC322FA4 | SIMOTICS GP MOTOR TYPE: 1AV2133C LOW-VOLTAGE MOTOR, IEC SQUIRREL-CAGE,SELF-VENTIL.,IP55 TEMP. CL. 155(F) ACC.TO 130(B) ALUMINIUM HOUSING HIGH EFFICIENCY IE2, IN EEA: CONSIDER EFFIC. GRADE ACC. TO CURR. VALID REGULATION! (01.01.2017) 6POLE * FS132M * 5.5KW (50HZ) 6.3KW (60HZ) 3 AC 50HZ 230VD/400VY * 3 AC 60HZ 460VY IM B 5, FLANGE: FF265(A300) without motor protection TERMINAL BOX AT TOP | 892 | TEM | 1 | LD | 52 | 1
1LE10011DC234FB4 | SIMOTICS GP MOTOR TYPE: 1AV2162C LOW-VOLTAGE MOTOR, IEC SQUIRREL-CAGE,SELF-VENTIL.,IP55 TEMP. CL. 155(F) ACC.TO 130(B) ALUMINIUM HOUSING HIGH EFFICIENCY IE2, IN EEA: CONSIDER EFFIC. GRADE ACC. TO CURR. VALID REGULATION! 6POLE * FS160M * 7.5KW (50HZ) 8.6KW (60HZ) 3 AC 50HZ 400VD/690VY * 3 AC 60HZ 460VD IM B 5, FLANGE: FF300(A350) 3 PTC thermistor for tripping (2 terminals) TERMINAL BOX AT TOP | 1199 | TEM | 1 | LD | 77 | 1
1LE10011DC222FB4 | SIMOTICS GP MOTOR TYPE: 1AV2162C LOW-VOLTAGE MOTOR, IEC SQUIRREL-CAGE,SELF-VENTIL.,IP55 TEMP. CL. 155(F) ACC.TO 130(B) ALUMINIUM HOUSING HIGH EFFICIENCY IE2, IN EEA: CONSIDER EFFIC. GRADE ACC. TO CURR. VALID REGULATION! 6POLE * FS160M * 7.5KW (50HZ) 8.6KW (60HZ) 3 AC 50HZ 230VD/400VY * 3 AC 60HZ 460VY IM B 5, FLANGE: FF300(A350) 3 PTC thermistor for tripping (2 terminals) TERMINAL BOX AT TOP | 1199 | TEM | 1 | LD | 77 | 1
1LE10011DC234FA4 | SIMOTICS GP MOTOR TYPE: 1AV2162C LOW-VOLTAGE MOTOR, IEC SQUIRREL-CAGE,SELF-VENTIL.,IP55 TEMP. CL. 155(F) ACC.TO 130(B) ALUMINIUM HOUSING HIGH EFFICIENCY IE2, IN EEA: CONSIDER EFFIC. GRADE ACC. TO CURR. VALID REGULATION! 6POLE * FS160M * 7.5KW (50HZ) 8.6KW (60HZ) 3 AC 50HZ 400VD/690VY * 3 AC 60HZ 460VD IM B 5, FLANGE: FF300(A350) without motor protection TERMINAL BOX AT TOP | 1130 | TEM | 1 | LD | 77 | 1
1LE10011DC222FA4 | SIMOTICS GP MOTOR TYPE: 1AV2162C LOW-VOLTAGE MOTOR, IEC SQUIRREL-CAGE,SELF-VENTIL.,IP55 TEMP. CL. 155(F) ACC.TO 130(B) ALUMINIUM HOUSING HIGH EFFICIENCY IE2, IN EEA: CONSIDER EFFIC. GRADE ACC. TO CURR. VALID REGULATION! 6POLE * FS160M * 7.5KW (50HZ) 8.6KW (60HZ) 3 AC 50HZ 230VD/400VY * 3 AC 60HZ 460VY IM B 5, FLANGE: FF300(A350) without motor protection TERMINAL BOX AT TOP | 1130 | TEM | 1 | LD | 77 | 1
1LE10011DC434FB4 | SIMOTICS GP MOTOR TYPE: 1AV2164C LOW-VOLTAGE MOTOR, IEC SQUIRREL-CAGE,SELF-VENTIL.,IP55 TEMP. CL. 155(F) ACC.TO 130(B) ALUMINIUM HOUSING HIGH EFFICIENCY IE2, IN EEA: CONSIDER EFFIC. GRADE ACC. TO CURR. VALID REGULATION! 6POLE * FS160L * 11KW (50HZ) 12.6KW (60HZ) 3 AC 50HZ 400VD/690VY * 3 AC 60HZ 460VD IM B 5, FLANGE: FF300(A350) 3 PTC thermistor for tripping (2 terminals) TERMINAL BOX AT TOP | 1601 | TEM | 1 | LD | 93 | 1
1LE10011DC422FB4 | SIMOTICS GP MOTOR TYPE: 1AV2164C LOW-VOLTAGE MOTOR, IEC SQUIRREL-CAGE,SELF-VENTIL.,IP55 TEMP. CL. 155(F) ACC.TO 130(B) ALUMINIUM HOUSING HIGH EFFICIENCY IE2, IN EEA: CONSIDER EFFIC. GRADE ACC. TO CURR. VALID REGULATION! 6POLE * FS160L * 11KW (50HZ) 12.6KW (60HZ) 3 AC 50HZ 230VD/400VY * 3 AC 60HZ 460VY IM B 5, FLANGE: FF300(A350) 3 PTC thermistor for tripping (2 terminals) TERMINAL BOX AT TOP | 1601 | TEM | 1 | LD | 93 | 1
1LE10011DC434FA4 | SIMOTICS GP MOTOR TYPE: 1AV2164C LOW-VOLTAGE MOTOR, IEC SQUIRREL-CAGE,SELF-VENTIL.,IP55 TEMP. CL. 155(F) ACC.TO 130(B) ALUMINIUM HOUSING HIGH EFFICIENCY IE2, IN EEA: CONSIDER EFFIC. GRADE ACC. TO CURR. VALID REGULATION! 6POLE * FS160L * 11KW (50HZ) 12.6KW (60HZ) 3 AC 50HZ 400VD/690VY * 3 AC 60HZ 460VD IM B 5, FLANGE: FF300(A350) without motor protection TERMINAL BOX AT TOP | 1532 | TEM | 1 | LD | 93 | 1
1LE10011DC422FA4 | SIMOTICS GP MOTOR TYPE: 1AV2164C LOW-VOLTAGE MOTOR, IEC SQUIRREL-CAGE,SELF-VENTIL.,IP55 TEMP. CL. 155(F) ACC.TO 130(B) ALUMINIUM HOUSING HIGH EFFICIENCY IE2, IN EEA: CONSIDER EFFIC. GRADE ACC. TO CURR. VALID REGULATION! 6POLE * FS160L * 11KW (50HZ) 12.6KW (60HZ) 3 AC 50HZ 230VD/400VY * 3 AC 60HZ 460VY IM B 5, FLANGE: FF300(A350) without motor protection TERMINAL BOX AT TOP | 1532 | TEM | 1 | LD | 93 | 1
1LE15011EC434FB4 | SIMOTICS SD MOTOR TYPE: 1CV2184C LOW-VOLTAGE MOTOR, IEC SQUIRREL-CAGE,SELF-VENTIL.,IP55 TEMP. CL. 155(F) ACC.TO 130(B) CAST-IRON HOUSING BASIC LINE HIGH EFFICIENCY IE2, IN EEA: CONSIDER EFFIC. GRADE ACC. TO CURR. VALID REGULATION! 6POLE * FS180L * 15KW (50HZ) 18KW (60HZ) 3 AC 50HZ 400VD/690VY * 3 AC 60HZ 460VD IM B 5, FLANGE: FF300(A350) 3 PTC thermistor for tripping (2 terminals) TERMINAL BOX AT TOP | 2158 | TEM | 1 | LD | 155 | 1
1LE15011EC422FB4 | SIMOTICS SD MOTOR TYPE: 1CV2184C LOW-VOLTAGE MOTOR, IEC SQUIRREL-CAGE,SELF-VENTIL.,IP55 TEMP. CL. 155(F) ACC.TO 130(B) CAST-IRON HOUSING BASIC LINE HIGH EFFICIENCY IE2, IN EEA: CONSIDER EFFIC. GRADE ACC. TO CURR. VALID REGULATION! 6POLE * FS180L * 15KW (50HZ) 18KW (60HZ) 3 AC 50HZ 230VD/400VY * 3 AC 60HZ 460VY IM B 5, FLANGE: FF300(A350) 3 PTC thermistor for tripping (2 terminals) TERMINAL BOX AT TOP | 2158 | TEM | 1 | LD | 155 | 1
1LE15011EC434FA4 | SIMOTICS SD MOTOR TYPE: 1CV2184C LOW-VOLTAGE MOTOR, IEC SQUIRREL-CAGE,SELF-VENTIL.,IP55 TEMP. CL. 155(F) ACC.TO 130(B) CAST-IRON HOUSING BASIC LINE HIGH EFFICIENCY IE2, IN EEA: CONSIDER EFFIC. GRADE ACC. TO CURR. VALID REGULATION! 6POLE * FS180L * 15KW (50HZ) 18KW (60HZ) 3 AC 50HZ 400VD/690VY * 3 AC 60HZ 460VD IM B 5, FLANGE: FF300(A350) without motor protection TERMINAL BOX AT TOP | 2065 | TEM | 1 | LD | 155 | 1
1LE15011EC422FA4 | SIMOTICS SD MOTOR TYPE: 1CV2184C LOW-VOLTAGE MOTOR, IEC SQUIRREL-CAGE,SELF-VENTIL.,IP55 TEMP. CL. 155(F) ACC.TO 130(B) CAST-IRON HOUSING BASIC LINE HIGH EFFICIENCY IE2, IN EEA: CONSIDER EFFIC. GRADE ACC. TO CURR. VALID REGULATION! 6POLE * FS180L * 15KW (50HZ) 18KW (60HZ) 3 AC 50HZ 230VD/400VY * 3 AC 60HZ 460VY IM B 5, FLANGE: FF300(A350) without motor protection TERMINAL BOX AT TOP | 2065 | TEM | 1 | LD | 155 | 1
1LE15012AC434FB4 | SIMOTICS SD MOTOR TYPE: 1CV2204C LOW-VOLTAGE MOTOR, IEC SQUIRREL-CAGE,SELF-VENTIL.,IP55 TEMP. CL. 155(F) ACC.TO 130(B) CAST-IRON HOUSING BASIC LINE HIGH EFFICIENCY IE2, 60HZ, P60: IE1 IN EEA: CONSIDER EFFIC. GRADE ACC. TO CURR. VALID REGULATION 6POLE * FS200L * 18.5KW (50HZ) 22KW (60HZ) 3 AC 50HZ 400VD/690VY * 3 AC 60HZ 460VD IM B 5, FLANGE: FF350(A400) 3 PTC thermistor for tripping (2 terminals) TERMINAL BOX AT TOP | 2618 | TEM | 1 | LD | 200 | 1
1LE15012AC422FB4 | SIMOTICS SD MOTOR TYPE: 1CV2204C LOW-VOLTAGE MOTOR, IEC SQUIRREL-CAGE,SELF-VENTIL.,IP55 TEMP. CL. 155(F) ACC.TO 130(B) CAST-IRON HOUSING BASIC LINE HIGH EFFICIENCY IE2, 60HZ, P60: IE1 IN EEA: CONSIDER EFFIC. GRADE ACC. TO CURR. VALID REGULATION 6POLE * FS200L * 18.5KW (50HZ) 22KW (60HZ) 3 AC 50HZ 230VD/400VY * 3 AC 60HZ 460VY IM B 5, FLANGE: FF350(A400) 3 PTC thermistor for tripping (2 terminals) TERMINAL BOX AT TOP | 2618 | TEM | 1 | LD | 200 | 1
1LE15012AC434FA4 | SIMOTICS SD MOTOR TYPE: 1CV2204C LOW-VOLTAGE MOTOR, IEC SQUIRREL-CAGE,SELF-VENTIL.,IP55 TEMP. CL. 155(F) ACC.TO 130(B) CAST-IRON HOUSING BASIC LINE HIGH EFFICIENCY IE2, 60HZ, P60: IE1 IN EEA: CONSIDER EFFIC. GRADE ACC. TO CURR. VALID REGULATION 6POLE * FS200L * 18.5KW (50HZ) 22KW (60HZ) 3 AC 50HZ 400VD/690VY * 3 AC 60HZ 460VD IM B 5, FLANGE: FF350(A400) without motor protection TERMINAL BOX AT TOP | 2526 | TEM | 1 | LD | 200 | 1
1LE15012AC422FA4 | SIMOTICS SD MOTOR TYPE: 1CV2204C LOW-VOLTAGE MOTOR, IEC SQUIRREL-CAGE,SELF-VENTIL.,IP55 TEMP. CL. 155(F) ACC.TO 130(B) CAST-IRON HOUSING BASIC LINE HIGH EFFICIENCY IE2, 60HZ, P60: IE1 IN EEA: CONSIDER EFFIC. GRADE ACC. TO CURR. VALID REGULATION 6POLE * FS200L * 18.5KW (50HZ) 22KW (60HZ) 3 AC 50HZ 230VD/400VY * 3 AC 60HZ 460VY IM B 5, FLANGE: FF350(A400) without motor protection TERMINAL BOX AT TOP | 2526 | TEM | 1 | LD | 200 | 1
1LE15012AC534FB4 | SIMOTICS SD MOTOR TYPE: 1CV2205C LOW-VOLTAGE MOTOR, IEC SQUIRREL-CAGE,SELF-VENTIL.,IP55 TEMP. CL. 155(F) ACC.TO 130(B) CAST-IRON HOUSING BASIC LINE HIGH EFFICIENCY IE2, 60HZ, P60: IE1 IN EEA: CONSIDER EFFIC. GRADE ACC. TO CURR. VALID REGULATION 6POLE * FS200L * 22KW (50HZ) 26.5KW (60HZ) 3 AC 50HZ 400VD/690VY * 3 AC 60HZ 460VD IM B 5, FLANGE: FF350(A400) 3 PTC thermistor for tripping (2 terminals) TERMINAL BOX AT TOP | 3000 | TEM | 1 | LD | 220 | 1
1LE15012AC522FB4 | SIMOTICS SD MOTOR TYPE: 1CV2205C LOW-VOLTAGE MOTOR, IEC SQUIRREL-CAGE,SELF-VENTIL.,IP55 TEMP. CL. 155(F) ACC.TO 130(B) CAST-IRON HOUSING BASIC LINE HIGH EFFICIENCY IE2, 60HZ, P60: IE1 IN EEA: CONSIDER EFFIC. GRADE ACC. TO CURR. VALID REGULATION 6POLE * FS200L * 22KW (50HZ) 26.5KW (60HZ) 3 AC 50HZ 230VD/400VY * 3 AC 60HZ 460VY IM B 5, FLANGE: FF350(A400) 3 PTC thermistor for tripping (2 terminals) TERMINAL BOX AT TOP | 3000 | TEM | 1 | LD | 220 | 1
1LE15012AC534FA4 | SIMOTICS SD MOTOR TYPE: 1CV2205C LOW-VOLTAGE MOTOR, IEC SQUIRREL-CAGE,SELF-VENTIL.,IP55 TEMP. CL. 155(F) ACC.TO 130(B) CAST-IRON HOUSING BASIC LINE HIGH EFFICIENCY IE2, 60HZ, P60: IE1 IN EEA: CONSIDER EFFIC. GRADE ACC. TO CURR. VALID REGULATION 6POLE * FS200L * 22KW (50HZ) 26.5KW (60HZ) 3 AC 50HZ 400VD/690VY * 3 AC 60HZ 460VD IM B 5, FLANGE: FF350(A400) without motor protection TERMINAL BOX AT TOP | 2908 | TEM | 1 | LD | 220 | 1
1LE15012AC522FA4 | SIMOTICS SD MOTOR TYPE: 1CV2205C LOW-VOLTAGE MOTOR, IEC SQUIRREL-CAGE,SELF-VENTIL.,IP55 TEMP. CL. 155(F) ACC.TO 130(B) CAST-IRON HOUSING BASIC LINE HIGH EFFICIENCY IE2, 60HZ, P60: IE1 IN EEA: CONSIDER EFFIC. GRADE ACC. TO CURR. VALID REGULATION 6POLE * FS200L * 22KW (50HZ) 26.5KW (60HZ) 3 AC 50HZ 230VD/400VY * 3 AC 60HZ 460VY IM B 5, FLANGE: FF350(A400) without motor protection TERMINAL BOX AT TOP | 2908 | TEM | 1 | LD | 220 | 1
1LE15012BC234FB4 | SIMOTICS SD MOTOR TYPE: 1CV2222C LOW-VOLTAGE MOTOR, IEC SQUIRREL-CAGE,SELF-VENTIL.,IP55 TEMP. CL. 155(F) ACC.TO 130(B) CAST-IRON HOUSING BASIC LINE HIGH EFFICIENCY IE2, 60HZ, P60: IE1 IN EEA: CONSIDER EFFIC. GRADE ACC. TO CURR. VALID REGULATION 6POLE * FS225M * 30KW (50HZ) 36KW (60HZ) 3 AC 50HZ 400VD/690VY * 3 AC 60HZ 460VD IM B 5, FLANGE: FF400(A450) 3 PTC thermistor for tripping (2 terminals) TERMINAL BOX AT TOP | 4017 | TEM | 1 | LD | 300 | 1
1LE15012BC222FB4 | SIMOTICS SD MOTOR TYPE: 1CV2222C LOW-VOLTAGE MOTOR, IEC SQUIRREL-CAGE,SELF-VENTIL.,IP55 TEMP. CL. 155(F) ACC.TO 130(B) CAST-IRON HOUSING BASIC LINE HIGH EFFICIENCY IE2, 60HZ, P60: IE1 IN EEA: CONSIDER EFFIC. GRADE ACC. TO CURR. VALID REGULATION 6POLE * FS225M * 30KW (50HZ) 36KW (60HZ) 3 AC 50HZ 230VD/400VY * 3 AC 60HZ 460VY IM B 5, FLANGE: FF400(A450) 3 PTC thermistor for tripping (2 terminals) TERMINAL BOX AT TOP | 4017 | TEM | 1 | LD | 300 | 1
1LE15012BC234FA4 | SIMOTICS SD MOTOR TYPE: 1CV2222C LOW-VOLTAGE MOTOR, IEC SQUIRREL-CAGE,SELF-VENTIL.,IP55 TEMP. CL. 155(F) ACC.TO 130(B) CAST-IRON HOUSING BASIC LINE HIGH EFFICIENCY IE2, 60HZ, P60: IE1 IN EEA: CONSIDER EFFIC. GRADE ACC. TO CURR. VALID REGULATION 6POLE * FS225M * 30KW (50HZ) 36KW (60HZ) 3 AC 50HZ 400VD/690VY * 3 AC 60HZ 460VD IM B 5, FLANGE: FF400(A450) without motor protection TERMINAL BOX AT TOP | 3891 | TEM | 1 | LD | 300 | 1
1LE15012BC222FA4 | SIMOTICS SD MOTOR TYPE: 1CV2222C LOW-VOLTAGE MOTOR, IEC SQUIRREL-CAGE,SELF-VENTIL.,IP55 TEMP. CL. 155(F) ACC.TO 130(B) CAST-IRON HOUSING BASIC LINE HIGH EFFICIENCY IE2, 60HZ, P60: IE1 IN EEA: CONSIDER EFFIC. GRADE ACC. TO CURR. VALID REGULATION 6POLE * FS225M * 30KW (50HZ) 36KW (60HZ) 3 AC 50HZ 230VD/400VY * 3 AC 60HZ 460VY IM B 5, FLANGE: FF400(A450) without motor protection TERMINAL BOX AT TOP | 3891 | TEM | 1 | LD | 300 | 1
1LE15012CC234FB4 | SIMOTICS SD MOTOR TYPE: 1CV2252C LOW-VOLTAGE MOTOR, IEC SQUIRREL-CAGE,SELF-VENTIL.,IP55 TEMP. CL. 155(F) ACC.TO 130(B) CAST-IRON HOUSING BASIC LINE HIGH EFFICIENCY IE2, 60HZ, P60: IE1 IN EEA: CONSIDER EFFIC. GRADE ACC. TO CURR. VALID REGULATION 6POLE * FS250M * 37KW (50HZ) 44.5KW (60HZ) 3 AC 50HZ 400VD/690VY * 3 AC 60HZ 460VD IM B 5, FLANGE: FF500(A550) 3 PTC thermistor for tripping (2 terminals) TERMINAL BOX AT TOP | 4870 | TEM | 1 | LD | 370 | 1
1LE15012CC222FB4 | SIMOTICS SD MOTOR TYPE: 1CV2252C LOW-VOLTAGE MOTOR, IEC SQUIRREL-CAGE,SELF-VENTIL.,IP55 TEMP. CL. 155(F) ACC.TO 130(B) CAST-IRON HOUSING BASIC LINE HIGH EFFICIENCY IE2, 60HZ, P60: IE1 IN EEA: CONSIDER EFFIC. GRADE ACC. TO CURR. VALID REGULATION 6POLE * FS250M * 37KW (50HZ) 44.5KW (60HZ) 3 AC 50HZ 230VD/400VY * 3 AC 60HZ 460VY IM B 5, FLANGE: FF500(A550) 3 PTC thermistor for tripping (2 terminals) TERMINAL BOX AT TOP | 4870 | TEM | 1 | LD | 370 | 1
1LE15012CC234FA4 | SIMOTICS SD MOTOR TYPE: 1CV2252C LOW-VOLTAGE MOTOR, IEC SQUIRREL-CAGE,SELF-VENTIL.,IP55 TEMP. CL. 155(F) ACC.TO 130(B) CAST-IRON HOUSING BASIC LINE HIGH EFFICIENCY IE2, 60HZ, P60: IE1 IN EEA: CONSIDER EFFIC. GRADE ACC. TO CURR. VALID REGULATION 6POLE * FS250M * 37KW (50HZ) 44.5KW (60HZ) 3 AC 50HZ 400VD/690VY * 3 AC 60HZ 460VD IM B 5, FLANGE: FF500(A550) without motor protection TERMINAL BOX AT TOP | 4744 | TEM | 1 | LD | 370 | 1
1LE15012CC222FA4 | SIMOTICS SD MOTOR TYPE: 1CV2252C LOW-VOLTAGE MOTOR, IEC SQUIRREL-CAGE,SELF-VENTIL.,IP55 TEMP. CL. 155(F) ACC.TO 130(B) CAST-IRON HOUSING BASIC LINE HIGH EFFICIENCY IE2, 60HZ, P60: IE1 IN EEA: CONSIDER EFFIC. GRADE ACC. TO CURR. VALID REGULATION 6POLE * FS250M * 37KW (50HZ) 44.5KW (60HZ) 3 AC 50HZ 230VD/400VY * 3 AC 60HZ 460VY IM B 5, FLANGE: FF500(A550) without motor protection TERMINAL BOX AT TOP | 4744 | TEM | 1 | LD | 370 | 1
1LE15012DC034FB4 | SIMOTICS SD MOTOR TYPE: 1CV2280C LOW-VOLTAGE MOTOR, IEC SQUIRREL-CAGE,SELF-VENTIL.,IP55 TEMP. CL. 155(F) ACC.TO 130(B) CAST-IRON HOUSING BASIC LINE HIGH EFFICIENCY IE2, 60HZ, P60: IE1 IN EEA: CONSIDER EFFIC. GRADE ACC. TO CURR. VALID REGULATION 6POLE * FS280S * 45KW (50HZ) 54KW (60HZ) 3 AC 50HZ 400VD/690VY * 3 AC 60HZ 460VD IM B 5, FLANGE: FF500(A550) 3 PTC thermistor for tripping (2 terminals) TERMINAL BOX AT TOP | 5964 | TEM | 1 | LD | 0.46 | 1
1LE15012DC022FB4 | SIMOTICS SD MOTOR TYPE: 1CV2280C LOW-VOLTAGE MOTOR, IEC SQUIRREL-CAGE,SELF-VENTIL.,IP55 TEMP. CL. 155(F) ACC.TO 130(B) CAST-IRON HOUSING BASIC LINE HIGH EFFICIENCY IE2, 60HZ, P60: IE1 IN EEA: CONSIDER EFFIC. GRADE ACC. TO CURR. VALID REGULATION 6POLE * FS280S * 45KW (50HZ) 54KW (60HZ) 3 AC 50HZ 230VD/400VY * 3 AC 60HZ 460VY IM B 5, FLANGE: FF500(A550) 3 PTC thermistor for tripping (2 terminals) TERMINAL BOX AT TOP | 5964 | TEM | 1 | LD | 460 | 1
1LE15012DC034FA4 | SIMOTICS SD MOTOR TYPE: 1CV2280C LOW-VOLTAGE MOTOR, IEC SQUIRREL-CAGE,SELF-VENTIL.,IP55 TEMP. CL. 155(F) ACC.TO 130(B) CAST-IRON HOUSING BASIC LINE HIGH EFFICIENCY IE2, 60HZ, P60: IE1 IN EEA: CONSIDER EFFIC. GRADE ACC. TO CURR. VALID REGULATION 6POLE * FS280S * 45KW (50HZ) 54KW (60HZ) 3 AC 50HZ 400VD/690VY * 3 AC 60HZ 460VD IM B 5, FLANGE: FF500(A550) without motor protection TERMINAL BOX AT TOP | 5808 | TEM | 1 | LD | 460 | 1
1LE15012DC022FA4 | SIMOTICS SD MOTOR TYPE: 1CV2280C LOW-VOLTAGE MOTOR, IEC SQUIRREL-CAGE,SELF-VENTIL.,IP55 TEMP. CL. 155(F) ACC.TO 130(B) CAST-IRON HOUSING BASIC LINE HIGH EFFICIENCY IE2, 60HZ, P60: IE1 IN EEA: CONSIDER EFFIC. GRADE ACC. TO CURR. VALID REGULATION 6POLE * FS280S * 45KW (50HZ) 54KW (60HZ) 3 AC 50HZ 230VD/400VY * 3 AC 60HZ 460VY IM B 5, FLANGE: FF500(A550) without motor protection TERMINAL BOX AT TOP | 5808 | TEM | 1 | LD | 460 | 1
1LE15012DC234FB4 | SIMOTICS SD MOTOR TYPE: 1CV2282C LOW-VOLTAGE MOTOR, IEC SQUIRREL-CAGE,SELF-VENTIL.,IP55 TEMP. CL. 155(F) ACC.TO 130(B) CAST-IRON HOUSING BASIC LINE HIGH EFFICIENCY IE2, 60HZ, P60: IE1 IN EEA: CONSIDER EFFIC. GRADE ACC. TO CURR. VALID REGULATION 6POLE * FS280M * 55KW (50HZ) 66KW (60HZ) 3 AC 50HZ 400VD/690VY * 3 AC 60HZ 460VD IM B 5, FLANGE: FF500(A550) 3 PTC thermistor for tripping (2 terminals) TERMINAL BOX AT TOP | 6979 | TEM | 1 | LD | 510 | 1
1LE15012DC222FB4 | SIMOTICS SD MOTOR TYPE: 1CV2282C LOW-VOLTAGE MOTOR, IEC SQUIRREL-CAGE,SELF-VENTIL.,IP55 TEMP. CL. 155(F) ACC.TO 130(B) CAST-IRON HOUSING BASIC LINE HIGH EFFICIENCY IE2, 60HZ, P60: IE1 IN EEA: CONSIDER EFFIC. GRADE ACC. TO CURR. VALID REGULATION 6POLE * FS280M * 55KW (50HZ) 66KW (60HZ) 3 AC 50HZ 230VD/400VY * 3 AC 60HZ 460VY IM B 5, FLANGE: FF500(A550) 3 PTC thermistor for tripping (2 terminals) TERMINAL BOX AT TOP | 6979 | TEM | 1 | LD | 510 | 1
1LE15012DC234FA4 | SIMOTICS SD MOTOR TYPE: 1CV2282C LOW-VOLTAGE MOTOR, IEC SQUIRREL-CAGE,SELF-VENTIL.,IP55 TEMP. CL. 155(F) ACC.TO 130(B) CAST-IRON HOUSING BASIC LINE HIGH EFFICIENCY IE2, 60HZ, P60: IE1 IN EEA: CONSIDER EFFIC. GRADE ACC. TO CURR. VALID REGULATION 6POLE * FS280M * 55KW (50HZ) 66KW (60HZ) 3 AC 50HZ 400VD/690VY * 3 AC 60HZ 460VD IM B 5, FLANGE: FF500(A550) without motor protection TERMINAL BOX AT TOP | 6823 | TEM | 1 | LD | 510 | 1
1LE15012DC222FA4 | SIMOTICS SD MOTOR TYPE: 1CV2282C LOW-VOLTAGE MOTOR, IEC SQUIRREL-CAGE,SELF-VENTIL.,IP55 TEMP. CL. 155(F) ACC.TO 130(B) CAST-IRON HOUSING BASIC LINE HIGH EFFICIENCY IE2, 60HZ, P60: IE1 IN EEA: CONSIDER EFFIC. GRADE ACC. TO CURR. VALID REGULATION 6POLE * FS280M * 55KW (50HZ) 66KW (60HZ) 3 AC 50HZ 230VD/400VY * 3 AC 60HZ 460VY IM B 5, FLANGE: FF500(A550) without motor protection TERMINAL BOX AT TOP | 6823 | TEM | 1 | LD | 510 | 1
1LE15013AC034FB4 | SIMOTICS SD MOTOR TYPE: 1CV2310C LOW-VOLTAGE MOTOR, IEC SQUIRREL-CAGE,SELF-VENTIL.,IP55 TEMP. CL. 155(F) ACC.TO 130(B) CAST-IRON HOUSING BASIC LINE HIGH EFFICIENCY IE2, 60HZ, P60: IE1 IN EEA: CONSIDER EFFIC. GRADE ACC. TO CURR. VALID REGULATION 6POLE * FS315S * 75KW (50HZ) 90KW (60HZ) 3 AC 50HZ 400VD/690VY * 3 AC 60HZ 460VD IM B 5, FLANGE: FF600(A660) 3 PTC thermistor for tripping (2 terminals) TERMINAL BOX AT TOP | 9455 | TEM | 1 | LD | 660 | 1
1LE15013AC022FB4 | SIMOTICS SD MOTOR TYPE: 1CV2310C LOW-VOLTAGE MOTOR, IEC SQUIRREL-CAGE,SELF-VENTIL.,IP55 TEMP. CL. 155(F) ACC.TO 130(B) CAST-IRON HOUSING BASIC LINE HIGH EFFICIENCY IE2, 60HZ, P60: IE1 IN EEA: CONSIDER EFFIC. GRADE ACC. TO CURR. VALID REGULATION 6POLE * FS315S * 75KW (50HZ) 90KW (60HZ) 3 AC 50HZ 230VD/400VY * 3 AC 60HZ 460VY IM B 5, FLANGE: FF600(A660) 3 PTC thermistor for tripping (2 terminals) TERMINAL BOX AT TOP | 9455 | TEM | 1 | LD | 660 | 1
1LE15013AC034FA4 | SIMOTICS SD MOTOR TYPE: 1CV2310C LOW-VOLTAGE MOTOR, IEC SQUIRREL-CAGE,SELF-VENTIL.,IP55 TEMP. CL. 155(F) ACC.TO 130(B) CAST-IRON HOUSING BASIC LINE HIGH EFFICIENCY IE2, 60HZ, P60: IE1 IN EEA: CONSIDER EFFIC. GRADE ACC. TO CURR. VALID REGULATION 6POLE * FS315S * 75KW (50HZ) 90KW (60HZ) 3 AC 50HZ 400VD/690VY * 3 AC 60HZ 460VD IM B 5, FLANGE: FF600(A660) without motor protection TERMINAL BOX AT TOP | 9298 | TEM | 1 | LD | 660 | 1
1LE15013AC022FA4 | SIMOTICS SD MOTOR TYPE: 1CV2310C LOW-VOLTAGE MOTOR, IEC SQUIRREL-CAGE,SELF-VENTIL.,IP55 TEMP. CL. 155(F) ACC.TO 130(B) CAST-IRON HOUSING BASIC LINE HIGH EFFICIENCY IE2, 60HZ, P60: IE1 IN EEA: CONSIDER EFFIC. GRADE ACC. TO CURR. VALID REGULATION 6POLE * FS315S * 75KW (50HZ) 90KW (60HZ) 3 AC 50HZ 230VD/400VY * 3 AC 60HZ 460VY IM B 5, FLANGE: FF600(A660) without motor protection TERMINAL BOX AT TOP | 9298 | TEM | 1 | LD | 660 | 1
1LE15013AC234FB4 | SIMOTICS SD MOTOR TYPE: 1CV2312C LOW-VOLTAGE MOTOR, IEC SQUIRREL-CAGE,SELF-VENTIL.,IP55 TEMP. CL. 155(F) ACC.TO 130(B) CAST-IRON HOUSING BASIC LINE HIGH EFFICIENCY IE2, 60HZ, P60: IE1 IN EEA: CONSIDER EFFIC. GRADE ACC. TO CURR. VALID REGULATION 6POLE * FS315M * 90KW (50HZ) 108KW (60HZ) 3 AC 50HZ 400VD/690VY * 3 AC 60HZ 460VD IM B 5, FLANGE: FF600(A660) 3 PTC thermistor for tripping (2 terminals) TERMINAL BOX AT TOP | 10591 | TEM | 1 | LD | 730 | 1
1LE15013AC222FB4 | SIMOTICS SD MOTOR TYPE: 1CV2312C LOW-VOLTAGE MOTOR, IEC SQUIRREL-CAGE,SELF-VENTIL.,IP55 TEMP. CL. 155(F) ACC.TO 130(B) CAST-IRON HOUSING BASIC LINE HIGH EFFICIENCY IE2, 60HZ, P60: IE1 IN EEA: CONSIDER EFFIC. GRADE ACC. TO CURR. VALID REGULATION 6POLE * FS315M * 90KW (50HZ) 108KW (60HZ) 3 AC 50HZ 230VD/400VY * 3 AC 60HZ 460VY IM B 5, FLANGE: FF600(A660) 3 PTC thermistor for tripping (2 terminals) TERMINAL BOX AT TOP | 10591 | TEM | 1 | LD | 730 | 1
1LE15013AC234FA4 | SIMOTICS SD MOTOR TYPE: 1CV2312C LOW-VOLTAGE MOTOR, IEC SQUIRREL-CAGE,SELF-VENTIL.,IP55 TEMP. CL. 155(F) ACC.TO 130(B) CAST-IRON HOUSING BASIC LINE HIGH EFFICIENCY IE2, 60HZ, P60: IE1 IN EEA: CONSIDER EFFIC. GRADE ACC. TO CURR. VALID REGULATION 6POLE * FS315M * 90KW (50HZ) 108KW (60HZ) 3 AC 50HZ 400VD/690VY * 3 AC 60HZ 460VD IM B 5, FLANGE: FF600(A660) without motor protection TERMINAL BOX AT TOP | 10435 | TEM | 1 | LD | 730 | 1
1LE15013AC222FA4 | SIMOTICS SD MOTOR TYPE: 1CV2312C LOW-VOLTAGE MOTOR, IEC SQUIRREL-CAGE,SELF-VENTIL.,IP55 TEMP. CL. 155(F) ACC.TO 130(B) CAST-IRON HOUSING BASIC LINE HIGH EFFICIENCY IE2, 60HZ, P60: IE1 IN EEA: CONSIDER EFFIC. GRADE ACC. TO CURR. VALID REGULATION 6POLE * FS315M * 90KW (50HZ) 108KW (60HZ) 3 AC 50HZ 230VD/400VY * 3 AC 60HZ 460VY IM B 5, FLANGE: FF600(A660) without motor protection TERMINAL BOX AT TOP | 10435 | TEM | 1 | LD | 730 | 1
1LE15010CA222GB4 | SIMOTICS SD MOTOR TYPE: 1CV2072A LOW-VOLTAGE MOTOR, IEC SQUIRREL-CAGE,SELF-VENTIL.,IP55 TEMP. CL. 155(F) ACC.TO 130(B) CAST-IRON HOUSING BASIC LINE HIGH EFFICIENCY IE2, 2POLE * BG71M * 0.37KW (50HZ) 0.43KW (60HZ) 3 AC 50HZ 230VD/400VY * 3 AC 60HZ 460VY IM V 1 W/O CANOPY, FLANGE: FF130(A160) 1 PTC thermistor for tripping (2 terminals) TERMINAL BOX AT TOP | 223 | TEM | 1 | LD | 11.5 | 1
1LE15010CA234GB4 | SIMOTICS SD MOTOR TYPE: 1CV2072A LOW-VOLTAGE MOTOR, IEC SQUIRREL-CAGE,SELF-VENTIL.,IP55 TEMP. CL. 155(F) ACC.TO 130(B) CAST-IRON HOUSING BASIC LINE HIGH EFFICIENCY IE2, 2POLE * BG71M * 0.37KW (50HZ) 0.43KW (60HZ) 3 AC 50HZ 400VD/690VY * 3 AC 60HZ 460VD IM V 1 W/O CANOPY, FLANGE: FF130(A160) 1 PTC thermistor for tripping (2 terminals) TERMINAL BOX AT TOP | 223 | TEM | 1 | LD | 11.5 | 1
1LE15010CA222GA4 | SIMOTICS SD MOTOR TYPE: 1CV2072A LOW-VOLTAGE MOTOR, IEC SQUIRREL-CAGE,SELF-VENTIL.,IP55 TEMP. CL. 155(F) ACC.TO 130(B) CAST-IRON HOUSING BASIC LINE HIGH EFFICIENCY IE2, 2POLE * BG71M * 0.37KW (50HZ) 0.43KW (60HZ) 3 AC 50HZ 230VD/400VY * 3 AC 60HZ 460VY IM V 1 W/O CANOPY, FLANGE: FF130(A160) without motor protection TERMINAL BOX AT TOP | 208 | TEM | 1 | LD | 11.5 | 1
1LE15010CA234GA4 | SIMOTICS SD MOTOR TYPE: 1CV2072A LOW-VOLTAGE MOTOR, IEC SQUIRREL-CAGE,SELF-VENTIL.,IP55 TEMP. CL. 155(F) ACC.TO 130(B) CAST-IRON HOUSING BASIC LINE HIGH EFFICIENCY IE2, 2POLE * BG71M * 0.37KW (50HZ) 0.43KW (60HZ) 3 AC 50HZ 400VD/690VY * 3 AC 60HZ 460VD IM V 1 W/O CANOPY, FLANGE: FF130(A160) without motor protection TERMINAL BOX AT TOP | 208 | TEM | 1 | LD | 11.5 | 1
1LE15010CA322GB4 | SIMOTICS SD MOTOR TYPE: 1CV2073A LOW-VOLTAGE MOTOR, IEC SQUIRREL-CAGE,SELF-VENTIL.,IP55 TEMP. CL. 155(F) ACC.TO 130(B) CAST-IRON HOUSING BASIC LINE HIGH EFFICIENCY IE2, 2POLE * FS71M * 0.55KW (50HZ) 0.63KW (60HZ) 3 AC 50HZ 230VD/400VY * 3 AC 60HZ 460VY IM V 1 W/O CANOPY, FLANGE: FF130(A160) 1 PTC thermistor for tripping (2 terminals) TERMINAL BOX AT TOP | 256 | TEM | 1 | LD | 13 | 1
1LE15010CA334GB4 | SIMOTICS SD MOTOR TYPE: 1CV2073A LOW-VOLTAGE MOTOR, IEC SQUIRREL-CAGE,SELF-VENTIL.,IP55 TEMP. CL. 155(F) ACC.TO 130(B) CAST-IRON HOUSING BASIC LINE HIGH EFFICIENCY IE2, 2POLE * FS71M * 0.55KW (50HZ) 0.63KW (60HZ) 3 AC 50HZ 400VD/690VY * 3 AC 60HZ 460VD IM V 1 W/O CANOPY, FLANGE: FF130(A160) 1 PTC thermistor for tripping (2 terminals) TERMINAL BOX AT TOP | 256 | TEM | 1 | LD | 13 | 1
1LE15010CA322GA4 | SIMOTICS SD MOTOR TYPE: 1CV2073A LOW-VOLTAGE MOTOR, IEC SQUIRREL-CAGE,SELF-VENTIL.,IP55 TEMP. CL. 155(F) ACC.TO 130(B) CAST-IRON HOUSING BASIC LINE HIGH EFFICIENCY IE2, 2POLE * FS71M * 0.55KW (50HZ) 0.63KW (60HZ) 3 AC 50HZ 230VD/400VY * 3 AC 60HZ 460VY IM V 1 W/O CANOPY, FLANGE: FF130(A160) without motor protection TERMINAL BOX AT TOP | 241 | TEM | 1 | LD | 13 | 1
1LE15010CA334GA4 | SIMOTICS SD MOTOR TYPE: 1CV2073A LOW-VOLTAGE MOTOR, IEC SQUIRREL-CAGE,SELF-VENTIL.,IP55 TEMP. CL. 155(F) ACC.TO 130(B) CAST-IRON HOUSING BASIC LINE HIGH EFFICIENCY IE2, 2POLE * FS71M * 0.55KW (50HZ) 0.63KW (60HZ) 3 AC 50HZ 400VD/690VY * 3 AC 60HZ 460VD IM V 1 W/O CANOPY, FLANGE: FF130(A160) without motor protection TERMINAL BOX AT TOP | 241 | TEM | 1 | LD | 13 | 1
1LE10010DA222GB4 | SIMOTICS GP MOTOR TYPE: 1AV2082A LOW-VOLTAGE MOTOR, IEC SQUIRREL-CAGE,SELF-VENTIL.,IP55 TEMP. CL. 155(F) ACC.TO 130(B) ALUMINIUM HOUSING HIGH EFFICIENCY IE2, IN EEA: CONSIDER EFFIC. GRADE ACC. TO CURR. VALID REGULATION! (01.01.2017) 2POLE * FS80M * 0.75KW (50HZ) 0.86KW (60HZ) 3 AC 50HZ 230VD/400VY * 3 AC 60HZ 460VY IM V 1 W/O CANOPY, FLANGE: FF165(A200) 1 PTC thermistor for tripping (2 terminals) TERMINAL BOX AT TOP | 221 | TEM | 1 | LD | 9 | 1
1LE10010DA234GB4 | SIMOTICS GP MOTOR TYPE: 1AV2082A LOW-VOLTAGE MOTOR, IEC SQUIRREL-CAGE,SELF-VENTIL.,IP55 TEMP. CL. 155(F) ACC.TO 130(B) ALUMINIUM HOUSING HIGH EFFICIENCY IE2, IN EEA: CONSIDER EFFIC. GRADE ACC. TO CURR. VALID REGULATION! (01.01.2017) 2POLE * FS80M * 0.75KW (50HZ) 0.86KW (60HZ) 3 AC 50HZ 400VD/690VY * 3 AC 60HZ 460VD IM V 1 W/O CANOPY, FLANGE: FF165(A200) 1 PTC thermistor for tripping (2 terminals) TERMINAL BOX AT TOP | 221 | TEM | 1 | LD | 9 | 1
1LE10010DA222GA4 | SIMOTICS GP MOTOR TYPE: 1AV2082A LOW-VOLTAGE MOTOR, IEC SQUIRREL-CAGE,SELF-VENTIL.,IP55 TEMP. CL. 155(F) ACC.TO 130(B) ALUMINIUM HOUSING HIGH EFFICIENCY IE2, IN EEA: CONSIDER EFFIC. GRADE ACC. TO CURR. VALID REGULATION! (01.01.2017) 2POLE * FS80M * 0.75KW (50HZ) 0.86KW (60HZ) 3 AC 50HZ 230VD/400VY * 3 AC 60HZ 460VY IM V 1 W/O CANOPY, FLANGE: FF165(A200) without motor protection TERMINAL BOX AT TOP | 206 | TEM | 1 | LD | 9 | 1
1LE10010DA234GA4 | SIMOTICS GP MOTOR TYPE: 1AV2082A LOW-VOLTAGE MOTOR, IEC SQUIRREL-CAGE,SELF-VENTIL.,IP55 TEMP. CL. 155(F) ACC.TO 130(B) ALUMINIUM HOUSING HIGH EFFICIENCY IE2, IN EEA: CONSIDER EFFIC. GRADE ACC. TO CURR. VALID REGULATION! (01.01.2017) 2POLE * FS80M * 0.75KW (50HZ) 0.86KW (60HZ) 3 AC 50HZ 400VD/690VY * 3 AC 60HZ 460VD IM V 1 W/O CANOPY, FLANGE: FF165(A200) without motor protection TERMINAL BOX AT TOP | 206 | TEM | 1 | LD | 9 | 1
1LE10010DA322GB4 | SIMOTICS GP MOTOR TYPE: 1AV2083A LOW-VOLTAGE MOTOR, IEC SQUIRREL-CAGE,SELF-VENTIL.,IP55 TEMP. CL. 155(F) ACC.TO 130(B) ALUMINIUM HOUSING HIGH EFFICIENCY IE2, IN EEA: CONSIDER EFFIC. GRADE ACC. TO CURR. VALID REGULATION! (01.01.2017) 2POLE * FS80M * 1.1KW (50HZ) 1.27KW (60HZ) 3 AC 50HZ 230VD/400VY * 3 AC 60HZ 460VY IM V 1 W/O CANOPY, FLANGE: FF165(A200) 1 PTC thermistor for tripping (2 terminals) TERMINAL BOX AT TOP | 247 | TEM | 1 | LD | 11 | 1
1LE10010DA334GB4 | SIMOTICS GP MOTOR TYPE: 1AV2083A LOW-VOLTAGE MOTOR, IEC SQUIRREL-CAGE,SELF-VENTIL.,IP55 TEMP. CL. 155(F) ACC.TO 130(B) ALUMINIUM HOUSING HIGH EFFICIENCY IE2, IN EEA: CONSIDER EFFIC. GRADE ACC. TO CURR. VALID REGULATION! (01.01.2017) 2POLE * FS80M * 1.1KW (50HZ) 1.27KW (60HZ) 3 AC 50HZ 400VD/690VY * 3 AC 60HZ 460VD IM V 1 W/O CANOPY, FLANGE: FF165(A200) 1 PTC thermistor for tripping (2 terminals) TERMINAL BOX AT TOP | 247 | TEM | 1 | LD | 11 | 1
1LE10010DA322GA4 | SIMOTICS GP MOTOR TYPE: 1AV2083A LOW-VOLTAGE MOTOR, IEC SQUIRREL-CAGE,SELF-VENTIL.,IP55 TEMP. CL. 155(F) ACC.TO 130(B) ALUMINIUM HOUSING HIGH EFFICIENCY IE2, IN EEA: CONSIDER EFFIC. GRADE ACC. TO CURR. VALID REGULATION! (01.01.2017) 2POLE * FS80M * 1.1KW (50HZ) 1.27KW (60HZ) 3 AC 50HZ 230VD/400VY * 3 AC 60HZ 460VY IM V 1 W/O CANOPY, FLANGE: FF165(A200) without motor protection TERMINAL BOX AT TOP | 233 | TEM | 1 | LD | 0.011 | 1
1LE10010DA334GA4 | SIMOTICS GP MOTOR TYPE: 1AV2083A LOW-VOLTAGE MOTOR, IEC SQUIRREL-CAGE,SELF-VENTIL.,IP55 TEMP. CL. 155(F) ACC.TO 130(B) ALUMINIUM HOUSING HIGH EFFICIENCY IE2, IN EEA: CONSIDER EFFIC. GRADE ACC. TO CURR. VALID REGULATION! (01.01.2017) 2POLE * FS80M * 1.1KW (50HZ) 1.27KW (60HZ) 3 AC 50HZ 400VD/690VY * 3 AC 60HZ 460VD IM V 1 W/O CANOPY, FLANGE: FF165(A200) without motor protection TERMINAL BOX AT TOP | 233 | TEM | 1 | LD | 0.011 | 1
1LE10010EA022GB4 | SIMOTICS GP MOTOR TYPE: 1AV2090A LOW-VOLTAGE MOTOR, IEC SQUIRREL-CAGE,SELF-VENTIL.,IP55 TEMP. CL. 155(F) ACC.TO 130(B) ALUMINIUM HOUSING HIGH EFFICIENCY IE2, IN EEA: CONSIDER EFFIC. GRADE ACC. TO CURR. VALID REGULATION! (01.01.2017) 2POLE * FS90S * 1.5KW (50HZ) 1.75KW (60HZ) 3 AC 50HZ 230VD/400VY * 3 AC 60HZ 460VY IM V 1 W/O CANOPY, FLANGE: FF165(A200) 1 PTC thermistor for tripping (2 terminals) TERMINAL BOX AT TOP | 287 | TEM | 1 | LD | 13.001 | 1
1LE10010EA034GB4 | SIMOTICS GP MOTOR TYPE: 1AV2090A LOW-VOLTAGE MOTOR, IEC SQUIRREL-CAGE,SELF-VENTIL.,IP55 TEMP. CL. 155(F) ACC.TO 130(B) ALUMINIUM HOUSING HIGH EFFICIENCY IE2, IN EEA: CONSIDER EFFIC. GRADE ACC. TO CURR. VALID REGULATION! (01.01.2017) 2POLE * FS90S * 1.5KW (50HZ) 1.75KW (60HZ) 3 AC 50HZ 400VD/690VY * 3 AC 60HZ 460VD IM V 1 W/O CANOPY, FLANGE: FF165(A200) 1 PTC thermistor for tripping (2 terminals) TERMINAL BOX AT TOP | 287 | TEM | 1 | LD | 13.001 | 1
1LE10010EA022GA4 | SIMOTICS GP MOTOR TYPE: 1AV2090A LOW-VOLTAGE MOTOR, IEC SQUIRREL-CAGE,SELF-VENTIL.,IP55 TEMP. CL. 155(F) ACC.TO 130(B) ALUMINIUM HOUSING HIGH EFFICIENCY IE2, IN EEA: CONSIDER EFFIC. GRADE ACC. TO CURR. VALID REGULATION! (01.01.2017) 2POLE * FS90S * 1.5KW (50HZ) 1.75KW (60HZ) 3 AC 50HZ 230VD/400VY * 3 AC 60HZ 460VY IM V 1 W/O CANOPY, FLANGE: FF165(A200) without motor protection TERMINAL BOX AT TOP | 270 | TEM | 1 | LD | 13 | 1
1LE10010EA034GA4 | SIMOTICS GP MOTOR TYPE: 1AV2090A LOW-VOLTAGE MOTOR, IEC SQUIRREL-CAGE,SELF-VENTIL.,IP55 TEMP. CL. 155(F) ACC.TO 130(B) ALUMINIUM HOUSING HIGH EFFICIENCY IE2, IN EEA: CONSIDER EFFIC. GRADE ACC. TO CURR. VALID REGULATION! (01.01.2017) 2POLE * FS90S * 1.5KW (50HZ) 1.75KW (60HZ) 3 AC 50HZ 400VD/690VY * 3 AC 60HZ 460VD IM V 1 W/O CANOPY, FLANGE: FF165(A200) without motor protection TERMINAL BOX AT TOP | 270 | TEM | 1 | LD | 13 | 1
1LE10010EA422GB4 | SIMOTICS GP MOTOR TYPE: 1AV2094A LOW-VOLTAGE MOTOR, IEC SQUIRREL-CAGE,SELF-VENTIL.,IP55 TEMP. CL. 155(F) ACC.TO 130(B) ALUMINUM HOUSING HIGH EFFICIENCY IE2, IN EEA: CONSIDER EFFIC. GRADE ACC. TO CURR. VALID REGULATION! (01.01.2017) 2POLE * FS90L * 2.2KW (50HZ) 2.55KW (60HZ) 3 AC 50HZ 230VD/400VY * 3 AC 60HZ 460VY IM V 1 W/O CANOPY, FLANGE: FF165(A200) 1 PTC thermistor for tripping (2 terminals) TERMINAL BOX AT TOP | 357 | TEM | 1 | LD | 15.001 | 1
1LE10010EA434GB4 | SIMOTICS GP MOTOR TYPE: 1AV2094A LOW-VOLTAGE MOTOR, IEC SQUIRREL-CAGE,SELF-VENTIL.,IP55 TEMP. CL. 155(F) ACC.TO 130(B) ALUMINUM HOUSING HIGH EFFICIENCY IE2, IN EEA: CONSIDER EFFIC. GRADE ACC. TO CURR. VALID REGULATION! (01.01.2017) 2POLE * FS90L * 2.2KW (50HZ) 2.55KW (60HZ) 3 AC 50HZ 400VD/690VY * 3 AC 60HZ 460VD IM V 1 W/O CANOPY, FLANGE: FF165(A200) 1 PTC thermistor for tripping (2 terminals) TERMINAL BOX AT TOP | 357 | TEM | 1 | LD | 15.001 | 1
1LE10010EA422GA4 | SIMOTICS GP MOTOR TYPE: 1AV2094A LOW-VOLTAGE MOTOR, IEC SQUIRREL-CAGE,SELF-VENTIL.,IP55 TEMP. CL. 155(F) ACC.TO 130(B) ALUMINUM HOUSING HIGH EFFICIENCY IE2, IN EEA: CONSIDER EFFIC. GRADE ACC. TO CURR. VALID REGULATION! (01.01.2017) 2POLE * FS90L * 2.2KW (50HZ) 2.55KW (60HZ) 3 AC 50HZ 230VD/400VY * 3 AC 60HZ 460VY IM V 1 W/O CANOPY, FLANGE: FF165(A200) without motor protection TERMINAL BOX AT TOP | 341 | TEM | 1 | LD | 15 | 1
1LE10010EA434GA4 | SIMOTICS GP MOTOR TYPE: 1AV2094A LOW-VOLTAGE MOTOR, IEC SQUIRREL-CAGE,SELF-VENTIL.,IP55 TEMP. CL. 155(F) ACC.TO 130(B) ALUMINUM HOUSING HIGH EFFICIENCY IE2, IN EEA: CONSIDER EFFIC. GRADE ACC. TO CURR. VALID REGULATION! (01.01.2017) 2POLE * FS90L * 2.2KW (50HZ) 2.55KW (60HZ) 3 AC 50HZ 400VD/690VY * 3 AC 60HZ 460VD IM V 1 W/O CANOPY, FLANGE: FF165(A200) without motor protection TERMINAL BOX AT TOP | 341 | TEM | 1 | LD | 15 | 1
1LE10011AA434GB4 | SIMOTICS GP MOTOR TYPE: 1AV2104A LOW-VOLTAGE MOTOR, IEC SQUIRREL-CAGE,SELF-VENTIL.,IP55 TEMP. CL. 155(F) ACC.TO 130(B) ALUMINIUM HOUSING HIGH EFFICIENCY IE2, IN EEA: CONSIDER EFFIC. GRADE ACC. TO CURR. VALID REGULATION! (01.01.2017) 2POLE * FS100L * 3KW (50HZ) 3.45KW (60HZ) 3kW (60Hz), 50Hz-output 3 AC 50HZ 400VD/690VY * 3 AC 60HZ 460VD IM V 1 W/O CANOPY, FLANGE: FF215(A250) 3 PTC thermistor for tripping (2 terminals) TERMINAL BOX AT TOP | 456 | TEM | 1 | LD | 21 | 1
1LE10011AA422GB4 | SIMOTICS GP MOTOR TYPE: 1AV2104A LOW-VOLTAGE MOTOR, IEC SQUIRREL-CAGE,SELF-VENTIL.,IP55 TEMP. CL. 155(F) ACC.TO 130(B) ALUMINIUM HOUSING HIGH EFFICIENCY IE2, IN EEA: CONSIDER EFFIC. GRADE ACC. TO CURR. VALID REGULATION! (01.01.2017) 2POLE * FS100L * 3KW (50HZ) 3.45KW (60HZ) 3kW (60Hz), 50Hz-output 3 AC 50HZ 230VD/400VY * 3 AC 60HZ 460VY IM V 1 W/O CANOPY, FLANGE: FF215(A250) 3 PTC thermistor for tripping (2 terminals) TERMINAL BOX AT TOP | 456 | TEM | 1 | LD | 21 | 1
1LE10011AA434GA4 | SIMOTICS GP MOTOR TYPE: 1AV2104A LOW-VOLTAGE MOTOR, IEC SQUIRREL-CAGE,SELF-VENTIL.,IP55 TEMP. CL. 155(F) ACC.TO 130(B) ALUMINIUM HOUSING HIGH EFFICIENCY IE2, IN EEA: CONSIDER EFFIC. GRADE ACC. TO CURR. VALID REGULATION! (01.01.2017) 2POLE * FS100L * 3KW (50HZ) 3.45KW (60HZ) 3kW (60Hz), 50Hz-output 3 AC 50HZ 400VD/690VY * 3 AC 60HZ 460VD IM V 1 W/O CANOPY, FLANGE: FF215(A250) without motor protection TERMINAL BOX AT TOP | 410 | TEM | 1 | LD | 21 | 1
1LE10011AA422GA4 | SIMOTICS GP MOTOR TYPE: 1AV2104A LOW-VOLTAGE MOTOR, IEC SQUIRREL-CAGE,SELF-VENTIL.,IP55 TEMP. CL. 155(F) ACC.TO 130(B) ALUMINIUM HOUSING HIGH EFFICIENCY IE2, IN EEA: CONSIDER EFFIC. GRADE ACC. TO CURR. VALID REGULATION! (01.01.2017) 2POLE * FS100L * 3KW (50HZ) 3.45KW (60HZ) 3kW (60Hz), 50Hz-output 3 AC 50HZ 230VD/400VY * 3 AC 60HZ 460VY IM V 1 W/O CANOPY, FLANGE: FF215(A250) without motor protection TERMINAL BOX AT TOP | 410 | TEM | 1 | LD | 21 | 1
1LE10011BA234GB4 | SIMOTICS GP MOTOR TYPE: 1AV2112A LOW-VOLTAGE MOTOR, IEC SQUIRREL-CAGE,SELF-VENTIL.,IP55 TEMP. CL. 155(F) ACC.TO 130(B) ALUMINIUM HOUSING HIGH EFFICIENCY IE2, IN EEA: CONSIDER EFFIC. GRADE ACC. TO CURR. VALID REGULATION! (01.01.2017) 2POLE * FS112M * 4KW (50HZ) 4.55KW (60HZ) 3 AC 50HZ 400VD/690VY * 3 AC 60HZ 460VD IM V 1 W/O CANOPY, FLANGE: FF215(A250) 3 PTC thermistor for tripping (2 terminals) TERMINAL BOX AT TOP | 532 | TEM | 1 | LD | 27 | 1
1LE10011BA222GB4 | SIMOTICS GP MOTOR TYPE: 1AV2112A LOW-VOLTAGE MOTOR, IEC SQUIRREL-CAGE,SELF-VENTIL.,IP55 TEMP. CL. 155(F) ACC.TO 130(B) ALUMINIUM HOUSING HIGH EFFICIENCY IE2, IN EEA: CONSIDER EFFIC. GRADE ACC. TO CURR. VALID REGULATION! (01.01.2017) 2POLE * FS112M * 4KW (50HZ) 4.55KW (60HZ) 3 AC 50HZ 230VD/400VY * 3 AC 60HZ 460VY IM V 1 W/O CANOPY, FLANGE: FF215(A250) 3 PTC thermistor for tripping (2 terminals) TERMINAL BOX AT TOP | 532 | TEM | 1 | LD | 27 | 1
1LE10011BA234GA4 | SIMOTICS GP MOTOR TYPE: 1AV2112A LOW-VOLTAGE MOTOR, IEC SQUIRREL-CAGE,SELF-VENTIL.,IP55 TEMP. CL. 155(F) ACC.TO 130(B) ALUMINIUM HOUSING HIGH EFFICIENCY IE2, IN EEA: CONSIDER EFFIC. GRADE ACC. TO CURR. VALID REGULATION! (01.01.2017) 2POLE * FS112M * 4KW (50HZ) 4.55KW (60HZ) 3 AC 50HZ 400VD/690VY * 3 AC 60HZ 460VD IM V 1 W/O CANOPY, FLANGE: FF215(A250) without motor protection TERMINAL BOX AT TOP | 486 | TEM | 1 | LD | 27 | 1
1LE10011BA222GA4 | SIMOTICS GP MOTOR TYPE: 1AV2112A LOW-VOLTAGE MOTOR, IEC SQUIRREL-CAGE,SELF-VENTIL.,IP55 TEMP. CL. 155(F) ACC.TO 130(B) ALUMINIUM HOUSING HIGH EFFICIENCY IE2, IN EEA: CONSIDER EFFIC. GRADE ACC. TO CURR. VALID REGULATION! (01.01.2017) 2POLE * FS112M * 4KW (50HZ) 4.55KW (60HZ) 3 AC 50HZ 230VD/400VY * 3 AC 60HZ 460VY IM V 1 W/O CANOPY, FLANGE: FF215(A250) without motor protection TERMINAL BOX AT TOP | 486 | TEM | 1 | LD | 27 | 1
1LE10011CA034GB4 | SIMOTICS GP MOTOR TYPE: 1AV2130A LOW-VOLTAGE MOTOR, IEC SQUIRREL-CAGE,SELF-VENTIL.,IP55 TEMP. CL. 155(F) ACC.TO 130(B) ALUMINIUM HOUSING HIGH EFFICIENCY IE2, IN EEA: CONSIDER EFFIC. GRADE ACC. TO CURR. VALID REGULATION! (01.01.2017) 2POLE * FS132S * 5.5KW (50HZ) 6.3KW (60HZ) 3 AC 50HZ 400VD/690VY * 3 AC 60HZ 460VD IM V 1 W/O CANOPY, FLANGE: FF265(A300) 3 PTC thermistor for tripping (2 terminals) TERMINAL BOX AT TOP | 681 | TEM | 1 | LD | 39 | 1
1LE10011CA022GB4 | SIMOTICS GP MOTOR TYPE: 1AV2130A LOW-VOLTAGE MOTOR, IEC SQUIRREL-CAGE,SELF-VENTIL.,IP55 TEMP. CL. 155(F) ACC.TO 130(B) ALUMINIUM HOUSING HIGH EFFICIENCY IE2, IN EEA: CONSIDER EFFIC. GRADE ACC. TO CURR. VALID REGULATION! (01.01.2017) 2POLE * FS132S * 5.5KW (50HZ) 6.3KW (60HZ) 3 AC 50HZ 230VD/400VY * 3 AC 60HZ 460VY IM V 1 W/O CANOPY, FLANGE: FF265(A300) 3 PTC thermistor for tripping (2 terminals) TERMINAL BOX AT TOP | 681 | TEM | 1 | LD | 39 | 1
1LE10011CA034GA4 | SIMOTICS GP MOTOR TYPE: 1AV2130A LOW-VOLTAGE MOTOR, IEC SQUIRREL-CAGE,SELF-VENTIL.,IP55 TEMP. CL. 155(F) ACC.TO 130(B) ALUMINIUM HOUSING HIGH EFFICIENCY IE2, IN EEA: CONSIDER EFFIC. GRADE ACC. TO CURR. VALID REGULATION! (01.01.2017) 2POLE * FS132S * 5.5KW (50HZ) 6.3KW (60HZ) 3 AC 50HZ 400VD/690VY * 3 AC 60HZ 460VD IM V 1 W/O CANOPY, FLANGE: FF265(A300) without motor protection TERMINAL BOX AT TOP | 612 | TEM | 1 | LD | 39 | 1
1LE10011CA022GA4 | SIMOTICS GP MOTOR TYPE: 1AV2130A LOW-VOLTAGE MOTOR, IEC SQUIRREL-CAGE,SELF-VENTIL.,IP55 TEMP. CL. 155(F) ACC.TO 130(B) ALUMINIUM HOUSING HIGH EFFICIENCY IE2, IN EEA: CONSIDER EFFIC. GRADE ACC. TO CURR. VALID REGULATION! (01.01.2017) 2POLE * FS132S * 5.5KW (50HZ) 6.3KW (60HZ) 3 AC 50HZ 230VD/400VY * 3 AC 60HZ 460VY IM V 1 W/O CANOPY, FLANGE: FF265(A300) without motor protection TERMINAL BOX AT TOP | 612 | TEM | 1 | LD | 39 | 1
1LE10011CA134GB4 | SIMOTICS GP MOTOR TYPE: 1AV2131A LOW-VOLTAGE MOTOR, IEC SQUIRREL-CAGE,SELF-VENTIL.,IP55 TEMP. CL. 155(F) ACC.TO 130(B) ALUMINIUM HOUSING HIGH EFFICIENCY IE2, IN EEA: CONSIDER EFFIC. GRADE ACC. TO CURR. VALID REGULATION! 2POLE * FS132S * 7.5KW (50HZ) 8.6KW (60HZ) 3 AC 50HZ 400VD/690VY * 3 AC 60HZ 460VD IM V 1 W/O CANOPY, FLANGE: FF265(A300) 3 PTC thermistor for tripping (2 terminals) TERMINAL BOX AT TOP | 831 | TEM | 1 | LD | 43 | 1
1LE10011CA122GB4 | SIMOTICS GP MOTOR TYPE: 1AV2131A LOW-VOLTAGE MOTOR, IEC SQUIRREL-CAGE,SELF-VENTIL.,IP55 TEMP. CL. 155(F) ACC.TO 130(B) ALUMINIUM HOUSING HIGH EFFICIENCY IE2, IN EEA: CONSIDER EFFIC. GRADE ACC. TO CURR. VALID REGULATION! 2POLE * FS132S * 7.5KW (50HZ) 8.6KW (60HZ) 3 AC 50HZ 230VD/400VY * 3 AC 60HZ 460VY IM V 1 W/O CANOPY, FLANGE: FF265(A300) 3 PTC thermistor for tripping (2 terminals) TERMINAL BOX AT TOP | 831 | TEM | 1 | LD | 43 | 1
1LE10011CA134GA4 | SIMOTICS GP MOTOR TYPE: 1AV2131A LOW-VOLTAGE MOTOR, IEC SQUIRREL-CAGE,SELF-VENTIL.,IP55 TEMP. CL. 155(F) ACC.TO 130(B) ALUMINIUM HOUSING HIGH EFFICIENCY IE2, IN EEA: CONSIDER EFFIC. GRADE ACC. TO CURR. VALID REGULATION! 2POLE * FS132S * 7.5KW (50HZ) 8.6KW (60HZ) 3 AC 50HZ 400VD/690VY * 3 AC 60HZ 460VD IM V 1 W/O CANOPY, FLANGE: FF265(A300) without motor protection TERMINAL BOX AT TOP | 762 | TEM | 1 | LD | 43 | 1
1LE10011CA122GA4 | SIMOTICS GP MOTOR TYPE: 1AV2131A LOW-VOLTAGE MOTOR, IEC SQUIRREL-CAGE,SELF-VENTIL.,IP55 TEMP. CL. 155(F) ACC.TO 130(B) ALUMINIUM HOUSING HIGH EFFICIENCY IE2, IN EEA: CONSIDER EFFIC. GRADE ACC. TO CURR. VALID REGULATION! 2POLE * FS132S * 7.5KW (50HZ) 8.6KW (60HZ) 3 AC 50HZ 230VD/400VY * 3 AC 60HZ 460VY IM V 1 W/O CANOPY, FLANGE: FF265(A300) without motor protection TERMINAL BOX AT TOP | 762 | TEM | 1 | LD | 43 | 1
1LE10011DA234GB4 | SIMOTICS GP MOTOR TYPE: 1AV2162A LOW-VOLTAGE MOTOR, IEC SQUIRREL-CAGE,SELF-VENTIL.,IP55 TEMP. CL. 155(F) ACC.TO 130(B) ALUMINIUM HOUSING HIGH EFFICIENCY IE2, IN EEA: CONSIDER EFFIC. GRADE ACC. TO CURR. VALID REGULATION! 2POLE * FS160M * 11KW (50HZ) 12.6KW (60HZ) 3 AC 50HZ 400VD/690VY * 3 AC 60HZ 460VD IM V 1 W/O CANOPY, FLANGE: FF300(A350) 3 PTC thermistor for tripping (2 terminals) TERMINAL BOX AT TOP | 1122 | TEM | 1 | LD | 67 | 1
1LE10011DA222GB4 | SIMOTICS GP MOTOR TYPE: 1AV2162A LOW-VOLTAGE MOTOR, IEC SQUIRREL-CAGE,SELF-VENTIL.,IP55 TEMP. CL. 155(F) ACC.TO 130(B) ALUMINIUM HOUSING HIGH EFFICIENCY IE2, IN EEA: CONSIDER EFFIC. GRADE ACC. TO CURR. VALID REGULATION! 2POLE * FS160M * 11KW (50HZ) 12.6KW (60HZ) 3 AC 50HZ 230VD/400VY * 3 AC 60HZ 460VY IM V 1 W/O CANOPY, FLANGE: FF300(A350) 3 PTC thermistor for tripping (2 terminals) TERMINAL BOX AT TOP | 1122 | TEM | 1 | LD | 67 | 1
1LE10011DA234GA4 | SIMOTICS GP MOTOR TYPE: 1AV2162A LOW-VOLTAGE MOTOR, IEC SQUIRREL-CAGE,SELF-VENTIL.,IP55 TEMP. CL. 155(F) ACC.TO 130(B) ALUMINIUM HOUSING HIGH EFFICIENCY IE2, IN EEA: CONSIDER EFFIC. GRADE ACC. TO CURR. VALID REGULATION! 2POLE * FS160M * 11KW (50HZ) 12.6KW (60HZ) 3 AC 50HZ 400VD/690VY * 3 AC 60HZ 460VD IM V 1 W/O CANOPY, FLANGE: FF300(A350) without motor protection TERMINAL BOX AT TOP | 1053 | TEM | 1 | LD | 67 | 1
1LE10011DA222GA4 | SIMOTICS GP MOTOR TYPE: 1AV2162A LOW-VOLTAGE MOTOR, IEC SQUIRREL-CAGE,SELF-VENTIL.,IP55 TEMP. CL. 155(F) ACC.TO 130(B) ALUMINIUM HOUSING HIGH EFFICIENCY IE2, IN EEA: CONSIDER EFFIC. GRADE ACC. TO CURR. VALID REGULATION! 2POLE * FS160M * 11KW (50HZ) 12.6KW (60HZ) 3 AC 50HZ 230VD/400VY * 3 AC 60HZ 460VY IM V 1 W/O CANOPY, FLANGE: FF300(A350) without motor protection TERMINAL BOX AT TOP | 1053 | TEM | 1 | LD | 67 | 1
1LE10011DA334GB4 | SIMOTICS GP MOTOR TYPE: 1AV2163A LOW-VOLTAGE MOTOR, IEC SQUIRREL-CAGE,SELF-VENTIL.,IP55 TEMP. CL. 155(F) ACC.TO 130(B) ALUMINIUM HOUSING HIGH EFFICIENCY IE2, IN EEA: CONSIDER EFFIC. GRADE ACC. TO CURR. VALID REGULATION! 2POLE * FS160M * 15KW (50HZ) 17.3KW (60HZ) 3 AC 50HZ 400VD/690VY * 3 AC 60HZ 460VD IM V 1 W/O CANOPY, FLANGE: FF300(A350) 3 PTC thermistor for tripping (2 terminals) TERMINAL BOX AT TOP | 1427 | TEM | 1 | LD | 75 | 1
1LE10011DA322GB4 | SIMOTICS GP MOTOR TYPE: 1AV2163A LOW-VOLTAGE MOTOR, IEC SQUIRREL-CAGE,SELF-VENTIL.,IP55 TEMP. CL. 155(F) ACC.TO 130(B) ALUMINIUM HOUSING HIGH EFFICIENCY IE2, IN EEA: CONSIDER EFFIC. GRADE ACC. TO CURR. VALID REGULATION! 2POLE * FS160M * 15KW (50HZ) 17.3KW (60HZ) 3 AC 50HZ 230VD/400VY * 3 AC 60HZ 460VY IM V 1 W/O CANOPY, FLANGE: FF300(A350) 3 PTC thermistor for tripping (2 terminals) TERMINAL BOX AT TOP | 1427 | TEM | 1 | LD | 75 | 1
1LE10011DA334GA4 | SIMOTICS GP MOTOR TYPE: 1AV2163A LOW-VOLTAGE MOTOR, IEC SQUIRREL-CAGE,SELF-VENTIL.,IP55 TEMP. CL. 155(F) ACC.TO 130(B) ALUMINIUM HOUSING HIGH EFFICIENCY IE2, IN EEA: CONSIDER EFFIC. GRADE ACC. TO CURR. VALID REGULATION! 2POLE * FS160M * 15KW (50HZ) 17.3KW (60HZ) 3 AC 50HZ 400VD/690VY * 3 AC 60HZ 460VD IM V 1 W/O CANOPY, FLANGE: FF300(A350) without motor protection TERMINAL BOX AT TOP | 1357 | TEM | 1 | LD | 75 | 1
1LE10011DA322GA4 | SIMOTICS GP MOTOR TYPE: 1AV2163A LOW-VOLTAGE MOTOR, IEC SQUIRREL-CAGE,SELF-VENTIL.,IP55 TEMP. CL. 155(F) ACC.TO 130(B) ALUMINIUM HOUSING HIGH EFFICIENCY IE2, IN EEA: CONSIDER EFFIC. GRADE ACC. TO CURR. VALID REGULATION! 2POLE * FS160M * 15KW (50HZ) 17.3KW (60HZ) 3 AC 50HZ 230VD/400VY * 3 AC 60HZ 460VY IM V 1 W/O CANOPY, FLANGE: FF300(A350) without motor protection TERMINAL BOX AT TOP | 1357 | TEM | 1 | LD | 75 | 1
1LE10011DA434GB4 | SIMOTICS GP MOTOR TYPE: 1AV2164A LOW-VOLTAGE MOTOR, IEC SQUIRREL-CAGE,SELF-VENTIL.,IP55 TEMP. CL. 155(F) ACC.TO 130(B) ALUMINIUM HOUSING HIGH EFFICIENCY IE2, IN EEA: CONSIDER EFFIC. GRADE ACC. TO CURR. VALID REGULATION! 2POLE * FS160L * 18.5KW (50HZ) 21.3KW (60HZ) 3 AC 50HZ 400VD/690VY * 3 AC 60HZ 460VD IM V 1 W/O CANOPY, FLANGE: FF300(A350) 3 PTC thermistor for tripping (2 terminals) TERMINAL BOX AT TOP | 1674 | TEM | 1 | LD | 84 | 1
1LE15011DA422GB4 | SIMOTICS SD MOTOR TYPE: 1CV2164A LOW-VOLTAGE MOTOR, IEC SQUIRREL-CAGE,SELF-VENTIL.,IP55 TEMP. CL. 155(F) ACC.TO 130(B) CAST-IRON HOUSING BASIC LINE HIGH EFFICIENCY IE2, IN EEA: CONSIDER EFFIC. GRADE ACC. TO CURR. VALID REGULATION! 2POLE * FS160L * 18.5KW (50HZ) 21.3KW (60HZ) 3 AC 50HZ 230VD/400VY * 3 AC 60HZ 460VY IM V 1 W/O CANOPY, FLANGE: FF300(A350) 3 PTC thermistor for tripping (2 terminals) TERMINAL BOX AT TOP | 1804 | TEM | 1 | LD | 113 | 1
1LE15011DA434GA4 | SIMOTICS SD MOTOR TYPE: 1CV2164A LOW-VOLTAGE MOTOR, IEC SQUIRREL-CAGE,SELF-VENTIL.,IP55 TEMP. CL. 155(F) ACC.TO 130(B) CAST-IRON HOUSING BASIC LINE HIGH EFFICIENCY IE2, IN EEA: CONSIDER EFFIC. GRADE ACC. TO CURR. VALID REGULATION! 2POLE * FS160L * 18.5KW (50HZ) 21.3KW (60HZ) 3 AC 50HZ 400VD/690VY * 3 AC 60HZ 460VD IM V 1 W/O CANOPY, FLANGE: FF300(A350) without motor protection TERMINAL BOX AT TOP | 1735 | TEM | 1 | LD | 113 | 1
1LE15011DA422GA4 | SIMOTICS SD MOTOR TYPE: 1CV2164A LOW-VOLTAGE MOTOR, IEC SQUIRREL-CAGE,SELF-VENTIL.,IP55 TEMP. CL. 155(F) ACC.TO 130(B) CAST-IRON HOUSING BASIC LINE HIGH EFFICIENCY IE2, IN EEA: CONSIDER EFFIC. GRADE ACC. TO CURR. VALID REGULATION! 2POLE * FS160L * 18.5KW (50HZ) 21.3KW (60HZ) 3 AC 50HZ 230VD/400VY * 3 AC 60HZ 460VY IM V 1 W/O CANOPY, FLANGE: FF300(A350) without motor protection TERMINAL BOX AT TOP | 1735 | TEM | 1 | LD | 113 | 1
1LE15011EA234GB4 | SIMOTICS SD MOTOR TYPE: 1CV2182A LOW-VOLTAGE MOTOR, IEC SQUIRREL-CAGE,SELF-VENTIL.,IP55 TEMP. CL. 155(F) ACC.TO 130(B) CAST-IRON HOUSING BASIC LINE HIGH EFFICIENCY IE2, IN EEA: CONSIDER EFFIC. GRADE ACC. TO CURR. VALID REGULATION! 2POLE * FS180M * 22KW (50HZ) 24.5KW (60HZ) 3 AC 50HZ 400VD/690VY * 3 AC 60HZ 460VD IM V 1 W/O CANOPY, FLANGE: FF300(A350) 3 PTC thermistor for tripping (2 terminals) TERMINAL BOX AT TOP | 2064 | TEM | 1 | LD | 145 | 1
1LE15011EA222GB4 | SIMOTICS SD MOTOR TYPE: 1CV2182A LOW-VOLTAGE MOTOR, IEC SQUIRREL-CAGE,SELF-VENTIL.,IP55 TEMP. CL. 155(F) ACC.TO 130(B) CAST-IRON HOUSING BASIC LINE HIGH EFFICIENCY IE2, IN EEA: CONSIDER EFFIC. GRADE ACC. TO CURR. VALID REGULATION! 2POLE * FS180M * 22KW (50HZ) 24.5KW (60HZ) 3 AC 50HZ 230VD/400VY * 3 AC 60HZ 460VY IM V 1 W/O CANOPY, FLANGE: FF300(A350) 3 PTC thermistor for tripping (2 terminals) TERMINAL BOX AT TOP | 2064 | TEM | 1 | LD | 145 | 1
1LE15011EA234GA4 | SIMOTICS SD MOTOR TYPE: 1CV2182A LOW-VOLTAGE MOTOR, IEC SQUIRREL-CAGE,SELF-VENTIL.,IP55 TEMP. CL. 155(F) ACC.TO 130(B) CAST-IRON HOUSING BASIC LINE HIGH EFFICIENCY IE2, IN EEA: CONSIDER EFFIC. GRADE ACC. TO CURR. VALID REGULATION! 2POLE * FS180M * 22KW (50HZ) 24.5KW (60HZ) 3 AC 50HZ 400VD/690VY * 3 AC 60HZ 460VD IM V 1 W/O CANOPY, FLANGE: FF300(A350) without motor protection TERMINAL BOX AT TOP | 1972 | TEM | 1 | LD | 145 | 1
1LE15011EA222GA4 | SIMOTICS SD MOTOR TYPE: 1CV2182A LOW-VOLTAGE MOTOR, IEC SQUIRREL-CAGE,SELF-VENTIL.,IP55 TEMP. CL. 155(F) ACC.TO 130(B) CAST-IRON HOUSING BASIC LINE HIGH EFFICIENCY IE2, IN EEA: CONSIDER EFFIC. GRADE ACC. TO CURR. VALID REGULATION! 2POLE * FS180M * 22KW (50HZ) 24.5KW (60HZ) 3 AC 50HZ 230VD/400VY * 3 AC 60HZ 460VY IM V 1 W/O CANOPY, FLANGE: FF300(A350) without motor protection TERMINAL BOX AT TOP | 1972 | TEM | 1 | LD | 145 | 1
1LE15012AA434GB4 | SIMOTICS SD MOTOR TYPE: 1CV2204A LOW-VOLTAGE MOTOR, IEC SQUIRREL-CAGE,SELF-VENTIL.,IP55 TEMP. CL. 155(F) ACC.TO 130(B) CAST-IRON HOUSING BASIC LINE HIGH EFFICIENCY IE2, IN EEA: CONSIDER EFFIC. GRADE ACC. TO CURR. VALID REGULATION! 2POLE * FS200L * 30KW (50HZ) 33.5KW (60HZ) 3 AC 50HZ 400VD/690VY * 3 AC 60HZ 460VD IM V 1 W/O CANOPY, FLANGE: FF350(A400) 3 PTC thermistor for tripping (2 terminals) TERMINAL BOX AT TOP | 2638 | TEM | 1 | LD | 200 | 1
1LE15012AA422GB4 | SIMOTICS SD MOTOR TYPE: 1CV2204A LOW-VOLTAGE MOTOR, IEC SQUIRREL-CAGE,SELF-VENTIL.,IP55 TEMP. CL. 155(F) ACC.TO 130(B) CAST-IRON HOUSING BASIC LINE HIGH EFFICIENCY IE2, IN EEA: CONSIDER EFFIC. GRADE ACC. TO CURR. VALID REGULATION! 2POLE * FS200L * 30KW (50HZ) 33.5KW (60HZ) 3 AC 50HZ 230VD/400VY * 3 AC 60HZ 460VY IM V 1 W/O CANOPY, FLANGE: FF350(A400) 3 PTC thermistor for tripping (2 terminals) TERMINAL BOX AT TOP | 2638 | TEM | 1 | LD | 200 | 1
1LE15012AA434GA4 | SIMOTICS SD MOTOR TYPE: 1CV2204A LOW-VOLTAGE MOTOR, IEC SQUIRREL-CAGE,SELF-VENTIL.,IP55 TEMP. CL. 155(F) ACC.TO 130(B) CAST-IRON HOUSING BASIC LINE HIGH EFFICIENCY IE2, IN EEA: CONSIDER EFFIC. GRADE ACC. TO CURR. VALID REGULATION! 2POLE * FS200L * 30KW (50HZ) 33.5KW (60HZ) 3 AC 50HZ 400VD/690VY * 3 AC 60HZ 460VD IM V 1 W/O CANOPY, FLANGE: FF350(A400) without motor protection TERMINAL BOX AT TOP | 2546 | TEM | 1 | LD | 200 | 1
1LE15012AA422GA4 | SIMOTICS SD MOTOR TYPE: 1CV2204A LOW-VOLTAGE MOTOR, IEC SQUIRREL-CAGE,SELF-VENTIL.,IP55 TEMP. CL. 155(F) ACC.TO 130(B) CAST-IRON HOUSING BASIC LINE HIGH EFFICIENCY IE2, IN EEA: CONSIDER EFFIC. GRADE ACC. TO CURR. VALID REGULATION! 2POLE * FS200L * 30KW (50HZ) 33.5KW (60HZ) 3 AC 50HZ 230VD/400VY * 3 AC 60HZ 460VY IM V 1 W/O CANOPY, FLANGE: FF350(A400) without motor protection TERMINAL BOX AT TOP | 2546 | TEM | 1 | LD | 200 | 1
1LE15012AA534GB4 | SIMOTICS SD MOTOR TYPE: 1CV2205A LOW-VOLTAGE MOTOR, IEC SQUIRREL-CAGE,SELF-VENTIL.,IP55 TEMP. CL. 155(F) ACC.TO 130(B) CAST-IRON HOUSING BASIC LINE HIGH EFFICIENCY IE2, IN EEA: CONSIDER EFFIC. GRADE ACC. TO CURR. VALID REGULATION! 2POLE * FS200L * 37KW (50HZ) 41.5KW (60HZ) 3 AC 50HZ 400VD/690VY * 3 AC 60HZ 460VD IM V 1 W/O CANOPY, FLANGE: FF350(A400) 3 PTC thermistor for tripping (2 terminals) TERMINAL BOX AT TOP | 3255 | TEM | 1 | LD | 225 | 1
1LE15012AA522GB4 | SIMOTICS SD MOTOR TYPE: 1CV2205A LOW-VOLTAGE MOTOR, IEC SQUIRREL-CAGE,SELF-VENTIL.,IP55 TEMP. CL. 155(F) ACC.TO 130(B) CAST-IRON HOUSING BASIC LINE HIGH EFFICIENCY IE2, IN EEA: CONSIDER EFFIC. GRADE ACC. TO CURR. VALID REGULATION! 2POLE * FS200L * 37KW (50HZ) 41.5KW (60HZ) 3 AC 50HZ 230VD/400VY * 3 AC 60HZ 460VY IM V 1 W/O CANOPY, FLANGE: FF350(A400) 3 PTC thermistor for tripping (2 terminals) TERMINAL BOX AT TOP | 3255 | TEM | 1 | LD | 225 | 1
1LE15012AA534GA4 | SIMOTICS SD MOTOR TYPE: 1CV2205A LOW-VOLTAGE MOTOR, IEC SQUIRREL-CAGE,SELF-VENTIL.,IP55 TEMP. CL. 155(F) ACC.TO 130(B) CAST-IRON HOUSING BASIC LINE HIGH EFFICIENCY IE2, IN EEA: CONSIDER EFFIC. GRADE ACC. TO CURR. VALID REGULATION! 2POLE * FS200L * 37KW (50HZ) 41.5KW (60HZ) 3 AC 50HZ 400VD/690VY * 3 AC 60HZ 460VD IM V 1 W/O CANOPY, FLANGE: FF350(A400) without motor protection TERMINAL BOX AT TOP | 3163 | TEM | 1 | LD | 225 | 1
1LE15012AA522GA4 | SIMOTICS SD MOTOR TYPE: 1CV2205A LOW-VOLTAGE MOTOR, IEC SQUIRREL-CAGE,SELF-VENTIL.,IP55 TEMP. CL. 155(F) ACC.TO 130(B) CAST-IRON HOUSING BASIC LINE HIGH EFFICIENCY IE2, IN EEA: CONSIDER EFFIC. GRADE ACC. TO CURR. VALID REGULATION! 2POLE * FS200L * 37KW (50HZ) 41.5KW (60HZ) 3 AC 50HZ 230VD/400VY * 3 AC 60HZ 460VY IM V 1 W/O CANOPY, FLANGE: FF350(A400) without motor protection TERMINAL BOX AT TOP | 3163 | TEM | 1 | LD | 225 | 1
1LE15012BA234GB4 | SIMOTICS SD MOTOR TYPE: 1CV2222A LOW-VOLTAGE MOTOR, IEC SQUIRREL-CAGE,SELF-VENTIL.,IP55 TEMP. CL. 155(F) ACC.TO 130(B) CAST-IRON HOUSING BASIC LINE HIGH EFFICIENCY IE2, IN EEA: CONSIDER EFFIC. GRADE ACC. TO CURR. VALID REGULATION! 2POLE * FS225M * 45KW (50HZ) 51KW (60HZ) 3 AC 50HZ 400VD/690VY * 3 AC 60HZ 460VD IM V 1 W/O CANOPY, FLANGE: FF400(A450) 3 PTC thermistor for tripping (2 terminals) TERMINAL BOX AT TOP | 3916 | TEM | 1 | LD | 295 | 1
1LE15012BA222GB4 | SIMOTICS SD MOTOR TYPE: 1CV2222A LOW-VOLTAGE MOTOR, IEC SQUIRREL-CAGE,SELF-VENTIL.,IP55 TEMP. CL. 155(F) ACC.TO 130(B) CAST-IRON HOUSING BASIC LINE HIGH EFFICIENCY IE2, IN EEA: CONSIDER EFFIC. GRADE ACC. TO CURR. VALID REGULATION! 2POLE * FS225M * 45KW (50HZ) 51KW (60HZ) 3 AC 50HZ 230VD/400VY * 3 AC 60HZ 460VY IM V 1 W/O CANOPY, FLANGE: FF400(A450) 3 PTC thermistor for tripping (2 terminals) TERMINAL BOX AT TOP | 3916 | TEM | 1 | LD | 295 | 1
1LE15012BA234GA4 | SIMOTICS SD MOTOR TYPE: 1CV2222A LOW-VOLTAGE MOTOR, IEC SQUIRREL-CAGE,SELF-VENTIL.,IP55 TEMP. CL. 155(F) ACC.TO 130(B) CAST-IRON HOUSING BASIC LINE HIGH EFFICIENCY IE2, IN EEA: CONSIDER EFFIC. GRADE ACC. TO CURR. VALID REGULATION! 2POLE * FS225M * 45KW (50HZ) 51KW (60HZ) 3 AC 50HZ 400VD/690VY * 3 AC 60HZ 460VD IM V 1 W/O CANOPY, FLANGE: FF400(A450) without motor protection TERMINAL BOX AT TOP | 3790 | TEM | 1 | LD | 295 | 1
1LE15012BA222GA4 | SIMOTICS SD MOTOR TYPE: 1CV2222A LOW-VOLTAGE MOTOR, IEC SQUIRREL-CAGE,SELF-VENTIL.,IP55 TEMP. CL. 155(F) ACC.TO 130(B) CAST-IRON HOUSING BASIC LINE HIGH EFFICIENCY IE2, IN EEA: CONSIDER EFFIC. GRADE ACC. TO CURR. VALID REGULATION! 2POLE * FS225M * 45KW (50HZ) 51KW (60HZ) 3 AC 50HZ 230VD/400VY * 3 AC 60HZ 460VY IM V 1 W/O CANOPY, FLANGE: FF400(A450) without motor protection TERMINAL BOX AT TOP | 3790 | TEM | 1 | LD | 295 | 1
1LE15012CA234GB4 | SIMOTICS SD MOTOR TYPE: 1CV2252A LOW-VOLTAGE MOTOR, IEC SQUIRREL-CAGE,SELF-VENTIL.,IP55 TEMP. CL. 155(F) ACC.TO 130(B) CAST-IRON HOUSING BASIC LINE HIGH EFFICIENCY IE2, IN EEA: CONSIDER EFFIC. GRADE ACC. TO CURR. VALID REGULATION! 2POLE * FS250M * 55KW (50HZ) 62KW (60HZ) 3 AC 50HZ 400VD/690VY * 3 AC 60HZ 460VD IM V 1 W/O CANOPY, FLANGE: FF500(A550) 3 PTC thermistor for tripping (2 terminals) TERMINAL BOX AT TOP | 4630 | TEM | 1 | LD | 360 | 1
1LE15012CA222GB4 | SIMOTICS SD MOTOR TYPE: 1CV2252A LOW-VOLTAGE MOTOR, IEC SQUIRREL-CAGE,SELF-VENTIL.,IP55 TEMP. CL. 155(F) ACC.TO 130(B) CAST-IRON HOUSING BASIC LINE HIGH EFFICIENCY IE2, IN EEA: CONSIDER EFFIC. GRADE ACC. TO CURR. VALID REGULATION! 2POLE * FS250M * 55KW (50HZ) 62KW (60HZ) 3 AC 50HZ 230VD/400VY * 3 AC 60HZ 460VY IM V 1 W/O CANOPY, FLANGE: FF500(A550) 3 PTC thermistor for tripping (2 terminals) TERMINAL BOX AT TOP | 4630 | TEM | 1 | LD | 360 | 1
1LE15012CA234GA4 | SIMOTICS SD MOTOR TYPE: 1CV2252A LOW-VOLTAGE MOTOR, IEC SQUIRREL-CAGE,SELF-VENTIL.,IP55 TEMP. CL. 155(F) ACC.TO 130(B) CAST-IRON HOUSING BASIC LINE HIGH EFFICIENCY IE2, IN EEA: CONSIDER EFFIC. GRADE ACC. TO CURR. VALID REGULATION! 2POLE * FS250M * 55KW (50HZ) 62KW (60HZ) 3 AC 50HZ 400VD/690VY * 3 AC 60HZ 460VD IM V 1 W/O CANOPY, FLANGE: FF500(A550) without motor protection TERMINAL BOX AT TOP | 4504 | TEM | 1 | LD | 360 | 1
1LE15012CA222GA4 | SIMOTICS SD MOTOR TYPE: 1CV2252A LOW-VOLTAGE MOTOR, IEC SQUIRREL-CAGE,SELF-VENTIL.,IP55 TEMP. CL. 155(F) ACC.TO 130(B) CAST-IRON HOUSING BASIC LINE HIGH EFFICIENCY IE2, IN EEA: CONSIDER EFFIC. GRADE ACC. TO CURR. VALID REGULATION! 2POLE * FS250M * 55KW (50HZ) 62KW (60HZ) 3 AC 50HZ 230VD/400VY * 3 AC 60HZ 460VY IM V 1 W/O CANOPY, FLANGE: FF500(A550) without motor protection TERMINAL BOX AT TOP | 4504 | TEM | 1 | LD | 360 | 1
1LE15011CA134GB4 | SIMOTICS SD MOTOR TYPE: 1CV2131A LOW-VOLTAGE MOTOR, IEC SQUIRREL-CAGE,SELF-VENTIL.,IP55 TEMP. CL. 155(F) ACC.TO 130(B) CAST-IRON HOUSING BASIC LINE HIGH EFFICIENCY IE2, IN EEA: CONSIDER EFFIC. GRADE ACC. TO CURR. VALID REGULATION! 2POLE * FS132S * 7.5KW (50HZ) 8.6KW (60HZ) 3 AC 50HZ 400VD/690VY * 3 AC 60HZ 460VD IM V 1 W/O CANOPY, FLANGE: FF265(A300) 3 PTC thermistor for tripping (2 terminals) TERMINAL BOX AT TOP | 896 | TEM | 1 | LD | 61 | 1
1LE15011CA122GB4 | SIMOTICS SD MOTOR TYPE: 1CV2131A LOW-VOLTAGE MOTOR, IEC SQUIRREL-CAGE,SELF-VENTIL.,IP55 TEMP. CL. 155(F) ACC.TO 130(B) CAST-IRON HOUSING BASIC LINE HIGH EFFICIENCY IE2, IN EEA: CONSIDER EFFIC. GRADE ACC. TO CURR. VALID REGULATION! 2POLE * FS132S * 7.5KW (50HZ) 8.6KW (60HZ) 3 AC 50HZ 230VD/400VY * 3 AC 60HZ 460VY IM V 1 W/O CANOPY, FLANGE: FF265(A300) 3 PTC thermistor for tripping (2 terminals) TERMINAL BOX AT TOP | 896 | TEM | 1 | LD | 61 | 1
1LE15011CA134GA4 | SIMOTICS SD MOTOR TYPE: 1CV2131A LOW-VOLTAGE MOTOR, IEC SQUIRREL-CAGE,SELF-VENTIL.,IP55 TEMP. CL. 155(F) ACC.TO 130(B) CAST-IRON HOUSING BASIC LINE HIGH EFFICIENCY IE2, IN EEA: CONSIDER EFFIC. GRADE ACC. TO CURR. VALID REGULATION! 2POLE * FS132S * 7.5KW (50HZ) 8.6KW (60HZ) 3 AC 50HZ 400VD/690VY * 3 AC 60HZ 460VD IM V 1 W/O CANOPY, FLANGE: FF265(A300) without motor protection TERMINAL BOX AT TOP | 827 | TEM | 1 | LD | 61 | 1
1LE15011CA122GA4 | SIMOTICS SD MOTOR TYPE: 1CV2131A LOW-VOLTAGE MOTOR, IEC SQUIRREL-CAGE,SELF-VENTIL.,IP55 TEMP. CL. 155(F) ACC.TO 130(B) CAST-IRON HOUSING BASIC LINE HIGH EFFICIENCY IE2, IN EEA: CONSIDER EFFIC. GRADE ACC. TO CURR. VALID REGULATION! 2POLE * FS132S * 7.5KW (50HZ) 8.6KW (60HZ) 3 AC 50HZ 230VD/400VY * 3 AC 60HZ 460VY IM V 1 W/O CANOPY, FLANGE: FF265(A300) without motor protection TERMINAL BOX AT TOP | 827 | TEM | 1 | LD | 61 | 1
1LE15012DA234GB4 | SIMOTICS SD MOTOR TYPE: 1CV2282A LOW-VOLTAGE MOTOR, IEC SQUIRREL-CAGE,SELF-VENTIL.,IP55 TEMP. CL. 155(F) ACC.TO 130(B) CAST-IRON HOUSING BASIC LINE HIGH EFFICIENCY IE2, IN EEA: CONSIDER EFFIC. GRADE ACC. TO CURR. VALID REGULATION! 2POLE * FS280M * 90KW (50HZ) 101KW (60HZ) 3 AC 50HZ 400VD/690VY * 3 AC 60HZ 460VD IM V 1 W/O CANOPY, FLANGE: FF500(A550) 3 PTC thermistor for tripping (2 terminals) TERMINAL BOX AT TOP | 7427 | TEM | 1 | LD | 530 | 1
1LE15012DA222GB4 | SIMOTICS SD MOTOR TYPE: 1CV2282A LOW-VOLTAGE MOTOR, IEC SQUIRREL-CAGE,SELF-VENTIL.,IP55 TEMP. CL. 155(F) ACC.TO 130(B) CAST-IRON HOUSING BASIC LINE HIGH EFFICIENCY IE2, IN EEA: CONSIDER EFFIC. GRADE ACC. TO CURR. VALID REGULATION! 2POLE * FS280M * 90KW (50HZ) 101KW (60HZ) 3 AC 50HZ 230VD/400VY * 3 AC 60HZ 460VY IM V 1 W/O CANOPY, FLANGE: FF500(A550) 3 PTC thermistor for tripping (2 terminals) TERMINAL BOX AT TOP | 7427 | TEM | 1 | LD | 530 | 1
1LE15012DA234GA4 | SIMOTICS SD MOTOR TYPE: 1CV2282A LOW-VOLTAGE MOTOR, IEC SQUIRREL-CAGE,SELF-VENTIL.,IP55 TEMP. CL. 155(F) ACC.TO 130(B) CAST-IRON HOUSING BASIC LINE HIGH EFFICIENCY IE2, IN EEA: CONSIDER EFFIC. GRADE ACC. TO CURR. VALID REGULATION! 2POLE * FS280M * 90KW (50HZ) 101KW (60HZ) 3 AC 50HZ 400VD/690VY * 3 AC 60HZ 460VD IM V 1 W/O CANOPY, FLANGE: FF500(A550) without motor protection TERMINAL BOX AT TOP | 7270 | TEM | 1 | LD | 530 | 1
1LE15012DA222GA4 | SIMOTICS SD MOTOR TYPE: 1CV2282A LOW-VOLTAGE MOTOR, IEC SQUIRREL-CAGE,SELF-VENTIL.,IP55 TEMP. CL. 155(F) ACC.TO 130(B) CAST-IRON HOUSING BASIC LINE HIGH EFFICIENCY IE2, IN EEA: CONSIDER EFFIC. GRADE ACC. TO CURR. VALID REGULATION! 2POLE * FS280M * 90KW (50HZ) 101KW (60HZ) 3 AC 50HZ 230VD/400VY * 3 AC 60HZ 460VY IM V 1 W/O CANOPY, FLANGE: FF500(A550) without motor protection TERMINAL BOX AT TOP | 7270 | TEM | 1 | LD | 530 | 1
1LE15013AA034GB4 | SIMOTICS SD MOTOR TYPE: 1CV2310A LOW-VOLTAGE MOTOR, IEC SQUIRREL-CAGE,SELF-VENTIL.,IP55 TEMP. CL. 155(F) ACC.TO 130(B) CAST-IRON HOUSING BASIC LINE HIGH EFFICIENCY IE2, IN EEA: CONSIDER EFFIC. GRADE ACC. TO CURR. VALID REGULATION! 2POLE * FS315S * 110KW (50HZ) 123KW (60HZ) 3 AC 50HZ 400VD/690VY * 3 AC 60HZ 460VD IM V 1 W/O CANOPY, FLANGE: FF600(A660) 3 PTC thermistor for tripping (2 terminals) TERMINAL BOX AT TOP | 8931 | TEM | 1 | LD | 720 | 1
1LE15013AA022GB4 | SIMOTICS SD MOTOR TYPE: 1CV2310A LOW-VOLTAGE MOTOR, IEC SQUIRREL-CAGE,SELF-VENTIL.,IP55 TEMP. CL. 155(F) ACC.TO 130(B) CAST-IRON HOUSING BASIC LINE HIGH EFFICIENCY IE2, IN EEA: CONSIDER EFFIC. GRADE ACC. TO CURR. VALID REGULATION! 2POLE * FS315S * 110KW (50HZ) 123KW (60HZ) 3 AC 50HZ 230VD/400VY * 3 AC 60HZ 460VY IM V 1 W/O CANOPY, FLANGE: FF600(A660) 3 PTC thermistor for tripping (2 terminals) TERMINAL BOX AT TOP | 8931 | TEM | 1 | LD | 720 | 1
1LE15013AA034GA4 | SIMOTICS SD MOTOR TYPE: 1CV2310A LOW-VOLTAGE MOTOR, IEC SQUIRREL-CAGE,SELF-VENTIL.,IP55 TEMP. CL. 155(F) ACC.TO 130(B) CAST-IRON HOUSING BASIC LINE HIGH EFFICIENCY IE2, IN EEA: CONSIDER EFFIC. GRADE ACC. TO CURR. VALID REGULATION! 2POLE * FS315S * 110KW (50HZ) 123KW (60HZ) 3 AC 50HZ 400VD/690VY * 3 AC 60HZ 460VD IM V 1 W/O CANOPY, FLANGE: FF600(A660) without motor protection TERMINAL BOX AT TOP | 8774 | TEM | 1 | LD | 720 | 1
1LE15013AA022GA4 | SIMOTICS SD MOTOR TYPE: 1CV2310A LOW-VOLTAGE MOTOR, IEC SQUIRREL-CAGE,SELF-VENTIL.,IP55 TEMP. CL. 155(F) ACC.TO 130(B) CAST-IRON HOUSING BASIC LINE HIGH EFFICIENCY IE2, IN EEA: CONSIDER EFFIC. GRADE ACC. TO CURR. VALID REGULATION! 2POLE * FS315S * 110KW (50HZ) 123KW (60HZ) 3 AC 50HZ 230VD/400VY * 3 AC 60HZ 460VY IM V 1 W/O CANOPY, FLANGE: FF600(A660) without motor protection TERMINAL BOX AT TOP | 8774 | TEM | 1 | LD | 720 | 1
1LE15013AA234GB4 | SIMOTICS SD MOTOR TYPE: 1CV2312A LOW-VOLTAGE MOTOR, IEC SQUIRREL-CAGE,SELF-VENTIL.,IP55 TEMP. CL. 155(F) ACC.TO 130(B) CAST-IRON HOUSING BASIC LINE HIGH EFFICIENCY IE2, IN EEA: CONSIDER EFFIC. GRADE ACC. TO CURR. VALID REGULATION! 2POLE * FS315M * 132KW (50HZ) 148KW (60HZ) 3 AC 50HZ 400VD/690VY * 3 AC 60HZ 460VD IM V 1 W/O CANOPY, FLANGE: FF600(A660) 3 PTC thermistor for tripping (2 terminals) TERMINAL BOX AT TOP | 10595 | TEM | 1 | LD | 880 | 1
1LE15013AA222GB4 | SIMOTICS SD MOTOR TYPE: 1CV2312A LOW-VOLTAGE MOTOR, IEC SQUIRREL-CAGE,SELF-VENTIL.,IP55 TEMP. CL. 155(F) ACC.TO 130(B) CAST-IRON HOUSING BASIC LINE HIGH EFFICIENCY IE2, IN EEA: CONSIDER EFFIC. GRADE ACC. TO CURR. VALID REGULATION! 2POLE * FS315M * 132KW (50HZ) 148KW (60HZ) 3 AC 50HZ 230VD/400VY * 3 AC 60HZ 460VY IM V 1 W/O CANOPY, FLANGE: FF600(A660) 3 PTC thermistor for tripping (2 terminals) TERMINAL BOX AT TOP | 10595 | TEM | 1 | LD | 880 | 1
1LE15013AA234GA4 | SIMOTICS SD MOTOR TYPE: 1CV2312A LOW-VOLTAGE MOTOR, IEC SQUIRREL-CAGE,SELF-VENTIL.,IP55 TEMP. CL. 155(F) ACC.TO 130(B) CAST-IRON HOUSING BASIC LINE HIGH EFFICIENCY IE2, IN EEA: CONSIDER EFFIC. GRADE ACC. TO CURR. VALID REGULATION! 2POLE * FS315M * 132KW (50HZ) 148KW (60HZ) 3 AC 50HZ 400VD/690VY * 3 AC 60HZ 460VD IM V 1 W/O CANOPY, FLANGE: FF600(A660) without motor protection TERMINAL BOX AT TOP | 10439 | TEM | 1 | LD | 880 | 1
1LE15013AA222GA4 | SIMOTICS SD MOTOR TYPE: 1CV2312A LOW-VOLTAGE MOTOR, IEC SQUIRREL-CAGE,SELF-VENTIL.,IP55 TEMP. CL. 155(F) ACC.TO 130(B) CAST-IRON HOUSING BASIC LINE HIGH EFFICIENCY IE2, IN EEA: CONSIDER EFFIC. GRADE ACC. TO CURR. VALID REGULATION! 2POLE * FS315M * 132KW (50HZ) 148KW (60HZ) 3 AC 50HZ 230VD/400VY * 3 AC 60HZ 460VY IM V 1 W/O CANOPY, FLANGE: FF600(A660) without motor protection TERMINAL BOX AT TOP | 10439 | TEM | 1 | LD | 880 | 1
1LE15013AA434GB4 | SIMOTICS SD MOTOR TYPE: 1CV2314A LOW-VOLTAGE MOTOR, IEC SQUIRREL-CAGE,SELF-VENTIL.,IP55 TEMP. CL. 155(F) ACC.TO 130(B) CAST-IRON HOUSING BASIC LINE HIGH EFFICIENCY IE2, IN EEA: CONSIDER EFFIC. GRADE ACC. TO CURR. VALID REGULATION! 2POLE * FS315L * 160KW (50HZ) 180KW (60HZ) 3 AC 50HZ 400VD/690VY * 3 AC 60HZ 460VD IM V 1 W/O CANOPY, FLANGE: FF600(A660) 3 PTC thermistor for tripping (2 terminals) TERMINAL BOX AT TOP | 13202 | TEM | 1 | LD | 930 | 1
1LE15013AA422GB4 | SIMOTICS SD MOTOR TYPE: 1CV2314A LOW-VOLTAGE MOTOR, IEC SQUIRREL-CAGE,SELF-VENTIL.,IP55 TEMP. CL. 155(F) ACC.TO 130(B) CAST-IRON HOUSING BASIC LINE HIGH EFFICIENCY IE2, IN EEA: CONSIDER EFFIC. GRADE ACC. TO CURR. VALID REGULATION! 2POLE * FS315L * 160KW (50HZ) 180KW (60HZ) 3 AC 50HZ 230VD/400VY * 3 AC 60HZ 460VY IM V 1 W/O CANOPY, FLANGE: FF600(A660) 3 PTC thermistor for tripping (2 terminals) TERMINAL BOX AT TOP | 13202 | TEM | 1 | LD | 930 | 1
1LE15013AA434GA4 | SIMOTICS SD MOTOR TYPE: 1CV2314A LOW-VOLTAGE MOTOR, IEC SQUIRREL-CAGE,SELF-VENTIL.,IP55 TEMP. CL. 155(F) ACC.TO 130(B) CAST-IRON HOUSING BASIC LINE HIGH EFFICIENCY IE2, IN EEA: CONSIDER EFFIC. GRADE ACC. TO CURR. VALID REGULATION! 2POLE * FS315L * 160KW (50HZ) 180KW (60HZ) 3 AC 50HZ 400VD/690VY * 3 AC 60HZ 460VD IM V 1 W/O CANOPY, FLANGE: FF600(A660) without motor protection TERMINAL BOX AT TOP | 13045 | TEM | 1 | LD | 930 | 1
1LE15013AA422GA4 | SIMOTICS SD MOTOR TYPE: 1CV2314A LOW-VOLTAGE MOTOR, IEC SQUIRREL-CAGE,SELF-VENTIL.,IP55 TEMP. CL. 155(F) ACC.TO 130(B) CAST-IRON HOUSING BASIC LINE HIGH EFFICIENCY IE2, IN EEA: CONSIDER EFFIC. GRADE ACC. TO CURR. VALID REGULATION! 2POLE * FS315L * 160KW (50HZ) 180KW (60HZ) 3 AC 50HZ 230VD/400VY * 3 AC 60HZ 460VY IM V 1 W/O CANOPY, FLANGE: FF600(A660) without motor protection TERMINAL BOX AT TOP | 13045 | TEM | 1 | LD | 930 | 1
1LE15013AA534GB4 | SIMOTICS SD MOTOR TYPE: 1CV2315A LOW-VOLTAGE MOTOR, IEC SQUIRREL-CAGE,SELF-VENTIL.,IP55 TEMP. CL. 155(F) ACC.TO 130(B) CAST-IRON HOUSING BASIC LINE HIGH EFFICIENCY IE2, IN EEA: CONSIDER EFFIC. GRADE ACC. TO CURR. VALID REGULATION! 2POLE * FS315L * 200KW (50HZ) 224KW (60HZ) 3 AC 50HZ 400VD/690VY * 3 AC 60HZ 460VD IM V 1 W/O CANOPY, FLANGE: FF600(A660) 3 PTC thermistor for tripping (2 terminals) TERMINAL BOX AT TOP | 16288 | TEM | 1 | LD | 1130 | 1
1LE15013AA522GB4 | SIMOTICS SD MOTOR TYPE: 1CV2315A LOW-VOLTAGE MOTOR, IEC SQUIRREL-CAGE,SELF-VENTIL.,IP55 TEMP. CL. 155(F) ACC.TO 130(B) CAST-IRON HOUSING BASIC LINE HIGH EFFICIENCY IE2, IN EEA: CONSIDER EFFIC. GRADE ACC. TO CURR. VALID REGULATION! 2POLE * FS315L * 200KW (50HZ) 224KW (60HZ) 3 AC 50HZ 230VD/400VY * 3 AC 60HZ 460VY IM V 1 W/O CANOPY, FLANGE: FF600(A660) 3 PTC thermistor for tripping (2 terminals) TERMINAL BOX AT TOP | 16288 | TEM | 1 | LD | 1130 | 1
1LE15013AA534GA4 | SIMOTICS SD MOTOR TYPE: 1CV2315A LOW-VOLTAGE MOTOR, IEC SQUIRREL-CAGE,SELF-VENTIL.,IP55 TEMP. CL. 155(F) ACC.TO 130(B) CAST-IRON HOUSING BASIC LINE HIGH EFFICIENCY IE2, IN EEA: CONSIDER EFFIC. GRADE ACC. TO CURR. VALID REGULATION! 2POLE * FS315L * 200KW (50HZ) 224KW (60HZ) 3 AC 50HZ 400VD/690VY * 3 AC 60HZ 460VD IM V 1 W/O CANOPY, FLANGE: FF600(A660) without motor protection TERMINAL BOX AT TOP | 16131 | TEM | 1 | LD | 1130 | 1
1LE15013AA522GA4 | SIMOTICS SD MOTOR TYPE: 1CV2315A LOW-VOLTAGE MOTOR, IEC SQUIRREL-CAGE,SELF-VENTIL.,IP55 TEMP. CL. 155(F) ACC.TO 130(B) CAST-IRON HOUSING BASIC LINE HIGH EFFICIENCY IE2, IN EEA: CONSIDER EFFIC. GRADE ACC. TO CURR. VALID REGULATION! 2POLE * FS315L * 200KW (50HZ) 224KW (60HZ) 3 AC 50HZ 230VD/400VY * 3 AC 60HZ 460VY IM V 1 W/O CANOPY, FLANGE: FF600(A660) without motor protection TERMINAL BOX AT TOP | 16131 | TEM | 1 | LD | 1130 | 1
1LE10011CA034WB4 | SIMOTICS GP MOTOR TYPE: 1AV2130A LOW-VOLTAGE MOTOR, IEC SQUIRREL-CAGE,SELF-VENTIL.,IP55 TEMP. CL. 155(F) ACC.TO 130(B) ALUMINIUM HOUSING HIGH EFFICIENCY IE2, IN EEA: CONSIDER EFFIC. GRADE ACC. TO CURR. VALID REGULATION! (01.01.2017) 2POLE * FS132S * 5.5KW (50HZ) 6.3KW (60HZ) 3 AC 50HZ 400VD/690VY * 3 AC 60HZ 460VD IM V 15 * FLANGE: FF265 3 PTC thermistor for tripping (2 terminals) TERMINAL BOX AT TOP | 694 | TEM | 1 | LD | 39 | 1
1LE10011CA134WB4 | SIMOTICS GP MOTOR TYPE: 1AV2131A LOW-VOLTAGE MOTOR, IEC SQUIRREL-CAGE,SELF-VENTIL.,IP55 TEMP. CL. 155(F) ACC.TO 130(B) ALUMINIUM HOUSING HIGH EFFICIENCY IE2, IN EEA: CONSIDER EFFIC. GRADE ACC. TO CURR. VALID REGULATION! 2POLE * FS132S * 7.5KW (50HZ) 8.6KW (60HZ) 3 AC 50HZ 400VD/690VY * 3 AC 60HZ 460VD IM V 15 * FLANGE: FF265 3 PTC thermistor for tripping (2 terminals) TERMINAL BOX AT TOP | 845 | TEM | 1 | LD | 43 | 1
1LE10011DA234WB4 | SIMOTICS GP MOTOR TYPE: 1AV2162A LOW-VOLTAGE MOTOR, IEC SQUIRREL-CAGE,SELF-VENTIL.,IP55 TEMP. CL. 155(F) ACC.TO 130(B) ALUMINIUM HOUSING HIGH EFFICIENCY IE2, IN EEA: CONSIDER EFFIC. GRADE ACC. TO CURR. VALID REGULATION! 2POLE * FS160M * 11KW (50HZ) 12.6KW (60HZ) 3 AC 50HZ 400VD/690VY * 3 AC 60HZ 460VD IM V 15 * FLANGE: FF300 3 PTC thermistor for tripping (2 terminals) TERMINAL BOX AT TOP | 1149 | TEM | 1 | LD | 67 | 1
1LE10011DA334WB4 | SIMOTICS GP MOTOR TYPE: 1AV2163A LOW-VOLTAGE MOTOR, IEC SQUIRREL-CAGE,SELF-VENTIL.,IP55 TEMP. CL. 155(F) ACC.TO 130(B) ALUMINIUM HOUSING HIGH EFFICIENCY IE2, IN EEA: CONSIDER EFFIC. GRADE ACC. TO CURR. VALID REGULATION! 2POLE * FS160M * 15KW (50HZ) 17.3KW (60HZ) 3 AC 50HZ 400VD/690VY * 3 AC 60HZ 460VD IM V 15 * FLANGE: FF300 3 PTC thermistor for tripping (2 terminals) TERMINAL BOX AT TOP | 1454 | TEM | 1 | LD | 75 | 1
1LE10011DA434WB4 | SIMOTICS GP MOTOR TYPE: 1AV2164A LOW-VOLTAGE MOTOR, IEC SQUIRREL-CAGE,SELF-VENTIL.,IP55 TEMP. CL. 155(F) ACC.TO 130(B) ALUMINIUM HOUSING HIGH EFFICIENCY IE2, IN EEA: CONSIDER EFFIC. GRADE ACC. TO CURR. VALID REGULATION! 2POLE * FS160L * 18.5KW (50HZ) 21.3KW (60HZ) 3 AC 50HZ 400VD/690VY * 3 AC 60HZ 460VD IM V 15 * FLANGE: FF300 3 PTC thermistor for tripping (2 terminals) TERMINAL BOX AT TOP | 1701 | TEM | 1 | LD | 84 | 1
1LE15011EA234WB4 | SIMOTICS SD MOTOR TYPE: 1CV2182A LOW-VOLTAGE MOTOR, IEC SQUIRREL-CAGE,SELF-VENTIL.,IP55 TEMP. CL. 155(F) ACC.TO 130(B) CAST-IRON HOUSING BASIC LINE HIGH EFFICIENCY IE2, IN EEA: CONSIDER EFFIC. GRADE ACC. TO CURR. VALID REGULATION! 2POLE * FS180M * 22KW (50HZ) 24.5KW (60HZ) 3 AC 50HZ 400VD/690VY * 3 AC 60HZ 460VD IM V 15 * FLANGE: FF300 3 PTC thermistor for tripping (2 terminals) TERMINAL BOX AT TOP | 2101 | TEM | 1 | LD | 145 | 1
1LE15012AA434WB4 | SIMOTICS SD MOTOR TYPE: 1CV2204A LOW-VOLTAGE MOTOR, IEC SQUIRREL-CAGE,SELF-VENTIL.,IP55 TEMP. CL. 155(F) ACC.TO 130(B) CAST-IRON HOUSING BASIC LINE HIGH EFFICIENCY IE2, IN EEA: CONSIDER EFFIC. GRADE ACC. TO CURR. VALID REGULATION! 2POLE * FS200L * 30KW (50HZ) 33.5KW (60HZ) 3 AC 50HZ 400VD/690VY * 3 AC 60HZ 460VD IM V 15 * FLANGE: FF350 3 PTC thermistor for tripping (2 terminals) TERMINAL BOX AT TOP | 2697 | TEM | 1 | LD | 200 | 1
1LE15012AA534WB4 | SIMOTICS SD MOTOR TYPE: 1CV2205A LOW-VOLTAGE MOTOR, IEC SQUIRREL-CAGE,SELF-VENTIL.,IP55 TEMP. CL. 155(F) ACC.TO 130(B) CAST-IRON HOUSING BASIC LINE HIGH EFFICIENCY IE2, IN EEA: CONSIDER EFFIC. GRADE ACC. TO CURR. VALID REGULATION! 2POLE * FS200L * 37KW (50HZ) 41.5KW (60HZ) 3 AC 50HZ 400VD/690VY * 3 AC 60HZ 460VD IM V 15 * FLANGE: FF350 3 PTC thermistor for tripping (2 terminals) TERMINAL BOX AT TOP | 3314 | TEM | 1 | LD | 225 | 1
1LE15012BA234WB4 | SIMOTICS SD MOTOR TYPE: 1CV2222A LOW-VOLTAGE MOTOR, IEC SQUIRREL-CAGE,SELF-VENTIL.,IP55 TEMP. CL. 155(F) ACC.TO 130(B) CAST-IRON HOUSING BASIC LINE HIGH EFFICIENCY IE2, IN EEA: CONSIDER EFFIC. GRADE ACC. TO CURR. VALID REGULATION! 2POLE * FS225M * 45KW (50HZ) 51KW (60HZ) 3 AC 50HZ 400VD/690VY * 3 AC 60HZ 460VD IM V 15 * FLANGE: FF400 3 PTC thermistor for tripping (2 terminals) TERMINAL BOX AT TOP | 4025 | TEM | 1 | LD | 295 | 1
1LE15012CA234WB4 | SIMOTICS SD MOTOR TYPE: 1CV2252A LOW-VOLTAGE MOTOR, IEC SQUIRREL-CAGE,SELF-VENTIL.,IP55 TEMP. CL. 155(F) ACC.TO 130(B) CAST-IRON HOUSING BASIC LINE HIGH EFFICIENCY IE2, IN EEA: CONSIDER EFFIC. GRADE ACC. TO CURR. VALID REGULATION! 2POLE * FS250M * 55KW (50HZ) 62KW (60HZ) 3 AC 50HZ 400VD/690VY * 3 AC 60HZ 460VD IM V 15 * FLANGE: FF500 3 PTC thermistor for tripping (2 terminals) TERMINAL BOX AT TOP | 4801 | TEM | 1 | LD | 360 | 1
1LE15012DA034WB4 | SIMOTICS SD MOTOR TYPE: 1CV2280A LOW-VOLTAGE MOTOR, IEC SQUIRREL-CAGE,SELF-VENTIL.,IP55 TEMP. CL. 155(F) ACC.TO 130(B) CAST-IRON HOUSING BASIC LINE HIGH EFFICIENCY IE2, IN EEA: CONSIDER EFFIC. GRADE ACC. TO CURR. VALID REGULATION! 2POLE * FS280S * 75KW (50HZ) 84KW (60HZ) 3 AC 50HZ 400VD/690VY * 3 AC 60HZ 460VD IM V 15 * FLANGE: FF500 3 PTC thermistor for tripping (2 terminals) TERMINAL BOX AT TOP | 6527 | TEM | 1 | LD | 490 | 1
1LE15030CB222GB4 | SIMOTICS SD MOTOR TYPE: 1CV3072B LOW-VOLTAGE MOTOR, IEC SQUIRREL-CAGE,SELF-VENTIL.,IP55 TEMP. CL. 155(F) ACC.TO 130(B) CAST-IRON HOUSING BASIC LINE PREMIUM EFFICIENCY IE3, 4POLE * FS71M * 0.25KW (50HZ) 0.29KW (60HZ) 3 AC 50HZ 230VD/400VY * 3 AC 60HZ 460VY IM V 1 W/O CANOPY, FLANGE: FF130(A160) 1 PTC thermistor for tripping (2 terminals) TERMINAL BOX AT TOP | 269 | TEM | 1 | LD | 13 | 1
1LE15030CB322GB4 | SIMOTICS SD MOTOR TYPE: 1CV3073B LOW-VOLTAGE MOTOR, IEC SQUIRREL-CAGE,SELF-VENTIL.,IP55 TEMP. CL. 155(F) ACC.TO 130(B) CAST-IRON HOUSING BASIC LINE PREMIUM EFFICIENCY IE3, 4POLE * FS71M * 0.37KW (50HZ) 0.43KW (60HZ) 3 AC 50HZ 230VD/400VY * 3 AC 60HZ 460VY IM V 1 W/O CANOPY, FLANGE: FF130(A160) 1 PTC thermistor for tripping (2 terminals) TERMINAL BOX AT TOP | 297 | TEM | 1 | LD | 16 | 1
1LE10030DB222GB4 | SIMOTICS GP MOTOR TYPE: 1AV3082B LOW-VOLTAGE MOTOR, IEC SQUIRREL-CAGE,SELF-VENTIL.,IP55 TEMP. CL. 155(F) ACC.TO 130(B) ALUMINIUM HOUSING PREMIUM EFFICIENCY, 4POLE * FS80M * 0.55KW (50HZ) 0.63KW (60HZ) 3 AC 50HZ 230VD/400VY * 3 AC 60HZ 460VY IM V 1 W/O CANOPY, FLANGE: FF165(A200) 1 PTC thermistor for tripping (2 terminals) TERMINAL BOX AT TOP | 256 | TEM | 1 | LD | 11 | 1
1LE10010DB322GB4 | SIMOTICS GP MOTOR TYPE: 1AV2083B LOW-VOLTAGE MOTOR, IEC SQUIRREL-CAGE,SELF-VENTIL.,IP55 TEMP. CL. 155(F) ACC.TO 130(B) ALUMINIUM HOUSING HIGH EFFICIENCY IE2, IN EEA: CONSIDER EFFIC. GRADE ACC. TO CURR. VALID REGULATION! (01.01.2017) 4POLE * FS80M * 0.75KW (50HZ) 0.86KW (60HZ) 3 AC 50HZ 230VD/400VY * 3 AC 60HZ 460VY IM V 1 W/O CANOPY, FLANGE: FF165(A200) 1 PTC thermistor for tripping (2 terminals) TERMINAL BOX AT TOP | 236 | TEM | 1 | LD | 11 | 1
1LE10010EB022GB4 | SIMOTICS GP MOTOR TYPE: 1AV2090B LOW-VOLTAGE MOTOR, IEC SQUIRREL-CAGE,SELF-VENTIL.,IP55 TEMP. CL. 155(F) ACC.TO 130(B) ALUMINIUM HOUSING HIGH EFFICIENCY IE2, IN EEA: CONSIDER EFFIC. GRADE ACC. TO CURR. VALID REGULATION! (01.01.2017) 4POLE * FS90S * 1.1KW (50HZ) 1.27KW (60HZ) 3 AC 50HZ 230VD/400VY * 3 AC 60HZ 460VY IM V 1 W/O CANOPY, FLANGE: FF165(A200) 1 PTC thermistor for tripping (2 terminals) TERMINAL BOX AT TOP | 279 | TEM | 1 | LD | 13.001 | 1
1LE10010EB422GB4 | SIMOTICS GP MOTOR TYPE: 1AV2094B LOW-VOLTAGE MOTOR, IEC SQUIRREL-CAGE,SELF-VENTIL.,IP55 TEMP. CL. 155(F) ACC.TO 130(B) ALUMINIUM HOUSING HIGH EFFICIENCY IE2, IN EEA: CONSIDER EFFIC. GRADE ACC. TO CURR. VALID REGULATION! (01.01.2017) 4POLE * FS90L * 1.5KW (50HZ) 1.75KW (60HZ) 3 AC 50HZ 230VD/400VY * 3 AC 60HZ 460VY IM V 1 W/O CANOPY, FLANGE: FF165(A200) 1 PTC thermistor for tripping (2 terminals) TERMINAL BOX AT TOP | 324 | TEM | 1 | LD | 16.001 | 1
1LE10011AB422GB4 | SIMOTICS GP MOTOR TYPE: 1AV2104B LOW-VOLTAGE MOTOR, IEC SQUIRREL-CAGE,SELF-VENTIL.,IP55 TEMP. CL. 155(F) ACC.TO 130(B) ALUMINIUM HOUSING HIGH EFFICIENCY IE2, IN EEA: CONSIDER EFFIC. GRADE ACC. TO CURR. VALID REGULATION! (01.01.2017) 4POLE * FS100L * 2.2KW (50HZ) 2.55KW (60HZ) 3 AC 50HZ 230VD/400VY * 3 AC 60HZ 460VY IM V 1 W/O CANOPY, FLANGE: FF215(A250) 3 PTC thermistor for tripping (2 terminals) TERMINAL BOX AT TOP | 423 | TEM | 1 | LD | 21 | 1
1LE10011AB534GB4 | SIMOTICS GP MOTOR TYPE: 1AV2105B LOW-VOLTAGE MOTOR, IEC SQUIRREL-CAGE,SELF-VENTIL.,IP55 TEMP. CL. 155(F) ACC.TO 130(B) ALUMINIUM HOUSING HIGH EFFICIENCY IE2, IN EEA: CONSIDER EFFIC. GRADE ACC. TO CURR. VALID REGULATION! (01.01.2017) 4POLE * FS100L * 3KW (50HZ) 3.45KW (60HZ) 3 AC 50HZ 400VD/690VY * 3 AC 60HZ 460VD IM V 1 W/O CANOPY, FLANGE: FF215(A250) 3 PTC thermistor for tripping (2 terminals) TERMINAL BOX AT TOP | 474 | TEM | 1 | LD | 25 | 1
1LE10011BB234GB4 | SIMOTICS GP MOTOR TYPE: 1AV2112B LOW-VOLTAGE MOTOR, IEC SQUIRREL-CAGE,SELF-VENTIL.,IP55 TEMP. CL. 155(F) ACC.TO 130(B) ALUMINIUM HOUSING HIGH EFFICIENCY IE2, IN EEA: CONSIDER EFFIC. GRADE ACC. TO CURR. VALID REGULATION! (01.01.2017) 4POLE * FS112M * 4KW (50HZ) 4.55KW (60HZ) 3 AC 50HZ 400VD/690VY * 3 AC 60HZ 460VD IM V 1 W/O CANOPY, FLANGE: FF215(A250) 3 PTC thermistor for tripping (2 terminals) TERMINAL BOX AT TOP | 573 | TEM | 1 | LD | 29 | 1
1LE10011CB034WB4 | SIMOTICS GP MOTOR TYPE: 1AV2130B LOW-VOLTAGE MOTOR, IEC SQUIRREL-CAGE,SELF-VENTIL.,IP55 TEMP. CL. 155(F) ACC.TO 130(B) ALUMINIUM HOUSING HIGH EFFICIENCY IE2, IN EEA: CONSIDER EFFIC. GRADE ACC. TO CURR. VALID REGULATION! (01.01.2017) 4POLE * FS132S * 5.5KW (50HZ) 6.3KW (60HZ) 3 AC 50HZ 400VD/690VY * 3 AC 60HZ 460VD IM V 15 * FLANGE: FF265 3 PTC thermistor for tripping (2 terminals) TERMINAL BOX AT TOP | 739 | TEM | 1 | LD | 42 | 1
1LE10011CB234WB4 | SIMOTICS GP MOTOR TYPE: 1AV2132B LOW-VOLTAGE MOTOR, IEC SQUIRREL-CAGE,SELF-VENTIL.,IP55 TEMP. CL. 155(F) ACC.TO 130(B) ALUMINIUM HOUSING HIGH EFFICIENCY IE2, IN EEA: CONSIDER EFFIC. GRADE ACC. TO CURR. VALID REGULATION! 4POLE * FS132M * 7.5KW (50HZ) 8.6KW (60HZ) 3 AC 50HZ 400VD/690VY * 3 AC 60HZ 460VD IM V 15 * FLANGE: FF265 3 PTC thermistor for tripping (2 terminals) TERMINAL BOX AT TOP | 901 | TEM | 1 | LD | 49 | 1
1LE10011DB234WB4 | SIMOTICS GP MOTOR TYPE: 1AV2162B LOW-VOLTAGE MOTOR, IEC SQUIRREL-CAGE,SELF-VENTIL.,IP55 TEMP. CL. 155(F) ACC.TO 130(B) ALUMINIUM HOUSING HIGH EFFICIENCY IE2, IN EEA: CONSIDER EFFIC. GRADE ACC. TO CURR. VALID REGULATION! 4POLE * FS160M * 11KW (50HZ) 12.6KW (60HZ) 3 AC 50HZ 400VD/690VY * 3 AC 60HZ 460VD IM V 15 * FLANGE: FF300 3 PTC thermistor for tripping (2 terminals) TERMINAL BOX AT TOP | 1173 | TEM | 1 | LD | 71 | 1
1LE10011DB434WB4 | SIMOTICS GP MOTOR TYPE: 1AV2164B LOW-VOLTAGE MOTOR, IEC SQUIRREL-CAGE,SELF-VENTIL.,IP55 TEMP. CL. 155(F) ACC.TO 130(B) ALUMINIUM HOUSING HIGH EFFICIENCY IE2, IN EEA: CONSIDER EFFIC. GRADE ACC. TO CURR. VALID REGULATION! 4POLE * FS160L * 15KW (50HZ) 17.3KW (60HZ) 3 AC 50HZ 400VD/690VY * 3 AC 60HZ 460VD IM V 15 * FLANGE: FF300 3 PTC thermistor for tripping (2 terminals) TERMINAL BOX AT TOP | 1470 | TEM | 1 | LD | 83 | 1
1LE15011EB234WB4 | SIMOTICS SD MOTOR TYPE: 1CV2182B LOW-VOLTAGE MOTOR, IEC SQUIRREL-CAGE,SELF-VENTIL.,IP55 TEMP. CL. 155(F) ACC.TO 130(B) CAST-IRON HOUSING BASIC LINE HIGH EFFICIENCY IE2, IN EEA: CONSIDER EFFIC. GRADE ACC. TO CURR. VALID REGULATION! 4POLE * FS180M * 18.5KW (50HZ) 21.3KW (60HZ) 3 AC 50HZ 400VD/690VY * 3 AC 60HZ 460VD IM V 15 * FLANGE: FF300 3 PTC thermistor for tripping (2 terminals) TERMINAL BOX AT TOP | 1812 | TEM | 1 | LD | 160 | 1
1LE15011EB434WB4 | SIMOTICS SD MOTOR TYPE: 1CV2184B LOW-VOLTAGE MOTOR, IEC SQUIRREL-CAGE,SELF-VENTIL.,IP55 TEMP. CL. 155(F) ACC.TO 130(B) CAST-IRON HOUSING BASIC LINE HIGH EFFICIENCY IE2, IN EEA: CONSIDER EFFIC. GRADE ACC. TO CURR. VALID REGULATION! 4POLE * FS180L * 22KW (50HZ) 25.3KW (60HZ) 3 AC 50HZ 400VD/690VY * 3 AC 60HZ 460VD IM V 15 * FLANGE: FF300 3 PTC thermistor for tripping (2 terminals) TERMINAL BOX AT TOP | 2072 | TEM | 1 | LD | 170 | 1
1LE15012AB534WB4 | SIMOTICS SD MOTOR TYPE: 1CV2205B LOW-VOLTAGE MOTOR, IEC SQUIRREL-CAGE,SELF-VENTIL.,IP55 TEMP. CL. 155(F) ACC.TO 130(B) CAST-IRON HOUSING BASIC LINE HIGH EFFICIENCY IE2, IN EEA: CONSIDER EFFIC. GRADE ACC. TO CURR. VALID REGULATION! 4POLE * FS200L * 30KW (50HZ) 34.5KW (60HZ) 3 AC 50HZ 400VD/690VY * 3 AC 60HZ 460VD IM V 15 * FLANGE: FF350 3 PTC thermistor for tripping (2 terminals) TERMINAL BOX AT TOP | 2661 | TEM | 1 | LD | 230 | 1
1LE15012BB034WB4 | SIMOTICS SD MOTOR TYPE: 1CV2220B LOW-VOLTAGE MOTOR, IEC SQUIRREL-CAGE,SELF-VENTIL.,IP55 TEMP. CL. 155(F) ACC.TO 130(B) CAST-IRON HOUSING BASIC LINE HIGH EFFICIENCY IE2, IN EEA: CONSIDER EFFIC. GRADE ACC. TO CURR. VALID REGULATION! 4POLE * FS225S * 37KW (50HZ) 42.5KW (60HZ) 3 AC 50HZ 400VD/690VY * 3 AC 60HZ 460VD IM V 15 * FLANGE: FF400 3 PTC thermistor for tripping (2 terminals) TERMINAL BOX AT TOP | 3294 | TEM | 1 | LD | 280 | 1
1LE15012BB234WB4 | SIMOTICS SD MOTOR TYPE: 1CV2222B LOW-VOLTAGE MOTOR, IEC SQUIRREL-CAGE,SELF-VENTIL.,IP55 TEMP. CL. 155(F) ACC.TO 130(B) CAST-IRON HOUSING BASIC LINE HIGH EFFICIENCY IE2, IN EEA: CONSIDER EFFIC. GRADE ACC. TO CURR. VALID REGULATION! 4POLE * FS225M * 45KW (50HZ) 52KW (60HZ) 3 AC 50HZ 400VD/690VY * 3 AC 60HZ 460VD IM V 15 * FLANGE: FF400 3 PTC thermistor for tripping (2 terminals) TERMINAL BOX AT TOP | 3810 | TEM | 1 | LD | 305 | 1
1LE15012CB234WB4 | SIMOTICS SD MOTOR TYPE: 1CV2252B LOW-VOLTAGE MOTOR, IEC SQUIRREL-CAGE,SELF-VENTIL.,IP55 TEMP. CL. 155(F) ACC.TO 130(B) CAST-IRON HOUSING BASIC LINE HIGH EFFICIENCY IE2, IN EEA: CONSIDER EFFIC. GRADE ACC. TO CURR. VALID REGULATION! 4POLE * FS250M * 55KW (50HZ) 63KW (60HZ) 3 AC 50HZ 400VD/690VY * 3 AC 60HZ 460VD IM V 15 * FLANGE: FF500 3 PTC thermistor for tripping (2 terminals) TERMINAL BOX AT TOP | 4639 | TEM | 1 | LD | 385 | 1
1LE15012DB034WB4 | SIMOTICS SD MOTOR TYPE: 1CV2280B LOW-VOLTAGE MOTOR, IEC SQUIRREL-CAGE,SELF-VENTIL.,IP55 TEMP. CL. 155(F) ACC.TO 130(B) CAST-IRON HOUSING BASIC LINE HIGH EFFICIENCY IE2, IN EEA: CONSIDER EFFIC. GRADE ACC. TO CURR. VALID REGULATION! 4POLE * FS280S * 75KW (50HZ) 86KW (60HZ) 3 AC 50HZ 400VD/690VY * 3 AC 60HZ 460VD IM V 15 * FLANGE: FF500 3 PTC thermistor for tripping (2 terminals) TERMINAL BOX AT TOP | 6203 | TEM | 1 | LD | 550 | 1
1LE15012DB234GB4 | SIMOTICS SD MOTOR TYPE: 1CV2282B LOW-VOLTAGE MOTOR, IEC SQUIRREL-CAGE,SELF-VENTIL.,IP55 TEMP. CL. 155(F) ACC.TO 130(B) CAST-IRON HOUSING BASIC LINE HIGH EFFICIENCY IE2, IN EEA: CONSIDER EFFIC. GRADE ACC. TO CURR. VALID REGULATION! 4POLE * FS280M * 90KW (50HZ) 104KW (60HZ) 3 AC 50HZ 400VD/690VY * 3 AC 60HZ 460VD IM V 1 W/O CANOPY, FLANGE: FF500(A550) 3 PTC thermistor for tripping (2 terminals) TERMINAL BOX AT TOP | 6980 | TEM | 1 | LD | 570 | 1
1LE15013AB034GB4 | SIMOTICS SD MOTOR TYPE: 1CV2310B LOW-VOLTAGE MOTOR, IEC SQUIRREL-CAGE,SELF-VENTIL.,IP55 TEMP. CL. 155(F) ACC.TO 130(B) CAST-IRON HOUSING BASIC LINE HIGH EFFICIENCY IE2, IN EEA: CONSIDER EFFIC. GRADE ACC. TO CURR. VALID REGULATION! 4POLE * FS315S * 110KW (50HZ) 127KW (60HZ) 3 AC 50HZ 400VD/690VY * 3 AC 60HZ 460VD IM V 1 W/O CANOPY, FLANGE: FF600(A660) 3 PTC thermistor for tripping (2 terminals) TERMINAL BOX AT TOP | 8728 | TEM | 1 | LD | 740 | 1
1LE15013AB234GB4 | SIMOTICS SD MOTOR TYPE: 1CV2312B LOW-VOLTAGE MOTOR, IEC SQUIRREL-CAGE,SELF-VENTIL.,IP55 TEMP. CL. 155(F) ACC.TO 130(B) CAST-IRON HOUSING BASIC LINE HIGH EFFICIENCY IE2, IN EEA: CONSIDER EFFIC. GRADE ACC. TO CURR. VALID REGULATION! 4POLE * FS315M * 132KW (50HZ) 152KW (60HZ) 3 AC 50HZ 400VD/690VY * 3 AC 60HZ 460VD IM V 1 W/O CANOPY, FLANGE: FF600(A660) 3 PTC thermistor for tripping (2 terminals) TERMINAL BOX AT TOP | 10230 | TEM | 1 | LD | 870 | 1
1LE15013AB434GB4 | SIMOTICS SD MOTOR TYPE: 1CV2314B LOW-VOLTAGE MOTOR, IEC SQUIRREL-CAGE,SELF-VENTIL.,IP55 TEMP. CL. 155(F) ACC.TO 130(B) CAST-IRON HOUSING BASIC LINE HIGH EFFICIENCY IE2, IN EEA: CONSIDER EFFIC. GRADE ACC. TO CURR. VALID REGULATION! 4POLE * FS315L * 160KW (50HZ) 184KW (60HZ) 3 AC 50HZ 400VD/690VY * 3 AC 60HZ 460VD IM V 1 W/O CANOPY, FLANGE: FF600(A660) 3 PTC thermistor for tripping (2 terminals) TERMINAL BOX AT TOP TERMINAL BOX AT TOP | 12219 | TEM | 1 | LD | 940 | 1
1LE15013AB534GB4 | SIMOTICS SD MOTOR TYPE: 1CV2315B LOW-VOLTAGE MOTOR, IEC SQUIRREL-CAGE,SELF-VENTIL.,IP55 TEMP. CL. 155(F) ACC.TO 130(B) CAST-IRON HOUSING BASIC LINE HIGH EFFICIENCY IE2, IN EEA: CONSIDER EFFIC. GRADE ACC. TO CURR. VALID REGULATION! 4POLE * FS315L * 200KW (50HZ) 230KW (60HZ) 3 AC 50HZ 400VD/690VY * 3 AC 60HZ 460VD IM V 1 W/O CANOPY, FLANGE: FF600(A660) 3 PTC thermistor for tripping (2 terminals) TERMINAL BOX AT TOP | 15143 | TEM | 1 | LD | 1140 | 1
1LE10030DC322GB4 | SIMOTICS GP MOTOR TYPE: 1AV3083C LOW-VOLTAGE MOTOR, IEC SQUIRREL-CAGE,SELF-VENTIL.,IP55 TEMP. CL. 155(F) ACC.TO 130(B) ALUMINIUM HOUSING PREMIUM EFFICIENCY, 6POLE * FS80M * 0.55KW (50HZ) 0.63KW (60HZ) 3 AC 50HZ 230VD/400VY * 3 AC 60HZ 460VY IM V 1 W/O CANOPY, FLANGE: FF165(A200) 1 PTC thermistor for tripping (2 terminals) TERMINAL BOX AT TOP | 282 | TEM | 1 | LD | 14 | 1
1LE10010EC022GB4 | SIMOTICS GP MOTOR TYPE: 1AV2090C LOW-VOLTAGE MOTOR, IEC SQUIRREL-CAGE,SELF-VENTIL.,IP55 TEMP. CL. 155(F) ACC.TO 130(B) ALUMINIUM HOUSING HIGH EFFICIENCY IE2, IN EEA: CONSIDER EFFIC. GRADE ACC. TO CURR. VALID REGULATION! (01.01.2017) 6POLE * FS90S * 0.75KW (50HZ) 0.86KW (60HZ) 3 AC 50HZ 230VD/400VY * 3 AC 60HZ 460VY IM V 1 W/O CANOPY, FLANGE: FF165(A200) 1 PTC thermistor for tripping (2 terminals) TERMINAL BOX AT TOP | 275 | TEM | 1 | LD | 13.001 | 1
1LE10010EC422GB4 | SIMOTICS GP MOTOR TYPE: 1AV2094C LOW-VOLTAGE MOTOR, IEC SQUIRREL-CAGE,SELF-VENTIL.,IP55 TEMP. CL. 155(F) ACC.TO 130(B) ALUMINIUM HOUSING HIGH EFFICIENCY IE2, IN EEA: CONSIDER EFFIC. GRADE ACC. TO CURR. VALID REGULATION! (01.01.2017) 60HZ, P60: IE1 6POLE * FS90L * 1.10KW (50HZ) 1.27KW (60HZ) 3 AC 50HZ 230VD/400VY * 3 AC 60HZ 460VY IM V 1 W/O CANOPY, FLANGE: FF165(A200) 1 PTC thermistor for tripping (2 terminals) TERMINAL BOX AT TOP | 331 | TEM | 1 | LD | 16.001 | 1
1LE10011AC422GB4 | SIMOTICS GP MOTOR TYPE: 1AV2104C LOW-VOLTAGE MOTOR, IEC SQUIRREL-CAGE,SELF-VENTIL.,IP55 TEMP. CL. 155(F) ACC.TO 130(B) ALUMINIUM HOUSING HIGH EFFICIENCY IE2, IN EEA: CONSIDER EFFIC. GRADE ACC. TO CURR. VALID REGULATION! (01.01.2017) 6POLE * FS100L * 1.5KW (50HZ) 1.75KW (60HZ) 3 AC 50HZ 230VD/400VY * 3 AC 60HZ 460VY IM V 1 W/O CANOPY, FLANGE: FF215(A250) 3 PTC thermistor for tripping (2 terminals) TERMINAL BOX AT TOP | 418 | TEM | 1 | LD | 25 | 1
1LE10011BC222GB4 | SIMOTICS GP MOTOR TYPE: 1AV2112C LOW-VOLTAGE MOTOR, IEC SQUIRREL-CAGE,SELF-VENTIL.,IP55 TEMP. CL. 155(F) ACC.TO 130(B) ALUMINIUM HOUSING HIGH EFFICIENCY IE2, IN EEA: CONSIDER EFFIC. GRADE ACC. TO CURR. VALID REGULATION! (01.01.2017) 6POLE * FS112M * 2.2KW (50HZ) 2.55KW (60HZ) 3 AC 50HZ 230VD/400VY * 3 AC 60HZ 460VY IM V 1 W/O CANOPY, FLANGE: FF215(A250) 3 PTC thermistor for tripping (2 terminals) TERMINAL BOX AT TOP | 516 | TEM | 1 | LD | 29 | 1
1LE10011CC034WB4 | SIMOTICS GP MOTOR TYPE: 1AV2130C LOW-VOLTAGE MOTOR, IEC SQUIRREL-CAGE,SELF-VENTIL.,IP55 TEMP. CL. 155(F) ACC.TO 130(B) ALUMINIUM HOUSING HIGH EFFICIENCY IE2, IN EEA: CONSIDER EFFIC. GRADE ACC. TO CURR. VALID REGULATION! (01.01.2017) 6POLE * FS132S * 3KW (50HZ) 3.45KW (60HZ) 3 AC 50HZ 400VD/690VY * 3 AC 60HZ 460VD IM V 15 * FLANGE: FF265 3 PTC thermistor for tripping (2 terminals) TERMINAL BOX AT TOP | 674 | TEM | 1 | LD | 38 | 1
1LE10011CC234WB4 | SIMOTICS GP MOTOR TYPE: 1AV2132C LOW-VOLTAGE MOTOR, IEC SQUIRREL-CAGE,SELF-VENTIL.,IP55 TEMP. CL. 155(F) ACC.TO 130(B) ALUMINIUM HOUSING HIGH EFFICIENCY IE2, IN EEA: CONSIDER EFFIC. GRADE ACC. TO CURR. VALID REGULATION! (01.01.2017) 6POLE * FS132M * 4KW (50HZ) 4.6KW (60HZ) 3 AC 50HZ 400VD/690VY * 3 AC 60HZ 460VD IM V 15 * FLANGE: FF265 3 PTC thermistor for tripping (2 terminals) TERMINAL BOX AT TOP | 800 | TEM | 1 | LD | 43 | 1
1LE10011CC334WB4 | SIMOTICS GP MOTOR TYPE: 1AV2133C LOW-VOLTAGE MOTOR, IEC SQUIRREL-CAGE,SELF-VENTIL.,IP55 TEMP. CL. 155(F) ACC.TO 130(B) ALUMINIUM HOUSING HIGH EFFICIENCY IE2, IN EEA: CONSIDER EFFIC. GRADE ACC. TO CURR. VALID REGULATION! (01.01.2017) 6POLE * FS132M * 5.5KW (50HZ) 6.3KW (60HZ) 3 AC 50HZ 400VD/690VY * 3 AC 60HZ 460VD IM V 15 * FLANGE: FF265 3 PTC thermistor for tripping (2 terminals) TERMINAL BOX AT TOP | 974 | TEM | 1 | LD | 52 | 1
1LE10011DC234WB4 | SIMOTICS GP MOTOR TYPE: 1AV2162C LOW-VOLTAGE MOTOR, IEC SQUIRREL-CAGE,SELF-VENTIL.,IP55 TEMP. CL. 155(F) ACC.TO 130(B) ALUMINIUM HOUSING HIGH EFFICIENCY IE2, IN EEA: CONSIDER EFFIC. GRADE ACC. TO CURR. VALID REGULATION! 6POLE * FS160M * 7.5KW (50HZ) 8.6KW (60HZ) 3 AC 50HZ 400VD/690VY * 3 AC 60HZ 460VD IM V 15 * FLANGE: FF300 3 PTC thermistor for tripping (2 terminals) TERMINAL BOX AT TOP | 1226 | TEM | 1 | LD | 77 | 1
1LE10011DC434WB4 | SIMOTICS GP MOTOR TYPE: 1AV2164C LOW-VOLTAGE MOTOR, IEC SQUIRREL-CAGE,SELF-VENTIL.,IP55 TEMP. CL. 155(F) ACC.TO 130(B) ALUMINIUM HOUSING HIGH EFFICIENCY IE2, IN EEA: CONSIDER EFFIC. GRADE ACC. TO CURR. VALID REGULATION! 6POLE * FS160L * 11KW (50HZ) 12.6KW (60HZ) 3 AC 50HZ 400VD/690VY * 3 AC 60HZ 460VD IM V 15 * FLANGE: FF300 3 PTC thermistor for tripping (2 terminals) TERMINAL BOX AT TOP | 1628 | TEM | 1 | LD | 93 | 1
1LE15011EC434WB4 | SIMOTICS SD MOTOR TYPE: 1CV2184C LOW-VOLTAGE MOTOR, IEC SQUIRREL-CAGE,SELF-VENTIL.,IP55 TEMP. CL. 155(F) ACC.TO 130(B) CAST-IRON HOUSING BASIC LINE HIGH EFFICIENCY IE2, IN EEA: CONSIDER EFFIC. GRADE ACC. TO CURR. VALID REGULATION! 6POLE * FS180L * 15KW (50HZ) 18KW (60HZ) 3 AC 50HZ 400VD/690VY * 3 AC 60HZ 460VD IM V 15 * FLANGE: FF300 3 PTC thermistor for tripping (2 terminals) TERMINAL BOX AT TOP | 2194 | TEM | 1 | LD | 155 | 1
1LE15012AC434WB4 | SIMOTICS SD MOTOR TYPE: 1CV2204C LOW-VOLTAGE MOTOR, IEC SQUIRREL-CAGE,SELF-VENTIL.,IP55 TEMP. CL. 155(F) ACC.TO 130(B) CAST-IRON HOUSING BASIC LINE HIGH EFFICIENCY IE2, 60HZ, P60: IE1 IN EEA: CONSIDER EFFIC. GRADE ACC. TO CURR. VALID REGULATION 6POLE * FS200L * 18.5KW (50HZ) 22KW (60HZ) 3 AC 50HZ 400VD/690VY * 3 AC 60HZ 460VD IM V 15 * FLANGE: FF350 3 PTC thermistor for tripping (2 terminals) TERMINAL BOX AT TOP | 2677 | TEM | 1 | LD | 200 | 1
1LE15012AC534WB4 | SIMOTICS SD MOTOR TYPE: 1CV2205C LOW-VOLTAGE MOTOR, IEC SQUIRREL-CAGE,SELF-VENTIL.,IP55 TEMP. CL. 155(F) ACC.TO 130(B) CAST-IRON HOUSING BASIC LINE HIGH EFFICIENCY IE2, 60HZ, P60: IE1 IN EEA: CONSIDER EFFIC. GRADE ACC. TO CURR. VALID REGULATION 6POLE * FS200L * 22KW (50HZ) 26.5KW (60HZ) 3 AC 50HZ 400VD/690VY * 3 AC 60HZ 460VD IM V 15 * FLANGE: FF350 3 PTC thermistor for tripping (2 terminals) TERMINAL BOX AT TOP | 3058 | TEM | 1 | LD | 220 | 1
1LE15012BC234WB4 | SIMOTICS SD MOTOR TYPE: 1CV2222C LOW-VOLTAGE MOTOR, IEC SQUIRREL-CAGE,SELF-VENTIL.,IP55 TEMP. CL. 155(F) ACC.TO 130(B) CAST-IRON HOUSING BASIC LINE HIGH EFFICIENCY IE2, 60HZ, P60: IE1 IN EEA: CONSIDER EFFIC. GRADE ACC. TO CURR. VALID REGULATION 6POLE * FS225M * 30KW (50HZ) 36KW (60HZ) 3 AC 50HZ 400VD/690VY * 3 AC 60HZ 460VD IM V 15 * FLANGE: FF400 3 PTC thermistor for tripping (2 terminals) TERMINAL BOX AT TOP | 4126 | TEM | 1 | LD | 300 | 1
1LE15012CC234WB4 | SIMOTICS SD MOTOR TYPE: 1CV2252C LOW-VOLTAGE MOTOR, IEC SQUIRREL-CAGE,SELF-VENTIL.,IP55 TEMP. CL. 155(F) ACC.TO 130(B) CAST-IRON HOUSING BASIC LINE HIGH EFFICIENCY IE2, 60HZ, P60: IE1 IN EEA: CONSIDER EFFIC. GRADE ACC. TO CURR. VALID REGULATION 6POLE * FS250M * 37KW (50HZ) 44.5KW (60HZ) 3 AC 50HZ 400VD/690VY * 3 AC 60HZ 460VD IM V 15 * FLANGE: FF500 3 PTC thermistor for tripping (2 terminals) TERMINAL BOX AT TOP | 5045 | TEM | 1 | LD | 370 | 1
1LE15012DC034WB4 | SIMOTICS SD MOTOR TYPE: 1CV2280C LOW-VOLTAGE MOTOR, IEC SQUIRREL-CAGE,SELF-VENTIL.,IP55 TEMP. CL. 155(F) ACC.TO 130(B) CAST-IRON HOUSING BASIC LINE HIGH EFFICIENCY IE2, 60HZ, P60: IE1 IN EEA: CONSIDER EFFIC. GRADE ACC. TO CURR. VALID REGULATION 6POLE * FS280S * 45KW (50HZ) 54KW (60HZ) 3 AC 50HZ 400VD/690VY * 3 AC 60HZ 460VD IM V 15 * FLANGE: FF500 3 PTC thermistor for tripping (2 terminals) TERMINAL BOX AT TOP | 6162 | TEM | 1 | LD | 460 | 1
1LE15012DC234WB4 | SIMOTICS SD MOTOR TYPE: 1CV2282C LOW-VOLTAGE MOTOR, IEC SQUIRREL-CAGE,SELF-VENTIL.,IP55 TEMP. CL. 155(F) ACC.TO 130(B) CAST-IRON HOUSING BASIC LINE HIGH EFFICIENCY IE2, 60HZ, P60: IE1 IN EEA: CONSIDER EFFIC. GRADE ACC. TO CURR. VALID REGULATION 6POLE * FS280M * 55KW (50HZ) 66KW (60HZ) 3 AC 50HZ 400VD/690VY * 3 AC 60HZ 460VD IM V 15 * FLANGE: FF500 3 PTC thermistor for tripping (2 terminals) TERMINAL BOX AT TOP | 7177 | TEM | 1 | LD | 510 | 1
1LE15013AC034GB4 | SIMOTICS SD MOTOR TYPE: 1CV2310C LOW-VOLTAGE MOTOR, IEC SQUIRREL-CAGE,SELF-VENTIL.,IP55 TEMP. CL. 155(F) ACC.TO 130(B) CAST-IRON HOUSING BASIC LINE HIGH EFFICIENCY IE2, 60HZ, P60: IE1 IN EEA: CONSIDER EFFIC. GRADE ACC. TO CURR. VALID REGULATION 6POLE * FS315S * 75KW (50HZ) 90KW (60HZ) 3 AC 50HZ 400VD/690VY * 3 AC 60HZ 460VD IM V 1 W/O CANOPY, FLANGE: FF600(A660) 3 PTC thermistor for tripping (2 terminals) TERMINAL BOX AT TOP | 9459 | TEM | 1 | LD | 660 | 1
1LE15013AC234GB4 | SIMOTICS SD MOTOR TYPE: 1CV2312C LOW-VOLTAGE MOTOR, IEC SQUIRREL-CAGE,SELF-VENTIL.,IP55 TEMP. CL. 155(F) ACC.TO 130(B) CAST-IRON HOUSING BASIC LINE HIGH EFFICIENCY IE2, 60HZ, P60: IE1 IN EEA: CONSIDER EFFIC. GRADE ACC. TO CURR. VALID REGULATION 6POLE * FS315M * 90KW (50HZ) 108KW (60HZ) 3 AC 50HZ 400VD/690VY * 3 AC 60HZ 460VD IM V 1 W/O CANOPY, FLANGE: FF600(A660) 3 PTC thermistor for tripping (2 terminals) TERMINAL BOX AT TOP | 10595 | TEM | 1 | LD | 730 | 1
1LE15013AC434GB4 | SIMOTICS SD MOTOR TYPE: 1CV2314C LOW-VOLTAGE MOTOR, IEC SQUIRREL-CAGE,SELF-VENTIL.,IP55 TEMP. CL. 155(F) ACC.TO 130(B) CAST-IRON HOUSING BASIC LINE HIGH EFFICIENCY IE2, 60HZ, P60: IE1 IN EEA: CONSIDER EFFIC. GRADE ACC. TO CURR. VALID REGULATION 6POLE * FS315L * 110KW (50HZ) 132KW (60HZ) 3 AC 50HZ 400VD/690VY * 3 AC 60HZ 460VD IM V 1 W/O CANOPY, FLANGE: FF600(A660) 3 PTC thermistor for tripping (2 terminals) TERMINAL BOX AT TOP | 12625 | TEM | 1 | LD | 940 | 1
1LE15013AC534GB4 | SIMOTICS SD MOTOR TYPE: 1CV2315C LOW-VOLTAGE MOTOR, IEC SQUIRREL-CAGE,SELF-VENTIL.,IP55 TEMP. CL. 155(F) ACC.TO 130(B) CAST-IRON HOUSING BASIC LINE HIGH EFFICIENCY IE2, IN EEA: CONSIDER EFFIC. GRADE ACC. TO CURR. VALID REGULATION! 6POLE * FS315L * 132KW (50HZ) 158KW (60HZ) 3 AC 50HZ 400VD/690VY * 3 AC 60HZ 460VD IM V 1 W/O CANOPY, FLANGE: FF600(A660) 3 PTC thermistor for tripping (2 terminals) TERMINAL BOX AT TOP | 14940 | TEM | 1 | LD | 990 | 1
1LE15013AC634GB4 | SIMOTICS SD MOTOR TYPE: 1CV2316C LOW-VOLTAGE MOTOR, IEC SQUIRREL-CAGE,SELF-VENTIL.,IP55 TEMP. CL. 155(F) ACC.TO 130(B) CAST-IRON HOUSING BASIC LINE HIGH EFFICIENCY IE2, IN EEA: CONSIDER EFFIC. GRADE ACC. TO CURR. VALID REGULATION! 6POLE * FS315L * 160KW (50HZ) 192KW (60HZ) 3 AC 50HZ 400VD/690VY * 3 AC 60HZ 460VD IM V 1 W/O CANOPY, FLANGE: FF600(A660) 3 PTC thermistor for tripping (2 terminals) TERMINAL BOX AT TOP | 17985 | TEM | 1 | LD | 1160 | 1
1LE10030DA222AA4 | SIMOTICS GP MOTOR TYPE: 1AV3082A LOW-VOLTAGE MOTOR, IEC SQUIRREL-CAGE,SELF-VENTIL.,IP55 TEMP. CL. 155(F) ACC.TO 130(B) ALUMINIUM HOUSING PREMIUM EFFICIENCY IE3, 2POLE * FS80M * 0.75KW (50HZ) 0.86KW (60HZ) 3 AC 50HZ 230VD/400VY * 3 AC 60HZ 460VY IM B 3, without motor protection TERMINAL BOX AT TOP TERMINAL BOX AT TOP | 222 | TEM | 1 | LD | 11 | 1
1LE10030DA234AA4 | SIMOTICS GP MOTOR TYPE: 1AV3082A LOW-VOLTAGE MOTOR, IEC SQUIRREL-CAGE,SELF-VENTIL.,IP55 TEMP. CL. 155(F) ACC.TO 130(B) ALUMINIUM HOUSING PREMIUM EFFICIENCY IE3, 2POLE * FS80M * 0.75KW (50HZ) 0.86KW (60HZ) 3 AC 50HZ 400VD/690VY * 3 AC 60HZ 460VD IM B 3, without motor protection TERMINAL BOX AT TOP | 222 | TEM | 1 | LD | 11 | 1
1LE10030DA222AB4 | SIMOTICS GP MOTOR TYPE: 1AV3082A LOW-VOLTAGE MOTOR, IEC SQUIRREL-CAGE,SELF-VENTIL.,IP55 TEMP. CL. 155(F) ACC.TO 130(B) ALUMINIUM HOUSING PREMIUM EFFICIENCY IE3, 2POLE * FS80M * 0.75KW (50HZ) 0.86KW (60HZ) 3 AC 50HZ 230VD/400VY * 3 AC 60HZ 460VY IM B 3, 1 PTC thermistor for tripping (2 terminals) TERMINAL BOX AT TOP | 237 | TEM | 1 | LD | 11 | 1
1LE10030DA234AB4 | SIMOTICS GP MOTOR TYPE: 1AV3082A LOW-VOLTAGE MOTOR, IEC SQUIRREL-CAGE,SELF-VENTIL.,IP55 TEMP. CL. 155(F) ACC.TO 130(B) ALUMINIUM HOUSING PREMIUM EFFICIENCY IE3, 2POLE * FS80M * 0.75KW (50HZ) 0.86KW (60HZ) 3 AC 50HZ 400VD/690VY * 3 AC 60HZ 460VD IM B 3, 1 PTC thermistor for tripping (2 terminals) TERMINAL BOX AT TOP | 237 | TEM | 1 | LD | 11 | 1
1LE10030DA322AA4 | SIMOTICS GP MOTOR TYPE: 1AV3083A LOW-VOLTAGE MOTOR, IEC SQUIRREL-CAGE,SELF-VENTIL.,IP55 TEMP. CL. 155(F) ACC.TO 130(B) ALUMINIUM HOUSING PREMIUM EFFICIENCY IE3, 2POLE * FS80M * 1.1KW (50HZ) 1.27KW (60HZ) 3 AC 50HZ 230VD/400VY * 3 AC 60HZ 460VY IM B 3, without motor protection TERMINAL BOX AT TOP TERMINAL BOX AT TOP | 254 | TEM | 1 | LD | 12 | 1
1LE10030DA334AA4 | SIMOTICS GP MOTOR TYPE: 1AV3083A LOW-VOLTAGE MOTOR, IEC SQUIRREL-CAGE,SELF-VENTIL.,IP55 TEMP. CL. 155(F) ACC.TO 130(B) ALUMINIUM HOUSING PREMIUM EFFICIENCY IE3, 2POLE * FS80M * 1.1KW (50HZ) 1.27KW (60HZ) 3 AC 50HZ 400VD/690VY * 3 AC 60HZ 460VD IM B 3, without motor protection TERMINAL BOX AT TOP | 254 | TEM | 1 | LD | 12 | 1
1LE10030DA322AB4 | SIMOTICS GP MOTOR TYPE: 1AV3083A LOW-VOLTAGE MOTOR, IEC SQUIRREL-CAGE,SELF-VENTIL.,IP55 TEMP. CL. 155(F) ACC.TO 130(B) ALUMINIUM HOUSING PREMIUM EFFICIENCY IE3, 2POLE * FS80M * 1.1KW (50HZ) 1.27KW (60HZ) 3 AC 50HZ 230VD/400VY * 3 AC 60HZ 460VY IM B 3, 1 PTC thermistor for tripping (2 terminals) TERMINAL BOX AT TOP | 269 | TEM | 1 | LD | 12 | 1
1LE10030DA334AB4 | SIMOTICS GP MOTOR TYPE: 1AV3083A LOW-VOLTAGE MOTOR, IEC SQUIRREL-CAGE,SELF-VENTIL.,IP55 TEMP. CL. 155(F) ACC.TO 130(B) ALUMINIUM HOUSING PREMIUM EFFICIENCY IE3, 2POLE * FS80M * 1.1KW (50HZ) 1.27KW (60HZ) 3 AC 50HZ 400VD/690VY * 3 AC 60HZ 460VD IM B 3, 1 PTC thermistor for tripping (2 terminals) TERMINAL BOX AT TOP | 269 | TEM | 1 | LD | 12 | 1
1LE10030EA022AA4 | SIMOTICS GP MOTOR TYPE: 1AV3090A LOW-VOLTAGE MOTOR, IEC SQUIRREL-CAGE,SELF-VENTIL.,IP55 TEMP. CL. 155(F) ACC.TO 130(B) ALUMINIUM HOUSING PREMIUM EFFICIENCY IE3, 2POLE * FS90S * 1.5KW (50HZ) 1.75KW (60HZ) 3 AC 50HZ 230VD/400VY * 3 AC 60HZ 460VY IM B 3, without motor protection TERMINAL BOX AT TOP TERMINAL BOX AT TOP | 294 | TEM | 1 | LD | 15 | 1
1LE10030EA034AA4 | SIMOTICS GP MOTOR TYPE: 1AV3090A LOW-VOLTAGE MOTOR, IEC SQUIRREL-CAGE,SELF-VENTIL.,IP55 TEMP. CL. 155(F) ACC.TO 130(B) ALUMINIUM HOUSING PREMIUM EFFICIENCY IE3, 2POLE * FS90S * 1.5KW (50HZ) 1.75KW (60HZ) 3 AC 50HZ 400VD/690VY * 3 AC 60HZ 460VD IM B 3, without motor protection TERMINAL BOX AT TOP | 294 | TEM | 1 | LD | 15 | 1
1LE10030EA022AB4 | SIMOTICS GP MOTOR TYPE: 1AV3090A LOW-VOLTAGE MOTOR, IEC SQUIRREL-CAGE,SELF-VENTIL.,IP55 TEMP. CL. 155(F) ACC.TO 130(B) ALUMINIUM HOUSING PREMIUM EFFICIENCY IE3, 2POLE * FS90S * 1.5KW (50HZ) 1.75KW (60HZ) 3 AC 50HZ 230VD/400VY * 3 AC 60HZ 460VY IM B 3, 1 PTC thermistor for tripping (2 terminals) TERMINAL BOX AT TOP | 310 | TEM | 1 | LD | 15.001 | 1
1LE10030EA034AB4 | SIMOTICS GP MOTOR TYPE: 1AV3090A LOW-VOLTAGE MOTOR, IEC SQUIRREL-CAGE,SELF-VENTIL.,IP55 TEMP. CL. 155(F) ACC.TO 130(B) ALUMINIUM HOUSING PREMIUM EFFICIENCY IE3, 2POLE * FS90S * 1.5KW (50HZ) 1.75KW (60HZ) 3 AC 50HZ 400VD/690VY * 3 AC 60HZ 460VD IM B 3, 1 PTC thermistor for tripping (2 terminals) TERMINAL BOX AT TOP | 310 | TEM | 1 | LD | 15.001 | 1
1LE10030EA422AA4 | SIMOTICS GP MOTOR TYPE: 1AV3094A LOW-VOLTAGE MOTOR, IEC SQUIRREL-CAGE,SELF-VENTIL.,IP55 TEMP. CL. 155(F) ACC.TO 130(B) ALUMINIUM HOUSING PREMIUM EFFICIENCY IE3, 2POLE * FS90L * 2.2KW (50HZ) 2.55KW (60HZ) 3 AC 50HZ 230VD/400VY * 3 AC 60HZ 460VY IM B 3, without motor protection TERMINAL BOX AT TOP TERMINAL BOX AT TOP | 378 | TEM | 1 | LD | 19 | 1
1LE10030EA434AA4 | SIMOTICS GP MOTOR TYPE: 1AV3094A LOW-VOLTAGE MOTOR, IEC SQUIRREL-CAGE,SELF-VENTIL.,IP55 TEMP. CL. 155(F) ACC.TO 130(B) ALUMINIUM HOUSING PREMIUM EFFICIENCY IE3, 2POLE * FS90L * 2.2KW (50HZ) 2.55KW (60HZ) 3 AC 50HZ 400VD/690VY * 3 AC 60HZ 460VD IM B 3, without motor protection TERMINAL BOX AT TOP | 378 | TEM | 1 | LD | 19 | 1
1LE10030EA422AB4 | SIMOTICS GP MOTOR TYPE: 1AV3094A LOW-VOLTAGE MOTOR, IEC SQUIRREL-CAGE,SELF-VENTIL.,IP55 TEMP. CL. 155(F) ACC.TO 130(B) ALUMINIUM HOUSING PREMIUM EFFICIENCY IE3, 2POLE * FS90L * 2.2KW (50HZ) 2.55KW (60HZ) 3 AC 50HZ 230VD/400VY * 3 AC 60HZ 460VY IM B 3, 1 PTC thermistor for tripping (2 terminals) TERMINAL BOX AT TOP | 394 | TEM | 1 | LD | 19.001 | 1
1LE10030EA434AB4 | SIMOTICS GP MOTOR TYPE: 1AV3094A LOW-VOLTAGE MOTOR, IEC SQUIRREL-CAGE,SELF-VENTIL.,IP55 TEMP. CL. 155(F) ACC.TO 130(B) ALUMINIUM HOUSING PREMIUM EFFICIENCY IE3, 2POLE * FS90L * 2.2KW (50HZ) 2.55KW (60HZ) 3 AC 50HZ 400VD/690VY * 3 AC 60HZ 460VD IM B 3, 1 PTC thermistor for tripping (2 terminals) TERMINAL BOX AT TOP | 394 | TEM | 1 | LD | 19.001 | 1
1LE10031AA422AA4 | SIMOTICS GP MOTOR TYPE: 1AV3104A LOW-VOLTAGE MOTOR, IEC SQUIRREL-CAGE,SELF-VENTIL.,IP55 TEMP. CL. 155(F) ACC.TO 130(B) ALUMINIUM HOUSING PREMIUM EFFICIENCY IE3, 60HZ, P60: IE2 2POLE * FS100L * 3KW (50HZ) 3.45KW (60HZ) 3 AC 50HZ 230VD/400VY * 3 AC 60HZ 460VY IM B3 without motor protection TERMINAL BOX AT TOP | 427 | TEM | 1 | LD | 26 | 1
1LE10031AA434AA4 | SIMOTICS GP MOTOR TYPE: 1AV3104A LOW-VOLTAGE MOTOR, IEC SQUIRREL-CAGE,SELF-VENTIL.,IP55 TEMP. CL. 155(F) ACC.TO 130(B) ALUMINIUM HOUSING PREMIUM EFFICIENCY IE3, 60HZ, P60: IE2 2POLE * FS100L * 3KW (50HZ) 3.45KW (60HZ) 3 AC 50HZ 400VD/690VY * 3 AC 60HZ 460VD IM B3 without motor protection TERMINAL BOX AT TOP | 427 | TEM | 1 | LD | 26 | 1
1LE10031AA422AB4 | SIMOTICS GP MOTOR TYPE: 1AV3104A LOW-VOLTAGE MOTOR, IEC SQUIRREL-CAGE,SELF-VENTIL.,IP55 TEMP. CL. 155(F) ACC.TO 130(B) ALUMINIUM HOUSING PREMIUM EFFICIENCY IE3, 60HZ, P60: IE2 2POLE * FS100L * 3KW (50HZ) 3.45KW (60HZ) 3 AC 50HZ 230VD/400VY * 3 AC 60HZ 460VY IM B3 3 PTC thermistor for tripping (2 terminals) TERMINAL BOX AT TOP | 473 | TEM | 1 | LD | 26 | 1
1LE10031AA434AB4 | SIMOTICS GP MOTOR TYPE: 1AV3104A LOW-VOLTAGE MOTOR, IEC SQUIRREL-CAGE,SELF-VENTIL.,IP55 TEMP. CL. 155(F) ACC.TO 130(B) ALUMINIUM HOUSING PREMIUM EFFICIENCY IE3, 60HZ, P60: IE2 2POLE * FS100L * 3KW (50HZ) 3.45KW (60HZ) 3 AC 50HZ 400VD/690VY * 3 AC 60HZ 460VD IM B3 3 PTC thermistor for tripping (2 terminals) TERMINAL BOX AT TOP | 473 | TEM | 1 | LD | 26 | 1
1LE10031BA222AA4 | SIMOTICS GP MOTOR TYPE: 1AV3112A LOW-VOLTAGE MOTOR, IEC SQUIRREL-CAGE,SELF-VENTIL.,IP55 TEMP. CL. 155(F) ACC.TO 130(B) ALUMINIUM HOUSING PREMIUM EFFICIENCY IE3, 60HZ, P60: IE2 2POLE * FS112M * 4KW (50HZ) 4.55KW (60HZ) 3 AC 50HZ 230VD/400VY * 3 AC 60HZ 460VY IM B3 without motor protection TERMINAL BOX AT TOP | 504 | TEM | 1 | LD | 34 | 1
1LE10031BA234AA4 | SIMOTICS GP MOTOR TYPE: 1AV3112A LOW-VOLTAGE MOTOR, IEC SQUIRREL-CAGE,SELF-VENTIL.,IP55 TEMP. CL. 155(F) ACC.TO 130(B) ALUMINIUM HOUSING PREMIUM EFFICIENCY IE3, 60HZ, P60: IE2 2POLE * FS112M * 4KW (50HZ) 4.55KW (60HZ) 3 AC 50HZ 400VD/690VY * 3 AC 60HZ 460VD IM B3 without motor protection TERMINAL BOX AT TOP | 504 | TEM | 1 | LD | 34 | 1
1LE10031BA222AB4 | SIMOTICS GP MOTOR TYPE: 1AV3112A LOW-VOLTAGE MOTOR, IEC SQUIRREL-CAGE,SELF-VENTIL.,IP55 TEMP. CL. 155(F) ACC.TO 130(B) ALUMINIUM HOUSING PREMIUM EFFICIENCY IE3, 60HZ, P60: IE2 2POLE * FS112M * 4KW (50HZ) 4.55KW (60HZ) 3 AC 50HZ 230VD/400VY * 3 AC 60HZ 460VY IM B3 3 PTC thermistor for tripping (2 terminals) TERMINAL BOX AT TOP | 550 | TEM | 1 | LD | 34 | 1
1LE10031BA234AB4 | SIMOTICS GP MOTOR TYPE: 1AV3112A LOW-VOLTAGE MOTOR, IEC SQUIRREL-CAGE,SELF-VENTIL.,IP55 TEMP. CL. 155(F) ACC.TO 130(B) ALUMINIUM HOUSING PREMIUM EFFICIENCY IE3, 60HZ, P60: IE2 2POLE * FS112M * 4KW (50HZ) 4.55KW (60HZ) 3 AC 50HZ 400VD/690VY * 3 AC 60HZ 460VD IM B3 3 PTC thermistor for tripping (2 terminals) TERMINAL BOX AT TOP | 550 | TEM | 1 | LD | 34 | 1
1LE10031CA022AA4 | SIMOTICS GP MOTOR TYPE: 1AV3130A LOW-VOLTAGE MOTOR, IEC SQUIRREL-CAGE,SELF-VENTIL.,IP55 TEMP. CL. 155(F) ACC.TO 130(B) ALUMINIUM HOUSING PREMIUM EFFICIENCY IE3, 2POLE * FS132S * 5.5KW (50HZ) 6.3KW (60HZ) 3 AC 50HZ 230VD/400VY * 3 AC 60HZ 460VY IM B3 without motor protection TERMINAL BOX AT TOP | 634 | TEM | 1 | LD | 43 | 1
1LE10031CA034AA4 | SIMOTICS GP MOTOR TYPE: 1AV3130A LOW-VOLTAGE MOTOR, IEC SQUIRREL-CAGE,SELF-VENTIL.,IP55 TEMP. CL. 155(F) ACC.TO 130(B) ALUMINIUM HOUSING PREMIUM EFFICIENCY IE3, 2POLE * FS132S * 5.5KW (50HZ) 6.3KW (60HZ) 3 AC 50HZ 400VD/690VY * 3 AC 60HZ 460VD IM B3 without motor protection TERMINAL BOX AT TOP | 634 | TEM | 1 | LD | 43 | 1
1LE10031CA022AB4 | SIMOTICS GP MOTOR TYPE: 1AV3130A LOW-VOLTAGE MOTOR, IEC SQUIRREL-CAGE,SELF-VENTIL.,IP55 TEMP. CL. 155(F) ACC.TO 130(B) ALUMINIUM HOUSING PREMIUM EFFICIENCY IE3, 2POLE * FS132S * 5.5KW (50HZ) 6.3KW (60HZ) 3 AC 50HZ 230VD/400VY * 3 AC 60HZ 460VY IM B3 3 PTC thermistor for tripping (2 terminals) TERMINAL BOX AT TOP | 703 | TEM | 1 | LD | 43 | 1
1LE10031CA034AB4 | SIMOTICS GP MOTOR TYPE: 1AV3130A LOW-VOLTAGE MOTOR, IEC SQUIRREL-CAGE,SELF-VENTIL.,IP55 TEMP. CL. 155(F) ACC.TO 130(B) ALUMINIUM HOUSING PREMIUM EFFICIENCY IE3, 2POLE * FS132S * 5.5KW (50HZ) 6.3KW (60HZ) 3 AC 50HZ 400VD/690VY * 3 AC 60HZ 460VD IM B3 3 PTC thermistor for tripping (2 terminals) TERMINAL BOX AT TOP | 703 | TEM | 1 | LD | 43 | 1
1LE10031CA122AA4 | SIMOTICS GP MOTOR TYPE: 1AV3131A LOW-VOLTAGE MOTOR, IEC SQUIRREL-CAGE,SELF-VENTIL.,IP55 TEMP. CL. 155(F) ACC.TO 130(B) ALUMINIUM HOUSING PREMIUM EFFICIENCY IE3, 2POLE * FS132S * 7.5KW (50HZ) 8.6KW (60HZ) 3 AC 50HZ 230VD/400VY * 3 AC 60HZ 460VY IM B3 without motor protection TERMINAL BOX AT TOP | 804 | TEM | 1 | LD | 57 | 1
1LE10031CA134AA4 | SIMOTICS GP MOTOR TYPE: 1AV3131A LOW-VOLTAGE MOTOR, IEC SQUIRREL-CAGE,SELF-VENTIL.,IP55 TEMP. CL. 155(F) ACC.TO 130(B) ALUMINIUM HOUSING PREMIUM EFFICIENCY IE3, 2POLE * FS132S * 7.5KW (50HZ) 8.6KW (60HZ) 3 AC 50HZ 400VD/690VY * 3 AC 60HZ 460VD IM B3 without motor protection TERMINAL BOX AT TOP | 804 | TEM | 1 | LD | 57 | 1
1LE10031CA122AB4 | SIMOTICS GP MOTOR TYPE: 1AV3131A LOW-VOLTAGE MOTOR, IEC SQUIRREL-CAGE,SELF-VENTIL.,IP55 TEMP. CL. 155(F) ACC.TO 130(B) ALUMINIUM HOUSING PREMIUM EFFICIENCY IE3, 2POLE * FS132S * 7.5KW (50HZ) 8.6KW (60HZ) 3 AC 50HZ 230VD/400VY * 3 AC 60HZ 460VY IM B3 3 PTC thermistor for tripping (2 terminals) TERMINAL BOX AT TOP | 874 | TEM | 1 | LD | 57 | 1
1LE10031CA134AB4 | SIMOTICS GP MOTOR TYPE: 1AV3131A LOW-VOLTAGE MOTOR, IEC SQUIRREL-CAGE,SELF-VENTIL.,IP55 TEMP. CL. 155(F) ACC.TO 130(B) ALUMINIUM HOUSING PREMIUM EFFICIENCY IE3, 2POLE * FS132S * 7.5KW (50HZ) 8.6KW (60HZ) 3 AC 50HZ 400VD/690VY * 3 AC 60HZ 460VD IM B3 3 PTC thermistor for tripping (2 terminals) TERMINAL BOX AT TOP | 874 | TEM | 1 | LD | 57 | 1
1LE10031DA222AA4 | SIMOTICS GP MOTOR TYPE: 1AV3162A LOW-VOLTAGE MOTOR, IEC SQUIRREL-CAGE,SELF-VENTIL.,IP55 TEMP. CL. 155(F) ACC.TO 130(B) ALUMINIUM HOUSING PREMIUM EFFICIENCY IE3, 2POLE * FS160M * 11KW (50HZ) 12.6KW (60HZ) 3 AC 50HZ 230VD/400VY * 3 AC 60HZ 460VY IM B3 without motor protection TERMINAL BOX AT TOP | 1113 | TEM | 1 | LD | 75 | 1
1LE10031DA234AA4 | SIMOTICS GP MOTOR TYPE: 1AV3162A LOW-VOLTAGE MOTOR, IEC SQUIRREL-CAGE,SELF-VENTIL.,IP55 TEMP. CL. 155(F) ACC.TO 130(B) ALUMINIUM HOUSING PREMIUM EFFICIENCY IE3, 2POLE * FS160M * 11KW (50HZ) 12.6KW (60HZ) 3 AC 50HZ 400VD/690VY * 3 AC 60HZ 460VD IM B3 without motor protection TERMINAL BOX AT TOP | 1113 | TEM | 1 | LD | 75 | 1
1LE10031DA222AB4 | SIMOTICS GP MOTOR TYPE: 1AV3162A LOW-VOLTAGE MOTOR, IEC SQUIRREL-CAGE,SELF-VENTIL.,IP55 TEMP. CL. 155(F) ACC.TO 130(B) ALUMINIUM HOUSING PREMIUM EFFICIENCY IE3, 2POLE * FS160M * 11KW (50HZ) 12.6KW (60HZ) 3 AC 50HZ 230VD/400VY * 3 AC 60HZ 460VY IM B3 3 PTC thermistor for tripping (2 terminals) TERMINAL BOX AT TOP | 1182 | TEM | 1 | LD | 75 | 1
1LE10031DA234AB4 | SIMOTICS GP MOTOR TYPE: 1AV3162A LOW-VOLTAGE MOTOR, IEC SQUIRREL-CAGE,SELF-VENTIL.,IP55 TEMP. CL. 155(F) ACC.TO 130(B) ALUMINIUM HOUSING PREMIUM EFFICIENCY IE3, 2POLE * FS160M * 11KW (50HZ) 12.6KW (60HZ) 3 AC 50HZ 400VD/690VY * 3 AC 60HZ 460VD IM B3 3 PTC thermistor for tripping (2 terminals) TERMINAL BOX AT TOP | 1182 | TEM | 1 | LD | 75 | 1
1LE10031DA334AB4 | SIMOTICS GP MOTOR TYPE: 1AV3163A LOW-VOLTAGE MOTOR, IEC SQUIRREL-CAGE,SELF-VENTIL.,IP55 TEMP. CL. 155(F) ACC.TO 130(B) ALUMINIUM HOUSING PREMIUM EFFICIENCY IE3, 2POLE * FS160M * 15KW (50HZ) 17.3KW (60HZ) 3 AC 50HZ 400VD/690VY * 3 AC 60HZ 460VD IM B3 3 PTC thermistor for tripping (2 terminals) TERMINAL BOX AT TOP | 1523 | TEM | 1 | LD | 84 | 1
1LE10031DA322AB4 | SIMOTICS GP MOTOR TYPE: 1AV3163A LOW-VOLTAGE MOTOR, IEC SQUIRREL-CAGE,SELF-VENTIL.,IP55 TEMP. CL. 155(F) ACC.TO 130(B) ALUMINIUM HOUSING PREMIUM EFFICIENCY IE3, 2POLE * FS160M * 15KW (50HZ) 17.3KW (60HZ) 3 AC 50HZ 230VD/400VY * 3 AC 60HZ 460VY IM B3 3 PTC thermistor for tripping (2 terminals) TERMINAL BOX AT TOP | 1523 | TEM | 1 | LD | 84 | 1
1LE10031DA334AA4 | SIMOTICS GP MOTOR TYPE: 1AV3163A LOW-VOLTAGE MOTOR, IEC SQUIRREL-CAGE,SELF-VENTIL.,IP55 TEMP. CL. 155(F) ACC.TO 130(B) ALUMINIUM HOUSING PREMIUM EFFICIENCY IE3, 2POLE * FS160M * 15KW (50HZ) 17.3KW (60HZ) 3 AC 50HZ 400VD/690VY * 3 AC 60HZ 460VD IM B3 without motor protection TERMINAL BOX AT TOP | 1454 | TEM | 1 | LD | 84 | 1
1LE10031DA322AA4 | SIMOTICS GP MOTOR TYPE: 1AV3163A LOW-VOLTAGE MOTOR, IEC SQUIRREL-CAGE,SELF-VENTIL.,IP55 TEMP. CL. 155(F) ACC.TO 130(B) ALUMINIUM HOUSING PREMIUM EFFICIENCY IE3, 2POLE * FS160M * 15KW (50HZ) 17.3KW (60HZ) 3 AC 50HZ 230VD/400VY * 3 AC 60HZ 460VY IM B3 without motor protection TERMINAL BOX AT TOP | 1454 | TEM | 1 | LD | 84 | 1
1LE10031DA422AA4 | SIMOTICS GP MOTOR TYPE: 1AV3164A LOW-VOLTAGE MOTOR, IEC SQUIRREL-CAGE,SELF-VENTIL.,IP55 TEMP. CL. 155(F) ACC.TO 130(B) ALUMINIUM HOUSING PREMIUM EFFICIENCY IE3, 2POLE * FS160L * 18.5KW (50HZ) 21.3KW (60HZ) 3 AC 50HZ 230VD/400VY * 3 AC 60HZ 460VY IM B3 without motor protection TERMINAL BOX AT TOP | 1734 | TEM | 1 | LD | 94 | 1
1LE10031DA434AA4 | SIMOTICS GP MOTOR TYPE: 1AV3164A LOW-VOLTAGE MOTOR, IEC SQUIRREL-CAGE,SELF-VENTIL.,IP55 TEMP. CL. 155(F) ACC.TO 130(B) ALUMINIUM HOUSING PREMIUM EFFICIENCY IE3, 2POLE * FS160L * 18.5KW (50HZ) 21.3KW (60HZ) 3 AC 50HZ 400VD/690VY * 3 AC 60HZ 460VD IM B3 without motor protection TERMINAL BOX AT TOP | 1734 | TEM | 1 | LD | 94 | 1
1LE10031DA422AB4 | SIMOTICS GP MOTOR TYPE: 1AV3164A LOW-VOLTAGE MOTOR, IEC SQUIRREL-CAGE,SELF-VENTIL.,IP55 TEMP. CL. 155(F) ACC.TO 130(B) ALUMINIUM HOUSING PREMIUM EFFICIENCY IE3, 2POLE * FS160L * 18.5KW (50HZ) 21.3KW (60HZ) 3 AC 50HZ 230VD/400VY * 3 AC 60HZ 460VY IM B3 3 PTC thermistor for tripping (2 terminals) TERMINAL BOX AT TOP | 1804 | TEM | 1 | LD | 94 | 1
1LE10031DA434AB4 | SIMOTICS GP MOTOR TYPE: 1AV3164A LOW-VOLTAGE MOTOR, IEC SQUIRREL-CAGE,SELF-VENTIL.,IP55 TEMP. CL. 155(F) ACC.TO 130(B) ALUMINIUM HOUSING PREMIUM EFFICIENCY IE3, 2POLE * FS160L * 18.5KW (50HZ) 21.3KW (60HZ) 3 AC 50HZ 400VD/690VY * 3 AC 60HZ 460VD IM B3 3 PTC thermistor for tripping (2 terminals) TERMINAL BOX AT TOP | 1804 | TEM | 1 | LD | 94 | 1
1LE15031EA222AA4 | SIMOTICS SD MOTOR TYPE: 1CV3182A LOW-VOLTAGE MOTOR, IEC SQUIRREL-CAGE,SELF-VENTIL.,IP55 TEMP. CL. 155(F) ACC.TO 130(B) CAST-IRON HOUSING BASIC LINE PREMIUM EFFICIENCY IE3, 2POLE * FS180M * 22KW (50HZ) 24.5KW (60HZ) 3 AC 50HZ 230VD/400VY * 3 AC 60HZ 460VY IM B 3, without motor protection TERMINAL BOX AT TOP | 2059 | TEM | 1 | LD | 160 | 1
1LE15031EA234AA4 | SIMOTICS SD MOTOR TYPE: 1CV3182A LOW-VOLTAGE MOTOR, IEC SQUIRREL-CAGE,SELF-VENTIL.,IP55 TEMP. CL. 155(F) ACC.TO 130(B) CAST-IRON HOUSING BASIC LINE PREMIUM EFFICIENCY IE3, 2POLE * FS180M * 22KW (50HZ) 24.5KW (60HZ) 3 AC 50HZ 400VD/690VY * 3 AC 60HZ 460VD IM B 3, without motor protection TERMINAL BOX AT TOP | 2059 | TEM | 1 | LD | 160 | 1
1LE15031EA222AB4 | SIMOTICS SD MOTOR TYPE: 1CV3182A LOW-VOLTAGE MOTOR, IEC SQUIRREL-CAGE,SELF-VENTIL.,IP55 TEMP. CL. 155(F) ACC.TO 130(B) CAST-IRON HOUSING BASIC LINE PREMIUM EFFICIENCY IE3, 2POLE * FS180M * 22KW (50HZ) 24.5KW (60HZ) 3 AC 50HZ 230VD/400VY * 3 AC 60HZ 460VY IM B 3, 3 PTC thermistor for tripping (2 terminals) TERMINAL BOX AT TOP | 2151 | TEM | 1 | LD | 160 | 1
1LE15031EA234AB4 | SIMOTICS SD MOTOR TYPE: 1CV3182A LOW-VOLTAGE MOTOR, IEC SQUIRREL-CAGE,SELF-VENTIL.,IP55 TEMP. CL. 155(F) ACC.TO 130(B) CAST-IRON HOUSING BASIC LINE PREMIUM EFFICIENCY IE3, 2POLE * FS180M * 22KW (50HZ) 24.5KW (60HZ) 3 AC 50HZ 400VD/690VY * 3 AC 60HZ 460VD IM B 3, 3 PTC thermistor for tripping (2 terminals) TERMINAL BOX AT TOP | 2151 | TEM | 1 | LD | 160 | 1
1LE15032AA422AA4 | SIMOTICS SD MOTOR TYPE: 1CV3204A LOW-VOLTAGE MOTOR, IEC SQUIRREL-CAGE,SELF-VENTIL.,IP55 TEMP. CL. 155(F) ACC.TO 130(B) CAST-IRON HOUSING BASIC LINE PREMIUM EFFICIENCY IE3, 2POLE * FS200L * 30KW (50HZ) 33.5KW (60HZ) 3 AC 50HZ 230VD/400VY * 3 AC 60HZ 460VY IM B 3, without motor protection TERMINAL BOX AT TOP | 2672 | TEM | 1 | LD | 225 | 1
1LE15032AA434AA4 | SIMOTICS SD MOTOR TYPE: 1CV3204A LOW-VOLTAGE MOTOR, IEC SQUIRREL-CAGE,SELF-VENTIL.,IP55 TEMP. CL. 155(F) ACC.TO 130(B) CAST-IRON HOUSING BASIC LINE PREMIUM EFFICIENCY IE3, 2POLE * FS200L * 30KW (50HZ) 33.5KW (60HZ) 3 AC 50HZ 400VD/690VY * 3 AC 60HZ 460VD IM B 3, without motor protection TERMINAL BOX AT TOP | 2672 | TEM | 1 | LD | 225 | 1
1LE15032AA422AB4 | SIMOTICS SD MOTOR TYPE: 1CV3204A LOW-VOLTAGE MOTOR, IEC SQUIRREL-CAGE,SELF-VENTIL.,IP55 TEMP. CL. 155(F) ACC.TO 130(B) CAST-IRON HOUSING BASIC LINE PREMIUM EFFICIENCY IE3, 2POLE * FS200L * 30KW (50HZ) 33.5KW (60HZ) 3 AC 50HZ 230VD/400VY * 3 AC 60HZ 460VY IM B 3, 3 PTC thermistor for tripping (2 terminals) TERMINAL BOX AT TOP | 2764 | TEM | 1 | LD | 225 | 1
1LE15032AA434AB4 | SIMOTICS SD MOTOR TYPE: 1CV3204A LOW-VOLTAGE MOTOR, IEC SQUIRREL-CAGE,SELF-VENTIL.,IP55 TEMP. CL. 155(F) ACC.TO 130(B) CAST-IRON HOUSING BASIC LINE PREMIUM EFFICIENCY IE3, 2POLE * FS200L * 30KW (50HZ) 33.5KW (60HZ) 3 AC 50HZ 400VD/690VY * 3 AC 60HZ 460VD IM B 3, 3 PTC thermistor for tripping (2 terminals) TERMINAL BOX AT TOP | 2764 | TEM | 1 | LD | 225 | 1
1LE15032AA522AA4 | SIMOTICS SD MOTOR TYPE: 1CV3205A LOW-VOLTAGE MOTOR, IEC SQUIRREL-CAGE,SELF-VENTIL.,IP55 TEMP. CL. 155(F) ACC.TO 130(B) CAST-IRON HOUSING BASIC LINE PREMIUM EFFICIENCY IE3, 2POLE * FS200L * 37KW (50HZ) 41.5KW (60HZ) 3 AC 50HZ 230VD/400VY * 3 AC 60HZ 460VY IM B 3, without motor protection TERMINAL BOX AT TOP | 3354 | TEM | 1 | LD | 250 | 1
1LE15032AA534AA4 | SIMOTICS SD MOTOR TYPE: 1CV3205A LOW-VOLTAGE MOTOR, IEC SQUIRREL-CAGE,SELF-VENTIL.,IP55 TEMP. CL. 155(F) ACC.TO 130(B) CAST-IRON HOUSING BASIC LINE PREMIUM EFFICIENCY IE3, 2POLE * FS200L * 37KW (50HZ) 41.5KW (60HZ) 3 AC 50HZ 400VD/690VY * 3 AC 60HZ 460VD IM B 3, without motor protection TERMINAL BOX AT TOP | 3354 | TEM | 1 | LD | 250 | 1
1LE15032AA522AB4 | SIMOTICS SD MOTOR TYPE: 1CV3205A LOW-VOLTAGE MOTOR, IEC SQUIRREL-CAGE,SELF-VENTIL.,IP55 TEMP. CL. 155(F) ACC.TO 130(B) CAST-IRON HOUSING BASIC LINE PREMIUM EFFICIENCY IE3, 2POLE * FS200L * 37KW (50HZ) 41.5KW (60HZ) 3 AC 50HZ 230VD/400VY * 3 AC 60HZ 460VY IM B 3, 3 PTC thermistor for tripping (2 terminals) TERMINAL BOX AT TOP | 3446 | TEM | 1 | LD | 250 | 1
1LE15032AA534AB4 | SIMOTICS SD MOTOR TYPE: 1CV3205A LOW-VOLTAGE MOTOR, IEC SQUIRREL-CAGE,SELF-VENTIL.,IP55 TEMP. CL. 155(F) ACC.TO 130(B) CAST-IRON HOUSING BASIC LINE PREMIUM EFFICIENCY IE3, 2POLE * FS200L * 37KW (50HZ) 41.5KW (60HZ) 3 AC 50HZ 400VD/690VY * 3 AC 60HZ 460VD IM B 3, 3 PTC thermistor for tripping (2 terminals) TERMINAL BOX AT TOP | 3446 | TEM | 1 | LD | 250 | 1
1LE15032BA222AA4 | SIMOTICS SD MOTOR TYPE: 1CV3222A LOW-VOLTAGE MOTOR, IEC SQUIRREL-CAGE,SELF-VENTIL.,IP55 TEMP. CL. 155(F) ACC.TO 130(B) CAST-IRON HOUSING BASIC LINE PREMIUM EFFICIENCY IE3, 2POLE * FS225M * 45KW (50HZ) 51KW (60HZ) 3 AC 50HZ 230VD/400VY * 3 AC 60HZ 460VY IM B 3, without motor protection TERMINAL BOX AT TOP | 3898 | TEM | 1 | LD | 315 | 1
1LE15032BA234AA4 | SIMOTICS SD MOTOR TYPE: 1CV3222A LOW-VOLTAGE MOTOR, IEC SQUIRREL-CAGE,SELF-VENTIL.,IP55 TEMP. CL. 155(F) ACC.TO 130(B) CAST-IRON HOUSING BASIC LINE PREMIUM EFFICIENCY IE3, 2POLE * FS225M * 45KW (50HZ) 51KW (60HZ) 3 AC 50HZ 400VD/690VY * 3 AC 60HZ 460VD IM B 3, without motor protection TERMINAL BOX AT TOP | 3898 | TEM | 1 | LD | 315 | 1
1LE15032BA222AB4 | SIMOTICS SD MOTOR TYPE: 1CV3222A LOW-VOLTAGE MOTOR, IEC SQUIRREL-CAGE,SELF-VENTIL.,IP55 TEMP. CL. 155(F) ACC.TO 130(B) CAST-IRON HOUSING BASIC LINE PREMIUM EFFICIENCY IE3, 2POLE * FS225M * 45KW (50HZ) 51KW (60HZ) 3 AC 50HZ 230VD/400VY * 3 AC 60HZ 460VY IM B 3, 3 PTC thermistor for tripping (2 terminals) TERMINAL BOX AT TOP | 4024 | TEM | 1 | LD | 315 | 1
1LE15032BA234AB4 | SIMOTICS SD MOTOR TYPE: 1CV3222A LOW-VOLTAGE MOTOR, IEC SQUIRREL-CAGE,SELF-VENTIL.,IP55 TEMP. CL. 155(F) ACC.TO 130(B) CAST-IRON HOUSING BASIC LINE PREMIUM EFFICIENCY IE3, 2POLE * FS225M * 45KW (50HZ) 51KW (60HZ) 3 AC 50HZ 400VD/690VY * 3 AC 60HZ 460VD IM B 3, 3 PTC thermistor for tripping (2 terminals) TERMINAL BOX AT TOP | 4024 | TEM | 1 | LD | 315 | 1
1LE15032CA222AA4 | SIMOTICS SD MOTOR TYPE: 1CV3252A LOW-VOLTAGE MOTOR, IEC SQUIRREL-CAGE,SELF-VENTIL.,IP55 TEMP. CL. 155(F) ACC.TO 130(B) CAST-IRON HOUSING BASIC LINE PREMIUM EFFICIENCY IE3, 2POLE * FS250M * 55KW (50HZ) 62KW (60HZ) 3 AC 50HZ 230VD/400VY * 3 AC 60HZ 460VY IM B 3, without motor protection TERMINAL BOX AT TOP | 4669 | TEM | 1 | LD | 385 | 1
1LE15032CA234AA4 | SIMOTICS SD MOTOR TYPE: 1CV3252A LOW-VOLTAGE MOTOR, IEC SQUIRREL-CAGE,SELF-VENTIL.,IP55 TEMP. CL. 155(F) ACC.TO 130(B) CAST-IRON HOUSING BASIC LINE PREMIUM EFFICIENCY IE3, 2POLE * FS250M * 55KW (50HZ) 62KW (60HZ) 3 AC 50HZ 400VD/690VY * 3 AC 60HZ 460VD IM B 3, without motor protection TERMINAL BOX AT TOP | 4669 | TEM | 1 | LD | 385 | 1
1LE15032CA222AB4 | SIMOTICS SD MOTOR TYPE: 1CV3252A LOW-VOLTAGE MOTOR, IEC SQUIRREL-CAGE,SELF-VENTIL.,IP55 TEMP. CL. 155(F) ACC.TO 130(B) CAST-IRON HOUSING BASIC LINE PREMIUM EFFICIENCY IE3, 2POLE * FS250M * 55KW (50HZ) 62KW (60HZ) 3 AC 50HZ 230VD/400VY * 3 AC 60HZ 460VY IM B 3, 3 PTC thermistor for tripping (2 terminals) TERMINAL BOX AT TOP | 4795 | TEM | 1 | LD | 0.385 | 1
1LE15032CA234AB4 | SIMOTICS SD MOTOR TYPE: 1CV3252A LOW-VOLTAGE MOTOR, IEC SQUIRREL-CAGE,SELF-VENTIL.,IP55 TEMP. CL. 155(F) ACC.TO 130(B) CAST-IRON HOUSING BASIC LINE PREMIUM EFFICIENCY IE3, 2POLE * FS250M * 55KW (50HZ) 62KW (60HZ) 3 AC 50HZ 400VD/690VY * 3 AC 60HZ 460VD IM B 3, 3 PTC thermistor for tripping (2 terminals) TERMINAL BOX AT TOP | 4795 | TEM | 1 | LD | 385 | 1
1LE15032DA022AA4 | SIMOTICS SD MOTOR TYPE: 1CV3280A LOW-VOLTAGE MOTOR, IEC SQUIRREL-CAGE,SELF-VENTIL.,IP55 TEMP. CL. 155(F) ACC.TO 130(B) CAST-IRON HOUSING BASIC LINE PREMIUM EFFICIENCY IE3, 60HZ, P60: IE2 2POLE * FS280S * 75KW (50HZ) 84KW (60HZ) 3 AC 50HZ 230VD/400VY * 3 AC 60HZ 460VY IM B 3, without motor protection TERMINAL BOX AT TOP | 6293 | TEM | 1 | LD | 510 | 1
1LE15032DA034AA4 | SIMOTICS SD MOTOR TYPE: 1CV3280A LOW-VOLTAGE MOTOR, IEC SQUIRREL-CAGE,SELF-VENTIL.,IP55 TEMP. CL. 155(F) ACC.TO 130(B) CAST-IRON HOUSING BASIC LINE PREMIUM EFFICIENCY IE3, 60HZ, P60: IE2 2POLE * FS280S * 75KW (50HZ) 84KW (60HZ) 3 AC 50HZ 400VD/690VY * 3 AC 60HZ 460VD IM B 3, without motor protection TERMINAL BOX AT TOP | 6293 | TEM | 1 | LD | 510 | 1
1LE15032DA022AB4 | SIMOTICS SD MOTOR TYPE: 1CV3280A LOW-VOLTAGE MOTOR, IEC SQUIRREL-CAGE,SELF-VENTIL.,IP55 TEMP. CL. 155(F) ACC.TO 130(B) CAST-IRON HOUSING BASIC LINE PREMIUM EFFICIENCY IE3, 60HZ, P60: IE2 2POLE * FS280S * 75KW (50HZ) 84KW (60HZ) 3 AC 50HZ 230VD/400VY * 3 AC 60HZ 460VY IM B 3, 3 PTC thermistor for tripping (2 terminals) TERMINAL BOX AT TOP | 6450 | TEM | 1 | LD | 510 | 1
1LE15032DA034AB4 | SIMOTICS SD MOTOR TYPE: 1CV3280A LOW-VOLTAGE MOTOR, IEC SQUIRREL-CAGE,SELF-VENTIL.,IP55 TEMP. CL. 155(F) ACC.TO 130(B) CAST-IRON HOUSING BASIC LINE PREMIUM EFFICIENCY IE3, 60HZ, P60: IE2 2POLE * FS280S * 75KW (50HZ) 84KW (60HZ) 3 AC 50HZ 400VD/690VY * 3 AC 60HZ 460VD IM B 3, 3 PTC thermistor for tripping (2 terminals) TERMINAL BOX AT TOP | 6450 | TEM | 1 | LD | 510 | 1
1LE15032DA222AA4 | SIMOTICS SD MOTOR TYPE: 1CV3282A LOW-VOLTAGE MOTOR, IEC SQUIRREL-CAGE,SELF-VENTIL.,IP55 TEMP. CL. 155(F) ACC.TO 130(B) CAST-IRON HOUSING BASIC LINE PREMIUM EFFICIENCY IE3, 60HZ, P60: IE2 2POLE * FS280M * 90KW (50HZ) 101KW (60HZ) 3 AC 50HZ 230VD/400VY * 3 AC 60HZ 460VY IM B 3, without motor protection TERMINAL BOX AT TOP | 7430 | TEM | 1 | LD | 590 | 1
1LE15032DA234AA4 | SIMOTICS SD MOTOR TYPE: 1CV3282A LOW-VOLTAGE MOTOR, IEC SQUIRREL-CAGE,SELF-VENTIL.,IP55 TEMP. CL. 155(F) ACC.TO 130(B) CAST-IRON HOUSING BASIC LINE PREMIUM EFFICIENCY IE3, 60HZ, P60: IE2 2POLE * FS280M * 90KW (50HZ) 101KW (60HZ) 3 AC 50HZ 400VD/690VY * 3 AC 60HZ 460VD IM B 3, without motor protection TERMINAL BOX AT TOP | 7430 | TEM | 1 | LD | 590 | 1
1LE15032DA222AB4 | SIMOTICS SD MOTOR TYPE: 1CV3282A LOW-VOLTAGE MOTOR, IEC SQUIRREL-CAGE,SELF-VENTIL.,IP55 TEMP. CL. 155(F) ACC.TO 130(B) CAST-IRON HOUSING BASIC LINE PREMIUM EFFICIENCY IE3, 60HZ, P60: IE2 2POLE * FS280M * 90KW (50HZ) 101KW (60HZ) 3 AC 50HZ 230VD/400VY * 3 AC 60HZ 460VY IM B 3, 3 PTC thermistor for tripping (2 terminals) TERMINAL BOX AT TOP | 7587 | TEM | 1 | LD | 590 | 1
1LE15032DA234AB4 | SIMOTICS SD MOTOR TYPE: 1CV3282A LOW-VOLTAGE MOTOR, IEC SQUIRREL-CAGE,SELF-VENTIL.,IP55 TEMP. CL. 155(F) ACC.TO 130(B) CAST-IRON HOUSING BASIC LINE PREMIUM EFFICIENCY IE3, 60HZ, P60: IE2 2POLE * FS280M * 90KW (50HZ) 101KW (60HZ) 3 AC 50HZ 400VD/690VY * 3 AC 60HZ 460VD IM B 3, 3 PTC thermistor for tripping (2 terminals) TERMINAL BOX AT TOP | 7587 | TEM | 1 | LD | 590 | 1
1LE15033AA022AA4 | SIMOTICS SD MOTOR TYPE: 1CV3310A LOW-VOLTAGE MOTOR, IEC SQUIRREL-CAGE,SELF-VENTIL.,IP55 TEMP. CL. 155(F) ACC.TO 130(B) CAST-IRON HOUSING BASIC LINE PREMIUM EFFICIENCY IE3, 2POLE * FS315S * 110KW (50HZ) 123KW (60HZ) 3 AC 50HZ 230VD/400VY * 3 AC 60HZ 460VY IM B 3, without motor protection TERMINAL BOX AT TOP | 8892 | TEM | 1 | LD | 750 | 1
1LE15033AA034AA4 | SIMOTICS SD MOTOR TYPE: 1CV3310A LOW-VOLTAGE MOTOR, IEC SQUIRREL-CAGE,SELF-VENTIL.,IP55 TEMP. CL. 155(F) ACC.TO 130(B) CAST-IRON HOUSING BASIC LINE PREMIUM EFFICIENCY IE3, 2POLE * FS315S * 110KW (50HZ) 123KW (60HZ) 3 AC 50HZ 400VD/690VY * 3 AC 60HZ 460VD IM B 3, without motor protection TERMINAL BOX AT TOP | 8892 | TEM | 1 | LD | 750 | 1
1LE15033AA022AB4 | SIMOTICS SD MOTOR TYPE: 1CV3310A LOW-VOLTAGE MOTOR, IEC SQUIRREL-CAGE,SELF-VENTIL.,IP55 TEMP. CL. 155(F) ACC.TO 130(B) CAST-IRON HOUSING BASIC LINE PREMIUM EFFICIENCY IE3, 2POLE * FS315S * 110KW (50HZ) 123KW (60HZ) 3 AC 50HZ 230VD/400VY * 3 AC 60HZ 460VY IM B 3, 3 PTC thermistor for tripping (2 terminals) TERMINAL BOX AT TOP | 9049 | TEM | 1 | LD | 0.75 | 1
1LE15033AA034AB4 | SIMOTICS SD MOTOR TYPE: 1CV3310A LOW-VOLTAGE MOTOR, IEC SQUIRREL-CAGE,SELF-VENTIL.,IP55 TEMP. CL. 155(F) ACC.TO 130(B) CAST-IRON HOUSING BASIC LINE PREMIUM EFFICIENCY IE3, 2POLE * FS315S * 110KW (50HZ) 123KW (60HZ) 3 AC 50HZ 400VD/690VY * 3 AC 60HZ 460VD IM B 3, 3 PTC thermistor for tripping (2 terminals) TERMINAL BOX AT TOP | 9049 | TEM | 1 | LD | 0.75 | 1
1LE15033AA222AA4 | SIMOTICS SD MOTOR TYPE: 1CV3312A LOW-VOLTAGE MOTOR, IEC SQUIRREL-CAGE,SELF-VENTIL.,IP55 TEMP. CL. 155(F) ACC.TO 130(B) CAST-IRON HOUSING BASIC LINE PREMIUM EFFICIENCY IE3, 2POLE * FS315M * 132KW (50HZ) 148KW (60HZ) 3 AC 50HZ 230VD/400VY * 3 AC 60HZ 460VY IM B 3, without motor protection TERMINAL BOX AT TOP | 10678 | TEM | 1 | LD | 880 | 1
1LE15033AA234AA4 | SIMOTICS SD MOTOR TYPE: 1CV3312A LOW-VOLTAGE MOTOR, IEC SQUIRREL-CAGE,SELF-VENTIL.,IP55 TEMP. CL. 155(F) ACC.TO 130(B) CAST-IRON HOUSING BASIC LINE PREMIUM EFFICIENCY IE3, 2POLE * FS315M * 132KW (50HZ) 148KW (60HZ) 3 AC 50HZ 400VD/690VY * 3 AC 60HZ 460VD IM B 3, without motor protection TERMINAL BOX AT TOP | 10678 | TEM | 1 | LD | 880 | 1
1LE15033AA222AB4 | SIMOTICS SD MOTOR TYPE: 1CV3312A LOW-VOLTAGE MOTOR, IEC SQUIRREL-CAGE,SELF-VENTIL.,IP55 TEMP. CL. 155(F) ACC.TO 130(B) CAST-IRON HOUSING BASIC LINE PREMIUM EFFICIENCY IE3, 2POLE * FS315M * 132KW (50HZ) 148KW (60HZ) 3 AC 50HZ 230VD/400VY * 3 AC 60HZ 460VY IM B 3, 3 PTC thermistor for tripping (2 terminals) TERMINAL BOX AT TOP | 10835 | TEM | 1 | LD | 880 | 1
1LE15033AA234AB4 | SIMOTICS SD MOTOR TYPE: 1CV3312A LOW-VOLTAGE MOTOR, IEC SQUIRREL-CAGE,SELF-VENTIL.,IP55 TEMP. CL. 155(F) ACC.TO 130(B) CAST-IRON HOUSING BASIC LINE PREMIUM EFFICIENCY IE3, 2POLE * FS315M * 132KW (50HZ) 148KW (60HZ) 3 AC 50HZ 400VD/690VY * 3 AC 60HZ 460VD IM B 3, 3 PTC thermistor for tripping (2 terminals) TERMINAL BOX AT TOP | 10835 | TEM | 1 | LD | 880 | 1
1LE15033AA422AA4 | SIMOTICS SD MOTOR TYPE: 1CV3314A LOW-VOLTAGE MOTOR, IEC SQUIRREL-CAGE,SELF-VENTIL.,IP55 TEMP. CL. 155(F) ACC.TO 130(B) CAST-IRON HOUSING BASIC LINE PREMIUM EFFICIENCY IE3, 60HZ, P60: IE2 2POLE * FS315L * 160KW (50HZ) 180KW (60HZ) 3 AC 50HZ 230VD/400VY * 3 AC 60HZ 460VY IM B 3, without motor protection TERMINAL BOX AT TOP | 13277 | TEM | 1 | LD | 980 | 1
1LE15033AA434AA4 | SIMOTICS SD MOTOR TYPE: 1CV3314A LOW-VOLTAGE MOTOR, IEC SQUIRREL-CAGE,SELF-VENTIL.,IP55 TEMP. CL. 155(F) ACC.TO 130(B) CAST-IRON HOUSING BASIC LINE PREMIUM EFFICIENCY IE3, 60HZ, P60: IE2 2POLE * FS315L * 160KW (50HZ) 180KW (60HZ) 3 AC 50HZ 400VD/690VY * 3 AC 60HZ 460VD IM B 3, without motor protection TERMINAL BOX AT TOP | 13277 | TEM | 1 | LD | 980 | 1
1LE15033AA422AB4 | SIMOTICS SD MOTOR TYPE: 1CV3314A LOW-VOLTAGE MOTOR, IEC SQUIRREL-CAGE,SELF-VENTIL.,IP55 TEMP. CL. 155(F) ACC.TO 130(B) CAST-IRON HOUSING BASIC LINE PREMIUM EFFICIENCY IE3, 60HZ, P60: IE2 2POLE * FS315L * 160KW (50HZ) 180KW (60HZ) 3 AC 50HZ 230VD/400VY * 3 AC 60HZ 460VY IM B 3, 3 PTC thermistor for tripping (2 terminals) TERMINAL BOX AT TOP | 13433 | TEM | 1 | LD | 980 | 1
1LE15033AA434AB4 | SIMOTICS SD MOTOR TYPE: 1CV3314A LOW-VOLTAGE MOTOR, IEC SQUIRREL-CAGE,SELF-VENTIL.,IP55 TEMP. CL. 155(F) ACC.TO 130(B) CAST-IRON HOUSING BASIC LINE PREMIUM EFFICIENCY IE3, 60HZ, P60: IE2 2POLE * FS315L * 160KW (50HZ) 180KW (60HZ) 3 AC 50HZ 400VD/690VY * 3 AC 60HZ 460VD IM B 3, 3 PTC thermistor for tripping (2 terminals) TERMINAL BOX AT TOP | 13433 | TEM | 1 | LD | 0.98 | 1
1LE15033AA522AA4 | SIMOTICS SD MOTOR TYPE: 1CV3315A LOW-VOLTAGE MOTOR, IEC SQUIRREL-CAGE,SELF-VENTIL.,IP55 TEMP. CL. 155(F) ACC.TO 130(B) CAST-IRON HOUSING BASIC LINE PREMIUM EFFICIENCY IE3, 2POLE * FS315L * 200KW (50HZ) 224KW (60HZ) 3 AC 50HZ 230VD/400VY * 3 AC 60HZ 460VY IM B 3, without motor protection TERMINAL BOX AT TOP | 16565 | TEM | 1 | LD | 1.15 | 1
1LE15033AA534AA4 | SIMOTICS SD MOTOR TYPE: 1CV3315A LOW-VOLTAGE MOTOR, IEC SQUIRREL-CAGE,SELF-VENTIL.,IP55 TEMP. CL. 155(F) ACC.TO 130(B) CAST-IRON HOUSING BASIC LINE PREMIUM EFFICIENCY IE3, 2POLE * FS315L * 200KW (50HZ) 224KW (60HZ) 3 AC 50HZ 400VD/690VY * 3 AC 60HZ 460VD IM B 3, without motor protection TERMINAL BOX AT TOP | 16565 | TEM | 1 | LD | 1.15 | 1
1LE15033AA522AB4 | SIMOTICS SD MOTOR TYPE: 1CV3315A LOW-VOLTAGE MOTOR, IEC SQUIRREL-CAGE,SELF-VENTIL.,IP55 TEMP. CL. 155(F) ACC.TO 130(B) CAST-IRON HOUSING BASIC LINE PREMIUM EFFICIENCY IE3, 2POLE * FS315L * 200KW (50HZ) 224KW (60HZ) 3 AC 50HZ 230VD/400VY * 3 AC 60HZ 460VY IM B 3, 3 PTC thermistor for tripping (2 terminals) TERMINAL BOX AT TOP | 16722 | TEM | 1 | LD | 1.15 | 1
1LE15033AA534AB4 | SIMOTICS SD MOTOR TYPE: 1CV3315A LOW-VOLTAGE MOTOR, IEC SQUIRREL-CAGE,SELF-VENTIL.,IP55 TEMP. CL. 155(F) ACC.TO 130(B) CAST-IRON HOUSING BASIC LINE PREMIUM EFFICIENCY IE3, 2POLE * FS315L * 200KW (50HZ) 224KW (60HZ) 3 AC 50HZ 400VD/690VY * 3 AC 60HZ 460VD IM B 3, 3 PTC thermistor for tripping (2 terminals) TERMINAL BOX AT TOP | 16722 | TEM | 1 | LD | 1.15 | 1
1LE10030DB222AB4 | SIMOTICS GP MOTOR TYPE: 1AV3082B LOW-VOLTAGE MOTOR, IEC SQUIRREL-CAGE,SELF-VENTIL.,IP55 TEMP. CL. 155(F) ACC.TO 130(B) ALUMINIUM HOUSING PREMIUM EFFICIENCY, 4POLE * FS80M * 0.55KW (50HZ) 0.63KW (60HZ) 3 AC 50HZ 230VD/400VY * 3 AC 60HZ 460VY IM B 3, 1 PTC thermistor for tripping (2 terminals) TERMINAL BOX AT TOP | 234 | TEM | 1 | LD | 11 | 1
1LE10030DB234AB4 | SIMOTICS GP MOTOR TYPE: 1AV3082B LOW-VOLTAGE MOTOR, IEC SQUIRREL-CAGE,SELF-VENTIL.,IP55 TEMP. CL. 155(F) ACC.TO 130(B) ALUMINIUM HOUSING PREMIUM EFFICIENCY, 4POLE * FS80M * 0.55KW (50HZ) 0.63KW (60HZ) 3 AC 50HZ 400VD/690VY * 3 AC 60HZ 460VD IM B 3, 1 PTC thermistor for tripping (2 terminals) TERMINAL BOX AT TOP | 234 | TEM | 1 | LD | 11 | 1
1LE10030DB222AA4 | SIMOTICS GP MOTOR TYPE: 1AV3082B LOW-VOLTAGE MOTOR, IEC SQUIRREL-CAGE,SELF-VENTIL.,IP55 TEMP. CL. 155(F) ACC.TO 130(B) ALUMINIUM HOUSING PREMIUM EFFICIENCY, 4POLE * FS80M * 0.55KW (50HZ) 0.63KW (60HZ) 3 AC 50HZ 230VD/400VY * 3 AC 60HZ 460VY IM B 3, without motor protection TERMINAL BOX AT TOP | 220 | TEM | 1 | LD | 11 | 1
1LE10030DB234AA4 | SIMOTICS GP MOTOR TYPE: 1AV3082B LOW-VOLTAGE MOTOR, IEC SQUIRREL-CAGE,SELF-VENTIL.,IP55 TEMP. CL. 155(F) ACC.TO 130(B) ALUMINIUM HOUSING PREMIUM EFFICIENCY, 4POLE * FS80M * 0.55KW (50HZ) 0.63KW (60HZ) 3 AC 50HZ 400VD/690VY * 3 AC 60HZ 460VD IM B 3, without motor protection TERMINAL BOX AT TOP | 220 | TEM | 1 | LD | 11 | 1
1LE10030DB322AB4 | SIMOTICS GP MOTOR TYPE: 1AV3083B LOW-VOLTAGE MOTOR, IEC SQUIRREL-CAGE,SELF-VENTIL.,IP55 TEMP. CL. 155(F) ACC.TO 130(B) ALUMINIUM HOUSING PREMIUM EFFICIENCY IE3, 4POLE * FS80M * 0.75KW (50HZ) 0.86KW (60HZ) 3 AC 50HZ 230VD/400VY * 3 AC 60HZ 460VY IM B 3, 1 PTC thermistor for tripping (2 terminals) TERMINAL BOX AT TOP | 255 | TEM | 1 | LD | 14 | 1
1LE10030DB334AB4 | SIMOTICS GP MOTOR TYPE: 1AV3083B LOW-VOLTAGE MOTOR, IEC SQUIRREL-CAGE,SELF-VENTIL.,IP55 TEMP. CL. 155(F) ACC.TO 130(B) ALUMINIUM HOUSING PREMIUM EFFICIENCY IE3, 4POLE * FS80M * 0.75KW (50HZ) 0.86KW (60HZ) 3 AC 50HZ 400VD/690VY * 3 AC 60HZ 460VD IM B 3, 1 PTC thermistor for tripping (2 terminals) TERMINAL BOX AT TOP | 255 | TEM | 1 | LD | 14 | 1
1LE10030DB322AA4 | SIMOTICS GP MOTOR TYPE: 1AV3083B LOW-VOLTAGE MOTOR, IEC SQUIRREL-CAGE,SELF-VENTIL.,IP55 TEMP. CL. 155(F) ACC.TO 130(B) ALUMINIUM HOUSING PREMIUM EFFICIENCY IE3, 4POLE * FS80M * 0.75KW (50HZ) 0.86KW (60HZ) 3 AC 50HZ 230VD/400VY * 3 AC 60HZ 460VY IM B 3, without motor protection TERMINAL BOX AT TOP | 240 | TEM | 1 | LD | 14 | 1
1LE10030DB334AA4 | SIMOTICS GP MOTOR TYPE: 1AV3083B LOW-VOLTAGE MOTOR, IEC SQUIRREL-CAGE,SELF-VENTIL.,IP55 TEMP. CL. 155(F) ACC.TO 130(B) ALUMINIUM HOUSING PREMIUM EFFICIENCY IE3, 4POLE * FS80M * 0.75KW (50HZ) 0.86KW (60HZ) 3 AC 50HZ 400VD/690VY * 3 AC 60HZ 460VD IM B 3, without motor protection TERMINAL BOX AT TOP | 240 | TEM | 1 | LD | 14 | 1
1LE10030EB022AB4 | SIMOTICS GP MOTOR TYPE: 1AV3090B LOW-VOLTAGE MOTOR, IEC SQUIRREL-CAGE,SELF-VENTIL.,IP55 TEMP. CL. 155(F) ACC.TO 130(B) ALUMINIUM HOUSING PREMIUM EFFICIENCY IE3, 4POLE * FS90S * 1.1KW (50HZ) 1.27KW (60HZ) 3 AC 50HZ 230VD/400VY * 3 AC 60HZ 460VY IM B 3, 1 PTC thermistor for tripping (2 terminals) TERMINAL BOX AT TOP | 302 | TEM | 1 | LD | 16.001 | 1
1LE10030EB034AB4 | SIMOTICS GP MOTOR TYPE: 1AV3090B LOW-VOLTAGE MOTOR, IEC SQUIRREL-CAGE,SELF-VENTIL.,IP55 TEMP. CL. 155(F) ACC.TO 130(B) ALUMINIUM HOUSING PREMIUM EFFICIENCY IE3, 4POLE * FS90S * 1.1KW (50HZ) 1.27KW (60HZ) 3 AC 50HZ 400VD/690VY * 3 AC 60HZ 460VD IM B 3, 1 PTC thermistor for tripping (2 terminals) TERMINAL BOX AT TOP | 302 | TEM | 1 | LD | 16.001 | 1
1LE10030EB022AA4 | SIMOTICS GP MOTOR TYPE: 1AV3090B LOW-VOLTAGE MOTOR, IEC SQUIRREL-CAGE,SELF-VENTIL.,IP55 TEMP. CL. 155(F) ACC.TO 130(B) ALUMINIUM HOUSING PREMIUM EFFICIENCY IE3, 4POLE * FS90S * 1.1KW (50HZ) 1.27KW (60HZ) 3 AC 50HZ 230VD/400VY * 3 AC 60HZ 460VY IM B 3, without motor protection TERMINAL BOX AT TOP | 285 | TEM | 1 | LD | 16 | 1
1LE10030EB034AA4 | SIMOTICS GP MOTOR TYPE: 1AV3090B LOW-VOLTAGE MOTOR, IEC SQUIRREL-CAGE,SELF-VENTIL.,IP55 TEMP. CL. 155(F) ACC.TO 130(B) ALUMINIUM HOUSING PREMIUM EFFICIENCY IE3, 4POLE * FS90S * 1.1KW (50HZ) 1.27KW (60HZ) 3 AC 50HZ 400VD/690VY * 3 AC 60HZ 460VD IM B 3, without motor protection TERMINAL BOX AT TOP | 285 | TEM | 1 | LD | 16 | 1
1LE10030EB422AB4 | SIMOTICS GP MOTOR TYPE: 1AV3094B LOW-VOLTAGE MOTOR, IEC SQUIRREL-CAGE,SELF-VENTIL.,IP55 TEMP. CL. 155(F) ACC.TO 130(B) ALUMINIUM HOUSING PREMIUM EFFICIENCY IE3, 4POLE * FS90L * 1.5KW (50HZ) 1.75KW (60HZ) 3 AC 50HZ 230VD/400VY * 3 AC 60HZ 460VY IM B 3, 1 PTC thermistor for tripping (2 terminals) TERMINAL BOX AT TOP | 354 | TEM | 1 | LD | 19.001 | 1
1LE10030EB434AB4 | SIMOTICS GP MOTOR TYPE: 1AV3094B LOW-VOLTAGE MOTOR, IEC SQUIRREL-CAGE,SELF-VENTIL.,IP55 TEMP. CL. 155(F) ACC.TO 130(B) ALUMINIUM HOUSING PREMIUM EFFICIENCY IE3, 4POLE * FS90L * 1.5KW (50HZ) 1.75KW (60HZ) 3 AC 50HZ 400VD/690VY * 3 AC 60HZ 460VD IM B 3, 1 PTC thermistor for tripping (2 terminals) TERMINAL BOX AT TOP | 354 | TEM | 1 | LD | 0.02 | 1
1LE10030EB422AA4 | SIMOTICS GP MOTOR TYPE: 1AV3094B LOW-VOLTAGE MOTOR, IEC SQUIRREL-CAGE,SELF-VENTIL.,IP55 TEMP. CL. 155(F) ACC.TO 130(B) ALUMINIUM HOUSING PREMIUM EFFICIENCY IE3, 4POLE * FS90L * 1.5KW (50HZ) 1.75KW (60HZ) 3 AC 50HZ 230VD/400VY * 3 AC 60HZ 460VY IM B 3, without motor protection TERMINAL BOX AT TOP TERMINAL BOX AT TOP | 337 | TEM | 1 | LD | 0.019 | 1
1LE10030EB434AA4 | SIMOTICS GP MOTOR TYPE: 1AV3094B LOW-VOLTAGE MOTOR, IEC SQUIRREL-CAGE,SELF-VENTIL.,IP55 TEMP. CL. 155(F) ACC.TO 130(B) ALUMINIUM HOUSING PREMIUM EFFICIENCY IE3, 4POLE * FS90L * 1.5KW (50HZ) 1.75KW (60HZ) 3 AC 50HZ 400VD/690VY * 3 AC 60HZ 460VD IM B 3, without motor protection TERMINAL BOX AT TOP | 337 | TEM | 1 | LD | 0.019 | 1
1LE10031AB422AB4 | SIMOTICS GP MOTOR TYPE: 1AV3104B LOW-VOLTAGE MOTOR, IEC SQUIRREL-CAGE,SELF-VENTIL.,IP55 TEMP. CL. 155(F) ACC.TO 130(B) ALUMINIUM HOUSING PREMIUM EFFICIENCY IE3, 60HZ, P60: IE2 4POLE * FS100L * 2.2KW (50HZ) 2.55KW (60HZ) 3 AC 50HZ 230VD/400VY * 3 AC 60HZ 460VY IM B3 3 PTC thermistor for tripping (2 terminals) TERMINAL BOX AT TOP | 435 | TEM | 1 | LD | 0.03 | 1
1LE10031AB434AB4 | SIMOTICS GP MOTOR TYPE: 1AV3104B LOW-VOLTAGE MOTOR, IEC SQUIRREL-CAGE,SELF-VENTIL.,IP55 TEMP. CL. 155(F) ACC.TO 130(B) ALUMINIUM HOUSING PREMIUM EFFICIENCY IE3, 60HZ, P60: IE2 4POLE * FS100L * 2.2KW (50HZ) 2.55KW (60HZ) 3 AC 50HZ 400VD/690VY * 3 AC 60HZ 460VD IM B3 3 PTC thermistor for tripping (2 terminals) TERMINAL BOX AT TOP | 435 | TEM | 1 | LD | 0.03 | 1
1LE10031AB422AA4 | SIMOTICS GP MOTOR TYPE: 1AV3104B LOW-VOLTAGE MOTOR, IEC SQUIRREL-CAGE,SELF-VENTIL.,IP55 TEMP. CL. 155(F) ACC.TO 130(B) ALUMINIUM HOUSING PREMIUM EFFICIENCY IE3, 60HZ, P60: IE2 4POLE * FS100L * 2.2KW (50HZ) 2.55KW (60HZ) 3 AC 50HZ 230VD/400VY * 3 AC 60HZ 460VY IM B3 without motor protection TERMINAL BOX AT TOP | 389 | TEM | 1 | LD | 30 | 1
1LE10031AB434AA4 | SIMOTICS GP MOTOR TYPE: 1AV3104B LOW-VOLTAGE MOTOR, IEC SQUIRREL-CAGE,SELF-VENTIL.,IP55 TEMP. CL. 155(F) ACC.TO 130(B) ALUMINIUM HOUSING PREMIUM EFFICIENCY IE3, 60HZ, P60: IE2 4POLE * FS100L * 2.2KW (50HZ) 2.55KW (60HZ) 3 AC 50HZ 400VD/690VY * 3 AC 60HZ 460VD IM B3 without motor protection TERMINAL BOX AT TOP | 389 | TEM | 1 | LD | 30 | 1
1LE10031AB522AB4 | SIMOTICS GP MOTOR TYPE: 1AV3105B LOW-VOLTAGE MOTOR, IEC SQUIRREL-CAGE,SELF-VENTIL.,IP55 TEMP. CL. 155(F) ACC.TO 130(B) ALUMINIUM HOUSING PREMIUM EFFICIENCY IE3, 4POLE * FS100L * 3KW (50HZ) 3.45KW (60HZ) 3 AC 50HZ 230VD/400VY * 3 AC 60HZ 460VY IM B3 3 PTC thermistor for tripping (2 terminals) TERMINAL BOX AT TOP | 493 | TEM | 1 | LD | 30 | 1
1LE10031AB534AB4 | SIMOTICS GP MOTOR TYPE: 1AV3105B LOW-VOLTAGE MOTOR, IEC SQUIRREL-CAGE,SELF-VENTIL.,IP55 TEMP. CL. 155(F) ACC.TO 130(B) ALUMINIUM HOUSING PREMIUM EFFICIENCY IE3, 4POLE * FS100L * 3KW (50HZ) 3.45KW (60HZ) 3 AC 50HZ 400VD/690VY * 3 AC 60HZ 460VD IM B3 3 PTC thermistor for tripping (2 terminals) TERMINAL BOX AT TOP | 493 | TEM | 1 | LD | 30 | 1
1LE10031AB522AA4 | SIMOTICS GP MOTOR TYPE: 1AV3105B LOW-VOLTAGE MOTOR, IEC SQUIRREL-CAGE,SELF-VENTIL.,IP55 TEMP. CL. 155(F) ACC.TO 130(B) ALUMINIUM HOUSING PREMIUM EFFICIENCY IE3, 4POLE * FS100L * 3KW (50HZ) 3.45KW (60HZ) 3 AC 50HZ 230VD/400VY * 3 AC 60HZ 460VY IM B3 without motor protection TERMINAL BOX AT TOP | 447 | TEM | 1 | LD | 30 | 1
1LE10031AB534AA4 | SIMOTICS GP MOTOR TYPE: 1AV3105B LOW-VOLTAGE MOTOR, IEC SQUIRREL-CAGE,SELF-VENTIL.,IP55 TEMP. CL. 155(F) ACC.TO 130(B) ALUMINIUM HOUSING PREMIUM EFFICIENCY IE3, 4POLE * FS100L * 3KW (50HZ) 3.45KW (60HZ) 3 AC 50HZ 400VD/690VY * 3 AC 60HZ 460VD IM B3 without motor protection TERMINAL BOX AT TOP | 447 | TEM | 1 | LD | 30 | 1
1LE10031BB222AB4 | SIMOTICS GP MOTOR TYPE: 1AV3112B LOW-VOLTAGE MOTOR, IEC SQUIRREL-CAGE,SELF-VENTIL.,IP55 TEMP. CL. 155(F) ACC.TO 130(B) ALUMINIUM HOUSING PREMIUM EFFICIENCY IE3, 4POLE * FS112M * 4KW (50HZ) 4.55KW (60HZ) 3 AC 50HZ 230VD/400VY * 3 AC 60HZ 460VY IM B3 3 PTC thermistor for tripping (2 terminals) TERMINAL BOX AT TOP | 591 | TEM | 1 | LD | 34 | 1
1LE10031BB234AB4 | SIMOTICS GP MOTOR TYPE: 1AV3112B LOW-VOLTAGE MOTOR, IEC SQUIRREL-CAGE,SELF-VENTIL.,IP55 TEMP. CL. 155(F) ACC.TO 130(B) ALUMINIUM HOUSING PREMIUM EFFICIENCY IE3, 4POLE * FS112M * 4KW (50HZ) 4.55KW (60HZ) 3 AC 50HZ 400VD/690VY * 3 AC 60HZ 460VD IM B3 3 PTC thermistor for tripping (2 terminals) TERMINAL BOX AT TOP | 591 | TEM | 1 | LD | 34 | 1
1LE10031BB222AA4 | SIMOTICS GP MOTOR TYPE: 1AV3112B LOW-VOLTAGE MOTOR, IEC SQUIRREL-CAGE,SELF-VENTIL.,IP55 TEMP. CL. 155(F) ACC.TO 130(B) ALUMINIUM HOUSING PREMIUM EFFICIENCY IE3, 4POLE * FS112M * 4KW (50HZ) 4.55KW (60HZ) 3 AC 50HZ 230VD/400VY * 3 AC 60HZ 460VY IM B3 without motor protection TERMINAL BOX AT TOP | 545 | TEM | 1 | LD | 34 | 1
1LE10031BB234AA4 | SIMOTICS GP MOTOR TYPE: 1AV3112B LOW-VOLTAGE MOTOR, IEC SQUIRREL-CAGE,SELF-VENTIL.,IP55 TEMP. CL. 155(F) ACC.TO 130(B) ALUMINIUM HOUSING PREMIUM EFFICIENCY IE3, 4POLE * FS112M * 4KW (50HZ) 4.55KW (60HZ) 3 AC 50HZ 400VD/690VY * 3 AC 60HZ 460VD IM B3 without motor protection TERMINAL BOX AT TOP | 545 | TEM | 1 | LD | 34 | 1
1LE10031CB034AB4 | SIMOTICS GP MOTOR TYPE: 1AV3130B LOW-VOLTAGE MOTOR, IEC SQUIRREL-CAGE,SELF-VENTIL.,IP55 TEMP. CL. 155(F) ACC.TO 130(B) ALUMINIUM HOUSING PREMIUM EFFICIENCY IE3, 60HZ, P60: IE2 4POLE * FS132S * 5.5KW (50HZ) 6.3KW (60HZ) 3 AC 50HZ 400VD/690VY * 3 AC 60HZ 460VD IM B3 3 PTC thermistor for tripping (2 terminals) TERMINAL BOX AT TOP | 756 | TEM | 1 | LD | 64 | 1
1LE10031CB022AB4 | SIMOTICS GP MOTOR TYPE: 1AV3130B LOW-VOLTAGE MOTOR, IEC SQUIRREL-CAGE,SELF-VENTIL.,IP55 TEMP. CL. 155(F) ACC.TO 130(B) ALUMINIUM HOUSING PREMIUM EFFICIENCY IE3, 60HZ, P60: IE2 4POLE * FS132S * 5.5KW (50HZ) 6.3KW (60HZ) 3 AC 50HZ 230VD/400VY * 3 AC 60HZ 460VY IM B3 3 PTC thermistor for tripping (2 terminals) TERMINAL BOX AT TOP | 756 | TEM | 1 | LD | 64 | 1
1LE10031CB034AA4 | SIMOTICS GP MOTOR TYPE: 1AV3130B LOW-VOLTAGE MOTOR, IEC SQUIRREL-CAGE,SELF-VENTIL.,IP55 TEMP. CL. 155(F) ACC.TO 130(B) ALUMINIUM HOUSING PREMIUM EFFICIENCY IE3, 60HZ, P60: IE2 4POLE * FS132S * 5.5KW (50HZ) 6.3KW (60HZ) 3 AC 50HZ 400VD/690VY * 3 AC 60HZ 460VD IM B3 without motor protection TERMINAL BOX AT TOP | 687 | TEM | 1 | LD | 64 | 1
1LE10031CB022AA4 | SIMOTICS GP MOTOR TYPE: 1AV3130B LOW-VOLTAGE MOTOR, IEC SQUIRREL-CAGE,SELF-VENTIL.,IP55 TEMP. CL. 155(F) ACC.TO 130(B) ALUMINIUM HOUSING PREMIUM EFFICIENCY IE3, 60HZ, P60: IE2 4POLE * FS132S * 5.5KW (50HZ) 6.3KW (60HZ) 3 AC 50HZ 230VD/400VY * 3 AC 60HZ 460VY IM B3 without motor protection TERMINAL BOX AT TOP | 687 | TEM | 1 | LD | 64 | 1
1LE10031CB234AB4 | SIMOTICS GP MOTOR TYPE: 1AV3132B LOW-VOLTAGE MOTOR, IEC SQUIRREL-CAGE,SELF-VENTIL.,IP55 TEMP. CL. 155(F) ACC.TO 130(B) ALUMINIUM HOUSING PREMIUM EFFICIENCY IE3, 60HZ, P60: IE2 4POLE * FS132M * 7.5KW (50HZ) 8.6KW (60HZ) 3 AC 50HZ 400VD/690VY * 3 AC 60HZ 460VD IM B3 3 PTC thermistor for tripping (2 terminals) TERMINAL BOX AT TOP | 939 | TEM | 1 | LD | 64 | 1
1LE10031CB222AB4 | SIMOTICS GP MOTOR TYPE: 1AV3132B LOW-VOLTAGE MOTOR, IEC SQUIRREL-CAGE,SELF-VENTIL.,IP55 TEMP. CL. 155(F) ACC.TO 130(B) ALUMINIUM HOUSING PREMIUM EFFICIENCY IE3, 60HZ, P60: IE2 4POLE * FS132M * 7.5KW (50HZ) 8.6KW (60HZ) 3 AC 50HZ 230VD/400VY * 3 AC 60HZ 460VY IM B3 3 PTC thermistor for tripping (2 terminals) TERMINAL BOX AT TOP | 939 | TEM | 1 | LD | 64 | 1
1LE10031CB234AA4 | SIMOTICS GP MOTOR TYPE: 1AV3132B LOW-VOLTAGE MOTOR, IEC SQUIRREL-CAGE,SELF-VENTIL.,IP55 TEMP. CL. 155(F) ACC.TO 130(B) ALUMINIUM HOUSING PREMIUM EFFICIENCY IE3, 60HZ, P60: IE2 4POLE * FS132M * 7.5KW (50HZ) 8.6KW (60HZ) 3 AC 50HZ 400VD/690VY * 3 AC 60HZ 460VD IM B3 without motor protection TERMINAL BOX AT TOP | 869 | TEM | 1 | LD | 64 | 1
1LE10031CB222AA4 | SIMOTICS GP MOTOR TYPE: 1AV3132B LOW-VOLTAGE MOTOR, IEC SQUIRREL-CAGE,SELF-VENTIL.,IP55 TEMP. CL. 155(F) ACC.TO 130(B) ALUMINIUM HOUSING PREMIUM EFFICIENCY IE3, 60HZ, P60: IE2 4POLE * FS132M * 7.5KW (50HZ) 8.6KW (60HZ) 3 AC 50HZ 230VD/400VY * 3 AC 60HZ 460VY IM B3 without motor protection TERMINAL BOX AT TOP | 869 | TEM | 1 | LD | 64 | 1
1LE10031DB234AB4 | SIMOTICS GP MOTOR TYPE: 1AV3162B LOW-VOLTAGE MOTOR, IEC SQUIRREL-CAGE,SELF-VENTIL.,IP55 TEMP. CL. 155(F) ACC.TO 130(B) ALUMINIUM HOUSING PREMIUM EFFICIENCY IE3, 4POLE * FS160M * 11KW (50HZ) 12.6KW (60HZ) 3 AC 50HZ 400VD/690VY * 3 AC 60HZ 460VD IM B3 3 PTC thermistor for tripping (2 terminals) TERMINAL BOX AT TOP | 1207 | TEM | 1 | LD | 83 | 1
1LE10031DB222AB4 | SIMOTICS GP MOTOR TYPE: 1AV3162B LOW-VOLTAGE MOTOR, IEC SQUIRREL-CAGE,SELF-VENTIL.,IP55 TEMP. CL. 155(F) ACC.TO 130(B) ALUMINIUM HOUSING PREMIUM EFFICIENCY IE3, 4POLE * FS160M * 11KW (50HZ) 12.6KW (60HZ) 3 AC 50HZ 230VD/400VY * 3 AC 60HZ 460VY IM B3 3 PTC thermistor for tripping (2 terminals) TERMINAL BOX AT TOP | 1207 | TEM | 1 | LD | 83 | 1
1LE10031DB234AA4 | SIMOTICS GP MOTOR TYPE: 1AV3162B LOW-VOLTAGE MOTOR, IEC SQUIRREL-CAGE,SELF-VENTIL.,IP55 TEMP. CL. 155(F) ACC.TO 130(B) ALUMINIUM HOUSING PREMIUM EFFICIENCY IE3, 4POLE * FS160M * 11KW (50HZ) 12.6KW (60HZ) 3 AC 50HZ 400VD/690VY * 3 AC 60HZ 460VD IM B3 without motor protection TERMINAL BOX AT TOP | 1137 | TEM | 1 | LD | 83 | 1
1LE10031DB222AA4 | SIMOTICS GP MOTOR TYPE: 1AV3162B LOW-VOLTAGE MOTOR, IEC SQUIRREL-CAGE,SELF-VENTIL.,IP55 TEMP. CL. 155(F) ACC.TO 130(B) ALUMINIUM HOUSING PREMIUM EFFICIENCY IE3, 4POLE * FS160M * 11KW (50HZ) 12.6KW (60HZ) 3 AC 50HZ 230VD/400VY * 3 AC 60HZ 460VY IM B3 without motor protection TERMINAL BOX AT TOP | 1137 | TEM | 1 | LD | 83 | 1
1LE10031DB434AB4 | SIMOTICS GP MOTOR TYPE: 1AV3164B LOW-VOLTAGE MOTOR, IEC SQUIRREL-CAGE,SELF-VENTIL.,IP55 TEMP. CL. 155(F) ACC.TO 130(B) ALUMINIUM HOUSING PREMIUM EFFICIENCY IE3, 4POLE * FS160L * 15KW (50HZ) 17.3KW (60HZ) 3 AC 50HZ 400VD/690VY * 3 AC 60HZ 460VD IM B3 3 PTC thermistor for tripping (2 terminals) TERMINAL BOX AT TOP | 1548 | TEM | 1 | LD | 100 | 1
1LE10031DB422AB4 | SIMOTICS GP MOTOR TYPE: 1AV3164B LOW-VOLTAGE MOTOR, IEC SQUIRREL-CAGE,SELF-VENTIL.,IP55 TEMP. CL. 155(F) ACC.TO 130(B) ALUMINIUM HOUSING PREMIUM EFFICIENCY IE3, 4POLE * FS160L * 15KW (50HZ) 17.3KW (60HZ) 3 AC 50HZ 230VD/400VY * 3 AC 60HZ 460VY IM B3 3 PTC thermistor for tripping (2 terminals) TERMINAL BOX AT TOP | 1548 | TEM | 1 | LD | 100 | 1
1LE10031DB434AA4 | SIMOTICS GP MOTOR TYPE: 1AV3164B LOW-VOLTAGE MOTOR, IEC SQUIRREL-CAGE,SELF-VENTIL.,IP55 TEMP. CL. 155(F) ACC.TO 130(B) ALUMINIUM HOUSING PREMIUM EFFICIENCY IE3, 4POLE * FS160L * 15KW (50HZ) 17.3KW (60HZ) 3 AC 50HZ 400VD/690VY * 3 AC 60HZ 460VD IM B3 without motor protection TERMINAL BOX AT TOP | 1478 | TEM | 1 | LD | 100 | 1
1LE10031DB422AA4 | SIMOTICS GP MOTOR TYPE: 1AV3164B LOW-VOLTAGE MOTOR, IEC SQUIRREL-CAGE,SELF-VENTIL.,IP55 TEMP. CL. 155(F) ACC.TO 130(B) ALUMINIUM HOUSING PREMIUM EFFICIENCY IE3, 4POLE * FS160L * 15KW (50HZ) 17.3KW (60HZ) 3 AC 50HZ 230VD/400VY * 3 AC 60HZ 460VY IM B3 without motor protection TERMINAL BOX AT TOP | 1478 | TEM | 1 | LD | 100 | 1
1LE15031EB234AB4 | SIMOTICS SD MOTOR TYPE: 1CV3182B LOW-VOLTAGE MOTOR, IEC SQUIRREL-CAGE,SELF-VENTIL.,IP55 TEMP. CL. 155(F) ACC.TO 130(B) CAST-IRON HOUSING BASIC LINE PREMIUM EFFICIENCY IE3, 4POLE * FS180M * 18.5KW (50HZ) 21.3KW (60HZ) 3 AC 50HZ 400VD/690VY * 3 AC 60HZ 460VD IM B 3, 3 PTC thermistor for tripping (2 terminals) TERMINAL BOX AT TOP | 1838 | TEM | 1 | LD | 165 | 1
1LE15031EB222AB4 | SIMOTICS SD MOTOR TYPE: 1CV3182B LOW-VOLTAGE MOTOR, IEC SQUIRREL-CAGE,SELF-VENTIL.,IP55 TEMP. CL. 155(F) ACC.TO 130(B) CAST-IRON HOUSING BASIC LINE PREMIUM EFFICIENCY IE3, 4POLE * FS180M * 18.5KW (50HZ) 21.3KW (60HZ) 3 AC 50HZ 230VD/400VY * 3 AC 60HZ 460VY IM B 3, 3 PTC thermistor for tripping (2 terminals) TERMINAL BOX AT TOP | 1838 | TEM | 1 | LD | 165 | 1
1LE15031EB234AA4 | SIMOTICS SD MOTOR TYPE: 1CV3182B LOW-VOLTAGE MOTOR, IEC SQUIRREL-CAGE,SELF-VENTIL.,IP55 TEMP. CL. 155(F) ACC.TO 130(B) CAST-IRON HOUSING BASIC LINE PREMIUM EFFICIENCY IE3, 4POLE * FS180M * 18.5KW (50HZ) 21.3KW (60HZ) 3 AC 50HZ 400VD/690VY * 3 AC 60HZ 460VD IM B 3, without motor protection TERMINAL BOX AT TOP | 1746 | TEM | 1 | LD | 165 | 1
1LE15031EB222AA4 | SIMOTICS SD MOTOR TYPE: 1CV3182B LOW-VOLTAGE MOTOR, IEC SQUIRREL-CAGE,SELF-VENTIL.,IP55 TEMP. CL. 155(F) ACC.TO 130(B) CAST-IRON HOUSING BASIC LINE PREMIUM EFFICIENCY IE3, 4POLE * FS180M * 18.5KW (50HZ) 21.3KW (60HZ) 3 AC 50HZ 230VD/400VY * 3 AC 60HZ 460VY IM B 3, without motor protection TERMINAL BOX AT TOP | 1746 | TEM | 1 | LD | 165 | 1
1LE15031EB434AB4 | SIMOTICS SD MOTOR TYPE: 1CV3184B LOW-VOLTAGE MOTOR, IEC SQUIRREL-CAGE,SELF-VENTIL.,IP55 TEMP. CL. 155(F) ACC.TO 130(B) CAST-IRON HOUSING BASIC LINE PREMIUM EFFICIENCY IE3, 4POLE * FS180L * 22KW (50HZ) 25.3KW (60HZ) 3 AC 50HZ 400VD/690VY * 3 AC 60HZ 460VD IM B 3, 3 PTC thermistor for tripping (2 terminals) TERMINAL BOX AT TOP | 2123 | TEM | 1 | LD | 170 | 1
1LE15031EB422AB4 | SIMOTICS SD MOTOR TYPE: 1CV3184B LOW-VOLTAGE MOTOR, IEC SQUIRREL-CAGE,SELF-VENTIL.,IP55 TEMP. CL. 155(F) ACC.TO 130(B) CAST-IRON HOUSING BASIC LINE PREMIUM EFFICIENCY IE3, 4POLE * FS180L * 22KW (50HZ) 25.3KW (60HZ) 3 AC 50HZ 230VD/400VY * 3 AC 60HZ 460VY IM B 3, 3 PTC thermistor for tripping (2 terminals) TERMINAL BOX AT TOP | 2123 | TEM | 1 | LD | 170 | 1
1LE15031EB434AA4 | SIMOTICS SD MOTOR TYPE: 1CV3184B LOW-VOLTAGE MOTOR, IEC SQUIRREL-CAGE,SELF-VENTIL.,IP55 TEMP. CL. 155(F) ACC.TO 130(B) CAST-IRON HOUSING BASIC LINE PREMIUM EFFICIENCY IE3, 4POLE * FS180L * 22KW (50HZ) 25.3KW (60HZ) 3 AC 50HZ 400VD/690VY * 3 AC 60HZ 460VD IM B 3, without motor protection TERMINAL BOX AT TOP | 2030 | TEM | 1 | LD | 170 | 1
1LE15031EB422AA4 | SIMOTICS SD MOTOR TYPE: 1CV3184B LOW-VOLTAGE MOTOR, IEC SQUIRREL-CAGE,SELF-VENTIL.,IP55 TEMP. CL. 155(F) ACC.TO 130(B) CAST-IRON HOUSING BASIC LINE PREMIUM EFFICIENCY IE3, 4POLE * FS180L * 22KW (50HZ) 25.3KW (60HZ) 3 AC 50HZ 230VD/400VY * 3 AC 60HZ 460VY IM B 3, without motor protection TERMINAL BOX AT TOP | 2030 | TEM | 1 | LD | 170 | 1
1LE15032AB534AB4 | SIMOTICS SD MOTOR TYPE: 1CV3205B LOW-VOLTAGE MOTOR, IEC SQUIRREL-CAGE,SELF-VENTIL.,IP55 TEMP. CL. 155(F) ACC.TO 130(B) CAST-IRON HOUSING BASIC LINE PREMIUM EFFICIENCY IE3, 60HZ, P60: IE2 4POLE * FS200L * 30KW (50HZ) 34.5KW (60HZ) 3 AC 50HZ 400VD/690VY * 3 AC 60HZ 460VD IM B 3, 3 PTC thermistor for tripping (2 terminals) TERMINAL BOX AT TOP | 2728 | TEM | 1 | LD | 240 | 1
1LE15032AB522AB4 | SIMOTICS SD MOTOR TYPE: 1CV3205B LOW-VOLTAGE MOTOR, IEC SQUIRREL-CAGE,SELF-VENTIL.,IP55 TEMP. CL. 155(F) ACC.TO 130(B) CAST-IRON HOUSING BASIC LINE PREMIUM EFFICIENCY IE3, 60HZ, P60: IE2 4POLE * FS200L * 30KW (50HZ) 34.5KW (60HZ) 3 AC 50HZ 230VD/400VY * 3 AC 60HZ 460VY IM B 3, 3 PTC thermistor for tripping (2 terminals) TERMINAL BOX AT TOP | 2728 | TEM | 1 | LD | 240 | 1
1LE15032AB534AA4 | SIMOTICS SD MOTOR TYPE: 1CV3205B LOW-VOLTAGE MOTOR, IEC SQUIRREL-CAGE,SELF-VENTIL.,IP55 TEMP. CL. 155(F) ACC.TO 130(B) CAST-IRON HOUSING BASIC LINE PREMIUM EFFICIENCY IE3, 60HZ, P60: IE2 4POLE * FS200L * 30KW (50HZ) 34.5KW (60HZ) 3 AC 50HZ 400VD/690VY * 3 AC 60HZ 460VD IM B 3, without motor protection TERMINAL BOX AT TOP | 2635 | TEM | 1 | LD | 240 | 1
1LE15032AB522AA4 | SIMOTICS SD MOTOR TYPE: 1CV3205B LOW-VOLTAGE MOTOR, IEC SQUIRREL-CAGE,SELF-VENTIL.,IP55 TEMP. CL. 155(F) ACC.TO 130(B) CAST-IRON HOUSING BASIC LINE PREMIUM EFFICIENCY IE3, 60HZ, P60: IE2 4POLE * FS200L * 30KW (50HZ) 34.5KW (60HZ) 3 AC 50HZ 230VD/400VY * 3 AC 60HZ 460VY IM B 3, without motor protection TERMINAL BOX AT TOP | 2635 | TEM | 1 | LD | 240 | 1
1LE15032BB034AB4 | SIMOTICS SD MOTOR TYPE: 1CV3220B LOW-VOLTAGE MOTOR, IEC SQUIRREL-CAGE,SELF-VENTIL.,IP55 TEMP. CL. 155(F) ACC.TO 130(B) CAST-IRON HOUSING BASIC LINE PREMIUM EFFICIENCY IE3, 60HZ, P60: IE2 4POLE * FS225S * 37KW (50HZ) 42.5KW (60HZ) 3 AC 50HZ 400VD/690VY * 3 AC 60HZ 460VD IM B 3, 3 PTC thermistor for tripping (2 terminals) TERMINAL BOX AT TOP | 3248 | TEM | 1 | LD | 285 | 1
1LE15032BB022AB4 | SIMOTICS SD MOTOR TYPE: 1CV3220B LOW-VOLTAGE MOTOR, IEC SQUIRREL-CAGE,SELF-VENTIL.,IP55 TEMP. CL. 155(F) ACC.TO 130(B) CAST-IRON HOUSING BASIC LINE PREMIUM EFFICIENCY IE3, 60HZ, P60: IE2 4POLE * FS225S * 37KW (50HZ) 42.5KW (60HZ) 3 AC 50HZ 230VD/400VY * 3 AC 60HZ 460VY IM B 3, 3 PTC thermistor for tripping (2 terminals) TERMINAL BOX AT TOP | 3248 | TEM | 1 | LD | 285 | 1
1LE15032BB034AA4 | SIMOTICS SD MOTOR TYPE: 1CV3220B LOW-VOLTAGE MOTOR, IEC SQUIRREL-CAGE,SELF-VENTIL.,IP55 TEMP. CL. 155(F) ACC.TO 130(B) CAST-IRON HOUSING BASIC LINE PREMIUM EFFICIENCY IE3, 60HZ, P60: IE2 4POLE * FS225S * 37KW (50HZ) 42.5KW (60HZ) 3 AC 50HZ 400VD/690VY * 3 AC 60HZ 460VD IM B 3, without motor protection TERMINAL BOX AT TOP | 3123 | TEM | 1 | LD | 285 | 1
1LE15032BB022AA4 | SIMOTICS SD MOTOR TYPE: 1CV3220B LOW-VOLTAGE MOTOR, IEC SQUIRREL-CAGE,SELF-VENTIL.,IP55 TEMP. CL. 155(F) ACC.TO 130(B) CAST-IRON HOUSING BASIC LINE PREMIUM EFFICIENCY IE3, 60HZ, P60: IE2 4POLE * FS225S * 37KW (50HZ) 42.5KW (60HZ) 3 AC 50HZ 230VD/400VY * 3 AC 60HZ 460VY IM B 3, without motor protection TERMINAL BOX AT TOP | 3123 | TEM | 1 | LD | 285 | 1
1LE15032BB234AB4 | SIMOTICS SD MOTOR TYPE: 1CV3222B LOW-VOLTAGE MOTOR, IEC SQUIRREL-CAGE,SELF-VENTIL.,IP55 TEMP. CL. 155(F) ACC.TO 130(B) CAST-IRON HOUSING BASIC LINE PREMIUM EFFICIENCY IE3, 60HZ, P60: IE2 4POLE * FS225M * 45KW (50HZ) 52KW (60HZ) 3 AC 50HZ 400VD/690VY * 3 AC 60HZ 460VD IM B 3, 3 PTC thermistor for tripping (2 terminals) TERMINAL BOX AT TOP | 3805 | TEM | 1 | LD | 320 | 1
1LE15032BB222AB4 | SIMOTICS SD MOTOR TYPE: 1CV3222B LOW-VOLTAGE MOTOR, IEC SQUIRREL-CAGE,SELF-VENTIL.,IP55 TEMP. CL. 155(F) ACC.TO 130(B) CAST-IRON HOUSING BASIC LINE PREMIUM EFFICIENCY IE3, 60HZ, P60: IE2 4POLE * FS225M * 45KW (50HZ) 52KW (60HZ) 3 AC 50HZ 230VD/400VY * 3 AC 60HZ 460VY IM B 3, 3 PTC thermistor for tripping (2 terminals) TERMINAL BOX AT TOP | 3805 | TEM | 1 | LD | 320 | 1
1LE15032BB234AA4 | SIMOTICS SD MOTOR TYPE: 1CV3222B LOW-VOLTAGE MOTOR, IEC SQUIRREL-CAGE,SELF-VENTIL.,IP55 TEMP. CL. 155(F) ACC.TO 130(B) CAST-IRON HOUSING BASIC LINE PREMIUM EFFICIENCY IE3, 60HZ, P60: IE2 4POLE * FS225M * 45KW (50HZ) 52KW (60HZ) 3 AC 50HZ 400VD/690VY * 3 AC 60HZ 460VD IM B 3, without motor protection TERMINAL BOX AT TOP | 3679 | TEM | 1 | LD | 320 | 1
1LE15032BB222AA4 | SIMOTICS SD MOTOR TYPE: 1CV3222B LOW-VOLTAGE MOTOR, IEC SQUIRREL-CAGE,SELF-VENTIL.,IP55 TEMP. CL. 155(F) ACC.TO 130(B) CAST-IRON HOUSING BASIC LINE PREMIUM EFFICIENCY IE3, 60HZ, P60: IE2 4POLE * FS225M * 45KW (50HZ) 52KW (60HZ) 3 AC 50HZ 230VD/400VY * 3 AC 60HZ 460VY IM B 3, without motor protection TERMINAL BOX AT TOP | 3679 | TEM | 1 | LD | 320 | 1
1LE15032CB234AB4 | SIMOTICS SD MOTOR TYPE: 1CV3252B LOW-VOLTAGE MOTOR, IEC SQUIRREL-CAGE,SELF-VENTIL.,IP55 TEMP. CL. 155(F) ACC.TO 130(B) CAST-IRON HOUSING BASIC LINE PREMIUM EFFICIENCY IE3, 60HZ, P60: IE2 4POLE * FS250M * 55KW (50HZ) 63KW (60HZ) 3 AC 50HZ 400VD/690VY * 3 AC 60HZ 460VD IM B 3, 3 PTC thermistor for tripping (2 terminals) TERMINAL BOX AT TOP | 4592 | TEM | 1 | LD | 420 | 1
1LE15032CB222AB4 | SIMOTICS SD MOTOR TYPE: 1CV3252B LOW-VOLTAGE MOTOR, IEC SQUIRREL-CAGE,SELF-VENTIL.,IP55 TEMP. CL. 155(F) ACC.TO 130(B) CAST-IRON HOUSING BASIC LINE PREMIUM EFFICIENCY IE3, 60HZ, P60: IE2 4POLE * FS250M * 55KW (50HZ) 63KW (60HZ) 3 AC 50HZ 230VD/400VY * 3 AC 60HZ 460VY IM B 3, 3 PTC thermistor for tripping (2 terminals) TERMINAL BOX AT TOP | 4592 | TEM | 1 | LD | 420 | 1
1LE15032CB234AA4 | SIMOTICS SD MOTOR TYPE: 1CV3252B LOW-VOLTAGE MOTOR, IEC SQUIRREL-CAGE,SELF-VENTIL.,IP55 TEMP. CL. 155(F) ACC.TO 130(B) CAST-IRON HOUSING BASIC LINE PREMIUM EFFICIENCY IE3, 60HZ, P60: IE2 4POLE * FS250M * 55KW (50HZ) 63KW (60HZ) 3 AC 50HZ 400VD/690VY * 3 AC 60HZ 460VD IM B 3, without motor protection TERMINAL BOX AT TOP | 4466 | TEM | 1 | LD | 420 | 1
1LE15032CB222AA4 | SIMOTICS SD MOTOR TYPE: 1CV3252B LOW-VOLTAGE MOTOR, IEC SQUIRREL-CAGE,SELF-VENTIL.,IP55 TEMP. CL. 155(F) ACC.TO 130(B) CAST-IRON HOUSING BASIC LINE PREMIUM EFFICIENCY IE3, 60HZ, P60: IE2 4POLE * FS250M * 55KW (50HZ) 63KW (60HZ) 3 AC 50HZ 230VD/400VY * 3 AC 60HZ 460VY IM B 3, without motor protection TERMINAL BOX AT TOP | 4466 | TEM | 1 | LD | 420 | 1
1LE15032DB034AB4 | SIMOTICS SD MOTOR TYPE: 1CV3280B LOW-VOLTAGE MOTOR, IEC SQUIRREL-CAGE,SELF-VENTIL.,IP55 TEMP. CL. 155(F) ACC.TO 130(B) CAST-IRON HOUSING BASIC LINE PREMIUM EFFICIENCY IE3, 60HZ, P60: IE2 4POLE * FS280S * 75KW (50HZ) 86KW (60HZ) 3 AC 50HZ 400VD/690VY * 3 AC 60HZ 460VD IM B 3, 3 PTC thermistor for tripping (2 terminals) TERMINAL BOX AT TOP | 6085 | TEM | 1 | LD | 570 | 1
1LE15032DB022AB4 | SIMOTICS SD MOTOR TYPE: 1CV3280B LOW-VOLTAGE MOTOR, IEC SQUIRREL-CAGE,SELF-VENTIL.,IP55 TEMP. CL. 155(F) ACC.TO 130(B) CAST-IRON HOUSING BASIC LINE PREMIUM EFFICIENCY IE3, 60HZ, P60: IE2 4POLE * FS280S * 75KW (50HZ) 86KW (60HZ) 3 AC 50HZ 230VD/400VY * 3 AC 60HZ 460VY IM B 3, 3 PTC thermistor for tripping (2 terminals) TERMINAL BOX AT TOP | 6085 | TEM | 1 | LD | 570 | 1
1LE15032DB034AA4 | SIMOTICS SD MOTOR TYPE: 1CV3280B LOW-VOLTAGE MOTOR, IEC SQUIRREL-CAGE,SELF-VENTIL.,IP55 TEMP. CL. 155(F) ACC.TO 130(B) CAST-IRON HOUSING BASIC LINE PREMIUM EFFICIENCY IE3, 60HZ, P60: IE2 4POLE * FS280S * 75KW (50HZ) 86KW (60HZ) 3 AC 50HZ 400VD/690VY * 3 AC 60HZ 460VD IM B 3, without motor protection TERMINAL BOX AT TOP | 5928 | TEM | 1 | LD | 570 | 1
1LE15032DB022AA4 | SIMOTICS SD MOTOR TYPE: 1CV3280B LOW-VOLTAGE MOTOR, IEC SQUIRREL-CAGE,SELF-VENTIL.,IP55 TEMP. CL. 155(F) ACC.TO 130(B) CAST-IRON HOUSING BASIC LINE PREMIUM EFFICIENCY IE3, 60HZ, P60: IE2 4POLE * FS280S * 75KW (50HZ) 86KW (60HZ) 3 AC 50HZ 230VD/400VY * 3 AC 60HZ 460VY IM B 3, without motor protection TERMINAL BOX AT TOP | 5928 | TEM | 1 | LD | 570 | 1
1LE15032DB234AB4 | SIMOTICS SD MOTOR TYPE: 1CV3282B LOW-VOLTAGE MOTOR, IEC SQUIRREL-CAGE,SELF-VENTIL.,IP55 TEMP. CL. 155(F) ACC.TO 130(B) CAST-IRON HOUSING BASIC LINE PREMIUM EFFICIENCY IE3, 60HZ, P60: IE2 4POLE * FS280M * 90KW (50HZ) 104KW (60HZ) 3 AC 50HZ 400VD/690VY * 3 AC 60HZ 460VD IM B 3, 3 PTC thermistor for tripping (2 terminals) TERMINAL BOX AT TOP | 7140 | TEM | 1 | LD | 670 | 1
1LE15032DB222AB4 | SIMOTICS SD MOTOR TYPE: 1CV3282B LOW-VOLTAGE MOTOR, IEC SQUIRREL-CAGE,SELF-VENTIL.,IP55 TEMP. CL. 155(F) ACC.TO 130(B) CAST-IRON HOUSING BASIC LINE PREMIUM EFFICIENCY IE3, 60HZ, P60: IE2 4POLE * FS280M * 90KW (50HZ) 104KW (60HZ) 3 AC 50HZ 230VD/400VY * 3 AC 60HZ 460VY IM B 3, 3 PTC thermistor for tripping (2 terminals) TERMINAL BOX AT TOP | 7140 | TEM | 1 | LD | 670 | 1
1LE15032DB234AA4 | SIMOTICS SD MOTOR TYPE: 1CV3282B LOW-VOLTAGE MOTOR, IEC SQUIRREL-CAGE,SELF-VENTIL.,IP55 TEMP. CL. 155(F) ACC.TO 130(B) CAST-IRON HOUSING BASIC LINE PREMIUM EFFICIENCY IE3, 60HZ, P60: IE2 4POLE * FS280M * 90KW (50HZ) 104KW (60HZ) 3 AC 50HZ 400VD/690VY * 3 AC 60HZ 460VD IM B 3, without motor protection TERMINAL BOX AT TOP | 6984 | TEM | 1 | LD | 670 | 1
1LE15032DB222AA4 | SIMOTICS SD MOTOR TYPE: 1CV3282B LOW-VOLTAGE MOTOR, IEC SQUIRREL-CAGE,SELF-VENTIL.,IP55 TEMP. CL. 155(F) ACC.TO 130(B) CAST-IRON HOUSING BASIC LINE PREMIUM EFFICIENCY IE3, 60HZ, P60: IE2 4POLE * FS280M * 90KW (50HZ) 104KW (60HZ) 3 AC 50HZ 230VD/400VY * 3 AC 60HZ 460VY IM B 3, without motor protection TERMINAL BOX AT TOP | 6984 | TEM | 1 | LD | 670 | 1
1LE15033AB034AB4 | SIMOTICS SD MOTOR TYPE: 1CV3310B LOW-VOLTAGE MOTOR, IEC SQUIRREL-CAGE,SELF-VENTIL.,IP55 TEMP. CL. 155(F) ACC.TO 130(B) CAST-IRON HOUSING BASIC LINE PREMIUM EFFICIENCY IE3, 4POLE * FS315S * 110KW (50HZ) 127KW (60HZ) 3 AC 50HZ 400VD/690VY * 3 AC 60HZ 460VD IM B 3, 3 PTC thermistor for tripping (2 terminals) TERMINAL BOX AT TOP | 8846 | TEM | 1 | LD | 760 | 1
1LE15033AB022AB4 | SIMOTICS SD MOTOR TYPE: 1CV3310B LOW-VOLTAGE MOTOR, IEC SQUIRREL-CAGE,SELF-VENTIL.,IP55 TEMP. CL. 155(F) ACC.TO 130(B) CAST-IRON HOUSING BASIC LINE PREMIUM EFFICIENCY IE3, 4POLE * FS315S * 110KW (50HZ) 127KW (60HZ) 3 AC 50HZ 230VD/400VY * 3 AC 60HZ 460VY IM B 3, 3 PTC thermistor for tripping (2 terminals) TERMINAL BOX AT TOP | 8846 | TEM | 1 | LD | 760 | 1
1LE15033AB034AA4 | SIMOTICS SD MOTOR TYPE: 1CV3310B LOW-VOLTAGE MOTOR, IEC SQUIRREL-CAGE,SELF-VENTIL.,IP55 TEMP. CL. 155(F) ACC.TO 130(B) CAST-IRON HOUSING BASIC LINE PREMIUM EFFICIENCY IE3, 4POLE * FS315S * 110KW (50HZ) 127KW (60HZ) 3 AC 50HZ 400VD/690VY * 3 AC 60HZ 460VD IM B 3, without motor protection TERMINAL BOX AT TOP | 8689 | TEM | 1 | LD | 760 | 1
1LE15033AB022AA4 | SIMOTICS SD MOTOR TYPE: 1CV3310B LOW-VOLTAGE MOTOR, IEC SQUIRREL-CAGE,SELF-VENTIL.,IP55 TEMP. CL. 155(F) ACC.TO 130(B) CAST-IRON HOUSING BASIC LINE PREMIUM EFFICIENCY IE3, 4POLE * FS315S * 110KW (50HZ) 127KW (60HZ) 3 AC 50HZ 230VD/400VY * 3 AC 60HZ 460VY IM B 3, without motor protection TERMINAL BOX AT TOP | 8689 | TEM | 1 | LD | 760 | 1
1LE15033AB234AB4 | SIMOTICS SD MOTOR TYPE: 1CV3312B LOW-VOLTAGE MOTOR, IEC SQUIRREL-CAGE,SELF-VENTIL.,IP55 TEMP. CL. 155(F) ACC.TO 130(B) CAST-IRON HOUSING BASIC LINE PREMIUM EFFICIENCY IE3, 4POLE * FS315M * 132KW (50HZ) 152KW (60HZ) 3 AC 50HZ 400VD/690VY * 3 AC 60HZ 460VD IM B 3, 3 PTC thermistor for tripping (2 terminals) TERMINAL BOX AT TOP | 10470 | TEM | 1 | LD | 960 | 1
1LE15033AB222AB4 | SIMOTICS SD MOTOR TYPE: 1CV3312B LOW-VOLTAGE MOTOR, IEC SQUIRREL-CAGE,SELF-VENTIL.,IP55 TEMP. CL. 155(F) ACC.TO 130(B) CAST-IRON HOUSING BASIC LINE PREMIUM EFFICIENCY IE3, 4POLE * FS315M * 132KW (50HZ) 152KW (60HZ) 3 AC 50HZ 230VD/400VY * 3 AC 60HZ 460VY IM B 3, 3 PTC thermistor for tripping (2 terminals) TERMINAL BOX AT TOP | 10470 | TEM | 1 | LD | 960 | 1
1LE15033AB234AA4 | SIMOTICS SD MOTOR TYPE: 1CV3312B LOW-VOLTAGE MOTOR, IEC SQUIRREL-CAGE,SELF-VENTIL.,IP55 TEMP. CL. 155(F) ACC.TO 130(B) CAST-IRON HOUSING BASIC LINE PREMIUM EFFICIENCY IE3, 4POLE * FS315M * 132KW (50HZ) 152KW (60HZ) 3 AC 50HZ 400VD/690VY * 3 AC 60HZ 460VD IM B 3, without motor protection TERMINAL BOX AT TOP | 10313 | TEM | 1 | LD | 960 | 1
1LE15033AB222AA4 | SIMOTICS SD MOTOR TYPE: 1CV3312B LOW-VOLTAGE MOTOR, IEC SQUIRREL-CAGE,SELF-VENTIL.,IP55 TEMP. CL. 155(F) ACC.TO 130(B) CAST-IRON HOUSING BASIC LINE PREMIUM EFFICIENCY IE3, 4POLE * FS315M * 132KW (50HZ) 152KW (60HZ) 3 AC 50HZ 230VD/400VY * 3 AC 60HZ 460VY IM B 3, without motor protection TERMINAL BOX AT TOP | 10313 | TEM | 1 | LD | 960 | 1
1LE15033AB434AB4 | SIMOTICS SD MOTOR TYPE: 1CV3314B LOW-VOLTAGE MOTOR, IEC SQUIRREL-CAGE,SELF-VENTIL.,IP55 TEMP. CL. 155(F) ACC.TO 130(B) CAST-IRON HOUSING BASIC LINE PREMIUM EFFICIENCY IE3, 4POLE * FS315L * 160KW (50HZ) 184KW (60HZ) 3 AC 50HZ 400VD/690VY * 3 AC 60HZ 460VD IM B 3, 3 PTC thermistor for tripping (2 terminals) TERMINAL BOX AT TOP | 12621 | TEM | 1 | LD | 990 | 1
1LE15033AB422AB4 | SIMOTICS SD MOTOR TYPE: 1CV3314B LOW-VOLTAGE MOTOR, IEC SQUIRREL-CAGE,SELF-VENTIL.,IP55 TEMP. CL. 155(F) ACC.TO 130(B) CAST-IRON HOUSING BASIC LINE PREMIUM EFFICIENCY IE3, 4POLE * FS315L * 160KW (50HZ) 184KW (60HZ) 3 AC 50HZ 230VD/400VY * 3 AC 60HZ 460VY IM B 3, 3 PTC thermistor for tripping (2 terminals) TERMINAL BOX AT TOP | 12621 | TEM | 1 | LD | 990 | 1
1LE15033AB434AA4 | SIMOTICS SD MOTOR TYPE: 1CV3314B LOW-VOLTAGE MOTOR, IEC SQUIRREL-CAGE,SELF-VENTIL.,IP55 TEMP. CL. 155(F) ACC.TO 130(B) CAST-IRON HOUSING BASIC LINE PREMIUM EFFICIENCY IE3, 4POLE * FS315L * 160KW (50HZ) 184KW (60HZ) 3 AC 50HZ 400VD/690VY * 3 AC 60HZ 460VD IM B 3, without motor protection TERMINAL BOX AT TOP | 12465 | TEM | 1 | LD | 990 | 1
1LE15033AB422AA4 | SIMOTICS SD MOTOR TYPE: 1CV3314B LOW-VOLTAGE MOTOR, IEC SQUIRREL-CAGE,SELF-VENTIL.,IP55 TEMP. CL. 155(F) ACC.TO 130(B) CAST-IRON HOUSING BASIC LINE PREMIUM EFFICIENCY IE3, 4POLE * FS315L * 160KW (50HZ) 184KW (60HZ) 3 AC 50HZ 230VD/400VY * 3 AC 60HZ 460VY IM B 3, without motor protection TERMINAL BOX AT TOP | 12465 | TEM | 1 | LD | 990 | 1
1LE15033AB534AB4 | SIMOTICS SD MOTOR TYPE: 1CV3315B LOW-VOLTAGE MOTOR, IEC SQUIRREL-CAGE,SELF-VENTIL.,IP55 TEMP. CL. 155(F) ACC.TO 130(B) CAST-IRON HOUSING BASIC LINE PREMIUM EFFICIENCY IE3, 60HZ, P60: IE2 4POLE * FS315L * 200KW (50HZ) 230KW (60HZ) 3 AC 50HZ 400VD/690VY * 3 AC 60HZ 460VD IM B 3, 3 PTC thermistor for tripping (2 terminals) TERMINAL BOX AT TOP | 15666 | TEM | 1 | LD | 1190 | 1
1LE15033AB522AB4 | SIMOTICS SD MOTOR TYPE: 1CV3315B LOW-VOLTAGE MOTOR, IEC SQUIRREL-CAGE,SELF-VENTIL.,IP55 TEMP. CL. 155(F) ACC.TO 130(B) CAST-IRON HOUSING BASIC LINE PREMIUM EFFICIENCY IE3, 60HZ, P60: IE2 4POLE * FS315L * 200KW (50HZ) 230KW (60HZ) 3 AC 50HZ 230VD/400VY * 3 AC 60HZ 460VY IM B 3, 3 PTC thermistor for tripping (2 terminals) TERMINAL BOX AT TOP | 15666 | TEM | 1 | LD | 1190 | 1
1LE15033AB534AA4 | SIMOTICS SD MOTOR TYPE: 1CV3315B LOW-VOLTAGE MOTOR, IEC SQUIRREL-CAGE,SELF-VENTIL.,IP55 TEMP. CL. 155(F) ACC.TO 130(B) CAST-IRON HOUSING BASIC LINE PREMIUM EFFICIENCY IE3, 60HZ, P60: IE2 4POLE * FS315L * 200KW (50HZ) 230KW (60HZ) 3 AC 50HZ 400VD/690VY * 3 AC 60HZ 460VD IM B 3, without motor protection TERMINAL BOX AT TOP | 15510 | TEM | 1 | LD | 1190 | 1
1LE15033AB522AA4 | SIMOTICS SD MOTOR TYPE: 1CV3315B LOW-VOLTAGE MOTOR, IEC SQUIRREL-CAGE,SELF-VENTIL.,IP55 TEMP. CL. 155(F) ACC.TO 130(B) CAST-IRON HOUSING BASIC LINE PREMIUM EFFICIENCY IE3, 60HZ, P60: IE2 4POLE * FS315L * 200KW (50HZ) 230KW (60HZ) 3 AC 50HZ 230VD/400VY * 3 AC 60HZ 460VY IM B 3, without motor protection TERMINAL BOX AT TOP | 15510 | TEM | 1 | LD | 1190 | 1
1LE10030EC022AB4 | SIMOTICS GP MOTOR TYPE: 1AV3090C LOW-VOLTAGE MOTOR, IEC SQUIRREL-CAGE,SELF-VENTIL.,IP55 TEMP. CL. 155(F) ACC.TO 130(B) ALUMINIUM HOUSING PREMIUM EFFICIENCY IE3, 6POLE * FS90S * 0.75KW (50HZ) 0.86KW (60HZ) 3 AC 50HZ 230VD/400VY * 3 AC 60HZ 460VY IM B 3, 1 PTC thermistor for tripping (2 terminals) TERMINAL BOX AT TOP | 296 | TEM | 1 | LD | 16.001 | 1
1LE10030EC034AB4 | SIMOTICS GP MOTOR TYPE: 1AV3090C LOW-VOLTAGE MOTOR, IEC SQUIRREL-CAGE,SELF-VENTIL.,IP55 TEMP. CL. 155(F) ACC.TO 130(B) ALUMINIUM HOUSING PREMIUM EFFICIENCY IE3, 6POLE * FS90S * 0.75KW (50HZ) 0.86KW (60HZ) 3 AC 50HZ 400VD/690VY * 3 AC 60HZ 460VD IM B 3, 1 PTC thermistor for tripping (2 terminals) TERMINAL BOX AT TOP | 296 | TEM | 1 | LD | 16.001 | 1
1LE10030EC022AA4 | SIMOTICS GP MOTOR TYPE: 1AV3090C LOW-VOLTAGE MOTOR, IEC SQUIRREL-CAGE,SELF-VENTIL.,IP55 TEMP. CL. 155(F) ACC.TO 130(B) ALUMINIUM HOUSING PREMIUM EFFICIENCY IE3, 6POLE * FS90S * 0.75KW (50HZ) 0.86KW (60HZ) 3 AC 50HZ 230VD/400VY * 3 AC 60HZ 460VY IM B 3, without motor protection TERMINAL BOX AT TOP | 279 | TEM | 1 | LD | 16 | 1
1LE10030EC034AA4 | SIMOTICS GP MOTOR TYPE: 1AV3090C LOW-VOLTAGE MOTOR, IEC SQUIRREL-CAGE,SELF-VENTIL.,IP55 TEMP. CL. 155(F) ACC.TO 130(B) ALUMINIUM HOUSING PREMIUM EFFICIENCY IE3, 6POLE * FS90S * 0.75KW (50HZ) 0.86KW (60HZ) 3 AC 50HZ 400VD/690VY * 3 AC 60HZ 460VD IM B 3, without motor protection TERMINAL BOX AT TOP | 279 | TEM | 1 | LD | 16 | 1
1LE10030EC422AB4 | SIMOTICS GP MOTOR TYPE: 1AV3094C LOW-VOLTAGE MOTOR, IEC SQUIRREL-CAGE,SELF-VENTIL.,IP55 TEMP. CL. 155(F) ACC.TO 130(B) ALUMINIUM HOUSING PREMIUM EFFICIENCY IE3, 60HZ, P60: IE1 6POLE * FS90L * 1.1KW (50HZ) 1.27KW (60HZ) 3 AC 50HZ 230VD/400VY * 3 AC 60HZ 460VY IM B 3, 1 PTC thermistor for tripping (2 terminals) TERMINAL BOX AT TOP | 362 | TEM | 1 | LD | 19.001 | 1
1LE10030EC434AB4 | SIMOTICS GP MOTOR TYPE: 1AV3094C LOW-VOLTAGE MOTOR, IEC SQUIRREL-CAGE,SELF-VENTIL.,IP55 TEMP. CL. 155(F) ACC.TO 130(B) ALUMINIUM HOUSING PREMIUM EFFICIENCY IE3, 60HZ, P60: IE1 6POLE * FS90L * 1.1KW (50HZ) 1.27KW (60HZ) 3 AC 50HZ 400VD/690VY * 3 AC 60HZ 460VD IM B 3, 1 PTC thermistor for tripping (2 terminals) TERMINAL BOX AT TOP | 362 | TEM | 1 | LD | 19.001 | 1
1LE10030EC422AA4 | SIMOTICS GP MOTOR TYPE: 1AV3094C LOW-VOLTAGE MOTOR, IEC SQUIRREL-CAGE,SELF-VENTIL.,IP55 TEMP. CL. 155(F) ACC.TO 130(B) ALUMINIUM HOUSING PREMIUM EFFICIENCY IE3, 60HZ, P60: IE1 6POLE * FS90L * 1.1KW (50HZ) 1.27KW (60HZ) 3 AC 50HZ 230VD/400VY * 3 AC 60HZ 460VY IM B 3, without motor protection TERMINAL BOX AT TOP | 346 | TEM | 1 | LD | 19 | 1
1LE10030EC434AA4 | SIMOTICS GP MOTOR TYPE: 1AV3094C LOW-VOLTAGE MOTOR, IEC SQUIRREL-CAGE,SELF-VENTIL.,IP55 TEMP. CL. 155(F) ACC.TO 130(B) ALUMINIUM HOUSING PREMIUM EFFICIENCY IE3, 60HZ, P60: IE1 6POLE * FS90L * 1.1KW (50HZ) 1.27KW (60HZ) 3 AC 50HZ 400VD/690VY * 3 AC 60HZ 460VD IM B 3, without motor protection TERMINAL BOX AT TOP | 346 | TEM | 1 | LD | 19 | 1
1LE10031AC422AB4 | SIMOTICS GP MOTOR TYPE: 1AV3104C LOW-VOLTAGE MOTOR, IEC SQUIRREL-CAGE,SELF-VENTIL.,IP55 TEMP. CL. 155(F) ACC.TO 130(B) ALUMINIUM HOUSING PREMIUM EFFICIENCY IE3, 60HZ, P60: IE2 6POLE * FS100L * 1.5KW (50HZ) 1.75KW (60HZ) 3 AC 50HZ 230VD/400VY * 3 AC 60HZ 460VY IM B3 3 PTC thermistor for tripping (2 terminals) TERMINAL BOX AT TOP | 430 | TEM | 1 | LD | 25 | 1
1LE10031AC434AB4 | SIMOTICS GP MOTOR TYPE: 1AV3104C LOW-VOLTAGE MOTOR, IEC SQUIRREL-CAGE,SELF-VENTIL.,IP55 TEMP. CL. 155(F) ACC.TO 130(B) ALUMINIUM HOUSING PREMIUM EFFICIENCY IE3, 60HZ, P60: IE2 6POLE * FS100L * 1.5KW (50HZ) 1.75KW (60HZ) 3 AC 50HZ 400VD/690VY * 3 AC 60HZ 460VD IM B3 3 PTC thermistor for tripping (2 terminals) TERMINAL BOX AT TOP | 430 | TEM | 1 | LD | 25 | 1
1LE10031AC422AA4 | SIMOTICS GP MOTOR TYPE: 1AV3104C LOW-VOLTAGE MOTOR, IEC SQUIRREL-CAGE,SELF-VENTIL.,IP55 TEMP. CL. 155(F) ACC.TO 130(B) ALUMINIUM HOUSING PREMIUM EFFICIENCY IE3, 60HZ, P60: IE2 6POLE * FS100L * 1.5KW (50HZ) 1.75KW (60HZ) 3 AC 50HZ 230VD/400VY * 3 AC 60HZ 460VY IM B3 without motor protection TERMINAL BOX AT TOP | 384 | TEM | 1 | LD | 25 | 1
1LE10031AC434AA4 | SIMOTICS GP MOTOR TYPE: 1AV3104C LOW-VOLTAGE MOTOR, IEC SQUIRREL-CAGE,SELF-VENTIL.,IP55 TEMP. CL. 155(F) ACC.TO 130(B) ALUMINIUM HOUSING PREMIUM EFFICIENCY IE3, 60HZ, P60: IE2 6POLE * FS100L * 1.5KW (50HZ) 1.75KW (60HZ) 3 AC 50HZ 400VD/690VY * 3 AC 60HZ 460VD IM B3 without motor protection TERMINAL BOX AT TOP | 384 | TEM | 1 | LD | 25 | 1
1LE10031BC222AB4 | SIMOTICS GP MOTOR TYPE: 1AV3112C LOW-VOLTAGE MOTOR, IEC SQUIRREL-CAGE,SELF-VENTIL.,IP55 TEMP. CL. 155(F) ACC.TO 130(B) ALUMINIUM HOUSING PREMIUM EFFICIENCY IE3, 60HZ, P60: IE2 6POLE * FS112M * 2.2KW (50HZ) 2.55KW (60HZ) 3 AC 50HZ 230VD/400VY * 3 AC 60HZ 460VY IM B3 3 PTC thermistor for tripping (2 terminals) TERMINAL BOX AT TOP | 534 | TEM | 1 | LD | 34 | 1
1LE10031BC234AB4 | SIMOTICS GP MOTOR TYPE: 1AV3112C LOW-VOLTAGE MOTOR, IEC SQUIRREL-CAGE,SELF-VENTIL.,IP55 TEMP. CL. 155(F) ACC.TO 130(B) ALUMINIUM HOUSING PREMIUM EFFICIENCY IE3, 60HZ, P60: IE2 6POLE * FS112M * 2.2KW (50HZ) 2.55KW (60HZ) 3 AC 50HZ 400VD/690VY * 3 AC 60HZ 460VD IM B3 3 PTC thermistor for tripping (2 terminals) TERMINAL BOX AT TOP | 534 | TEM | 1 | LD | 34 | 1
1LE10031BC222AA4 | SIMOTICS GP MOTOR TYPE: 1AV3112C LOW-VOLTAGE MOTOR, IEC SQUIRREL-CAGE,SELF-VENTIL.,IP55 TEMP. CL. 155(F) ACC.TO 130(B) ALUMINIUM HOUSING PREMIUM EFFICIENCY IE3, 60HZ, P60: IE2 6POLE * FS112M * 2.2KW (50HZ) 2.55KW (60HZ) 3 AC 50HZ 230VD/400VY * 3 AC 60HZ 460VY IM B3 without motor protection TERMINAL BOX AT TOP | 488 | TEM | 1 | LD | 34 | 1
1LE10031BC234AA4 | SIMOTICS GP MOTOR TYPE: 1AV3112C LOW-VOLTAGE MOTOR, IEC SQUIRREL-CAGE,SELF-VENTIL.,IP55 TEMP. CL. 155(F) ACC.TO 130(B) ALUMINIUM HOUSING PREMIUM EFFICIENCY IE3, 60HZ, P60: IE2 6POLE * FS112M * 2.2KW (50HZ) 2.55KW (60HZ) 3 AC 50HZ 400VD/690VY * 3 AC 60HZ 460VD IM B3 without motor protection TERMINAL BOX AT TOP | 488 | TEM | 1 | LD | 34 | 1
1LE10031CC034AB4 | SIMOTICS GP MOTOR TYPE: 1AV3130C LOW-VOLTAGE MOTOR, IEC SQUIRREL-CAGE,SELF-VENTIL.,IP55 TEMP. CL. 155(F) ACC.TO 130(B) ALUMINIUM HOUSING PREMIUM EFFICIENCY IE3, 60HZ, P60: IE2 6POLE * FS132S * 3KW (50HZ) 3.45KW (60HZ) 3 AC 50HZ 400VD/690VY * 3 AC 60HZ 460VD IM B3 3 PTC thermistor for tripping (2 terminals) TERMINAL BOX AT TOP | 679 | TEM | 1 | LD | 43 | 1
1LE10031CC023AB4 | SIMOTICS GP MOTOR TYPE: 1AV3130C LOW-VOLTAGE MOTOR, IEC SQUIRREL-CAGE,SELF-VENTIL.,IP55 TEMP. CL. 155(F) ACC.TO 130(B) ALUMINIUM HOUSING PREMIUM EFFICIENCY IE3, 60HZ, P60: IE2 6POLE * FS132S * 3KW (50HZ) 3.45KW (60HZ) 3 AC 50HZ 240VD/415VY * 3 AC 60HZ 480VY IM B3 3 PTC thermistor for tripping (2 terminals) TERMINAL BOX AT TOP | 711 | TEM | 1 | LD | 43 | 1
1LE10031CC034AA4 | SIMOTICS GP MOTOR TYPE: 1AV3130C LOW-VOLTAGE MOTOR, IEC SQUIRREL-CAGE,SELF-VENTIL.,IP55 TEMP. CL. 155(F) ACC.TO 130(B) ALUMINIUM HOUSING PREMIUM EFFICIENCY IE3, 60HZ, P60: IE2 6POLE * FS132S * 3KW (50HZ) 3.45KW (60HZ) 3 AC 50HZ 400VD/690VY * 3 AC 60HZ 460VD IM B3 without motor protection TERMINAL BOX AT TOP | 609 | TEM | 1 | LD | 43 | 1
1LE10031CC023AA4 | SIMOTICS GP MOTOR TYPE: 1AV3130C LOW-VOLTAGE MOTOR, IEC SQUIRREL-CAGE,SELF-VENTIL.,IP55 TEMP. CL. 155(F) ACC.TO 130(B) ALUMINIUM HOUSING PREMIUM EFFICIENCY IE3, 60HZ, P60: IE2 6POLE * FS132S * 3KW (50HZ) 3.45KW (60HZ) 3 AC 50HZ 240VD/415VY * 3 AC 60HZ 480VY IM B3 without motor protection TERMINAL BOX AT TOP | 642 | TEM | 1 | LD | 43 | 1
1LE10031CC234AB4 | SIMOTICS GP MOTOR TYPE: 1AV3132C LOW-VOLTAGE MOTOR, IEC SQUIRREL-CAGE,SELF-VENTIL.,IP55 TEMP. CL. 155(F) ACC.TO 130(B) ALUMINIUM HOUSING PREMIUM EFFICIENCY IE3, 60HZ, P60: IE2 6POLE * FS132M * 4KW (50HZ) 4.55KW (60HZ) 3 AC 50HZ 400VD/690VY * 3 AC 60HZ 460VD IM B3 3 PTC thermistor for tripping (2 terminals) TERMINAL BOX AT TOP | 821 | TEM | 1 | LD | 52 | 1
1LE10031CC222AB4 | SIMOTICS GP MOTOR TYPE: 1AV3132C LOW-VOLTAGE MOTOR, IEC SQUIRREL-CAGE,SELF-VENTIL.,IP55 TEMP. CL. 155(F) ACC.TO 130(B) ALUMINIUM HOUSING PREMIUM EFFICIENCY IE3, 60HZ, P60: IE2 6POLE * FS132M * 4KW (50HZ) 4.55KW (60HZ) 3 AC 50HZ 230VD/400VY * 3 AC 60HZ 460VY IM B3 3 PTC thermistor for tripping (2 terminals) TERMINAL BOX AT TOP | 821 | TEM | 1 | LD | 52 | 1
1LE10031CC234AA4 | SIMOTICS GP MOTOR TYPE: 1AV3132C LOW-VOLTAGE MOTOR, IEC SQUIRREL-CAGE,SELF-VENTIL.,IP55 TEMP. CL. 155(F) ACC.TO 130(B) ALUMINIUM HOUSING PREMIUM EFFICIENCY IE3, 60HZ, P60: IE2 6POLE * FS132M * 4KW (50HZ) 4.55KW (60HZ) 3 AC 50HZ 400VD/690VY * 3 AC 60HZ 460VD IM B3 without motor protection TERMINAL BOX AT TOP | 752 | TEM | 1 | LD | 52 | 1
1LE10031CC222AA4 | SIMOTICS GP MOTOR TYPE: 1AV3132C LOW-VOLTAGE MOTOR, IEC SQUIRREL-CAGE,SELF-VENTIL.,IP55 TEMP. CL. 155(F) ACC.TO 130(B) ALUMINIUM HOUSING PREMIUM EFFICIENCY IE3, 60HZ, P60: IE2 6POLE * FS132M * 4KW (50HZ) 4.55KW (60HZ) 3 AC 50HZ 230VD/400VY * 3 AC 60HZ 460VY IM B3 without motor protection TERMINAL BOX AT TOP | 752 | TEM | 1 | LD | 52 | 1
1LE10031CC334AB4 | SIMOTICS GP MOTOR TYPE: 1AV3133C LOW-VOLTAGE MOTOR, IEC SQUIRREL-CAGE,SELF-VENTIL.,IP55 TEMP. CL. 155(F) ACC.TO 130(B) ALUMINIUM HOUSING PREMIUM EFFICIENCY IE3, 60HZ, P60: IE2 6POLE * FS132M * 5.5KW (50HZ) 6.3KW (60HZ) 3 AC 50HZ 400VD/690VY * 3 AC 60HZ 460VD IM B3 3 PTC thermistor for tripping (2 terminals) TERMINAL BOX AT TOP | 1012 | TEM | 1 | LD | 64 | 1
1LE10031CC322AB4 | SIMOTICS GP MOTOR TYPE: 1AV3133C LOW-VOLTAGE MOTOR, IEC SQUIRREL-CAGE,SELF-VENTIL.,IP55 TEMP. CL. 155(F) ACC.TO 130(B) ALUMINIUM HOUSING PREMIUM EFFICIENCY IE3, 60HZ, P60: IE2 6POLE * FS132M * 5.5KW (50HZ) 6.3KW (60HZ) 3 AC 50HZ 230VD/400VY * 3 AC 60HZ 460VY IM B3 3 PTC thermistor for tripping (2 terminals) TERMINAL BOX AT TOP | 1012 | TEM | 1 | LD | 64 | 1
1LE10031CC334AA4 | SIMOTICS GP MOTOR TYPE: 1AV3133C LOW-VOLTAGE MOTOR, IEC SQUIRREL-CAGE,SELF-VENTIL.,IP55 TEMP. CL. 155(F) ACC.TO 130(B) ALUMINIUM HOUSING PREMIUM EFFICIENCY IE3, 60HZ, P60: IE2 6POLE * FS132M * 5.5KW (50HZ) 6.3KW (60HZ) 3 AC 50HZ 400VD/690VY * 3 AC 60HZ 460VD IM B3 without motor protection TERMINAL BOX AT TOP | 942 | TEM | 1 | LD | 0.064 | 1
1LE10031CC322AA4 | SIMOTICS GP MOTOR TYPE: 1AV3133C LOW-VOLTAGE MOTOR, IEC SQUIRREL-CAGE,SELF-VENTIL.,IP55 TEMP. CL. 155(F) ACC.TO 130(B) ALUMINIUM HOUSING PREMIUM EFFICIENCY IE3, 60HZ, P60: IE2 6POLE * FS132M * 5.5KW (50HZ) 6.3KW (60HZ) 3 AC 50HZ 230VD/400VY * 3 AC 60HZ 460VY IM B3 without motor protection TERMINAL BOX AT TOP | 942 | TEM | 1 | LD | 64 | 1
1LE10031DC234AB4 | SIMOTICS GP MOTOR TYPE: 1AV3162C LOW-VOLTAGE MOTOR, IEC SQUIRREL-CAGE,SELF-VENTIL.,IP55 TEMP. CL. 155(F) ACC.TO 130(B) ALUMINIUM HOUSING PREMIUM EFFICIENCY IE3, 60HZ, P60: IE2 6POLE * FS160M * 7.5KW (50HZ) 8.6KW (60HZ) 3 AC 50HZ 400VD/690VY * 3 AC 60HZ 460VD IM B3 3 PTC thermistor for tripping (2 terminals) TERMINAL BOX AT TOP | 1268 | TEM | 1 | LD | 93 | 1
1LE10031DC222AB4 | SIMOTICS GP MOTOR TYPE: 1AV3162C LOW-VOLTAGE MOTOR, IEC SQUIRREL-CAGE,SELF-VENTIL.,IP55 TEMP. CL. 155(F) ACC.TO 130(B) ALUMINIUM HOUSING PREMIUM EFFICIENCY IE3, 60HZ, P60: IE2 6POLE * FS160M * 7.5KW (50HZ) 8.6KW (60HZ) 3 AC 50HZ 230VD/400VY * 3 AC 60HZ 460VY IM B3 3 PTC thermistor for tripping (2 terminals) TERMINAL BOX AT TOP | 1268 | TEM | 1 | LD | 93 | 1
1LE10031DC234AA4 | SIMOTICS GP MOTOR TYPE: 1AV3162C LOW-VOLTAGE MOTOR, IEC SQUIRREL-CAGE,SELF-VENTIL.,IP55 TEMP. CL. 155(F) ACC.TO 130(B) ALUMINIUM HOUSING PREMIUM EFFICIENCY IE3, 60HZ, P60: IE2 6POLE * FS160M * 7.5KW (50HZ) 8.6KW (60HZ) 3 AC 50HZ 400VD/690VY * 3 AC 60HZ 460VD IM B3 without motor protection TERMINAL BOX AT TOP | 1198 | TEM | 1 | LD | 93 | 1
1LE10031DC222AA4 | SIMOTICS GP MOTOR TYPE: 1AV3162C LOW-VOLTAGE MOTOR, IEC SQUIRREL-CAGE,SELF-VENTIL.,IP55 TEMP. CL. 155(F) ACC.TO 130(B) ALUMINIUM HOUSING PREMIUM EFFICIENCY IE3, 60HZ, P60: IE2 6POLE * FS160M * 7.5KW (50HZ) 8.6KW (60HZ) 3 AC 50HZ 230VD/400VY * 3 AC 60HZ 460VY IM B3 without motor protection TERMINAL BOX AT TOP | 1198 | TEM | 1 | LD | 93 | 1
1LE10031DC434AB4 | SIMOTICS GP MOTOR TYPE: 1AV3164C LOW-VOLTAGE MOTOR, IEC SQUIRREL-CAGE,SELF-VENTIL.,IP55 TEMP. CL. 155(F) ACC.TO 130(B) ALUMINIUM HOUSING PREMIUM EFFICIENCY IE3, 60HZ, P60: IE2 6POLE * FS160L * 11KW (50HZ) 12.6KW (60HZ) 3 AC 50HZ 400VD/690VY * 3 AC 60HZ 460VD IM B3 3 PTC thermistor for tripping (2 terminals) TERMINAL BOX AT TOP | 1722 | TEM | 1 | LD | 115 | 1
1LE10031DC422AB4 | SIMOTICS GP MOTOR TYPE: 1AV3164C LOW-VOLTAGE MOTOR, IEC SQUIRREL-CAGE,SELF-VENTIL.,IP55 TEMP. CL. 155(F) ACC.TO 130(B) ALUMINIUM HOUSING PREMIUM EFFICIENCY IE3, 60HZ, P60: IE2 6POLE * FS160L * 11KW (50HZ) 12.6KW (60HZ) 3 AC 50HZ 230VD/400VY * 3 AC 60HZ 460VY IM B3 3 PTC thermistor for tripping (2 terminals) TERMINAL BOX AT TOP | 1722 | TEM | 1 | LD | 115 | 1
1LE10031DC434AA4 | SIMOTICS GP MOTOR TYPE: 1AV3164C LOW-VOLTAGE MOTOR, IEC SQUIRREL-CAGE,SELF-VENTIL.,IP55 TEMP. CL. 155(F) ACC.TO 130(B) ALUMINIUM HOUSING PREMIUM EFFICIENCY IE3, 60HZ, P60: IE2 6POLE * FS160L * 11KW (50HZ) 12.6KW (60HZ) 3 AC 50HZ 400VD/690VY * 3 AC 60HZ 460VD IM B3 without motor protection TERMINAL BOX AT TOP | 1653 | TEM | 1 | LD | 115 | 1
1LE10031DC422AA4 | SIMOTICS GP MOTOR TYPE: 1AV3164C LOW-VOLTAGE MOTOR, IEC SQUIRREL-CAGE,SELF-VENTIL.,IP55 TEMP. CL. 155(F) ACC.TO 130(B) ALUMINIUM HOUSING PREMIUM EFFICIENCY IE3, 60HZ, P60: IE2 6POLE * FS160L * 11KW (50HZ) 12.6KW (60HZ) 3 AC 50HZ 230VD/400VY * 3 AC 60HZ 460VY IM B3 without motor protection TERMINAL BOX AT TOP | 1653 | TEM | 1 | LD | 115 | 1
1LE15031EC434AB4 | SIMOTICS SD MOTOR TYPE: 1CV3184C LOW-VOLTAGE MOTOR, IEC SQUIRREL-CAGE,SELF-VENTIL.,IP55 TEMP. CL. 155(F) ACC.TO 130(B) CAST-IRON HOUSING BASIC LINE PREMIUM EFFICIENCY IE3, 60HZ, P60: IE2 6POLE * FS180L * 15KW (50HZ) 18KW (60HZ) 3 AC 50HZ 400VD/690VY * 3 AC 60HZ 460VD IM B 3, 3 PTC thermistor for tripping (2 terminals) TERMINAL BOX AT TOP | 2261 | TEM | 1 | LD | 180 | 1
1LE15031EC422AB4 | SIMOTICS SD MOTOR TYPE: 1CV3184C LOW-VOLTAGE MOTOR, IEC SQUIRREL-CAGE,SELF-VENTIL.,IP55 TEMP. CL. 155(F) ACC.TO 130(B) CAST-IRON HOUSING BASIC LINE PREMIUM EFFICIENCY IE3, 60HZ, P60: IE2 6POLE * FS180L * 15KW (50HZ) 18KW (60HZ) 3 AC 50HZ 230VD/400VY * 3 AC 60HZ 460VY IM B 3, 3 PTC thermistor for tripping (2 terminals) TERMINAL BOX AT TOP | 2261 | TEM | 1 | LD | 180 | 1
1LE15031EC434AA4 | SIMOTICS SD MOTOR TYPE: 1CV3184C LOW-VOLTAGE MOTOR, IEC SQUIRREL-CAGE,SELF-VENTIL.,IP55 TEMP. CL. 155(F) ACC.TO 130(B) CAST-IRON HOUSING BASIC LINE PREMIUM EFFICIENCY IE3, 60HZ, P60: IE2 6POLE * FS180L * 15KW (50HZ) 18KW (60HZ) 3 AC 50HZ 400VD/690VY * 3 AC 60HZ 460VD IM B 3, without motor protection TERMINAL BOX AT TOP | 2169 | TEM | 1 | LD | 180 | 1
1LE15031EC422AA4 | SIMOTICS SD MOTOR TYPE: 1CV3184C LOW-VOLTAGE MOTOR, IEC SQUIRREL-CAGE,SELF-VENTIL.,IP55 TEMP. CL. 155(F) ACC.TO 130(B) CAST-IRON HOUSING BASIC LINE PREMIUM EFFICIENCY IE3, 60HZ, P60: IE2 6POLE * FS180L * 15KW (50HZ) 18KW (60HZ) 3 AC 50HZ 230VD/400VY * 3 AC 60HZ 460VY IM B 3, without motor protection TERMINAL BOX AT TOP | 2169 | TEM | 1 | LD | 180 | 1
1LE15032AC434AB4 | SIMOTICS SD MOTOR TYPE: 1CV3204C LOW-VOLTAGE MOTOR, IEC SQUIRREL-CAGE,SELF-VENTIL.,IP55 TEMP. CL. 155(F) ACC.TO 130(B) CAST-IRON HOUSING BASIC LINE PREMIUM EFFICIENCY IE3, 60HZ, P60: IE2 6POLE * FS200L * 18.5KW (50HZ) 22KW (60HZ) 3 AC 50HZ 400VD/690VY * 3 AC 60HZ 460VD IM B 3, 3 PTC thermistor for tripping (2 terminals) TERMINAL BOX AT TOP | 2744 | TEM | 1 | LD | 215 | 1
1LE15032AC422AB4 | SIMOTICS SD MOTOR TYPE: 1CV3204C LOW-VOLTAGE MOTOR, IEC SQUIRREL-CAGE,SELF-VENTIL.,IP55 TEMP. CL. 155(F) ACC.TO 130(B) CAST-IRON HOUSING BASIC LINE PREMIUM EFFICIENCY IE3, 60HZ, P60: IE2 6POLE * FS200L * 18.5KW (50HZ) 22KW (60HZ) 3 AC 50HZ 230VD/400VY * 3 AC 60HZ 460VY IM B 3, 3 PTC thermistor for tripping (2 terminals) TERMINAL BOX AT TOP | 2744 | TEM | 1 | LD | 215 | 1
1LE15032AC434AA4 | SIMOTICS SD MOTOR TYPE: 1CV3204C LOW-VOLTAGE MOTOR, IEC SQUIRREL-CAGE,SELF-VENTIL.,IP55 TEMP. CL. 155(F) ACC.TO 130(B) CAST-IRON HOUSING BASIC LINE PREMIUM EFFICIENCY IE3, 60HZ, P60: IE2 6POLE * FS200L * 18.5KW (50HZ) 22KW (60HZ) 3 AC 50HZ 400VD/690VY * 3 AC 60HZ 460VD IM B 3, without motor protection TERMINAL BOX AT TOP | 2652 | TEM | 1 | LD | 215 | 1
1LE15032AC422AA4 | SIMOTICS SD MOTOR TYPE: 1CV3204C LOW-VOLTAGE MOTOR, IEC SQUIRREL-CAGE,SELF-VENTIL.,IP55 TEMP. CL. 155(F) ACC.TO 130(B) CAST-IRON HOUSING BASIC LINE PREMIUM EFFICIENCY IE3, 60HZ, P60: IE2 6POLE * FS200L * 18.5KW (50HZ) 22KW (60HZ) 3 AC 50HZ 230VD/400VY * 3 AC 60HZ 460VY IM B 3, without motor protection TERMINAL BOX AT TOP | 2652 | TEM | 1 | LD | 215 | 1
1LE15032AC534AB4 | SIMOTICS SD MOTOR TYPE: 1CV3205C LOW-VOLTAGE MOTOR, IEC SQUIRREL-CAGE,SELF-VENTIL.,IP55 TEMP. CL. 155(F) ACC.TO 130(B) CAST-IRON HOUSING BASIC LINE PREMIUM EFFICIENCY IE3, 60HZ, P60: IE2 6POLE * FS200L * 22KW (50HZ) 26.5KW (60HZ) 3 AC 50HZ 400VD/690VY * 3 AC 60HZ 460VD IM B 3, 3 PTC thermistor for tripping (2 terminals) TERMINAL BOX AT TOP | 3162 | TEM | 1 | LD | 230 | 1
1LE15032AC522AB4 | SIMOTICS SD MOTOR TYPE: 1CV3205C LOW-VOLTAGE MOTOR, IEC SQUIRREL-CAGE,SELF-VENTIL.,IP55 TEMP. CL. 155(F) ACC.TO 130(B) CAST-IRON HOUSING BASIC LINE PREMIUM EFFICIENCY IE3, 60HZ, P60: IE2 6POLE * FS200L * 22KW (50HZ) 26.5KW (60HZ) 3 AC 50HZ 230VD/400VY * 3 AC 60HZ 460VY IM B 3, 3 PTC thermistor for tripping (2 terminals) TERMINAL BOX AT TOP | 3162 | TEM | 1 | LD | 230 | 1
1LE15032AC534AA4 | SIMOTICS SD MOTOR TYPE: 1CV3205C LOW-VOLTAGE MOTOR, IEC SQUIRREL-CAGE,SELF-VENTIL.,IP55 TEMP. CL. 155(F) ACC.TO 130(B) CAST-IRON HOUSING BASIC LINE PREMIUM EFFICIENCY IE3, 60HZ, P60: IE2 6POLE * FS200L * 22KW (50HZ) 26.5KW (60HZ) 3 AC 50HZ 400VD/690VY * 3 AC 60HZ 460VD IM B 3, without motor protection TERMINAL BOX AT TOP | 3070 | TEM | 1 | LD | 230 | 1
1LE15032AC522AA4 | SIMOTICS SD MOTOR TYPE: 1CV3205C LOW-VOLTAGE MOTOR, IEC SQUIRREL-CAGE,SELF-VENTIL.,IP55 TEMP. CL. 155(F) ACC.TO 130(B) CAST-IRON HOUSING BASIC LINE PREMIUM EFFICIENCY IE3, 60HZ, P60: IE2 6POLE * FS200L * 22KW (50HZ) 26.5KW (60HZ) 3 AC 50HZ 230VD/400VY * 3 AC 60HZ 460VY IM B 3, without motor protection TERMINAL BOX AT TOP | 3070 | TEM | 1 | LD | 230 | 1
1LE15032BC234AB4 | SIMOTICS SD MOTOR TYPE: 1CV3222C LOW-VOLTAGE MOTOR, IEC SQUIRREL-CAGE,SELF-VENTIL.,IP55 TEMP. CL. 155(F) ACC.TO 130(B) CAST-IRON HOUSING BASIC LINE PREMIUM EFFICIENCY IE3, 60HZ, P60: IE2 6POLE * FS225M * 30KW (50HZ) 36KW (60HZ) 3 AC 50HZ 400VD/690VY * 3 AC 60HZ 460VD IM B 3, 3 PTC thermistor for tripping (2 terminals) TERMINAL BOX AT TOP | 4146 | TEM | 1 | LD | 325 | 1
1LE15032BC222AB4 | SIMOTICS SD MOTOR TYPE: 1CV3222C LOW-VOLTAGE MOTOR, IEC SQUIRREL-CAGE,SELF-VENTIL.,IP55 TEMP. CL. 155(F) ACC.TO 130(B) CAST-IRON HOUSING BASIC LINE PREMIUM EFFICIENCY IE3, 60HZ, P60: IE2 6POLE * FS225M * 30KW (50HZ) 36KW (60HZ) 3 AC 50HZ 230VD/400VY * 3 AC 60HZ 460VY IM B 3, 3 PTC thermistor for tripping (2 terminals) TERMINAL BOX AT TOP | 4146 | TEM | 1 | LD | 325 | 1
1LE15032BC234AA4 | SIMOTICS SD MOTOR TYPE: 1CV3222C LOW-VOLTAGE MOTOR, IEC SQUIRREL-CAGE,SELF-VENTIL.,IP55 TEMP. CL. 155(F) ACC.TO 130(B) CAST-IRON HOUSING BASIC LINE PREMIUM EFFICIENCY IE3, 60HZ, P60: IE2 6POLE * FS225M * 30KW (50HZ) 36KW (60HZ) 3 AC 50HZ 400VD/690VY * 3 AC 60HZ 460VD IM B 3, without motor protection TERMINAL BOX AT TOP | 4020 | TEM | 1 | LD | 325 | 1
1LE15032BC222AA4 | SIMOTICS SD MOTOR TYPE: 1CV3222C LOW-VOLTAGE MOTOR, IEC SQUIRREL-CAGE,SELF-VENTIL.,IP55 TEMP. CL. 155(F) ACC.TO 130(B) CAST-IRON HOUSING BASIC LINE PREMIUM EFFICIENCY IE3, 60HZ, P60: IE2 6POLE * FS225M * 30KW (50HZ) 36KW (60HZ) 3 AC 50HZ 230VD/400VY * 3 AC 60HZ 460VY IM B 3, without motor protection TERMINAL BOX AT TOP | 4020 | TEM | 1 | LD | 325 | 1
1LE15032CC234AB4 | SIMOTICS SD MOTOR TYPE: 1CV3252C LOW-VOLTAGE MOTOR, IEC SQUIRREL-CAGE,SELF-VENTIL.,IP55 TEMP. CL. 155(F) ACC.TO 130(B) CAST-IRON HOUSING BASIC LINE PREMIUM EFFICIENCY IE3, 60HZ, P60: IE2 6POLE * FS250M * 37KW (50HZ) 44.5KW (60HZ) 3 AC 50HZ 400VD/690VY * 3 AC 60HZ 460VD IM B 3, 3 PTC thermistor for tripping (2 terminals) TERMINAL BOX AT TOP | 5039 | TEM | 1 | LD | 405 | 1
1LE15032CC222AB4 | SIMOTICS SD MOTOR TYPE: 1CV3252C LOW-VOLTAGE MOTOR, IEC SQUIRREL-CAGE,SELF-VENTIL.,IP55 TEMP. CL. 155(F) ACC.TO 130(B) CAST-IRON HOUSING BASIC LINE PREMIUM EFFICIENCY IE3, 60HZ, P60: IE2 6POLE * FS250M * 37KW (50HZ) 44.5KW (60HZ) 3 AC 50HZ 230VD/400VY * 3 AC 60HZ 460VY IM B 3, 3 PTC thermistor for tripping (2 terminals) TERMINAL BOX AT TOP | 5039 | TEM | 1 | LD | 405 | 1
1LE15032CC234AA4 | SIMOTICS SD MOTOR TYPE: 1CV3252C LOW-VOLTAGE MOTOR, IEC SQUIRREL-CAGE,SELF-VENTIL.,IP55 TEMP. CL. 155(F) ACC.TO 130(B) CAST-IRON HOUSING BASIC LINE PREMIUM EFFICIENCY IE3, 60HZ, P60: IE2 6POLE * FS250M * 37KW (50HZ) 44.5KW (60HZ) 3 AC 50HZ 400VD/690VY * 3 AC 60HZ 460VD IM B 3, without motor protection TERMINAL BOX AT TOP | 4913 | TEM | 1 | LD | 405 | 1
1LE15032CC222AA4 | SIMOTICS SD MOTOR TYPE: 1CV3252C LOW-VOLTAGE MOTOR, IEC SQUIRREL-CAGE,SELF-VENTIL.,IP55 TEMP. CL. 155(F) ACC.TO 130(B) CAST-IRON HOUSING BASIC LINE PREMIUM EFFICIENCY IE3, 60HZ, P60: IE2 6POLE * FS250M * 37KW (50HZ) 44.5KW (60HZ) 3 AC 50HZ 230VD/400VY * 3 AC 60HZ 460VY IM B 3, without motor protection TERMINAL BOX AT TOP | 4913 | TEM | 1 | LD | 405 | 1
1LE15032DC034AB4 | SIMOTICS SD MOTOR TYPE: 1CV3280C LOW-VOLTAGE MOTOR, IEC SQUIRREL-CAGE,SELF-VENTIL.,IP55 TEMP. CL. 155(F) ACC.TO 130(B) CAST-IRON HOUSING BASIC LINE PREMIUM EFFICIENCY IE3, 60HZ, P60: IE2 6POLE * FS280S * 45KW (50HZ) 54KW (60HZ) 3 AC 50HZ 400VD/690VY * 3 AC 60HZ 460VD IM B 3, 3 PTC thermistor for tripping (2 terminals) TERMINAL BOX AT TOP | 6085 | TEM | 1 | LD | 510 | 1
1LE15032DC022AB4 | SIMOTICS SD MOTOR TYPE: 1CV3280C LOW-VOLTAGE MOTOR, IEC SQUIRREL-CAGE,SELF-VENTIL.,IP55 TEMP. CL. 155(F) ACC.TO 130(B) CAST-IRON HOUSING BASIC LINE PREMIUM EFFICIENCY IE3, 60HZ, P60: IE2 6POLE * FS280S * 45KW (50HZ) 54KW (60HZ) 3 AC 50HZ 230VD/400VY * 3 AC 60HZ 460VY IM B 3, 3 PTC thermistor for tripping (2 terminals) TERMINAL BOX AT TOP | 6085 | TEM | 1 | LD | 510 | 1
1LE15032DC034AA4 | SIMOTICS SD MOTOR TYPE: 1CV3280C LOW-VOLTAGE MOTOR, IEC SQUIRREL-CAGE,SELF-VENTIL.,IP55 TEMP. CL. 155(F) ACC.TO 130(B) CAST-IRON HOUSING BASIC LINE PREMIUM EFFICIENCY IE3, 60HZ, P60: IE2 6POLE * FS280S * 45KW (50HZ) 54KW (60HZ) 3 AC 50HZ 400VD/690VY * 3 AC 60HZ 460VD IM B 3, without motor protection TERMINAL BOX AT TOP | 5928 | TEM | 1 | LD | 510 | 1
1LE15032DC022AA4 | SIMOTICS SD MOTOR TYPE: 1CV3280C LOW-VOLTAGE MOTOR, IEC SQUIRREL-CAGE,SELF-VENTIL.,IP55 TEMP. CL. 155(F) ACC.TO 130(B) CAST-IRON HOUSING BASIC LINE PREMIUM EFFICIENCY IE3, 60HZ, P60: IE2 6POLE * FS280S * 45KW (50HZ) 54KW (60HZ) 3 AC 50HZ 230VD/400VY * 3 AC 60HZ 460VY IM B 3, without motor protection TERMINAL BOX AT TOP | 5928 | TEM | 1 | LD | 510 | 1
1LE15032DC234AB4 | SIMOTICS SD MOTOR TYPE: 1CV3282C LOW-VOLTAGE MOTOR, IEC SQUIRREL-CAGE,SELF-VENTIL.,IP55 TEMP. CL. 155(F) ACC.TO 130(B) CAST-IRON HOUSING BASIC LINE PREMIUM EFFICIENCY IE3, 60HZ, P60: IE2 6POLE * FS280M * 55KW (50HZ) 66KW (60HZ) 3 AC 50HZ 400VD/690VY * 3 AC 60HZ 460VD IM B 3, 3 PTC thermistor for tripping (2 terminals) TERMINAL BOX AT TOP | 7140 | TEM | 1 | LD | 560 | 1
1LE15032DC222AB4 | SIMOTICS SD MOTOR TYPE: 1CV3282C LOW-VOLTAGE MOTOR, IEC SQUIRREL-CAGE,SELF-VENTIL.,IP55 TEMP. CL. 155(F) ACC.TO 130(B) CAST-IRON HOUSING BASIC LINE PREMIUM EFFICIENCY IE3, 60HZ, P60: IE2 6POLE * FS280M * 55KW (50HZ) 66KW (60HZ) 3 AC 50HZ 230VD/400VY * 3 AC 60HZ 460VY IM B 3, 3 PTC thermistor for tripping (2 terminals) TERMINAL BOX AT TOP | 7140 | TEM | 1 | LD | 560 | 1
1LE15032DC234AA4 | SIMOTICS SD MOTOR TYPE: 1CV3282C LOW-VOLTAGE MOTOR, IEC SQUIRREL-CAGE,SELF-VENTIL.,IP55 TEMP. CL. 155(F) ACC.TO 130(B) CAST-IRON HOUSING BASIC LINE PREMIUM EFFICIENCY IE3, 60HZ, P60: IE2 6POLE * FS280M * 55KW (50HZ) 66KW (60HZ) 3 AC 50HZ 400VD/690VY * 3 AC 60HZ 460VD IM B 3, without motor protection TERMINAL BOX AT TOP | 6984 | TEM | 1 | LD | 560 | 1
1LE15032DC222AA4 | SIMOTICS SD MOTOR TYPE: 1CV3282C LOW-VOLTAGE MOTOR, IEC SQUIRREL-CAGE,SELF-VENTIL.,IP55 TEMP. CL. 155(F) ACC.TO 130(B) CAST-IRON HOUSING BASIC LINE PREMIUM EFFICIENCY IE3, 60HZ, P60: IE2 6POLE * FS280M * 55KW (50HZ) 66KW (60HZ) 3 AC 50HZ 230VD/400VY * 3 AC 60HZ 460VY IM B 3, without motor protection TERMINAL BOX AT TOP | 6984 | TEM | 1 | LD | 560 | 1
1LE15033AC034AB4 | SIMOTICS SD MOTOR TYPE: 1CV3310C LOW-VOLTAGE MOTOR, IEC SQUIRREL-CAGE,SELF-VENTIL.,IP55 TEMP. CL. 155(F) ACC.TO 130(B) CAST-IRON HOUSING BASIC LINE PREMIUM EFFICIENCY IE3, 6POLE * FS315S * 75KW (50HZ) 90KW (60HZ) 3 AC 50HZ 400VD/690VY * 3 AC 60HZ 460VD IM B 3, 3 PTC thermistor for tripping (2 terminals) TERMINAL BOX AT TOP | 9658 | TEM | 1 | LD | 750 | 1
1LE15033AC022AB4 | SIMOTICS SD MOTOR TYPE: 1CV3310C LOW-VOLTAGE MOTOR, IEC SQUIRREL-CAGE,SELF-VENTIL.,IP55 TEMP. CL. 155(F) ACC.TO 130(B) CAST-IRON HOUSING BASIC LINE PREMIUM EFFICIENCY IE3, 6POLE * FS315S * 75KW (50HZ) 90KW (60HZ) 3 AC 50HZ 230VD/400VY * 3 AC 60HZ 460VY IM B 3, 3 PTC thermistor for tripping (2 terminals) TERMINAL BOX AT TOP | 9658 | TEM | 1 | LD | 750 | 1
1LE15033AC034AA4 | SIMOTICS SD MOTOR TYPE: 1CV3310C LOW-VOLTAGE MOTOR, IEC SQUIRREL-CAGE,SELF-VENTIL.,IP55 TEMP. CL. 155(F) ACC.TO 130(B) CAST-IRON HOUSING BASIC LINE PREMIUM EFFICIENCY IE3, 6POLE * FS315S * 75KW (50HZ) 90KW (60HZ) 3 AC 50HZ 400VD/690VY * 3 AC 60HZ 460VD IM B 3, without motor protection TERMINAL BOX AT TOP | 9501 | TEM | 1 | LD | 750 | 1
1LE15033AC022AA4 | SIMOTICS SD MOTOR TYPE: 1CV3310C LOW-VOLTAGE MOTOR, IEC SQUIRREL-CAGE,SELF-VENTIL.,IP55 TEMP. CL. 155(F) ACC.TO 130(B) CAST-IRON HOUSING BASIC LINE PREMIUM EFFICIENCY IE3, 6POLE * FS315S * 75KW (50HZ) 90KW (60HZ) 3 AC 50HZ 230VD/400VY * 3 AC 60HZ 460VY IM B 3, without motor protection TERMINAL BOX AT TOP | 9501 | TEM | 1 | LD | 750 | 1
1LE15033AC234AB4 | SIMOTICS SD MOTOR TYPE: 1CV3312C LOW-VOLTAGE MOTOR, IEC SQUIRREL-CAGE,SELF-VENTIL.,IP55 TEMP. CL. 155(F) ACC.TO 130(B) CAST-IRON HOUSING BASIC LINE PREMIUM EFFICIENCY IE3, 60HZ, P60: IE2 6POLE * FS315M * 90KW (50HZ) 108KW (60HZ) 3 AC 50HZ 400VD/690VY * 3 AC 60HZ 460VD IM B 3, 3 PTC thermistor for tripping (2 terminals) TERMINAL BOX AT TOP | 10835 | TEM | 1 | LD | 890 | 1
1LE15033AC222AB4 | SIMOTICS SD MOTOR TYPE: 1CV3312C LOW-VOLTAGE MOTOR, IEC SQUIRREL-CAGE,SELF-VENTIL.,IP55 TEMP. CL. 155(F) ACC.TO 130(B) CAST-IRON HOUSING BASIC LINE PREMIUM EFFICIENCY IE3, 60HZ, P60: IE2 6POLE * FS315M * 90KW (50HZ) 108KW (60HZ) 3 AC 50HZ 230VD/400VY * 3 AC 60HZ 460VY IM B 3, 3 PTC thermistor for tripping (2 terminals) TERMINAL BOX AT TOP | 10835 | TEM | 1 | LD | 890 | 1
1LE15033AC234AA4 | SIMOTICS SD MOTOR TYPE: 1CV3312C LOW-VOLTAGE MOTOR, IEC SQUIRREL-CAGE,SELF-VENTIL.,IP55 TEMP. CL. 155(F) ACC.TO 130(B) CAST-IRON HOUSING BASIC LINE PREMIUM EFFICIENCY IE3, 60HZ, P60: IE2 6POLE * FS315M * 90KW (50HZ) 108KW (60HZ) 3 AC 50HZ 400VD/690VY * 3 AC 60HZ 460VD IM B 3, without motor protection TERMINAL BOX AT TOP | 10678 | TEM | 1 | LD | 890 | 1
1LE15033AC222AA4 | SIMOTICS SD MOTOR TYPE: 1CV3312C LOW-VOLTAGE MOTOR, IEC SQUIRREL-CAGE,SELF-VENTIL.,IP55 TEMP. CL. 155(F) ACC.TO 130(B) CAST-IRON HOUSING BASIC LINE PREMIUM EFFICIENCY IE3, 60HZ, P60: IE2 6POLE * FS315M * 90KW (50HZ) 108KW (60HZ) 3 AC 50HZ 230VD/400VY * 3 AC 60HZ 460VY IM B 3, without motor protection TERMINAL BOX AT TOP | 10678 | TEM | 1 | LD | 890 | 1
1LE15033AC434AB4 | SIMOTICS SD MOTOR TYPE: 1CV3314C LOW-VOLTAGE MOTOR, IEC SQUIRREL-CAGE,SELF-VENTIL.,IP55 TEMP. CL. 155(F) ACC.TO 130(B) CAST-IRON HOUSING BASIC LINE PREMIUM EFFICIENCY IE3, 60HZ, P60: IE2 6POLE * FS315L * 110KW (50HZ) 132KW (60HZ) 3 AC 50HZ 400VD/690VY * 3 AC 60HZ 460VD IM B 3, 3 PTC thermistor for tripping (2 terminals) TERMINAL BOX AT TOP | 13027 | TEM | 1 | LD | 990 | 1
1LE15033AC422AB4 | SIMOTICS SD MOTOR TYPE: 1CV3314C LOW-VOLTAGE MOTOR, IEC SQUIRREL-CAGE,SELF-VENTIL.,IP55 TEMP. CL. 155(F) ACC.TO 130(B) CAST-IRON HOUSING BASIC LINE PREMIUM EFFICIENCY IE3, 60HZ, P60: IE2 6POLE * FS315L * 110KW (50HZ) 132KW (60HZ) 3 AC 50HZ 230VD/400VY * 3 AC 60HZ 460VY IM B 3, 3 PTC thermistor for tripping (2 terminals) TERMINAL BOX AT TOP | 13027 | TEM | 1 | LD | 990 | 1
1LE15033AC434AA4 | SIMOTICS SD MOTOR TYPE: 1CV3314C LOW-VOLTAGE MOTOR, IEC SQUIRREL-CAGE,SELF-VENTIL.,IP55 TEMP. CL. 155(F) ACC.TO 130(B) CAST-IRON HOUSING BASIC LINE PREMIUM EFFICIENCY IE3, 60HZ, P60: IE2 6POLE * FS315L * 110KW (50HZ) 132KW (60HZ) 3 AC 50HZ 400VD/690VY * 3 AC 60HZ 460VD IM B 3, without motor protection TERMINAL BOX AT TOP | 12871 | TEM | 1 | LD | 990 | 1
1LE15033AC422AA4 | SIMOTICS SD MOTOR TYPE: 1CV3314C LOW-VOLTAGE MOTOR, IEC SQUIRREL-CAGE,SELF-VENTIL.,IP55 TEMP. CL. 155(F) ACC.TO 130(B) CAST-IRON HOUSING BASIC LINE PREMIUM EFFICIENCY IE3, 60HZ, P60: IE2 6POLE * FS315L * 110KW (50HZ) 132KW (60HZ) 3 AC 50HZ 230VD/400VY * 3 AC 60HZ 460VY IM B 3, without motor protection TERMINAL BOX AT TOP | 12871 | TEM | 1 | LD | 990 | 1
1LE15033AC534AB4 | SIMOTICS SD MOTOR TYPE: 1CV3315C LOW-VOLTAGE MOTOR, IEC SQUIRREL-CAGE,SELF-VENTIL.,IP55 TEMP. CL. 155(F) ACC.TO 130(B) CAST-IRON HOUSING BASIC LINE PREMIUM EFFICIENCY IE3, 60HZ, P60: IE2 6POLE * FS315L * 132KW (50HZ) 158KW (60HZ) 3 AC 50HZ 400VD/690VY * 3 AC 60HZ 460VD IM B 3, 3 PTC thermistor for tripping (2 terminals) TERMINAL BOX AT TOP | 15463 | TEM | 1 | LD | 1110 | 1
1LE15033AC522AB4 | SIMOTICS SD MOTOR TYPE: 1CV3315C LOW-VOLTAGE MOTOR, IEC SQUIRREL-CAGE,SELF-VENTIL.,IP55 TEMP. CL. 155(F) ACC.TO 130(B) CAST-IRON HOUSING BASIC LINE PREMIUM EFFICIENCY IE3, 60HZ, P60: IE2 6POLE * FS315L * 132KW (50HZ) 158KW (60HZ) 3 AC 50HZ 230VD/400VY * 3 AC 60HZ 460VY IM B 3, 3 PTC thermistor for tripping (2 terminals) TERMINAL BOX AT TOP | 15463 | TEM | 1 | LD | 1110 | 1
1LE15033AC534AA4 | SIMOTICS SD MOTOR TYPE: 1CV3315C LOW-VOLTAGE MOTOR, IEC SQUIRREL-CAGE,SELF-VENTIL.,IP55 TEMP. CL. 155(F) ACC.TO 130(B) CAST-IRON HOUSING BASIC LINE PREMIUM EFFICIENCY IE3, 60HZ, P60: IE2 6POLE * FS315L * 132KW (50HZ) 158KW (60HZ) 3 AC 50HZ 400VD/690VY * 3 AC 60HZ 460VD IM B 3, without motor protection TERMINAL BOX AT TOP | 15307 | TEM | 1 | LD | 1110 | 1
1LE15033AC522AA4 | SIMOTICS SD MOTOR TYPE: 1CV3315C LOW-VOLTAGE MOTOR, IEC SQUIRREL-CAGE,SELF-VENTIL.,IP55 TEMP. CL. 155(F) ACC.TO 130(B) CAST-IRON HOUSING BASIC LINE PREMIUM EFFICIENCY IE3, 60HZ, P60: IE2 6POLE * FS315L * 132KW (50HZ) 158KW (60HZ) 3 AC 50HZ 230VD/400VY * 3 AC 60HZ 460VY IM B 3, without motor protection TERMINAL BOX AT TOP | 15307 | TEM | 1 | LD | 1110 | 1
1LE10030DA222FB4 | SIMOTICS GP MOTOR TYPE: 1AV3082A LOW-VOLTAGE MOTOR, IEC SQUIRREL-CAGE,SELF-VENTIL.,IP55 TEMP. CL. 155(F) ACC.TO 130(B) ALUMINIUM HOUSING PREMIUM EFFICIENCY IE3, 2POLE * FS80M * 0.75KW (50HZ) 0.86KW (60HZ) 3 AC 50HZ 230VD/400VY * 3 AC 60HZ 460VY IM B 5, FLANGE: FF165(A200) 1 PTC thermistor for tripping (2 terminals) TERMINAL BOX AT TOP | 258 | TEM | 1 | LD | 11 | 1
1LE10030DA234FB4 | SIMOTICS GP MOTOR TYPE: 1AV3082A LOW-VOLTAGE MOTOR, IEC SQUIRREL-CAGE,SELF-VENTIL.,IP55 TEMP. CL. 155(F) ACC.TO 130(B) ALUMINIUM HOUSING PREMIUM EFFICIENCY IE3, 2POLE * FS80M * 0.75KW (50HZ) 0.86KW (60HZ) 3 AC 50HZ 400VD/690VY * 3 AC 60HZ 460VD IM B 5, FLANGE: FF165(A200) 1 PTC thermistor for tripping (2 terminals) TERMINAL BOX AT TOP | 258 | TEM | 1 | LD | 11 | 1
1LE10030DA222FA4 | SIMOTICS GP MOTOR TYPE: 1AV3082A LOW-VOLTAGE MOTOR, IEC SQUIRREL-CAGE,SELF-VENTIL.,IP55 TEMP. CL. 155(F) ACC.TO 130(B) ALUMINIUM HOUSING PREMIUM EFFICIENCY IE3, 2POLE * FS80M * 0.75KW (50HZ) 0.86KW (60HZ) 3 AC 50HZ 230VD/400VY * 3 AC 60HZ 460VY IM B 5, FLANGE: FF165(A200) without motor protection TERMINAL BOX AT TOP | 243 | TEM | 1 | LD | 11 | 1
1LE10030DA234FA4 | SIMOTICS GP MOTOR TYPE: 1AV3082A LOW-VOLTAGE MOTOR, IEC SQUIRREL-CAGE,SELF-VENTIL.,IP55 TEMP. CL. 155(F) ACC.TO 130(B) ALUMINIUM HOUSING PREMIUM EFFICIENCY IE3, 2POLE * FS80M * 0.75KW (50HZ) 0.86KW (60HZ) 3 AC 50HZ 400VD/690VY * 3 AC 60HZ 460VD IM B 5, FLANGE: FF165(A200) without motor protection TERMINAL BOX AT TOP | 243 | TEM | 1 | LD | 11 | 1
1LE10030DA322FB4 | SIMOTICS GP MOTOR TYPE: 1AV3083A LOW-VOLTAGE MOTOR, IEC SQUIRREL-CAGE,SELF-VENTIL.,IP55 TEMP. CL. 155(F) ACC.TO 130(B) ALUMINIUM HOUSING PREMIUM EFFICIENCY IE3, 2POLE * FS80M * 1.1KW (50HZ) 1.27KW (60HZ) 3 AC 50HZ 230VD/400VY * 3 AC 60HZ 460VY IM B 5, FLANGE: FF165(A200) 1 PTC thermistor for tripping (2 terminals) TERMINAL BOX AT TOP | 290 | TEM | 1 | LD | 12 | 1
1LE10030DA334FB4 | SIMOTICS GP MOTOR TYPE: 1AV3083A LOW-VOLTAGE MOTOR, IEC SQUIRREL-CAGE,SELF-VENTIL.,IP55 TEMP. CL. 155(F) ACC.TO 130(B) ALUMINIUM HOUSING PREMIUM EFFICIENCY IE3, 2POLE * FS80M * 1.1KW (50HZ) 1.27KW (60HZ) 3 AC 50HZ 400VD/690VY * 3 AC 60HZ 460VD IM B 5, FLANGE: FF165(A200) 1 PTC thermistor for tripping (2 terminals) TERMINAL BOX AT TOP | 290 | TEM | 1 | LD | 12 | 1
1LE10030DA322FA4 | SIMOTICS GP MOTOR TYPE: 1AV3083A LOW-VOLTAGE MOTOR, IEC SQUIRREL-CAGE,SELF-VENTIL.,IP55 TEMP. CL. 155(F) ACC.TO 130(B) ALUMINIUM HOUSING PREMIUM EFFICIENCY IE3, 2POLE * FS80M * 1.1KW (50HZ) 1.27KW (60HZ) 3 AC 50HZ 230VD/400VY * 3 AC 60HZ 460VY IM B 5, FLANGE: FF165(A200) without motor protection TERMINAL BOX AT TOP | 275 | TEM | 1 | LD | 12 | 1
1LE10030DA334FA4 | SIMOTICS GP MOTOR TYPE: 1AV3083A LOW-VOLTAGE MOTOR, IEC SQUIRREL-CAGE,SELF-VENTIL.,IP55 TEMP. CL. 155(F) ACC.TO 130(B) ALUMINIUM HOUSING PREMIUM EFFICIENCY IE3, 2POLE * FS80M * 1.1KW (50HZ) 1.27KW (60HZ) 3 AC 50HZ 400VD/690VY * 3 AC 60HZ 460VD IM B 5, FLANGE: FF165(A200) without motor protection TERMINAL BOX AT TOP | 275 | TEM | 1 | LD | 12 | 1
1LE10030EA022FB4 | SIMOTICS GP MOTOR TYPE: 1AV3090A LOW-VOLTAGE MOTOR, IEC SQUIRREL-CAGE,SELF-VENTIL.,IP55 TEMP. CL. 155(F) ACC.TO 130(B) ALUMINIUM HOUSING PREMIUM EFFICIENCY IE3, 2POLE * FS90S * 1.5KW (50HZ) 1.75KW (60HZ) 3 AC 50HZ 230VD/400VY * 3 AC 60HZ 460VY IM B 5, FLANGE: FF165(A200) 1 PTC thermistor for tripping (2 terminals) TERMINAL BOX AT TOP | 336 | TEM | 1 | LD | 15.001 | 1
1LE10030EA034FB4 | SIMOTICS GP MOTOR TYPE: 1AV3090A LOW-VOLTAGE MOTOR, IEC SQUIRREL-CAGE,SELF-VENTIL.,IP55 TEMP. CL. 155(F) ACC.TO 130(B) ALUMINIUM HOUSING PREMIUM EFFICIENCY IE3, 2POLE * FS90S * 1.5KW (50HZ) 1.75KW (60HZ) 3 AC 50HZ 400VD/690VY * 3 AC 60HZ 460VD IM B 5, FLANGE: FF165(A200) 1 PTC thermistor for tripping (2 terminals) TERMINAL BOX AT TOP TERMINAL BOX AT TOP | 336 | TEM | 1 | LD | 15.001 | 1
1LE10030EA022FA4 | SIMOTICS GP MOTOR TYPE: 1AV3090A LOW-VOLTAGE MOTOR, IEC SQUIRREL-CAGE,SELF-VENTIL.,IP55 TEMP. CL. 155(F) ACC.TO 130(B) ALUMINIUM HOUSING PREMIUM EFFICIENCY IE3, 2POLE * FS90S * 1.5KW (50HZ) 1.75KW (60HZ) 3 AC 50HZ 230VD/400VY * 3 AC 60HZ 460VY IM B 5, FLANGE: FF165(A200) without motor protection TERMINAL BOX AT TOP | 319 | TEM | 1 | LD | 15 | 1
1LE10030EA034FA4 | SIMOTICS GP MOTOR TYPE: 1AV3090A LOW-VOLTAGE MOTOR, IEC SQUIRREL-CAGE,SELF-VENTIL.,IP55 TEMP. CL. 155(F) ACC.TO 130(B) ALUMINIUM HOUSING PREMIUM EFFICIENCY IE3, 2POLE * FS90S * 1.5KW (50HZ) 1.75KW (60HZ) 3 AC 50HZ 400VD/690VY * 3 AC 60HZ 460VD IM B 5, FLANGE: FF165(A200) without motor protection TERMINAL BOX AT TOP | 319 | TEM | 1 | LD | 15 | 1
1LE10030EA422FB4 | SIMOTICS GP MOTOR TYPE: 1AV3094A LOW-VOLTAGE MOTOR, IEC SQUIRREL-CAGE,SELF-VENTIL.,IP55 TEMP. CL. 155(F) ACC.TO 130(B) ALUMINIUM HOUSING PREMIUM EFFICIENCY IE3, 2POLE * FS90L * 2.2KW (50HZ) 2.55KW (60HZ) 3 AC 50HZ 230VD/400VY * 3 AC 60HZ 460VY IM B 5, FLANGE: FF165(A200) 1 PTC thermistor for tripping (2 terminals) TERMINAL BOX AT TOP | 420 | TEM | 1 | LD | 19.001 | 1
1LE10030EA434FB4 | SIMOTICS GP MOTOR TYPE: 1AV3094A LOW-VOLTAGE MOTOR, IEC SQUIRREL-CAGE,SELF-VENTIL.,IP55 TEMP. CL. 155(F) ACC.TO 130(B) ALUMINIUM HOUSING PREMIUM EFFICIENCY IE3, 2POLE * FS90L * 2.2KW (50HZ) 2.55KW (60HZ) 3 AC 50HZ 400VD/690VY * 3 AC 60HZ 460VD IM B 5, FLANGE: FF165(A200) 1 PTC thermistor for tripping (2 terminals) TERMINAL BOX AT TOP | 420 | TEM | 1 | LD | 19.001 | 1
1LE10030EA422FA4 | SIMOTICS GP MOTOR TYPE: 1AV3094A LOW-VOLTAGE MOTOR, IEC SQUIRREL-CAGE,SELF-VENTIL.,IP55 TEMP. CL. 155(F) ACC.TO 130(B) ALUMINIUM HOUSING PREMIUM EFFICIENCY IE3, 2POLE * FS90L * 2.2KW (50HZ) 2.55KW (60HZ) 3 AC 50HZ 230VD/400VY * 3 AC 60HZ 460VY IM B 5, FLANGE: FF165(A200) without motor protection TERMINAL BOX AT TOP | 403 | TEM | 1 | LD | 19 | 1
1LE10030EA434FA4 | SIMOTICS GP MOTOR TYPE: 1AV3094A LOW-VOLTAGE MOTOR, IEC SQUIRREL-CAGE,SELF-VENTIL.,IP55 TEMP. CL. 155(F) ACC.TO 130(B) ALUMINIUM HOUSING PREMIUM EFFICIENCY IE3, 2POLE * FS90L * 2.2KW (50HZ) 2.55KW (60HZ) 3 AC 50HZ 400VD/690VY * 3 AC 60HZ 460VD IM B 5, FLANGE: FF165(A200) without motor protection TERMINAL BOX AT TOP | 403 | TEM | 1 | LD | 19 | 1
1LE10031AA434FB4 | SIMOTICS GP MOTOR TYPE: 1AV3104A LOW-VOLTAGE MOTOR, IEC SQUIRREL-CAGE,SELF-VENTIL.,IP55 TEMP. CL. 155(F) ACC.TO 130(B) ALUMINIUM HOUSING PREMIUM EFFICIENCY IE3, 60HZ, P60: IE2 2POLE * FS100L * 3KW (50HZ) 3.45KW (60HZ) 3 AC 50HZ 400VD/690VY * 3 AC 60HZ 460VD IM B 5, FLANGE: FF215(A250) 3 PTC thermistor for tripping (2 terminals) TERMINAL BOX AT TOP | 505 | TEM | 1 | LD | 26 | 1
1LE10031AA422FB4 | SIMOTICS GP MOTOR TYPE: 1AV3104A LOW-VOLTAGE MOTOR, IEC SQUIRREL-CAGE,SELF-VENTIL.,IP55 TEMP. CL. 155(F) ACC.TO 130(B) ALUMINIUM HOUSING PREMIUM EFFICIENCY IE3, 60HZ, P60: IE2 2POLE * FS100L * 3KW (50HZ) 3.45KW (60HZ) 3 AC 50HZ 230VD/400VY * 3 AC 60HZ 460VY IM B 5, FLANGE: FF215(A250) 3 PTC thermistor for tripping (2 terminals) TERMINAL BOX AT TOP | 505 | TEM | 1 | LD | 26 | 1
1LE10031AA434FA4 | SIMOTICS GP MOTOR TYPE: 1AV3104A LOW-VOLTAGE MOTOR, IEC SQUIRREL-CAGE,SELF-VENTIL.,IP55 TEMP. CL. 155(F) ACC.TO 130(B) ALUMINIUM HOUSING PREMIUM EFFICIENCY IE3, 60HZ, P60: IE2 2POLE * FS100L * 3KW (50HZ) 3.45KW (60HZ) 3 AC 50HZ 400VD/690VY * 3 AC 60HZ 460VD IM B 5, FLANGE: FF215(A250) without motor protection TERMINAL BOX AT TOP | 458 | TEM | 1 | LD | 26 | 1
1LE10031AA422FA4 | SIMOTICS GP MOTOR TYPE: 1AV3104A LOW-VOLTAGE MOTOR, IEC SQUIRREL-CAGE,SELF-VENTIL.,IP55 TEMP. CL. 155(F) ACC.TO 130(B) ALUMINIUM HOUSING PREMIUM EFFICIENCY IE3, 60HZ, P60: IE2 2POLE * FS100L * 3KW (50HZ) 3.45KW (60HZ) 3 AC 50HZ 230VD/400VY * 3 AC 60HZ 460VY IM B 5, FLANGE: FF215(A250) without motor protection TERMINAL BOX AT TOP | 458 | TEM | 1 | LD | 26 | 1
1LE10031BA234FB4 | SIMOTICS GP MOTOR TYPE: 1AV3112A LOW-VOLTAGE MOTOR, IEC SQUIRREL-CAGE,SELF-VENTIL.,IP55 TEMP. CL. 155(F) ACC.TO 130(B) ALUMINIUM HOUSING PREMIUM EFFICIENCY IE3, 60HZ, P60: IE2 2POLE * FS112M * 4KW (50HZ) 4.55KW (60HZ) 3 AC 50HZ 400VD/690VY * 3 AC 60HZ 460VD IM B 5, FLANGE: FF215(A250) 3 PTC thermistor for tripping (2 terminals) TERMINAL BOX AT TOP | 589 | TEM | 1 | LD | 34 | 1
1LE10031BA222FB4 | SIMOTICS GP MOTOR TYPE: 1AV3112A LOW-VOLTAGE MOTOR, IEC SQUIRREL-CAGE,SELF-VENTIL.,IP55 TEMP. CL. 155(F) ACC.TO 130(B) ALUMINIUM HOUSING PREMIUM EFFICIENCY IE3, 60HZ, P60: IE2 2POLE * FS112M * 4KW (50HZ) 4.55KW (60HZ) 3 AC 50HZ 230VD/400VY * 3 AC 60HZ 460VY IM B 5, FLANGE: FF215(A250) 3 PTC thermistor for tripping (2 terminals) TERMINAL BOX AT TOP | 589 | TEM | 1 | LD | 34 | 1
1LE10031BA234FA4 | SIMOTICS GP MOTOR TYPE: 1AV3112A LOW-VOLTAGE MOTOR, IEC SQUIRREL-CAGE,SELF-VENTIL.,IP55 TEMP. CL. 155(F) ACC.TO 130(B) ALUMINIUM HOUSING PREMIUM EFFICIENCY IE3, 60HZ, P60: IE2 2POLE * FS112M * 4KW (50HZ) 4.55KW (60HZ) 3 AC 50HZ 400VD/690VY * 3 AC 60HZ 460VD IM B 5, FLANGE: FF215(A250) without motor protection TERMINAL BOX AT TOP | 543 | TEM | 1 | LD | 34 | 1
1LE10031BA222FA4 | SIMOTICS GP MOTOR TYPE: 1AV3112A LOW-VOLTAGE MOTOR, IEC SQUIRREL-CAGE,SELF-VENTIL.,IP55 TEMP. CL. 155(F) ACC.TO 130(B) ALUMINIUM HOUSING PREMIUM EFFICIENCY IE3, 60HZ, P60: IE2 2POLE * FS112M * 4KW (50HZ) 4.55KW (60HZ) 3 AC 50HZ 230VD/400VY * 3 AC 60HZ 460VY IM B 5, FLANGE: FF215(A250) without motor protection TERMINAL BOX AT TOP | 543 | TEM | 1 | LD | 34 | 1
1LE10031CA034FB4 | SIMOTICS GP MOTOR TYPE: 1AV3130A LOW-VOLTAGE MOTOR, IEC SQUIRREL-CAGE,SELF-VENTIL.,IP55 TEMP. CL. 155(F) ACC.TO 130(B) ALUMINIUM HOUSING PREMIUM EFFICIENCY IE3, 2POLE * FS132S * 5.5KW (50HZ) 6.3KW (60HZ) 3 AC 50HZ 400VD/690VY * 3 AC 60HZ 460VD IM B 5, FLANGE: FF265(A300) 3 PTC thermistor for tripping (2 terminals) TERMINAL BOX AT TOP | 754 | TEM | 1 | LD | 43 | 1
1LE10031CA022FB4 | SIMOTICS GP MOTOR TYPE: 1AV3130A LOW-VOLTAGE MOTOR, IEC SQUIRREL-CAGE,SELF-VENTIL.,IP55 TEMP. CL. 155(F) ACC.TO 130(B) ALUMINIUM HOUSING PREMIUM EFFICIENCY IE3, 2POLE * FS132S * 5.5KW (50HZ) 6.3KW (60HZ) 3 AC 50HZ 230VD/400VY * 3 AC 60HZ 460VY IM B 5, FLANGE: FF265(A300) 3 PTC thermistor for tripping (2 terminals) TERMINAL BOX AT TOP | 754 | TEM | 1 | LD | 43 | 1
1LE10031CA034FA4 | SIMOTICS GP MOTOR TYPE: 1AV3130A LOW-VOLTAGE MOTOR, IEC SQUIRREL-CAGE,SELF-VENTIL.,IP55 TEMP. CL. 155(F) ACC.TO 130(B) ALUMINIUM HOUSING PREMIUM EFFICIENCY IE3, 2POLE * FS132S * 5.5KW (50HZ) 6.3KW (60HZ) 3 AC 50HZ 400VD/690VY * 3 AC 60HZ 460VD IM B 5, FLANGE: FF265(A300) without motor protection TERMINAL BOX AT TOP | 685 | TEM | 1 | LD | 43 | 1
1LE10031CA022FA4 | SIMOTICS GP MOTOR TYPE: 1AV3130A LOW-VOLTAGE MOTOR, IEC SQUIRREL-CAGE,SELF-VENTIL.,IP55 TEMP. CL. 155(F) ACC.TO 130(B) ALUMINIUM HOUSING PREMIUM EFFICIENCY IE3, 2POLE * FS132S * 5.5KW (50HZ) 6.3KW (60HZ) 3 AC 50HZ 230VD/400VY * 3 AC 60HZ 460VY IM B 5, FLANGE: FF265(A300) without motor protection TERMINAL BOX AT TOP | 685 | TEM | 1 | LD | 43 | 1
1LE10031CA134FB4 | SIMOTICS GP MOTOR TYPE: 1AV3131A LOW-VOLTAGE MOTOR, IEC SQUIRREL-CAGE,SELF-VENTIL.,IP55 TEMP. CL. 155(F) ACC.TO 130(B) ALUMINIUM HOUSING PREMIUM EFFICIENCY IE3, 2POLE * FS132S * 7.5KW (50HZ) 8.6KW (60HZ) 3 AC 50HZ 400VD/690VY * 3 AC 60HZ 460VD IM B 5, FLANGE: FF265(A300) 3 PTC thermistor for tripping (2 terminals) TERMINAL BOX AT TOP | 925 | TEM | 1 | LD | 57 | 1
1LE10031CA122FB4 | SIMOTICS GP MOTOR TYPE: 1AV3131A LOW-VOLTAGE MOTOR, IEC SQUIRREL-CAGE,SELF-VENTIL.,IP55 TEMP. CL. 155(F) ACC.TO 130(B) ALUMINIUM HOUSING PREMIUM EFFICIENCY IE3, 2POLE * FS132S * 7.5KW (50HZ) 8.6KW (60HZ) 3 AC 50HZ 230VD/400VY * 3 AC 60HZ 460VY IM B 5, FLANGE: FF265(A300) 3 PTC thermistor for tripping (2 terminals) TERMINAL BOX AT TOP | 925 | TEM | 1 | LD | 57 | 1
1LE10031CA134FA4 | SIMOTICS GP MOTOR TYPE: 1AV3131A LOW-VOLTAGE MOTOR, IEC SQUIRREL-CAGE,SELF-VENTIL.,IP55 TEMP. CL. 155(F) ACC.TO 130(B) ALUMINIUM HOUSING PREMIUM EFFICIENCY IE3, 2POLE * FS132S * 7.5KW (50HZ) 8.6KW (60HZ) 3 AC 50HZ 400VD/690VY * 3 AC 60HZ 460VD IM B 5, FLANGE: FF265(A300) without motor protection TERMINAL BOX AT TOP | 855 | TEM | 1 | LD | 57 | 1
1LE10031CA122FA4 | SIMOTICS GP MOTOR TYPE: 1AV3131A LOW-VOLTAGE MOTOR, IEC SQUIRREL-CAGE,SELF-VENTIL.,IP55 TEMP. CL. 155(F) ACC.TO 130(B) ALUMINIUM HOUSING PREMIUM EFFICIENCY IE3, 2POLE * FS132S * 7.5KW (50HZ) 8.6KW (60HZ) 3 AC 50HZ 230VD/400VY * 3 AC 60HZ 460VY IM B 5, FLANGE: FF265(A300) without motor protection TERMINAL BOX AT TOP | 855 | TEM | 1 | LD | 57 | 1
1LE10031DA234FB4 | SIMOTICS GP MOTOR TYPE: 1AV3162A LOW-VOLTAGE MOTOR, IEC SQUIRREL-CAGE,SELF-VENTIL.,IP55 TEMP. CL. 155(F) ACC.TO 130(B) ALUMINIUM HOUSING PREMIUM EFFICIENCY IE3, 2POLE * FS160M * 11KW (50HZ) 12.6KW (60HZ) 3 AC 50HZ 400VD/690VY * 3 AC 60HZ 460VD IM B 5, FLANGE: FF300(A350) 3 PTC thermistor for tripping (2 terminals) TERMINAL BOX AT TOP | 1248 | TEM | 1 | LD | 75 | 1
1LE10031DA222FB4 | SIMOTICS GP MOTOR TYPE: 1AV3162A LOW-VOLTAGE MOTOR, IEC SQUIRREL-CAGE,SELF-VENTIL.,IP55 TEMP. CL. 155(F) ACC.TO 130(B) ALUMINIUM HOUSING PREMIUM EFFICIENCY IE3, 2POLE * FS160M * 11KW (50HZ) 12.6KW (60HZ) 3 AC 50HZ 230VD/400VY * 3 AC 60HZ 460VY IM B 5, FLANGE: FF300(A350) 3 PTC thermistor for tripping (2 terminals) TERMINAL BOX AT TOP | 1248 | TEM | 1 | LD | 75 | 1
1LE10031DA234FA4 | SIMOTICS GP MOTOR TYPE: 1AV3162A LOW-VOLTAGE MOTOR, IEC SQUIRREL-CAGE,SELF-VENTIL.,IP55 TEMP. CL. 155(F) ACC.TO 130(B) ALUMINIUM HOUSING PREMIUM EFFICIENCY IE3, 2POLE * FS160M * 11KW (50HZ) 12.6KW (60HZ) 3 AC 50HZ 400VD/690VY * 3 AC 60HZ 460VD IM B 5, FLANGE: FF300(A350) without motor protection TERMINAL BOX AT TOP | 1179 | TEM | 1 | LD | 75 | 1
1LE10031DA222FA4 | SIMOTICS GP MOTOR TYPE: 1AV3162A LOW-VOLTAGE MOTOR, IEC SQUIRREL-CAGE,SELF-VENTIL.,IP55 TEMP. CL. 155(F) ACC.TO 130(B) ALUMINIUM HOUSING PREMIUM EFFICIENCY IE3, 2POLE * FS160M * 11KW (50HZ) 12.6KW (60HZ) 3 AC 50HZ 230VD/400VY * 3 AC 60HZ 460VY IM B 5, FLANGE: FF300(A350) without motor protection TERMINAL BOX AT TOP | 1179 | TEM | 1 | LD | 75 | 1
1LE10031DA334FB4 | SIMOTICS GP MOTOR TYPE: 1AV3163A LOW-VOLTAGE MOTOR, IEC SQUIRREL-CAGE,SELF-VENTIL.,IP55 TEMP. CL. 155(F) ACC.TO 130(B) ALUMINIUM HOUSING PREMIUM EFFICIENCY IE3, 2POLE * FS160M * 15KW (50HZ) 17.3KW (60HZ) 3 AC 50HZ 400VD/690VY * 3 AC 60HZ 460VD IM B 5, FLANGE: FF300(A350) 3 PTC thermistor for tripping (2 terminals) TERMINAL BOX AT TOP | 1589 | TEM | 1 | LD | 84 | 1
1LE10031DA322FB4 | SIMOTICS GP MOTOR TYPE: 1AV3163A LOW-VOLTAGE MOTOR, IEC SQUIRREL-CAGE,SELF-VENTIL.,IP55 TEMP. CL. 155(F) ACC.TO 130(B) ALUMINIUM HOUSING PREMIUM EFFICIENCY IE3, 2POLE * FS160M * 15KW (50HZ) 17.3KW (60HZ) 3 AC 50HZ 230VD/400VY * 3 AC 60HZ 460VY IM B 5, FLANGE: FF300(A350) 3 PTC thermistor for tripping (2 terminals) TERMINAL BOX AT TOP | 1589 | TEM | 1 | LD | 84 | 1
1LE10031DA334FA4 | SIMOTICS GP MOTOR TYPE: 1AV3163A LOW-VOLTAGE MOTOR, IEC SQUIRREL-CAGE,SELF-VENTIL.,IP55 TEMP. CL. 155(F) ACC.TO 130(B) ALUMINIUM HOUSING PREMIUM EFFICIENCY IE3, 2POLE * FS160M * 15KW (50HZ) 17.3KW (60HZ) 3 AC 50HZ 400VD/690VY * 3 AC 60HZ 460VD IM B 5, FLANGE: FF300(A350) without motor protection TERMINAL BOX AT TOP | 1520 | TEM | 1 | LD | 84 | 1
1LE10031DA322FA4 | SIMOTICS GP MOTOR TYPE: 1AV3163A LOW-VOLTAGE MOTOR, IEC SQUIRREL-CAGE,SELF-VENTIL.,IP55 TEMP. CL. 155(F) ACC.TO 130(B) ALUMINIUM HOUSING PREMIUM EFFICIENCY IE3, 2POLE * FS160M * 15KW (50HZ) 17.3KW (60HZ) 3 AC 50HZ 230VD/400VY * 3 AC 60HZ 460VY IM B 5, FLANGE: FF300(A350) without motor protection TERMINAL BOX AT TOP | 1520 | TEM | 1 | LD | 84 | 1
1LE10031DA434FB4 | SIMOTICS GP MOTOR TYPE: 1AV3164A LOW-VOLTAGE MOTOR, IEC SQUIRREL-CAGE,SELF-VENTIL.,IP55 TEMP. CL. 155(F) ACC.TO 130(B) ALUMINIUM HOUSING PREMIUM EFFICIENCY IE3, 2POLE * FS160L * 18.5KW (50HZ) 21.3KW (60HZ) 3 AC 50HZ 400VD/690VY * 3 AC 60HZ 460VD IM B 5, FLANGE: FF300(A350) 3 PTC thermistor for tripping (2 terminals) TERMINAL BOX AT TOP | 1869 | TEM | 1 | LD | 94 | 1
1LE10031DA422FB4 | SIMOTICS GP MOTOR TYPE: 1AV3164A LOW-VOLTAGE MOTOR, IEC SQUIRREL-CAGE,SELF-VENTIL.,IP55 TEMP. CL. 155(F) ACC.TO 130(B) ALUMINIUM HOUSING PREMIUM EFFICIENCY IE3, 2POLE * FS160L * 18.5KW (50HZ) 21.3KW (60HZ) 3 AC 50HZ 230VD/400VY * 3 AC 60HZ 460VY IM B 5, FLANGE: FF300(A350) 3 PTC thermistor for tripping (2 terminals) TERMINAL BOX AT TOP | 1869 | TEM | 1 | LD | 94 | 1
1LE10031DA434FA4 | SIMOTICS GP MOTOR TYPE: 1AV3164A LOW-VOLTAGE MOTOR, IEC SQUIRREL-CAGE,SELF-VENTIL.,IP55 TEMP. CL. 155(F) ACC.TO 130(B) ALUMINIUM HOUSING PREMIUM EFFICIENCY IE3, 2POLE * FS160L * 18.5KW (50HZ) 21.3KW (60HZ) 3 AC 50HZ 400VD/690VY * 3 AC 60HZ 460VD IM B 5, FLANGE: FF300(A350) without motor protection TERMINAL BOX AT TOP | 1800 | TEM | 1 | LD | 94 | 1
1LE10031DA422FA4 | SIMOTICS GP MOTOR TYPE: 1AV3164A LOW-VOLTAGE MOTOR, IEC SQUIRREL-CAGE,SELF-VENTIL.,IP55 TEMP. CL. 155(F) ACC.TO 130(B) ALUMINIUM HOUSING PREMIUM EFFICIENCY IE3, 2POLE * FS160L * 18.5KW (50HZ) 21.3KW (60HZ) 3 AC 50HZ 230VD/400VY * 3 AC 60HZ 460VY IM B 5, FLANGE: FF300(A350) without motor protection TERMINAL BOX AT TOP | 1800 | TEM | 1 | LD | 94 | 1
1LE15031EA234FB4 | SIMOTICS SD MOTOR TYPE: 1CV3182A LOW-VOLTAGE MOTOR, IEC SQUIRREL-CAGE,SELF-VENTIL.,IP55 TEMP. CL. 155(F) ACC.TO 130(B) CAST-IRON HOUSING BASIC LINE PREMIUM EFFICIENCY IE3, 2POLE * FS180M * 22KW (50HZ) 24.5KW (60HZ) 3 AC 50HZ 400VD/690VY * 3 AC 60HZ 460VD IM B 5, FLANGE: FF300(A350) 3 PTC thermistor for tripping (2 terminals) TERMINAL BOX AT TOP | 2255 | TEM | 1 | LD | 160 | 1
1LE15031EA222FB4 | SIMOTICS SD MOTOR TYPE: 1CV3182A LOW-VOLTAGE MOTOR, IEC SQUIRREL-CAGE,SELF-VENTIL.,IP55 TEMP. CL. 155(F) ACC.TO 130(B) CAST-IRON HOUSING BASIC LINE PREMIUM EFFICIENCY IE3, 2POLE * FS180M * 22KW (50HZ) 24.5KW (60HZ) 3 AC 50HZ 230VD/400VY * 3 AC 60HZ 460VY IM B 5, FLANGE: FF300(A350) 3 PTC thermistor for tripping (2 terminals) TERMINAL BOX AT TOP | 2255 | TEM | 1 | LD | 160 | 1
1LE15031EA234FA4 | SIMOTICS SD MOTOR TYPE: 1CV3182A LOW-VOLTAGE MOTOR, IEC SQUIRREL-CAGE,SELF-VENTIL.,IP55 TEMP. CL. 155(F) ACC.TO 130(B) CAST-IRON HOUSING BASIC LINE PREMIUM EFFICIENCY IE3, 2POLE * FS180M * 22KW (50HZ) 24.5KW (60HZ) 3 AC 50HZ 400VD/690VY * 3 AC 60HZ 460VD IM B 5, FLANGE: FF300(A350) without motor protection TERMINAL BOX AT TOP | 2163 | TEM | 1 | LD | 160 | 1
1LE15031EA222FA4 | SIMOTICS SD MOTOR TYPE: 1CV3182A LOW-VOLTAGE MOTOR, IEC SQUIRREL-CAGE,SELF-VENTIL.,IP55 TEMP. CL. 155(F) ACC.TO 130(B) CAST-IRON HOUSING BASIC LINE PREMIUM EFFICIENCY IE3, 2POLE * FS180M * 22KW (50HZ) 24.5KW (60HZ) 3 AC 50HZ 230VD/400VY * 3 AC 60HZ 460VY IM B 5, FLANGE: FF300(A350) without motor protection TERMINAL BOX AT TOP | 2163 | TEM | 1 | LD | 160 | 1
1LE15032AA434FB4 | SIMOTICS SD MOTOR TYPE: 1CV3204A LOW-VOLTAGE MOTOR, IEC SQUIRREL-CAGE,SELF-VENTIL.,IP55 TEMP. CL. 155(F) ACC.TO 130(B) CAST-IRON HOUSING BASIC LINE PREMIUM EFFICIENCY IE3, 2POLE * FS200L * 30KW (50HZ) 33.5KW (60HZ) 3 AC 50HZ 400VD/690VY * 3 AC 60HZ 460VD IM B 5, FLANGE: FF350(A400) 3 PTC thermistor for tripping (2 terminals) TERMINAL BOX AT TOP | 2890 | TEM | 1 | LD | 225 | 1
1LE15032AA422FB4 | SIMOTICS SD MOTOR TYPE: 1CV3204A LOW-VOLTAGE MOTOR, IEC SQUIRREL-CAGE,SELF-VENTIL.,IP55 TEMP. CL. 155(F) ACC.TO 130(B) CAST-IRON HOUSING BASIC LINE PREMIUM EFFICIENCY IE3, 2POLE * FS200L * 30KW (50HZ) 33.5KW (60HZ) 3 AC 50HZ 230VD/400VY * 3 AC 60HZ 460VY IM B 5, FLANGE: FF350(A400) 3 PTC thermistor for tripping (2 terminals) TERMINAL BOX AT TOP | 2890 | TEM | 1 | LD | 225 | 1
1LE15032AA434FA4 | SIMOTICS SD MOTOR TYPE: 1CV3204A LOW-VOLTAGE MOTOR, IEC SQUIRREL-CAGE,SELF-VENTIL.,IP55 TEMP. CL. 155(F) ACC.TO 130(B) CAST-IRON HOUSING BASIC LINE PREMIUM EFFICIENCY IE3, 2POLE * FS200L * 30KW (50HZ) 33.5KW (60HZ) 3 AC 50HZ 400VD/690VY * 3 AC 60HZ 460VD IM B 5, FLANGE: FF350(A400) without motor protection TERMINAL BOX AT TOP | 2798 | TEM | 1 | LD | 225 | 1
1LE15032AA422FA4 | SIMOTICS SD MOTOR TYPE: 1CV3204A LOW-VOLTAGE MOTOR, IEC SQUIRREL-CAGE,SELF-VENTIL.,IP55 TEMP. CL. 155(F) ACC.TO 130(B) CAST-IRON HOUSING BASIC LINE PREMIUM EFFICIENCY IE3, 2POLE * FS200L * 30KW (50HZ) 33.5KW (60HZ) 3 AC 50HZ 230VD/400VY * 3 AC 60HZ 460VY IM B 5, FLANGE: FF350(A400) without motor protection TERMINAL BOX AT TOP | 2798 | TEM | 1 | LD | 225 | 1
1LE15032AA534FB4 | SIMOTICS SD MOTOR TYPE: 1CV3205A LOW-VOLTAGE MOTOR, IEC SQUIRREL-CAGE,SELF-VENTIL.,IP55 TEMP. CL. 155(F) ACC.TO 130(B) CAST-IRON HOUSING BASIC LINE PREMIUM EFFICIENCY IE3, 2POLE * FS200L * 37KW (50HZ) 41.5KW (60HZ) 3 AC 50HZ 400VD/690VY * 3 AC 60HZ 460VD IM B 5, FLANGE: FF350(A400) 3 PTC thermistor for tripping (2 terminals) TERMINAL BOX AT TOP | 3572 | TEM | 1 | LD | 250 | 1
1LE15032AA522FB4 | SIMOTICS SD MOTOR TYPE: 1CV3205A LOW-VOLTAGE MOTOR, IEC SQUIRREL-CAGE,SELF-VENTIL.,IP55 TEMP. CL. 155(F) ACC.TO 130(B) CAST-IRON HOUSING BASIC LINE PREMIUM EFFICIENCY IE3, 2POLE * FS200L * 37KW (50HZ) 41.5KW (60HZ) 3 AC 50HZ 230VD/400VY * 3 AC 60HZ 460VY IM B 5, FLANGE: FF350(A400) 3 PTC thermistor for tripping (2 terminals) TERMINAL BOX AT TOP | 3572 | TEM | 1 | LD | 250 | 1
1LE15032AA534FA4 | SIMOTICS SD MOTOR TYPE: 1CV3205A LOW-VOLTAGE MOTOR, IEC SQUIRREL-CAGE,SELF-VENTIL.,IP55 TEMP. CL. 155(F) ACC.TO 130(B) CAST-IRON HOUSING BASIC LINE PREMIUM EFFICIENCY IE3, 2POLE * FS200L * 37KW (50HZ) 41.5KW (60HZ) 3 AC 50HZ 400VD/690VY * 3 AC 60HZ 460VD IM B 5, FLANGE: FF350(A400) without motor protection TERMINAL BOX AT TOP | 3480 | TEM | 1 | LD | 250 | 1
1LE15032AA522FA4 | SIMOTICS SD MOTOR TYPE: 1CV3205A LOW-VOLTAGE MOTOR, IEC SQUIRREL-CAGE,SELF-VENTIL.,IP55 TEMP. CL. 155(F) ACC.TO 130(B) CAST-IRON HOUSING BASIC LINE PREMIUM EFFICIENCY IE3, 2POLE * FS200L * 37KW (50HZ) 41.5KW (60HZ) 3 AC 50HZ 230VD/400VY * 3 AC 60HZ 460VY IM B 5, FLANGE: FF350(A400) without motor protection TERMINAL BOX AT TOP | 3480 | TEM | 1 | LD | 250 | 1
1LE15032BA234FB4 | SIMOTICS SD MOTOR TYPE: 1CV3222A LOW-VOLTAGE MOTOR, IEC SQUIRREL-CAGE,SELF-VENTIL.,IP55 TEMP. CL. 155(F) ACC.TO 130(B) CAST-IRON HOUSING BASIC LINE PREMIUM EFFICIENCY IE3, 2POLE * FS225M * 45KW (50HZ) 51KW (60HZ) 3 AC 50HZ 400VD/690VY * 3 AC 60HZ 460VD IM B 5, FLANGE: FF400(A450) 3 PTC thermistor for tripping (2 terminals) TERMINAL BOX AT TOP | 4187 | TEM | 1 | LD | 315 | 1
1LE15032BA222FB4 | SIMOTICS SD MOTOR TYPE: 1CV3222A LOW-VOLTAGE MOTOR, IEC SQUIRREL-CAGE,SELF-VENTIL.,IP55 TEMP. CL. 155(F) ACC.TO 130(B) CAST-IRON HOUSING BASIC LINE PREMIUM EFFICIENCY IE3, 2POLE * FS225M * 45KW (50HZ) 51KW (60HZ) 3 AC 50HZ 230VD/400VY * 3 AC 60HZ 460VY IM B 5, FLANGE: FF400(A450) 3 PTC thermistor for tripping (2 terminals) TERMINAL BOX AT TOP | 4187 | TEM | 1 | LD | 315 | 1
1LE15032BA234FA4 | SIMOTICS SD MOTOR TYPE: 1CV3222A LOW-VOLTAGE MOTOR, IEC SQUIRREL-CAGE,SELF-VENTIL.,IP55 TEMP. CL. 155(F) ACC.TO 130(B) CAST-IRON HOUSING BASIC LINE PREMIUM EFFICIENCY IE3, 2POLE * FS225M * 45KW (50HZ) 51KW (60HZ) 3 AC 50HZ 400VD/690VY * 3 AC 60HZ 460VD IM B 5, FLANGE: FF400(A450) without motor protection TERMINAL BOX AT TOP | 4061 | TEM | 1 | LD | 315 | 1
1LE15032BA222FA4 | SIMOTICS SD MOTOR TYPE: 1CV3222A LOW-VOLTAGE MOTOR, IEC SQUIRREL-CAGE,SELF-VENTIL.,IP55 TEMP. CL. 155(F) ACC.TO 130(B) CAST-IRON HOUSING BASIC LINE PREMIUM EFFICIENCY IE3, 2POLE * FS225M * 45KW (50HZ) 51KW (60HZ) 3 AC 50HZ 230VD/400VY * 3 AC 60HZ 460VY IM B 5, FLANGE: FF400(A450) without motor protection TERMINAL BOX AT TOP | 4061 | TEM | 1 | LD | 315 | 1
1LE15032CA234FB4 | SIMOTICS SD MOTOR TYPE: 1CV3252A LOW-VOLTAGE MOTOR, IEC SQUIRREL-CAGE,SELF-VENTIL.,IP55 TEMP. CL. 155(F) ACC.TO 130(B) CAST-IRON HOUSING BASIC LINE PREMIUM EFFICIENCY IE3, 2POLE * FS250M * 55KW (50HZ) 62KW (60HZ) 3 AC 50HZ 400VD/690VY * 3 AC 60HZ 460VD IM B 5, FLANGE: FF500(A550) 3 PTC thermistor for tripping (2 terminals) TERMINAL BOX AT TOP | 4991 | TEM | 1 | LD | 385 | 1
1LE15032CA222FB4 | SIMOTICS SD MOTOR TYPE: 1CV3252A LOW-VOLTAGE MOTOR, IEC SQUIRREL-CAGE,SELF-VENTIL.,IP55 TEMP. CL. 155(F) ACC.TO 130(B) CAST-IRON HOUSING BASIC LINE PREMIUM EFFICIENCY IE3, 2POLE * FS250M * 55KW (50HZ) 62KW (60HZ) 3 AC 50HZ 230VD/400VY * 3 AC 60HZ 460VY IM B 5, FLANGE: FF500(A550) 3 PTC thermistor for tripping (2 terminals) TERMINAL BOX AT TOP | 4991 | TEM | 1 | LD | 385 | 1
1LE15032CA234FA4 | SIMOTICS SD MOTOR TYPE: 1CV3252A LOW-VOLTAGE MOTOR, IEC SQUIRREL-CAGE,SELF-VENTIL.,IP55 TEMP. CL. 155(F) ACC.TO 130(B) CAST-IRON HOUSING BASIC LINE PREMIUM EFFICIENCY IE3, 2POLE * FS250M * 55KW (50HZ) 62KW (60HZ) 3 AC 50HZ 400VD/690VY * 3 AC 60HZ 460VD IM B 5, FLANGE: FF500(A550) without motor protection TERMINAL BOX AT TOP | 4866 | TEM | 1 | LD | 385 | 1
1LE15032CA222FA4 | SIMOTICS SD MOTOR TYPE: 1CV3252A LOW-VOLTAGE MOTOR, IEC SQUIRREL-CAGE,SELF-VENTIL.,IP55 TEMP. CL. 155(F) ACC.TO 130(B) CAST-IRON HOUSING BASIC LINE PREMIUM EFFICIENCY IE3, 2POLE * FS250M * 55KW (50HZ) 62KW (60HZ) 3 AC 50HZ 230VD/400VY * 3 AC 60HZ 460VY IM B 5, FLANGE: FF500(A550) without motor protection TERMINAL BOX AT TOP | 4866 | TEM | 1 | LD | 385 | 1
1LE15032DA034FB4 | SIMOTICS SD MOTOR TYPE: 1CV3280A LOW-VOLTAGE MOTOR, IEC SQUIRREL-CAGE,SELF-VENTIL.,IP55 TEMP. CL. 155(F) ACC.TO 130(B) CAST-IRON HOUSING BASIC LINE PREMIUM EFFICIENCY IE3, 60HZ, P60: IE2 2POLE * FS280S * 75KW (50HZ) 84KW (60HZ) 3 AC 50HZ 400VD/690VY * 3 AC 60HZ 460VD IM B 5, FLANGE: FF500(A550) 3 PTC thermistor for tripping (2 terminals) TERMINAL BOX AT TOP | 6736 | TEM | 1 | LD | 510 | 1
1LE15032DA022FB4 | SIMOTICS SD MOTOR TYPE: 1CV3280A LOW-VOLTAGE MOTOR, IEC SQUIRREL-CAGE,SELF-VENTIL.,IP55 TEMP. CL. 155(F) ACC.TO 130(B) CAST-IRON HOUSING BASIC LINE PREMIUM EFFICIENCY IE3, 60HZ, P60: IE2 2POLE * FS280S * 75KW (50HZ) 84KW (60HZ) 3 AC 50HZ 230VD/400VY * 3 AC 60HZ 460VY IM B 5, FLANGE: FF500(A550) 3 PTC thermistor for tripping (2 terminals) TERMINAL BOX AT TOP | 6736 | TEM | 1 | LD | 510 | 1
1LE15032DA034FA4 | SIMOTICS SD MOTOR TYPE: 1CV3280A LOW-VOLTAGE MOTOR, IEC SQUIRREL-CAGE,SELF-VENTIL.,IP55 TEMP. CL. 155(F) ACC.TO 130(B) CAST-IRON HOUSING BASIC LINE PREMIUM EFFICIENCY IE3, 60HZ, P60: IE2 2POLE * FS280S * 75KW (50HZ) 84KW (60HZ) 3 AC 50HZ 400VD/690VY * 3 AC 60HZ 460VD IM B 5, FLANGE: FF500(A550) without motor protection TERMINAL BOX AT TOP | 6579 | TEM | 1 | LD | 510 | 1
1LE15032DA022FA4 | SIMOTICS SD MOTOR TYPE: 1CV3280A LOW-VOLTAGE MOTOR, IEC SQUIRREL-CAGE,SELF-VENTIL.,IP55 TEMP. CL. 155(F) ACC.TO 130(B) CAST-IRON HOUSING BASIC LINE PREMIUM EFFICIENCY IE3, 60HZ, P60: IE2 2POLE * FS280S * 75KW (50HZ) 84KW (60HZ) 3 AC 50HZ 230VD/400VY * 3 AC 60HZ 460VY IM B 5, FLANGE: FF500(A550) without motor protection TERMINAL BOX AT TOP | 6579 | TEM | 1 | LD | 510 | 1
1LE15032DA234FB4 | SIMOTICS SD MOTOR TYPE: 1CV3282A LOW-VOLTAGE MOTOR, IEC SQUIRREL-CAGE,SELF-VENTIL.,IP55 TEMP. CL. 155(F) ACC.TO 130(B) CAST-IRON HOUSING BASIC LINE PREMIUM EFFICIENCY IE3, 60HZ, P60: IE2 2POLE * FS280M * 90KW (50HZ) 101KW (60HZ) 3 AC 50HZ 400VD/690VY * 3 AC 60HZ 460VD IM B 5, FLANGE: FF500(A550) 3 PTC thermistor for tripping (2 terminals) TERMINAL BOX AT TOP | 7872 | TEM | 1 | LD | 590 | 1
1LE15032DA222FB4 | SIMOTICS SD MOTOR TYPE: 1CV3282A LOW-VOLTAGE MOTOR, IEC SQUIRREL-CAGE,SELF-VENTIL.,IP55 TEMP. CL. 155(F) ACC.TO 130(B) CAST-IRON HOUSING BASIC LINE PREMIUM EFFICIENCY IE3, 60HZ, P60: IE2 2POLE * FS280M * 90KW (50HZ) 101KW (60HZ) 3 AC 50HZ 230VD/400VY * 3 AC 60HZ 460VY IM B 5, FLANGE: FF500(A550) 3 PTC thermistor for tripping (2 terminals) TERMINAL BOX AT TOP | 7872 | TEM | 1 | LD | 590 | 1
1LE15032DA234FA4 | SIMOTICS SD MOTOR TYPE: 1CV3282A LOW-VOLTAGE MOTOR, IEC SQUIRREL-CAGE,SELF-VENTIL.,IP55 TEMP. CL. 155(F) ACC.TO 130(B) CAST-IRON HOUSING BASIC LINE PREMIUM EFFICIENCY IE3, 60HZ, P60: IE2 2POLE * FS280M * 90KW (50HZ) 101KW (60HZ) 3 AC 50HZ 400VD/690VY * 3 AC 60HZ 460VD IM B 5, FLANGE: FF500(A550) without motor protection TERMINAL BOX AT TOP | 7716 | TEM | 1 | LD | 590 | 1
1LE15032DA222FA4 | SIMOTICS SD MOTOR TYPE: 1CV3282A LOW-VOLTAGE MOTOR, IEC SQUIRREL-CAGE,SELF-VENTIL.,IP55 TEMP. CL. 155(F) ACC.TO 130(B) CAST-IRON HOUSING BASIC LINE PREMIUM EFFICIENCY IE3, 60HZ, P60: IE2 2POLE * FS280M * 90KW (50HZ) 101KW (60HZ) 3 AC 50HZ 230VD/400VY * 3 AC 60HZ 460VY IM B 5, FLANGE: FF500(A550) without motor protection TERMINAL BOX AT TOP | 7716 | TEM | 1 | LD | 590 | 1
1LE15033AA034FB4 | SIMOTICS SD MOTOR TYPE: 1CV3310A LOW-VOLTAGE MOTOR, IEC SQUIRREL-CAGE,SELF-VENTIL.,IP55 TEMP. CL. 155(F) ACC.TO 130(B) CAST-IRON HOUSING BASIC LINE PREMIUM EFFICIENCY IE3, 2POLE * FS315S * 110KW (50HZ) 123KW (60HZ) 3 AC 50HZ 400VD/690VY * 3 AC 60HZ 460VD IM B 5, FLANGE: FF600(A660) 3 PTC thermistor for tripping (2 terminals) TERMINAL BOX AT TOP | 9455 | TEM | 1 | LD | 750 | 1
1LE15033AA022FB4 | SIMOTICS SD MOTOR TYPE: 1CV3310A LOW-VOLTAGE MOTOR, IEC SQUIRREL-CAGE,SELF-VENTIL.,IP55 TEMP. CL. 155(F) ACC.TO 130(B) CAST-IRON HOUSING BASIC LINE PREMIUM EFFICIENCY IE3, 2POLE * FS315S * 110KW (50HZ) 123KW (60HZ) 3 AC 50HZ 230VD/400VY * 3 AC 60HZ 460VY IM B 5, FLANGE: FF600(A660) 3 PTC thermistor for tripping (2 terminals) TERMINAL BOX AT TOP | 9455 | TEM | 1 | LD | 750 | 1
1LE15033AA034FA4 | SIMOTICS SD MOTOR TYPE: 1CV3310A LOW-VOLTAGE MOTOR, IEC SQUIRREL-CAGE,SELF-VENTIL.,IP55 TEMP. CL. 155(F) ACC.TO 130(B) CAST-IRON HOUSING BASIC LINE PREMIUM EFFICIENCY IE3, 2POLE * FS315S * 110KW (50HZ) 123KW (60HZ) 3 AC 50HZ 400VD/690VY * 3 AC 60HZ 460VD IM B 5, FLANGE: FF600(A660) without motor protection TERMINAL BOX AT TOP | 9298 | TEM | 1 | LD | 750 | 1
1LE15033AA022FA4 | SIMOTICS SD MOTOR TYPE: 1CV3310A LOW-VOLTAGE MOTOR, IEC SQUIRREL-CAGE,SELF-VENTIL.,IP55 TEMP. CL. 155(F) ACC.TO 130(B) CAST-IRON HOUSING BASIC LINE PREMIUM EFFICIENCY IE3, 2POLE * FS315S * 110KW (50HZ) 123KW (60HZ) 3 AC 50HZ 230VD/400VY * 3 AC 60HZ 460VY IM B 5, FLANGE: FF600(A660) without motor protection TERMINAL BOX AT TOP | 9298 | TEM | 1 | LD | 750 | 1
1LE15033AA234FB4 | SIMOTICS SD MOTOR TYPE: 1CV3312A LOW-VOLTAGE MOTOR, IEC SQUIRREL-CAGE,SELF-VENTIL.,IP55 TEMP. CL. 155(F) ACC.TO 130(B) CAST-IRON HOUSING BASIC LINE PREMIUM EFFICIENCY IE3, 2POLE * FS315M * 132KW (50HZ) 148KW (60HZ) 3 AC 50HZ 400VD/690VY * 3 AC 60HZ 460VD IM B 5, FLANGE: FF600(A660) 3 PTC thermistor for tripping (2 terminals) TERMINAL BOX AT TOP | 11241 | TEM | 1 | LD | 880 | 1
1LE10030DB222FB4 | SIMOTICS GP MOTOR TYPE: 1AV3082B LOW-VOLTAGE MOTOR, IEC SQUIRREL-CAGE,SELF-VENTIL.,IP55 TEMP. CL. 155(F) ACC.TO 130(B) ALUMINIUM HOUSING PREMIUM EFFICIENCY, 4POLE * FS80M * 0.55KW (50HZ) 0.63KW (60HZ) 3 AC 50HZ 230VD/400VY * 3 AC 60HZ 460VY IM B 5, FLANGE: FF165(A200) 1 PTC thermistor for tripping (2 terminals) TERMINAL BOX AT TOP | 256 | TEM | 1 | LD | 11 | 1
1LE10030DB234FB4 | SIMOTICS GP MOTOR TYPE: 1AV3082B LOW-VOLTAGE MOTOR, IEC SQUIRREL-CAGE,SELF-VENTIL.,IP55 TEMP. CL. 155(F) ACC.TO 130(B) ALUMINIUM HOUSING PREMIUM EFFICIENCY, 4POLE * FS80M * 0.55KW (50HZ) 0.63KW (60HZ) 3 AC 50HZ 400VD/690VY * 3 AC 60HZ 460VD IM B 5, FLANGE: FF165(A200) 1 PTC thermistor for tripping (2 terminals) TERMINAL BOX AT TOP | 256 | TEM | 1 | LD | 11 | 1
1LE10030DB222FA4 | SIMOTICS GP MOTOR TYPE: 1AV3082B LOW-VOLTAGE MOTOR, IEC SQUIRREL-CAGE,SELF-VENTIL.,IP55 TEMP. CL. 155(F) ACC.TO 130(B) ALUMINIUM HOUSING PREMIUM EFFICIENCY, 4POLE * FS80M * 0.55KW (50HZ) 0.63KW (60HZ) 3 AC 50HZ 230VD/400VY * 3 AC 60HZ 460VY IM B 5, FLANGE: FF165(A200) without motor protection TERMINAL BOX AT TOP | 241 | TEM | 1 | LD | 11 | 1
1LE10030DB234FA4 | SIMOTICS GP MOTOR TYPE: 1AV3082B LOW-VOLTAGE MOTOR, IEC SQUIRREL-CAGE,SELF-VENTIL.,IP55 TEMP. CL. 155(F) ACC.TO 130(B) ALUMINIUM HOUSING PREMIUM EFFICIENCY, 4POLE * FS80M * 0.55KW (50HZ) 0.63KW (60HZ) 3 AC 50HZ 400VD/690VY * 3 AC 60HZ 460VD IM B 5, FLANGE: FF165(A200) without motor protection TERMINAL BOX AT TOP | 241 | TEM | 1 | LD | 11 | 1
1LE10030DB322FB4 | SIMOTICS GP MOTOR TYPE: 1AV3083B LOW-VOLTAGE MOTOR, IEC SQUIRREL-CAGE,SELF-VENTIL.,IP55 TEMP. CL. 155(F) ACC.TO 130(B) ALUMINIUM HOUSING PREMIUM EFFICIENCY IE3, 4POLE * FS80M * 0.75KW (50HZ) 0.86KW (60HZ) 3 AC 50HZ 230VD/400VY * 3 AC 60HZ 460VY IM B 5, FLANGE: FF165(A200) 1 PTC thermistor for tripping (2 terminals) TERMINAL BOX AT TOP | 276 | TEM | 1 | LD | 14 | 1
1LE10030DB334FB4 | SIMOTICS GP MOTOR TYPE: 1AV3083B LOW-VOLTAGE MOTOR, IEC SQUIRREL-CAGE,SELF-VENTIL.,IP55 TEMP. CL. 155(F) ACC.TO 130(B) ALUMINIUM HOUSING PREMIUM EFFICIENCY IE3, 4POLE * FS80M * 0.75KW (50HZ) 0.86KW (60HZ) 3 AC 50HZ 400VD/690VY * 3 AC 60HZ 460VD IM B 5, FLANGE: FF165(A200) 1 PTC thermistor for tripping (2 terminals) TERMINAL BOX AT TOP | 276 | TEM | 1 | LD | 14 | 1
1LE10030DB322FA4 | SIMOTICS GP MOTOR TYPE: 1AV3083B LOW-VOLTAGE MOTOR, IEC SQUIRREL-CAGE,SELF-VENTIL.,IP55 TEMP. CL. 155(F) ACC.TO 130(B) ALUMINIUM HOUSING PREMIUM EFFICIENCY IE3, 4POLE * FS80M * 0.75KW (50HZ) 0.86KW (60HZ) 3 AC 50HZ 230VD/400VY * 3 AC 60HZ 460VY IM B 5, FLANGE: FF165(A200) without motor protection TERMINAL BOX AT TOP | 262 | TEM | 1 | LD | 14 | 1
1LE10030DB334FA4 | SIMOTICS GP MOTOR TYPE: 1AV3083B LOW-VOLTAGE MOTOR, IEC SQUIRREL-CAGE,SELF-VENTIL.,IP55 TEMP. CL. 155(F) ACC.TO 130(B) ALUMINIUM HOUSING PREMIUM EFFICIENCY IE3, 4POLE * FS80M * 0.75KW (50HZ) 0.86KW (60HZ) 3 AC 50HZ 400VD/690VY * 3 AC 60HZ 460VD IM B 5, FLANGE: FF165(A200) without motor protection TERMINAL BOX AT TOP | 262 | TEM | 1 | LD | 14 | 1
1LE10030EB022FB4 | SIMOTICS GP MOTOR TYPE: 1AV3090B LOW-VOLTAGE MOTOR, IEC SQUIRREL-CAGE,SELF-VENTIL.,IP55 TEMP. CL. 155(F) ACC.TO 130(B) ALUMINIUM HOUSING PREMIUM EFFICIENCY IE3, 4POLE * FS90S * 1.1KW (50HZ) 1.27KW (60HZ) 3 AC 50HZ 230VD/400VY * 3 AC 60HZ 460VY IM B 5, FLANGE: FF165(A200) 1 PTC thermistor for tripping (2 terminals) TERMINAL BOX AT TOP | 327 | TEM | 1 | LD | 16.001 | 1
1LE10030EB034FB4 | SIMOTICS GP MOTOR TYPE: 1AV3090B LOW-VOLTAGE MOTOR, IEC SQUIRREL-CAGE,SELF-VENTIL.,IP55 TEMP. CL. 155(F) ACC.TO 130(B) ALUMINIUM HOUSING PREMIUM EFFICIENCY IE3, 4POLE * FS90S * 1.1KW (50HZ) 1.27KW (60HZ) 3 AC 50HZ 400VD/690VY * 3 AC 60HZ 460VD IM B 5, FLANGE: FF165(A200) 1 PTC thermistor for tripping (2 terminals) TERMINAL BOX AT TOP | 327 | TEM | 1 | LD | 16.001 | 1
1LE10030EB022FA4 | SIMOTICS GP MOTOR TYPE: 1AV3090B LOW-VOLTAGE MOTOR, IEC SQUIRREL-CAGE,SELF-VENTIL.,IP55 TEMP. CL. 155(F) ACC.TO 130(B) ALUMINIUM HOUSING PREMIUM EFFICIENCY IE3, 4POLE * FS90S * 1.1KW (50HZ) 1.27KW (60HZ) 3 AC 50HZ 230VD/400VY * 3 AC 60HZ 460VY IM B 5, FLANGE: FF165(A200) without motor protection TERMINAL BOX AT TOP | 310 | TEM | 1 | LD | 16 | 1
1LE10030EB034FA4 | SIMOTICS GP MOTOR TYPE: 1AV3090B LOW-VOLTAGE MOTOR, IEC SQUIRREL-CAGE,SELF-VENTIL.,IP55 TEMP. CL. 155(F) ACC.TO 130(B) ALUMINIUM HOUSING PREMIUM EFFICIENCY IE3, 4POLE * FS90S * 1.1KW (50HZ) 1.27KW (60HZ) 3 AC 50HZ 400VD/690VY * 3 AC 60HZ 460VD IM B 5, FLANGE: FF165(A200) without motor protection TERMINAL BOX AT TOP | 310 | TEM | 1 | LD | 16 | 1
1LE10030EB422FB4 | SIMOTICS GP MOTOR TYPE: 1AV3094B LOW-VOLTAGE MOTOR, IEC SQUIRREL-CAGE,SELF-VENTIL.,IP55 TEMP. CL. 155(F) ACC.TO 130(B) ALUMINIUM HOUSING PREMIUM EFFICIENCY IE3, 4POLE * FS90L * 1.5KW (50HZ) 1.75KW (60HZ) 3 AC 50HZ 230VD/400VY * 3 AC 60HZ 460VY IM B 5, FLANGE: FF165(A200) 1 PTC thermistor for tripping (2 terminals) TERMINAL BOX AT TOP | 380 | TEM | 1 | LD | 19.001 | 1
1LE10030EB434FB4 | SIMOTICS GP MOTOR TYPE: 1AV3094B LOW-VOLTAGE MOTOR, IEC SQUIRREL-CAGE,SELF-VENTIL.,IP55 TEMP. CL. 155(F) ACC.TO 130(B) ALUMINIUM HOUSING PREMIUM EFFICIENCY IE3, 4POLE * FS90L * 1.5KW (50HZ) 1.75KW (60HZ) 3 AC 50HZ 400VD/690VY * 3 AC 60HZ 460VD IM B 5, FLANGE: FF165(A200) 1 PTC thermistor for tripping (2 terminals) TERMINAL BOX AT TOP | 380 | TEM | 1 | LD | 19.001 | 1
1LE10030EB422FA4 | SIMOTICS GP MOTOR TYPE: 1AV3094B LOW-VOLTAGE MOTOR, IEC SQUIRREL-CAGE,SELF-VENTIL.,IP55 TEMP. CL. 155(F) ACC.TO 130(B) ALUMINIUM HOUSING PREMIUM EFFICIENCY IE3, 4POLE * FS90L * 1.5KW (50HZ) 1.75KW (60HZ) 3 AC 50HZ 230VD/400VY * 3 AC 60HZ 460VY IM B 5, FLANGE: FF165(A200) without motor protection TERMINAL BOX AT TOP | 363 | TEM | 1 | LD | 19 | 1
1LE10030EB434FA4 | SIMOTICS GP MOTOR TYPE: 1AV3094B LOW-VOLTAGE MOTOR, IEC SQUIRREL-CAGE,SELF-VENTIL.,IP55 TEMP. CL. 155(F) ACC.TO 130(B) ALUMINIUM HOUSING PREMIUM EFFICIENCY IE3, 4POLE * FS90L * 1.5KW (50HZ) 1.75KW (60HZ) 3 AC 50HZ 400VD/690VY * 3 AC 60HZ 460VD IM B 5, FLANGE: FF165(A200) without motor protection TERMINAL BOX AT TOP | 363 | TEM | 1 | LD | 19 | 1
1LE10031AB422FB4 | SIMOTICS GP MOTOR TYPE: 1AV3104B LOW-VOLTAGE MOTOR, IEC SQUIRREL-CAGE,SELF-VENTIL.,IP55 TEMP. CL. 155(F) ACC.TO 130(B) ALUMINIUM HOUSING PREMIUM EFFICIENCY IE3, 60HZ, P60: IE2 4POLE * FS100L * 2.2KW (50HZ) 2.55KW (60HZ) 3 AC 50HZ 230VD/400VY * 3 AC 60HZ 460VY IM B 5, FLANGE: FF215(A250) 3 PTC thermistor for tripping (2 terminals) TERMINAL BOX AT TOP | 466 | TEM | 1 | LD | 30 | 1
1LE10031AB434FB4 | SIMOTICS GP MOTOR TYPE: 1AV3104B LOW-VOLTAGE MOTOR, IEC SQUIRREL-CAGE,SELF-VENTIL.,IP55 TEMP. CL. 155(F) ACC.TO 130(B) ALUMINIUM HOUSING PREMIUM EFFICIENCY IE3, 60HZ, P60: IE2 4POLE * FS100L * 2.2KW (50HZ) 2.55KW (60HZ) 3 AC 50HZ 400VD/690VY * 3 AC 60HZ 460VD IM B 5, FLANGE: FF215(A250) 3 PTC thermistor for tripping (2 terminals) TERMINAL BOX AT TOP | 466 | TEM | 1 | LD | 30 | 1
1LE10031AB422FA4 | SIMOTICS GP MOTOR TYPE: 1AV3104B LOW-VOLTAGE MOTOR, IEC SQUIRREL-CAGE,SELF-VENTIL.,IP55 TEMP. CL. 155(F) ACC.TO 130(B) ALUMINIUM HOUSING PREMIUM EFFICIENCY IE3, 60HZ, P60: IE2 4POLE * FS100L * 2.2KW (50HZ) 2.55KW (60HZ) 3 AC 50HZ 230VD/400VY * 3 AC 60HZ 460VY IM B 5, FLANGE: FF215(A250) without motor protection TERMINAL BOX AT TOP | 420 | TEM | 1 | LD | 30 | 1
1LE10031AB434FA4 | SIMOTICS GP MOTOR TYPE: 1AV3104B LOW-VOLTAGE MOTOR, IEC SQUIRREL-CAGE,SELF-VENTIL.,IP55 TEMP. CL. 155(F) ACC.TO 130(B) ALUMINIUM HOUSING PREMIUM EFFICIENCY IE3, 60HZ, P60: IE2 4POLE * FS100L * 2.2KW (50HZ) 2.55KW (60HZ) 3 AC 50HZ 400VD/690VY * 3 AC 60HZ 460VD IM B 5, FLANGE: FF215(A250) without motor protection TERMINAL BOX AT TOP | 420 | TEM | 1 | LD | 30 | 1
1LE10031AB534FB4 | SIMOTICS GP MOTOR TYPE: 1AV3105B LOW-VOLTAGE MOTOR, IEC SQUIRREL-CAGE,SELF-VENTIL.,IP55 TEMP. CL. 155(F) ACC.TO 130(B) ALUMINIUM HOUSING PREMIUM EFFICIENCY IE3, 4POLE * FS100L * 3KW (50HZ) 3.45KW (60HZ) 3 AC 50HZ 400VD/690VY * 3 AC 60HZ 460VD IM B 5, FLANGE: FF215(A250) 3 PTC thermistor for tripping (2 terminals) TERMINAL BOX AT TOP | 525 | TEM | 1 | LD | 30 | 1
1LE10031AB522FB4 | SIMOTICS GP MOTOR TYPE: 1AV3105B LOW-VOLTAGE MOTOR, IEC SQUIRREL-CAGE,SELF-VENTIL.,IP55 TEMP. CL. 155(F) ACC.TO 130(B) ALUMINIUM HOUSING PREMIUM EFFICIENCY IE3, 4POLE * FS100L * 3KW (50HZ) 3.45KW (60HZ) 3 AC 50HZ 230VD/400VY * 3 AC 60HZ 460VY IM B 5, FLANGE: FF215(A250) 3 PTC thermistor for tripping (2 terminals) TERMINAL BOX AT TOP | 525 | TEM | 1 | LD | 30 | 1
1LE10031AB534FA4 | SIMOTICS GP MOTOR TYPE: 1AV3105B LOW-VOLTAGE MOTOR, IEC SQUIRREL-CAGE,SELF-VENTIL.,IP55 TEMP. CL. 155(F) ACC.TO 130(B) ALUMINIUM HOUSING PREMIUM EFFICIENCY IE3, 4POLE * FS100L * 3KW (50HZ) 3.45KW (60HZ) 3 AC 50HZ 400VD/690VY * 3 AC 60HZ 460VD IM B 5, FLANGE: FF215(A250) without motor protection TERMINAL BOX AT TOP | 479 | TEM | 1 | LD | 30 | 1
1LE10031AB522FA4 | SIMOTICS GP MOTOR TYPE: 1AV3105B LOW-VOLTAGE MOTOR, IEC SQUIRREL-CAGE,SELF-VENTIL.,IP55 TEMP. CL. 155(F) ACC.TO 130(B) ALUMINIUM HOUSING PREMIUM EFFICIENCY IE3, 4POLE * FS100L * 3KW (50HZ) 3.45KW (60HZ) 3 AC 50HZ 230VD/400VY * 3 AC 60HZ 460VY IM B 5, FLANGE: FF215(A250) without motor protection TERMINAL BOX AT TOP | 479 | TEM | 1 | LD | 30 | 1
1LE10031BB234FB4 | SIMOTICS GP MOTOR TYPE: 1AV3112B LOW-VOLTAGE MOTOR, IEC SQUIRREL-CAGE,SELF-VENTIL.,IP55 TEMP. CL. 155(F) ACC.TO 130(B) ALUMINIUM HOUSING PREMIUM EFFICIENCY IE3, 4POLE * FS112M * 4KW (50HZ) 4.55KW (60HZ) 3 AC 50HZ 400VD/690VY * 3 AC 60HZ 460VD IM B 5, FLANGE: FF215(A250) 3 PTC thermistor for tripping (2 terminals) TERMINAL BOX AT TOP | 630 | TEM | 1 | LD | 34 | 1
1LE10031BB222FB4 | SIMOTICS GP MOTOR TYPE: 1AV3112B LOW-VOLTAGE MOTOR, IEC SQUIRREL-CAGE,SELF-VENTIL.,IP55 TEMP. CL. 155(F) ACC.TO 130(B) ALUMINIUM HOUSING PREMIUM EFFICIENCY IE3, 4POLE * FS112M * 4KW (50HZ) 4.55KW (60HZ) 3 AC 50HZ 230VD/400VY * 3 AC 60HZ 460VY IM B 5, FLANGE: FF215(A250) 3 PTC thermistor for tripping (2 terminals) TERMINAL BOX AT TOP | 630 | TEM | 1 | LD | 34 | 1
1LE10031BB234FA4 | SIMOTICS GP MOTOR TYPE: 1AV3112B LOW-VOLTAGE MOTOR, IEC SQUIRREL-CAGE,SELF-VENTIL.,IP55 TEMP. CL. 155(F) ACC.TO 130(B) ALUMINIUM HOUSING PREMIUM EFFICIENCY IE3, 4POLE * FS112M * 4KW (50HZ) 4.55KW (60HZ) 3 AC 50HZ 400VD/690VY * 3 AC 60HZ 460VD IM B 5, FLANGE: FF215(A250) without motor protection TERMINAL BOX AT TOP | 584 | TEM | 1 | LD | 34 | 1
1LE10031BB222FA4 | SIMOTICS GP MOTOR TYPE: 1AV3112B LOW-VOLTAGE MOTOR, IEC SQUIRREL-CAGE,SELF-VENTIL.,IP55 TEMP. CL. 155(F) ACC.TO 130(B) ALUMINIUM HOUSING PREMIUM EFFICIENCY IE3, 4POLE * FS112M * 4KW (50HZ) 4.55KW (60HZ) 3 AC 50HZ 230VD/400VY * 3 AC 60HZ 460VY IM B 5, FLANGE: FF215(A250) without motor protection TERMINAL BOX AT TOP | 584 | TEM | 1 | LD | 34 | 1
1LE10031CB034FB4 | SIMOTICS GP MOTOR TYPE: 1AV3130B LOW-VOLTAGE MOTOR, IEC SQUIRREL-CAGE,SELF-VENTIL.,IP55 TEMP. CL. 155(F) ACC.TO 130(B) ALUMINIUM HOUSING PREMIUM EFFICIENCY IE3, 60HZ, P60: IE2 4POLE * FS132S * 5.5KW (50HZ) 6.3KW (60HZ) 3 AC 50HZ 400VD/690VY * 3 AC 60HZ 460VD IM B 5, FLANGE: FF265(A300) 3 PTC thermistor for tripping (2 terminals) TERMINAL BOX AT TOP | 807 | TEM | 1 | LD | 64 | 1
1LE10031CB022FB4 | SIMOTICS GP MOTOR TYPE: 1AV3130B LOW-VOLTAGE MOTOR, IEC SQUIRREL-CAGE,SELF-VENTIL.,IP55 TEMP. CL. 155(F) ACC.TO 130(B) ALUMINIUM HOUSING PREMIUM EFFICIENCY IE3, 60HZ, P60: IE2 4POLE * FS132S * 5.5KW (50HZ) 6.3KW (60HZ) 3 AC 50HZ 230VD/400VY * 3 AC 60HZ 460VY IM B 5, FLANGE: FF265(A300) 3 PTC thermistor for tripping (2 terminals) TERMINAL BOX AT TOP | 807 | TEM | 1 | LD | 64 | 1
1LE10031CB034FA4 | SIMOTICS GP MOTOR TYPE: 1AV3130B LOW-VOLTAGE MOTOR, IEC SQUIRREL-CAGE,SELF-VENTIL.,IP55 TEMP. CL. 155(F) ACC.TO 130(B) ALUMINIUM HOUSING PREMIUM EFFICIENCY IE3, 60HZ, P60: IE2 4POLE * FS132S * 5.5KW (50HZ) 6.3KW (60HZ) 3 AC 50HZ 400VD/690VY * 3 AC 60HZ 460VD IM B 5, FLANGE: FF265(A300) without motor protection TERMINAL BOX AT TOP | 737 | TEM | 1 | LD | 64 | 1
1LE10031CB022FA4 | SIMOTICS GP MOTOR TYPE: 1AV3130B LOW-VOLTAGE MOTOR, IEC SQUIRREL-CAGE,SELF-VENTIL.,IP55 TEMP. CL. 155(F) ACC.TO 130(B) ALUMINIUM HOUSING PREMIUM EFFICIENCY IE3, 60HZ, P60: IE2 4POLE * FS132S * 5.5KW (50HZ) 6.3KW (60HZ) 3 AC 50HZ 230VD/400VY * 3 AC 60HZ 460VY IM B 5, FLANGE: FF265(A300) without motor protection TERMINAL BOX AT TOP | 737 | TEM | 1 | LD | 64 | 1
1LE10031CB234FB4 | SIMOTICS GP MOTOR TYPE: 1AV3132B LOW-VOLTAGE MOTOR, IEC SQUIRREL-CAGE,SELF-VENTIL.,IP55 TEMP. CL. 155(F) ACC.TO 130(B) ALUMINIUM HOUSING PREMIUM EFFICIENCY IE3, 60HZ, P60: IE2 4POLE * FS132M * 7.5KW (50HZ) 8.6KW (60HZ) 3 AC 50HZ 400VD/690VY * 3 AC 60HZ 460VD IM B 5, FLANGE: FF265(A300) 3 PTC thermistor for tripping (2 terminals) TERMINAL BOX AT TOP | 990 | TEM | 1 | LD | 64 | 1
1LE10031CB222FB4 | SIMOTICS GP MOTOR TYPE: 1AV3132B LOW-VOLTAGE MOTOR, IEC SQUIRREL-CAGE,SELF-VENTIL.,IP55 TEMP. CL. 155(F) ACC.TO 130(B) ALUMINIUM HOUSING PREMIUM EFFICIENCY IE3, 60HZ, P60: IE2 4POLE * FS132M * 7.5KW (50HZ) 8.6KW (60HZ) 3 AC 50HZ 230VD/400VY * 3 AC 60HZ 460VY IM B 5, FLANGE: FF265(A300) 3 PTC thermistor for tripping (2 terminals) TERMINAL BOX AT TOP | 990 | TEM | 1 | LD | 64 | 1
1LE10031CB234FA4 | SIMOTICS GP MOTOR TYPE: 1AV3132B LOW-VOLTAGE MOTOR, IEC SQUIRREL-CAGE,SELF-VENTIL.,IP55 TEMP. CL. 155(F) ACC.TO 130(B) ALUMINIUM HOUSING PREMIUM EFFICIENCY IE3, 60HZ, P60: IE2 4POLE * FS132M * 7.5KW (50HZ) 8.6KW (60HZ) 3 AC 50HZ 400VD/690VY * 3 AC 60HZ 460VD IM B 5, FLANGE: FF265(A300) without motor protection TERMINAL BOX AT TOP | 920 | TEM | 1 | LD | 64 | 1
1LE10031CB222FA4 | SIMOTICS GP MOTOR TYPE: 1AV3132B LOW-VOLTAGE MOTOR, IEC SQUIRREL-CAGE,SELF-VENTIL.,IP55 TEMP. CL. 155(F) ACC.TO 130(B) ALUMINIUM HOUSING PREMIUM EFFICIENCY IE3, 60HZ, P60: IE2 4POLE * FS132M * 7.5KW (50HZ) 8.6KW (60HZ) 3 AC 50HZ 230VD/400VY * 3 AC 60HZ 460VY IM B 5, FLANGE: FF265(A300) without motor protection TERMINAL BOX AT TOP | 920 | TEM | 1 | LD | 64 | 1
1LE10031DB234FB4 | SIMOTICS GP MOTOR TYPE: 1AV3162B LOW-VOLTAGE MOTOR, IEC SQUIRREL-CAGE,SELF-VENTIL.,IP55 TEMP. CL. 155(F) ACC.TO 130(B) ALUMINIUM HOUSING PREMIUM EFFICIENCY IE3, 4POLE * FS160M * 11KW (50HZ) 12.6KW (60HZ) 3 AC 50HZ 400VD/690VY * 3 AC 60HZ 460VD IM B 5, FLANGE: FF300(A350) 3 PTC thermistor for tripping (2 terminals) TERMINAL BOX AT TOP | 1272 | TEM | 1 | LD | 83 | 1
1LE10031DB222FB4 | SIMOTICS GP MOTOR TYPE: 1AV3162B LOW-VOLTAGE MOTOR, IEC SQUIRREL-CAGE,SELF-VENTIL.,IP55 TEMP. CL. 155(F) ACC.TO 130(B) ALUMINIUM HOUSING PREMIUM EFFICIENCY IE3, 4POLE * FS160M * 11KW (50HZ) 12.6KW (60HZ) 3 AC 50HZ 230VD/400VY * 3 AC 60HZ 460VY IM B 5, FLANGE: FF300(A350) 3 PTC thermistor for tripping (2 terminals) TERMINAL BOX AT TOP | 1272 | TEM | 1 | LD | 83 | 1
1LE10031DB234FA4 | SIMOTICS GP MOTOR TYPE: 1AV3162B LOW-VOLTAGE MOTOR, IEC SQUIRREL-CAGE,SELF-VENTIL.,IP55 TEMP. CL. 155(F) ACC.TO 130(B) ALUMINIUM HOUSING PREMIUM EFFICIENCY IE3, 4POLE * FS160M * 11KW (50HZ) 12.6KW (60HZ) 3 AC 50HZ 400VD/690VY * 3 AC 60HZ 460VD IM B 5, FLANGE: FF300(A350) without motor protection TERMINAL BOX AT TOP | 1203 | TEM | 1 | LD | 83 | 1
1LE10031DB222FA4 | SIMOTICS GP MOTOR TYPE: 1AV3162B LOW-VOLTAGE MOTOR, IEC SQUIRREL-CAGE,SELF-VENTIL.,IP55 TEMP. CL. 155(F) ACC.TO 130(B) ALUMINIUM HOUSING PREMIUM EFFICIENCY IE3, 4POLE * FS160M * 11KW (50HZ) 12.6KW (60HZ) 3 AC 50HZ 230VD/400VY * 3 AC 60HZ 460VY IM B 5, FLANGE: FF300(A350) without motor protection TERMINAL BOX AT TOP | 1203 | TEM | 1 | LD | 83 | 1
1LE10031DB434FB4 | SIMOTICS GP MOTOR TYPE: 1AV3164B LOW-VOLTAGE MOTOR, IEC SQUIRREL-CAGE,SELF-VENTIL.,IP55 TEMP. CL. 155(F) ACC.TO 130(B) ALUMINIUM HOUSING PREMIUM EFFICIENCY IE3, 4POLE * FS160L * 15KW (50HZ) 17.3KW (60HZ) 3 AC 50HZ 400VD/690VY * 3 AC 60HZ 460VD IM B 5, FLANGE: FF300(A350) 3 PTC thermistor for tripping (2 terminals) TERMINAL BOX AT TOP | 1614 | TEM | 1 | LD | 100 | 1
1LE10031DB422FB4 | SIMOTICS GP MOTOR TYPE: 1AV3164B LOW-VOLTAGE MOTOR, IEC SQUIRREL-CAGE,SELF-VENTIL.,IP55 TEMP. CL. 155(F) ACC.TO 130(B) ALUMINIUM HOUSING PREMIUM EFFICIENCY IE3, 4POLE * FS160L * 15KW (50HZ) 17.3KW (60HZ) 3 AC 50HZ 230VD/400VY * 3 AC 60HZ 460VY IM B 5, FLANGE: FF300(A350) 3 PTC thermistor for tripping (2 terminals) TERMINAL BOX AT TOP | 1614 | TEM | 1 | LD | 100 | 1
1LE10031DB434FA4 | SIMOTICS GP MOTOR TYPE: 1AV3164B LOW-VOLTAGE MOTOR, IEC SQUIRREL-CAGE,SELF-VENTIL.,IP55 TEMP. CL. 155(F) ACC.TO 130(B) ALUMINIUM HOUSING PREMIUM EFFICIENCY IE3, 4POLE * FS160L * 15KW (50HZ) 17.3KW (60HZ) 3 AC 50HZ 400VD/690VY * 3 AC 60HZ 460VD IM B 5, FLANGE: FF300(A350) without motor protection TERMINAL BOX AT TOP | 1544 | TEM | 1 | LD | 100 | 1
1LE10031DB422FA4 | SIMOTICS GP MOTOR TYPE: 1AV3164B LOW-VOLTAGE MOTOR, IEC SQUIRREL-CAGE,SELF-VENTIL.,IP55 TEMP. CL. 155(F) ACC.TO 130(B) ALUMINIUM HOUSING PREMIUM EFFICIENCY IE3, 4POLE * FS160L * 15KW (50HZ) 17.3KW (60HZ) 3 AC 50HZ 230VD/400VY * 3 AC 60HZ 460VY IM B 5, FLANGE: FF300(A350) without motor protection TERMINAL BOX AT TOP | 1544 | TEM | 1 | LD | 100 | 1
1LE15031EB234FB4 | SIMOTICS SD MOTOR TYPE: 1CV3182B LOW-VOLTAGE MOTOR, IEC SQUIRREL-CAGE,SELF-VENTIL.,IP55 TEMP. CL. 155(F) ACC.TO 130(B) CAST-IRON HOUSING BASIC LINE PREMIUM EFFICIENCY IE3, 4POLE * FS180M * 18.5KW (50HZ) 21.3KW (60HZ) 3 AC 50HZ 400VD/690VY * 3 AC 60HZ 460VD IM B 5, FLANGE: FF300(A350) 3 PTC thermistor for tripping (2 terminals) TERMINAL BOX AT TOP | 1942 | TEM | 1 | LD | 165 | 1
1LE15031EB222FB4 | SIMOTICS SD MOTOR TYPE: 1CV3182B LOW-VOLTAGE MOTOR, IEC SQUIRREL-CAGE,SELF-VENTIL.,IP55 TEMP. CL. 155(F) ACC.TO 130(B) CAST-IRON HOUSING BASIC LINE PREMIUM EFFICIENCY IE3, 4POLE * FS180M * 18.5KW (50HZ) 21.3KW (60HZ) 3 AC 50HZ 230VD/400VY * 3 AC 60HZ 460VY IM B 5, FLANGE: FF300(A350) 3 PTC thermistor for tripping (2 terminals) TERMINAL BOX AT TOP | 1942 | TEM | 1 | LD | 165 | 1
1LE15031EB234FA4 | SIMOTICS SD MOTOR TYPE: 1CV3182B LOW-VOLTAGE MOTOR, IEC SQUIRREL-CAGE,SELF-VENTIL.,IP55 TEMP. CL. 155(F) ACC.TO 130(B) CAST-IRON HOUSING BASIC LINE PREMIUM EFFICIENCY IE3, 4POLE * FS180M * 18.5KW (50HZ) 21.3KW (60HZ) 3 AC 50HZ 400VD/690VY * 3 AC 60HZ 460VD IM B 5, FLANGE: FF300(A350) without motor protection TERMINAL BOX AT TOP | 1850 | TEM | 1 | LD | 165 | 1
1LE15031EB222FA4 | SIMOTICS SD MOTOR TYPE: 1CV3182B LOW-VOLTAGE MOTOR, IEC SQUIRREL-CAGE,SELF-VENTIL.,IP55 TEMP. CL. 155(F) ACC.TO 130(B) CAST-IRON HOUSING BASIC LINE PREMIUM EFFICIENCY IE3, 4POLE * FS180M * 18.5KW (50HZ) 21.3KW (60HZ) 3 AC 50HZ 230VD/400VY * 3 AC 60HZ 460VY IM B 5, FLANGE: FF300(A350) without motor protection TERMINAL BOX AT TOP | 1850 | TEM | 1 | LD | 165 | 1
1LE15031EB434FB4 | SIMOTICS SD MOTOR TYPE: 1CV3184B LOW-VOLTAGE MOTOR, IEC SQUIRREL-CAGE,SELF-VENTIL.,IP55 TEMP. CL. 155(F) ACC.TO 130(B) CAST-IRON HOUSING BASIC LINE PREMIUM EFFICIENCY IE3, 4POLE * FS180L * 22KW (50HZ) 25.3KW (60HZ) 3 AC 50HZ 400VD/690VY * 3 AC 60HZ 460VD IM B 5, FLANGE: FF300(A350) 3 PTC thermistor for tripping (2 terminals) TERMINAL BOX AT TOP | 2227 | TEM | 1 | LD | 170 | 1
1LE15031EB422FB4 | SIMOTICS SD MOTOR TYPE: 1CV3184B LOW-VOLTAGE MOTOR, IEC SQUIRREL-CAGE,SELF-VENTIL.,IP55 TEMP. CL. 155(F) ACC.TO 130(B) CAST-IRON HOUSING BASIC LINE PREMIUM EFFICIENCY IE3, 4POLE * FS180L * 22KW (50HZ) 25.3KW (60HZ) 3 AC 50HZ 230VD/400VY * 3 AC 60HZ 460VY IM B 5, FLANGE: FF300(A350) 3 PTC thermistor for tripping (2 terminals) TERMINAL BOX AT TOP | 2227 | TEM | 1 | LD | 170 | 1
1LE15031EB434FA4 | SIMOTICS SD MOTOR TYPE: 1CV3184B LOW-VOLTAGE MOTOR, IEC SQUIRREL-CAGE,SELF-VENTIL.,IP55 TEMP. CL. 155(F) ACC.TO 130(B) CAST-IRON HOUSING BASIC LINE PREMIUM EFFICIENCY IE3, 4POLE * FS180L * 22KW (50HZ) 25.3KW (60HZ) 3 AC 50HZ 400VD/690VY * 3 AC 60HZ 460VD IM B 5, FLANGE: FF300(A350) without motor protection TERMINAL BOX AT TOP | 2134 | TEM | 1 | LD | 170 | 1
1LE15031EB422FA4 | SIMOTICS SD MOTOR TYPE: 1CV3184B LOW-VOLTAGE MOTOR, IEC SQUIRREL-CAGE,SELF-VENTIL.,IP55 TEMP. CL. 155(F) ACC.TO 130(B) CAST-IRON HOUSING BASIC LINE PREMIUM EFFICIENCY IE3, 4POLE * FS180L * 22KW (50HZ) 25.3KW (60HZ) 3 AC 50HZ 230VD/400VY * 3 AC 60HZ 460VY IM B 5, FLANGE: FF300(A350) without motor protection TERMINAL BOX AT TOP | 2134 | TEM | 1 | LD | 170 | 1
1LE15032AB534FB4 | SIMOTICS SD MOTOR TYPE: 1CV3205B LOW-VOLTAGE MOTOR, IEC SQUIRREL-CAGE,SELF-VENTIL.,IP55 TEMP. CL. 155(F) ACC.TO 130(B) CAST-IRON HOUSING BASIC LINE PREMIUM EFFICIENCY IE3, 60HZ, P60: IE2 4POLE * FS200L * 30KW (50HZ) 34.5KW (60HZ) 3 AC 50HZ 400VD/690VY * 3 AC 60HZ 460VD IM B 5, FLANGE: FF350(A400) 3 PTC thermistor for tripping (2 terminals) TERMINAL BOX AT TOP | 2854 | TEM | 1 | LD | 240 | 1
1LE15032AB522FB4 | SIMOTICS SD MOTOR TYPE: 1CV3205B LOW-VOLTAGE MOTOR, IEC SQUIRREL-CAGE,SELF-VENTIL.,IP55 TEMP. CL. 155(F) ACC.TO 130(B) CAST-IRON HOUSING BASIC LINE PREMIUM EFFICIENCY IE3, 60HZ, P60: IE2 4POLE * FS200L * 30KW (50HZ) 34.5KW (60HZ) 3 AC 50HZ 230VD/400VY * 3 AC 60HZ 460VY IM B 5, FLANGE: FF350(A400) 3 PTC thermistor for tripping (2 terminals) TERMINAL BOX AT TOP | 2854 | TEM | 1 | LD | 240 | 1
1LE15032AB534FA4 | SIMOTICS SD MOTOR TYPE: 1CV3205B LOW-VOLTAGE MOTOR, IEC SQUIRREL-CAGE,SELF-VENTIL.,IP55 TEMP. CL. 155(F) ACC.TO 130(B) CAST-IRON HOUSING BASIC LINE PREMIUM EFFICIENCY IE3, 60HZ, P60: IE2 4POLE * FS200L * 30KW (50HZ) 34.5KW (60HZ) 3 AC 50HZ 400VD/690VY * 3 AC 60HZ 460VD IM B 5, FLANGE: FF350(A400) without motor protection TERMINAL BOX AT TOP | 2762 | TEM | 1 | LD | 240 | 1
1LE15032AB522FA4 | SIMOTICS SD MOTOR TYPE: 1CV3205B LOW-VOLTAGE MOTOR, IEC SQUIRREL-CAGE,SELF-VENTIL.,IP55 TEMP. CL. 155(F) ACC.TO 130(B) CAST-IRON HOUSING BASIC LINE PREMIUM EFFICIENCY IE3, 60HZ, P60: IE2 4POLE * FS200L * 30KW (50HZ) 34.5KW (60HZ) 3 AC 50HZ 230VD/400VY * 3 AC 60HZ 460VY IM B 5, FLANGE: FF350(A400) without motor protection TERMINAL BOX AT TOP | 2762 | TEM | 1 | LD | 240 | 1
1LE15032BB034FB4 | SIMOTICS SD MOTOR TYPE: 1CV3220B LOW-VOLTAGE MOTOR, IEC SQUIRREL-CAGE,SELF-VENTIL.,IP55 TEMP. CL. 155(F) ACC.TO 130(B) CAST-IRON HOUSING BASIC LINE PREMIUM EFFICIENCY IE3, 60HZ, P60: IE2 4POLE * FS225S * 37KW (50HZ) 42.5KW (60HZ) 3 AC 50HZ 400VD/690VY * 3 AC 60HZ 460VD IM B 5, FLANGE: FF400(A450) 3 PTC thermistor for tripping (2 terminals) TERMINAL BOX AT TOP | 3412 | TEM | 1 | LD | 285 | 1
1LE15032BB022FB4 | SIMOTICS SD MOTOR TYPE: 1CV3220B LOW-VOLTAGE MOTOR, IEC SQUIRREL-CAGE,SELF-VENTIL.,IP55 TEMP. CL. 155(F) ACC.TO 130(B) CAST-IRON HOUSING BASIC LINE PREMIUM EFFICIENCY IE3, 60HZ, P60: IE2 4POLE * FS225S * 37KW (50HZ) 42.5KW (60HZ) 3 AC 50HZ 230VD/400VY * 3 AC 60HZ 460VY IM B 5, FLANGE: FF400(A450) 3 PTC thermistor for tripping (2 terminals) TERMINAL BOX AT TOP | 3412 | TEM | 1 | LD | 285 | 1
1LE15032BB034FA4 | SIMOTICS SD MOTOR TYPE: 1CV3220B LOW-VOLTAGE MOTOR, IEC SQUIRREL-CAGE,SELF-VENTIL.,IP55 TEMP. CL. 155(F) ACC.TO 130(B) CAST-IRON HOUSING BASIC LINE PREMIUM EFFICIENCY IE3, 60HZ, P60: IE2 4POLE * FS225S * 37KW (50HZ) 42.5KW (60HZ) 3 AC 50HZ 400VD/690VY * 3 AC 60HZ 460VD IM B 5, FLANGE: FF400(A450) without motor protection TERMINAL BOX AT TOP | 3286 | TEM | 1 | LD | 285 | 1
1LE15032BB022FA4 | SIMOTICS SD MOTOR TYPE: 1CV3220B LOW-VOLTAGE MOTOR, IEC SQUIRREL-CAGE,SELF-VENTIL.,IP55 TEMP. CL. 155(F) ACC.TO 130(B) CAST-IRON HOUSING BASIC LINE PREMIUM EFFICIENCY IE3, 60HZ, P60: IE2 4POLE * FS225S * 37KW (50HZ) 42.5KW (60HZ) 3 AC 50HZ 230VD/400VY * 3 AC 60HZ 460VY IM B 5, FLANGE: FF400(A450) without motor protection TERMINAL BOX AT TOP | 3286 | TEM | 1 | LD | 285 | 1
1LE15032BB234FB4 | SIMOTICS SD MOTOR TYPE: 1CV3222B LOW-VOLTAGE MOTOR, IEC SQUIRREL-CAGE,SELF-VENTIL.,IP55 TEMP. CL. 155(F) ACC.TO 130(B) CAST-IRON HOUSING BASIC LINE PREMIUM EFFICIENCY IE3, 60HZ, P60: IE2 4POLE * FS225M * 45KW (50HZ) 52KW (60HZ) 3 AC 50HZ 400VD/690VY * 3 AC 60HZ 460VD IM B 5, FLANGE: FF400(A450) 3 PTC thermistor for tripping (2 terminals) TERMINAL BOX AT TOP | 3968 | TEM | 1 | LD | 320 | 1
1LE15032BB222FB4 | SIMOTICS SD MOTOR TYPE: 1CV3222B LOW-VOLTAGE MOTOR, IEC SQUIRREL-CAGE,SELF-VENTIL.,IP55 TEMP. CL. 155(F) ACC.TO 130(B) CAST-IRON HOUSING BASIC LINE PREMIUM EFFICIENCY IE3, 60HZ, P60: IE2 4POLE * FS225M * 45KW (50HZ) 52KW (60HZ) 3 AC 50HZ 230VD/400VY * 3 AC 60HZ 460VY IM B 5, FLANGE: FF400(A450) 3 PTC thermistor for tripping (2 terminals) TERMINAL BOX AT TOP | 3968 | TEM | 1 | LD | 320 | 1
1LE15032BB234FA4 | SIMOTICS SD MOTOR TYPE: 1CV3222B LOW-VOLTAGE MOTOR, IEC SQUIRREL-CAGE,SELF-VENTIL.,IP55 TEMP. CL. 155(F) ACC.TO 130(B) CAST-IRON HOUSING BASIC LINE PREMIUM EFFICIENCY IE3, 60HZ, P60: IE2 4POLE * FS225M * 45KW (50HZ) 52KW (60HZ) 3 AC 50HZ 400VD/690VY * 3 AC 60HZ 460VD IM B 5, FLANGE: FF400(A450) without motor protection TERMINAL BOX AT TOP | 3842 | TEM | 1 | LD | 320 | 1
1LE15032BB222FA4 | SIMOTICS SD MOTOR TYPE: 1CV3222B LOW-VOLTAGE MOTOR, IEC SQUIRREL-CAGE,SELF-VENTIL.,IP55 TEMP. CL. 155(F) ACC.TO 130(B) CAST-IRON HOUSING BASIC LINE PREMIUM EFFICIENCY IE3, 60HZ, P60: IE2 4POLE * FS225M * 45KW (50HZ) 52KW (60HZ) 3 AC 50HZ 230VD/400VY * 3 AC 60HZ 460VY IM B 5, FLANGE: FF400(A450) without motor protection TERMINAL BOX AT TOP | 3842 | TEM | 1 | LD | 320 | 1
1LE15032CB234FB4 | SIMOTICS SD MOTOR TYPE: 1CV3252B LOW-VOLTAGE MOTOR, IEC SQUIRREL-CAGE,SELF-VENTIL.,IP55 TEMP. CL. 155(F) ACC.TO 130(B) CAST-IRON HOUSING BASIC LINE PREMIUM EFFICIENCY IE3, 60HZ, P60: IE2 4POLE * FS250M * 55KW (50HZ) 63KW (60HZ) 3 AC 50HZ 400VD/690VY * 3 AC 60HZ 460VD IM B 5, FLANGE: FF500(A550) 3 PTC thermistor for tripping (2 terminals) TERMINAL BOX AT TOP | 4788 | TEM | 1 | LD | 420 | 1
1LE15032CB222FB4 | SIMOTICS SD MOTOR TYPE: 1CV3252B LOW-VOLTAGE MOTOR, IEC SQUIRREL-CAGE,SELF-VENTIL.,IP55 TEMP. CL. 155(F) ACC.TO 130(B) CAST-IRON HOUSING BASIC LINE PREMIUM EFFICIENCY IE3, 60HZ, P60: IE2 4POLE * FS250M * 55KW (50HZ) 63KW (60HZ) 3 AC 50HZ 230VD/400VY * 3 AC 60HZ 460VY IM B 5, FLANGE: FF500(A550) 3 PTC thermistor for tripping (2 terminals) TERMINAL BOX AT TOP | 4788 | TEM | 1 | LD | 420 | 1
1LE15032CB234FA4 | SIMOTICS SD MOTOR TYPE: 1CV3252B LOW-VOLTAGE MOTOR, IEC SQUIRREL-CAGE,SELF-VENTIL.,IP55 TEMP. CL. 155(F) ACC.TO 130(B) CAST-IRON HOUSING BASIC LINE PREMIUM EFFICIENCY IE3, 60HZ, P60: IE2 4POLE * FS250M * 55KW (50HZ) 63KW (60HZ) 3 AC 50HZ 400VD/690VY * 3 AC 60HZ 460VD IM B 5, FLANGE: FF500(A550) without motor protection TERMINAL BOX AT TOP | 4663 | TEM | 1 | LD | 420 | 1
1LE15032CB222FA4 | SIMOTICS SD MOTOR TYPE: 1CV3252B LOW-VOLTAGE MOTOR, IEC SQUIRREL-CAGE,SELF-VENTIL.,IP55 TEMP. CL. 155(F) ACC.TO 130(B) CAST-IRON HOUSING BASIC LINE PREMIUM EFFICIENCY IE3, 60HZ, P60: IE2 4POLE * FS250M * 55KW (50HZ) 63KW (60HZ) 3 AC 50HZ 230VD/400VY * 3 AC 60HZ 460VY IM B 5, FLANGE: FF500(A550) without motor protection TERMINAL BOX AT TOP | 4663 | TEM | 1 | LD | 420 | 1
1LE15032DB034FB4 | SIMOTICS SD MOTOR TYPE: 1CV3280B LOW-VOLTAGE MOTOR, IEC SQUIRREL-CAGE,SELF-VENTIL.,IP55 TEMP. CL. 155(F) ACC.TO 130(B) CAST-IRON HOUSING BASIC LINE PREMIUM EFFICIENCY IE3, 60HZ, P60: IE2 4POLE * FS280S * 75KW (50HZ) 86KW (60HZ) 3 AC 50HZ 400VD/690VY * 3 AC 60HZ 460VD IM B 5, FLANGE: FF500(A550) 3 PTC thermistor for tripping (2 terminals) TERMINAL BOX AT TOP | 6370 | TEM | 1 | LD | 570 | 1
1LE15032DB022FB4 | SIMOTICS SD MOTOR TYPE: 1CV3280B LOW-VOLTAGE MOTOR, IEC SQUIRREL-CAGE,SELF-VENTIL.,IP55 TEMP. CL. 155(F) ACC.TO 130(B) CAST-IRON HOUSING BASIC LINE PREMIUM EFFICIENCY IE3, 60HZ, P60: IE2 4POLE * FS280S * 75KW (50HZ) 86KW (60HZ) 3 AC 50HZ 230VD/400VY * 3 AC 60HZ 460VY IM B 5, FLANGE: FF500(A550) 3 PTC thermistor for tripping (2 terminals) TERMINAL BOX AT TOP | 6370 | TEM | 1 | LD | 570 | 1
1LE15032DB234FB4 | SIMOTICS SD MOTOR TYPE: 1CV3282B LOW-VOLTAGE MOTOR, IEC SQUIRREL-CAGE,SELF-VENTIL.,IP55 TEMP. CL. 155(F) ACC.TO 130(B) CAST-IRON HOUSING BASIC LINE PREMIUM EFFICIENCY IE3, 60HZ, P60: IE2 4POLE * FS280M * 90KW (50HZ) 104KW (60HZ) 3 AC 50HZ 400VD/690VY * 3 AC 60HZ 460VD IM B 5, FLANGE: FF500(A550) 3 PTC thermistor for tripping (2 terminals) TERMINAL BOX AT TOP | 7426 | TEM | 1 | LD | 670 | 1
1LE15032DB222FB4 | SIMOTICS SD MOTOR TYPE: 1CV3282B LOW-VOLTAGE MOTOR, IEC SQUIRREL-CAGE,SELF-VENTIL.,IP55 TEMP. CL. 155(F) ACC.TO 130(B) CAST-IRON HOUSING BASIC LINE PREMIUM EFFICIENCY IE3, 60HZ, P60: IE2 4POLE * FS280M * 90KW (50HZ) 104KW (60HZ) 3 AC 50HZ 230VD/400VY * 3 AC 60HZ 460VY IM B 5, FLANGE: FF500(A550) 3 PTC thermistor for tripping (2 terminals) TERMINAL BOX AT TOP | 7426 | TEM | 1 | LD | 670 | 1
1LE15032DB234FA4 | SIMOTICS SD MOTOR TYPE: 1CV3282B LOW-VOLTAGE MOTOR, IEC SQUIRREL-CAGE,SELF-VENTIL.,IP55 TEMP. CL. 155(F) ACC.TO 130(B) CAST-IRON HOUSING BASIC LINE PREMIUM EFFICIENCY IE3, 60HZ, P60: IE2 4POLE * FS280M * 90KW (50HZ) 104KW (60HZ) 3 AC 50HZ 400VD/690VY * 3 AC 60HZ 460VD IM B 5, FLANGE: FF500(A550) without motor protection TERMINAL BOX AT TOP | 7269 | TEM | 1 | LD | 670 | 1
1LE15032DB222FA4 | SIMOTICS SD MOTOR TYPE: 1CV3282B LOW-VOLTAGE MOTOR, IEC SQUIRREL-CAGE,SELF-VENTIL.,IP55 TEMP. CL. 155(F) ACC.TO 130(B) CAST-IRON HOUSING BASIC LINE PREMIUM EFFICIENCY IE3, 60HZ, P60: IE2 4POLE * FS280M * 90KW (50HZ) 104KW (60HZ) 3 AC 50HZ 230VD/400VY * 3 AC 60HZ 460VY IM B 5, FLANGE: FF500(A550) without motor protection TERMINAL BOX AT TOP | 7269 | TEM | 1 | LD | 670 | 1
1LE15033AB034FB4 | SIMOTICS SD MOTOR TYPE: 1CV3310B LOW-VOLTAGE MOTOR, IEC SQUIRREL-CAGE,SELF-VENTIL.,IP55 TEMP. CL. 155(F) ACC.TO 130(B) CAST-IRON HOUSING BASIC LINE PREMIUM EFFICIENCY IE3, 4POLE * FS315S * 110KW (50HZ) 127KW (60HZ) 3 AC 50HZ 400VD/690VY * 3 AC 60HZ 460VD IM B 5, FLANGE: FF600(A660) 3 PTC thermistor for tripping (2 terminals) TERMINAL BOX AT TOP | 9252 | TEM | 1 | LD | 760 | 1
1LE15033AB022FB4 | SIMOTICS SD MOTOR TYPE: 1CV3310B LOW-VOLTAGE MOTOR, IEC SQUIRREL-CAGE,SELF-VENTIL.,IP55 TEMP. CL. 155(F) ACC.TO 130(B) CAST-IRON HOUSING BASIC LINE PREMIUM EFFICIENCY IE3, 4POLE * FS315S * 110KW (50HZ) 127KW (60HZ) 3 AC 50HZ 230VD/400VY * 3 AC 60HZ 460VY IM B 5, FLANGE: FF600(A660) 3 PTC thermistor for tripping (2 terminals) TERMINAL BOX AT TOP | 9252 | TEM | 1 | LD | 760 | 1
1LE15033AB034FA4 | SIMOTICS SD MOTOR TYPE: 1CV3310B LOW-VOLTAGE MOTOR, IEC SQUIRREL-CAGE,SELF-VENTIL.,IP55 TEMP. CL. 155(F) ACC.TO 130(B) CAST-IRON HOUSING BASIC LINE PREMIUM EFFICIENCY IE3, 4POLE * FS315S * 110KW (50HZ) 127KW (60HZ) 3 AC 50HZ 400VD/690VY * 3 AC 60HZ 460VD IM B 5, FLANGE: FF600(A660) without motor protection TERMINAL BOX AT TOP | 9095 | TEM | 1 | LD | 760 | 1
1LE15033AB022FA4 | SIMOTICS SD MOTOR TYPE: 1CV3310B LOW-VOLTAGE MOTOR, IEC SQUIRREL-CAGE,SELF-VENTIL.,IP55 TEMP. CL. 155(F) ACC.TO 130(B) CAST-IRON HOUSING BASIC LINE PREMIUM EFFICIENCY IE3, 4POLE * FS315S * 110KW (50HZ) 127KW (60HZ) 3 AC 50HZ 230VD/400VY * 3 AC 60HZ 460VY IM B 5, FLANGE: FF600(A660) without motor protection TERMINAL BOX AT TOP | 9095 | TEM | 1 | LD | 760 | 1
1LE15033AB234FB4 | SIMOTICS SD MOTOR TYPE: 1CV3312B LOW-VOLTAGE MOTOR, IEC SQUIRREL-CAGE,SELF-VENTIL.,IP55 TEMP. CL. 155(F) ACC.TO 130(B) CAST-IRON HOUSING BASIC LINE PREMIUM EFFICIENCY IE3, 4POLE * FS315M * 132KW (50HZ) 152KW (60HZ) 3 AC 50HZ 400VD/690VY * 3 AC 60HZ 460VD IM B 5, FLANGE: FF600(A660) 3 PTC thermistor for tripping (2 terminals) TERMINAL BOX AT TOP | 10876 | TEM | 1 | LD | 960 | 1
1LE15033AB222FB4 | SIMOTICS SD MOTOR TYPE: 1CV3312B LOW-VOLTAGE MOTOR, IEC SQUIRREL-CAGE,SELF-VENTIL.,IP55 TEMP. CL. 155(F) ACC.TO 130(B) CAST-IRON HOUSING BASIC LINE PREMIUM EFFICIENCY IE3, 4POLE * FS315M * 132KW (50HZ) 152KW (60HZ) 3 AC 50HZ 230VD/400VY * 3 AC 60HZ 460VY IM B 5, FLANGE: FF600(A660) 3 PTC thermistor for tripping (2 terminals) TERMINAL BOX AT TOP | 10876 | TEM | 1 | LD | 960 | 1
1LE15033AB234FA4 | SIMOTICS SD MOTOR TYPE: 1CV3312B LOW-VOLTAGE MOTOR, IEC SQUIRREL-CAGE,SELF-VENTIL.,IP55 TEMP. CL. 155(F) ACC.TO 130(B) CAST-IRON HOUSING BASIC LINE PREMIUM EFFICIENCY IE3, 4POLE * FS315M * 132KW (50HZ) 152KW (60HZ) 3 AC 50HZ 400VD/690VY * 3 AC 60HZ 460VD IM B 5, FLANGE: FF600(A660) without motor protection TERMINAL BOX AT TOP | 10719 | TEM | 1 | LD | 960 | 1
1LE15033AB222FA4 | SIMOTICS SD MOTOR TYPE: 1CV3312B LOW-VOLTAGE MOTOR, IEC SQUIRREL-CAGE,SELF-VENTIL.,IP55 TEMP. CL. 155(F) ACC.TO 130(B) CAST-IRON HOUSING BASIC LINE PREMIUM EFFICIENCY IE3, 4POLE * FS315M * 132KW (50HZ) 152KW (60HZ) 3 AC 50HZ 230VD/400VY * 3 AC 60HZ 460VY IM B 5, FLANGE: FF600(A660) without motor protection TERMINAL BOX AT TOP | 10719 | TEM | 1 | LD | 960 | 1
1LE10030EC022FB4 | SIMOTICS GP MOTOR TYPE: 1AV3090C LOW-VOLTAGE MOTOR, IEC SQUIRREL-CAGE,SELF-VENTIL.,IP55 TEMP. CL. 155(F) ACC.TO 130(B) ALUMINIUM HOUSING PREMIUM EFFICIENCY IE3, 6POLE * FS90S * 0.75KW (50HZ) 0.86KW (60HZ) 3 AC 50HZ 230VD/400VY * 3 AC 60HZ 460VY IM B 5, FLANGE: FF165(A200) 1 PTC thermistor for tripping (2 terminals) TERMINAL BOX AT TOP | 321 | TEM | 1 | LD | 16.001 | 1
1LE10030EC034FB4 | SIMOTICS GP MOTOR TYPE: 1AV3090C LOW-VOLTAGE MOTOR, IEC SQUIRREL-CAGE,SELF-VENTIL.,IP55 TEMP. CL. 155(F) ACC.TO 130(B) ALUMINIUM HOUSING PREMIUM EFFICIENCY IE3, 6POLE * FS90S * 0.75KW (50HZ) 0.86KW (60HZ) 3 AC 50HZ 400VD/690VY * 3 AC 60HZ 460VD IM B 5, FLANGE: FF165(A200) 1 PTC thermistor for tripping (2 terminals) TERMINAL BOX AT TOP | 321 | TEM | 1 | LD | 16.001 | 1
1LE10030EC022FA4 | SIMOTICS GP MOTOR TYPE: 1AV3090C LOW-VOLTAGE MOTOR, IEC SQUIRREL-CAGE,SELF-VENTIL.,IP55 TEMP. CL. 155(F) ACC.TO 130(B) ALUMINIUM HOUSING PREMIUM EFFICIENCY IE3, 6POLE * FS90S * 0.75KW (50HZ) 0.86KW (60HZ) 3 AC 50HZ 230VD/400VY * 3 AC 60HZ 460VY IM B 5, FLANGE: FF165(A200) without motor protection TERMINAL BOX AT TOP | 304 | TEM | 1 | LD | 16 | 1
1LE10030EC034FA4 | SIMOTICS GP MOTOR TYPE: 1AV3090C LOW-VOLTAGE MOTOR, IEC SQUIRREL-CAGE,SELF-VENTIL.,IP55 TEMP. CL. 155(F) ACC.TO 130(B) ALUMINIUM HOUSING PREMIUM EFFICIENCY IE3, 6POLE * FS90S * 0.75KW (50HZ) 0.86KW (60HZ) 3 AC 50HZ 400VD/690VY * 3 AC 60HZ 460VD IM B 5, FLANGE: FF165(A200) without motor protection TERMINAL BOX AT TOP | 304 | TEM | 1 | LD | 16 | 1
1LE10030EC422FB4 | SIMOTICS GP MOTOR TYPE: 1AV3094C LOW-VOLTAGE MOTOR, IEC SQUIRREL-CAGE,SELF-VENTIL.,IP55 TEMP. CL. 155(F) ACC.TO 130(B) ALUMINIUM HOUSING PREMIUM EFFICIENCY IE3, 60HZ, P60: IE1 6POLE * FS90L * 1.1KW (50HZ) 1.27KW (60HZ) 3 AC 50HZ 230VD/400VY * 3 AC 60HZ 460VY IM B 5, FLANGE: FF165(A200) 1 PTC thermistor for tripping (2 terminals) TERMINAL BOX AT TOP | 388 | TEM | 1 | LD | 19.001 | 1
1LE10030EC434FB4 | SIMOTICS GP MOTOR TYPE: 1AV3094C LOW-VOLTAGE MOTOR, IEC SQUIRREL-CAGE,SELF-VENTIL.,IP55 TEMP. CL. 155(F) ACC.TO 130(B) ALUMINIUM HOUSING PREMIUM EFFICIENCY IE3, 60HZ, P60: IE1 6POLE * FS90L * 1.1KW (50HZ) 1.27KW (60HZ) 3 AC 50HZ 400VD/690VY * 3 AC 60HZ 460VD IM B 5, FLANGE: FF165(A200) 1 PTC thermistor for tripping (2 terminals) TERMINAL BOX AT TOP | 388 | TEM | 1 | LD | 19.001 | 1
1LE10030EC422FA4 | SIMOTICS GP MOTOR TYPE: 1AV3094C LOW-VOLTAGE MOTOR, IEC SQUIRREL-CAGE,SELF-VENTIL.,IP55 TEMP. CL. 155(F) ACC.TO 130(B) ALUMINIUM HOUSING PREMIUM EFFICIENCY IE3, 60HZ, P60: IE1 6POLE * FS90L * 1.1KW (50HZ) 1.27KW (60HZ) 3 AC 50HZ 230VD/400VY * 3 AC 60HZ 460VY IM B 5, FLANGE: FF165(A200) without motor protection TERMINAL BOX AT TOP | 371 | TEM | 1 | LD | 19 | 1
1LE10030EC434FA4 | SIMOTICS GP MOTOR TYPE: 1AV3094C LOW-VOLTAGE MOTOR, IEC SQUIRREL-CAGE,SELF-VENTIL.,IP55 TEMP. CL. 155(F) ACC.TO 130(B) ALUMINIUM HOUSING PREMIUM EFFICIENCY IE3, 60HZ, P60: IE1 6POLE * FS90L * 1.1KW (50HZ) 1.27KW (60HZ) 3 AC 50HZ 400VD/690VY * 3 AC 60HZ 460VD IM B 5, FLANGE: FF165(A200) without motor protection TERMINAL BOX AT TOP | 371 | TEM | 1 | LD | 19 | 1
1LE10031AC422FB4 | SIMOTICS GP MOTOR TYPE: 1AV3104C LOW-VOLTAGE MOTOR, IEC SQUIRREL-CAGE,SELF-VENTIL.,IP55 TEMP. CL. 155(F) ACC.TO 130(B) ALUMINIUM HOUSING PREMIUM EFFICIENCY IE3, 60HZ, P60: IE2 6POLE * FS100L * 1.5KW (50HZ) 1.75KW (60HZ) 3 AC 50HZ 230VD/400VY * 3 AC 60HZ 460VY IM B 5, FLANGE: FF215(A250) 3 PTC thermistor for tripping (2 terminals) TERMINAL BOX AT TOP | 462 | TEM | 1 | LD | 25 | 1
1LE10031AC434FB4 | SIMOTICS GP MOTOR TYPE: 1AV3104C LOW-VOLTAGE MOTOR, IEC SQUIRREL-CAGE,SELF-VENTIL.,IP55 TEMP. CL. 155(F) ACC.TO 130(B) ALUMINIUM HOUSING PREMIUM EFFICIENCY IE3, 60HZ, P60: IE2 6POLE * FS100L * 1.5KW (50HZ) 1.75KW (60HZ) 3 AC 50HZ 400VD/690VY * 3 AC 60HZ 460VD IM B 5, FLANGE: FF215(A250) 3 PTC thermistor for tripping (2 terminals) TERMINAL BOX AT TOP | 462 | TEM | 1 | LD | 25 | 1
1LE10031AC422FA4 | SIMOTICS GP MOTOR TYPE: 1AV3104C LOW-VOLTAGE MOTOR, IEC SQUIRREL-CAGE,SELF-VENTIL.,IP55 TEMP. CL. 155(F) ACC.TO 130(B) ALUMINIUM HOUSING PREMIUM EFFICIENCY IE3, 60HZ, P60: IE2 6POLE * FS100L * 1.5KW (50HZ) 1.75KW (60HZ) 3 AC 50HZ 230VD/400VY * 3 AC 60HZ 460VY IM B 5, FLANGE: FF215(A250) without motor protection TERMINAL BOX AT TOP | 416 | TEM | 1 | LD | 25 | 1
1LE10031AC434FA4 | SIMOTICS GP MOTOR TYPE: 1AV3104C LOW-VOLTAGE MOTOR, IEC SQUIRREL-CAGE,SELF-VENTIL.,IP55 TEMP. CL. 155(F) ACC.TO 130(B) ALUMINIUM HOUSING PREMIUM EFFICIENCY IE3, 60HZ, P60: IE2 6POLE * FS100L * 1.5KW (50HZ) 1.75KW (60HZ) 3 AC 50HZ 400VD/690VY * 3 AC 60HZ 460VD IM B 5, FLANGE: FF215(A250) without motor protection TERMINAL BOX AT TOP | 416 | TEM | 1 | LD | 25 | 1
1LE10031BC222FB4 | SIMOTICS GP MOTOR TYPE: 1AV3112C LOW-VOLTAGE MOTOR, IEC SQUIRREL-CAGE,SELF-VENTIL.,IP55 TEMP. CL. 155(F) ACC.TO 130(B) ALUMINIUM HOUSING PREMIUM EFFICIENCY IE3, 60HZ, P60: IE2 6POLE * FS112M * 2.2KW (50HZ) 2.55KW (60HZ) 3 AC 50HZ 230VD/400VY * 3 AC 60HZ 460VY IM B 5, FLANGE: FF215(A250) 3 PTC thermistor for tripping (2 terminals) TERMINAL BOX AT TOP | 573 | TEM | 1 | LD | 34 | 1
1LE10031BC234FB4 | SIMOTICS GP MOTOR TYPE: 1AV3112C LOW-VOLTAGE MOTOR, IEC SQUIRREL-CAGE,SELF-VENTIL.,IP55 TEMP. CL. 155(F) ACC.TO 130(B) ALUMINIUM HOUSING PREMIUM EFFICIENCY IE3, 60HZ, P60: IE2 6POLE * FS112M * 2.2KW (50HZ) 2.55KW (60HZ) 3 AC 50HZ 400VD/690VY * 3 AC 60HZ 460VD IM B 5, FLANGE: FF215(A250) 3 PTC thermistor for tripping (2 terminals) TERMINAL BOX AT TOP | 573 | TEM | 1 | LD | 34 | 1
1LE10031BC222FA4 | SIMOTICS GP MOTOR TYPE: 1AV3112C LOW-VOLTAGE MOTOR, IEC SQUIRREL-CAGE,SELF-VENTIL.,IP55 TEMP. CL. 155(F) ACC.TO 130(B) ALUMINIUM HOUSING PREMIUM EFFICIENCY IE3, 60HZ, P60: IE2 6POLE * FS112M * 2.2KW (50HZ) 2.55KW (60HZ) 3 AC 50HZ 230VD/400VY * 3 AC 60HZ 460VY IM B 5, FLANGE: FF215(A250) without motor protection TERMINAL BOX AT TOP | 527 | TEM | 1 | LD | 34 | 1
1LE10031BC234FA4 | SIMOTICS GP MOTOR TYPE: 1AV3112C LOW-VOLTAGE MOTOR, IEC SQUIRREL-CAGE,SELF-VENTIL.,IP55 TEMP. CL. 155(F) ACC.TO 130(B) ALUMINIUM HOUSING PREMIUM EFFICIENCY IE3, 60HZ, P60: IE2 6POLE * FS112M * 2.2KW (50HZ) 2.55KW (60HZ) 3 AC 50HZ 400VD/690VY * 3 AC 60HZ 460VD IM B 5, FLANGE: FF215(A250) without motor protection TERMINAL BOX AT TOP | 527 | TEM | 1 | LD | 34 | 1
1LE10031CC034FB4 | SIMOTICS GP MOTOR TYPE: 1AV3130C LOW-VOLTAGE MOTOR, IEC SQUIRREL-CAGE,SELF-VENTIL.,IP55 TEMP. CL. 155(F) ACC.TO 130(B) ALUMINIUM HOUSING PREMIUM EFFICIENCY IE3, 60HZ, P60: IE2 6POLE * FS132S * 3KW (50HZ) 3.45KW (60HZ) 3 AC 50HZ 400VD/690VY * 3 AC 60HZ 460VD IM B 5, FLANGE: FF265(A300) 3 PTC thermistor for tripping (2 terminals) TERMINAL BOX AT TOP | 730 | TEM | 1 | LD | 43 | 1
1LE10031CC022FB4 | SIMOTICS GP MOTOR TYPE: 1AV3130C LOW-VOLTAGE MOTOR, IEC SQUIRREL-CAGE,SELF-VENTIL.,IP55 TEMP. CL. 155(F) ACC.TO 130(B) ALUMINIUM HOUSING PREMIUM EFFICIENCY IE3, 60HZ, P60: IE2 6POLE * FS132S * 3KW (50HZ) 3.45KW (60HZ) 3 AC 50HZ 230VD/400VY * 3 AC 60HZ 460VY IM B 5, FLANGE: FF265(A300) 3 PTC thermistor for tripping (2 terminals) TERMINAL BOX AT TOP | 730 | TEM | 1 | LD | 43 | 1
1LE10031CC034FA4 | SIMOTICS GP MOTOR TYPE: 1AV3130C LOW-VOLTAGE MOTOR, IEC SQUIRREL-CAGE,SELF-VENTIL.,IP55 TEMP. CL. 155(F) ACC.TO 130(B) ALUMINIUM HOUSING PREMIUM EFFICIENCY IE3, 60HZ, P60: IE2 6POLE * FS132S * 3KW (50HZ) 3.45KW (60HZ) 3 AC 50HZ 400VD/690VY * 3 AC 60HZ 460VD IM B 5, FLANGE: FF265(A300) without motor protection TERMINAL BOX AT TOP | 660 | TEM | 1 | LD | 43 | 1
1LE10031CC022FA4 | SIMOTICS GP MOTOR TYPE: 1AV3130C LOW-VOLTAGE MOTOR, IEC SQUIRREL-CAGE,SELF-VENTIL.,IP55 TEMP. CL. 155(F) ACC.TO 130(B) ALUMINIUM HOUSING PREMIUM EFFICIENCY IE3, 60HZ, P60: IE2 6POLE * FS132S * 3KW (50HZ) 3.45KW (60HZ) 3 AC 50HZ 230VD/400VY * 3 AC 60HZ 460VY IM B 5, FLANGE: FF265(A300) without motor protection TERMINAL BOX AT TOP | 660 | TEM | 1 | LD | 43 | 1
1LE10031CC234FB4 | SIMOTICS GP MOTOR TYPE: 1AV3132C LOW-VOLTAGE MOTOR, IEC SQUIRREL-CAGE,SELF-VENTIL.,IP55 TEMP. CL. 155(F) ACC.TO 130(B) ALUMINIUM HOUSING PREMIUM EFFICIENCY IE3, 60HZ, P60: IE2 6POLE * FS132M * 4KW (50HZ) 4.55KW (60HZ) 3 AC 50HZ 400VD/690VY * 3 AC 60HZ 460VD IM B 5, FLANGE: FF265(A300) 3 PTC thermistor for tripping (2 terminals) TERMINAL BOX AT TOP | 872 | TEM | 1 | LD | 52 | 1
1LE10031CC222FB4 | SIMOTICS GP MOTOR TYPE: 1AV3132C LOW-VOLTAGE MOTOR, IEC SQUIRREL-CAGE,SELF-VENTIL.,IP55 TEMP. CL. 155(F) ACC.TO 130(B) ALUMINIUM HOUSING PREMIUM EFFICIENCY IE3, 60HZ, P60: IE2 6POLE * FS132M * 4KW (50HZ) 4.55KW (60HZ) 3 AC 50HZ 230VD/400VY * 3 AC 60HZ 460VY IM B 5, FLANGE: FF265(A300) 3 PTC thermistor for tripping (2 terminals) TERMINAL BOX AT TOP | 872 | TEM | 1 | LD | 52 | 1
1LE10031CC234FA4 | SIMOTICS GP MOTOR TYPE: 1AV3132C LOW-VOLTAGE MOTOR, IEC SQUIRREL-CAGE,SELF-VENTIL.,IP55 TEMP. CL. 155(F) ACC.TO 130(B) ALUMINIUM HOUSING PREMIUM EFFICIENCY IE3, 60HZ, P60: IE2 6POLE * FS132M * 4KW (50HZ) 4.55KW (60HZ) 3 AC 50HZ 400VD/690VY * 3 AC 60HZ 460VD IM B 5, FLANGE: FF265(A300) without motor protection TERMINAL BOX AT TOP | 802 | TEM | 1 | LD | 52 | 1
1LE10031CC222FA4 | SIMOTICS GP MOTOR TYPE: 1AV3132C LOW-VOLTAGE MOTOR, IEC SQUIRREL-CAGE,SELF-VENTIL.,IP55 TEMP. CL. 155(F) ACC.TO 130(B) ALUMINIUM HOUSING PREMIUM EFFICIENCY IE3, 60HZ, P60: IE2 6POLE * FS132M * 4KW (50HZ) 4.55KW (60HZ) 3 AC 50HZ 230VD/400VY * 3 AC 60HZ 460VY IM B 5, FLANGE: FF265(A300) without motor protection TERMINAL BOX AT TOP | 802 | TEM | 1 | LD | 52 | 1
1LE10031CC334FB4 | SIMOTICS GP MOTOR TYPE: 1AV3133C LOW-VOLTAGE MOTOR, IEC SQUIRREL-CAGE,SELF-VENTIL.,IP55 TEMP. CL. 155(F) ACC.TO 130(B) ALUMINIUM HOUSING PREMIUM EFFICIENCY IE3, 60HZ, P60: IE2 6POLE * FS132M * 5.5KW (50HZ) 6.3KW (60HZ) 3 AC 50HZ 400VD/690VY * 3 AC 60HZ 460VD IM B 5, FLANGE: FF265(A300) 3 PTC thermistor for tripping (2 terminals) TERMINAL BOX AT TOP | 1063 | TEM | 1 | LD | 64 | 1
1LE10031CC322FB4 | SIMOTICS GP MOTOR TYPE: 1AV3133C LOW-VOLTAGE MOTOR, IEC SQUIRREL-CAGE,SELF-VENTIL.,IP55 TEMP. CL. 155(F) ACC.TO 130(B) ALUMINIUM HOUSING PREMIUM EFFICIENCY IE3, 60HZ, P60: IE2 6POLE * FS132M * 5.5KW (50HZ) 6.3KW (60HZ) 3 AC 50HZ 230VD/400VY * 3 AC 60HZ 460VY IM B 5, FLANGE: FF265(A300) 3 PTC thermistor for tripping (2 terminals) TERMINAL BOX AT TOP | 1063 | TEM | 1 | LD | 64 | 1
1LE10031CC334FA4 | SIMOTICS GP MOTOR TYPE: 1AV3133C LOW-VOLTAGE MOTOR, IEC SQUIRREL-CAGE,SELF-VENTIL.,IP55 TEMP. CL. 155(F) ACC.TO 130(B) ALUMINIUM HOUSING PREMIUM EFFICIENCY IE3, 60HZ, P60: IE2 6POLE * FS132M * 5.5KW (50HZ) 6.3KW (60HZ) 3 AC 50HZ 400VD/690VY * 3 AC 60HZ 460VD IM B 5, FLANGE: FF265(A300) without motor protection TERMINAL BOX AT TOP | 993 | TEM | 1 | LD | 64 | 1
1LE10031CC322FA4 | SIMOTICS GP MOTOR TYPE: 1AV3133C LOW-VOLTAGE MOTOR, IEC SQUIRREL-CAGE,SELF-VENTIL.,IP55 TEMP. CL. 155(F) ACC.TO 130(B) ALUMINIUM HOUSING PREMIUM EFFICIENCY IE3, 60HZ, P60: IE2 6POLE * FS132M * 5.5KW (50HZ) 6.3KW (60HZ) 3 AC 50HZ 230VD/400VY * 3 AC 60HZ 460VY IM B 5, FLANGE: FF265(A300) without motor protection TERMINAL BOX AT TOP | 993 | TEM | 1 | LD | 64 | 1
1LE10031DC234FB4 | SIMOTICS GP MOTOR TYPE: 1AV3162C LOW-VOLTAGE MOTOR, IEC SQUIRREL-CAGE,SELF-VENTIL.,IP55 TEMP. CL. 155(F) ACC.TO 130(B) ALUMINIUM HOUSING PREMIUM EFFICIENCY IE3, 60HZ, P60: IE2 6POLE * FS160M * 7.5KW (50HZ) 8.6KW (60HZ) 3 AC 50HZ 400VD/690VY * 3 AC 60HZ 460VD IM B 5, FLANGE: FF300(A350) 3 PTC thermistor for tripping (2 terminals) TERMINAL BOX AT TOP | 1333 | TEM | 1 | LD | 93 | 1
1LE10031DC222FB4 | SIMOTICS GP MOTOR TYPE: 1AV3162C LOW-VOLTAGE MOTOR, IEC SQUIRREL-CAGE,SELF-VENTIL.,IP55 TEMP. CL. 155(F) ACC.TO 130(B) ALUMINIUM HOUSING PREMIUM EFFICIENCY IE3, 60HZ, P60: IE2 6POLE * FS160M * 7.5KW (50HZ) 8.6KW (60HZ) 3 AC 50HZ 230VD/400VY * 3 AC 60HZ 460VY IM B 5, FLANGE: FF300(A350) 3 PTC thermistor for tripping (2 terminals) TERMINAL BOX AT TOP | 1333 | TEM | 1 | LD | 93 | 1
1LE10031DC234FA4 | SIMOTICS GP MOTOR TYPE: 1AV3162C LOW-VOLTAGE MOTOR, IEC SQUIRREL-CAGE,SELF-VENTIL.,IP55 TEMP. CL. 155(F) ACC.TO 130(B) ALUMINIUM HOUSING PREMIUM EFFICIENCY IE3, 60HZ, P60: IE2 6POLE * FS160M * 7.5KW (50HZ) 8.6KW (60HZ) 3 AC 50HZ 400VD/690VY * 3 AC 60HZ 460VD IM B 5, FLANGE: FF300(A350) without motor protection TERMINAL BOX AT TOP | 1264 | TEM | 1 | LD | 93 | 1
1LE10031DC222FA4 | SIMOTICS GP MOTOR TYPE: 1AV3162C LOW-VOLTAGE MOTOR, IEC SQUIRREL-CAGE,SELF-VENTIL.,IP55 TEMP. CL. 155(F) ACC.TO 130(B) ALUMINIUM HOUSING PREMIUM EFFICIENCY IE3, 60HZ, P60: IE2 6POLE * FS160M * 7.5KW (50HZ) 8.6KW (60HZ) 3 AC 50HZ 230VD/400VY * 3 AC 60HZ 460VY IM B 5, FLANGE: FF300(A350) without motor protection TERMINAL BOX AT TOP | 1264 | TEM | 1 | LD | 93 | 1
1LE10031DC434FB4 | SIMOTICS GP MOTOR TYPE: 1AV3164C LOW-VOLTAGE MOTOR, IEC SQUIRREL-CAGE,SELF-VENTIL.,IP55 TEMP. CL. 155(F) ACC.TO 130(B) ALUMINIUM HOUSING PREMIUM EFFICIENCY IE3, 60HZ, P60: IE2 6POLE * FS160L * 11KW (50HZ) 12.6KW (60HZ) 3 AC 50HZ 400VD/690VY * 3 AC 60HZ 460VD IM B 5, FLANGE: FF300(A350) 3 PTC thermistor for tripping (2 terminals) TERMINAL BOX AT TOP | 1788 | TEM | 1 | LD | 115 | 1
1LE10031DC422FB4 | SIMOTICS GP MOTOR TYPE: 1AV3164C LOW-VOLTAGE MOTOR, IEC SQUIRREL-CAGE,SELF-VENTIL.,IP55 TEMP. CL. 155(F) ACC.TO 130(B) ALUMINIUM HOUSING PREMIUM EFFICIENCY IE3, 60HZ, P60: IE2 6POLE * FS160L * 11KW (50HZ) 12.6KW (60HZ) 3 AC 50HZ 230VD/400VY * 3 AC 60HZ 460VY IM B 5, FLANGE: FF300(A350) 3 PTC thermistor for tripping (2 terminals) TERMINAL BOX AT TOP | 1788 | TEM | 1 | LD | 115 | 1
1LE10031DC434FA4 | SIMOTICS GP MOTOR TYPE: 1AV3164C LOW-VOLTAGE MOTOR, IEC SQUIRREL-CAGE,SELF-VENTIL.,IP55 TEMP. CL. 155(F) ACC.TO 130(B) ALUMINIUM HOUSING PREMIUM EFFICIENCY IE3, 60HZ, P60: IE2 6POLE * FS160L * 11KW (50HZ) 12.6KW (60HZ) 3 AC 50HZ 400VD/690VY * 3 AC 60HZ 460VD IM B 5, FLANGE: FF300(A350) without motor protection TERMINAL BOX AT TOP | 1719 | TEM | 1 | LD | 115 | 1
1LE10031DC422FA4 | SIMOTICS GP MOTOR TYPE: 1AV3164C LOW-VOLTAGE MOTOR, IEC SQUIRREL-CAGE,SELF-VENTIL.,IP55 TEMP. CL. 155(F) ACC.TO 130(B) ALUMINIUM HOUSING PREMIUM EFFICIENCY IE3, 60HZ, P60: IE2 6POLE * FS160L * 11KW (50HZ) 12.6KW (60HZ) 3 AC 50HZ 230VD/400VY * 3 AC 60HZ 460VY IM B 5, FLANGE: FF300(A350) without motor protection TERMINAL BOX AT TOP | 1719 | TEM | 1 | LD | 115 | 1
1LE15031EC434FB4 | SIMOTICS SD MOTOR TYPE: 1CV3184C LOW-VOLTAGE MOTOR, IEC SQUIRREL-CAGE,SELF-VENTIL.,IP55 TEMP. CL. 155(F) ACC.TO 130(B) CAST-IRON HOUSING BASIC LINE PREMIUM EFFICIENCY IE3, 60HZ, P60: IE2 6POLE * FS180L * 15KW (50HZ) 18KW (60HZ) 3 AC 50HZ 400VD/690VY * 3 AC 60HZ 460VD IM B 5, FLANGE: FF300(A350) 3 PTC thermistor for tripping (2 terminals) TERMINAL BOX AT TOP | 2365 | TEM | 1 | LD | 180 | 1
1LE15031EC422FB4 | SIMOTICS SD MOTOR TYPE: 1CV3184C LOW-VOLTAGE MOTOR, IEC SQUIRREL-CAGE,SELF-VENTIL.,IP55 TEMP. CL. 155(F) ACC.TO 130(B) CAST-IRON HOUSING BASIC LINE PREMIUM EFFICIENCY IE3, 60HZ, P60: IE2 6POLE * FS180L * 15KW (50HZ) 18KW (60HZ) 3 AC 50HZ 230VD/400VY * 3 AC 60HZ 460VY IM B 5, FLANGE: FF300(A350) 3 PTC thermistor for tripping (2 terminals) TERMINAL BOX AT TOP | 2365 | TEM | 1 | LD | 180 | 1
1LE15031EC434FA4 | SIMOTICS SD MOTOR TYPE: 1CV3184C LOW-VOLTAGE MOTOR, IEC SQUIRREL-CAGE,SELF-VENTIL.,IP55 TEMP. CL. 155(F) ACC.TO 130(B) CAST-IRON HOUSING BASIC LINE PREMIUM EFFICIENCY IE3, 60HZ, P60: IE2 6POLE * FS180L * 15KW (50HZ) 18KW (60HZ) 3 AC 50HZ 400VD/690VY * 3 AC 60HZ 460VD IM B 5, FLANGE: FF300(A350) without motor protection TERMINAL BOX AT TOP | 2272 | TEM | 1 | LD | 180 | 1
1LE15031EC422FA4 | SIMOTICS SD MOTOR TYPE: 1CV3184C LOW-VOLTAGE MOTOR, IEC SQUIRREL-CAGE,SELF-VENTIL.,IP55 TEMP. CL. 155(F) ACC.TO 130(B) CAST-IRON HOUSING BASIC LINE PREMIUM EFFICIENCY IE3, 60HZ, P60: IE2 6POLE * FS180L * 15KW (50HZ) 18KW (60HZ) 3 AC 50HZ 230VD/400VY * 3 AC 60HZ 460VY IM B 5, FLANGE: FF300(A350) without motor protection TERMINAL BOX AT TOP | 2272 | TEM | 1 | LD | 180 | 1
1LE15032AC434FB4 | SIMOTICS SD MOTOR TYPE: 1CV3204C LOW-VOLTAGE MOTOR, IEC SQUIRREL-CAGE,SELF-VENTIL.,IP55 TEMP. CL. 155(F) ACC.TO 130(B) CAST-IRON HOUSING BASIC LINE PREMIUM EFFICIENCY IE3, 60HZ, P60: IE2 6POLE * FS200L * 18.5KW (50HZ) 22KW (60HZ) 3 AC 50HZ 400VD/690VY * 3 AC 60HZ 460VD IM B 5, FLANGE: FF350(A400) 3 PTC thermistor for tripping (2 terminals) TERMINAL BOX AT TOP | 2870 | TEM | 1 | LD | 215 | 1
1LE15032AC422FB4 | SIMOTICS SD MOTOR TYPE: 1CV3204C LOW-VOLTAGE MOTOR, IEC SQUIRREL-CAGE,SELF-VENTIL.,IP55 TEMP. CL. 155(F) ACC.TO 130(B) CAST-IRON HOUSING BASIC LINE PREMIUM EFFICIENCY IE3, 60HZ, P60: IE2 6POLE * FS200L * 18.5KW (50HZ) 22KW (60HZ) 3 AC 50HZ 230VD/400VY * 3 AC 60HZ 460VY IM B 5, FLANGE: FF350(A400) 3 PTC thermistor for tripping (2 terminals) TERMINAL BOX AT TOP | 2870 | TEM | 1 | LD | 215 | 1
1LE15032AC434FA4 | SIMOTICS SD MOTOR TYPE: 1CV3204C LOW-VOLTAGE MOTOR, IEC SQUIRREL-CAGE,SELF-VENTIL.,IP55 TEMP. CL. 155(F) ACC.TO 130(B) CAST-IRON HOUSING BASIC LINE PREMIUM EFFICIENCY IE3, 60HZ, P60: IE2 6POLE * FS200L * 18.5KW (50HZ) 22KW (60HZ) 3 AC 50HZ 400VD/690VY * 3 AC 60HZ 460VD IM B 5, FLANGE: FF350(A400) without motor protection TERMINAL BOX AT TOP | 2778 | TEM | 1 | LD | 215 | 1
1LE15032AC422FA4 | SIMOTICS SD MOTOR TYPE: 1CV3204C LOW-VOLTAGE MOTOR, IEC SQUIRREL-CAGE,SELF-VENTIL.,IP55 TEMP. CL. 155(F) ACC.TO 130(B) CAST-IRON HOUSING BASIC LINE PREMIUM EFFICIENCY IE3, 60HZ, P60: IE2 6POLE * FS200L * 18.5KW (50HZ) 22KW (60HZ) 3 AC 50HZ 230VD/400VY * 3 AC 60HZ 460VY IM B 5, FLANGE: FF350(A400) without motor protection TERMINAL BOX AT TOP | 2778 | TEM | 1 | LD | 215 | 1
1LE15032AC534FB4 | SIMOTICS SD MOTOR TYPE: 1CV3205C LOW-VOLTAGE MOTOR, IEC SQUIRREL-CAGE,SELF-VENTIL.,IP55 TEMP. CL. 155(F) ACC.TO 130(B) CAST-IRON HOUSING BASIC LINE PREMIUM EFFICIENCY IE3, 60HZ, P60: IE2 6POLE * FS200L * 22KW (50HZ) 26.5KW (60HZ) 3 AC 50HZ 400VD/690VY * 3 AC 60HZ 460VD IM B 5, FLANGE: FF350(A400) 3 PTC thermistor for tripping (2 terminals) TERMINAL BOX AT TOP | 3288 | TEM | 1 | LD | 230 | 1
1LE15032AC522FB4 | SIMOTICS SD MOTOR TYPE: 1CV3205C LOW-VOLTAGE MOTOR, IEC SQUIRREL-CAGE,SELF-VENTIL.,IP55 TEMP. CL. 155(F) ACC.TO 130(B) CAST-IRON HOUSING BASIC LINE PREMIUM EFFICIENCY IE3, 60HZ, P60: IE2 6POLE * FS200L * 22KW (50HZ) 26.5KW (60HZ) 3 AC 50HZ 230VD/400VY * 3 AC 60HZ 460VY IM B 5, FLANGE: FF350(A400) 3 PTC thermistor for tripping (2 terminals) TERMINAL BOX AT TOP | 3288 | TEM | 1 | LD | 230 | 1
1LE15032AC534FA4 | SIMOTICS SD MOTOR TYPE: 1CV3205C LOW-VOLTAGE MOTOR, IEC SQUIRREL-CAGE,SELF-VENTIL.,IP55 TEMP. CL. 155(F) ACC.TO 130(B) CAST-IRON HOUSING BASIC LINE PREMIUM EFFICIENCY IE3, 60HZ, P60: IE2 6POLE * FS200L * 22KW (50HZ) 26.5KW (60HZ) 3 AC 50HZ 400VD/690VY * 3 AC 60HZ 460VD IM B 5, FLANGE: FF350(A400) without motor protection TERMINAL BOX AT TOP | 3196 | TEM | 1 | LD | 230 | 1
1LE15032AC522FA4 | SIMOTICS SD MOTOR TYPE: 1CV3205C LOW-VOLTAGE MOTOR, IEC SQUIRREL-CAGE,SELF-VENTIL.,IP55 TEMP. CL. 155(F) ACC.TO 130(B) CAST-IRON HOUSING BASIC LINE PREMIUM EFFICIENCY IE3, 60HZ, P60: IE2 6POLE * FS200L * 22KW (50HZ) 26.5KW (60HZ) 3 AC 50HZ 230VD/400VY * 3 AC 60HZ 460VY IM B 5, FLANGE: FF350(A400) without motor protection TERMINAL BOX AT TOP | 3196 | TEM | 1 | LD | 230 | 1
1LE15032BC234FB4 | SIMOTICS SD MOTOR TYPE: 1CV3222C LOW-VOLTAGE MOTOR, IEC SQUIRREL-CAGE,SELF-VENTIL.,IP55 TEMP. CL. 155(F) ACC.TO 130(B) CAST-IRON HOUSING BASIC LINE PREMIUM EFFICIENCY IE3, 60HZ, P60: IE2 6POLE * FS225M * 30KW (50HZ) 36KW (60HZ) 3 AC 50HZ 400VD/690VY * 3 AC 60HZ 460VD IM B 5, FLANGE: FF400(A450) 3 PTC thermistor for tripping (2 terminals) TERMINAL BOX AT TOP | 4309 | TEM | 1 | LD | 325 | 1
1LE15032BC222FB4 | SIMOTICS SD MOTOR TYPE: 1CV3222C LOW-VOLTAGE MOTOR, IEC SQUIRREL-CAGE,SELF-VENTIL.,IP55 TEMP. CL. 155(F) ACC.TO 130(B) CAST-IRON HOUSING BASIC LINE PREMIUM EFFICIENCY IE3, 60HZ, P60: IE2 6POLE * FS225M * 30KW (50HZ) 36KW (60HZ) 3 AC 50HZ 230VD/400VY * 3 AC 60HZ 460VY IM B 5, FLANGE: FF400(A450) 3 PTC thermistor for tripping (2 terminals) TERMINAL BOX AT TOP | 4309 | TEM | 1 | LD | 325 | 1
1LE15032BC234FA4 | SIMOTICS SD MOTOR TYPE: 1CV3222C LOW-VOLTAGE MOTOR, IEC SQUIRREL-CAGE,SELF-VENTIL.,IP55 TEMP. CL. 155(F) ACC.TO 130(B) CAST-IRON HOUSING BASIC LINE PREMIUM EFFICIENCY IE3, 60HZ, P60: IE2 6POLE * FS225M * 30KW (50HZ) 36KW (60HZ) 3 AC 50HZ 400VD/690VY * 3 AC 60HZ 460VD IM B 5, FLANGE: FF400(A450) without motor protection TERMINAL BOX AT TOP | 4183 | TEM | 1 | LD | 325 | 1
1LE15032BC222FA4 | SIMOTICS SD MOTOR TYPE: 1CV3222C LOW-VOLTAGE MOTOR, IEC SQUIRREL-CAGE,SELF-VENTIL.,IP55 TEMP. CL. 155(F) ACC.TO 130(B) CAST-IRON HOUSING BASIC LINE PREMIUM EFFICIENCY IE3, 60HZ, P60: IE2 6POLE * FS225M * 30KW (50HZ) 36KW (60HZ) 3 AC 50HZ 230VD/400VY * 3 AC 60HZ 460VY IM B 5, FLANGE: FF400(A450) without motor protection TERMINAL BOX AT TOP | 4183 | TEM | 1 | LD | 325 | 1
1LE15032CC234FB4 | SIMOTICS SD MOTOR TYPE: 1CV3252C LOW-VOLTAGE MOTOR, IEC SQUIRREL-CAGE,SELF-VENTIL.,IP55 TEMP. CL. 155(F) ACC.TO 130(B) CAST-IRON HOUSING BASIC LINE PREMIUM EFFICIENCY IE3, 60HZ, P60: IE2 6POLE * FS250M * 37KW (50HZ) 44.5KW (60HZ) 3 AC 50HZ 400VD/690VY * 3 AC 60HZ 460VD IM B 5, FLANGE: FF500(A550) 3 PTC thermistor for tripping (2 terminals) TERMINAL BOX AT TOP | 5235 | TEM | 1 | LD | 405 | 1
1LE15032CC222FB4 | SIMOTICS SD MOTOR TYPE: 1CV3252C LOW-VOLTAGE MOTOR, IEC SQUIRREL-CAGE,SELF-VENTIL.,IP55 TEMP. CL. 155(F) ACC.TO 130(B) CAST-IRON HOUSING BASIC LINE PREMIUM EFFICIENCY IE3, 60HZ, P60: IE2 6POLE * FS250M * 37KW (50HZ) 44.5KW (60HZ) 3 AC 50HZ 230VD/400VY * 3 AC 60HZ 460VY IM B 5, FLANGE: FF500(A550) 3 PTC thermistor for tripping (2 terminals) TERMINAL BOX AT TOP | 5235 | TEM | 1 | LD | 405 | 1
1LE15032CC234FA4 | SIMOTICS SD MOTOR TYPE: 1CV3252C LOW-VOLTAGE MOTOR, IEC SQUIRREL-CAGE,SELF-VENTIL.,IP55 TEMP. CL. 155(F) ACC.TO 130(B) CAST-IRON HOUSING BASIC LINE PREMIUM EFFICIENCY IE3, 60HZ, P60: IE2 6POLE * FS250M * 37KW (50HZ) 44.5KW (60HZ) 3 AC 50HZ 400VD/690VY * 3 AC 60HZ 460VD IM B 5, FLANGE: FF500(A550) without motor protection TERMINAL BOX AT TOP | 5109 | TEM | 1 | LD | 405 | 1
1LE15032CC222FA4 | SIMOTICS SD MOTOR TYPE: 1CV3252C LOW-VOLTAGE MOTOR, IEC SQUIRREL-CAGE,SELF-VENTIL.,IP55 TEMP. CL. 155(F) ACC.TO 130(B) CAST-IRON HOUSING BASIC LINE PREMIUM EFFICIENCY IE3, 60HZ, P60: IE2 6POLE * FS250M * 37KW (50HZ) 44.5KW (60HZ) 3 AC 50HZ 230VD/400VY * 3 AC 60HZ 460VY IM B 5, FLANGE: FF500(A550) without motor protection TERMINAL BOX AT TOP | 5109 | TEM | 1 | LD | 405 | 1
1LE15032DC034FB4 | SIMOTICS SD MOTOR TYPE: 1CV3280C LOW-VOLTAGE MOTOR, IEC SQUIRREL-CAGE,SELF-VENTIL.,IP55 TEMP. CL. 155(F) ACC.TO 130(B) CAST-IRON HOUSING BASIC LINE PREMIUM EFFICIENCY IE3, 60HZ, P60: IE2 6POLE * FS280S * 45KW (50HZ) 54KW (60HZ) 3 AC 50HZ 400VD/690VY * 3 AC 60HZ 460VD IM B 5, FLANGE: FF500(A550) 3 PTC thermistor for tripping (2 terminals) TERMINAL BOX AT TOP | 6370 | TEM | 1 | LD | 510 | 1
1LE15032DC022FB4 | SIMOTICS SD MOTOR TYPE: 1CV3280C LOW-VOLTAGE MOTOR, IEC SQUIRREL-CAGE,SELF-VENTIL.,IP55 TEMP. CL. 155(F) ACC.TO 130(B) CAST-IRON HOUSING BASIC LINE PREMIUM EFFICIENCY IE3, 60HZ, P60: IE2 6POLE * FS280S * 45KW (50HZ) 54KW (60HZ) 3 AC 50HZ 230VD/400VY * 3 AC 60HZ 460VY IM B 5, FLANGE: FF500(A550) 3 PTC thermistor for tripping (2 terminals) TERMINAL BOX AT TOP | 6370 | TEM | 1 | LD | 510 | 1
1LE15032DC034FA4 | SIMOTICS SD MOTOR TYPE: 1CV3280C LOW-VOLTAGE MOTOR, IEC SQUIRREL-CAGE,SELF-VENTIL.,IP55 TEMP. CL. 155(F) ACC.TO 130(B) CAST-IRON HOUSING BASIC LINE PREMIUM EFFICIENCY IE3, 60HZ, P60: IE2 6POLE * FS280S * 45KW (50HZ) 54KW (60HZ) 3 AC 50HZ 400VD/690VY * 3 AC 60HZ 460VD IM B 5, FLANGE: FF500(A550) without motor protection TERMINAL BOX AT TOP | 6214 | TEM | 1 | LD | 510 | 1
1LE15032DC022FA4 | SIMOTICS SD MOTOR TYPE: 1CV3280C LOW-VOLTAGE MOTOR, IEC SQUIRREL-CAGE,SELF-VENTIL.,IP55 TEMP. CL. 155(F) ACC.TO 130(B) CAST-IRON HOUSING BASIC LINE PREMIUM EFFICIENCY IE3, 60HZ, P60: IE2 6POLE * FS280S * 45KW (50HZ) 54KW (60HZ) 3 AC 50HZ 230VD/400VY * 3 AC 60HZ 460VY IM B 5, FLANGE: FF500(A550) without motor protection TERMINAL BOX AT TOP | 6214 | TEM | 1 | LD | 510 | 1
1LE15032DC234FB4 | SIMOTICS SD MOTOR TYPE: 1CV3282C LOW-VOLTAGE MOTOR, IEC SQUIRREL-CAGE,SELF-VENTIL.,IP55 TEMP. CL. 155(F) ACC.TO 130(B) CAST-IRON HOUSING BASIC LINE PREMIUM EFFICIENCY IE3, 60HZ, P60: IE2 6POLE * FS280M * 55KW (50HZ) 66KW (60HZ) 3 AC 50HZ 400VD/690VY * 3 AC 60HZ 460VD IM B 5, FLANGE: FF500(A550) 3 PTC thermistor for tripping (2 terminals) TERMINAL BOX AT TOP | 7426 | TEM | 1 | LD | 560 | 1
1LE15032DC222FB4 | SIMOTICS SD MOTOR TYPE: 1CV3282C LOW-VOLTAGE MOTOR, IEC SQUIRREL-CAGE,SELF-VENTIL.,IP55 TEMP. CL. 155(F) ACC.TO 130(B) CAST-IRON HOUSING BASIC LINE PREMIUM EFFICIENCY IE3, 60HZ, P60: IE2 6POLE * FS280M * 55KW (50HZ) 66KW (60HZ) 3 AC 50HZ 230VD/400VY * 3 AC 60HZ 460VY IM B 5, FLANGE: FF500(A550) 3 PTC thermistor for tripping (2 terminals) TERMINAL BOX AT TOP | 7426 | TEM | 1 | LD | 560 | 1
1LE15032DC234FA4 | SIMOTICS SD MOTOR TYPE: 1CV3282C LOW-VOLTAGE MOTOR, IEC SQUIRREL-CAGE,SELF-VENTIL.,IP55 TEMP. CL. 155(F) ACC.TO 130(B) CAST-IRON HOUSING BASIC LINE PREMIUM EFFICIENCY IE3, 60HZ, P60: IE2 6POLE * FS280M * 55KW (50HZ) 66KW (60HZ) 3 AC 50HZ 400VD/690VY * 3 AC 60HZ 460VD IM B 5, FLANGE: FF500(A550) without motor protection TERMINAL BOX AT TOP | 7269 | TEM | 1 | LD | 560 | 1
1LE15032DC222FA4 | SIMOTICS SD MOTOR TYPE: 1CV3282C LOW-VOLTAGE MOTOR, IEC SQUIRREL-CAGE,SELF-VENTIL.,IP55 TEMP. CL. 155(F) ACC.TO 130(B) CAST-IRON HOUSING BASIC LINE PREMIUM EFFICIENCY IE3, 60HZ, P60: IE2 6POLE * FS280M * 55KW (50HZ) 66KW (60HZ) 3 AC 50HZ 230VD/400VY * 3 AC 60HZ 460VY IM B 5, FLANGE: FF500(A550) without motor protection TERMINAL BOX AT TOP | 7269 | TEM | 1 | LD | 560 | 1
1LE15033AC034FB4 | SIMOTICS SD MOTOR TYPE: 1CV3310C LOW-VOLTAGE MOTOR, IEC SQUIRREL-CAGE,SELF-VENTIL.,IP55 TEMP. CL. 155(F) ACC.TO 130(B) CAST-IRON HOUSING BASIC LINE PREMIUM EFFICIENCY IE3, 6POLE * FS315S * 75KW (50HZ) 90KW (60HZ) 3 AC 50HZ 400VD/690VY * 3 AC 60HZ 460VD IM B 5, FLANGE: FF600(A660) 3 PTC thermistor for tripping (2 terminals) TERMINAL BOX AT TOP | 10064 | TEM | 1 | LD | 750 | 1
1LE15033AC022FB4 | SIMOTICS SD MOTOR TYPE: 1CV3310C LOW-VOLTAGE MOTOR, IEC SQUIRREL-CAGE,SELF-VENTIL.,IP55 TEMP. CL. 155(F) ACC.TO 130(B) CAST-IRON HOUSING BASIC LINE PREMIUM EFFICIENCY IE3, 6POLE * FS315S * 75KW (50HZ) 90KW (60HZ) 3 AC 50HZ 230VD/400VY * 3 AC 60HZ 460VY IM B 5, FLANGE: FF600(A660) 3 PTC thermistor for tripping (2 terminals) TERMINAL BOX AT TOP | 10064 | TEM | 1 | LD | 750 | 1
1LE15033AC034FA4 | SIMOTICS SD MOTOR TYPE: 1CV3310C LOW-VOLTAGE MOTOR, IEC SQUIRREL-CAGE,SELF-VENTIL.,IP55 TEMP. CL. 155(F) ACC.TO 130(B) CAST-IRON HOUSING BASIC LINE PREMIUM EFFICIENCY IE3, 6POLE * FS315S * 75KW (50HZ) 90KW (60HZ) 3 AC 50HZ 400VD/690VY * 3 AC 60HZ 460VD IM B 5, FLANGE: FF600(A660) without motor protection TERMINAL BOX AT TOP | 9907 | TEM | 1 | LD | 750 | 1
1LE15033AC022FA4 | SIMOTICS SD MOTOR TYPE: 1CV3310C LOW-VOLTAGE MOTOR, IEC SQUIRREL-CAGE,SELF-VENTIL.,IP55 TEMP. CL. 155(F) ACC.TO 130(B) CAST-IRON HOUSING BASIC LINE PREMIUM EFFICIENCY IE3, 6POLE * FS315S * 75KW (50HZ) 90KW (60HZ) 3 AC 50HZ 230VD/400VY * 3 AC 60HZ 460VY IM B 5, FLANGE: FF600(A660) without motor protection TERMINAL BOX AT TOP | 9907 | TEM | 1 | LD | 750 | 1
1LE15033AC234FB4 | SIMOTICS SD MOTOR TYPE: 1CV3312C LOW-VOLTAGE MOTOR, IEC SQUIRREL-CAGE,SELF-VENTIL.,IP55 TEMP. CL. 155(F) ACC.TO 130(B) CAST-IRON HOUSING BASIC LINE PREMIUM EFFICIENCY IE3, 60HZ, P60: IE2 6POLE * FS315M * 90KW (50HZ) 108KW (60HZ) 3 AC 50HZ 400VD/690VY * 3 AC 60HZ 460VD IM B 5, FLANGE: FF600(A660) 3 PTC thermistor for tripping (2 terminals) TERMINAL BOX AT TOP | 11241 | TEM | 1 | LD | 890 | 1
1LE15033AC222FB4 | SIMOTICS SD MOTOR TYPE: 1CV3312C LOW-VOLTAGE MOTOR, IEC SQUIRREL-CAGE,SELF-VENTIL.,IP55 TEMP. CL. 155(F) ACC.TO 130(B) CAST-IRON HOUSING BASIC LINE PREMIUM EFFICIENCY IE3, 60HZ, P60: IE2 6POLE * FS315M * 90KW (50HZ) 108KW (60HZ) 3 AC 50HZ 230VD/400VY * 3 AC 60HZ 460VY IM B 5, FLANGE: FF600(A660) 3 PTC thermistor for tripping (2 terminals) TERMINAL BOX AT TOP | 11241 | TEM | 1 | LD | 890 | 1
1LE15033AC234FA4 | SIMOTICS SD MOTOR TYPE: 1CV3312C LOW-VOLTAGE MOTOR, IEC SQUIRREL-CAGE,SELF-VENTIL.,IP55 TEMP. CL. 155(F) ACC.TO 130(B) CAST-IRON HOUSING BASIC LINE PREMIUM EFFICIENCY IE3, 60HZ, P60: IE2 6POLE * FS315M * 90KW (50HZ) 108KW (60HZ) 3 AC 50HZ 400VD/690VY * 3 AC 60HZ 460VD IM B 5, FLANGE: FF600(A660) without motor protection TERMINAL BOX AT TOP | 11084 | TEM | 1 | LD | 890 | 1
1LE15033AC222FA4 | SIMOTICS SD MOTOR TYPE: 1CV3312C LOW-VOLTAGE MOTOR, IEC SQUIRREL-CAGE,SELF-VENTIL.,IP55 TEMP. CL. 155(F) ACC.TO 130(B) CAST-IRON HOUSING BASIC LINE PREMIUM EFFICIENCY IE3, 60HZ, P60: IE2 6POLE * FS315M * 90KW (50HZ) 108KW (60HZ) 3 AC 50HZ 230VD/400VY * 3 AC 60HZ 460VY IM B 5, FLANGE: FF600(A660) without motor protection TERMINAL BOX AT TOP | 11084 | TEM | 1 | LD | 890 | 1
1LE15030CA222GB4 | SIMOTICS SD MOTOR TYPE: 1CV3072A LOW-VOLTAGE MOTOR, IEC SQUIRREL-CAGE,SELF-VENTIL.,IP55 TEMP. CL. 155(F) ACC.TO 130(B) CAST-IRON HOUSING BASIC LINE PREMIUM EFFICIENCY IE3, 2POLE * FS71M * 0.37KW (50HZ) 0.43KW (60HZ) 3 AC 50HZ 230VD/400VY * 3 AC 60HZ 460VY IM V 1 W/O CANOPY, FLANGE: FF130(A160) 1 PTC thermistor for tripping (2 terminals) TERMINAL BOX AT TOP | 271 | TEM | 1 | LD | 13 | 1
1LE15030CA234GB4 | SIMOTICS SD MOTOR TYPE: 1CV3072A LOW-VOLTAGE MOTOR, IEC SQUIRREL-CAGE,SELF-VENTIL.,IP55 TEMP. CL. 155(F) ACC.TO 130(B) CAST-IRON HOUSING BASIC LINE PREMIUM EFFICIENCY IE3, 2POLE * FS71M * 0.37KW (50HZ) 0.43KW (60HZ) 3 AC 50HZ 400VD/690VY * 3 AC 60HZ 460VD IM V 1 W/O CANOPY, FLANGE: FF130(A160) 1 PTC thermistor for tripping (2 terminals) TERMINAL BOX AT TOP | 271 | TEM | 1 | LD | 13 | 1
1LE15030CA222GA4 | SIMOTICS SD MOTOR TYPE: 1CV3072A LOW-VOLTAGE MOTOR, IEC SQUIRREL-CAGE,SELF-VENTIL.,IP55 TEMP. CL. 155(F) ACC.TO 130(B) CAST-IRON HOUSING BASIC LINE PREMIUM EFFICIENCY IE3, 2POLE * FS71M * 0.37KW (50HZ) 0.43KW (60HZ) 3 AC 50HZ 230VD/400VY * 3 AC 60HZ 460VY IM V 1 W/O CANOPY, FLANGE: FF130(A160) without motor protection TERMINAL BOX AT TOP | 256 | TEM | 1 | LD | 13 | 1
1LE15030CA234GA4 | SIMOTICS SD MOTOR TYPE: 1CV3072A LOW-VOLTAGE MOTOR, IEC SQUIRREL-CAGE,SELF-VENTIL.,IP55 TEMP. CL. 155(F) ACC.TO 130(B) CAST-IRON HOUSING BASIC LINE PREMIUM EFFICIENCY IE3, 2POLE * FS71M * 0.37KW (50HZ) 0.43KW (60HZ) 3 AC 50HZ 400VD/690VY * 3 AC 60HZ 460VD IM V 1 W/O CANOPY, FLANGE: FF130(A160) without motor protection TERMINAL BOX AT TOP | 256 | TEM | 1 | LD | 13 | 1
1LE15030CA322GB4 | SIMOTICS SD MOTOR TYPE: 1CV3073A LOW-VOLTAGE MOTOR, IEC SQUIRREL-CAGE,SELF-VENTIL.,IP55 TEMP. CL. 155(F) ACC.TO 130(B) CAST-IRON HOUSING BASIC LINE PREMIUM EFFICIENCY IE3, 2POLE * FS71M * 0.55KW (50HZ) 0.63KW (60HZ) 3 AC 50HZ 230VD/400VY * 3 AC 60HZ 460VY IM V 1 W/O CANOPY, FLANGE: FF130(A160) 1 PTC thermistor for tripping (2 terminals) TERMINAL BOX AT TOP | 312 | TEM | 1 | LD | 14.5 | 1
1LE15030CA334GB4 | SIMOTICS SD MOTOR TYPE: 1CV3073A LOW-VOLTAGE MOTOR, IEC SQUIRREL-CAGE,SELF-VENTIL.,IP55 TEMP. CL. 155(F) ACC.TO 130(B) CAST-IRON HOUSING BASIC LINE PREMIUM EFFICIENCY IE3, 2POLE * FS71M * 0.55KW (50HZ) 0.63KW (60HZ) 3 AC 50HZ 400VD/690VY * 3 AC 60HZ 460VD IM V 1 W/O CANOPY, FLANGE: FF130(A160) 1 PTC thermistor for tripping (2 terminals) TERMINAL BOX AT TOP | 312 | TEM | 1 | LD | 14.5 | 1
1LE15030CA322GA4 | SIMOTICS SD MOTOR TYPE: 1CV3073A LOW-VOLTAGE MOTOR, IEC SQUIRREL-CAGE,SELF-VENTIL.,IP55 TEMP. CL. 155(F) ACC.TO 130(B) CAST-IRON HOUSING BASIC LINE PREMIUM EFFICIENCY IE3, 2POLE * FS71M * 0.55KW (50HZ) 0.63KW (60HZ) 3 AC 50HZ 230VD/400VY * 3 AC 60HZ 460VY IM V 1 W/O CANOPY, FLANGE: FF130(A160) without motor protection TERMINAL BOX AT TOP | 297 | TEM | 1 | LD | 14.5 | 1
1LE15030CA334GA4 | SIMOTICS SD MOTOR TYPE: 1CV3073A LOW-VOLTAGE MOTOR, IEC SQUIRREL-CAGE,SELF-VENTIL.,IP55 TEMP. CL. 155(F) ACC.TO 130(B) CAST-IRON HOUSING BASIC LINE PREMIUM EFFICIENCY IE3, 2POLE * FS71M * 0.55KW (50HZ) 0.63KW (60HZ) 3 AC 50HZ 400VD/690VY * 3 AC 60HZ 460VD IM V 1 W/O CANOPY, FLANGE: FF130(A160) without motor protection TERMINAL BOX AT TOP | 297 | TEM | 1 | LD | 14.5 | 1
1LE10030DA222GB4 | SIMOTICS GP MOTOR TYPE: 1AV3082A LOW-VOLTAGE MOTOR, IEC SQUIRREL-CAGE,SELF-VENTIL.,IP55 TEMP. CL. 155(F) ACC.TO 130(B) ALUMINIUM HOUSING PREMIUM EFFICIENCY IE3, 2POLE * FS80M * 0.75KW (50HZ) 0.86KW (60HZ) 3 AC 50HZ 230VD/400VY * 3 AC 60HZ 460VY IM V 1 W/O CANOPY, FLANGE: FF165(A200) 1 PTC thermistor for tripping (2 terminals) TERMINAL BOX AT TOP | 258 | TEM | 1 | LD | 11 | 1
1LE10030DA234GB4 | SIMOTICS GP MOTOR TYPE: 1AV3082A LOW-VOLTAGE MOTOR, IEC SQUIRREL-CAGE,SELF-VENTIL.,IP55 TEMP. CL. 155(F) ACC.TO 130(B) ALUMINIUM HOUSING PREMIUM EFFICIENCY IE3, 2POLE * FS80M * 0.75KW (50HZ) 0.86KW (60HZ) 3 AC 50HZ 400VD/690VY * 3 AC 60HZ 460VD IM V 1 W/O CANOPY, FLANGE: FF165(A200) 1 PTC thermistor for tripping (2 terminals) TERMINAL BOX AT TOP | 258 | TEM | 1 | LD | 11 | 1
1LE10030DA222GA4 | SIMOTICS GP MOTOR TYPE: 1AV3082A LOW-VOLTAGE MOTOR, IEC SQUIRREL-CAGE,SELF-VENTIL.,IP55 TEMP. CL. 155(F) ACC.TO 130(B) ALUMINIUM HOUSING PREMIUM EFFICIENCY IE3, 2POLE * FS80M * 0.75KW (50HZ) 0.86KW (60HZ) 3 AC 50HZ 230VD/400VY * 3 AC 60HZ 460VY IM V 1 W/O CANOPY, FLANGE: FF165(A200) without motor protection TERMINAL BOX AT TOP | 243 | TEM | 1 | LD | 11 | 1
1LE10030DA234GA4 | SIMOTICS GP MOTOR TYPE: 1AV3082A LOW-VOLTAGE MOTOR, IEC SQUIRREL-CAGE,SELF-VENTIL.,IP55 TEMP. CL. 155(F) ACC.TO 130(B) ALUMINIUM HOUSING PREMIUM EFFICIENCY IE3, 2POLE * FS80M * 0.75KW (50HZ) 0.86KW (60HZ) 3 AC 50HZ 400VD/690VY * 3 AC 60HZ 460VD IM V 1 W/O CANOPY, FLANGE: FF165(A200) without motor protection TERMINAL BOX AT TOP | 243 | TEM | 1 | LD | 11 | 1
1LE10030DA322GB4 | SIMOTICS GP MOTOR TYPE: 1AV3083A LOW-VOLTAGE MOTOR, IEC SQUIRREL-CAGE,SELF-VENTIL.,IP55 TEMP. CL. 155(F) ACC.TO 130(B) ALUMINIUM HOUSING PREMIUM EFFICIENCY IE3, 2POLE * FS80M * 1.1KW (50HZ) 1.27KW (60HZ) 3 AC 50HZ 230VD/400VY * 3 AC 60HZ 460VY IM V 1 W/O CANOPY, FLANGE: FF165(A200) 1 PTC thermistor for tripping (2 terminals) TERMINAL BOX AT TOP | 290 | TEM | 1 | LD | 12 | 1
1LE10030DA334GB4 | SIMOTICS GP MOTOR TYPE: 1AV3083A LOW-VOLTAGE MOTOR, IEC SQUIRREL-CAGE,SELF-VENTIL.,IP55 TEMP. CL. 155(F) ACC.TO 130(B) ALUMINIUM HOUSING PREMIUM EFFICIENCY IE3, 2POLE * FS80M * 1.1KW (50HZ) 1.27KW (60HZ) 3 AC 50HZ 400VD/690VY * 3 AC 60HZ 460VD IM V 1 W/O CANOPY, FLANGE: FF165(A200) 1 PTC thermistor for tripping (2 terminals) TERMINAL BOX AT TOP | 290 | TEM | 1 | LD | 12 | 1
1LE10030DA322GA4 | SIMOTICS GP MOTOR TYPE: 1AV3083A LOW-VOLTAGE MOTOR, IEC SQUIRREL-CAGE,SELF-VENTIL.,IP55 TEMP. CL. 155(F) ACC.TO 130(B) ALUMINIUM HOUSING PREMIUM EFFICIENCY IE3, 2POLE * FS80M * 1.1KW (50HZ) 1.27KW (60HZ) 3 AC 50HZ 230VD/400VY * 3 AC 60HZ 460VY IM V 1 W/O CANOPY, FLANGE: FF165(A200) without motor protection TERMINAL BOX AT TOP | 275 | TEM | 1 | LD | 12 | 1
1LE10030DA334GA4 | SIMOTICS GP MOTOR TYPE: 1AV3083A LOW-VOLTAGE MOTOR, IEC SQUIRREL-CAGE,SELF-VENTIL.,IP55 TEMP. CL. 155(F) ACC.TO 130(B) ALUMINIUM HOUSING PREMIUM EFFICIENCY IE3, 2POLE * FS80M * 1.1KW (50HZ) 1.27KW (60HZ) 3 AC 50HZ 400VD/690VY * 3 AC 60HZ 460VD IM V 1 W/O CANOPY, FLANGE: FF165(A200) without motor protection TERMINAL BOX AT TOP | 275 | TEM | 1 | LD | 12 | 1
1LE10030EA022GB4 | SIMOTICS GP MOTOR TYPE: 1AV3090A LOW-VOLTAGE MOTOR, IEC SQUIRREL-CAGE,SELF-VENTIL.,IP55 TEMP. CL. 155(F) ACC.TO 130(B) ALUMINIUM HOUSING PREMIUM EFFICIENCY IE3, 2POLE * FS90S * 1.5KW (50HZ) 1.75KW (60HZ) 3 AC 50HZ 230VD/400VY * 3 AC 60HZ 460VY IM V 1 W/O CANOPY, FLANGE: FF165(A200) 1 PTC thermistor for tripping (2 terminals) TERMINAL BOX AT TOP | 336 | TEM | 1 | LD | 15.001 | 1
1LE10030EA034GB4 | SIMOTICS GP MOTOR TYPE: 1AV3090A LOW-VOLTAGE MOTOR, IEC SQUIRREL-CAGE,SELF-VENTIL.,IP55 TEMP. CL. 155(F) ACC.TO 130(B) ALUMINIUM HOUSING PREMIUM EFFICIENCY IE3, 2POLE * FS90S * 1.5KW (50HZ) 1.75KW (60HZ) 3 AC 50HZ 400VD/690VY * 3 AC 60HZ 460VD IM V 1 W/O CANOPY, FLANGE: FF165(A200) 1 PTC thermistor for tripping (2 terminals) TERMINAL BOX AT TOP | 336 | TEM | 1 | LD | 15.001 | 1
1LE10030EA022GA4 | SIMOTICS GP MOTOR TYPE: 1AV3090A LOW-VOLTAGE MOTOR, IEC SQUIRREL-CAGE,SELF-VENTIL.,IP55 TEMP. CL. 155(F) ACC.TO 130(B) ALUMINIUM HOUSING PREMIUM EFFICIENCY IE3, 2POLE * FS90S * 1.5KW (50HZ) 1.75KW (60HZ) 3 AC 50HZ 230VD/400VY * 3 AC 60HZ 460VY IM V 1 W/O CANOPY, FLANGE: FF165(A200) without motor protection TERMINAL BOX AT TOP | 319 | TEM | 1 | LD | 15 | 1
1LE10030EA034GA4 | SIMOTICS GP MOTOR TYPE: 1AV3090A LOW-VOLTAGE MOTOR, IEC SQUIRREL-CAGE,SELF-VENTIL.,IP55 TEMP. CL. 155(F) ACC.TO 130(B) ALUMINIUM HOUSING PREMIUM EFFICIENCY IE3, 2POLE * FS90S * 1.5KW (50HZ) 1.75KW (60HZ) 3 AC 50HZ 400VD/690VY * 3 AC 60HZ 460VD IM V 1 W/O CANOPY, FLANGE: FF165(A200) without motor protection TERMINAL BOX AT TOP | 319 | TEM | 1 | LD | 15 | 1
1LE10030EA422GB4 | SIMOTICS GP MOTOR TYPE: 1AV3094A LOW-VOLTAGE MOTOR, IEC SQUIRREL-CAGE,SELF-VENTIL.,IP55 TEMP. CL. 155(F) ACC.TO 130(B) ALUMINIUM HOUSING PREMIUM EFFICIENCY IE3, 2POLE * FS90L * 2.2KW (50HZ) 2.55KW (60HZ) 3 AC 50HZ 230VD/400VY * 3 AC 60HZ 460VY IM V 1 W/O CANOPY, FLANGE: FF165(A200) 1 PTC thermistor for tripping (2 terminals) TERMINAL BOX AT TOP | 420 | TEM | 1 | LD | 19.001 | 1
1LE10030EA434GB4 | SIMOTICS GP MOTOR TYPE: 1AV3094A LOW-VOLTAGE MOTOR, IEC SQUIRREL-CAGE,SELF-VENTIL.,IP55 TEMP. CL. 155(F) ACC.TO 130(B) ALUMINIUM HOUSING PREMIUM EFFICIENCY IE3, 2POLE * FS90L * 2.2KW (50HZ) 2.55KW (60HZ) 3 AC 50HZ 400VD/690VY * 3 AC 60HZ 460VD IM V 1 W/O CANOPY, FLANGE: FF165(A200) 1 PTC thermistor for tripping (2 terminals) TERMINAL BOX AT TOP | 420 | TEM | 1 | LD | 19.001 | 1
1LE10030EA422GA4 | SIMOTICS GP MOTOR TYPE: 1AV3094A LOW-VOLTAGE MOTOR, IEC SQUIRREL-CAGE,SELF-VENTIL.,IP55 TEMP. CL. 155(F) ACC.TO 130(B) ALUMINIUM HOUSING PREMIUM EFFICIENCY IE3, 2POLE * FS90L * 2.2KW (50HZ) 2.55KW (60HZ) 3 AC 50HZ 230VD/400VY * 3 AC 60HZ 460VY IM V 1 W/O CANOPY, FLANGE: FF165(A200) without motor protection TERMINAL BOX AT TOP | 403 | TEM | 1 | LD | 19 | 1
1LE10030EA434GA4 | SIMOTICS GP MOTOR TYPE: 1AV3094A LOW-VOLTAGE MOTOR, IEC SQUIRREL-CAGE,SELF-VENTIL.,IP55 TEMP. CL. 155(F) ACC.TO 130(B) ALUMINIUM HOUSING PREMIUM EFFICIENCY IE3, 2POLE * FS90L * 2.2KW (50HZ) 2.55KW (60HZ) 3 AC 50HZ 400VD/690VY * 3 AC 60HZ 460VD IM V 1 W/O CANOPY, FLANGE: FF165(A200) without motor protection TERMINAL BOX AT TOP | 403 | TEM | 1 | LD | 19 | 1
1LE10031AA434GB4 | SIMOTICS GP MOTOR TYPE: 1AV3104A LOW-VOLTAGE MOTOR, IEC SQUIRREL-CAGE,SELF-VENTIL.,IP55 TEMP. CL. 155(F) ACC.TO 130(B) ALUMINIUM HOUSING PREMIUM EFFICIENCY IE3, 60HZ, P60: IE2 2POLE * FS100L * 3KW (50HZ) 3.45KW (60HZ) 3 AC 50HZ 400VD/690VY * 3 AC 60HZ 460VD IM V 1 W/O CANOPY, 3 PTC thermistor for tripping (2 terminals) TERMINAL BOX AT TOP | 505 | TEM | 1 | LD | 26 | 1
1LE10031AA422GB4 | SIMOTICS GP MOTOR TYPE: 1AV3104A LOW-VOLTAGE MOTOR, IEC SQUIRREL-CAGE,SELF-VENTIL.,IP55 TEMP. CL. 155(F) ACC.TO 130(B) ALUMINIUM HOUSING PREMIUM EFFICIENCY IE3, 60HZ, P60: IE2 2POLE * FS100L * 3KW (50HZ) 3.45KW (60HZ) 3 AC 50HZ 230VD/400VY * 3 AC 60HZ 460VY IM V 1 W/O CANOPY, 3 PTC thermistor for tripping (2 terminals) TERMINAL BOX AT TOP | 505 | TEM | 1 | LD | 26 | 1
1LE10031AA434GA4 | SIMOTICS GP MOTOR TYPE: 1AV3104A LOW-VOLTAGE MOTOR, IEC SQUIRREL-CAGE,SELF-VENTIL.,IP55 TEMP. CL. 155(F) ACC.TO 130(B) ALUMINIUM HOUSING PREMIUM EFFICIENCY IE3, 60HZ, P60: IE2 2POLE * FS100L * 3KW (50HZ) 3.45KW (60HZ) 3 AC 50HZ 400VD/690VY * 3 AC 60HZ 460VD IM V 1 W/O CANOPY, without motor protection TERMINAL BOX AT TOP | 458 | TEM | 1 | LD | 26 | 1
1LE10031AA422GA4 | SIMOTICS GP MOTOR TYPE: 1AV3104A LOW-VOLTAGE MOTOR, IEC SQUIRREL-CAGE,SELF-VENTIL.,IP55 TEMP. CL. 155(F) ACC.TO 130(B) ALUMINIUM HOUSING PREMIUM EFFICIENCY IE3, 60HZ, P60: IE2 2POLE * FS100L * 3KW (50HZ) 3.45KW (60HZ) 3 AC 50HZ 230VD/400VY * 3 AC 60HZ 460VY IM V 1 W/O CANOPY, without motor protection TERMINAL BOX AT TOP | 458 | TEM | 1 | LD | 26 | 1
1LE10031BA234GB4 | SIMOTICS GP MOTOR TYPE: 1AV3112A LOW-VOLTAGE MOTOR, IEC SQUIRREL-CAGE,SELF-VENTIL.,IP55 TEMP. CL. 155(F) ACC.TO 130(B) ALUMINIUM HOUSING PREMIUM EFFICIENCY IE3, 60HZ, P60: IE2 2POLE * FS112M * 4KW (50HZ) 4.55KW (60HZ) 3 AC 50HZ 400VD/690VY * 3 AC 60HZ 460VD IM V 1 W/O CANOPY, 3 PTC thermistor for tripping (2 terminals) TERMINAL BOX AT TOP | 589 | TEM | 1 | LD | 34 | 1
1LE10031BA222GB4 | SIMOTICS GP MOTOR TYPE: 1AV3112A LOW-VOLTAGE MOTOR, IEC SQUIRREL-CAGE,SELF-VENTIL.,IP55 TEMP. CL. 155(F) ACC.TO 130(B) ALUMINIUM HOUSING PREMIUM EFFICIENCY IE3, 60HZ, P60: IE2 2POLE * FS112M * 4KW (50HZ) 4.55KW (60HZ) 3 AC 50HZ 230VD/400VY * 3 AC 60HZ 460VY IM V 1 W/O CANOPY, 3 PTC thermistor for tripping (2 terminals) TERMINAL BOX AT TOP | 589 | TEM | 1 | LD | 34 | 1
1LE10031BA234GA4 | SIMOTICS GP MOTOR TYPE: 1AV3112A LOW-VOLTAGE MOTOR, IEC SQUIRREL-CAGE,SELF-VENTIL.,IP55 TEMP. CL. 155(F) ACC.TO 130(B) ALUMINIUM HOUSING PREMIUM EFFICIENCY IE3, 60HZ, P60: IE2 2POLE * FS112M * 4KW (50HZ) 4.55KW (60HZ) 3 AC 50HZ 400VD/690VY * 3 AC 60HZ 460VD IM V 1 W/O CANOPY, without motor protection TERMINAL BOX AT TOP | 543 | TEM | 1 | LD | 34 | 1
1LE10031BA222GA4 | SIMOTICS GP MOTOR TYPE: 1AV3112A LOW-VOLTAGE MOTOR, IEC SQUIRREL-CAGE,SELF-VENTIL.,IP55 TEMP. CL. 155(F) ACC.TO 130(B) ALUMINIUM HOUSING PREMIUM EFFICIENCY IE3, 60HZ, P60: IE2 2POLE * FS112M * 4KW (50HZ) 4.55KW (60HZ) 3 AC 50HZ 230VD/400VY * 3 AC 60HZ 460VY IM V 1 W/O CANOPY, without motor protection TERMINAL BOX AT TOP | 543 | TEM | 1 | LD | 34 | 1
1LE10031CA034GB4 | SIMOTICS GP MOTOR TYPE: 1AV3130A LOW-VOLTAGE MOTOR, IEC SQUIRREL-CAGE,SELF-VENTIL.,IP55 TEMP. CL. 155(F) ACC.TO 130(B) ALUMINIUM HOUSING PREMIUM EFFICIENCY IE3, 2POLE * FS132S * 5.5KW (50HZ) 6.3KW (60HZ) 3 AC 50HZ 400VD/690VY * 3 AC 60HZ 460VD IM V 1 W/O CANOPY, 3 PTC thermistor for tripping (2 terminals) TERMINAL BOX AT TOP | 754 | TEM | 1 | LD | 43 | 1
1LE10031CA022GB4 | SIMOTICS GP MOTOR TYPE: 1AV3130A LOW-VOLTAGE MOTOR, IEC SQUIRREL-CAGE,SELF-VENTIL.,IP55 TEMP. CL. 155(F) ACC.TO 130(B) ALUMINIUM HOUSING PREMIUM EFFICIENCY IE3, 2POLE * FS132S * 5.5KW (50HZ) 6.3KW (60HZ) 3 AC 50HZ 230VD/400VY * 3 AC 60HZ 460VY IM V 1 W/O CANOPY, 3 PTC thermistor for tripping (2 terminals) TERMINAL BOX AT TOP | 754 | TEM | 1 | LD | 43 | 1
1LE10031CA034GA4 | SIMOTICS GP MOTOR TYPE: 1AV3130A LOW-VOLTAGE MOTOR, IEC SQUIRREL-CAGE,SELF-VENTIL.,IP55 TEMP. CL. 155(F) ACC.TO 130(B) ALUMINIUM HOUSING PREMIUM EFFICIENCY IE3, 2POLE * FS132S * 5.5KW (50HZ) 6.3KW (60HZ) 3 AC 50HZ 400VD/690VY * 3 AC 60HZ 460VD IM V 1 W/O CANOPY, without motor protection TERMINAL BOX AT TOP | 685 | TEM | 1 | LD | 43 | 1
1LE10031CA022GA4 | SIMOTICS GP MOTOR TYPE: 1AV3130A LOW-VOLTAGE MOTOR, IEC SQUIRREL-CAGE,SELF-VENTIL.,IP55 TEMP. CL. 155(F) ACC.TO 130(B) ALUMINIUM HOUSING PREMIUM EFFICIENCY IE3, 2POLE * FS132S * 5.5KW (50HZ) 6.3KW (60HZ) 3 AC 50HZ 230VD/400VY * 3 AC 60HZ 460VY IM V 1 W/O CANOPY, without motor protection TERMINAL BOX AT TOP | 685 | TEM | 1 | LD | 43 | 1
1LE10031CA134GB4 | SIMOTICS GP MOTOR TYPE: 1AV3131A LOW-VOLTAGE MOTOR, IEC SQUIRREL-CAGE,SELF-VENTIL.,IP55 TEMP. CL. 155(F) ACC.TO 130(B) ALUMINIUM HOUSING PREMIUM EFFICIENCY IE3, 2POLE * FS132S * 7.5KW (50HZ) 8.6KW (60HZ) 3 AC 50HZ 400VD/690VY * 3 AC 60HZ 460VD IM V 1 W/O CANOPY, 3 PTC thermistor for tripping (2 terminals) TERMINAL BOX AT TOP | 925 | TEM | 1 | LD | 57 | 1
1LE10031CA122GB4 | SIMOTICS GP MOTOR TYPE: 1AV3131A LOW-VOLTAGE MOTOR, IEC SQUIRREL-CAGE,SELF-VENTIL.,IP55 TEMP. CL. 155(F) ACC.TO 130(B) ALUMINIUM HOUSING PREMIUM EFFICIENCY IE3, 2POLE * FS132S * 7.5KW (50HZ) 8.6KW (60HZ) 3 AC 50HZ 230VD/400VY * 3 AC 60HZ 460VY IM V 1 W/O CANOPY, 3 PTC thermistor for tripping (2 terminals) TERMINAL BOX AT TOP | 925 | TEM | 1 | LD | 57 | 1
1LE10031CA134GA4 | SIMOTICS GP MOTOR TYPE: 1AV3131A LOW-VOLTAGE MOTOR, IEC SQUIRREL-CAGE,SELF-VENTIL.,IP55 TEMP. CL. 155(F) ACC.TO 130(B) ALUMINIUM HOUSING PREMIUM EFFICIENCY IE3, 2POLE * FS132S * 7.5KW (50HZ) 8.6KW (60HZ) 3 AC 50HZ 400VD/690VY * 3 AC 60HZ 460VD IM V 1 W/O CANOPY, without motor protection TERMINAL BOX AT TOP | 855 | TEM | 1 | LD | 57 | 1
1LE10031CA122GA4 | SIMOTICS GP MOTOR TYPE: 1AV3131A LOW-VOLTAGE MOTOR, IEC SQUIRREL-CAGE,SELF-VENTIL.,IP55 TEMP. CL. 155(F) ACC.TO 130(B) ALUMINIUM HOUSING PREMIUM EFFICIENCY IE3, 2POLE * FS132S * 7.5KW (50HZ) 8.6KW (60HZ) 3 AC 50HZ 230VD/400VY * 3 AC 60HZ 460VY IM V 1 W/O CANOPY, without motor protection TERMINAL BOX AT TOP | 855 | TEM | 1 | LD | 57 | 1
1LE10031DA234GB4 | SIMOTICS GP MOTOR TYPE: 1AV3162A LOW-VOLTAGE MOTOR, IEC SQUIRREL-CAGE,SELF-VENTIL.,IP55 TEMP. CL. 155(F) ACC.TO 130(B) ALUMINIUM HOUSING PREMIUM EFFICIENCY IE3, 2POLE * FS160M * 11KW (50HZ) 12.6KW (60HZ) 3 AC 50HZ 400VD/690VY * 3 AC 60HZ 460VD IM V 1 W/O CANOPY, 3 PTC thermistor for tripping (2 terminals) TERMINAL BOX AT TOP | 1248 | TEM | 1 | LD | 75 | 1
1LE10031DA222GB4 | SIMOTICS GP MOTOR TYPE: 1AV3162A LOW-VOLTAGE MOTOR, IEC SQUIRREL-CAGE,SELF-VENTIL.,IP55 TEMP. CL. 155(F) ACC.TO 130(B) ALUMINIUM HOUSING PREMIUM EFFICIENCY IE3, 2POLE * FS160M * 11KW (50HZ) 12.6KW (60HZ) 3 AC 50HZ 230VD/400VY * 3 AC 60HZ 460VY IM V 1 W/O CANOPY, 3 PTC thermistor for tripping (2 terminals) TERMINAL BOX AT TOP | 1248 | TEM | 1 | LD | 75 | 1
1LE10031DA234GA4 | SIMOTICS GP MOTOR TYPE: 1AV3162A LOW-VOLTAGE MOTOR, IEC SQUIRREL-CAGE,SELF-VENTIL.,IP55 TEMP. CL. 155(F) ACC.TO 130(B) ALUMINIUM HOUSING PREMIUM EFFICIENCY IE3, 2POLE * FS160M * 11KW (50HZ) 12.6KW (60HZ) 3 AC 50HZ 400VD/690VY * 3 AC 60HZ 460VD IM V 1 W/O CANOPY, without motor protection TERMINAL BOX AT TOP | 1179 | TEM | 1 | LD | 75 | 1
1LE10031DA222GA4 | SIMOTICS GP MOTOR TYPE: 1AV3162A LOW-VOLTAGE MOTOR, IEC SQUIRREL-CAGE,SELF-VENTIL.,IP55 TEMP. CL. 155(F) ACC.TO 130(B) ALUMINIUM HOUSING PREMIUM EFFICIENCY IE3, 2POLE * FS160M * 11KW (50HZ) 12.6KW (60HZ) 3 AC 50HZ 230VD/400VY * 3 AC 60HZ 460VY IM V 1 W/O CANOPY, without motor protection TERMINAL BOX AT TOP | 1179 | TEM | 1 | LD | 75 | 1
1LE10031DA334GB4 | SIMOTICS GP MOTOR TYPE: 1AV3163A LOW-VOLTAGE MOTOR, IEC SQUIRREL-CAGE,SELF-VENTIL.,IP55 TEMP. CL. 155(F) ACC.TO 130(B) ALUMINIUM HOUSING PREMIUM EFFICIENCY IE3, 2POLE * FS160M * 15KW (50HZ) 17.3KW (60HZ) 3 AC 50HZ 400VD/690VY * 3 AC 60HZ 460VD IM V 1 W/O CANOPY, 3 PTC thermistor for tripping (2 terminals) TERMINAL BOX AT TOP | 1589 | TEM | 1 | LD | 84 | 1
1LE10031DA322GB4 | SIMOTICS GP MOTOR TYPE: 1AV3163A LOW-VOLTAGE MOTOR, IEC SQUIRREL-CAGE,SELF-VENTIL.,IP55 TEMP. CL. 155(F) ACC.TO 130(B) ALUMINIUM HOUSING PREMIUM EFFICIENCY IE3, 2POLE * FS160M * 15KW (50HZ) 17.3KW (60HZ) 3 AC 50HZ 230VD/400VY * 3 AC 60HZ 460VY IM V 1 W/O CANOPY, 3 PTC thermistor for tripping (2 terminals) TERMINAL BOX AT TOP | 1589 | TEM | 1 | LD | 84 | 1
1LE10031DA334GA4 | SIMOTICS GP MOTOR TYPE: 1AV3163A LOW-VOLTAGE MOTOR, IEC SQUIRREL-CAGE,SELF-VENTIL.,IP55 TEMP. CL. 155(F) ACC.TO 130(B) ALUMINIUM HOUSING PREMIUM EFFICIENCY IE3, 2POLE * FS160M * 15KW (50HZ) 17.3KW (60HZ) 3 AC 50HZ 400VD/690VY * 3 AC 60HZ 460VD IM V 1 W/O CANOPY, without motor protection TERMINAL BOX AT TOP | 1520 | TEM | 1 | LD | 84 | 1
1LE10031DA322GA4 | SIMOTICS GP MOTOR TYPE: 1AV3163A LOW-VOLTAGE MOTOR, IEC SQUIRREL-CAGE,SELF-VENTIL.,IP55 TEMP. CL. 155(F) ACC.TO 130(B) ALUMINIUM HOUSING PREMIUM EFFICIENCY IE3, 2POLE * FS160M * 15KW (50HZ) 17.3KW (60HZ) 3 AC 50HZ 230VD/400VY * 3 AC 60HZ 460VY IM V 1 W/O CANOPY, without motor protection TERMINAL BOX AT TOP | 1520 | TEM | 1 | LD | 84 | 1
1LE10031DA434GB4 | SIMOTICS GP MOTOR TYPE: 1AV3164A LOW-VOLTAGE MOTOR, IEC SQUIRREL-CAGE,SELF-VENTIL.,IP55 TEMP. CL. 155(F) ACC.TO 130(B) ALUMINIUM HOUSING PREMIUM EFFICIENCY IE3, 2POLE * FS160L * 18.5KW (50HZ) 21.3KW (60HZ) 3 AC 50HZ 400VD/690VY * 3 AC 60HZ 460VD IM V 1 W/O CANOPY, 3 PTC thermistor for tripping (2 terminals) TERMINAL BOX AT TOP | 1869 | TEM | 1 | LD | 94 | 1
1LE15031DA422GB4 | SIMOTICS SD MOTOR TYPE: 1CV3164A LOW-VOLTAGE MOTOR, IEC SQUIRREL-CAGE,SELF-VENTIL.,IP55 TEMP. CL. 155(F) ACC.TO 130(B) CAST-IRON HOUSING BASIC-LINE PREMIUM EFFICIENCY IE3 2POLE * FS160L * 18.5KW (50HZ) 21.3KW (60HZ) 3 AC 50HZ 230VD/400VY * 3 AC 60HZ 460VY IM V 1 W/O CANOPY, FLANGE: FF300(A350) 3 PTC thermistor for tripping (2 terminals) TERMINAL BOX AT TOP | 2015 | TEM | 1 | LD | 127 | 1
1LE15031DA434GA4 | SIMOTICS SD MOTOR TYPE: 1CV3164A LOW-VOLTAGE MOTOR, IEC SQUIRREL-CAGE,SELF-VENTIL.,IP55 TEMP. CL. 155(F) ACC.TO 130(B) CAST-IRON HOUSING BASIC-LINE PREMIUM EFFICIENCY IE3 2POLE * FS160L * 18.5KW (50HZ) 21.3KW (60HZ) 3 AC 50HZ 400VD/690VY * 3 AC 60HZ 460VD IM V 1 W/O CANOPY, FLANGE: FF300(A350) without motor protection TERMINAL BOX AT TOP | 1946 | TEM | 1 | LD | 127 | 1
1LE15031DA422GA4 | SIMOTICS SD MOTOR TYPE: 1CV3164A LOW-VOLTAGE MOTOR, IEC SQUIRREL-CAGE,SELF-VENTIL.,IP55 TEMP. CL. 155(F) ACC.TO 130(B) CAST-IRON HOUSING BASIC-LINE PREMIUM EFFICIENCY IE3 2POLE * FS160L * 18.5KW (50HZ) 21.3KW (60HZ) 3 AC 50HZ 230VD/400VY * 3 AC 60HZ 460VY IM V 1 W/O CANOPY, FLANGE: FF300(A350) without motor protection TERMINAL BOX AT TOP | 1946 | TEM | 1 | LD | 127 | 1
1LE15031EA234GB4 | SIMOTICS SD MOTOR TYPE: 1CV3182A LOW-VOLTAGE MOTOR, IEC SQUIRREL-CAGE,SELF-VENTIL.,IP55 TEMP. CL. 155(F) ACC.TO 130(B) CAST-IRON HOUSING BASIC LINE PREMIUM EFFICIENCY IE3, 2POLE * FS180M * 22KW (50HZ) 24.5KW (60HZ) 3 AC 50HZ 400VD/690VY * 3 AC 60HZ 460VD IM V 1 W/O CANOPY, FLANGE: FF300(A350) 3 PTC thermistor for tripping (2 terminals) TERMINAL BOX AT TOP | 2255 | TEM | 1 | LD | 160 | 1
1LE15031EA222GB4 | SIMOTICS SD MOTOR TYPE: 1CV3182A LOW-VOLTAGE MOTOR, IEC SQUIRREL-CAGE,SELF-VENTIL.,IP55 TEMP. CL. 155(F) ACC.TO 130(B) CAST-IRON HOUSING BASIC LINE PREMIUM EFFICIENCY IE3, 2POLE * FS180M * 22KW (50HZ) 24.5KW (60HZ) 3 AC 50HZ 230VD/400VY * 3 AC 60HZ 460VY IM V 1 W/O CANOPY, FLANGE: FF300(A350) 3 PTC thermistor for tripping (2 terminals) TERMINAL BOX AT TOP | 2255 | TEM | 1 | LD | 160 | 1
1LE15031EA234GA4 | SIMOTICS SD MOTOR TYPE: 1CV3182A LOW-VOLTAGE MOTOR, IEC SQUIRREL-CAGE,SELF-VENTIL.,IP55 TEMP. CL. 155(F) ACC.TO 130(B) CAST-IRON HOUSING BASIC LINE PREMIUM EFFICIENCY IE3, 2POLE * FS180M * 22KW (50HZ) 24.5KW (60HZ) 3 AC 50HZ 400VD/690VY * 3 AC 60HZ 460VD IM V 1 W/O CANOPY, FLANGE: FF300(A350) without motor protection TERMINAL BOX AT TOP | 2162 | TEM | 1 | LD | 160 | 1
1LE15031EA222GA4 | SIMOTICS SD MOTOR TYPE: 1CV3182A LOW-VOLTAGE MOTOR, IEC SQUIRREL-CAGE,SELF-VENTIL.,IP55 TEMP. CL. 155(F) ACC.TO 130(B) CAST-IRON HOUSING BASIC LINE PREMIUM EFFICIENCY IE3, 2POLE * FS180M * 22KW (50HZ) 24.5KW (60HZ) 3 AC 50HZ 230VD/400VY * 3 AC 60HZ 460VY IM V 1 W/O CANOPY, FLANGE: FF300(A350) without motor protection TERMINAL BOX AT TOP | 2162 | TEM | 1 | LD | 160 | 1
1LE15032AA434GB4 | SIMOTICS SD MOTOR TYPE: 1CV3204A LOW-VOLTAGE MOTOR, IEC SQUIRREL-CAGE,SELF-VENTIL.,IP55 TEMP. CL. 155(F) ACC.TO 130(B) CAST-IRON HOUSING BASIC LINE PREMIUM EFFICIENCY IE3, 2POLE * FS200L * 30KW (50HZ) 33.5KW (60HZ) 3 AC 50HZ 400VD/690VY * 3 AC 60HZ 460VD IM V 1 W/O CANOPY, FLANGE: FF350(A400) 3 PTC thermistor for tripping (2 terminals) TERMINAL BOX AT TOP | 2890 | TEM | 1 | LD | 225 | 1
1LE15032AA422GB4 | SIMOTICS SD MOTOR TYPE: 1CV3204A LOW-VOLTAGE MOTOR, IEC SQUIRREL-CAGE,SELF-VENTIL.,IP55 TEMP. CL. 155(F) ACC.TO 130(B) CAST-IRON HOUSING BASIC LINE PREMIUM EFFICIENCY IE3, 2POLE * FS200L * 30KW (50HZ) 33.5KW (60HZ) 3 AC 50HZ 230VD/400VY * 3 AC 60HZ 460VY IM V 1 W/O CANOPY, FLANGE: FF350(A400) 3 PTC thermistor for tripping (2 terminals) TERMINAL BOX AT TOP | 2890 | TEM | 1 | LD | 225 | 1
1LE15032AA434GA4 | SIMOTICS SD MOTOR TYPE: 1CV3204A LOW-VOLTAGE MOTOR, IEC SQUIRREL-CAGE,SELF-VENTIL.,IP55 TEMP. CL. 155(F) ACC.TO 130(B) CAST-IRON HOUSING BASIC LINE PREMIUM EFFICIENCY IE3, 2POLE * FS200L * 30KW (50HZ) 33.5KW (60HZ) 3 AC 50HZ 400VD/690VY * 3 AC 60HZ 460VD IM V 1 W/O CANOPY, FLANGE: FF350(A400) without motor protection TERMINAL BOX AT TOP | 2797 | TEM | 1 | LD | 225 | 1
1LE15032AA422GA4 | SIMOTICS SD MOTOR TYPE: 1CV3204A LOW-VOLTAGE MOTOR, IEC SQUIRREL-CAGE,SELF-VENTIL.,IP55 TEMP. CL. 155(F) ACC.TO 130(B) CAST-IRON HOUSING BASIC LINE PREMIUM EFFICIENCY IE3, 2POLE * FS200L * 30KW (50HZ) 33.5KW (60HZ) 3 AC 50HZ 230VD/400VY * 3 AC 60HZ 460VY IM V 1 W/O CANOPY, FLANGE: FF350(A400) without motor protection TERMINAL BOX AT TOP | 2797 | TEM | 1 | LD | 225 | 1
1LE15032AA534GB4 | SIMOTICS SD MOTOR TYPE: 1CV3205A LOW-VOLTAGE MOTOR, IEC SQUIRREL-CAGE,SELF-VENTIL.,IP55 TEMP. CL. 155(F) ACC.TO 130(B) CAST-IRON HOUSING BASIC LINE PREMIUM EFFICIENCY IE3, 2POLE * FS200L * 37KW (50HZ) 41.5KW (60HZ) 3 AC 50HZ 400VD/690VY * 3 AC 60HZ 460VD IM V 1 W/O CANOPY, FLANGE: FF350(A400) 3 PTC thermistor for tripping (2 terminals) TERMINAL BOX AT TOP | 3572 | TEM | 1 | LD | 250 | 1
1LE15032AA522GB4 | SIMOTICS SD MOTOR TYPE: 1CV3205A LOW-VOLTAGE MOTOR, IEC SQUIRREL-CAGE,SELF-VENTIL.,IP55 TEMP. CL. 155(F) ACC.TO 130(B) CAST-IRON HOUSING BASIC LINE PREMIUM EFFICIENCY IE3, 2POLE * FS200L * 37KW (50HZ) 41.5KW (60HZ) 3 AC 50HZ 230VD/400VY * 3 AC 60HZ 460VY IM V 1 W/O CANOPY, FLANGE: FF350(A400) 3 PTC thermistor for tripping (2 terminals) TERMINAL BOX AT TOP | 3572 | TEM | 1 | LD | 250 | 1
1LE15032AA534GA4 | SIMOTICS SD MOTOR TYPE: 1CV3205A LOW-VOLTAGE MOTOR, IEC SQUIRREL-CAGE,SELF-VENTIL.,IP55 TEMP. CL. 155(F) ACC.TO 130(B) CAST-IRON HOUSING BASIC LINE PREMIUM EFFICIENCY IE3, 2POLE * FS200L * 37KW (50HZ) 41.5KW (60HZ) 3 AC 50HZ 400VD/690VY * 3 AC 60HZ 460VD IM V 1 W/O CANOPY, FLANGE: FF350(A400) without motor protection TERMINAL BOX AT TOP | 3480 | TEM | 1 | LD | 250 | 1
1LE15032AA522GA4 | SIMOTICS SD MOTOR TYPE: 1CV3205A LOW-VOLTAGE MOTOR, IEC SQUIRREL-CAGE,SELF-VENTIL.,IP55 TEMP. CL. 155(F) ACC.TO 130(B) CAST-IRON HOUSING BASIC LINE PREMIUM EFFICIENCY IE3, 2POLE * FS200L * 37KW (50HZ) 41.5KW (60HZ) 3 AC 50HZ 230VD/400VY * 3 AC 60HZ 460VY IM V 1 W/O CANOPY, FLANGE: FF350(A400) without motor protection TERMINAL BOX AT TOP | 3480 | TEM | 1 | LD | 250 | 1
1LE15032BA234GB4 | SIMOTICS SD MOTOR TYPE: 1CV3222A LOW-VOLTAGE MOTOR, IEC SQUIRREL-CAGE,SELF-VENTIL.,IP55 TEMP. CL. 155(F) ACC.TO 130(B) CAST-IRON HOUSING BASIC LINE PREMIUM EFFICIENCY IE3, 2POLE * FS225M * 45KW (50HZ) 51KW (60HZ) 3 AC 50HZ 400VD/690VY * 3 AC 60HZ 460VD IM V 1 W/O CANOPY, FLANGE: FF400(A450) 3 PTC thermistor for tripping (2 terminals) TERMINAL BOX AT TOP | 4188 | TEM | 1 | LD | 315 | 1
1LE15032BA222GB4 | SIMOTICS SD MOTOR TYPE: 1CV3222A LOW-VOLTAGE MOTOR, IEC SQUIRREL-CAGE,SELF-VENTIL.,IP55 TEMP. CL. 155(F) ACC.TO 130(B) CAST-IRON HOUSING BASIC LINE PREMIUM EFFICIENCY IE3, 2POLE * FS225M * 45KW (50HZ) 51KW (60HZ) 3 AC 50HZ 230VD/400VY * 3 AC 60HZ 460VY IM V 1 W/O CANOPY, FLANGE: FF400(A450) 3 PTC thermistor for tripping (2 terminals) TERMINAL BOX AT TOP | 4188 | TEM | 1 | LD | 315 | 1
1LE15032BA234GA4 | SIMOTICS SD MOTOR TYPE: 1CV3222A LOW-VOLTAGE MOTOR, IEC SQUIRREL-CAGE,SELF-VENTIL.,IP55 TEMP. CL. 155(F) ACC.TO 130(B) CAST-IRON HOUSING BASIC LINE PREMIUM EFFICIENCY IE3, 2POLE * FS225M * 45KW (50HZ) 51KW (60HZ) 3 AC 50HZ 400VD/690VY * 3 AC 60HZ 460VD IM V 1 W/O CANOPY, FLANGE: FF400(A450) without motor protection TERMINAL BOX AT TOP | 4062 | TEM | 1 | LD | 315 | 1
1LE15032BA222GA4 | SIMOTICS SD MOTOR TYPE: 1CV3222A LOW-VOLTAGE MOTOR, IEC SQUIRREL-CAGE,SELF-VENTIL.,IP55 TEMP. CL. 155(F) ACC.TO 130(B) CAST-IRON HOUSING BASIC LINE PREMIUM EFFICIENCY IE3, 2POLE * FS225M * 45KW (50HZ) 51KW (60HZ) 3 AC 50HZ 230VD/400VY * 3 AC 60HZ 460VY IM V 1 W/O CANOPY, FLANGE: FF400(A450) without motor protection TERMINAL BOX AT TOP | 4062 | TEM | 1 | LD | 315 | 1
1LE15032CA234GB4 | SIMOTICS SD MOTOR TYPE: 1CV3252A LOW-VOLTAGE MOTOR, IEC SQUIRREL-CAGE,SELF-VENTIL.,IP55 TEMP. CL. 155(F) ACC.TO 130(B) CAST-IRON HOUSING BASIC LINE PREMIUM EFFICIENCY IE3, 2POLE * FS250M * 55KW (50HZ) 62KW (60HZ) 3 AC 50HZ 400VD/690VY * 3 AC 60HZ 460VD IM V 1 W/O CANOPY, FLANGE: FF500(A550) 3 PTC thermistor for tripping (2 terminals) TERMINAL BOX AT TOP | 4995 | TEM | 1 | LD | 385 | 1
1LE15032CA222GB4 | SIMOTICS SD MOTOR TYPE: 1CV3252A LOW-VOLTAGE MOTOR, IEC SQUIRREL-CAGE,SELF-VENTIL.,IP55 TEMP. CL. 155(F) ACC.TO 130(B) CAST-IRON HOUSING BASIC LINE PREMIUM EFFICIENCY IE3, 2POLE * FS250M * 55KW (50HZ) 62KW (60HZ) 3 AC 50HZ 230VD/400VY * 3 AC 60HZ 460VY IM V 1 W/O CANOPY, FLANGE: FF500(A550) 3 PTC thermistor for tripping (2 terminals) TERMINAL BOX AT TOP | 4995 | TEM | 1 | LD | 385 | 1
1LE15032CA234GA4 | SIMOTICS SD MOTOR TYPE: 1CV3252A LOW-VOLTAGE MOTOR, IEC SQUIRREL-CAGE,SELF-VENTIL.,IP55 TEMP. CL. 155(F) ACC.TO 130(B) CAST-IRON HOUSING BASIC LINE PREMIUM EFFICIENCY IE3, 2POLE * FS250M * 55KW (50HZ) 62KW (60HZ) 3 AC 50HZ 400VD/690VY * 3 AC 60HZ 460VD IM V 1 W/O CANOPY, FLANGE: FF500(A550) without motor protection TERMINAL BOX AT TOP | 4869 | TEM | 1 | LD | 385 | 1
1LE15032CA222GA4 | SIMOTICS SD MOTOR TYPE: 1CV3252A LOW-VOLTAGE MOTOR, IEC SQUIRREL-CAGE,SELF-VENTIL.,IP55 TEMP. CL. 155(F) ACC.TO 130(B) CAST-IRON HOUSING BASIC LINE PREMIUM EFFICIENCY IE3, 2POLE * FS250M * 55KW (50HZ) 62KW (60HZ) 3 AC 50HZ 230VD/400VY * 3 AC 60HZ 460VY IM V 1 W/O CANOPY, FLANGE: FF500(A550) without motor protection TERMINAL BOX AT TOP | 4869 | TEM | 1 | LD | 385 | 1
1LE15031CA134GB4 | SIMOTICS SD MOTOR TYPE: 1CV3131A LOW-VOLTAGE MOTOR, IEC SQUIRREL-CAGE,SELF-VENTIL.,IP55 TEMP. CL. 155(F) ACC.TO 130(B) CAST-IRON HOUSING BASIC-LINE PREMIUM EFFICIENCY IE3 2POLE * FS132S * 7.5KW (50HZ) 8.6KW (60HZ) 3 AC 50HZ 400VD/690VY * 3 AC 60HZ 460VD IM V 1 W/O CANOPY, FLANGE: FF265(A300) 3 PTC thermistor for tripping (2 terminals) TERMINAL BOX AT TOP | 998 | TEM | 1 | LD | 73 | 1
1LE15031CA122GB4 | SIMOTICS SD MOTOR TYPE: 1CV3131A LOW-VOLTAGE MOTOR, IEC SQUIRREL-CAGE,SELF-VENTIL.,IP55 TEMP. CL. 155(F) ACC.TO 130(B) CAST-IRON HOUSING BASIC-LINE PREMIUM EFFICIENCY IE3 2POLE * FS132S * 7.5KW (50HZ) 8.6KW (60HZ) 3 AC 50HZ 230VD/400VY * 3 AC 60HZ 460VY IM V 1 W/O CANOPY, FLANGE: FF265(A300) 3 PTC thermistor for tripping (2 terminals) TERMINAL BOX AT TOP | 998 | TEM | 1 | LD | 73 | 1
1LE15031CA134GA4 | SIMOTICS SD MOTOR TYPE: 1CV3131A LOW-VOLTAGE MOTOR, IEC SQUIRREL-CAGE,SELF-VENTIL.,IP55 TEMP. CL. 155(F) ACC.TO 130(B) CAST-IRON HOUSING BASIC-LINE PREMIUM EFFICIENCY IE3 2POLE * FS132S * 7.5KW (50HZ) 8.6KW (60HZ) 3 AC 50HZ 400VD/690VY * 3 AC 60HZ 460VD IM V 1 W/O CANOPY, FLANGE: FF265(A300) without motor protection TERMINAL BOX AT TOP | 928 | TEM | 1 | LD | 73 | 1
1LE15031CA122GA4 | SIMOTICS SD MOTOR TYPE: 1CV3131A LOW-VOLTAGE MOTOR, IEC SQUIRREL-CAGE,SELF-VENTIL.,IP55 TEMP. CL. 155(F) ACC.TO 130(B) CAST-IRON HOUSING BASIC-LINE PREMIUM EFFICIENCY IE3 2POLE * FS132S * 7.5KW (50HZ) 8.6KW (60HZ) 3 AC 50HZ 230VD/400VY * 3 AC 60HZ 460VY IM V 1 W/O CANOPY, FLANGE: FF265(A300) without motor protection TERMINAL BOX AT TOP | 928 | TEM | 1 | LD | 73 | 1
1LE15032DA234GB4 | SIMOTICS SD MOTOR TYPE: 1CV3282A LOW-VOLTAGE MOTOR, IEC SQUIRREL-CAGE,SELF-VENTIL.,IP55 TEMP. CL. 155(F) ACC.TO 130(B) CAST-IRON HOUSING BASIC LINE PREMIUM EFFICIENCY IE3, 60HZ, P60: IE2 2POLE * FS280M * 90KW (50HZ) 101KW (60HZ) 3 AC 50HZ 400VD/690VY * 3 AC 60HZ 460VD IM V 1 W/O CANOPY, FLANGE: FF500(A550) 3 PTC thermistor for tripping (2 terminals) TERMINAL BOX AT TOP | 7874 | TEM | 1 | LD | 590 | 1
1LE15032DA222GB4 | SIMOTICS SD MOTOR TYPE: 1CV3282A LOW-VOLTAGE MOTOR, IEC SQUIRREL-CAGE,SELF-VENTIL.,IP55 TEMP. CL. 155(F) ACC.TO 130(B) CAST-IRON HOUSING BASIC LINE PREMIUM EFFICIENCY IE3, 60HZ, P60: IE2 2POLE * FS280M * 90KW (50HZ) 101KW (60HZ) 3 AC 50HZ 230VD/400VY * 3 AC 60HZ 460VY IM V 1 W/O CANOPY, FLANGE: FF500(A550) 3 PTC thermistor for tripping (2 terminals) TERMINAL BOX AT TOP | 7874 | TEM | 1 | LD | 590 | 1
1LE15032DA234GA4 | SIMOTICS SD MOTOR TYPE: 1CV3282A LOW-VOLTAGE MOTOR, IEC SQUIRREL-CAGE,SELF-VENTIL.,IP55 TEMP. CL. 155(F) ACC.TO 130(B) CAST-IRON HOUSING BASIC LINE PREMIUM EFFICIENCY IE3, 60HZ, P60: IE2 2POLE * FS280M * 90KW (50HZ) 101KW (60HZ) 3 AC 50HZ 400VD/690VY * 3 AC 60HZ 460VD IM V 1 W/O CANOPY, FLANGE: FF500(A550) without motor protection TERMINAL BOX AT TOP | 7717 | TEM | 1 | LD | 590 | 1
1LE15032DA222GA4 | SIMOTICS SD MOTOR TYPE: 1CV3282A LOW-VOLTAGE MOTOR, IEC SQUIRREL-CAGE,SELF-VENTIL.,IP55 TEMP. CL. 155(F) ACC.TO 130(B) CAST-IRON HOUSING BASIC LINE PREMIUM EFFICIENCY IE3, 60HZ, P60: IE2 2POLE * FS280M * 90KW (50HZ) 101KW (60HZ) 3 AC 50HZ 230VD/400VY * 3 AC 60HZ 460VY IM V 1 W/O CANOPY, FLANGE: FF500(A550) without motor protection TERMINAL BOX AT TOP | 7717 | TEM | 1 | LD | 590 | 1
1LE15033AA034GB4 | SIMOTICS SD MOTOR TYPE: 1CV3310A LOW-VOLTAGE MOTOR, IEC SQUIRREL-CAGE,SELF-VENTIL.,IP55 TEMP. CL. 155(F) ACC.TO 130(B) CAST-IRON HOUSING BASIC LINE PREMIUM EFFICIENCY IE3, 2POLE * FS315S * 110KW (50HZ) 123KW (60HZ) 3 AC 50HZ 400VD/690VY * 3 AC 60HZ 460VD IM V 1 W/O CANOPY, FLANGE: FF600(A660) 3 PTC thermistor for tripping (2 terminals) TERMINAL BOX AT TOP | 9459 | TEM | 1 | LD | 750 | 1
1LE15033AA022GB4 | SIMOTICS SD MOTOR TYPE: 1CV3310A LOW-VOLTAGE MOTOR, IEC SQUIRREL-CAGE,SELF-VENTIL.,IP55 TEMP. CL. 155(F) ACC.TO 130(B) CAST-IRON HOUSING BASIC LINE PREMIUM EFFICIENCY IE3, 2POLE * FS315S * 110KW (50HZ) 123KW (60HZ) 3 AC 50HZ 230VD/400VY * 3 AC 60HZ 460VY IM V 1 W/O CANOPY, FLANGE: FF600(A660) 3 PTC thermistor for tripping (2 terminals) TERMINAL BOX AT TOP | 9459 | TEM | 1 | LD | 750 | 1
1LE15033AA034GA4 | SIMOTICS SD MOTOR TYPE: 1CV3310A LOW-VOLTAGE MOTOR, IEC SQUIRREL-CAGE,SELF-VENTIL.,IP55 TEMP. CL. 155(F) ACC.TO 130(B) CAST-IRON HOUSING BASIC LINE PREMIUM EFFICIENCY IE3, 2POLE * FS315S * 110KW (50HZ) 123KW (60HZ) 3 AC 50HZ 400VD/690VY * 3 AC 60HZ 460VD IM V 1 W/O CANOPY, FLANGE: FF600(A660) without motor protection TERMINAL BOX AT TOP | 9302 | TEM | 1 | LD | 750 | 1
1LE15033AA022GA4 | SIMOTICS SD MOTOR TYPE: 1CV3310A LOW-VOLTAGE MOTOR, IEC SQUIRREL-CAGE,SELF-VENTIL.,IP55 TEMP. CL. 155(F) ACC.TO 130(B) CAST-IRON HOUSING BASIC LINE PREMIUM EFFICIENCY IE3, 2POLE * FS315S * 110KW (50HZ) 123KW (60HZ) 3 AC 50HZ 230VD/400VY * 3 AC 60HZ 460VY IM V 1 W/O CANOPY, FLANGE: FF600(A660) without motor protection TERMINAL BOX AT TOP | 9302 | TEM | 1 | LD | 750 | 1
1LE15033AA234GB4 | SIMOTICS SD MOTOR TYPE: 1CV3312A LOW-VOLTAGE MOTOR, IEC SQUIRREL-CAGE,SELF-VENTIL.,IP55 TEMP. CL. 155(F) ACC.TO 130(B) CAST-IRON HOUSING BASIC LINE PREMIUM EFFICIENCY IE3, 2POLE * FS315M * 132KW (50HZ) 148KW (60HZ) 3 AC 50HZ 400VD/690VY * 3 AC 60HZ 460VD IM V 1 W/O CANOPY, FLANGE: FF600(A660) 3 PTC thermistor for tripping (2 terminals) TERMINAL BOX AT TOP | 11245 | TEM | 1 | LD | 880 | 1
1LE15033AA222GB4 | SIMOTICS SD MOTOR TYPE: 1CV3312A LOW-VOLTAGE MOTOR, IEC SQUIRREL-CAGE,SELF-VENTIL.,IP55 TEMP. CL. 155(F) ACC.TO 130(B) CAST-IRON HOUSING BASIC LINE PREMIUM EFFICIENCY IE3, 2POLE * FS315M * 132KW (50HZ) 148KW (60HZ) 3 AC 50HZ 230VD/400VY * 3 AC 60HZ 460VY IM V 1 W/O CANOPY, FLANGE: FF600(A660) 3 PTC thermistor for tripping (2 terminals) TERMINAL BOX AT TOP | 11245 | TEM | 1 | LD | 880 | 1
1LE15033AA234GA4 | SIMOTICS SD MOTOR TYPE: 1CV3312A LOW-VOLTAGE MOTOR, IEC SQUIRREL-CAGE,SELF-VENTIL.,IP55 TEMP. CL. 155(F) ACC.TO 130(B) CAST-IRON HOUSING BASIC LINE PREMIUM EFFICIENCY IE3, 2POLE * FS315M * 132KW (50HZ) 148KW (60HZ) 3 AC 50HZ 400VD/690VY * 3 AC 60HZ 460VD IM V 1 W/O CANOPY, FLANGE: FF600(A660) without motor protection TERMINAL BOX AT TOP | 11088 | TEM | 1 | LD | 880 | 1
1LE15033AA222GA4 | SIMOTICS SD MOTOR TYPE: 1CV3312A LOW-VOLTAGE MOTOR, IEC SQUIRREL-CAGE,SELF-VENTIL.,IP55 TEMP. CL. 155(F) ACC.TO 130(B) CAST-IRON HOUSING BASIC LINE PREMIUM EFFICIENCY IE3, 2POLE * FS315M * 132KW (50HZ) 148KW (60HZ) 3 AC 50HZ 230VD/400VY * 3 AC 60HZ 460VY IM V 1 W/O CANOPY, FLANGE: FF600(A660) without motor protection TERMINAL BOX AT TOP | 11088 | TEM | 1 | LD | 880 | 1
1LE15033AA434GB4 | SIMOTICS SD MOTOR TYPE: 1CV3314A LOW-VOLTAGE MOTOR, IEC SQUIRREL-CAGE,SELF-VENTIL.,IP55 TEMP. CL. 155(F) ACC.TO 130(B) CAST-IRON HOUSING BASIC LINE PREMIUM EFFICIENCY IE3, 60HZ, P60: IE2 2POLE * FS315L * 160KW (50HZ) 180KW (60HZ) 3 AC 50HZ 400VD/690VY * 3 AC 60HZ 460VD IM V 1 W/O CANOPY, FLANGE: FF600(A660) 3 PTC thermistor for tripping (2 terminals) TERMINAL BOX AT TOP | 14014 | TEM | 1 | LD | 980 | 1
1LE15033AA422GB4 | SIMOTICS SD MOTOR TYPE: 1CV3314A LOW-VOLTAGE MOTOR, IEC SQUIRREL-CAGE,SELF-VENTIL.,IP55 TEMP. CL. 155(F) ACC.TO 130(B) CAST-IRON HOUSING BASIC LINE PREMIUM EFFICIENCY IE3, 60HZ, P60: IE2 2POLE * FS315L * 160KW (50HZ) 180KW (60HZ) 3 AC 50HZ 230VD/400VY * 3 AC 60HZ 460VY IM V 1 W/O CANOPY, FLANGE: FF600(A660) 3 PTC thermistor for tripping (2 terminals) TERMINAL BOX AT TOP | 14014 | TEM | 1 | LD | 980 | 1
1LE15033AA434GA4 | SIMOTICS SD MOTOR TYPE: 1CV3314A LOW-VOLTAGE MOTOR, IEC SQUIRREL-CAGE,SELF-VENTIL.,IP55 TEMP. CL. 155(F) ACC.TO 130(B) CAST-IRON HOUSING BASIC LINE PREMIUM EFFICIENCY IE3, 60HZ, P60: IE2 2POLE * FS315L * 160KW (50HZ) 180KW (60HZ) 3 AC 50HZ 400VD/690VY * 3 AC 60HZ 460VD IM V 1 W/O CANOPY, FLANGE: FF600(A660) without motor protection TERMINAL BOX AT TOP | 13857 | TEM | 1 | LD | 0.98 | 1
1LE15033AA422GA4 | SIMOTICS SD MOTOR TYPE: 1CV3314A LOW-VOLTAGE MOTOR, IEC SQUIRREL-CAGE,SELF-VENTIL.,IP55 TEMP. CL. 155(F) ACC.TO 130(B) CAST-IRON HOUSING BASIC LINE PREMIUM EFFICIENCY IE3, 60HZ, P60: IE2 2POLE * FS315L * 160KW (50HZ) 180KW (60HZ) 3 AC 50HZ 230VD/400VY * 3 AC 60HZ 460VY IM V 1 W/O CANOPY, FLANGE: FF600(A660) without motor protection TERMINAL BOX AT TOP | 13857 | TEM | 1 | LD | 980 | 1
1LE15033AA534GB4 | SIMOTICS SD MOTOR TYPE: 1CV3315A LOW-VOLTAGE MOTOR, IEC SQUIRREL-CAGE,SELF-VENTIL.,IP55 TEMP. CL. 155(F) ACC.TO 130(B) CAST-IRON HOUSING BASIC LINE PREMIUM EFFICIENCY IE3, 2POLE * FS315L * 200KW (50HZ) 224KW (60HZ) 3 AC 50HZ 400VD/690VY * 3 AC 60HZ 460VD IM V 1 W/O CANOPY, FLANGE: FF600(A660) 3 PTC thermistor for tripping (2 terminals) TERMINAL BOX AT TOP | 17303 | TEM | 1 | LD | 1150 | 1
1LE15033AA522GB4 | SIMOTICS SD MOTOR TYPE: 1CV3315A LOW-VOLTAGE MOTOR, IEC SQUIRREL-CAGE,SELF-VENTIL.,IP55 TEMP. CL. 155(F) ACC.TO 130(B) CAST-IRON HOUSING BASIC LINE PREMIUM EFFICIENCY IE3, 2POLE * FS315L * 200KW (50HZ) 224KW (60HZ) 3 AC 50HZ 230VD/400VY * 3 AC 60HZ 460VY IM V 1 W/O CANOPY, FLANGE: FF600(A660) 3 PTC thermistor for tripping (2 terminals) TERMINAL BOX AT TOP | 17303 | TEM | 1 | LD | 1150 | 1
1LE15033AA534GA4 | SIMOTICS SD MOTOR TYPE: 1CV3315A LOW-VOLTAGE MOTOR, IEC SQUIRREL-CAGE,SELF-VENTIL.,IP55 TEMP. CL. 155(F) ACC.TO 130(B) CAST-IRON HOUSING BASIC LINE PREMIUM EFFICIENCY IE3, 2POLE * FS315L * 200KW (50HZ) 224KW (60HZ) 3 AC 50HZ 400VD/690VY * 3 AC 60HZ 460VD IM V 1 W/O CANOPY, FLANGE: FF600(A660) without motor protection TERMINAL BOX AT TOP | 17146 | TEM | 1 | LD | 1150 | 1
1LE15033AA522GA4 | SIMOTICS SD MOTOR TYPE: 1CV3315A LOW-VOLTAGE MOTOR, IEC SQUIRREL-CAGE,SELF-VENTIL.,IP55 TEMP. CL. 155(F) ACC.TO 130(B) CAST-IRON HOUSING BASIC LINE PREMIUM EFFICIENCY IE3, 2POLE * FS315L * 200KW (50HZ) 224KW (60HZ) 3 AC 50HZ 230VD/400VY * 3 AC 60HZ 460VY IM V 1 W/O CANOPY, FLANGE: FF600(A660) without motor protection TERMINAL BOX AT TOP | 17146 | TEM | 1 | LD | 1150 | 1
1LE10031CA034WB4 | SIMOTICS GP MOTOR TYPE: 1AV3130A LOW-VOLTAGE MOTOR, IEC SQUIRREL-CAGE,SELF-VENTIL.,IP55 TEMP. CL. 155(F) ACC.TO 130(B) ALUMINIUM HOUSING PREMIUM EFFICIENCY IE3, 2POLE * FS132S * 5.5KW (50HZ) 6.3KW (60HZ) 3 AC 50HZ 400VD/690VY * 3 AC 60HZ 460VD IM V 15 * FLANGE: FF265 3 PTC thermistor for tripping (2 terminals) TERMINAL BOX AT TOP | 767 | TEM | 1 | LD | 43 | 1
1LE10031CA134WB4 | SIMOTICS GP MOTOR TYPE: 1AV3131A LOW-VOLTAGE MOTOR, IEC SQUIRREL-CAGE,SELF-VENTIL.,IP55 TEMP. CL. 155(F) ACC.TO 130(B) ALUMINIUM HOUSING PREMIUM EFFICIENCY IE3, 2POLE * FS132S * 7.5KW (50HZ) 8.6KW (60HZ) 3 AC 50HZ 400VD/690VY * 3 AC 60HZ 460VD IM V 15 * FLANGE: FF265 3 PTC thermistor for tripping (2 terminals) TERMINAL BOX AT TOP | 938 | TEM | 1 | LD | 57 | 1
1LE10031DA234WB4 | SIMOTICS GP MOTOR TYPE: 1AV3162A LOW-VOLTAGE MOTOR, IEC SQUIRREL-CAGE,SELF-VENTIL.,IP55 TEMP. CL. 155(F) ACC.TO 130(B) ALUMINIUM HOUSING PREMIUM EFFICIENCY IE3, 2POLE * FS160M * 11KW (50HZ) 12.6KW (60HZ) 3 AC 50HZ 400VD/690VY * 3 AC 60HZ 460VD IM V 15 * FLANGE: FF300 3 PTC thermistor for tripping (2 terminals) TERMINAL BOX AT TOP | 1275 | TEM | 1 | LD | 75 | 1
1LE10031DA334WB4 | SIMOTICS GP MOTOR TYPE: 1AV3163A LOW-VOLTAGE MOTOR, IEC SQUIRREL-CAGE,SELF-VENTIL.,IP55 TEMP. CL. 155(F) ACC.TO 130(B) ALUMINIUM HOUSING PREMIUM EFFICIENCY IE3, 2POLE * FS160M * 15KW (50HZ) 17.3KW (60HZ) 3 AC 50HZ 400VD/690VY * 3 AC 60HZ 460VD IM V 15 * FLANGE: FF300 3 PTC thermistor for tripping (2 terminals) TERMINAL BOX AT TOP | 1616 | TEM | 1 | LD | 84 | 1
1LE10031DA434WB4 | SIMOTICS GP MOTOR TYPE: 1AV3164A LOW-VOLTAGE MOTOR, IEC SQUIRREL-CAGE,SELF-VENTIL.,IP55 TEMP. CL. 155(F) ACC.TO 130(B) ALUMINIUM HOUSING PREMIUM EFFICIENCY IE3, 2POLE * FS160L * 18.5KW (50HZ) 21.3KW (60HZ) 3 AC 50HZ 400VD/690VY * 3 AC 60HZ 460VD IM V 15 * FLANGE: FF300 3 PTC thermistor for tripping (2 terminals) TERMINAL BOX AT TOP | 1896 | TEM | 1 | LD | 94 | 1
1LE15031EA234WB4 | SIMOTICS SD MOTOR TYPE: 1CV3182A LOW-VOLTAGE MOTOR, IEC SQUIRREL-CAGE,SELF-VENTIL.,IP55 TEMP. CL. 155(F) ACC.TO 130(B) CAST-IRON HOUSING BASIC LINE PREMIUM EFFICIENCY IE3, 2POLE * FS180M * 22KW (50HZ) 24.5KW (60HZ) 3 AC 50HZ 400VD/690VY * 3 AC 60HZ 460VD IM V 15 * FLANGE: FF300 3 PTC thermistor for tripping (2 terminals) TERMINAL BOX AT TOP | 2292 | TEM | 1 | LD | 160 | 1
1LE15032AA434WB4 | SIMOTICS SD MOTOR TYPE: 1CV3204A LOW-VOLTAGE MOTOR, IEC SQUIRREL-CAGE,SELF-VENTIL.,IP55 TEMP. CL. 155(F) ACC.TO 130(B) CAST-IRON HOUSING BASIC LINE PREMIUM EFFICIENCY IE3, 2POLE * FS200L * 30KW (50HZ) 33.5KW (60HZ) 3 AC 50HZ 400VD/690VY * 3 AC 60HZ 460VD IM V 15 * FLANGE: FF350 3 PTC thermistor for tripping (2 terminals) TERMINAL BOX AT TOP | 2949 | TEM | 1 | LD | 225 | 1
1LE15032AA534WB4 | SIMOTICS SD MOTOR TYPE: 1CV3205A LOW-VOLTAGE MOTOR, IEC SQUIRREL-CAGE,SELF-VENTIL.,IP55 TEMP. CL. 155(F) ACC.TO 130(B) CAST-IRON HOUSING BASIC LINE PREMIUM EFFICIENCY IE3, 2POLE * FS200L * 37KW (50HZ) 41.5KW (60HZ) 3 AC 50HZ 400VD/690VY * 3 AC 60HZ 460VD IM V 15 * FLANGE: FF350 3 PTC thermistor for tripping (2 terminals) TERMINAL BOX AT TOP | 3631 | TEM | 1 | LD | 250 | 1
1LE15032BA234WB4 | SIMOTICS SD MOTOR TYPE: 1CV3222A LOW-VOLTAGE MOTOR, IEC SQUIRREL-CAGE,SELF-VENTIL.,IP55 TEMP. CL. 155(F) ACC.TO 130(B) CAST-IRON HOUSING BASIC LINE PREMIUM EFFICIENCY IE3, 2POLE * FS225M * 45KW (50HZ) 51KW (60HZ) 3 AC 50HZ 400VD/690VY * 3 AC 60HZ 460VD IM V 15 * FLANGE: FF400 3 PTC thermistor for tripping (2 terminals) TERMINAL BOX AT TOP | 4297 | TEM | 1 | LD | 315 | 1
1LE15032CA234WB4 | SIMOTICS SD MOTOR TYPE: 1CV3252A LOW-VOLTAGE MOTOR, IEC SQUIRREL-CAGE,SELF-VENTIL.,IP55 TEMP. CL. 155(F) ACC.TO 130(B) CAST-IRON HOUSING BASIC LINE PREMIUM EFFICIENCY IE3, 2POLE * FS250M * 55KW (50HZ) 62KW (60HZ) 3 AC 50HZ 400VD/690VY * 3 AC 60HZ 460VD IM V 15 * FLANGE: FF500 3 PTC thermistor for tripping (2 terminals) TERMINAL BOX AT TOP | 5167 | TEM | 1 | LD | 385 | 1
1LE15032DA034WB4 | SIMOTICS SD MOTOR TYPE: 1CV3280A LOW-VOLTAGE MOTOR, IEC SQUIRREL-CAGE,SELF-VENTIL.,IP55 TEMP. CL. 155(F) ACC.TO 130(B) CAST-IRON HOUSING BASIC LINE PREMIUM EFFICIENCY IE3, 60HZ, P60: IE2 2POLE * FS280S * 75KW (50HZ) 84KW (60HZ) 3 AC 50HZ 400VD/690VY * 3 AC 60HZ 460VD IM V 15 * FLANGE: FF500 3 PTC thermistor for tripping (2 terminals) TERMINAL BOX AT TOP | 6933 | TEM | 1 | LD | 510 | 1
1LE10030DB322GB4 | SIMOTICS GP MOTOR TYPE: 1AV3083B LOW-VOLTAGE MOTOR, IEC SQUIRREL-CAGE,SELF-VENTIL.,IP55 TEMP. CL. 155(F) ACC.TO 130(B) ALUMINIUM HOUSING PREMIUM EFFICIENCY IE3, 4POLE * FS80M * 0.75KW (50HZ) 0.86KW (60HZ) 3 AC 50HZ 230VD/400VY * 3 AC 60HZ 460VY IM V 1 W/O CANOPY, FLANGE: FF165(A200) 1 PTC thermistor for tripping (2 terminals) TERMINAL BOX AT TOP | 276 | TEM | 1 | LD | 14 | 1
1LE10030EB022GB4 | SIMOTICS GP MOTOR TYPE: 1AV3090B LOW-VOLTAGE MOTOR, IEC SQUIRREL-CAGE,SELF-VENTIL.,IP55 TEMP. CL. 155(F) ACC.TO 130(B) ALUMINIUM HOUSING PREMIUM EFFICIENCY IE3, 4POLE * FS90S * 1.1KW (50HZ) 1.27KW (60HZ) 3 AC 50HZ 230VD/400VY * 3 AC 60HZ 460VY IM V 1 W/O CANOPY, FLANGE: FF165(A200) 1 PTC thermistor for tripping (2 terminals) TERMINAL BOX AT TOP | 327 | TEM | 1 | LD | 16.001 | 1
1LE10030EB422GB4 | SIMOTICS GP MOTOR TYPE: 1AV3094B LOW-VOLTAGE MOTOR, IEC SQUIRREL-CAGE,SELF-VENTIL.,IP55 TEMP. CL. 155(F) ACC.TO 130(B) ALUMINIUM HOUSING PREMIUM EFFICIENCY IE3, 4POLE * FS90L * 1.5KW (50HZ) 1.75KW (60HZ) 3 AC 50HZ 230VD/400VY * 3 AC 60HZ 460VY IM V 1 W/O CANOPY, FLANGE: FF165(A200) 1 PTC thermistor for tripping (2 terminals) TERMINAL BOX AT TOP | 380 | TEM | 1 | LD | 19.001 | 1
1LE10031AB422GB4 | SIMOTICS GP MOTOR TYPE: 1AV3104B LOW-VOLTAGE MOTOR, IEC SQUIRREL-CAGE,SELF-VENTIL.,IP55 TEMP. CL. 155(F) ACC.TO 130(B) ALUMINIUM HOUSING PREMIUM EFFICIENCY IE3, 60HZ, P60: IE2 4POLE * FS100L * 2.2KW (50HZ) 2.55KW (60HZ) 3 AC 50HZ 230VD/400VY * 3 AC 60HZ 460VY IM V 1 W/O CANOPY, 3 PTC thermistor for tripping (2 terminals) TERMINAL BOX AT TOP | 466 | TEM | 1 | LD | 30 | 1
1LE10031AB534GB4 | SIMOTICS GP MOTOR TYPE: 1AV3105B LOW-VOLTAGE MOTOR, IEC SQUIRREL-CAGE,SELF-VENTIL.,IP55 TEMP. CL. 155(F) ACC.TO 130(B) ALUMINIUM HOUSING PREMIUM EFFICIENCY IE3, 4POLE * FS100L * 3KW (50HZ) 3.45KW (60HZ) 3 AC 50HZ 400VD/690VY * 3 AC 60HZ 460VD IM V 1 W/O CANOPY, 3 PTC thermistor for tripping (2 terminals) TERMINAL BOX AT TOP | 525 | TEM | 1 | LD | 30 | 1
1LE10031BB234GB4 | SIMOTICS GP MOTOR TYPE: 1AV3112B LOW-VOLTAGE MOTOR, IEC SQUIRREL-CAGE,SELF-VENTIL.,IP55 TEMP. CL. 155(F) ACC.TO 130(B) ALUMINIUM HOUSING PREMIUM EFFICIENCY IE3, 4POLE * FS112M * 4KW (50HZ) 4.55KW (60HZ) 3 AC 50HZ 400VD/690VY * 3 AC 60HZ 460VD IM V 1 W/O CANOPY, 3 PTC thermistor for tripping (2 terminals) TERMINAL BOX AT TOP | 630 | TEM | 1 | LD | 34 | 1
1LE10031CB034WB4 | SIMOTICS GP MOTOR TYPE: 1AV3130B LOW-VOLTAGE MOTOR, IEC SQUIRREL-CAGE,SELF-VENTIL.,IP55 TEMP. CL. 155(F) ACC.TO 130(B) ALUMINIUM HOUSING PREMIUM EFFICIENCY IE3, 60HZ, P60: IE2 4POLE * FS132S * 5.5KW (50HZ) 6.3KW (60HZ) 3 AC 50HZ 400VD/690VY * 3 AC 60HZ 460VD IM V 15 * FLANGE: FF265 3 PTC thermistor for tripping (2 terminals) TERMINAL BOX AT TOP | 820 | TEM | 1 | LD | 64 | 1
1LE10031CB234WB4 | SIMOTICS GP MOTOR TYPE: 1AV3132B LOW-VOLTAGE MOTOR, IEC SQUIRREL-CAGE,SELF-VENTIL.,IP55 TEMP. CL. 155(F) ACC.TO 130(B) ALUMINIUM HOUSING PREMIUM EFFICIENCY IE3, 60HZ, P60: IE2 4POLE * FS132M * 7.5KW (50HZ) 8.6KW (60HZ) 3 AC 50HZ 400VD/690VY * 3 AC 60HZ 460VD IM V 15 * FLANGE: FF265 3 PTC thermistor for tripping (2 terminals) TERMINAL BOX AT TOP | 1003 | TEM | 1 | LD | 64 | 1
1LE10031DB234WB4 | SIMOTICS GP MOTOR TYPE: 1AV3162B LOW-VOLTAGE MOTOR, IEC SQUIRREL-CAGE,SELF-VENTIL.,IP55 TEMP. CL. 155(F) ACC.TO 130(B) ALUMINIUM HOUSING PREMIUM EFFICIENCY IE3, 4POLE * FS160M * 11KW (50HZ) 12.6KW (60HZ) 3 AC 50HZ 400VD/690VY * 3 AC 60HZ 460VD IM V 15 * FLANGE: FF300 3 PTC thermistor for tripping (2 terminals) TERMINAL BOX AT TOP | 1299 | TEM | 1 | LD | 83 | 1
1LE10031DB434WB4 | SIMOTICS GP MOTOR TYPE: 1AV3164B LOW-VOLTAGE MOTOR, IEC SQUIRREL-CAGE,SELF-VENTIL.,IP55 TEMP. CL. 155(F) ACC.TO 130(B) ALUMINIUM HOUSING PREMIUM EFFICIENCY IE3, 4POLE * FS160L * 15KW (50HZ) 17.3KW (60HZ) 3 AC 50HZ 400VD/690VY * 3 AC 60HZ 460VD IM V 15 * FLANGE: FF300 3 PTC thermistor for tripping (2 terminals) TERMINAL BOX AT TOP | 1640 | TEM | 1 | LD | 100 | 1
1LE15031EB234WB4 | SIMOTICS SD MOTOR TYPE: 1CV3182B LOW-VOLTAGE MOTOR, IEC SQUIRREL-CAGE,SELF-VENTIL.,IP55 TEMP. CL. 155(F) ACC.TO 130(B) CAST-IRON HOUSING BASIC LINE PREMIUM EFFICIENCY IE3, 4POLE * FS180M * 18.5KW (50HZ) 21.3KW (60HZ) 3 AC 50HZ 400VD/690VY * 3 AC 60HZ 460VD IM V 15 * FLANGE: FF300 3 PTC thermistor for tripping (2 terminals) TERMINAL BOX AT TOP | 1979 | TEM | 1 | LD | 165 | 1
1LE15031EB434WB4 | SIMOTICS SD MOTOR TYPE: 1CV3184B LOW-VOLTAGE MOTOR, IEC SQUIRREL-CAGE,SELF-VENTIL.,IP55 TEMP. CL. 155(F) ACC.TO 130(B) CAST-IRON HOUSING BASIC LINE PREMIUM EFFICIENCY IE3, 4POLE * FS180L * 22KW (50HZ) 25.3KW (60HZ) 3 AC 50HZ 400VD/690VY * 3 AC 60HZ 460VD IM V 15 * FLANGE: FF300 3 PTC thermistor for tripping (2 terminals) TERMINAL BOX AT TOP | 2263 | TEM | 1 | LD | 170 | 1
1LE15032AB534WB4 | SIMOTICS SD MOTOR TYPE: 1CV3205B LOW-VOLTAGE MOTOR, IEC SQUIRREL-CAGE,SELF-VENTIL.,IP55 TEMP. CL. 155(F) ACC.TO 130(B) CAST-IRON HOUSING BASIC LINE PREMIUM EFFICIENCY IE3, 60HZ, P60: IE2 4POLE * FS200L * 30KW (50HZ) 34.5KW (60HZ) 3 AC 50HZ 400VD/690VY * 3 AC 60HZ 460VD IM V 15 * FLANGE: FF350 3 PTC thermistor for tripping (2 terminals) TERMINAL BOX AT TOP | 2912 | TEM | 1 | LD | 240 | 1
1LE15032BB034WB4 | SIMOTICS SD MOTOR TYPE: 1CV3220B LOW-VOLTAGE MOTOR, IEC SQUIRREL-CAGE,SELF-VENTIL.,IP55 TEMP. CL. 155(F) ACC.TO 130(B) CAST-IRON HOUSING BASIC LINE PREMIUM EFFICIENCY IE3, 60HZ, P60: IE2 4POLE * FS225S * 37KW (50HZ) 42.5KW (60HZ) 3 AC 50HZ 400VD/690VY * 3 AC 60HZ 460VD IM V 15 * FLANGE: FF400 3 PTC thermistor for tripping (2 terminals) TERMINAL BOX AT TOP | 3521 | TEM | 1 | LD | 285 | 1
1LE15032BB234WB4 | SIMOTICS SD MOTOR TYPE: 1CV3222B LOW-VOLTAGE MOTOR, IEC SQUIRREL-CAGE,SELF-VENTIL.,IP55 TEMP. CL. 155(F) ACC.TO 130(B) CAST-IRON HOUSING BASIC LINE PREMIUM EFFICIENCY IE3, 60HZ, P60: IE2 4POLE * FS225M * 45KW (50HZ) 52KW (60HZ) 3 AC 50HZ 400VD/690VY * 3 AC 60HZ 460VD IM V 15 * FLANGE: FF400 3 PTC thermistor for tripping (2 terminals) TERMINAL BOX AT TOP | 4078 | TEM | 1 | LD | 320 | 1
1LE15032CB234WB4 | SIMOTICS SD MOTOR TYPE: 1CV3252B LOW-VOLTAGE MOTOR, IEC SQUIRREL-CAGE,SELF-VENTIL.,IP55 TEMP. CL. 155(F) ACC.TO 130(B) CAST-IRON HOUSING BASIC LINE PREMIUM EFFICIENCY IE3, 60HZ, P60: IE2 4POLE * FS250M * 55KW (50HZ) 63KW (60HZ) 3 AC 50HZ 400VD/690VY * 3 AC 60HZ 460VD IM V 15 * FLANGE: FF500 3 PTC thermistor for tripping (2 terminals) TERMINAL BOX AT TOP | 4964 | TEM | 1 | LD | 420 | 1
1LE15032DB034WB4 | SIMOTICS SD MOTOR TYPE: 1CV3280B LOW-VOLTAGE MOTOR, IEC SQUIRREL-CAGE,SELF-VENTIL.,IP55 TEMP. CL. 155(F) ACC.TO 130(B) CAST-IRON HOUSING BASIC LINE PREMIUM EFFICIENCY IE3, 60HZ, P60: IE2 4POLE * FS280S * 75KW (50HZ) 86KW (60HZ) 3 AC 50HZ 400VD/690VY * 3 AC 60HZ 460VD IM V 15 * FLANGE: FF500 3 PTC thermistor for tripping (2 terminals) TERMINAL BOX AT TOP | 6568 | TEM | 1 | LD | 570 | 1
1LE15032DB234GB4 | SIMOTICS SD MOTOR TYPE: 1CV3282B LOW-VOLTAGE MOTOR, IEC SQUIRREL-CAGE,SELF-VENTIL.,IP55 TEMP. CL. 155(F) ACC.TO 130(B) CAST-IRON HOUSING BASIC LINE PREMIUM EFFICIENCY IE3, 60HZ, P60: IE2 4POLE * FS280M * 90KW (50HZ) 104KW (60HZ) 3 AC 50HZ 400VD/690VY * 3 AC 60HZ 460VD IM V 1 W/O CANOPY, FLANGE: FF500(A550) 3 PTC thermistor for tripping (2 terminals) TERMINAL BOX AT TOP | 7427 | TEM | 1 | LD | 670 | 1
1LE15033AB034GB4 | SIMOTICS SD MOTOR TYPE: 1CV3310B LOW-VOLTAGE MOTOR, IEC SQUIRREL-CAGE,SELF-VENTIL.,IP55 TEMP. CL. 155(F) ACC.TO 130(B) CAST-IRON HOUSING BASIC LINE PREMIUM EFFICIENCY IE3, 4POLE * FS315S * 110KW (50HZ) 127KW (60HZ) 3 AC 50HZ 400VD/690VY * 3 AC 60HZ 460VD IM V 1 W/O CANOPY, FLANGE: FF600(A660) 3 PTC thermistor for tripping (2 terminals) TERMINAL BOX AT TOP | 9256 | TEM | 1 | LD | 760 | 1
1LE15033AB234GB4 | SIMOTICS SD MOTOR TYPE: 1CV3312B LOW-VOLTAGE MOTOR, IEC SQUIRREL-CAGE,SELF-VENTIL.,IP55 TEMP. CL. 155(F) ACC.TO 130(B) CAST-IRON HOUSING BASIC LINE PREMIUM EFFICIENCY IE3, 4POLE * FS315M * 132KW (50HZ) 152KW (60HZ) 3 AC 50HZ 400VD/690VY * 3 AC 60HZ 460VD IM V 1 W/O CANOPY, FLANGE: FF600(A660) 3 PTC thermistor for tripping (2 terminals) TERMINAL BOX AT TOP | 10880 | TEM | 1 | LD | 960 | 1
1LE15033AB434GB4 | SIMOTICS SD MOTOR TYPE: 1CV3314B LOW-VOLTAGE MOTOR, IEC SQUIRREL-CAGE,SELF-VENTIL.,IP55 TEMP. CL. 155(F) ACC.TO 130(B) CAST-IRON HOUSING BASIC LINE PREMIUM EFFICIENCY IE3, 4POLE * FS315L * 160KW (50HZ) 184KW (60HZ) 3 AC 50HZ 400VD/690VY * 3 AC 60HZ 460VD IM V 1 W/O CANOPY, FLANGE: FF600(A660) 3 PTC thermistor for tripping (2 terminals) TERMINAL BOX AT TOP | 13031 | TEM | 1 | LD | 990 | 1
1LE15033AB534GB4 | SIMOTICS SD MOTOR TYPE: 1CV3315B LOW-VOLTAGE MOTOR, IEC SQUIRREL-CAGE,SELF-VENTIL.,IP55 TEMP. CL. 155(F) ACC.TO 130(B) CAST-IRON HOUSING BASIC LINE PREMIUM EFFICIENCY IE3, 60HZ, P60: IE2 4POLE * FS315L * 200KW (50HZ) 230KW (60HZ) 3 AC 50HZ 400VD/690VY * 3 AC 60HZ 460VD IM V 1 W/O CANOPY, FLANGE: FF600(A660) 3 PTC thermistor for tripping (2 terminals) TERMINAL BOX AT TOP | 16076 | TEM | 1 | LD | 1190 | 1
1LE10030EC022GB4 | SIMOTICS GP MOTOR TYPE: 1AV3090C LOW-VOLTAGE MOTOR, IEC SQUIRREL-CAGE,SELF-VENTIL.,IP55 TEMP. CL. 155(F) ACC.TO 130(B) ALUMINIUM HOUSING PREMIUM EFFICIENCY IE3, 6POLE * FS90S * 0.75KW (50HZ) 0.86KW (60HZ) 3 AC 50HZ 230VD/400VY * 3 AC 60HZ 460VY IM V 1 W/O CANOPY, FLANGE: FF165(A200) 1 PTC thermistor for tripping (2 terminals) TERMINAL BOX AT TOP | 321 | TEM | 1 | LD | 16.001 | 1
1LE10030EC422GB4 | SIMOTICS GP MOTOR TYPE: 1AV3094C LOW-VOLTAGE MOTOR, IEC SQUIRREL-CAGE,SELF-VENTIL.,IP55 TEMP. CL. 155(F) ACC.TO 130(B) ALUMINIUM HOUSING PREMIUM EFFICIENCY IE3, 60HZ, P60: IE1 6POLE * FS90L * 1.1KW (50HZ) 1.27KW (60HZ) 3 AC 50HZ 230VD/400VY * 3 AC 60HZ 460VY IM V 1 W/O CANOPY, FLANGE: FF165(A200) 1 PTC thermistor for tripping (2 terminals) TERMINAL BOX AT TOP | 388 | TEM | 1 | LD | 19.001 | 1
1LE10031AC422GB4 | SIMOTICS GP MOTOR TYPE: 1AV3104C LOW-VOLTAGE MOTOR, IEC SQUIRREL-CAGE,SELF-VENTIL.,IP55 TEMP. CL. 155(F) ACC.TO 130(B) ALUMINIUM HOUSING PREMIUM EFFICIENCY IE3, 60HZ, P60: IE2 6POLE * FS100L * 1.5KW (50HZ) 1.75KW (60HZ) 3 AC 50HZ 230VD/400VY * 3 AC 60HZ 460VY IM V 1 W/O CANOPY, 3 PTC thermistor for tripping (2 terminals) TERMINAL BOX AT TOP | 462 | TEM | 1 | LD | 25 | 1
1LE10031BC222GB4 | SIMOTICS GP MOTOR TYPE: 1AV3112C LOW-VOLTAGE MOTOR, IEC SQUIRREL-CAGE,SELF-VENTIL.,IP55 TEMP. CL. 155(F) ACC.TO 130(B) ALUMINIUM HOUSING PREMIUM EFFICIENCY IE3, 60HZ, P60: IE2 6POLE * FS112M * 2.2KW (50HZ) 2.55KW (60HZ) 3 AC 50HZ 230VD/400VY * 3 AC 60HZ 460VY IM V 1 W/O CANOPY, 3 PTC thermistor for tripping (2 terminals) TERMINAL BOX AT TOP | 573 | TEM | 1 | LD | 34 | 1
1LE10031CC034WB4 | SIMOTICS GP MOTOR TYPE: 1AV3130C LOW-VOLTAGE MOTOR, IEC SQUIRREL-CAGE,SELF-VENTIL.,IP55 TEMP. CL. 155(F) ACC.TO 130(B) ALUMINIUM HOUSING PREMIUM EFFICIENCY IE3, 60HZ, P60: IE2 6POLE * FS132S * 3KW (50HZ) 3.45KW (60HZ) 3 AC 50HZ 400VD/690VY * 3 AC 60HZ 460VD IM V 15 * FLANGE: FF265 3 PTC thermistor for tripping (2 terminals) TERMINAL BOX AT TOP | 743 | TEM | 1 | LD | 43 | 1
1LE10031CC234WB4 | SIMOTICS GP MOTOR TYPE: 1AV3132C LOW-VOLTAGE MOTOR, IEC SQUIRREL-CAGE,SELF-VENTIL.,IP55 TEMP. CL. 155(F) ACC.TO 130(B) ALUMINIUM HOUSING PREMIUM EFFICIENCY IE3, 60HZ, P60: IE2 6POLE * FS132M * 4KW (50HZ) 4.55KW (60HZ) 3 AC 50HZ 400VD/690VY * 3 AC 60HZ 460VD IM V 15 * FLANGE: FF265 3 PTC thermistor for tripping (2 terminals) TERMINAL BOX AT TOP | 885 | TEM | 1 | LD | 52 | 1
1LE10031CC334WB4 | SIMOTICS GP MOTOR TYPE: 1AV3133C LOW-VOLTAGE MOTOR, IEC SQUIRREL-CAGE,SELF-VENTIL.,IP55 TEMP. CL. 155(F) ACC.TO 130(B) ALUMINIUM HOUSING PREMIUM EFFICIENCY IE3, 60HZ, P60: IE2 6POLE * FS132M * 5.5KW (50HZ) 6.3KW (60HZ) 3 AC 50HZ 400VD/690VY * 3 AC 60HZ 460VD IM V 15 * FLANGE: FF265 3 PTC thermistor for tripping (2 terminals) TERMINAL BOX AT TOP | 1076 | TEM | 1 | LD | 64 | 1
1LE10031DC234WB4 | SIMOTICS GP MOTOR TYPE: 1AV3162C LOW-VOLTAGE MOTOR, IEC SQUIRREL-CAGE,SELF-VENTIL.,IP55 TEMP. CL. 155(F) ACC.TO 130(B) ALUMINIUM HOUSING PREMIUM EFFICIENCY IE3, 60HZ, P60: IE2 6POLE * FS160M * 7.5KW (50HZ) 8.6KW (60HZ) 3 AC 50HZ 400VD/690VY * 3 AC 60HZ 460VD IM V 15 * FLANGE: FF300 3 PTC thermistor for tripping (2 terminals) TERMINAL BOX AT TOP | 1360 | TEM | 1 | LD | 93 | 1
1LE10031DC434WB4 | SIMOTICS GP MOTOR TYPE: 1AV3164C LOW-VOLTAGE MOTOR, IEC SQUIRREL-CAGE,SELF-VENTIL.,IP55 TEMP. CL. 155(F) ACC.TO 130(B) ALUMINIUM HOUSING PREMIUM EFFICIENCY IE3, 60HZ, P60: IE2 6POLE * FS160L * 11KW (50HZ) 12.6KW (60HZ) 3 AC 50HZ 400VD/690VY * 3 AC 60HZ 460VD IM V 15 * FLANGE: FF300 3 PTC thermistor for tripping (2 terminals) TERMINAL BOX AT TOP | 1815 | TEM | 1 | LD | 115 | 1
1LE15031EC434WB4 | SIMOTICS SD MOTOR TYPE: 1CV3184C LOW-VOLTAGE MOTOR, IEC SQUIRREL-CAGE,SELF-VENTIL.,IP55 TEMP. CL. 155(F) ACC.TO 130(B) CAST-IRON HOUSING BASIC LINE PREMIUM EFFICIENCY IE3, 60HZ, P60: IE2 6POLE * FS180L * 15KW (50HZ) 18KW (60HZ) 3 AC 50HZ 400VD/690VY * 3 AC 60HZ 460VD IM V 15 * FLANGE: FF300 3 PTC thermistor for tripping (2 terminals) TERMINAL BOX AT TOP | 2401 | TEM | 1 | LD | 180 | 1
1LE15032AC434WB4 | SIMOTICS SD MOTOR TYPE: 1CV3204C LOW-VOLTAGE MOTOR, IEC SQUIRREL-CAGE,SELF-VENTIL.,IP55 TEMP. CL. 155(F) ACC.TO 130(B) CAST-IRON HOUSING BASIC LINE PREMIUM EFFICIENCY IE3, 60HZ, P60: IE2 6POLE * FS200L * 18.5KW (50HZ) 22KW (60HZ) 3 AC 50HZ 400VD/690VY * 3 AC 60HZ 460VD IM V 15 * FLANGE: FF350 3 PTC thermistor for tripping (2 terminals) TERMINAL BOX AT TOP | 2929 | TEM | 1 | LD | 215 | 1
1LE15032AC534WB4 | SIMOTICS SD MOTOR TYPE: 1CV3205C LOW-VOLTAGE MOTOR, IEC SQUIRREL-CAGE,SELF-VENTIL.,IP55 TEMP. CL. 155(F) ACC.TO 130(B) CAST-IRON HOUSING BASIC LINE PREMIUM EFFICIENCY IE3, 60HZ, P60: IE2 6POLE * FS200L * 22KW (50HZ) 26.5KW (60HZ) 3 AC 50HZ 400VD/690VY * 3 AC 60HZ 460VD IM V 15 * FLANGE: FF350 3 PTC thermistor for tripping (2 terminals) TERMINAL BOX AT TOP | 3347 | TEM | 1 | LD | 230 | 1
1LE15032BC234WB4 | SIMOTICS SD MOTOR TYPE: 1CV3222C LOW-VOLTAGE MOTOR, IEC SQUIRREL-CAGE,SELF-VENTIL.,IP55 TEMP. CL. 155(F) ACC.TO 130(B) CAST-IRON HOUSING BASIC LINE PREMIUM EFFICIENCY IE3, 60HZ, P60: IE2 6POLE * FS225M * 30KW (50HZ) 36KW (60HZ) 3 AC 50HZ 400VD/690VY * 3 AC 60HZ 460VD IM V 15 * FLANGE: FF400 3 PTC thermistor for tripping (2 terminals) TERMINAL BOX AT TOP | 4419 | TEM | 1 | LD | 325 | 1
1LE15032CC234WB4 | SIMOTICS SD MOTOR TYPE: 1CV3252C LOW-VOLTAGE MOTOR, IEC SQUIRREL-CAGE,SELF-VENTIL.,IP55 TEMP. CL. 155(F) ACC.TO 130(B) CAST-IRON HOUSING BASIC LINE PREMIUM EFFICIENCY IE3, 60HZ, P60: IE2 6POLE * FS250M * 37KW (50HZ) 44.5KW (60HZ) 3 AC 50HZ 400VD/690VY * 3 AC 60HZ 460VD IM V 15 * FLANGE: FF500 3 PTC thermistor for tripping (2 terminals) TERMINAL BOX AT TOP | 5410 | TEM | 1 | LD | 405 | 1
1LE15032DC034WB4 | SIMOTICS SD MOTOR TYPE: 1CV3280C LOW-VOLTAGE MOTOR, IEC SQUIRREL-CAGE,SELF-VENTIL.,IP55 TEMP. CL. 155(F) ACC.TO 130(B) CAST-IRON HOUSING BASIC LINE PREMIUM EFFICIENCY IE3, 60HZ, P60: IE2 6POLE * FS280S * 45KW (50HZ) 54KW (60HZ) 3 AC 50HZ 400VD/690VY * 3 AC 60HZ 460VD IM V 15 * FLANGE: FF500 3 PTC thermistor for tripping (2 terminals) TERMINAL BOX AT TOP | 6568 | TEM | 1 | LD | 510 | 1
1LE15032DC234WB4 | SIMOTICS SD MOTOR TYPE: 1CV3282C LOW-VOLTAGE MOTOR, IEC SQUIRREL-CAGE,SELF-VENTIL.,IP55 TEMP. CL. 155(F) ACC.TO 130(B) CAST-IRON HOUSING BASIC LINE PREMIUM EFFICIENCY IE3, 60HZ, P60: IE2 6POLE * FS280M * 55KW (50HZ) 66KW (60HZ) 3 AC 50HZ 400VD/690VY * 3 AC 60HZ 460VD IM V 15 * FLANGE: FF500 3 PTC thermistor for tripping (2 terminals) TERMINAL BOX AT TOP | 7624 | TEM | 1 | LD | 560 | 1
1LE15033AC034GB4 | SIMOTICS SD MOTOR TYPE: 1CV3310C LOW-VOLTAGE MOTOR, IEC SQUIRREL-CAGE,SELF-VENTIL.,IP55 TEMP. CL. 155(F) ACC.TO 130(B) CAST-IRON HOUSING BASIC LINE PREMIUM EFFICIENCY IE3, 6POLE * FS315S * 75KW (50HZ) 90KW (60HZ) 3 AC 50HZ 400VD/690VY * 3 AC 60HZ 460VD IM V 1 W/O CANOPY, FLANGE: FF600(A660) 3 PTC thermistor for tripping (2 terminals) TERMINAL BOX AT TOP | 10068 | TEM | 1 | LD | 750 | 1
1LE15033AC234GB4 | SIMOTICS SD MOTOR TYPE: 1CV3312C LOW-VOLTAGE MOTOR, IEC SQUIRREL-CAGE,SELF-VENTIL.,IP55 TEMP. CL. 155(F) ACC.TO 130(B) CAST-IRON HOUSING BASIC LINE PREMIUM EFFICIENCY IE3, 60HZ, P60: IE2 6POLE * FS315M * 90KW (50HZ) 108KW (60HZ) 3 AC 50HZ 400VD/690VY * 3 AC 60HZ 460VD IM V 1 W/O CANOPY, FLANGE: FF600(A660) 3 PTC thermistor for tripping (2 terminals) TERMINAL BOX AT TOP | 11245 | TEM | 1 | LD | 890 | 1
1LE15033AC434GB4 | SIMOTICS SD MOTOR TYPE: 1CV3314C LOW-VOLTAGE MOTOR, IEC SQUIRREL-CAGE,SELF-VENTIL.,IP55 TEMP. CL. 155(F) ACC.TO 130(B) CAST-IRON HOUSING BASIC LINE PREMIUM EFFICIENCY IE3, 60HZ, P60: IE2 6POLE * FS315L * 110KW (50HZ) 132KW (60HZ) 3 AC 50HZ 400VD/690VY * 3 AC 60HZ 460VD IM V 1 W/O CANOPY, FLANGE: FF600(A660) 3 PTC thermistor for tripping (2 terminals) TERMINAL BOX AT TOP | 13437 | TEM | 1 | LD | 990 | 1
1LE15033AC534GB4 | SIMOTICS SD MOTOR TYPE: 1CV3315C LOW-VOLTAGE MOTOR, IEC SQUIRREL-CAGE,SELF-VENTIL.,IP55 TEMP. CL. 155(F) ACC.TO 130(B) CAST-IRON HOUSING BASIC LINE PREMIUM EFFICIENCY IE3, 60HZ, P60: IE2 6POLE * FS315L * 132KW (50HZ) 158KW (60HZ) 3 AC 50HZ 400VD/690VY * 3 AC 60HZ 460VD IM V 1 W/O CANOPY, FLANGE: FF600(A660) 3 PTC thermistor for tripping (2 terminals) TERMINAL BOX AT TOP | 15873 | TEM | 1 | LD | 1110 | 1
1LE15033AC634GB4 | SIMOTICS SD MOTOR TYPE: 1CV3316C LOW-VOLTAGE MOTOR, IEC SQUIRREL-CAGE,SELF-VENTIL.,IP55 TEMP. CL. 155(F) ACC.TO 130(B) CAST-IRON HOUSING BASIC LINE PREMIUM EFFICIENCY IE3, 60HZ, P60: IE2 6POLE * FS315L * 160KW (50HZ) 192KW (60HZ) 3 AC 50HZ 400VD/690VY * 3 AC 60HZ 460VD IM V 1 W/O CANOPY, FLANGE: FF600(A660) 3 PTC thermistor for tripping (2 terminals) TERMINAL BOX AT TOP | 19162 | TEM | 1 | LD | 1160 | 1
1LE10041AA422AA4 | SIMOTICS GP MOTOR TYPE: 1AV4104A LOW-VOLTAGE MOTOR, IEC SQUIRREL-CAGE,SELF-VENTIL.,IP55 TEMP. CL. 155(F) ACC.TO 130(B) ALUMINIUM HOUSING PREMIUM EFFICIENCY IE4, 2POLE * FS100L * 3KW (50HZ) 3.45KW (60HZ) 3 AC 50HZ 230VD/400VY * 3 AC 60HZ 460VY IM B 3, without motor protection TERMINAL BOX AT TOP | 516 | TEM | 1 | LD | 27 | 1
1LE10041AA434AA4 | SIMOTICS GP MOTOR TYPE: 1AV4104A LOW-VOLTAGE MOTOR, IEC SQUIRREL-CAGE,SELF-VENTIL.,IP55 TEMP. CL. 155(F) ACC.TO 130(B) ALUMINIUM HOUSING PREMIUM EFFICIENCY IE4, 2POLE * FS100L * 3KW (50HZ) 3.45KW (60HZ) 3 AC 50HZ 400VD/690VY * 3 AC 60HZ 460VD IM B 3, without motor protection TERMINAL BOX AT TOP | 516 | TEM | 1 | LD | 27 | 1
1LE10041AA422AB4 | SIMOTICS GP MOTOR TYPE: 1AV4104A LOW-VOLTAGE MOTOR, IEC SQUIRREL-CAGE,SELF-VENTIL.,IP55 TEMP. CL. 155(F) ACC.TO 130(B) ALUMINIUM HOUSING PREMIUM EFFICIENCY IE4, 2POLE * FS100L * 3KW (50HZ) 3.45KW (60HZ) 3 AC 50HZ 230VD/400VY * 3 AC 60HZ 460VY IM B 3, 3 PTC thermistor for tripping (2 terminals) TERMINAL BOX AT TOP | 562 | TEM | 1 | LD | 27 | 1
1LE10041AA434AB4 | SIMOTICS GP MOTOR TYPE: 1AV4104A LOW-VOLTAGE MOTOR, IEC SQUIRREL-CAGE,SELF-VENTIL.,IP55 TEMP. CL. 155(F) ACC.TO 130(B) ALUMINIUM HOUSING PREMIUM EFFICIENCY IE4, 2POLE * FS100L * 3KW (50HZ) 3.45KW (60HZ) 3 AC 50HZ 400VD/690VY * 3 AC 60HZ 460VD IM B 3, 3 PTC thermistor for tripping (2 terminals) TERMINAL BOX AT TOP | 562 | TEM | 1 | LD | 27 | 1
1LE10041BA222AA4 | SIMOTICS GP MOTOR TYPE: 1AV4112A LOW-VOLTAGE MOTOR, IEC SQUIRREL-CAGE,SELF-VENTIL.,IP55 TEMP. CL. 155(F) ACC.TO 130(B) ALUMINIUM HOUSING PREMIUM EFFICIENCY IE4, 2POLE * FS112M * 4KW (50HZ) 4.55KW (60HZ) 3 AC 50HZ 230VD/400VY * 3 AC 60HZ 460VY IM B 3, without motor protection TERMINAL BOX AT TOP | 609 | TEM | 1 | LD | 34 | 1
1LE10041BA234AA4 | SIMOTICS GP MOTOR TYPE: 1AV4112A LOW-VOLTAGE MOTOR, IEC SQUIRREL-CAGE,SELF-VENTIL.,IP55 TEMP. CL. 155(F) ACC.TO 130(B) ALUMINIUM HOUSING PREMIUM EFFICIENCY IE4, 2POLE * FS112M * 4KW (50HZ) 4.55KW (60HZ) 3 AC 50HZ 400VD/690VY * 3 AC 60HZ 460VD IM B 3, without motor protection TERMINAL BOX AT TOP | 609 | TEM | 1 | LD | 34 | 1
1LE10041BA222AB4 | SIMOTICS GP MOTOR TYPE: 1AV4112A LOW-VOLTAGE MOTOR, IEC SQUIRREL-CAGE,SELF-VENTIL.,IP55 TEMP. CL. 155(F) ACC.TO 130(B) ALUMINIUM HOUSING PREMIUM EFFICIENCY IE4, 2POLE * FS112M * 4KW (50HZ) 4.55KW (60HZ) 3 AC 50HZ 230VD/400VY * 3 AC 60HZ 460VY IM B 3, 3 PTC thermistor for tripping (2 terminals) TERMINAL BOX AT TOP | 656 | TEM | 1 | LD | 34 | 1
1LE10041BA234AB4 | SIMOTICS GP MOTOR TYPE: 1AV4112A LOW-VOLTAGE MOTOR, IEC SQUIRREL-CAGE,SELF-VENTIL.,IP55 TEMP. CL. 155(F) ACC.TO 130(B) ALUMINIUM HOUSING PREMIUM EFFICIENCY IE4, 2POLE * FS112M * 4KW (50HZ) 4.55KW (60HZ) 3 AC 50HZ 400VD/690VY * 3 AC 60HZ 460VD IM B 3, 3 PTC thermistor for tripping (2 terminals) TERMINAL BOX AT TOP | 656 | TEM | 1 | LD | 34 | 1
1LE10041CA022AA4 | SIMOTICS GP MOTOR TYPE: 1AV4130A LOW-VOLTAGE MOTOR, IEC SQUIRREL-CAGE,SELF-VENTIL.,IP55 TEMP. CL. 155(F) ACC.TO 130(B) ALUMINIUM HOUSING PREMIUM EFFICIENCY IE4, 2POLE * FS132S * 5.5KW (50HZ) 6.3KW (60HZ) 3 AC 50HZ 230VD/400VY * 3 AC 60HZ 460VY IM B 3, without motor protection TERMINAL BOX AT TOP | 764 | TEM | 1 | LD | 44 | 1
1LE10041CA034AA4 | SIMOTICS GP MOTOR TYPE: 1AV4130A LOW-VOLTAGE MOTOR, IEC SQUIRREL-CAGE,SELF-VENTIL.,IP55 TEMP. CL. 155(F) ACC.TO 130(B) ALUMINIUM HOUSING PREMIUM EFFICIENCY IE4, 2POLE * FS132S * 5.5KW (50HZ) 6.3KW (60HZ) 3 AC 50HZ 400VD/690VY * 3 AC 60HZ 460VD IM B 3, without motor protection TERMINAL BOX AT TOP | 764 | TEM | 1 | LD | 44 | 1
1LE10041CA022AB4 | SIMOTICS GP MOTOR TYPE: 1AV4130A LOW-VOLTAGE MOTOR, IEC SQUIRREL-CAGE,SELF-VENTIL.,IP55 TEMP. CL. 155(F) ACC.TO 130(B) ALUMINIUM HOUSING PREMIUM EFFICIENCY IE4, 2POLE * FS132S * 5.5KW (50HZ) 6.3KW (60HZ) 3 AC 50HZ 230VD/400VY * 3 AC 60HZ 460VY IM B 3, 3 PTC thermistor for tripping (2 terminals) TERMINAL BOX AT TOP | 833 | TEM | 1 | LD | 44 | 1
1LE10041CA034AB4 | SIMOTICS GP MOTOR TYPE: 1AV4130A LOW-VOLTAGE MOTOR, IEC SQUIRREL-CAGE,SELF-VENTIL.,IP55 TEMP. CL. 155(F) ACC.TO 130(B) ALUMINIUM HOUSING PREMIUM EFFICIENCY IE4, 2POLE * FS132S * 5.5KW (50HZ) 6.3KW (60HZ) 3 AC 50HZ 400VD/690VY * 3 AC 60HZ 460VD IM B 3, 3 PTC thermistor for tripping (2 terminals) TERMINAL BOX AT TOP | 833 | TEM | 1 | LD | 44 | 1
1LE10041CA122AA4 | SIMOTICS GP MOTOR TYPE: 1AV4131A LOW-VOLTAGE MOTOR, IEC SQUIRREL-CAGE,SELF-VENTIL.,IP55 TEMP. CL. 155(F) ACC.TO 130(B) ALUMINIUM HOUSING PREMIUM EFFICIENCY IE4, 2POLE * FS132S * 7.5KW (50HZ) 8.6KW (60HZ) 3 AC 50HZ 230VD/400VY * 3 AC 60HZ 460VY IM B 3, without motor protection TERMINAL BOX AT TOP | 971 | TEM | 1 | LD | 56 | 1
1LE10041CA134AA4 | SIMOTICS GP MOTOR TYPE: 1AV4131A LOW-VOLTAGE MOTOR, IEC SQUIRREL-CAGE,SELF-VENTIL.,IP55 TEMP. CL. 155(F) ACC.TO 130(B) ALUMINIUM HOUSING PREMIUM EFFICIENCY IE4, 2POLE * FS132S * 7.5KW (50HZ) 8.6KW (60HZ) 3 AC 50HZ 400VD/690VY * 3 AC 60HZ 460VD IM B 3, without motor protection TERMINAL BOX AT TOP | 971 | TEM | 1 | LD | 56 | 1
1LE10041CA122AB4 | SIMOTICS GP MOTOR TYPE: 1AV4131A LOW-VOLTAGE MOTOR, IEC SQUIRREL-CAGE,SELF-VENTIL.,IP55 TEMP. CL. 155(F) ACC.TO 130(B) ALUMINIUM HOUSING PREMIUM EFFICIENCY IE4, 2POLE * FS132S * 7.5KW (50HZ) 8.6KW (60HZ) 3 AC 50HZ 230VD/400VY * 3 AC 60HZ 460VY IM B 3, 3 PTC thermistor for tripping (2 terminals) TERMINAL BOX AT TOP | 1040 | TEM | 1 | LD | 56 | 1
1LE10041CA134AB4 | SIMOTICS GP MOTOR TYPE: 1AV4131A LOW-VOLTAGE MOTOR, IEC SQUIRREL-CAGE,SELF-VENTIL.,IP55 TEMP. CL. 155(F) ACC.TO 130(B) ALUMINIUM HOUSING PREMIUM EFFICIENCY IE4, 2POLE * FS132S * 7.5KW (50HZ) 8.6KW (60HZ) 3 AC 50HZ 400VD/690VY * 3 AC 60HZ 460VD IM B 3, 3 PTC thermistor for tripping (2 terminals) TERMINAL BOX AT TOP | 1040 | TEM | 1 | LD | 56 | 1
1LE10041DA222AA4 | SIMOTICS GP MOTOR TYPE: 1AV4162A LOW-VOLTAGE MOTOR, IEC SQUIRREL-CAGE,SELF-VENTIL.,IP55 TEMP. CL. 155(F) ACC.TO 130(B) ALUMINIUM HOUSING PREMIUM EFFICIENCY IE4, 2POLE * FS160M * 11KW (50HZ) 12.6KW (60HZ) 3 AC 50HZ 230VD/400VY * 3 AC 60HZ 460VY IM B 3, without motor protection TERMINAL BOX AT TOP | 1348 | TEM | 1 | LD | 84 | 1
1LE10041DA234AA4 | SIMOTICS GP MOTOR TYPE: 1AV4162A LOW-VOLTAGE MOTOR, IEC SQUIRREL-CAGE,SELF-VENTIL.,IP55 TEMP. CL. 155(F) ACC.TO 130(B) ALUMINIUM HOUSING PREMIUM EFFICIENCY IE4, 2POLE * FS160M * 11KW (50HZ) 12.6KW (60HZ) 3 AC 50HZ 400VD/690VY * 3 AC 60HZ 460VD IM B 3, without motor protection TERMINAL BOX AT TOP | 1348 | TEM | 1 | LD | 84 | 1
1LE10041DA222AB4 | SIMOTICS GP MOTOR TYPE: 1AV4162A LOW-VOLTAGE MOTOR, IEC SQUIRREL-CAGE,SELF-VENTIL.,IP55 TEMP. CL. 155(F) ACC.TO 130(B) ALUMINIUM HOUSING PREMIUM EFFICIENCY IE4, 2POLE * FS160M * 11KW (50HZ) 12.6KW (60HZ) 3 AC 50HZ 230VD/400VY * 3 AC 60HZ 460VY IM B 3, 3 PTC thermistor for tripping (2 terminals) TERMINAL BOX AT TOP | 1418 | TEM | 1 | LD | 84 | 1
1LE10041DA234AB4 | SIMOTICS GP MOTOR TYPE: 1AV4162A LOW-VOLTAGE MOTOR, IEC SQUIRREL-CAGE,SELF-VENTIL.,IP55 TEMP. CL. 155(F) ACC.TO 130(B) ALUMINIUM HOUSING PREMIUM EFFICIENCY IE4, 2POLE * FS160M * 11KW (50HZ) 12.6KW (60HZ) 3 AC 50HZ 400VD/690VY * 3 AC 60HZ 460VD IM B 3, 3 PTC thermistor for tripping (2 terminals) TERMINAL BOX AT TOP | 1418 | TEM | 1 | LD | 84 | 1
1LE10041DA334AB4 | SIMOTICS GP MOTOR TYPE: 1AV4163A LOW-VOLTAGE MOTOR, IEC SQUIRREL-CAGE,SELF-VENTIL.,IP55 TEMP. CL. 155(F) ACC.TO 130(B) ALUMINIUM HOUSING PREMIUM EFFICIENCY IE4, 2POLE * FS160M * 15KW (50HZ) 17.3KW (60HZ) 3 AC 50HZ 400VD/690VY * 3 AC 60HZ 460VD IM B 3, 3 PTC thermistor for tripping (2 terminals) TERMINAL BOX AT TOP | 1828 | TEM | 1 | LD | 98 | 1
1LE10041DA322AB4 | SIMOTICS GP MOTOR TYPE: 1AV4163A LOW-VOLTAGE MOTOR, IEC SQUIRREL-CAGE,SELF-VENTIL.,IP55 TEMP. CL. 155(F) ACC.TO 130(B) ALUMINIUM HOUSING PREMIUM EFFICIENCY IE4, 2POLE * FS160M * 15KW (50HZ) 17.3KW (60HZ) 3 AC 50HZ 230VD/400VY * 3 AC 60HZ 460VY IM B 3, 3 PTC thermistor for tripping (2 terminals) TERMINAL BOX AT TOP | 1828 | TEM | 1 | LD | 98 | 1
1LE10041DA334AA4 | SIMOTICS GP MOTOR TYPE: 1AV4163A LOW-VOLTAGE MOTOR, IEC SQUIRREL-CAGE,SELF-VENTIL.,IP55 TEMP. CL. 155(F) ACC.TO 130(B) ALUMINIUM HOUSING PREMIUM EFFICIENCY IE4, 2POLE * FS160M * 15KW (50HZ) 17.3KW (60HZ) 3 AC 50HZ 400VD/690VY * 3 AC 60HZ 460VD IM B 3, without motor protection TERMINAL BOX AT TOP | 1758 | TEM | 1 | LD | 98 | 1
1LE10041DA322AA4 | SIMOTICS GP MOTOR TYPE: 1AV4163A LOW-VOLTAGE MOTOR, IEC SQUIRREL-CAGE,SELF-VENTIL.,IP55 TEMP. CL. 155(F) ACC.TO 130(B) ALUMINIUM HOUSING PREMIUM EFFICIENCY IE4, 2POLE * FS160M * 15KW (50HZ) 17.3KW (60HZ) 3 AC 50HZ 230VD/400VY * 3 AC 60HZ 460VY IM B 3, without motor protection TERMINAL BOX AT TOP | 1758 | TEM | 1 | LD | 98 | 1
1LE10041DA422AA4 | SIMOTICS GP MOTOR TYPE: 1AV4164A LOW-VOLTAGE MOTOR, IEC SQUIRREL-CAGE,SELF-VENTIL.,IP55 TEMP. CL. 155(F) ACC.TO 130(B) ALUMINIUM HOUSING PREMIUM EFFICIENCY IE4, 2POLE * FS160L * 18.5KW (50HZ) 21.3KW (60HZ) 3 AC 50HZ 230VD/400VY * 3 AC 60HZ 460VY IM B 3, without motor protection TERMINAL BOX AT TOP | 2104 | TEM | 1 | LD | 112 | 1
1LE10041DA434AA4 | SIMOTICS GP MOTOR TYPE: 1AV4164A LOW-VOLTAGE MOTOR, IEC SQUIRREL-CAGE,SELF-VENTIL.,IP55 TEMP. CL. 155(F) ACC.TO 130(B) ALUMINIUM HOUSING PREMIUM EFFICIENCY IE4, 2POLE * FS160L * 18.5KW (50HZ) 21.3KW (60HZ) 3 AC 50HZ 400VD/690VY * 3 AC 60HZ 460VD IM B 3, without motor protection TERMINAL BOX AT TOP | 2104 | TEM | 1 | LD | 112 | 1
1LE10041DA422AB4 | SIMOTICS GP MOTOR TYPE: 1AV4164A LOW-VOLTAGE MOTOR, IEC SQUIRREL-CAGE,SELF-VENTIL.,IP55 TEMP. CL. 155(F) ACC.TO 130(B) ALUMINIUM HOUSING PREMIUM EFFICIENCY IE4, 2POLE * FS160L * 18.5KW (50HZ) 21.3KW (60HZ) 3 AC 50HZ 230VD/400VY * 3 AC 60HZ 460VY IM B 3, 3 PTC thermistor for tripping (2 terminals) TERMINAL BOX AT TOP | 2173 | TEM | 1 | LD | 112 | 1
1LE10041DA434AB4 | SIMOTICS GP MOTOR TYPE: 1AV4164A LOW-VOLTAGE MOTOR, IEC SQUIRREL-CAGE,SELF-VENTIL.,IP55 TEMP. CL. 155(F) ACC.TO 130(B) ALUMINIUM HOUSING PREMIUM EFFICIENCY IE4, 2POLE * FS160L * 18.5KW (50HZ) 21.3KW (60HZ) 3 AC 50HZ 400VD/690VY * 3 AC 60HZ 460VD IM B 3, 3 PTC thermistor for tripping (2 terminals) TERMINAL BOX AT TOP | 2173 | TEM | 1 | LD | 112 | 1
1LE15041EA222AA4 | SIMOTICS SD MOTOR TYPE: 1CV4182A LOW-VOLTAGE MOTOR, IEC SQUIRREL-CAGE,SELF-VENTIL.,IP55 TEMP. CL. 155(F) ACC.TO 130(B) CAST-IRON HOUSING BASIC LINE PREMIUM EFFICIENCY IE4, 2POLE * FS180M * 22KW (50HZ) 24.5KW (60HZ) 3 AC 50HZ 230VD/400VY * 3 AC 60HZ 460VY IM B 3, without motor protection TERMINAL BOX AT TOP | 2497 | TEM | 1 | LD | 175 | 1
1LE15041EA234AA4 | SIMOTICS SD MOTOR TYPE: 1CV4182A LOW-VOLTAGE MOTOR, IEC SQUIRREL-CAGE,SELF-VENTIL.,IP55 TEMP. CL. 155(F) ACC.TO 130(B) CAST-IRON HOUSING BASIC LINE PREMIUM EFFICIENCY IE4, 2POLE * FS180M * 22KW (50HZ) 24.5KW (60HZ) 3 AC 50HZ 400VD/690VY * 3 AC 60HZ 460VD IM B 3, without motor protection TERMINAL BOX AT TOP | 2497 | TEM | 1 | LD | 175 | 1
1LE15041EA222AB4 | SIMOTICS SD MOTOR TYPE: 1CV4182A LOW-VOLTAGE MOTOR, IEC SQUIRREL-CAGE,SELF-VENTIL.,IP55 TEMP. CL. 155(F) ACC.TO 130(B) CAST-IRON HOUSING BASIC LINE PREMIUM EFFICIENCY IE4, 2POLE * FS180M * 22KW (50HZ) 24.5KW (60HZ) 3 AC 50HZ 230VD/400VY * 3 AC 60HZ 460VY IM B 3, 3 PTC thermistor for tripping (2 terminals) TERMINAL BOX AT TOP | 2590 | TEM | 1 | LD | 175 | 1
1LE15041EA234AB4 | SIMOTICS SD MOTOR TYPE: 1CV4182A LOW-VOLTAGE MOTOR, IEC SQUIRREL-CAGE,SELF-VENTIL.,IP55 TEMP. CL. 155(F) ACC.TO 130(B) CAST-IRON HOUSING BASIC LINE PREMIUM EFFICIENCY IE4, 2POLE * FS180M * 22KW (50HZ) 24.5KW (60HZ) 3 AC 50HZ 400VD/690VY * 3 AC 60HZ 460VD IM B 3, 3 PTC thermistor for tripping (2 terminals) TERMINAL BOX AT TOP | 2590 | TEM | 1 | LD | 175 | 1
1LE15042AA422AA4 | SIMOTICS SD MOTOR TYPE: 1CV4204A LOW-VOLTAGE MOTOR, IEC SQUIRREL-CAGE,SELF-VENTIL.,IP55 TEMP. CL. 155(F) ACC.TO 130(B) CAST-IRON HOUSING BASIC LINE PREMIUM EFFICIENCY IE4, 2POLE * FS200L * 30KW (50HZ) 33.5KW (60HZ) 3 AC 50HZ 230VD/400VY * 3 AC 60HZ 460VY IM B 3, without motor protection TERMINAL BOX AT TOP | 3188 | TEM | 1 | LD | 222 | 1
1LE15042AA434AA4 | SIMOTICS SD MOTOR TYPE: 1CV4204A LOW-VOLTAGE MOTOR, IEC SQUIRREL-CAGE,SELF-VENTIL.,IP55 TEMP. CL. 155(F) ACC.TO 130(B) CAST-IRON HOUSING BASIC LINE PREMIUM EFFICIENCY IE4, 2POLE * FS200L * 30KW (50HZ) 33.5KW (60HZ) 3 AC 50HZ 400VD/690VY * 3 AC 60HZ 460VD IM B 3, without motor protection TERMINAL BOX AT TOP | 3188 | TEM | 1 | LD | 222 | 1
1LE15042AA422AB4 | SIMOTICS SD MOTOR TYPE: 1CV4204A LOW-VOLTAGE MOTOR, IEC SQUIRREL-CAGE,SELF-VENTIL.,IP55 TEMP. CL. 155(F) ACC.TO 130(B) CAST-IRON HOUSING BASIC LINE PREMIUM EFFICIENCY IE4, 2POLE * FS200L * 30KW (50HZ) 33.5KW (60HZ) 3 AC 50HZ 230VD/400VY * 3 AC 60HZ 460VY IM B 3, 3 PTC thermistor for tripping (2 terminals) TERMINAL BOX AT TOP | 3280 | TEM | 1 | LD | 222 | 1
1LE15042AA434AB4 | SIMOTICS SD MOTOR TYPE: 1CV4204A LOW-VOLTAGE MOTOR, IEC SQUIRREL-CAGE,SELF-VENTIL.,IP55 TEMP. CL. 155(F) ACC.TO 130(B) CAST-IRON HOUSING BASIC LINE PREMIUM EFFICIENCY IE4, 2POLE * FS200L * 30KW (50HZ) 33.5KW (60HZ) 3 AC 50HZ 400VD/690VY * 3 AC 60HZ 460VD IM B 3, 3 PTC thermistor for tripping (2 terminals) TERMINAL BOX AT TOP | 3280 | TEM | 1 | LD | 222 | 1
1LE15042AA522AA4 | SIMOTICS SD MOTOR TYPE: 1CV4205A LOW-VOLTAGE MOTOR, IEC SQUIRREL-CAGE,SELF-VENTIL.,IP55 TEMP. CL. 155(F) ACC.TO 130(B) CAST-IRON HOUSING BASIC LINE PREMIUM EFFICIENCY IE4, 2POLE * FS200L * 37KW (50HZ) 41.5KW (60HZ) 3 AC 50HZ 230VD/400VY * 3 AC 60HZ 460VY IM B 3, without motor protection TERMINAL BOX AT TOP | 4004 | TEM | 1 | LD | 263 | 1
1LE15042AA534AA4 | SIMOTICS SD MOTOR TYPE: 1CV4205A LOW-VOLTAGE MOTOR, IEC SQUIRREL-CAGE,SELF-VENTIL.,IP55 TEMP. CL. 155(F) ACC.TO 130(B) CAST-IRON HOUSING BASIC LINE PREMIUM EFFICIENCY IE4, 2POLE * FS200L * 37KW (50HZ) 41.5KW (60HZ) 3 AC 50HZ 400VD/690VY * 3 AC 60HZ 460VD IM B 3, without motor protection TERMINAL BOX AT TOP | 4004 | TEM | 1 | LD | 263 | 1
1LE15042AA522AB4 | SIMOTICS SD MOTOR TYPE: 1CV4205A LOW-VOLTAGE MOTOR, IEC SQUIRREL-CAGE,SELF-VENTIL.,IP55 TEMP. CL. 155(F) ACC.TO 130(B) CAST-IRON HOUSING BASIC LINE PREMIUM EFFICIENCY IE4, 2POLE * FS200L * 37KW (50HZ) 41.5KW (60HZ) 3 AC 50HZ 230VD/400VY * 3 AC 60HZ 460VY IM B 3, 3 PTC thermistor for tripping (2 terminals) TERMINAL BOX AT TOP | 4096 | TEM | 1 | LD | 263 | 1
1LE15042AA534AB4 | SIMOTICS SD MOTOR TYPE: 1CV4205A LOW-VOLTAGE MOTOR, IEC SQUIRREL-CAGE,SELF-VENTIL.,IP55 TEMP. CL. 155(F) ACC.TO 130(B) CAST-IRON HOUSING BASIC LINE PREMIUM EFFICIENCY IE4, 2POLE * FS200L * 37KW (50HZ) 41.5KW (60HZ) 3 AC 50HZ 400VD/690VY * 3 AC 60HZ 460VD IM B 3, 3 PTC thermistor for tripping (2 terminals) TERMINAL BOX AT TOP | 4096 | TEM | 1 | LD | 263 | 1
1LE15042BA222AA4 | SIMOTICS SD MOTOR TYPE: 1CV4222A LOW-VOLTAGE MOTOR, IEC SQUIRREL-CAGE,SELF-VENTIL.,IP55 TEMP. CL. 155(F) ACC.TO 130(B) CAST-IRON HOUSING BASIC LINE SUPER PREMIUM EFFICIENCY IE4, 2POLE * FS225M * 45KW (50HZ) 51KW (60HZ) 3 AC 50HZ 230VD/400VY * 3 AC 60HZ 460VY IM B 3, without motor protection TERMINAL BOX AT TOP | 4548 | TEM | 1 | LD | 330 | 1
1LE15042BA234AA4 | SIMOTICS SD MOTOR TYPE: 1CV4222A LOW-VOLTAGE MOTOR, IEC SQUIRREL-CAGE,SELF-VENTIL.,IP55 TEMP. CL. 155(F) ACC.TO 130(B) CAST-IRON HOUSING BASIC LINE SUPER PREMIUM EFFICIENCY IE4, 2POLE * FS225M * 45KW (50HZ) 51KW (60HZ) 3 AC 50HZ 400VD/690VY * 3 AC 60HZ 460VD IM B 3, without motor protection TERMINAL BOX AT TOP | 4548 | TEM | 1 | LD | 330 | 1
1LE15042BA222AB4 | SIMOTICS SD MOTOR TYPE: 1CV4222A LOW-VOLTAGE MOTOR, IEC SQUIRREL-CAGE,SELF-VENTIL.,IP55 TEMP. CL. 155(F) ACC.TO 130(B) CAST-IRON HOUSING BASIC LINE SUPER PREMIUM EFFICIENCY IE4, 2POLE * FS225M * 45KW (50HZ) 51KW (60HZ) 3 AC 50HZ 230VD/400VY * 3 AC 60HZ 460VY IM B 3, 3 PTC thermistor for tripping (2 terminals) TERMINAL BOX AT TOP | 4674 | TEM | 1 | LD | 330 | 1
1LE15042BA234AB4 | SIMOTICS SD MOTOR TYPE: 1CV4222A LOW-VOLTAGE MOTOR, IEC SQUIRREL-CAGE,SELF-VENTIL.,IP55 TEMP. CL. 155(F) ACC.TO 130(B) CAST-IRON HOUSING BASIC LINE SUPER PREMIUM EFFICIENCY IE4, 2POLE * FS225M * 45KW (50HZ) 51KW (60HZ) 3 AC 50HZ 400VD/690VY * 3 AC 60HZ 460VD IM B 3, 3 PTC thermistor for tripping (2 terminals) TERMINAL BOX AT TOP | 4674 | TEM | 1 | LD | 330 | 1
1LE15042CA222AA4 | SIMOTICS SD MOTOR TYPE: 1CV4252A LOW-VOLTAGE MOTOR, IEC SQUIRREL-CAGE,SELF-VENTIL.,IP55 TEMP. CL. 155(F) ACC.TO 130(B) CAST-IRON HOUSING BASIC LINE SUPER PREMIUM EFFICIENCY IE4, 2POLE * FS250M * 55KW (50HZ) 62KW (60HZ) 3 AC 50HZ 230VD/400VY * 3 AC 60HZ 460VY IM B 3, without motor protection TERMINAL BOX AT TOP | 5360 | TEM | 1 | LD | 430 | 1
1LE15042CA234AA4 | SIMOTICS SD MOTOR TYPE: 1CV4252A LOW-VOLTAGE MOTOR, IEC SQUIRREL-CAGE,SELF-VENTIL.,IP55 TEMP. CL. 155(F) ACC.TO 130(B) CAST-IRON HOUSING BASIC LINE SUPER PREMIUM EFFICIENCY IE4, 2POLE * FS250M * 55KW (50HZ) 62KW (60HZ) 3 AC 50HZ 400VD/690VY * 3 AC 60HZ 460VD IM B 3, without motor protection TERMINAL BOX AT TOP | 5360 | TEM | 1 | LD | 430 | 1
1LE15042CA222AB4 | SIMOTICS SD MOTOR TYPE: 1CV4252A LOW-VOLTAGE MOTOR, IEC SQUIRREL-CAGE,SELF-VENTIL.,IP55 TEMP. CL. 155(F) ACC.TO 130(B) CAST-IRON HOUSING BASIC LINE SUPER PREMIUM EFFICIENCY IE4, 2POLE * FS250M * 55KW (50HZ) 62KW (60HZ) 3 AC 50HZ 230VD/400VY * 3 AC 60HZ 460VY IM B 3, 3 PTC thermistor for tripping (2 terminals) TERMINAL BOX AT TOP | 5486 | TEM | 1 | LD | 430 | 1
1LE15042CA234AB4 | SIMOTICS SD MOTOR TYPE: 1CV4252A LOW-VOLTAGE MOTOR, IEC SQUIRREL-CAGE,SELF-VENTIL.,IP55 TEMP. CL. 155(F) ACC.TO 130(B) CAST-IRON HOUSING BASIC LINE SUPER PREMIUM EFFICIENCY IE4, 2POLE * FS250M * 55KW (50HZ) 62KW (60HZ) 3 AC 50HZ 400VD/690VY * 3 AC 60HZ 460VD IM B 3, 3 PTC thermistor for tripping (2 terminals) TERMINAL BOX AT TOP | 5486 | TEM | 1 | LD | 430 | 1
1LE15042DA022AA4 | SIMOTICS SD MOTOR TYPE: 1CV4280A LOW-VOLTAGE MOTOR, IEC SQUIRREL-CAGE,SELF-VENTIL.,IP55 TEMP. CL. 155(F) ACC.TO 130(B) CAST-IRON HOUSING BASIC LINE SUPER PREMIUM EFFICIENCY IE4, 2POLE * FS280S * 75KW (50HZ) 84KW (60HZ) 3 AC 50HZ 230VD/400VY * 3 AC 60HZ 460VY IM B 3, without motor protection TERMINAL BOX AT TOP | 7268 | TEM | 1 | LD | 600 | 1
1LE15042DA034AA4 | SIMOTICS SD MOTOR TYPE: 1CV4280A LOW-VOLTAGE MOTOR, IEC SQUIRREL-CAGE,SELF-VENTIL.,IP55 TEMP. CL. 155(F) ACC.TO 130(B) CAST-IRON HOUSING BASIC LINE SUPER PREMIUM EFFICIENCY IE4, 2POLE * FS280S * 75KW (50HZ) 84KW (60HZ) 3 AC 50HZ 400VD/690VY * 3 AC 60HZ 460VD IM B 3, without motor protection TERMINAL BOX AT TOP | 7268 | TEM | 1 | LD | 600 | 1
1LE15042DA022AB4 | SIMOTICS SD MOTOR TYPE: 1CV4280A LOW-VOLTAGE MOTOR, IEC SQUIRREL-CAGE,SELF-VENTIL.,IP55 TEMP. CL. 155(F) ACC.TO 130(B) CAST-IRON HOUSING BASIC LINE SUPER PREMIUM EFFICIENCY IE4, 2POLE * FS280S * 75KW (50HZ) 84KW (60HZ) 3 AC 50HZ 230VD/400VY * 3 AC 60HZ 460VY IM B 3, 3 PTC thermistor for tripping (2 terminals) TERMINAL BOX AT TOP | 7425 | TEM | 1 | LD | 600 | 1
1LE15042DA034AB4 | SIMOTICS SD MOTOR TYPE: 1CV4280A LOW-VOLTAGE MOTOR, IEC SQUIRREL-CAGE,SELF-VENTIL.,IP55 TEMP. CL. 155(F) ACC.TO 130(B) CAST-IRON HOUSING BASIC LINE SUPER PREMIUM EFFICIENCY IE4, 2POLE * FS280S * 75KW (50HZ) 84KW (60HZ) 3 AC 50HZ 400VD/690VY * 3 AC 60HZ 460VD IM B 3, 3 PTC thermistor for tripping (2 terminals) TERMINAL BOX AT TOP | 7425 | TEM | 1 | LD | 600 | 1
1LE15042DA222AA4 | SIMOTICS SD MOTOR TYPE: 1CV4282A LOW-VOLTAGE MOTOR, IEC SQUIRREL-CAGE,SELF-VENTIL.,IP55 TEMP. CL. 155(F) ACC.TO 130(B) CAST-IRON HOUSING BASIC LINE SUPER PREMIUM EFFICIENCY IE4, 2POLE * FS280M * 90KW (50HZ) 101KW (60HZ) 3 AC 50HZ 230VD/400VY * 3 AC 60HZ 460VY IM B 3, without motor protection TERMINAL BOX AT TOP | 8526 | TEM | 1 | LD | 610 | 1
1LE15042DA234AA4 | SIMOTICS SD MOTOR TYPE: 1CV4282A LOW-VOLTAGE MOTOR, IEC SQUIRREL-CAGE,SELF-VENTIL.,IP55 TEMP. CL. 155(F) ACC.TO 130(B) CAST-IRON HOUSING BASIC LINE SUPER PREMIUM EFFICIENCY IE4, 2POLE * FS280M * 90KW (50HZ) 101KW (60HZ) 3 AC 50HZ 400VD/690VY * 3 AC 60HZ 460VD IM B 3, without motor protection TERMINAL BOX AT TOP | 8526 | TEM | 1 | LD | 610 | 1
1LE15042DA222AB4 | SIMOTICS SD MOTOR TYPE: 1CV4282A LOW-VOLTAGE MOTOR, IEC SQUIRREL-CAGE,SELF-VENTIL.,IP55 TEMP. CL. 155(F) ACC.TO 130(B) CAST-IRON HOUSING BASIC LINE SUPER PREMIUM EFFICIENCY IE4, 2POLE * FS280M * 90KW (50HZ) 101KW (60HZ) 3 AC 50HZ 230VD/400VY * 3 AC 60HZ 460VY IM B 3, 3 PTC thermistor for tripping (2 terminals) TERMINAL BOX AT TOP | 8683 | TEM | 1 | LD | 610 | 1
1LE15042DA234AB4 | SIMOTICS SD MOTOR TYPE: 1CV4282A LOW-VOLTAGE MOTOR, IEC SQUIRREL-CAGE,SELF-VENTIL.,IP55 TEMP. CL. 155(F) ACC.TO 130(B) CAST-IRON HOUSING BASIC LINE SUPER PREMIUM EFFICIENCY IE4, 2POLE * FS280M * 90KW (50HZ) 101KW (60HZ) 3 AC 50HZ 400VD/690VY * 3 AC 60HZ 460VD IM B 3, 3 PTC thermistor for tripping (2 terminals) TERMINAL BOX AT TOP | 8683 | TEM | 1 | LD | 610 | 1
1LE15043AA022AA4 | SIMOTICS SD MOTOR TYPE: 1CV4310A LOW-VOLTAGE MOTOR, IEC SQUIRREL-CAGE,SELF-VENTIL.,IP55 TEMP. CL. 155(F) ACC.TO 130(B) CAST-IRON HOUSING BASIC LINE SUPER PREMIUM EFFICIENCY IE4, 2POLE * FS315S * 110KW (50HZ) 123KW (60HZ) 3 AC 50HZ 230VD/400VY * 3 AC 60HZ 460VY IM B 3, without motor protection TERMINAL BOX AT TOP | 10110 | TEM | 1 | LD | 750 | 1
1LE15043AA034AA4 | SIMOTICS SD MOTOR TYPE: 1CV4310A LOW-VOLTAGE MOTOR, IEC SQUIRREL-CAGE,SELF-VENTIL.,IP55 TEMP. CL. 155(F) ACC.TO 130(B) CAST-IRON HOUSING BASIC LINE SUPER PREMIUM EFFICIENCY IE4, 2POLE * FS315S * 110KW (50HZ) 123KW (60HZ) 3 AC 50HZ 400VD/690VY * 3 AC 60HZ 460VD IM B 3, without motor protection TERMINAL BOX AT TOP | 10110 | TEM | 1 | LD | 750 | 1
1LE15043AA022AB4 | SIMOTICS SD MOTOR TYPE: 1CV4310A LOW-VOLTAGE MOTOR, IEC SQUIRREL-CAGE,SELF-VENTIL.,IP55 TEMP. CL. 155(F) ACC.TO 130(B) CAST-IRON HOUSING BASIC LINE SUPER PREMIUM EFFICIENCY IE4, 2POLE * FS315S * 110KW (50HZ) 123KW (60HZ) 3 AC 50HZ 230VD/400VY * 3 AC 60HZ 460VY IM B 3, 3 PTC thermistor for tripping (2 terminals) TERMINAL BOX AT TOP | 10267 | TEM | 1 | LD | 750 | 1
1LE15043AA034AB4 | SIMOTICS SD MOTOR TYPE: 1CV4310A LOW-VOLTAGE MOTOR, IEC SQUIRREL-CAGE,SELF-VENTIL.,IP55 TEMP. CL. 155(F) ACC.TO 130(B) CAST-IRON HOUSING BASIC LINE SUPER PREMIUM EFFICIENCY IE4, 2POLE * FS315S * 110KW (50HZ) 123KW (60HZ) 3 AC 50HZ 400VD/690VY * 3 AC 60HZ 460VD IM B 3, 3 PTC thermistor for tripping (2 terminals) TERMINAL BOX AT TOP | 10267 | TEM | 1 | LD | 750 | 1
1LE15043AA222AA4 | SIMOTICS SD MOTOR TYPE: 1CV4312A LOW-VOLTAGE MOTOR, IEC SQUIRREL-CAGE,SELF-VENTIL.,IP55 TEMP. CL. 155(F) ACC.TO 130(B) CAST-IRON HOUSING BASIC LINE SUPER PREMIUM EFFICIENCY IE4, 2POLE * FS315M * 132KW (50HZ) 148KW (60HZ) 3 AC 50HZ 230VD/400VY * 3 AC 60HZ 460VY IM B 3, without motor protection TERMINAL BOX AT TOP | 12099 | TEM | 1 | LD | 980 | 1
1LE15043AA234AA4 | SIMOTICS SD MOTOR TYPE: 1CV4312A LOW-VOLTAGE MOTOR, IEC SQUIRREL-CAGE,SELF-VENTIL.,IP55 TEMP. CL. 155(F) ACC.TO 130(B) CAST-IRON HOUSING BASIC LINE SUPER PREMIUM EFFICIENCY IE4, 2POLE * FS315M * 132KW (50HZ) 148KW (60HZ) 3 AC 50HZ 400VD/690VY * 3 AC 60HZ 460VD IM B 3, without motor protection TERMINAL BOX AT TOP | 12099 | TEM | 1 | LD | 980 | 1
1LE15043AA222AB4 | SIMOTICS SD MOTOR TYPE: 1CV4312A LOW-VOLTAGE MOTOR, IEC SQUIRREL-CAGE,SELF-VENTIL.,IP55 TEMP. CL. 155(F) ACC.TO 130(B) CAST-IRON HOUSING BASIC LINE SUPER PREMIUM EFFICIENCY IE4, 2POLE * FS315M * 132KW (50HZ) 148KW (60HZ) 3 AC 50HZ 230VD/400VY * 3 AC 60HZ 460VY IM B 3, 3 PTC thermistor for tripping (2 terminals) TERMINAL BOX AT TOP | 12256 | TEM | 1 | LD | 980 | 1
1LE15043AA234AB4 | SIMOTICS SD MOTOR TYPE: 1CV4312A LOW-VOLTAGE MOTOR, IEC SQUIRREL-CAGE,SELF-VENTIL.,IP55 TEMP. CL. 155(F) ACC.TO 130(B) CAST-IRON HOUSING BASIC LINE SUPER PREMIUM EFFICIENCY IE4, 2POLE * FS315M * 132KW (50HZ) 148KW (60HZ) 3 AC 50HZ 400VD/690VY * 3 AC 60HZ 460VD IM B 3, 3 PTC thermistor for tripping (2 terminals) TERMINAL BOX AT TOP | 12256 | TEM | 1 | LD | 980 | 1
1LE15043AA422AA4 | SIMOTICS SD MOTOR TYPE: 1CV4314A LOW-VOLTAGE MOTOR, IEC SQUIRREL-CAGE,SELF-VENTIL.,IP55 TEMP. CL. 155(F) ACC.TO 130(B) CAST-IRON HOUSING BASIC LINE SUPER PREMIUM EFFICIENCY IE4, 2POLE * FS315L * 160KW (50HZ) 180KW (60HZ) 3 AC 50HZ 230VD/400VY * 3 AC 60HZ 460VY IM B 3, without motor protection TERMINAL BOX AT TOP | 15063 | TEM | 1 | LD | 1060 | 1
1LE15043AA434AA4 | SIMOTICS SD MOTOR TYPE: 1CV4314A LOW-VOLTAGE MOTOR, IEC SQUIRREL-CAGE,SELF-VENTIL.,IP55 TEMP. CL. 155(F) ACC.TO 130(B) CAST-IRON HOUSING BASIC LINE SUPER PREMIUM EFFICIENCY IE4, 2POLE * FS315L * 160KW (50HZ) 180KW (60HZ) 3 AC 50HZ 400VD/690VY * 3 AC 60HZ 460VD IM B 3, without motor protection TERMINAL BOX AT TOP | 15063 | TEM | 1 | LD | 1060 | 1
1LE15043AA422AB4 | SIMOTICS SD MOTOR TYPE: 1CV4314A LOW-VOLTAGE MOTOR, IEC SQUIRREL-CAGE,SELF-VENTIL.,IP55 TEMP. CL. 155(F) ACC.TO 130(B) CAST-IRON HOUSING BASIC LINE SUPER PREMIUM EFFICIENCY IE4, 2POLE * FS315L * 160KW (50HZ) 180KW (60HZ) 3 AC 50HZ 230VD/400VY * 3 AC 60HZ 460VY IM B 3, 3 PTC thermistor for tripping (2 terminals) TERMINAL BOX AT TOP | 15220 | TEM | 1 | LD | 1060 | 1
1LE15043AA434AB4 | SIMOTICS SD MOTOR TYPE: 1CV4314A LOW-VOLTAGE MOTOR, IEC SQUIRREL-CAGE,SELF-VENTIL.,IP55 TEMP. CL. 155(F) ACC.TO 130(B) CAST-IRON HOUSING BASIC LINE SUPER PREMIUM EFFICIENCY IE4, 2POLE * FS315L * 160KW (50HZ) 180KW (60HZ) 3 AC 50HZ 400VD/690VY * 3 AC 60HZ 460VD IM B 3, 3 PTC thermistor for tripping (2 terminals) TERMINAL BOX AT TOP | 15220 | TEM | 1 | LD | 1060 | 1
1LE15043AA522AA4 | SIMOTICS SD MOTOR TYPE: 1CV4315A LOW-VOLTAGE MOTOR, IEC SQUIRREL-CAGE,SELF-VENTIL.,IP55 TEMP. CL. 155(F) ACC.TO 130(B) CAST-IRON HOUSING BASIC LINE SUPER PREMIUM EFFICIENCY IE4, 2POLE * FS315L * 200KW (50HZ) 224KW (60HZ) 3 AC 50HZ 230VD/400VY * 3 AC 60HZ 460VY IM B 3, without motor protection TERMINAL BOX AT TOP | 18798 | TEM | 1 | LD | 1180 | 1
1LE15043AA534AA4 | SIMOTICS SD MOTOR TYPE: 1CV4315A LOW-VOLTAGE MOTOR, IEC SQUIRREL-CAGE,SELF-VENTIL.,IP55 TEMP. CL. 155(F) ACC.TO 130(B) CAST-IRON HOUSING BASIC LINE SUPER PREMIUM EFFICIENCY IE4, 2POLE * FS315L * 200KW (50HZ) 224KW (60HZ) 3 AC 50HZ 400VD/690VY * 3 AC 60HZ 460VD IM B 3, without motor protection TERMINAL BOX AT TOP | 18798 | TEM | 1 | LD | 1180 | 1
1LE15043AA522AB4 | SIMOTICS SD MOTOR TYPE: 1CV4315A LOW-VOLTAGE MOTOR, IEC SQUIRREL-CAGE,SELF-VENTIL.,IP55 TEMP. CL. 155(F) ACC.TO 130(B) CAST-IRON HOUSING BASIC LINE SUPER PREMIUM EFFICIENCY IE4, 2POLE * FS315L * 200KW (50HZ) 224KW (60HZ) 3 AC 50HZ 230VD/400VY * 3 AC 60HZ 460VY IM B 3, 3 PTC thermistor for tripping (2 terminals) TERMINAL BOX AT TOP | 18955 | TEM | 1 | LD | 1180 | 1
1LE15043AA534AB4 | SIMOTICS SD MOTOR TYPE: 1CV4315A LOW-VOLTAGE MOTOR, IEC SQUIRREL-CAGE,SELF-VENTIL.,IP55 TEMP. CL. 155(F) ACC.TO 130(B) CAST-IRON HOUSING BASIC LINE SUPER PREMIUM EFFICIENCY IE4, 2POLE * FS315L * 200KW (50HZ) 224KW (60HZ) 3 AC 50HZ 400VD/690VY * 3 AC 60HZ 460VD IM B 3, 3 PTC thermistor for tripping (2 terminals) TERMINAL BOX AT TOP | 18955 | TEM | 1 | LD | 1180 | 1
1LE10041AB422AB4 | SIMOTICS GP MOTOR TYPE: 1AV4104B LOW-VOLTAGE MOTOR, IEC SQUIRREL-CAGE,SELF-VENTIL.,IP55 TEMP. CL. 155(F) ACC.TO 130(B) ALUMINIUM HOUSING PREMIUM EFFICIENCY IE4, 4POLE * FS100L * 2.2KW (50HZ) 2.55KW (60HZ) 3 AC 50HZ 230VD/400VY * 3 AC 60HZ 460VY IM B 3, 3 PTC thermistor for tripping (2 terminals) TERMINAL BOX AT TOP | 518 | TEM | 1 | LD | 30 | 1
1LE10041AB434AB4 | SIMOTICS GP MOTOR TYPE: 1AV4104B LOW-VOLTAGE MOTOR, IEC SQUIRREL-CAGE,SELF-VENTIL.,IP55 TEMP. CL. 155(F) ACC.TO 130(B) ALUMINIUM HOUSING PREMIUM EFFICIENCY IE4, 4POLE * FS100L * 2.2KW (50HZ) 2.55KW (60HZ) 3 AC 50HZ 400VD/690VY * 3 AC 60HZ 460VD IM B 3, 3 PTC thermistor for tripping (2 terminals) TERMINAL BOX AT TOP | 518 | TEM | 1 | LD | 30 | 1
1LE10041AB422AA4 | SIMOTICS GP MOTOR TYPE: 1AV4104B LOW-VOLTAGE MOTOR, IEC SQUIRREL-CAGE,SELF-VENTIL.,IP55 TEMP. CL. 155(F) ACC.TO 130(B) ALUMINIUM HOUSING PREMIUM EFFICIENCY IE4, 4POLE * FS100L * 2.2KW (50HZ) 2.55KW (60HZ) 3 AC 50HZ 230VD/400VY * 3 AC 60HZ 460VY IM B 3, without motor protection TERMINAL BOX AT TOP | 471 | TEM | 1 | LD | 30 | 1
1LE10041AB434AA4 | SIMOTICS GP MOTOR TYPE: 1AV4104B LOW-VOLTAGE MOTOR, IEC SQUIRREL-CAGE,SELF-VENTIL.,IP55 TEMP. CL. 155(F) ACC.TO 130(B) ALUMINIUM HOUSING PREMIUM EFFICIENCY IE4, 4POLE * FS100L * 2.2KW (50HZ) 2.55KW (60HZ) 3 AC 50HZ 400VD/690VY * 3 AC 60HZ 460VD IM B 3, without motor protection TERMINAL BOX AT TOP | 471 | TEM | 1 | LD | 30 | 1
1LE10041AB522AB4 | SIMOTICS GP MOTOR TYPE: 1AV4105B LOW-VOLTAGE MOTOR, IEC SQUIRREL-CAGE,SELF-VENTIL.,IP55 TEMP. CL. 155(F) ACC.TO 130(B) ALUMINIUM HOUSING PREMIUM EFFICIENCY IE4, 4POLE * FS100L * 3KW (50HZ) 3.45KW (60HZ) 3 AC 50HZ 230VD/400VY * 3 AC 60HZ 460VY IM B 3, 3 PTC thermistor for tripping (2 terminals) TERMINAL BOX AT TOP | 587 | TEM | 1 | LD | 38 | 1
1LE10041AB534AB4 | SIMOTICS GP MOTOR TYPE: 1AV4105B LOW-VOLTAGE MOTOR, IEC SQUIRREL-CAGE,SELF-VENTIL.,IP55 TEMP. CL. 155(F) ACC.TO 130(B) ALUMINIUM HOUSING PREMIUM EFFICIENCY IE4, 4POLE * FS100L * 3KW (50HZ) 3.45KW (60HZ) 3 AC 50HZ 400VD/690VY * 3 AC 60HZ 460VD IM B 3, 3 PTC thermistor for tripping (2 terminals) TERMINAL BOX AT TOP | 587 | TEM | 1 | LD | 38 | 1
1LE10041AB522AA4 | SIMOTICS GP MOTOR TYPE: 1AV4105B LOW-VOLTAGE MOTOR, IEC SQUIRREL-CAGE,SELF-VENTIL.,IP55 TEMP. CL. 155(F) ACC.TO 130(B) ALUMINIUM HOUSING PREMIUM EFFICIENCY IE4, 4POLE * FS100L * 3KW (50HZ) 3.45KW (60HZ) 3 AC 50HZ 230VD/400VY * 3 AC 60HZ 460VY IM B 3, without motor protection TERMINAL BOX AT TOP | 540 | TEM | 1 | LD | 38 | 1
1LE10041AB534AA4 | SIMOTICS GP MOTOR TYPE: 1AV4105B LOW-VOLTAGE MOTOR, IEC SQUIRREL-CAGE,SELF-VENTIL.,IP55 TEMP. CL. 155(F) ACC.TO 130(B) ALUMINIUM HOUSING PREMIUM EFFICIENCY IE4, 4POLE * FS100L * 3KW (50HZ) 3.45KW (60HZ) 3 AC 50HZ 400VD/690VY * 3 AC 60HZ 460VD IM B 3, without motor protection TERMINAL BOX AT TOP | 540 | TEM | 1 | LD | 38 | 1
1LE10041BB222AB4 | SIMOTICS GP MOTOR TYPE: 1AV4112B LOW-VOLTAGE MOTOR, IEC SQUIRREL-CAGE,SELF-VENTIL.,IP55 TEMP. CL. 155(F) ACC.TO 130(B) ALUMINIUM HOUSING PREMIUM EFFICIENCY IE4, 4POLE * FS112M * 4KW (50HZ) 4.55KW (60HZ) 3 AC 50HZ 230VD/400VY * 3 AC 60HZ 460VY IM B 3, 3 PTC thermistor for tripping (2 terminals) TERMINAL BOX AT TOP | 709 | TEM | 1 | LD | 46 | 1
1LE10041BB234AB4 | SIMOTICS GP MOTOR TYPE: 1AV4112B LOW-VOLTAGE MOTOR, IEC SQUIRREL-CAGE,SELF-VENTIL.,IP55 TEMP. CL. 155(F) ACC.TO 130(B) ALUMINIUM HOUSING PREMIUM EFFICIENCY IE4, 4POLE * FS112M * 4KW (50HZ) 4.55KW (60HZ) 3 AC 50HZ 400VD/690VY * 3 AC 60HZ 460VD IM B 3, 3 PTC thermistor for tripping (2 terminals) TERMINAL BOX AT TOP | 709 | TEM | 1 | LD | 46 | 1
1LE10041BB222AA4 | SIMOTICS GP MOTOR TYPE: 1AV4112B LOW-VOLTAGE MOTOR, IEC SQUIRREL-CAGE,SELF-VENTIL.,IP55 TEMP. CL. 155(F) ACC.TO 130(B) ALUMINIUM HOUSING PREMIUM EFFICIENCY IE4, 4POLE * FS112M * 4KW (50HZ) 4.55KW (60HZ) 3 AC 50HZ 230VD/400VY * 3 AC 60HZ 460VY IM B 3, without motor protection TERMINAL BOX AT TOP | 662 | TEM | 1 | LD | 46 | 1
1LE10041BB234AA4 | SIMOTICS GP MOTOR TYPE: 1AV4112B LOW-VOLTAGE MOTOR, IEC SQUIRREL-CAGE,SELF-VENTIL.,IP55 TEMP. CL. 155(F) ACC.TO 130(B) ALUMINIUM HOUSING PREMIUM EFFICIENCY IE4, 4POLE * FS112M * 4KW (50HZ) 4.55KW (60HZ) 3 AC 50HZ 400VD/690VY * 3 AC 60HZ 460VD IM B 3, without motor protection TERMINAL BOX AT TOP | 662 | TEM | 1 | LD | 46 | 1
1LE10041CB034AB4 | SIMOTICS GP MOTOR TYPE: 1AV4130B LOW-VOLTAGE MOTOR, IEC SQUIRREL-CAGE,SELF-VENTIL.,IP55 TEMP. CL. 155(F) ACC.TO 130(B) ALUMINIUM HOUSING PREMIUM EFFICIENCY IE4, 4POLE * FS132S * 5.5KW (50HZ) 6.3KW (60HZ) 3 AC 50HZ 400VD/690VY * 3 AC 60HZ 460VD IM B 3, 3 PTC thermistor for tripping (2 terminals) TERMINAL BOX AT TOP | 898 | TEM | 1 | LD | 59 | 1
1LE10041CB022AB4 | SIMOTICS GP MOTOR TYPE: 1AV4130B LOW-VOLTAGE MOTOR, IEC SQUIRREL-CAGE,SELF-VENTIL.,IP55 TEMP. CL. 155(F) ACC.TO 130(B) ALUMINIUM HOUSING PREMIUM EFFICIENCY IE4, 4POLE * FS132S * 5.5KW (50HZ) 6.3KW (60HZ) 3 AC 50HZ 230VD/400VY * 3 AC 60HZ 460VY IM B 3, 3 PTC thermistor for tripping (2 terminals) TERMINAL BOX AT TOP | 898 | TEM | 1 | LD | 59 | 1
1LE10041CB034AA4 | SIMOTICS GP MOTOR TYPE: 1AV4130B LOW-VOLTAGE MOTOR, IEC SQUIRREL-CAGE,SELF-VENTIL.,IP55 TEMP. CL. 155(F) ACC.TO 130(B) ALUMINIUM HOUSING PREMIUM EFFICIENCY IE4, 4POLE * FS132S * 5.5KW (50HZ) 6.3KW (60HZ) 3 AC 50HZ 400VD/690VY * 3 AC 60HZ 460VD IM B 3, without motor protection TERMINAL BOX AT TOP | 829 | TEM | 1 | LD | 59 | 1
1LE10041CB022AA4 | SIMOTICS GP MOTOR TYPE: 1AV4130B LOW-VOLTAGE MOTOR, IEC SQUIRREL-CAGE,SELF-VENTIL.,IP55 TEMP. CL. 155(F) ACC.TO 130(B) ALUMINIUM HOUSING PREMIUM EFFICIENCY IE4, 4POLE * FS132S * 5.5KW (50HZ) 6.3KW (60HZ) 3 AC 50HZ 230VD/400VY * 3 AC 60HZ 460VY IM B 3, without motor protection TERMINAL BOX AT TOP | 829 | TEM | 1 | LD | 59 | 1
1LE10041CB234AB4 | SIMOTICS GP MOTOR TYPE: 1AV4132B LOW-VOLTAGE MOTOR, IEC SQUIRREL-CAGE,SELF-VENTIL.,IP55 TEMP. CL. 155(F) ACC.TO 130(B) ALUMINIUM HOUSING PREMIUM EFFICIENCY IE4, 4POLE * FS132M * 7.5KW (50HZ) 8.6KW (60HZ) 3 AC 50HZ 400VD/690VY * 3 AC 60HZ 460VD IM B 3, 3 PTC thermistor for tripping (2 terminals) TERMINAL BOX AT TOP | 1117 | TEM | 1 | LD | 62 | 1
1LE10041CB222AB4 | SIMOTICS GP MOTOR TYPE: 1AV4132B LOW-VOLTAGE MOTOR, IEC SQUIRREL-CAGE,SELF-VENTIL.,IP55 TEMP. CL. 155(F) ACC.TO 130(B) ALUMINIUM HOUSING PREMIUM EFFICIENCY IE4, 4POLE * FS132M * 7.5KW (50HZ) 8.6KW (60HZ) 3 AC 50HZ 230VD/400VY * 3 AC 60HZ 460VY IM B 3, 3 PTC thermistor for tripping (2 terminals) TERMINAL BOX AT TOP | 1117 | TEM | 1 | LD | 62 | 1
1LE10041CB234AA4 | SIMOTICS GP MOTOR TYPE: 1AV4132B LOW-VOLTAGE MOTOR, IEC SQUIRREL-CAGE,SELF-VENTIL.,IP55 TEMP. CL. 155(F) ACC.TO 130(B) ALUMINIUM HOUSING PREMIUM EFFICIENCY IE4, 4POLE * FS132M * 7.5KW (50HZ) 8.6KW (60HZ) 3 AC 50HZ 400VD/690VY * 3 AC 60HZ 460VD IM B 3, without motor protection TERMINAL BOX AT TOP | 1048 | TEM | 1 | LD | 62 | 1
1LE10041CB222AA4 | SIMOTICS GP MOTOR TYPE: 1AV4132B LOW-VOLTAGE MOTOR, IEC SQUIRREL-CAGE,SELF-VENTIL.,IP55 TEMP. CL. 155(F) ACC.TO 130(B) ALUMINIUM HOUSING PREMIUM EFFICIENCY IE4, 4POLE * FS132M * 7.5KW (50HZ) 8.6KW (60HZ) 3 AC 50HZ 230VD/400VY * 3 AC 60HZ 460VY IM B 3, without motor protection TERMINAL BOX AT TOP | 1048 | TEM | 1 | LD | 62 | 1
1LE10041DB234AB4 | SIMOTICS GP MOTOR TYPE: 1AV4162B LOW-VOLTAGE MOTOR, IEC SQUIRREL-CAGE,SELF-VENTIL.,IP55 TEMP. CL. 155(F) ACC.TO 130(B) ALUMINIUM HOUSING PREMIUM EFFICIENCY IE4, 4POLE * FS160M * 11KW (50HZ) 12.6KW (60HZ) 3 AC 50HZ 400VD/690VY * 3 AC 60HZ 460VD IM B 3, 3 PTC thermistor for tripping (2 terminals) TERMINAL BOX AT TOP | 1446 | TEM | 1 | LD | 98 | 1
1LE10041DB222AB4 | SIMOTICS GP MOTOR TYPE: 1AV4162B LOW-VOLTAGE MOTOR, IEC SQUIRREL-CAGE,SELF-VENTIL.,IP55 TEMP. CL. 155(F) ACC.TO 130(B) ALUMINIUM HOUSING PREMIUM EFFICIENCY IE4, 4POLE * FS160M * 11KW (50HZ) 12.6KW (60HZ) 3 AC 50HZ 230VD/400VY * 3 AC 60HZ 460VY IM B 3, 3 PTC thermistor for tripping (2 terminals) TERMINAL BOX AT TOP | 1446 | TEM | 1 | LD | 98 | 1
1LE10041DB234AA4 | SIMOTICS GP MOTOR TYPE: 1AV4162B LOW-VOLTAGE MOTOR, IEC SQUIRREL-CAGE,SELF-VENTIL.,IP55 TEMP. CL. 155(F) ACC.TO 130(B) ALUMINIUM HOUSING PREMIUM EFFICIENCY IE4, 4POLE * FS160M * 11KW (50HZ) 12.6KW (60HZ) 3 AC 50HZ 400VD/690VY * 3 AC 60HZ 460VD IM B 3, without motor protection TERMINAL BOX AT TOP | 1377 | TEM | 1 | LD | 98 | 1
1LE10041DB222AA4 | SIMOTICS GP MOTOR TYPE: 1AV4162B LOW-VOLTAGE MOTOR, IEC SQUIRREL-CAGE,SELF-VENTIL.,IP55 TEMP. CL. 155(F) ACC.TO 130(B) ALUMINIUM HOUSING PREMIUM EFFICIENCY IE4, 4POLE * FS160M * 11KW (50HZ) 12.6KW (60HZ) 3 AC 50HZ 230VD/400VY * 3 AC 60HZ 460VY IM B 3, without motor protection TERMINAL BOX AT TOP | 1377 | TEM | 1 | LD | 98 | 1
1LE10041DB434AB4 | SIMOTICS GP MOTOR TYPE: 1AV4164B LOW-VOLTAGE MOTOR, IEC SQUIRREL-CAGE,SELF-VENTIL.,IP55 TEMP. CL. 155(F) ACC.TO 130(B) ALUMINIUM HOUSING PREMIUM EFFICIENCY IE4, 4POLE * FS160L * 15KW (50HZ) 17.3KW (60HZ) 3 AC 50HZ 400VD/690VY * 3 AC 60HZ 460VD IM B 3, 3 PTC thermistor for tripping (2 terminals) TERMINAL BOX AT TOP | 1856 | TEM | 1 | LD | 109 | 1
1LE10041DB422AB4 | SIMOTICS GP MOTOR TYPE: 1AV4164B LOW-VOLTAGE MOTOR, IEC SQUIRREL-CAGE,SELF-VENTIL.,IP55 TEMP. CL. 155(F) ACC.TO 130(B) ALUMINIUM HOUSING PREMIUM EFFICIENCY IE4, 4POLE * FS160L * 15KW (50HZ) 17.3KW (60HZ) 3 AC 50HZ 230VD/400VY * 3 AC 60HZ 460VY IM B 3, 3 PTC thermistor for tripping (2 terminals) TERMINAL BOX AT TOP | 1856 | TEM | 1 | LD | 109 | 1
1LE10041DB434AA4 | SIMOTICS GP MOTOR TYPE: 1AV4164B LOW-VOLTAGE MOTOR, IEC SQUIRREL-CAGE,SELF-VENTIL.,IP55 TEMP. CL. 155(F) ACC.TO 130(B) ALUMINIUM HOUSING PREMIUM EFFICIENCY IE4, 4POLE * FS160L * 15KW (50HZ) 17.3KW (60HZ) 3 AC 50HZ 400VD/690VY * 3 AC 60HZ 460VD IM B 3, without motor protection TERMINAL BOX AT TOP | 1787 | TEM | 1 | LD | 109 | 1
1LE10041DB422AA4 | SIMOTICS GP MOTOR TYPE: 1AV4164B LOW-VOLTAGE MOTOR, IEC SQUIRREL-CAGE,SELF-VENTIL.,IP55 TEMP. CL. 155(F) ACC.TO 130(B) ALUMINIUM HOUSING PREMIUM EFFICIENCY IE4, 4POLE * FS160L * 15KW (50HZ) 17.3KW (60HZ) 3 AC 50HZ 230VD/400VY * 3 AC 60HZ 460VY IM B 3, without motor protection TERMINAL BOX AT TOP | 1787 | TEM | 1 | LD | 109 | 1
1LE15041EB234AB4 | SIMOTICS SD MOTOR TYPE: 1CV4182B LOW-VOLTAGE MOTOR, IEC SQUIRREL-CAGE,SELF-VENTIL.,IP55 TEMP. CL. 155(F) ACC.TO 130(B) CAST-IRON HOUSING BASIC LINE PREMIUM EFFICIENCY IE4, 4POLE * FS180M * 18.5KW (50HZ) 21.3KW (60HZ) 3 AC 50HZ 400VD/690VY * 3 AC 60HZ 460VD IM B 3, 3 PTC thermistor for tripping (2 terminals) TERMINAL BOX AT TOP | 2208 | TEM | 1 | LD | 187 | 1
1LE15041EB222AB4 | SIMOTICS SD MOTOR TYPE: 1CV4182B LOW-VOLTAGE MOTOR, IEC SQUIRREL-CAGE,SELF-VENTIL.,IP55 TEMP. CL. 155(F) ACC.TO 130(B) CAST-IRON HOUSING BASIC LINE PREMIUM EFFICIENCY IE4, 4POLE * FS180M * 18.5KW (50HZ) 21.3KW (60HZ) 3 AC 50HZ 230VD/400VY * 3 AC 60HZ 460VY IM B 3, 3 PTC thermistor for tripping (2 terminals) TERMINAL BOX AT TOP | 2208 | TEM | 1 | LD | 187 | 1
1LE15041EB234AA4 | SIMOTICS SD MOTOR TYPE: 1CV4182B LOW-VOLTAGE MOTOR, IEC SQUIRREL-CAGE,SELF-VENTIL.,IP55 TEMP. CL. 155(F) ACC.TO 130(B) CAST-IRON HOUSING BASIC LINE PREMIUM EFFICIENCY IE4, 4POLE * FS180M * 18.5KW (50HZ) 21.3KW (60HZ) 3 AC 50HZ 400VD/690VY * 3 AC 60HZ 460VD IM B 3, without motor protection TERMINAL BOX AT TOP | 2116 | TEM | 1 | LD | 187 | 1
1LE15041EB222AA4 | SIMOTICS SD MOTOR TYPE: 1CV4182B LOW-VOLTAGE MOTOR, IEC SQUIRREL-CAGE,SELF-VENTIL.,IP55 TEMP. CL. 155(F) ACC.TO 130(B) CAST-IRON HOUSING BASIC LINE PREMIUM EFFICIENCY IE4, 4POLE * FS180M * 18.5KW (50HZ) 21.3KW (60HZ) 3 AC 50HZ 230VD/400VY * 3 AC 60HZ 460VY IM B 3, without motor protection TERMINAL BOX AT TOP | 2116 | TEM | 1 | LD | 187 | 1
1LE15041EB434AB4 | SIMOTICS SD MOTOR TYPE: 1CV4184B LOW-VOLTAGE MOTOR, IEC SQUIRREL-CAGE,SELF-VENTIL.,IP55 TEMP. CL. 155(F) ACC.TO 130(B) CAST-IRON HOUSING BASIC LINE PREMIUM EFFICIENCY IE4, 4POLE * FS180L * 22KW (50HZ) 25.3KW (60HZ) 3 AC 50HZ 400VD/690VY * 3 AC 60HZ 460VD IM B 3, 3 PTC thermistor for tripping (2 terminals) TERMINAL BOX AT TOP | 2537 | TEM | 1 | LD | 192 | 1
1LE15041EB422AB4 | SIMOTICS SD MOTOR TYPE: 1CV4184B LOW-VOLTAGE MOTOR, IEC SQUIRREL-CAGE,SELF-VENTIL.,IP55 TEMP. CL. 155(F) ACC.TO 130(B) CAST-IRON HOUSING BASIC LINE PREMIUM EFFICIENCY IE4, 4POLE * FS180L * 22KW (50HZ) 25.3KW (60HZ) 3 AC 50HZ 230VD/400VY * 3 AC 60HZ 460VY IM B 3, 3 PTC thermistor for tripping (2 terminals) TERMINAL BOX AT TOP | 2537 | TEM | 1 | LD | 192 | 1
1LE15041EB434AA4 | SIMOTICS SD MOTOR TYPE: 1CV4184B LOW-VOLTAGE MOTOR, IEC SQUIRREL-CAGE,SELF-VENTIL.,IP55 TEMP. CL. 155(F) ACC.TO 130(B) CAST-IRON HOUSING BASIC LINE PREMIUM EFFICIENCY IE4, 4POLE * FS180L * 22KW (50HZ) 25.3KW (60HZ) 3 AC 50HZ 400VD/690VY * 3 AC 60HZ 460VD IM B 3, without motor protection TERMINAL BOX AT TOP | 2445 | TEM | 1 | LD | 192 | 1
1LE15041EB422AA4 | SIMOTICS SD MOTOR TYPE: 1CV4184B LOW-VOLTAGE MOTOR, IEC SQUIRREL-CAGE,SELF-VENTIL.,IP55 TEMP. CL. 155(F) ACC.TO 130(B) CAST-IRON HOUSING BASIC LINE PREMIUM EFFICIENCY IE4, 4POLE * FS180L * 22KW (50HZ) 25.3KW (60HZ) 3 AC 50HZ 230VD/400VY * 3 AC 60HZ 460VY IM B 3, without motor protection TERMINAL BOX AT TOP | 2445 | TEM | 1 | LD | 192 | 1
1LE15042AB534AB4 | SIMOTICS SD MOTOR TYPE: 1CV4205B LOW-VOLTAGE MOTOR, IEC SQUIRREL-CAGE,SELF-VENTIL.,IP55 TEMP. CL. 155(F) ACC.TO 130(B) CAST-IRON HOUSING BASIC LINE PREMIUM EFFICIENCY IE4, 4POLE * FS200L * 30KW (50HZ) 34.5KW (60HZ) 3 AC 50HZ 400VD/690VY * 3 AC 60HZ 460VD IM B 3, 3 PTC thermistor for tripping (2 terminals) TERMINAL BOX AT TOP | 3239 | TEM | 1 | LD | 258 | 1
1LE15042AB522AB4 | SIMOTICS SD MOTOR TYPE: 1CV4205B LOW-VOLTAGE MOTOR, IEC SQUIRREL-CAGE,SELF-VENTIL.,IP55 TEMP. CL. 155(F) ACC.TO 130(B) CAST-IRON HOUSING BASIC LINE PREMIUM EFFICIENCY IE4, 4POLE * FS200L * 30KW (50HZ) 34.5KW (60HZ) 3 AC 50HZ 230VD/400VY * 3 AC 60HZ 460VY IM B 3, 3 PTC thermistor for tripping (2 terminals) TERMINAL BOX AT TOP | 3239 | TEM | 1 | LD | 258 | 1
1LE15042AB534AA4 | SIMOTICS SD MOTOR TYPE: 1CV4205B LOW-VOLTAGE MOTOR, IEC SQUIRREL-CAGE,SELF-VENTIL.,IP55 TEMP. CL. 155(F) ACC.TO 130(B) CAST-IRON HOUSING BASIC LINE PREMIUM EFFICIENCY IE4, 4POLE * FS200L * 30KW (50HZ) 34.5KW (60HZ) 3 AC 50HZ 400VD/690VY * 3 AC 60HZ 460VD IM B 3, without motor protection TERMINAL BOX AT TOP | 3147 | TEM | 1 | LD | 258 | 1
1LE15042AB522AA4 | SIMOTICS SD MOTOR TYPE: 1CV4205B LOW-VOLTAGE MOTOR, IEC SQUIRREL-CAGE,SELF-VENTIL.,IP55 TEMP. CL. 155(F) ACC.TO 130(B) CAST-IRON HOUSING BASIC LINE PREMIUM EFFICIENCY IE4, 4POLE * FS200L * 30KW (50HZ) 34.5KW (60HZ) 3 AC 50HZ 230VD/400VY * 3 AC 60HZ 460VY IM B 3, without motor protection TERMINAL BOX AT TOP | 3147 | TEM | 1 | LD | 258 | 1
1LE15042BB034AB4 | SIMOTICS SD MOTOR TYPE: 1CV4220B LOW-VOLTAGE MOTOR, IEC SQUIRREL-CAGE,SELF-VENTIL.,IP55 TEMP. CL. 155(F) ACC.TO 130(B) CAST-IRON HOUSING BASIC LINE PREMIUM EFFICIENCY IE4, 4POLE * FS225S * 37KW (50HZ) 42.5KW (60HZ) 3 AC 50HZ 400VD/690VY * 3 AC 60HZ 460VD IM B 3, 3 PTC thermistor for tripping (2 terminals) TERMINAL BOX AT TOP | 3760 | TEM | 1 | LD | 345 | 1
1LE15042BB022AB4 | SIMOTICS SD MOTOR TYPE: 1CV4220B LOW-VOLTAGE MOTOR, IEC SQUIRREL-CAGE,SELF-VENTIL.,IP55 TEMP. CL. 155(F) ACC.TO 130(B) CAST-IRON HOUSING BASIC LINE PREMIUM EFFICIENCY IE4, 4POLE * FS225S * 37KW (50HZ) 42.5KW (60HZ) 3 AC 50HZ 230VD/400VY * 3 AC 60HZ 460VY IM B 3, 3 PTC thermistor for tripping (2 terminals) TERMINAL BOX AT TOP | 3760 | TEM | 1 | LD | 345 | 1
1LE15042BB034AA4 | SIMOTICS SD MOTOR TYPE: 1CV4220B LOW-VOLTAGE MOTOR, IEC SQUIRREL-CAGE,SELF-VENTIL.,IP55 TEMP. CL. 155(F) ACC.TO 130(B) CAST-IRON HOUSING BASIC LINE PREMIUM EFFICIENCY IE4, 4POLE * FS225S * 37KW (50HZ) 42.5KW (60HZ) 3 AC 50HZ 400VD/690VY * 3 AC 60HZ 460VD IM B 3, without motor protection TERMINAL BOX AT TOP | 3634 | TEM | 1 | LD | 345 | 1
1LE15042BB022AA4 | SIMOTICS SD MOTOR TYPE: 1CV4220B LOW-VOLTAGE MOTOR, IEC SQUIRREL-CAGE,SELF-VENTIL.,IP55 TEMP. CL. 155(F) ACC.TO 130(B) CAST-IRON HOUSING BASIC LINE PREMIUM EFFICIENCY IE4, 4POLE * FS225S * 37KW (50HZ) 42.5KW (60HZ) 3 AC 50HZ 230VD/400VY * 3 AC 60HZ 460VY IM B 3, without motor protection TERMINAL BOX AT TOP | 3634 | TEM | 1 | LD | 345 | 1
1LE15042BB234AB4 | SIMOTICS SD MOTOR TYPE: 1CV4222B LOW-VOLTAGE MOTOR, IEC SQUIRREL-CAGE,SELF-VENTIL.,IP55 TEMP. CL. 155(F) ACC.TO 130(B) CAST-IRON HOUSING BASIC LINE SUPER PREMIUM EFFICIENCY IE4, 60HZ, P60: IE3 4POLE * FS225M * 45KW (50HZ) 52KW (60HZ) 3 AC 50HZ 400VD/690VY * 3 AC 60HZ 460VD IM B 3, 3 PTC thermistor for tripping (2 terminals) TERMINAL BOX AT TOP | 4389 | TEM | 1 | LD | 415 | 1
1LE15042BB222AB4 | SIMOTICS SD MOTOR TYPE: 1CV4222B LOW-VOLTAGE MOTOR, IEC SQUIRREL-CAGE,SELF-VENTIL.,IP55 TEMP. CL. 155(F) ACC.TO 130(B) CAST-IRON HOUSING BASIC LINE SUPER PREMIUM EFFICIENCY IE4, 60HZ, P60: IE3 4POLE * FS225M * 45KW (50HZ) 52KW (60HZ) 3 AC 50HZ 230VD/400VY * 3 AC 60HZ 460VY IM B 3, 3 PTC thermistor for tripping (2 terminals) TERMINAL BOX AT TOP | 4389 | TEM | 1 | LD | 415 | 1
1LE15042BB234AA4 | SIMOTICS SD MOTOR TYPE: 1CV4222B LOW-VOLTAGE MOTOR, IEC SQUIRREL-CAGE,SELF-VENTIL.,IP55 TEMP. CL. 155(F) ACC.TO 130(B) CAST-IRON HOUSING BASIC LINE SUPER PREMIUM EFFICIENCY IE4, 60HZ, P60: IE3 4POLE * FS225M * 45KW (50HZ) 52KW (60HZ) 3 AC 50HZ 400VD/690VY * 3 AC 60HZ 460VD IM B 3, without motor protection TERMINAL BOX AT TOP | 4263 | TEM | 1 | LD | 415 | 1
1LE15042BB222AA4 | SIMOTICS SD MOTOR TYPE: 1CV4222B LOW-VOLTAGE MOTOR, IEC SQUIRREL-CAGE,SELF-VENTIL.,IP55 TEMP. CL. 155(F) ACC.TO 130(B) CAST-IRON HOUSING BASIC LINE SUPER PREMIUM EFFICIENCY IE4, 60HZ, P60: IE3 4POLE * FS225M * 45KW (50HZ) 52KW (60HZ) 3 AC 50HZ 230VD/400VY * 3 AC 60HZ 460VY IM B 3, without motor protection TERMINAL BOX AT TOP | 4263 | TEM | 1 | LD | 415 | 1
1LE15042CB234AB4 | SIMOTICS SD MOTOR TYPE: 1CV4252B LOW-VOLTAGE MOTOR, IEC SQUIRREL-CAGE,SELF-VENTIL.,IP55 TEMP. CL. 155(F) ACC.TO 130(B) CAST-IRON HOUSING BASIC LINE SUPER PREMIUM EFFICIENCY IE4, 4POLE * FS250M * 55KW (50HZ) 63KW (60HZ) 3 AC 50HZ 400VD/690VY * 3 AC 60HZ 460VD IM B 3, 3 PTC thermistor for tripping (2 terminals) TERMINAL BOX AT TOP | 5242 | TEM | 1 | LD | 490 | 1
1LE15042CB222AB4 | SIMOTICS SD MOTOR TYPE: 1CV4252B LOW-VOLTAGE MOTOR, IEC SQUIRREL-CAGE,SELF-VENTIL.,IP55 TEMP. CL. 155(F) ACC.TO 130(B) CAST-IRON HOUSING BASIC LINE SUPER PREMIUM EFFICIENCY IE4, 4POLE * FS250M * 55KW (50HZ) 63KW (60HZ) 3 AC 50HZ 230VD/400VY * 3 AC 60HZ 460VY IM B 3, 3 PTC thermistor for tripping (2 terminals) TERMINAL BOX AT TOP | 5242 | TEM | 1 | LD | 490 | 1
1LE15042CB234AA4 | SIMOTICS SD MOTOR TYPE: 1CV4252B LOW-VOLTAGE MOTOR, IEC SQUIRREL-CAGE,SELF-VENTIL.,IP55 TEMP. CL. 155(F) ACC.TO 130(B) CAST-IRON HOUSING BASIC LINE SUPER PREMIUM EFFICIENCY IE4, 4POLE * FS250M * 55KW (50HZ) 63KW (60HZ) 3 AC 50HZ 400VD/690VY * 3 AC 60HZ 460VD IM B 3, without motor protection TERMINAL BOX AT TOP | 5116 | TEM | 1 | LD | 490 | 1
1LE15042CB222AA4 | SIMOTICS SD MOTOR TYPE: 1CV4252B LOW-VOLTAGE MOTOR, IEC SQUIRREL-CAGE,SELF-VENTIL.,IP55 TEMP. CL. 155(F) ACC.TO 130(B) CAST-IRON HOUSING BASIC LINE SUPER PREMIUM EFFICIENCY IE4, 4POLE * FS250M * 55KW (50HZ) 63KW (60HZ) 3 AC 50HZ 230VD/400VY * 3 AC 60HZ 460VY IM B 3, without motor protection TERMINAL BOX AT TOP | 5116 | TEM | 1 | LD | 490 | 1
1LE15042DB034AB4 | SIMOTICS SD MOTOR TYPE: 1CV4280B LOW-VOLTAGE MOTOR, IEC SQUIRREL-CAGE,SELF-VENTIL.,IP55 TEMP. CL. 155(F) ACC.TO 130(B) CAST-IRON HOUSING BASIC LINE SUPER PREMIUM EFFICIENCY IE4, 4POLE * FS280S * 75KW (50HZ) 86KW (60HZ) 3 AC 50HZ 400VD/690VY * 3 AC 60HZ 460VD IM B 3, 3 PTC thermistor for tripping (2 terminals) TERMINAL BOX AT TOP | 7019 | TEM | 1 | LD | 670 | 1
1LE15042DB022AB4 | SIMOTICS SD MOTOR TYPE: 1CV4280B LOW-VOLTAGE MOTOR, IEC SQUIRREL-CAGE,SELF-VENTIL.,IP55 TEMP. CL. 155(F) ACC.TO 130(B) CAST-IRON HOUSING BASIC LINE SUPER PREMIUM EFFICIENCY IE4, 4POLE * FS280S * 75KW (50HZ) 86KW (60HZ) 3 AC 50HZ 230VD/400VY * 3 AC 60HZ 460VY IM B 3, 3 PTC thermistor for tripping (2 terminals) TERMINAL BOX AT TOP | 7019 | TEM | 1 | LD | 670 | 1
1LE15042DB034AA4 | SIMOTICS SD MOTOR TYPE: 1CV4280B LOW-VOLTAGE MOTOR, IEC SQUIRREL-CAGE,SELF-VENTIL.,IP55 TEMP. CL. 155(F) ACC.TO 130(B) CAST-IRON HOUSING BASIC LINE SUPER PREMIUM EFFICIENCY IE4, 4POLE * FS280S * 75KW (50HZ) 86KW (60HZ) 3 AC 50HZ 400VD/690VY * 3 AC 60HZ 460VD IM B 3, without motor protection TERMINAL BOX AT TOP | 6862 | TEM | 1 | LD | 670 | 1
1LE15042DB022AA4 | SIMOTICS SD MOTOR TYPE: 1CV4280B LOW-VOLTAGE MOTOR, IEC SQUIRREL-CAGE,SELF-VENTIL.,IP55 TEMP. CL. 155(F) ACC.TO 130(B) CAST-IRON HOUSING BASIC LINE SUPER PREMIUM EFFICIENCY IE4, 4POLE * FS280S * 75KW (50HZ) 86KW (60HZ) 3 AC 50HZ 230VD/400VY * 3 AC 60HZ 460VY IM B 3, without motor protection TERMINAL BOX AT TOP | 6862 | TEM | 1 | LD | 670 | 1
1LE15042DB234AB4 | SIMOTICS SD MOTOR TYPE: 1CV4282B LOW-VOLTAGE MOTOR, IEC SQUIRREL-CAGE,SELF-VENTIL.,IP55 TEMP. CL. 155(F) ACC.TO 130(B) CAST-IRON HOUSING BASIC LINE SUPER PREMIUM EFFICIENCY IE4, 4POLE * FS280M * 90KW (50HZ) 104KW (60HZ) 3 AC 50HZ 400VD/690VY * 3 AC 60HZ 460VD IM B 3, 3 PTC thermistor for tripping (2 terminals) TERMINAL BOX AT TOP | 8115 | TEM | 1 | LD | 730 | 1
1LE15042DB222AB4 | SIMOTICS SD MOTOR TYPE: 1CV4282B LOW-VOLTAGE MOTOR, IEC SQUIRREL-CAGE,SELF-VENTIL.,IP55 TEMP. CL. 155(F) ACC.TO 130(B) CAST-IRON HOUSING BASIC LINE SUPER PREMIUM EFFICIENCY IE4, 4POLE * FS280M * 90KW (50HZ) 104KW (60HZ) 3 AC 50HZ 230VD/400VY * 3 AC 60HZ 460VY IM B 3, 3 PTC thermistor for tripping (2 terminals) TERMINAL BOX AT TOP | 8115 | TEM | 1 | LD | 730 | 1
1LE15042DB234AA4 | SIMOTICS SD MOTOR TYPE: 1CV4282B LOW-VOLTAGE MOTOR, IEC SQUIRREL-CAGE,SELF-VENTIL.,IP55 TEMP. CL. 155(F) ACC.TO 130(B) CAST-IRON HOUSING BASIC LINE SUPER PREMIUM EFFICIENCY IE4, 4POLE * FS280M * 90KW (50HZ) 104KW (60HZ) 3 AC 50HZ 400VD/690VY * 3 AC 60HZ 460VD IM B 3, without motor protection TERMINAL BOX AT TOP | 7958 | TEM | 1 | LD | 730 | 1
1LE15042DB222AA4 | SIMOTICS SD MOTOR TYPE: 1CV4282B LOW-VOLTAGE MOTOR, IEC SQUIRREL-CAGE,SELF-VENTIL.,IP55 TEMP. CL. 155(F) ACC.TO 130(B) CAST-IRON HOUSING BASIC LINE SUPER PREMIUM EFFICIENCY IE4, 4POLE * FS280M * 90KW (50HZ) 104KW (60HZ) 3 AC 50HZ 230VD/400VY * 3 AC 60HZ 460VY IM B 3, without motor protection TERMINAL BOX AT TOP | 7958 | TEM | 1 | LD | 730 | 1
1LE15043AB034AB4 | SIMOTICS SD MOTOR TYPE: 1CV4310B LOW-VOLTAGE MOTOR, IEC SQUIRREL-CAGE,SELF-VENTIL.,IP55 TEMP. CL. 155(F) ACC.TO 130(B) CAST-IRON HOUSING BASIC LINE SUPER PREMIUM EFFICIENCY IE4, 4POLE * FS315M * 110KW (50HZ) 127KW (60HZ) 3 AC 50HZ 400VD/690VY * 3 AC 60HZ 460VD IM B 3, 3 PTC thermistor for tripping (2 terminals) TERMINAL BOX AT TOP | 10023 | TEM | 1 | LD | 910 | 1
1LE15043AB022AB4 | SIMOTICS SD MOTOR TYPE: 1CV4310B LOW-VOLTAGE MOTOR, IEC SQUIRREL-CAGE,SELF-VENTIL.,IP55 TEMP. CL. 155(F) ACC.TO 130(B) CAST-IRON HOUSING BASIC LINE SUPER PREMIUM EFFICIENCY IE4, 4POLE * FS315M * 110KW (50HZ) 127KW (60HZ) 3 AC 50HZ 230VD/400VY * 3 AC 60HZ 460VY IM B 3, 3 PTC thermistor for tripping (2 terminals) TERMINAL BOX AT TOP | 10023 | TEM | 1 | LD | 910 | 1
1LE15043AB034AA4 | SIMOTICS SD MOTOR TYPE: 1CV4310B LOW-VOLTAGE MOTOR, IEC SQUIRREL-CAGE,SELF-VENTIL.,IP55 TEMP. CL. 155(F) ACC.TO 130(B) CAST-IRON HOUSING BASIC LINE SUPER PREMIUM EFFICIENCY IE4, 4POLE * FS315M * 110KW (50HZ) 127KW (60HZ) 3 AC 50HZ 400VD/690VY * 3 AC 60HZ 460VD IM B 3, without motor protection TERMINAL BOX AT TOP | 9866 | TEM | 1 | LD | 910 | 1
1LE15043AB022AA4 | SIMOTICS SD MOTOR TYPE: 1CV4310B LOW-VOLTAGE MOTOR, IEC SQUIRREL-CAGE,SELF-VENTIL.,IP55 TEMP. CL. 155(F) ACC.TO 130(B) CAST-IRON HOUSING BASIC LINE SUPER PREMIUM EFFICIENCY IE4, 4POLE * FS315M * 110KW (50HZ) 127KW (60HZ) 3 AC 50HZ 230VD/400VY * 3 AC 60HZ 460VY IM B 3, without motor protection TERMINAL BOX AT TOP | 9866 | TEM | 1 | LD | 910 | 1
1LE15043AB234AB4 | SIMOTICS SD MOTOR TYPE: 1CV4312B LOW-VOLTAGE MOTOR, IEC SQUIRREL-CAGE,SELF-VENTIL.,IP55 TEMP. CL. 155(F) ACC.TO 130(B) CAST-IRON HOUSING BASIC LINE SUPER PREMIUM EFFICIENCY IE4, 4POLE * FS315M * 132KW (50HZ) 152KW (60HZ) 3 AC 50HZ 400VD/690VY * 3 AC 60HZ 460VD IM B 3, 3 PTC thermistor for tripping (2 terminals) TERMINAL BOX AT TOP | 11769 | TEM | 1 | LD | 990 | 1
1LE15043AB222AB4 | SIMOTICS SD MOTOR TYPE: 1CV4312B LOW-VOLTAGE MOTOR, IEC SQUIRREL-CAGE,SELF-VENTIL.,IP55 TEMP. CL. 155(F) ACC.TO 130(B) CAST-IRON HOUSING BASIC LINE SUPER PREMIUM EFFICIENCY IE4, 4POLE * FS315M * 132KW (50HZ) 152KW (60HZ) 3 AC 50HZ 230VD/400VY * 3 AC 60HZ 460VY IM B 3, 3 PTC thermistor for tripping (2 terminals) TERMINAL BOX AT TOP | 11769 | TEM | 1 | LD | 990 | 1
1LE15043AB234AA4 | SIMOTICS SD MOTOR TYPE: 1CV4312B LOW-VOLTAGE MOTOR, IEC SQUIRREL-CAGE,SELF-VENTIL.,IP55 TEMP. CL. 155(F) ACC.TO 130(B) CAST-IRON HOUSING BASIC LINE SUPER PREMIUM EFFICIENCY IE4, 4POLE * FS315M * 132KW (50HZ) 152KW (60HZ) 3 AC 50HZ 400VD/690VY * 3 AC 60HZ 460VD IM B 3, without motor protection TERMINAL BOX AT TOP | 11612 | TEM | 1 | LD | 990 | 1
1LE15043AB222AA4 | SIMOTICS SD MOTOR TYPE: 1CV4312B LOW-VOLTAGE MOTOR, IEC SQUIRREL-CAGE,SELF-VENTIL.,IP55 TEMP. CL. 155(F) ACC.TO 130(B) CAST-IRON HOUSING BASIC LINE SUPER PREMIUM EFFICIENCY IE4, 4POLE * FS315M * 132KW (50HZ) 152KW (60HZ) 3 AC 50HZ 230VD/400VY * 3 AC 60HZ 460VY IM B 3, without motor protection TERMINAL BOX AT TOP | 11612 | TEM | 1 | LD | 990 | 1
1LE15043AB434AB4 | SIMOTICS SD MOTOR TYPE: 1CV4314B LOW-VOLTAGE MOTOR, IEC SQUIRREL-CAGE,SELF-VENTIL.,IP55 TEMP. CL. 155(F) ACC.TO 130(B) CAST-IRON HOUSING BASIC LINE SUPER PREMIUM EFFICIENCY IE4, 4POLE * FS315L * 160KW (50HZ) 184KW (60HZ) 3 AC 50HZ 400VD/690VY * 3 AC 60HZ 460VD IM B 3, 3 PTC thermistor for tripping (2 terminals) TERMINAL BOX AT TOP | 14205 | TEM | 1 | LD | 1220 | 1
1LE15043AB422AB4 | SIMOTICS SD MOTOR TYPE: 1CV4314B LOW-VOLTAGE MOTOR, IEC SQUIRREL-CAGE,SELF-VENTIL.,IP55 TEMP. CL. 155(F) ACC.TO 130(B) CAST-IRON HOUSING BASIC LINE SUPER PREMIUM EFFICIENCY IE4, 4POLE * FS315L * 160KW (50HZ) 184KW (60HZ) 3 AC 50HZ 230VD/400VY * 3 AC 60HZ 460VY IM B 3, 3 PTC thermistor for tripping (2 terminals) TERMINAL BOX AT TOP | 14205 | TEM | 1 | LD | 1220 | 1
1LE15043AB434AA4 | SIMOTICS SD MOTOR TYPE: 1CV4314B LOW-VOLTAGE MOTOR, IEC SQUIRREL-CAGE,SELF-VENTIL.,IP55 TEMP. CL. 155(F) ACC.TO 130(B) CAST-IRON HOUSING BASIC LINE SUPER PREMIUM EFFICIENCY IE4, 4POLE * FS315L * 160KW (50HZ) 184KW (60HZ) 3 AC 50HZ 400VD/690VY * 3 AC 60HZ 460VD IM B 3, without motor protection TERMINAL BOX AT TOP | 14048 | TEM | 1 | LD | 1220 | 1
1LE15043AB422AA4 | SIMOTICS SD MOTOR TYPE: 1CV4314B LOW-VOLTAGE MOTOR, IEC SQUIRREL-CAGE,SELF-VENTIL.,IP55 TEMP. CL. 155(F) ACC.TO 130(B) CAST-IRON HOUSING BASIC LINE SUPER PREMIUM EFFICIENCY IE4, 4POLE * FS315L * 160KW (50HZ) 184KW (60HZ) 3 AC 50HZ 230VD/400VY * 3 AC 60HZ 460VY IM B 3, without motor protection TERMINAL BOX AT TOP | 14048 | TEM | 1 | LD | 1220 | 1
1LE15043AB534AB4 | SIMOTICS SD MOTOR TYPE: 1CV4315B LOW-VOLTAGE MOTOR, IEC SQUIRREL-CAGE,SELF-VENTIL.,IP55 TEMP. CL. 155(F) ACC.TO 130(B) CAST-IRON HOUSING BASIC LINE SUPER PREMIUM EFFICIENCY IE4, 4POLE * FS315L * 200KW (50HZ) 230KW (60HZ) 3 AC 50HZ 400VD/690VY * 3 AC 60HZ 460VD IM B 3, 3 PTC thermistor for tripping (2 terminals) TERMINAL BOX AT TOP | 17656 | TEM | 1 | LD | 1380 | 1
1LE15043AB522AB4 | SIMOTICS SD MOTOR TYPE: 1CV4315B LOW-VOLTAGE MOTOR, IEC SQUIRREL-CAGE,SELF-VENTIL.,IP55 TEMP. CL. 155(F) ACC.TO 130(B) CAST-IRON HOUSING BASIC LINE SUPER PREMIUM EFFICIENCY IE4, 4POLE * FS315L * 200KW (50HZ) 230KW (60HZ) 3 AC 50HZ 230VD/400VY * 3 AC 60HZ 460VY IM B 3, 3 PTC thermistor for tripping (2 terminals) TERMINAL BOX AT TOP | 17656 | TEM | 1 | LD | 1380 | 1
1LE15043AB534AA4 | SIMOTICS SD MOTOR TYPE: 1CV4315B LOW-VOLTAGE MOTOR, IEC SQUIRREL-CAGE,SELF-VENTIL.,IP55 TEMP. CL. 155(F) ACC.TO 130(B) CAST-IRON HOUSING BASIC LINE SUPER PREMIUM EFFICIENCY IE4, 4POLE * FS315L * 200KW (50HZ) 230KW (60HZ) 3 AC 50HZ 400VD/690VY * 3 AC 60HZ 460VD IM B 3, without motor protection TERMINAL BOX AT TOP | 17499 | TEM | 1 | LD | 1380 | 1
1LE15043AB522AA4 | SIMOTICS SD MOTOR TYPE: 1CV4315B LOW-VOLTAGE MOTOR, IEC SQUIRREL-CAGE,SELF-VENTIL.,IP55 TEMP. CL. 155(F) ACC.TO 130(B) CAST-IRON HOUSING BASIC LINE SUPER PREMIUM EFFICIENCY IE4, 4POLE * FS315L * 200KW (50HZ) 230KW (60HZ) 3 AC 50HZ 230VD/400VY * 3 AC 60HZ 460VY IM B 3, without motor protection TERMINAL BOX AT TOP | 17499 | TEM | 1 | LD | 1380 | 1
1LE10041AA434FB4 | SIMOTICS GP MOTOR TYPE: 1AV4104A LOW-VOLTAGE MOTOR, IEC SQUIRREL-CAGE,SELF-VENTIL.,IP55 TEMP. CL. 155(F) ACC.TO 130(B) ALUMINIUM HOUSING PREMIUM EFFICIENCY IE4, 2POLE * FS100L * 3KW (50HZ) 3.45KW (60HZ) 3 AC 50HZ 400VD/690VY * 3 AC 60HZ 460VD IM B 5, FLANGE: FF215(A250) 3 PTC thermistor for tripping (2 terminals) TERMINAL BOX AT TOP | 594 | TEM | 1 | LD | 27 | 1
1LE10041AA422FB4 | SIMOTICS GP MOTOR TYPE: 1AV4104A LOW-VOLTAGE MOTOR, IEC SQUIRREL-CAGE,SELF-VENTIL.,IP55 TEMP. CL. 155(F) ACC.TO 130(B) ALUMINIUM HOUSING PREMIUM EFFICIENCY IE4, 2POLE * FS100L * 3KW (50HZ) 3.45KW (60HZ) 3 AC 50HZ 230VD/400VY * 3 AC 60HZ 460VY IM B 5, FLANGE: FF215(A250) 3 PTC thermistor for tripping (2 terminals) TERMINAL BOX AT TOP | 594 | TEM | 1 | LD | 27 | 1
1LE10041AA434FA4 | SIMOTICS GP MOTOR TYPE: 1AV4104A LOW-VOLTAGE MOTOR, IEC SQUIRREL-CAGE,SELF-VENTIL.,IP55 TEMP. CL. 155(F) ACC.TO 130(B) ALUMINIUM HOUSING PREMIUM EFFICIENCY IE4, 2POLE * FS100L * 3KW (50HZ) 3.45KW (60HZ) 3 AC 50HZ 400VD/690VY * 3 AC 60HZ 460VD IM B 5, FLANGE: FF215(A250) without motor protection TERMINAL BOX AT TOP | 548 | TEM | 1 | LD | 27 | 1
1LE10041AA422FA4 | SIMOTICS GP MOTOR TYPE: 1AV4104A LOW-VOLTAGE MOTOR, IEC SQUIRREL-CAGE,SELF-VENTIL.,IP55 TEMP. CL. 155(F) ACC.TO 130(B) ALUMINIUM HOUSING PREMIUM EFFICIENCY IE4, 2POLE * FS100L * 3KW (50HZ) 3.45KW (60HZ) 3 AC 50HZ 230VD/400VY * 3 AC 60HZ 460VY IM B 5, FLANGE: FF215(A250) without motor protection TERMINAL BOX AT TOP | 548 | TEM | 1 | LD | 27 | 1
1LE10041BA234FB4 | SIMOTICS GP MOTOR TYPE: 1AV4112A LOW-VOLTAGE MOTOR, IEC SQUIRREL-CAGE,SELF-VENTIL.,IP55 TEMP. CL. 155(F) ACC.TO 130(B) ALUMINIUM HOUSING PREMIUM EFFICIENCY IE4, 2POLE * FS112M * 4KW (50HZ) 4.55KW (60HZ) 3 AC 50HZ 400VD/690VY * 3 AC 60HZ 460VD IM B 5, FLANGE: FF215(A250) 3 PTC thermistor for tripping (2 terminals) TERMINAL BOX AT TOP | 695 | TEM | 1 | LD | 34 | 1
1LE10041BA222FB4 | SIMOTICS GP MOTOR TYPE: 1AV4112A LOW-VOLTAGE MOTOR, IEC SQUIRREL-CAGE,SELF-VENTIL.,IP55 TEMP. CL. 155(F) ACC.TO 130(B) ALUMINIUM HOUSING PREMIUM EFFICIENCY IE4, 2POLE * FS112M * 4KW (50HZ) 4.55KW (60HZ) 3 AC 50HZ 230VD/400VY * 3 AC 60HZ 460VY IM B 5, FLANGE: FF215(A250) 3 PTC thermistor for tripping (2 terminals) TERMINAL BOX AT TOP | 695 | TEM | 1 | LD | 34 | 1
1LE10041BA234FA4 | SIMOTICS GP MOTOR TYPE: 1AV4112A LOW-VOLTAGE MOTOR, IEC SQUIRREL-CAGE,SELF-VENTIL.,IP55 TEMP. CL. 155(F) ACC.TO 130(B) ALUMINIUM HOUSING PREMIUM EFFICIENCY IE4, 2POLE * FS112M * 4KW (50HZ) 4.55KW (60HZ) 3 AC 50HZ 400VD/690VY * 3 AC 60HZ 460VD IM B 5, FLANGE: FF215(A250) without motor protection TERMINAL BOX AT TOP | 649 | TEM | 1 | LD | 34 | 1
1LE10041BA222FA4 | SIMOTICS GP MOTOR TYPE: 1AV4112A LOW-VOLTAGE MOTOR, IEC SQUIRREL-CAGE,SELF-VENTIL.,IP55 TEMP. CL. 155(F) ACC.TO 130(B) ALUMINIUM HOUSING PREMIUM EFFICIENCY IE4, 2POLE * FS112M * 4KW (50HZ) 4.55KW (60HZ) 3 AC 50HZ 230VD/400VY * 3 AC 60HZ 460VY IM B 5, FLANGE: FF215(A250) without motor protection TERMINAL BOX AT TOP | 649 | TEM | 1 | LD | 34 | 1
1LE10041CA034FB4 | SIMOTICS GP MOTOR TYPE: 1AV4130A LOW-VOLTAGE MOTOR, IEC SQUIRREL-CAGE,SELF-VENTIL.,IP55 TEMP. CL. 155(F) ACC.TO 130(B) ALUMINIUM HOUSING PREMIUM EFFICIENCY IE4, 2POLE * FS132S * 5.5KW (50HZ) 6.3KW (60HZ) 3 AC 50HZ 400VD/690VY * 3 AC 60HZ 460VD IM B 5, FLANGE: FF265(A300) 3 PTC thermistor for tripping (2 terminals) TERMINAL BOX AT TOP | 884 | TEM | 1 | LD | 44 | 1
1LE10041CA022FB4 | SIMOTICS GP MOTOR TYPE: 1AV4130A LOW-VOLTAGE MOTOR, IEC SQUIRREL-CAGE,SELF-VENTIL.,IP55 TEMP. CL. 155(F) ACC.TO 130(B) ALUMINIUM HOUSING PREMIUM EFFICIENCY IE4, 2POLE * FS132S * 5.5KW (50HZ) 6.3KW (60HZ) 3 AC 50HZ 230VD/400VY * 3 AC 60HZ 460VY IM B 5, FLANGE: FF265(A300) 3 PTC thermistor for tripping (2 terminals) TERMINAL BOX AT TOP | 884 | TEM | 1 | LD | 44 | 1
1LE10041CA034FA4 | SIMOTICS GP MOTOR TYPE: 1AV4130A LOW-VOLTAGE MOTOR, IEC SQUIRREL-CAGE,SELF-VENTIL.,IP55 TEMP. CL. 155(F) ACC.TO 130(B) ALUMINIUM HOUSING PREMIUM EFFICIENCY IE4, 2POLE * FS132S * 5.5KW (50HZ) 6.3KW (60HZ) 3 AC 50HZ 400VD/690VY * 3 AC 60HZ 460VD IM B 5, FLANGE: FF265(A300) without motor protection TERMINAL BOX AT TOP | 815 | TEM | 1 | LD | 44 | 1
1LE10041CA022FA4 | SIMOTICS GP MOTOR TYPE: 1AV4130A LOW-VOLTAGE MOTOR, IEC SQUIRREL-CAGE,SELF-VENTIL.,IP55 TEMP. CL. 155(F) ACC.TO 130(B) ALUMINIUM HOUSING PREMIUM EFFICIENCY IE4, 2POLE * FS132S * 5.5KW (50HZ) 6.3KW (60HZ) 3 AC 50HZ 230VD/400VY * 3 AC 60HZ 460VY IM B 5, FLANGE: FF265(A300) without motor protection TERMINAL BOX AT TOP | 815 | TEM | 1 | LD | 44 | 1
1LE10041CA134FB4 | SIMOTICS GP MOTOR TYPE: 1AV4131A LOW-VOLTAGE MOTOR, IEC SQUIRREL-CAGE,SELF-VENTIL.,IP55 TEMP. CL. 155(F) ACC.TO 130(B) ALUMINIUM HOUSING PREMIUM EFFICIENCY IE4, 2POLE * FS132S * 7.5KW (50HZ) 8.6KW (60HZ) 3 AC 50HZ 400VD/690VY * 3 AC 60HZ 460VD IM B 5, FLANGE: FF265(A300) 3 PTC thermistor for tripping (2 terminals) TERMINAL BOX AT TOP | 1091 | TEM | 1 | LD | 56 | 1
1LE10041CA122FB4 | SIMOTICS GP MOTOR TYPE: 1AV4131A LOW-VOLTAGE MOTOR, IEC SQUIRREL-CAGE,SELF-VENTIL.,IP55 TEMP. CL. 155(F) ACC.TO 130(B) ALUMINIUM HOUSING PREMIUM EFFICIENCY IE4, 2POLE * FS132S * 7.5KW (50HZ) 8.6KW (60HZ) 3 AC 50HZ 230VD/400VY * 3 AC 60HZ 460VY IM B 5, FLANGE: FF265(A300) 3 PTC thermistor for tripping (2 terminals) TERMINAL BOX AT TOP | 1091 | TEM | 1 | LD | 56 | 1
1LE10041CA134FA4 | SIMOTICS GP MOTOR TYPE: 1AV4131A LOW-VOLTAGE MOTOR, IEC SQUIRREL-CAGE,SELF-VENTIL.,IP55 TEMP. CL. 155(F) ACC.TO 130(B) ALUMINIUM HOUSING PREMIUM EFFICIENCY IE4, 2POLE * FS132S * 7.5KW (50HZ) 8.6KW (60HZ) 3 AC 50HZ 400VD/690VY * 3 AC 60HZ 460VD IM B 5, FLANGE: FF265(A300) without motor protection TERMINAL BOX AT TOP | 1022 | TEM | 1 | LD | 56 | 1
1LE10041CA122FA4 | SIMOTICS GP MOTOR TYPE: 1AV4131A LOW-VOLTAGE MOTOR, IEC SQUIRREL-CAGE,SELF-VENTIL.,IP55 TEMP. CL. 155(F) ACC.TO 130(B) ALUMINIUM HOUSING PREMIUM EFFICIENCY IE4, 2POLE * FS132S * 7.5KW (50HZ) 8.6KW (60HZ) 3 AC 50HZ 230VD/400VY * 3 AC 60HZ 460VY IM B 5, FLANGE: FF265(A300) without motor protection TERMINAL BOX AT TOP | 1022 | TEM | 1 | LD | 56 | 1
1LE10041DA234FB4 | SIMOTICS GP MOTOR TYPE: 1AV4162A LOW-VOLTAGE MOTOR, IEC SQUIRREL-CAGE,SELF-VENTIL.,IP55 TEMP. CL. 155(F) ACC.TO 130(B) ALUMINIUM HOUSING PREMIUM EFFICIENCY IE4, 2POLE * FS160M * 11KW (50HZ) 12.6KW (60HZ) 3 AC 50HZ 400VD/690VY * 3 AC 60HZ 460VD IM B 5, FLANGE: FF300(A350) 3 PTC thermistor for tripping (2 terminals) TERMINAL BOX AT TOP | 1484 | TEM | 1 | LD | 84 | 1
1LE10041DA222FB4 | SIMOTICS GP MOTOR TYPE: 1AV4162A LOW-VOLTAGE MOTOR, IEC SQUIRREL-CAGE,SELF-VENTIL.,IP55 TEMP. CL. 155(F) ACC.TO 130(B) ALUMINIUM HOUSING PREMIUM EFFICIENCY IE4, 2POLE * FS160M * 11KW (50HZ) 12.6KW (60HZ) 3 AC 50HZ 230VD/400VY * 3 AC 60HZ 460VY IM B 5, FLANGE: FF300(A350) 3 PTC thermistor for tripping (2 terminals) TERMINAL BOX AT TOP | 1484 | TEM | 1 | LD | 84 | 1
1LE10041DA234FA4 | SIMOTICS GP MOTOR TYPE: 1AV4162A LOW-VOLTAGE MOTOR, IEC SQUIRREL-CAGE,SELF-VENTIL.,IP55 TEMP. CL. 155(F) ACC.TO 130(B) ALUMINIUM HOUSING PREMIUM EFFICIENCY IE4, 2POLE * FS160M * 11KW (50HZ) 12.6KW (60HZ) 3 AC 50HZ 400VD/690VY * 3 AC 60HZ 460VD IM B 5, FLANGE: FF300(A350) without motor protection TERMINAL BOX AT TOP | 1414 | TEM | 1 | LD | 84 | 1
1LE10041DA222FA4 | SIMOTICS GP MOTOR TYPE: 1AV4162A LOW-VOLTAGE MOTOR, IEC SQUIRREL-CAGE,SELF-VENTIL.,IP55 TEMP. CL. 155(F) ACC.TO 130(B) ALUMINIUM HOUSING PREMIUM EFFICIENCY IE4, 2POLE * FS160M * 11KW (50HZ) 12.6KW (60HZ) 3 AC 50HZ 230VD/400VY * 3 AC 60HZ 460VY IM B 5, FLANGE: FF300(A350) without motor protection TERMINAL BOX AT TOP | 1414 | TEM | 1 | LD | 84 | 1
1LE10041DA334FB4 | SIMOTICS GP MOTOR TYPE: 1AV4163A LOW-VOLTAGE MOTOR, IEC SQUIRREL-CAGE,SELF-VENTIL.,IP55 TEMP. CL. 155(F) ACC.TO 130(B) ALUMINIUM HOUSING PREMIUM EFFICIENCY IE4, 2POLE * FS160M * 15KW (50HZ) 17.3KW (60HZ) 3 AC 50HZ 400VD/690VY * 3 AC 60HZ 460VD IM B 5, FLANGE: FF300(A350) 3 PTC thermistor for tripping (2 terminals) TERMINAL BOX AT TOP | 1894 | TEM | 1 | LD | 98 | 1
1LE10041DA322FB4 | SIMOTICS GP MOTOR TYPE: 1AV4163A LOW-VOLTAGE MOTOR, IEC SQUIRREL-CAGE,SELF-VENTIL.,IP55 TEMP. CL. 155(F) ACC.TO 130(B) ALUMINIUM HOUSING PREMIUM EFFICIENCY IE4, 2POLE * FS160M * 15KW (50HZ) 17.3KW (60HZ) 3 AC 50HZ 230VD/400VY * 3 AC 60HZ 460VY IM B 5, FLANGE: FF300(A350) 3 PTC thermistor for tripping (2 terminals) TERMINAL BOX AT TOP | 1894 | TEM | 1 | LD | 98 | 1
1LE10041DA334FA4 | SIMOTICS GP MOTOR TYPE: 1AV4163A LOW-VOLTAGE MOTOR, IEC SQUIRREL-CAGE,SELF-VENTIL.,IP55 TEMP. CL. 155(F) ACC.TO 130(B) ALUMINIUM HOUSING PREMIUM EFFICIENCY IE4, 2POLE * FS160M * 15KW (50HZ) 17.3KW (60HZ) 3 AC 50HZ 400VD/690VY * 3 AC 60HZ 460VD IM B 5, FLANGE: FF300(A350) without motor protection TERMINAL BOX AT TOP | 1824 | TEM | 1 | LD | 98 | 1
1LE10041DA322FA4 | SIMOTICS GP MOTOR TYPE: 1AV4163A LOW-VOLTAGE MOTOR, IEC SQUIRREL-CAGE,SELF-VENTIL.,IP55 TEMP. CL. 155(F) ACC.TO 130(B) ALUMINIUM HOUSING PREMIUM EFFICIENCY IE4, 2POLE * FS160M * 15KW (50HZ) 17.3KW (60HZ) 3 AC 50HZ 230VD/400VY * 3 AC 60HZ 460VY IM B 5, FLANGE: FF300(A350) without motor protection TERMINAL BOX AT TOP | 1824 | TEM | 1 | LD | 98 | 1
1LE10041DA434FB4 | SIMOTICS GP MOTOR TYPE: 1AV4164A LOW-VOLTAGE MOTOR, IEC SQUIRREL-CAGE,SELF-VENTIL.,IP55 TEMP. CL. 155(F) ACC.TO 130(B) ALUMINIUM HOUSING PREMIUM EFFICIENCY IE4, 2POLE * FS160L * 18.5KW (50HZ) 21.3KW (60HZ) 3 AC 50HZ 400VD/690VY * 3 AC 60HZ 460VD IM B 5, FLANGE: FF300(A350) 3 PTC thermistor for tripping (2 terminals) TERMINAL BOX AT TOP | 2239 | TEM | 1 | LD | 112 | 1
1LE10041DA422FB4 | SIMOTICS GP MOTOR TYPE: 1AV4164A LOW-VOLTAGE MOTOR, IEC SQUIRREL-CAGE,SELF-VENTIL.,IP55 TEMP. CL. 155(F) ACC.TO 130(B) ALUMINIUM HOUSING PREMIUM EFFICIENCY IE4, 2POLE * FS160L * 18.5KW (50HZ) 21.3KW (60HZ) 3 AC 50HZ 230VD/400VY * 3 AC 60HZ 460VY IM B 5, FLANGE: FF300(A350) 3 PTC thermistor for tripping (2 terminals) TERMINAL BOX AT TOP | 2239 | TEM | 1 | LD | 112 | 1
1LE10041DA434FA4 | SIMOTICS GP MOTOR TYPE: 1AV4164A LOW-VOLTAGE MOTOR, IEC SQUIRREL-CAGE,SELF-VENTIL.,IP55 TEMP. CL. 155(F) ACC.TO 130(B) ALUMINIUM HOUSING PREMIUM EFFICIENCY IE4, 2POLE * FS160L * 18.5KW (50HZ) 21.3KW (60HZ) 3 AC 50HZ 400VD/690VY * 3 AC 60HZ 460VD IM B 5, FLANGE: FF300(A350) without motor protection TERMINAL BOX AT TOP | 2169 | TEM | 1 | LD | 112 | 1
1LE10041DA422FA4 | SIMOTICS GP MOTOR TYPE: 1AV4164A LOW-VOLTAGE MOTOR, IEC SQUIRREL-CAGE,SELF-VENTIL.,IP55 TEMP. CL. 155(F) ACC.TO 130(B) ALUMINIUM HOUSING PREMIUM EFFICIENCY IE4, 2POLE * FS160L * 18.5KW (50HZ) 21.3KW (60HZ) 3 AC 50HZ 230VD/400VY * 3 AC 60HZ 460VY IM B 5, FLANGE: FF300(A350) without motor protection TERMINAL BOX AT TOP | 2169 | TEM | 1 | LD | 112 | 1
1LE15041EA234FB4 | SIMOTICS SD MOTOR TYPE: 1CV4182A LOW-VOLTAGE MOTOR, IEC SQUIRREL-CAGE,SELF-VENTIL.,IP55 TEMP. CL. 155(F) ACC.TO 130(B) CAST-IRON HOUSING BASIC LINE PREMIUM EFFICIENCY IE4, 2POLE * FS180M * 22KW (50HZ) 24.5KW (60HZ) 3 AC 50HZ 400VD/690VY * 3 AC 60HZ 460VD IM B 5, FLANGE: FF300(A350) 3 PTC thermistor for tripping (2 terminals) TERMINAL BOX AT TOP | 2693 | TEM | 1 | LD | 175 | 1
1LE15041EA222FB4 | SIMOTICS SD MOTOR TYPE: 1CV4182A LOW-VOLTAGE MOTOR, IEC SQUIRREL-CAGE,SELF-VENTIL.,IP55 TEMP. CL. 155(F) ACC.TO 130(B) CAST-IRON HOUSING BASIC LINE PREMIUM EFFICIENCY IE4, 2POLE * FS180M * 22KW (50HZ) 24.5KW (60HZ) 3 AC 50HZ 230VD/400VY * 3 AC 60HZ 460VY IM B 5, FLANGE: FF300(A350) 3 PTC thermistor for tripping (2 terminals) TERMINAL BOX AT TOP | 2693 | TEM | 1 | LD | 175 | 1
1LE15041EA234FA4 | SIMOTICS SD MOTOR TYPE: 1CV4182A LOW-VOLTAGE MOTOR, IEC SQUIRREL-CAGE,SELF-VENTIL.,IP55 TEMP. CL. 155(F) ACC.TO 130(B) CAST-IRON HOUSING BASIC LINE PREMIUM EFFICIENCY IE4, 2POLE * FS180M * 22KW (50HZ) 24.5KW (60HZ) 3 AC 50HZ 400VD/690VY * 3 AC 60HZ 460VD IM B 5, FLANGE: FF300(A350) without motor protection TERMINAL BOX AT TOP | 2601 | TEM | 1 | LD | 175 | 1
1LE15041EA222FA4 | SIMOTICS SD MOTOR TYPE: 1CV4182A LOW-VOLTAGE MOTOR, IEC SQUIRREL-CAGE,SELF-VENTIL.,IP55 TEMP. CL. 155(F) ACC.TO 130(B) CAST-IRON HOUSING BASIC LINE PREMIUM EFFICIENCY IE4, 2POLE * FS180M * 22KW (50HZ) 24.5KW (60HZ) 3 AC 50HZ 230VD/400VY * 3 AC 60HZ 460VY IM B 5, FLANGE: FF300(A350) without motor protection TERMINAL BOX AT TOP | 2601 | TEM | 1 | LD | 175 | 1
1LE15042AA434FB4 | SIMOTICS SD MOTOR TYPE: 1CV4204A LOW-VOLTAGE MOTOR, IEC SQUIRREL-CAGE,SELF-VENTIL.,IP55 TEMP. CL. 155(F) ACC.TO 130(B) CAST-IRON HOUSING BASIC LINE PREMIUM EFFICIENCY IE4, 2POLE * FS200L * 30KW (50HZ) 33.5KW (60HZ) 3 AC 50HZ 400VD/690VY * 3 AC 60HZ 460VD IM B 5, FLANGE: FF350(A400) 3 PTC thermistor for tripping (2 terminals) TERMINAL BOX AT TOP | 3406 | TEM | 1 | LD | 222 | 1
1LE15042AA422FB4 | SIMOTICS SD MOTOR TYPE: 1CV4204A LOW-VOLTAGE MOTOR, IEC SQUIRREL-CAGE,SELF-VENTIL.,IP55 TEMP. CL. 155(F) ACC.TO 130(B) CAST-IRON HOUSING BASIC LINE PREMIUM EFFICIENCY IE4, 2POLE * FS200L * 30KW (50HZ) 33.5KW (60HZ) 3 AC 50HZ 230VD/400VY * 3 AC 60HZ 460VY IM B 5, FLANGE: FF350(A400) 3 PTC thermistor for tripping (2 terminals) TERMINAL BOX AT TOP | 3406 | TEM | 1 | LD | 222 | 1
1LE15042AA434FA4 | SIMOTICS SD MOTOR TYPE: 1CV4204A LOW-VOLTAGE MOTOR, IEC SQUIRREL-CAGE,SELF-VENTIL.,IP55 TEMP. CL. 155(F) ACC.TO 130(B) CAST-IRON HOUSING BASIC LINE PREMIUM EFFICIENCY IE4, 2POLE * FS200L * 30KW (50HZ) 33.5KW (60HZ) 3 AC 50HZ 400VD/690VY * 3 AC 60HZ 460VD IM B 5, FLANGE: FF350(A400) without motor protection TERMINAL BOX AT TOP | 3314 | TEM | 1 | LD | 222 | 1
1LE15042AA422FA4 | SIMOTICS SD MOTOR TYPE: 1CV4204A LOW-VOLTAGE MOTOR, IEC SQUIRREL-CAGE,SELF-VENTIL.,IP55 TEMP. CL. 155(F) ACC.TO 130(B) CAST-IRON HOUSING BASIC LINE PREMIUM EFFICIENCY IE4, 2POLE * FS200L * 30KW (50HZ) 33.5KW (60HZ) 3 AC 50HZ 230VD/400VY * 3 AC 60HZ 460VY IM B 5, FLANGE: FF350(A400) without motor protection TERMINAL BOX AT TOP | 3314 | TEM | 1 | LD | 222 | 1
1LE15042AA534FB4 | SIMOTICS SD MOTOR TYPE: 1CV4205A LOW-VOLTAGE MOTOR, IEC SQUIRREL-CAGE,SELF-VENTIL.,IP55 TEMP. CL. 155(F) ACC.TO 130(B) CAST-IRON HOUSING BASIC LINE PREMIUM EFFICIENCY IE4, 2POLE * FS200L * 37KW (50HZ) 41.5KW (60HZ) 3 AC 50HZ 400VD/690VY * 3 AC 60HZ 460VD IM B 5, FLANGE: FF350(A400) 3 PTC thermistor for tripping (2 terminals) TERMINAL BOX AT TOP | 4222 | TEM | 1 | LD | 263 | 1
1LE15042AA522FB4 | SIMOTICS SD MOTOR TYPE: 1CV4205A LOW-VOLTAGE MOTOR, IEC SQUIRREL-CAGE,SELF-VENTIL.,IP55 TEMP. CL. 155(F) ACC.TO 130(B) CAST-IRON HOUSING BASIC LINE PREMIUM EFFICIENCY IE4, 2POLE * FS200L * 37KW (50HZ) 41.5KW (60HZ) 3 AC 50HZ 230VD/400VY * 3 AC 60HZ 460VY IM B 5, FLANGE: FF350(A400) 3 PTC thermistor for tripping (2 terminals) TERMINAL BOX AT TOP | 4222 | TEM | 1 | LD | 263 | 1
1LE15042AA534FA4 | SIMOTICS SD MOTOR TYPE: 1CV4205A LOW-VOLTAGE MOTOR, IEC SQUIRREL-CAGE,SELF-VENTIL.,IP55 TEMP. CL. 155(F) ACC.TO 130(B) CAST-IRON HOUSING BASIC LINE PREMIUM EFFICIENCY IE4, 2POLE * FS200L * 37KW (50HZ) 41.5KW (60HZ) 3 AC 50HZ 400VD/690VY * 3 AC 60HZ 460VD IM B 5, FLANGE: FF350(A400) without motor protection TERMINAL BOX AT TOP | 4130 | TEM | 1 | LD | 263 | 1
1LE15042AA522FA4 | SIMOTICS SD MOTOR TYPE: 1CV4205A LOW-VOLTAGE MOTOR, IEC SQUIRREL-CAGE,SELF-VENTIL.,IP55 TEMP. CL. 155(F) ACC.TO 130(B) CAST-IRON HOUSING BASIC LINE PREMIUM EFFICIENCY IE4, 2POLE * FS200L * 37KW (50HZ) 41.5KW (60HZ) 3 AC 50HZ 230VD/400VY * 3 AC 60HZ 460VY IM B 5, FLANGE: FF350(A400) without motor protection TERMINAL BOX AT TOP | 4130 | TEM | 1 | LD | 263 | 1
1LE15042BA234FB4 | SIMOTICS SD MOTOR TYPE: 1CV4222A LOW-VOLTAGE MOTOR, IEC SQUIRREL-CAGE,SELF-VENTIL.,IP55 TEMP. CL. 155(F) ACC.TO 130(B) CAST-IRON HOUSING BASIC LINE SUPER PREMIUM EFFICIENCY IE4, 2POLE * FS225M * 45KW (50HZ) 51KW (60HZ) 3 AC 50HZ 400VD/690VY * 3 AC 60HZ 460VD IM B 5, FLANGE: FF400(A450) 3 PTC thermistor for tripping (2 terminals) TERMINAL BOX AT TOP | 4837 | TEM | 1 | LD | 330 | 1
1LE15042BA222FB4 | SIMOTICS SD MOTOR TYPE: 1CV4222A LOW-VOLTAGE MOTOR, IEC SQUIRREL-CAGE,SELF-VENTIL.,IP55 TEMP. CL. 155(F) ACC.TO 130(B) CAST-IRON HOUSING BASIC LINE SUPER PREMIUM EFFICIENCY IE4, 2POLE * FS225M * 45KW (50HZ) 51KW (60HZ) 3 AC 50HZ 230VD/400VY * 3 AC 60HZ 460VY IM B 5, FLANGE: FF400(A450) 3 PTC thermistor for tripping (2 terminals) TERMINAL BOX AT TOP | 4837 | TEM | 1 | LD | 330 | 1
1LE15042BA234FA4 | SIMOTICS SD MOTOR TYPE: 1CV4222A LOW-VOLTAGE MOTOR, IEC SQUIRREL-CAGE,SELF-VENTIL.,IP55 TEMP. CL. 155(F) ACC.TO 130(B) CAST-IRON HOUSING BASIC LINE SUPER PREMIUM EFFICIENCY IE4, 2POLE * FS225M * 45KW (50HZ) 51KW (60HZ) 3 AC 50HZ 400VD/690VY * 3 AC 60HZ 460VD IM B 5, FLANGE: FF400(A450) without motor protection TERMINAL BOX AT TOP | 4711 | TEM | 1 | LD | 330 | 1
1LE15042BA222FA4 | SIMOTICS SD MOTOR TYPE: 1CV4222A LOW-VOLTAGE MOTOR, IEC SQUIRREL-CAGE,SELF-VENTIL.,IP55 TEMP. CL. 155(F) ACC.TO 130(B) CAST-IRON HOUSING BASIC LINE SUPER PREMIUM EFFICIENCY IE4, 2POLE * FS225M * 45KW (50HZ) 51KW (60HZ) 3 AC 50HZ 230VD/400VY * 3 AC 60HZ 460VY IM B 5, FLANGE: FF400(A450) without motor protection TERMINAL BOX AT TOP | 4711 | TEM | 1 | LD | 330 | 1
1LE15042CA234FB4 | SIMOTICS SD MOTOR TYPE: 1CV4252A LOW-VOLTAGE MOTOR, IEC SQUIRREL-CAGE,SELF-VENTIL.,IP55 TEMP. CL. 155(F) ACC.TO 130(B) CAST-IRON HOUSING BASIC LINE SUPER PREMIUM EFFICIENCY IE4, 2POLE * FS250M * 55KW (50HZ) 62KW (60HZ) 3 AC 50HZ 400VD/690VY * 3 AC 60HZ 460VD IM B 5, FLANGE: FF500(A550) 3 PTC thermistor for tripping (2 terminals) TERMINAL BOX AT TOP | 5682 | TEM | 1 | LD | 430 | 1
1LE15042CA222FB4 | SIMOTICS SD MOTOR TYPE: 1CV4252A LOW-VOLTAGE MOTOR, IEC SQUIRREL-CAGE,SELF-VENTIL.,IP55 TEMP. CL. 155(F) ACC.TO 130(B) CAST-IRON HOUSING BASIC LINE SUPER PREMIUM EFFICIENCY IE4, 2POLE * FS250M * 55KW (50HZ) 62KW (60HZ) 3 AC 50HZ 230VD/400VY * 3 AC 60HZ 460VY IM B 5, FLANGE: FF500(A550) 3 PTC thermistor for tripping (2 terminals) TERMINAL BOX AT TOP | 5682 | TEM | 1 | LD | 430 | 1
1LE15042CA234FA4 | SIMOTICS SD MOTOR TYPE: 1CV4252A LOW-VOLTAGE MOTOR, IEC SQUIRREL-CAGE,SELF-VENTIL.,IP55 TEMP. CL. 155(F) ACC.TO 130(B) CAST-IRON HOUSING BASIC LINE SUPER PREMIUM EFFICIENCY IE4, 2POLE * FS250M * 55KW (50HZ) 62KW (60HZ) 3 AC 50HZ 400VD/690VY * 3 AC 60HZ 460VD IM B 5, FLANGE: FF500(A550) without motor protection TERMINAL BOX AT TOP | 5556 | TEM | 1 | LD | 430 | 1
1LE15042CA222FA4 | SIMOTICS SD MOTOR TYPE: 1CV4252A LOW-VOLTAGE MOTOR, IEC SQUIRREL-CAGE,SELF-VENTIL.,IP55 TEMP. CL. 155(F) ACC.TO 130(B) CAST-IRON HOUSING BASIC LINE SUPER PREMIUM EFFICIENCY IE4, 2POLE * FS250M * 55KW (50HZ) 62KW (60HZ) 3 AC 50HZ 230VD/400VY * 3 AC 60HZ 460VY IM B 5, FLANGE: FF500(A550) without motor protection TERMINAL BOX AT TOP | 5556 | TEM | 1 | LD | 430 | 1
1LE15042DA034FB4 | SIMOTICS SD MOTOR TYPE: 1CV4280A LOW-VOLTAGE MOTOR, IEC SQUIRREL-CAGE,SELF-VENTIL.,IP55 TEMP. CL. 155(F) ACC.TO 130(B) CAST-IRON HOUSING BASIC LINE SUPER PREMIUM EFFICIENCY IE4, 2POLE * FS280S * 75KW (50HZ) 84KW (60HZ) 3 AC 50HZ 400VD/690VY * 3 AC 60HZ 460VD IM B 5, FLANGE: FF500(A550) 3 PTC thermistor for tripping (2 terminals) TERMINAL BOX AT TOP | 7710 | TEM | 1 | LD | 600 | 1
1LE15042DA022FB4 | SIMOTICS SD MOTOR TYPE: 1CV4280A LOW-VOLTAGE MOTOR, IEC SQUIRREL-CAGE,SELF-VENTIL.,IP55 TEMP. CL. 155(F) ACC.TO 130(B) CAST-IRON HOUSING BASIC LINE SUPER PREMIUM EFFICIENCY IE4, 2POLE * FS280S * 75KW (50HZ) 84KW (60HZ) 3 AC 50HZ 230VD/400VY * 3 AC 60HZ 460VY IM B 5, FLANGE: FF500(A550) 3 PTC thermistor for tripping (2 terminals) TERMINAL BOX AT TOP | 7710 | TEM | 1 | LD | 600 | 1
1LE15042DA034FA4 | SIMOTICS SD MOTOR TYPE: 1CV4280A LOW-VOLTAGE MOTOR, IEC SQUIRREL-CAGE,SELF-VENTIL.,IP55 TEMP. CL. 155(F) ACC.TO 130(B) CAST-IRON HOUSING BASIC LINE SUPER PREMIUM EFFICIENCY IE4, 2POLE * FS280S * 75KW (50HZ) 84KW (60HZ) 3 AC 50HZ 400VD/690VY * 3 AC 60HZ 460VD IM B 5, FLANGE: FF500(A550) without motor protection TERMINAL BOX AT TOP | 7553 | TEM | 1 | LD | 600 | 1
1LE15042DA022FA4 | SIMOTICS SD MOTOR TYPE: 1CV4280A LOW-VOLTAGE MOTOR, IEC SQUIRREL-CAGE,SELF-VENTIL.,IP55 TEMP. CL. 155(F) ACC.TO 130(B) CAST-IRON HOUSING BASIC LINE SUPER PREMIUM EFFICIENCY IE4, 2POLE * FS280S * 75KW (50HZ) 84KW (60HZ) 3 AC 50HZ 230VD/400VY * 3 AC 60HZ 460VY IM B 5, FLANGE: FF500(A550) without motor protection TERMINAL BOX AT TOP | 7553 | TEM | 1 | LD | 600 | 1
1LE15042DA234FB4 | SIMOTICS SD MOTOR TYPE: 1CV4282A LOW-VOLTAGE MOTOR, IEC SQUIRREL-CAGE,SELF-VENTIL.,IP55 TEMP. CL. 155(F) ACC.TO 130(B) CAST-IRON HOUSING BASIC LINE SUPER PREMIUM EFFICIENCY IE4, 2POLE * FS280M * 90KW (50HZ) 101KW (60HZ) 3 AC 50HZ 400VD/690VY * 3 AC 60HZ 460VD IM B 5, FLANGE: FF500(A550) 3 PTC thermistor for tripping (2 terminals) TERMINAL BOX AT TOP | 8969 | TEM | 1 | LD | 610 | 1
1LE15042DA222FB4 | SIMOTICS SD MOTOR TYPE: 1CV4282A LOW-VOLTAGE MOTOR, IEC SQUIRREL-CAGE,SELF-VENTIL.,IP55 TEMP. CL. 155(F) ACC.TO 130(B) CAST-IRON HOUSING BASIC LINE SUPER PREMIUM EFFICIENCY IE4, 2POLE * FS280M * 90KW (50HZ) 101KW (60HZ) 3 AC 50HZ 230VD/400VY * 3 AC 60HZ 460VY IM B 5, FLANGE: FF500(A550) 3 PTC thermistor for tripping (2 terminals) TERMINAL BOX AT TOP | 8969 | TEM | 1 | LD | 610 | 1
1LE15042DA234FA4 | SIMOTICS SD MOTOR TYPE: 1CV4282A LOW-VOLTAGE MOTOR, IEC SQUIRREL-CAGE,SELF-VENTIL.,IP55 TEMP. CL. 155(F) ACC.TO 130(B) CAST-IRON HOUSING BASIC LINE SUPER PREMIUM EFFICIENCY IE4, 2POLE * FS280M * 90KW (50HZ) 101KW (60HZ) 3 AC 50HZ 400VD/690VY * 3 AC 60HZ 460VD IM B 5, FLANGE: FF500(A550) without motor protection TERMINAL BOX AT TOP | 8812 | TEM | 1 | LD | 610 | 1
1LE15042DA222FA4 | SIMOTICS SD MOTOR TYPE: 1CV4282A LOW-VOLTAGE MOTOR, IEC SQUIRREL-CAGE,SELF-VENTIL.,IP55 TEMP. CL. 155(F) ACC.TO 130(B) CAST-IRON HOUSING BASIC LINE SUPER PREMIUM EFFICIENCY IE4, 2POLE * FS280M * 90KW (50HZ) 101KW (60HZ) 3 AC 50HZ 230VD/400VY * 3 AC 60HZ 460VY IM B 5, FLANGE: FF500(A550) without motor protection TERMINAL BOX AT TOP | 8812 | TEM | 1 | LD | 610 | 1
1LE15043AA034FB4 | SIMOTICS SD MOTOR TYPE: 1CV4310A LOW-VOLTAGE MOTOR, IEC SQUIRREL-CAGE,SELF-VENTIL.,IP55 TEMP. CL. 155(F) ACC.TO 130(B) CAST-IRON HOUSING BASIC LINE SUPER PREMIUM EFFICIENCY IE4, 2POLE * FS315S * 110KW (50HZ) 123KW (60HZ) 3 AC 50HZ 400VD/690VY * 3 AC 60HZ 460VD IM B 5, FLANGE: FF600(A660) 3 PTC thermistor for tripping (2 terminals) TERMINAL BOX AT TOP | 10673 | TEM | 1 | LD | 750 | 1
1LE15043AA022FB4 | SIMOTICS SD MOTOR TYPE: 1CV4310A LOW-VOLTAGE MOTOR, IEC SQUIRREL-CAGE,SELF-VENTIL.,IP55 TEMP. CL. 155(F) ACC.TO 130(B) CAST-IRON HOUSING BASIC LINE SUPER PREMIUM EFFICIENCY IE4, 2POLE * FS315S * 110KW (50HZ) 123KW (60HZ) 3 AC 50HZ 230VD/400VY * 3 AC 60HZ 460VY IM B 5, FLANGE: FF600(A660) 3 PTC thermistor for tripping (2 terminals) TERMINAL BOX AT TOP | 10673 | TEM | 1 | LD | 750 | 1
1LE15043AA034FA4 | SIMOTICS SD MOTOR TYPE: 1CV4310A LOW-VOLTAGE MOTOR, IEC SQUIRREL-CAGE,SELF-VENTIL.,IP55 TEMP. CL. 155(F) ACC.TO 130(B) CAST-IRON HOUSING BASIC LINE SUPER PREMIUM EFFICIENCY IE4, 2POLE * FS315S * 110KW (50HZ) 123KW (60HZ) 3 AC 50HZ 400VD/690VY * 3 AC 60HZ 460VD IM B 5, FLANGE: FF600(A660) without motor protection TERMINAL BOX AT TOP | 10516 | TEM | 1 | LD | 750 | 1
1LE15043AA022FA4 | SIMOTICS SD MOTOR TYPE: 1CV4310A LOW-VOLTAGE MOTOR, IEC SQUIRREL-CAGE,SELF-VENTIL.,IP55 TEMP. CL. 155(F) ACC.TO 130(B) CAST-IRON HOUSING BASIC LINE SUPER PREMIUM EFFICIENCY IE4, 2POLE * FS315S * 110KW (50HZ) 123KW (60HZ) 3 AC 50HZ 230VD/400VY * 3 AC 60HZ 460VY IM B 5, FLANGE: FF600(A660) without motor protection TERMINAL BOX AT TOP | 10516 | TEM | 1 | LD | 750 | 1
1LE15043AA234FB4 | SIMOTICS SD MOTOR TYPE: 1CV4312A LOW-VOLTAGE MOTOR, IEC SQUIRREL-CAGE,SELF-VENTIL.,IP55 TEMP. CL. 155(F) ACC.TO 130(B) CAST-IRON HOUSING BASIC LINE SUPER PREMIUM EFFICIENCY IE4, 2POLE * FS315M * 132KW (50HZ) 148KW (60HZ) 3 AC 50HZ 400VD/690VY * 3 AC 60HZ 460VD IM B 5, FLANGE: FF600(A660) 3 PTC thermistor for tripping (2 terminals) TERMINAL BOX AT TOP | 12662 | TEM | 1 | LD | 980 | 1
1LE10041AB422FB4 | SIMOTICS GP MOTOR TYPE: 1AV4104B LOW-VOLTAGE MOTOR, IEC SQUIRREL-CAGE,SELF-VENTIL.,IP55 TEMP. CL. 155(F) ACC.TO 130(B) ALUMINIUM HOUSING PREMIUM EFFICIENCY IE4, 4POLE * FS100L * 2.2KW (50HZ) 2.55KW (60HZ) 3 AC 50HZ 230VD/400VY * 3 AC 60HZ 460VY IM B 5, FLANGE: FF215(A250) 3 PTC thermistor for tripping (2 terminals) TERMINAL BOX AT TOP | 549 | TEM | 1 | LD | 30 | 1
1LE10041AB434FB4 | SIMOTICS GP MOTOR TYPE: 1AV4104B LOW-VOLTAGE MOTOR, IEC SQUIRREL-CAGE,SELF-VENTIL.,IP55 TEMP. CL. 155(F) ACC.TO 130(B) ALUMINIUM HOUSING PREMIUM EFFICIENCY IE4, 4POLE * FS100L * 2.2KW (50HZ) 2.55KW (60HZ) 3 AC 50HZ 400VD/690VY * 3 AC 60HZ 460VD IM B 5, FLANGE: FF215(A250) 3 PTC thermistor for tripping (2 terminals) TERMINAL BOX AT TOP | 549 | TEM | 1 | LD | 30 | 1
1LE10041AB422FA4 | SIMOTICS GP MOTOR TYPE: 1AV4104B LOW-VOLTAGE MOTOR, IEC SQUIRREL-CAGE,SELF-VENTIL.,IP55 TEMP. CL. 155(F) ACC.TO 130(B) ALUMINIUM HOUSING PREMIUM EFFICIENCY IE4, 4POLE * FS100L * 2.2KW (50HZ) 2.55KW (60HZ) 3 AC 50HZ 230VD/400VY * 3 AC 60HZ 460VY IM B 5, FLANGE: FF215(A250) without motor protection TERMINAL BOX AT TOP | 503 | TEM | 1 | LD | 30 | 1
1LE10041AB434FA4 | SIMOTICS GP MOTOR TYPE: 1AV4104B LOW-VOLTAGE MOTOR, IEC SQUIRREL-CAGE,SELF-VENTIL.,IP55 TEMP. CL. 155(F) ACC.TO 130(B) ALUMINIUM HOUSING PREMIUM EFFICIENCY IE4, 4POLE * FS100L * 2.2KW (50HZ) 2.55KW (60HZ) 3 AC 50HZ 400VD/690VY * 3 AC 60HZ 460VD IM B 5, FLANGE: FF215(A250) without motor protection TERMINAL BOX AT TOP | 503 | TEM | 1 | LD | 30 | 1
1LE10041AB534FB4 | SIMOTICS GP MOTOR TYPE: 1AV4105B LOW-VOLTAGE MOTOR, IEC SQUIRREL-CAGE,SELF-VENTIL.,IP55 TEMP. CL. 155(F) ACC.TO 130(B) ALUMINIUM HOUSING PREMIUM EFFICIENCY IE4, 4POLE * FS100L * 3KW (50HZ) 3.45KW (60HZ) 3 AC 50HZ 400VD/690VY * 3 AC 60HZ 460VD IM B 5, FLANGE: FF215(A250) 3 PTC thermistor for tripping (2 terminals) TERMINAL BOX AT TOP | 618 | TEM | 1 | LD | 38 | 1
1LE10041AB522FB4 | SIMOTICS GP MOTOR TYPE: 1AV4105B LOW-VOLTAGE MOTOR, IEC SQUIRREL-CAGE,SELF-VENTIL.,IP55 TEMP. CL. 155(F) ACC.TO 130(B) ALUMINIUM HOUSING PREMIUM EFFICIENCY IE4, 4POLE * FS100L * 3KW (50HZ) 3.45KW (60HZ) 3 AC 50HZ 230VD/400VY * 3 AC 60HZ 460VY IM B 5, FLANGE: FF215(A250) 3 PTC thermistor for tripping (2 terminals) TERMINAL BOX AT TOP | 618 | TEM | 1 | LD | 38 | 1
1LE10041AB534FA4 | SIMOTICS GP MOTOR TYPE: 1AV4105B LOW-VOLTAGE MOTOR, IEC SQUIRREL-CAGE,SELF-VENTIL.,IP55 TEMP. CL. 155(F) ACC.TO 130(B) ALUMINIUM HOUSING PREMIUM EFFICIENCY IE4, 4POLE * FS100L * 3KW (50HZ) 3.45KW (60HZ) 3 AC 50HZ 400VD/690VY * 3 AC 60HZ 460VD IM B 5, FLANGE: FF215(A250) without motor protection TERMINAL BOX AT TOP | 572 | TEM | 1 | LD | 38 | 1
1LE10041AB522FA4 | SIMOTICS GP MOTOR TYPE: 1AV4105B LOW-VOLTAGE MOTOR, IEC SQUIRREL-CAGE,SELF-VENTIL.,IP55 TEMP. CL. 155(F) ACC.TO 130(B) ALUMINIUM HOUSING PREMIUM EFFICIENCY IE4, 4POLE * FS100L * 3KW (50HZ) 3.45KW (60HZ) 3 AC 50HZ 230VD/400VY * 3 AC 60HZ 460VY IM B 5, FLANGE: FF215(A250) without motor protection TERMINAL BOX AT TOP | 572 | TEM | 1 | LD | 38 | 1
1LE10041BB234FB4 | SIMOTICS GP MOTOR TYPE: 1AV4112B LOW-VOLTAGE MOTOR, IEC SQUIRREL-CAGE,SELF-VENTIL.,IP55 TEMP. CL. 155(F) ACC.TO 130(B) ALUMINIUM HOUSING PREMIUM EFFICIENCY IE4, 4POLE * FS112M * 4KW (50HZ) 4.55KW (60HZ) 3 AC 50HZ 400VD/690VY * 3 AC 60HZ 460VD IM B 5, FLANGE: FF215(A250) 3 PTC thermistor for tripping (2 terminals) TERMINAL BOX AT TOP | 748 | TEM | 1 | LD | 46 | 1
1LE10041BB222FB4 | SIMOTICS GP MOTOR TYPE: 1AV4112B LOW-VOLTAGE MOTOR, IEC SQUIRREL-CAGE,SELF-VENTIL.,IP55 TEMP. CL. 155(F) ACC.TO 130(B) ALUMINIUM HOUSING PREMIUM EFFICIENCY IE4, 4POLE * FS112M * 4KW (50HZ) 4.55KW (60HZ) 3 AC 50HZ 230VD/400VY * 3 AC 60HZ 460VY IM B 5, FLANGE: FF215(A250) 3 PTC thermistor for tripping (2 terminals) TERMINAL BOX AT TOP | 748 | TEM | 1 | LD | 46 | 1
1LE10041BB234FA4 | SIMOTICS GP MOTOR TYPE: 1AV4112B LOW-VOLTAGE MOTOR, IEC SQUIRREL-CAGE,SELF-VENTIL.,IP55 TEMP. CL. 155(F) ACC.TO 130(B) ALUMINIUM HOUSING PREMIUM EFFICIENCY IE4, 4POLE * FS112M * 4KW (50HZ) 4.55KW (60HZ) 3 AC 50HZ 400VD/690VY * 3 AC 60HZ 460VD IM B 5, FLANGE: FF215(A250) without motor protection TERMINAL BOX AT TOP | 701 | TEM | 1 | LD | 46 | 1
1LE10041BB222FA4 | SIMOTICS GP MOTOR TYPE: 1AV4112B LOW-VOLTAGE MOTOR, IEC SQUIRREL-CAGE,SELF-VENTIL.,IP55 TEMP. CL. 155(F) ACC.TO 130(B) ALUMINIUM HOUSING PREMIUM EFFICIENCY IE4, 4POLE * FS112M * 4KW (50HZ) 4.55KW (60HZ) 3 AC 50HZ 230VD/400VY * 3 AC 60HZ 460VY IM B 5, FLANGE: FF215(A250) without motor protection TERMINAL BOX AT TOP | 701 | TEM | 1 | LD | 46 | 1
1LE10041CB034FB4 | SIMOTICS GP MOTOR TYPE: 1AV4130B LOW-VOLTAGE MOTOR, IEC SQUIRREL-CAGE,SELF-VENTIL.,IP55 TEMP. CL. 155(F) ACC.TO 130(B) ALUMINIUM HOUSING PREMIUM EFFICIENCY IE4, 4POLE * FS132S * 5.5KW (50HZ) 6.3KW (60HZ) 3 AC 50HZ 400VD/690VY * 3 AC 60HZ 460VD IM B 5, FLANGE: FF265(A300) 3 PTC thermistor for tripping (2 terminals) TERMINAL BOX AT TOP | 949 | TEM | 1 | LD | 59 | 1
1LE10041CB022FB4 | SIMOTICS GP MOTOR TYPE: 1AV4130B LOW-VOLTAGE MOTOR, IEC SQUIRREL-CAGE,SELF-VENTIL.,IP55 TEMP. CL. 155(F) ACC.TO 130(B) ALUMINIUM HOUSING PREMIUM EFFICIENCY IE4, 4POLE * FS132S * 5.5KW (50HZ) 6.3KW (60HZ) 3 AC 50HZ 230VD/400VY * 3 AC 60HZ 460VY IM B 5, FLANGE: FF265(A300) 3 PTC thermistor for tripping (2 terminals) TERMINAL BOX AT TOP | 949 | TEM | 1 | LD | 59 | 1
1LE10041CB034FA4 | SIMOTICS GP MOTOR TYPE: 1AV4130B LOW-VOLTAGE MOTOR, IEC SQUIRREL-CAGE,SELF-VENTIL.,IP55 TEMP. CL. 155(F) ACC.TO 130(B) ALUMINIUM HOUSING PREMIUM EFFICIENCY IE4, 4POLE * FS132S * 5.5KW (50HZ) 6.3KW (60HZ) 3 AC 50HZ 400VD/690VY * 3 AC 60HZ 460VD IM B 5, FLANGE: FF265(A300) without motor protection TERMINAL BOX AT TOP | 879 | TEM | 1 | LD | 59 | 1
1LE10041CB022FA4 | SIMOTICS GP MOTOR TYPE: 1AV4130B LOW-VOLTAGE MOTOR, IEC SQUIRREL-CAGE,SELF-VENTIL.,IP55 TEMP. CL. 155(F) ACC.TO 130(B) ALUMINIUM HOUSING PREMIUM EFFICIENCY IE4, 4POLE * FS132S * 5.5KW (50HZ) 6.3KW (60HZ) 3 AC 50HZ 230VD/400VY * 3 AC 60HZ 460VY IM B 5, FLANGE: FF265(A300) without motor protection TERMINAL BOX AT TOP | 879 | TEM | 1 | LD | 59 | 1
1LE10041CB234FB4 | SIMOTICS GP MOTOR TYPE: 1AV4132B LOW-VOLTAGE MOTOR, IEC SQUIRREL-CAGE,SELF-VENTIL.,IP55 TEMP. CL. 155(F) ACC.TO 130(B) ALUMINIUM HOUSING PREMIUM EFFICIENCY IE4, 4POLE * FS132M * 7.5KW (50HZ) 8.6KW (60HZ) 3 AC 50HZ 400VD/690VY * 3 AC 60HZ 460VD IM B 5, FLANGE: FF265(A300) 3 PTC thermistor for tripping (2 terminals) TERMINAL BOX AT TOP | 1168 | TEM | 1 | LD | 62 | 1
1LE10041CB222FB4 | SIMOTICS GP MOTOR TYPE: 1AV4132B LOW-VOLTAGE MOTOR, IEC SQUIRREL-CAGE,SELF-VENTIL.,IP55 TEMP. CL. 155(F) ACC.TO 130(B) ALUMINIUM HOUSING PREMIUM EFFICIENCY IE4, 4POLE * FS132M * 7.5KW (50HZ) 8.6KW (60HZ) 3 AC 50HZ 230VD/400VY * 3 AC 60HZ 460VY IM B 5, FLANGE: FF265(A300) 3 PTC thermistor for tripping (2 terminals) TERMINAL BOX AT TOP | 1168 | TEM | 1 | LD | 62 | 1
1LE10041CB234FA4 | SIMOTICS GP MOTOR TYPE: 1AV4132B LOW-VOLTAGE MOTOR, IEC SQUIRREL-CAGE,SELF-VENTIL.,IP55 TEMP. CL. 155(F) ACC.TO 130(B) ALUMINIUM HOUSING PREMIUM EFFICIENCY IE4, 4POLE * FS132M * 7.5KW (50HZ) 8.6KW (60HZ) 3 AC 50HZ 400VD/690VY * 3 AC 60HZ 460VD IM B 5, FLANGE: FF265(A300) without motor protection TERMINAL BOX AT TOP | 1099 | TEM | 1 | LD | 62 | 1
1LE10041CB222FA4 | SIMOTICS GP MOTOR TYPE: 1AV4132B LOW-VOLTAGE MOTOR, IEC SQUIRREL-CAGE,SELF-VENTIL.,IP55 TEMP. CL. 155(F) ACC.TO 130(B) ALUMINIUM HOUSING PREMIUM EFFICIENCY IE4, 4POLE * FS132M * 7.5KW (50HZ) 8.6KW (60HZ) 3 AC 50HZ 230VD/400VY * 3 AC 60HZ 460VY IM B 5, FLANGE: FF265(A300) without motor protection TERMINAL BOX AT TOP | 1099 | TEM | 1 | LD | 62 | 1
1LE10041DB234FB4 | SIMOTICS GP MOTOR TYPE: 1AV4162B LOW-VOLTAGE MOTOR, IEC SQUIRREL-CAGE,SELF-VENTIL.,IP55 TEMP. CL. 155(F) ACC.TO 130(B) ALUMINIUM HOUSING PREMIUM EFFICIENCY IE4, 4POLE * FS160M * 11KW (50HZ) 12.6KW (60HZ) 3 AC 50HZ 400VD/690VY * 3 AC 60HZ 460VD IM B 5, FLANGE: FF300(A350) 3 PTC thermistor for tripping (2 terminals) TERMINAL BOX AT TOP | 1512 | TEM | 1 | LD | 98 | 1
1LE10041DB222FB4 | SIMOTICS GP MOTOR TYPE: 1AV4162B LOW-VOLTAGE MOTOR, IEC SQUIRREL-CAGE,SELF-VENTIL.,IP55 TEMP. CL. 155(F) ACC.TO 130(B) ALUMINIUM HOUSING PREMIUM EFFICIENCY IE4, 4POLE * FS160M * 11KW (50HZ) 12.6KW (60HZ) 3 AC 50HZ 230VD/400VY * 3 AC 60HZ 460VY IM B 5, FLANGE: FF300(A350) 3 PTC thermistor for tripping (2 terminals) TERMINAL BOX AT TOP | 1512 | TEM | 1 | LD | 98 | 1
1LE10041DB234FA4 | SIMOTICS GP MOTOR TYPE: 1AV4162B LOW-VOLTAGE MOTOR, IEC SQUIRREL-CAGE,SELF-VENTIL.,IP55 TEMP. CL. 155(F) ACC.TO 130(B) ALUMINIUM HOUSING PREMIUM EFFICIENCY IE4, 4POLE * FS160M * 11KW (50HZ) 12.6KW (60HZ) 3 AC 50HZ 400VD/690VY * 3 AC 60HZ 460VD IM B 5, FLANGE: FF300(A350) without motor protection TERMINAL BOX AT TOP | 1443 | TEM | 1 | LD | 98 | 1
1LE10041DB222FA4 | SIMOTICS GP MOTOR TYPE: 1AV4162B LOW-VOLTAGE MOTOR, IEC SQUIRREL-CAGE,SELF-VENTIL.,IP55 TEMP. CL. 155(F) ACC.TO 130(B) ALUMINIUM HOUSING PREMIUM EFFICIENCY IE4, 4POLE * FS160M * 11KW (50HZ) 12.6KW (60HZ) 3 AC 50HZ 230VD/400VY * 3 AC 60HZ 460VY IM B 5, FLANGE: FF300(A350) without motor protection TERMINAL BOX AT TOP | 1443 | TEM | 1 | LD | 98 | 1
1LE10041DB434FB4 | SIMOTICS GP MOTOR TYPE: 1AV4164B LOW-VOLTAGE MOTOR, IEC SQUIRREL-CAGE,SELF-VENTIL.,IP55 TEMP. CL. 155(F) ACC.TO 130(B) ALUMINIUM HOUSING PREMIUM EFFICIENCY IE4, 4POLE * FS160L * 15KW (50HZ) 17.3KW (60HZ) 3 AC 50HZ 400VD/690VY * 3 AC 60HZ 460VD IM B 5, FLANGE: FF300(A350) 3 PTC thermistor for tripping (2 terminals) TERMINAL BOX AT TOP | 1922 | TEM | 1 | LD | 109 | 1
1LE10041DB422FB4 | SIMOTICS GP MOTOR TYPE: 1AV4164B LOW-VOLTAGE MOTOR, IEC SQUIRREL-CAGE,SELF-VENTIL.,IP55 TEMP. CL. 155(F) ACC.TO 130(B) ALUMINIUM HOUSING PREMIUM EFFICIENCY IE4, 4POLE * FS160L * 15KW (50HZ) 17.3KW (60HZ) 3 AC 50HZ 230VD/400VY * 3 AC 60HZ 460VY IM B 5, FLANGE: FF300(A350) 3 PTC thermistor for tripping (2 terminals) TERMINAL BOX AT TOP | 1922 | TEM | 1 | LD | 109 | 1
1LE10041DB434FA4 | SIMOTICS GP MOTOR TYPE: 1AV4164B LOW-VOLTAGE MOTOR, IEC SQUIRREL-CAGE,SELF-VENTIL.,IP55 TEMP. CL. 155(F) ACC.TO 130(B) ALUMINIUM HOUSING PREMIUM EFFICIENCY IE4, 4POLE * FS160L * 15KW (50HZ) 17.3KW (60HZ) 3 AC 50HZ 400VD/690VY * 3 AC 60HZ 460VD IM B 5, FLANGE: FF300(A350) without motor protection TERMINAL BOX AT TOP | 1853 | TEM | 1 | LD | 109 | 1
1LE10041DB422FA4 | SIMOTICS GP MOTOR TYPE: 1AV4164B LOW-VOLTAGE MOTOR, IEC SQUIRREL-CAGE,SELF-VENTIL.,IP55 TEMP. CL. 155(F) ACC.TO 130(B) ALUMINIUM HOUSING PREMIUM EFFICIENCY IE4, 4POLE * FS160L * 15KW (50HZ) 17.3KW (60HZ) 3 AC 50HZ 230VD/400VY * 3 AC 60HZ 460VY IM B 5, FLANGE: FF300(A350) without motor protection TERMINAL BOX AT TOP | 1853 | TEM | 1 | LD | 109 | 1
1LE15041EB234FB4 | SIMOTICS SD MOTOR TYPE: 1CV4182B LOW-VOLTAGE MOTOR, IEC SQUIRREL-CAGE,SELF-VENTIL.,IP55 TEMP. CL. 155(F) ACC.TO 130(B) CAST-IRON HOUSING BASIC LINE PREMIUM EFFICIENCY IE4, 4POLE * FS180M * 18.5KW (50HZ) 21.3KW (60HZ) 3 AC 50HZ 400VD/690VY * 3 AC 60HZ 460VD IM B 5, FLANGE: FF300(A350) 3 PTC thermistor for tripping (2 terminals) TERMINAL BOX AT TOP | 2312 | TEM | 1 | LD | 187 | 1
1LE15041EB222FB4 | SIMOTICS SD MOTOR TYPE: 1CV4182B LOW-VOLTAGE MOTOR, IEC SQUIRREL-CAGE,SELF-VENTIL.,IP55 TEMP. CL. 155(F) ACC.TO 130(B) CAST-IRON HOUSING BASIC LINE PREMIUM EFFICIENCY IE4, 4POLE * FS180M * 18.5KW (50HZ) 21.3KW (60HZ) 3 AC 50HZ 230VD/400VY * 3 AC 60HZ 460VY IM B 5, FLANGE: FF300(A350) 3 PTC thermistor for tripping (2 terminals) TERMINAL BOX AT TOP | 2312 | TEM | 1 | LD | 187 | 1
1LE15041EB234FA4 | SIMOTICS SD MOTOR TYPE: 1CV4182B LOW-VOLTAGE MOTOR, IEC SQUIRREL-CAGE,SELF-VENTIL.,IP55 TEMP. CL. 155(F) ACC.TO 130(B) CAST-IRON HOUSING BASIC LINE PREMIUM EFFICIENCY IE4, 4POLE * FS180M * 18.5KW (50HZ) 21.3KW (60HZ) 3 AC 50HZ 400VD/690VY * 3 AC 60HZ 460VD IM B 5, FLANGE: FF300(A350) without motor protection TERMINAL BOX AT TOP | 2220 | TEM | 1 | LD | 187 | 1
1LE15041EB222FA4 | SIMOTICS SD MOTOR TYPE: 1CV4182B LOW-VOLTAGE MOTOR, IEC SQUIRREL-CAGE,SELF-VENTIL.,IP55 TEMP. CL. 155(F) ACC.TO 130(B) CAST-IRON HOUSING BASIC LINE PREMIUM EFFICIENCY IE4, 4POLE * FS180M * 18.5KW (50HZ) 21.3KW (60HZ) 3 AC 50HZ 230VD/400VY * 3 AC 60HZ 460VY IM B 5, FLANGE: FF300(A350) without motor protection TERMINAL BOX AT TOP | 2220 | TEM | 1 | LD | 187 | 1
1LE15041EB434FB4 | SIMOTICS SD MOTOR TYPE: 1CV4184B LOW-VOLTAGE MOTOR, IEC SQUIRREL-CAGE,SELF-VENTIL.,IP55 TEMP. CL. 155(F) ACC.TO 130(B) CAST-IRON HOUSING BASIC LINE PREMIUM EFFICIENCY IE4, 4POLE * FS180L * 22KW (50HZ) 25.3KW (60HZ) 3 AC 50HZ 400VD/690VY * 3 AC 60HZ 460VD IM B 5, FLANGE: FF300(A350) 3 PTC thermistor for tripping (2 terminals) TERMINAL BOX AT TOP | 2641 | TEM | 1 | LD | 192 | 1
1LE15041EB422FB4 | SIMOTICS SD MOTOR TYPE: 1CV4184B LOW-VOLTAGE MOTOR, IEC SQUIRREL-CAGE,SELF-VENTIL.,IP55 TEMP. CL. 155(F) ACC.TO 130(B) CAST-IRON HOUSING BASIC LINE PREMIUM EFFICIENCY IE4, 4POLE * FS180L * 22KW (50HZ) 25.3KW (60HZ) 3 AC 50HZ 230VD/400VY * 3 AC 60HZ 460VY IM B 5, FLANGE: FF300(A350) 3 PTC thermistor for tripping (2 terminals) TERMINAL BOX AT TOP | 2641 | TEM | 1 | LD | 192 | 1
1LE15041EB434FA4 | SIMOTICS SD MOTOR TYPE: 1CV4184B LOW-VOLTAGE MOTOR, IEC SQUIRREL-CAGE,SELF-VENTIL.,IP55 TEMP. CL. 155(F) ACC.TO 130(B) CAST-IRON HOUSING BASIC LINE PREMIUM EFFICIENCY IE4, 4POLE * FS180L * 22KW (50HZ) 25.3KW (60HZ) 3 AC 50HZ 400VD/690VY * 3 AC 60HZ 460VD IM B 5, FLANGE: FF300(A350) without motor protection TERMINAL BOX AT TOP | 2549 | TEM | 1 | LD | 192 | 1
1LE15041EB422FA4 | SIMOTICS SD MOTOR TYPE: 1CV4184B LOW-VOLTAGE MOTOR, IEC SQUIRREL-CAGE,SELF-VENTIL.,IP55 TEMP. CL. 155(F) ACC.TO 130(B) CAST-IRON HOUSING BASIC LINE PREMIUM EFFICIENCY IE4, 4POLE * FS180L * 22KW (50HZ) 25.3KW (60HZ) 3 AC 50HZ 230VD/400VY * 3 AC 60HZ 460VY IM B 5, FLANGE: FF300(A350) without motor protection TERMINAL BOX AT TOP | 2549 | TEM | 1 | LD | 192 | 1
1LE15042AB534FB4 | SIMOTICS SD MOTOR TYPE: 1CV4205B LOW-VOLTAGE MOTOR, IEC SQUIRREL-CAGE,SELF-VENTIL.,IP55 TEMP. CL. 155(F) ACC.TO 130(B) CAST-IRON HOUSING BASIC LINE PREMIUM EFFICIENCY IE4, 4POLE * FS200L * 30KW (50HZ) 34.5KW (60HZ) 3 AC 50HZ 400VD/690VY * 3 AC 60HZ 460VD IM B 5, FLANGE: FF350(A400) 3 PTC thermistor for tripping (2 terminals) TERMINAL BOX AT TOP | 3365 | TEM | 1 | LD | 258 | 1
1LE15042AB522FB4 | SIMOTICS SD MOTOR TYPE: 1CV4205B LOW-VOLTAGE MOTOR, IEC SQUIRREL-CAGE,SELF-VENTIL.,IP55 TEMP. CL. 155(F) ACC.TO 130(B) CAST-IRON HOUSING BASIC LINE PREMIUM EFFICIENCY IE4, 4POLE * FS200L * 30KW (50HZ) 34.5KW (60HZ) 3 AC 50HZ 230VD/400VY * 3 AC 60HZ 460VY IM B 5, FLANGE: FF350(A400) 3 PTC thermistor for tripping (2 terminals) TERMINAL BOX AT TOP | 3365 | TEM | 1 | LD | 258 | 1
1LE15042AB534FA4 | SIMOTICS SD MOTOR TYPE: 1CV4205B LOW-VOLTAGE MOTOR, IEC SQUIRREL-CAGE,SELF-VENTIL.,IP55 TEMP. CL. 155(F) ACC.TO 130(B) CAST-IRON HOUSING BASIC LINE PREMIUM EFFICIENCY IE4, 4POLE * FS200L * 30KW (50HZ) 34.5KW (60HZ) 3 AC 50HZ 400VD/690VY * 3 AC 60HZ 460VD IM B 5, FLANGE: FF350(A400) without motor protection TERMINAL BOX AT TOP | 3273 | TEM | 1 | LD | 258 | 1
1LE15042AB522FA4 | SIMOTICS SD MOTOR TYPE: 1CV4205B LOW-VOLTAGE MOTOR, IEC SQUIRREL-CAGE,SELF-VENTIL.,IP55 TEMP. CL. 155(F) ACC.TO 130(B) CAST-IRON HOUSING BASIC LINE PREMIUM EFFICIENCY IE4, 4POLE * FS200L * 30KW (50HZ) 34.5KW (60HZ) 3 AC 50HZ 230VD/400VY * 3 AC 60HZ 460VY IM B 5, FLANGE: FF350(A400) without motor protection TERMINAL BOX AT TOP | 3273 | TEM | 1 | LD | 258 | 1
1LE15042BB034FB4 | SIMOTICS SD MOTOR TYPE: 1CV4220B LOW-VOLTAGE MOTOR, IEC SQUIRREL-CAGE,SELF-VENTIL.,IP55 TEMP. CL. 155(F) ACC.TO 130(B) CAST-IRON HOUSING BASIC LINE PREMIUM EFFICIENCY IE4, 4POLE * FS225S * 37KW (50HZ) 42.5KW (60HZ) 3 AC 50HZ 400VD/690VY * 3 AC 60HZ 460VD IM B 5, FLANGE: FF400(A450) 3 PTC thermistor for tripping (2 terminals) TERMINAL BOX AT TOP | 3923 | TEM | 1 | LD | 345 | 1
1LE15042BB022FB4 | SIMOTICS SD MOTOR TYPE: 1CV4220B LOW-VOLTAGE MOTOR, IEC SQUIRREL-CAGE,SELF-VENTIL.,IP55 TEMP. CL. 155(F) ACC.TO 130(B) CAST-IRON HOUSING BASIC LINE PREMIUM EFFICIENCY IE4, 4POLE * FS225S * 37KW (50HZ) 42.5KW (60HZ) 3 AC 50HZ 230VD/400VY * 3 AC 60HZ 460VY IM B 5, FLANGE: FF400(A450) 3 PTC thermistor for tripping (2 terminals) TERMINAL BOX AT TOP | 3923 | TEM | 1 | LD | 345 | 1
1LE15042BB034FA4 | SIMOTICS SD MOTOR TYPE: 1CV4220B LOW-VOLTAGE MOTOR, IEC SQUIRREL-CAGE,SELF-VENTIL.,IP55 TEMP. CL. 155(F) ACC.TO 130(B) CAST-IRON HOUSING BASIC LINE PREMIUM EFFICIENCY IE4, 4POLE * FS225S * 37KW (50HZ) 42.5KW (60HZ) 3 AC 50HZ 400VD/690VY * 3 AC 60HZ 460VD IM B 5, FLANGE: FF400(A450) without motor protection TERMINAL BOX AT TOP | 3797 | TEM | 1 | LD | 345 | 1
1LE15042BB022FA4 | SIMOTICS SD MOTOR TYPE: 1CV4220B LOW-VOLTAGE MOTOR, IEC SQUIRREL-CAGE,SELF-VENTIL.,IP55 TEMP. CL. 155(F) ACC.TO 130(B) CAST-IRON HOUSING BASIC LINE PREMIUM EFFICIENCY IE4, 4POLE * FS225S * 37KW (50HZ) 42.5KW (60HZ) 3 AC 50HZ 230VD/400VY * 3 AC 60HZ 460VY IM B 5, FLANGE: FF400(A450) without motor protection TERMINAL BOX AT TOP | 3797 | TEM | 1 | LD | 345 | 1
1LE15042BB234FB4 | SIMOTICS SD MOTOR TYPE: 1CV4222B LOW-VOLTAGE MOTOR, IEC SQUIRREL-CAGE,SELF-VENTIL.,IP55 TEMP. CL. 155(F) ACC.TO 130(B) CAST-IRON HOUSING BASIC LINE SUPER PREMIUM EFFICIENCY IE4, 60HZ, P60: IE3 4POLE * FS225M * 45KW (50HZ) 52KW (60HZ) 3 AC 50HZ 400VD/690VY * 3 AC 60HZ 460VD IM B 5, FLANGE: FF400(A450) 3 PTC thermistor for tripping (2 terminals) TERMINAL BOX AT TOP | 4553 | TEM | 1 | LD | 415 | 1
1LE15042BB222FB4 | SIMOTICS SD MOTOR TYPE: 1CV4222B LOW-VOLTAGE MOTOR, IEC SQUIRREL-CAGE,SELF-VENTIL.,IP55 TEMP. CL. 155(F) ACC.TO 130(B) CAST-IRON HOUSING BASIC LINE SUPER PREMIUM EFFICIENCY IE4, 60HZ, P60: IE3 4POLE * FS225M * 45KW (50HZ) 52KW (60HZ) 3 AC 50HZ 230VD/400VY * 3 AC 60HZ 460VY IM B 5, FLANGE: FF400(A450) 3 PTC thermistor for tripping (2 terminals) TERMINAL BOX AT TOP | 4553 | TEM | 1 | LD | 415 | 1
1LE15042BB234FA4 | SIMOTICS SD MOTOR TYPE: 1CV4222B LOW-VOLTAGE MOTOR, IEC SQUIRREL-CAGE,SELF-VENTIL.,IP55 TEMP. CL. 155(F) ACC.TO 130(B) CAST-IRON HOUSING BASIC LINE SUPER PREMIUM EFFICIENCY IE4, 60HZ, P60: IE3 4POLE * FS225M * 45KW (50HZ) 52KW (60HZ) 3 AC 50HZ 400VD/690VY * 3 AC 60HZ 460VD IM B 5, FLANGE: FF400(A450) without motor protection TERMINAL BOX AT TOP | 4427 | TEM | 1 | LD | 415 | 1
1LE15042BB222FA4 | SIMOTICS SD MOTOR TYPE: 1CV4222B LOW-VOLTAGE MOTOR, IEC SQUIRREL-CAGE,SELF-VENTIL.,IP55 TEMP. CL. 155(F) ACC.TO 130(B) CAST-IRON HOUSING BASIC LINE SUPER PREMIUM EFFICIENCY IE4, 60HZ, P60: IE3 4POLE * FS225M * 45KW (50HZ) 52KW (60HZ) 3 AC 50HZ 230VD/400VY * 3 AC 60HZ 460VY IM B 5, FLANGE: FF400(A450) without motor protection TERMINAL BOX AT TOP | 4427 | TEM | 1 | LD | 415 | 1
1LE15042CB234FB4 | SIMOTICS SD MOTOR TYPE: 1CV4252B LOW-VOLTAGE MOTOR, IEC SQUIRREL-CAGE,SELF-VENTIL.,IP55 TEMP. CL. 155(F) ACC.TO 130(B) CAST-IRON HOUSING BASIC LINE SUPER PREMIUM EFFICIENCY IE4, 4POLE * FS250M * 55KW (50HZ) 63KW (60HZ) 3 AC 50HZ 400VD/690VY * 3 AC 60HZ 460VD IM B 5, FLANGE: FF500(A550) 3 PTC thermistor for tripping (2 terminals) TERMINAL BOX AT TOP | 5438 | TEM | 1 | LD | 490 | 1
1LE15042CB222FB4 | SIMOTICS SD MOTOR TYPE: 1CV4252B LOW-VOLTAGE MOTOR, IEC SQUIRREL-CAGE,SELF-VENTIL.,IP55 TEMP. CL. 155(F) ACC.TO 130(B) CAST-IRON HOUSING BASIC LINE SUPER PREMIUM EFFICIENCY IE4, 4POLE * FS250M * 55KW (50HZ) 63KW (60HZ) 3 AC 50HZ 230VD/400VY * 3 AC 60HZ 460VY IM B 5, FLANGE: FF500(A550) 3 PTC thermistor for tripping (2 terminals) TERMINAL BOX AT TOP | 5438 | TEM | 1 | LD | 490 | 1
1LE15042CB234FA4 | SIMOTICS SD MOTOR TYPE: 1CV4252B LOW-VOLTAGE MOTOR, IEC SQUIRREL-CAGE,SELF-VENTIL.,IP55 TEMP. CL. 155(F) ACC.TO 130(B) CAST-IRON HOUSING BASIC LINE SUPER PREMIUM EFFICIENCY IE4, 4POLE * FS250M * 55KW (50HZ) 63KW (60HZ) 3 AC 50HZ 400VD/690VY * 3 AC 60HZ 460VD IM B 5, FLANGE: FF500(A550) without motor protection TERMINAL BOX AT TOP | 5312 | TEM | 1 | LD | 490 | 1
1LE15042CB222FA4 | SIMOTICS SD MOTOR TYPE: 1CV4252B LOW-VOLTAGE MOTOR, IEC SQUIRREL-CAGE,SELF-VENTIL.,IP55 TEMP. CL. 155(F) ACC.TO 130(B) CAST-IRON HOUSING BASIC LINE SUPER PREMIUM EFFICIENCY IE4, 4POLE * FS250M * 55KW (50HZ) 63KW (60HZ) 3 AC 50HZ 230VD/400VY * 3 AC 60HZ 460VY IM B 5, FLANGE: FF500(A550) without motor protection TERMINAL BOX AT TOP | 5312 | TEM | 1 | LD | 490 | 1
1LE15042DB034FB4 | SIMOTICS SD MOTOR TYPE: 1CV4280B LOW-VOLTAGE MOTOR, IEC SQUIRREL-CAGE,SELF-VENTIL.,IP55 TEMP. CL. 155(F) ACC.TO 130(B) CAST-IRON HOUSING BASIC LINE SUPER PREMIUM EFFICIENCY IE4, 4POLE * FS280S * 75KW (50HZ) 86KW (60HZ) 3 AC 50HZ 400VD/690VY * 3 AC 60HZ 460VD IM B 5, FLANGE: FF500(A550) 3 PTC thermistor for tripping (2 terminals) TERMINAL BOX AT TOP | 7304 | TEM | 1 | LD | 670 | 1
1LE15042DB022FB4 | SIMOTICS SD MOTOR TYPE: 1CV4280B LOW-VOLTAGE MOTOR, IEC SQUIRREL-CAGE,SELF-VENTIL.,IP55 TEMP. CL. 155(F) ACC.TO 130(B) CAST-IRON HOUSING BASIC LINE SUPER PREMIUM EFFICIENCY IE4, 4POLE * FS280S * 75KW (50HZ) 86KW (60HZ) 3 AC 50HZ 230VD/400VY * 3 AC 60HZ 460VY IM B 5, FLANGE: FF500(A550) 3 PTC thermistor for tripping (2 terminals) TERMINAL BOX AT TOP | 7304 | TEM | 1 | LD | 670 | 1
1LE15042DB234FB4 | SIMOTICS SD MOTOR TYPE: 1CV4282B LOW-VOLTAGE MOTOR, IEC SQUIRREL-CAGE,SELF-VENTIL.,IP55 TEMP. CL. 155(F) ACC.TO 130(B) CAST-IRON HOUSING BASIC LINE SUPER PREMIUM EFFICIENCY IE4, 4POLE * FS280M * 90KW (50HZ) 104KW (60HZ) 3 AC 50HZ 400VD/690VY * 3 AC 60HZ 460VD IM B 5, FLANGE: FF500(A550) 3 PTC thermistor for tripping (2 terminals) TERMINAL BOX AT TOP | 8400 | TEM | 1 | LD | 730 | 1
1LE15042DB222FB4 | SIMOTICS SD MOTOR TYPE: 1CV4282B LOW-VOLTAGE MOTOR, IEC SQUIRREL-CAGE,SELF-VENTIL.,IP55 TEMP. CL. 155(F) ACC.TO 130(B) CAST-IRON HOUSING BASIC LINE SUPER PREMIUM EFFICIENCY IE4, 4POLE * FS280M * 90KW (50HZ) 104KW (60HZ) 3 AC 50HZ 230VD/400VY * 3 AC 60HZ 460VY IM B 5, FLANGE: FF500(A550) 3 PTC thermistor for tripping (2 terminals) TERMINAL BOX AT TOP | 8400 | TEM | 1 | LD | 730 | 1
1LE15042DB234FA4 | SIMOTICS SD MOTOR TYPE: 1CV4282B LOW-VOLTAGE MOTOR, IEC SQUIRREL-CAGE,SELF-VENTIL.,IP55 TEMP. CL. 155(F) ACC.TO 130(B) CAST-IRON HOUSING BASIC LINE SUPER PREMIUM EFFICIENCY IE4, 4POLE * FS280M * 90KW (50HZ) 104KW (60HZ) 3 AC 50HZ 400VD/690VY * 3 AC 60HZ 460VD IM B 5, FLANGE: FF500(A550) without motor protection TERMINAL BOX AT TOP | 8244 | TEM | 1 | LD | 730 | 1
1LE15042DB222FA4 | SIMOTICS SD MOTOR TYPE: 1CV4282B LOW-VOLTAGE MOTOR, IEC SQUIRREL-CAGE,SELF-VENTIL.,IP55 TEMP. CL. 155(F) ACC.TO 130(B) CAST-IRON HOUSING BASIC LINE SUPER PREMIUM EFFICIENCY IE4, 4POLE * FS280M * 90KW (50HZ) 104KW (60HZ) 3 AC 50HZ 230VD/400VY * 3 AC 60HZ 460VY IM B 5, FLANGE: FF500(A550) without motor protection TERMINAL BOX AT TOP | 8244 | TEM | 1 | LD | 730 | 1
1LE15043AB034FB4 | SIMOTICS SD MOTOR TYPE: 1CV4310B LOW-VOLTAGE MOTOR, IEC SQUIRREL-CAGE,SELF-VENTIL.,IP55 TEMP. CL. 155(F) ACC.TO 130(B) CAST-IRON HOUSING BASIC LINE SUPER PREMIUM EFFICIENCY IE4, 4POLE * FS315M * 110KW (50HZ) 127KW (60HZ) 3 AC 50HZ 400VD/690VY * 3 AC 60HZ 460VD IM B 5, FLANGE: FF600(A660) 3 PTC thermistor for tripping (2 terminals) TERMINAL BOX AT TOP | 10429 | TEM | 1 | LD | 910 | 1
1LE15043AB022FB4 | SIMOTICS SD MOTOR TYPE: 1CV4310B LOW-VOLTAGE MOTOR, IEC SQUIRREL-CAGE,SELF-VENTIL.,IP55 TEMP. CL. 155(F) ACC.TO 130(B) CAST-IRON HOUSING BASIC LINE SUPER PREMIUM EFFICIENCY IE4, 4POLE * FS315M * 110KW (50HZ) 127KW (60HZ) 3 AC 50HZ 230VD/400VY * 3 AC 60HZ 460VY IM B 5, FLANGE: FF600(A660) 3 PTC thermistor for tripping (2 terminals) TERMINAL BOX AT TOP | 10429 | TEM | 1 | LD | 910 | 1
1LE15043AB034FA4 | SIMOTICS SD MOTOR TYPE: 1CV4310B LOW-VOLTAGE MOTOR, IEC SQUIRREL-CAGE,SELF-VENTIL.,IP55 TEMP. CL. 155(F) ACC.TO 130(B) CAST-IRON HOUSING BASIC LINE SUPER PREMIUM EFFICIENCY IE4, 4POLE * FS315M * 110KW (50HZ) 127KW (60HZ) 3 AC 50HZ 400VD/690VY * 3 AC 60HZ 460VD IM B 5, FLANGE: FF600(A660) without motor protection TERMINAL BOX AT TOP | 10272 | TEM | 1 | LD | 910 | 1
1LE15043AB022FA4 | SIMOTICS SD MOTOR TYPE: 1CV4310B LOW-VOLTAGE MOTOR, IEC SQUIRREL-CAGE,SELF-VENTIL.,IP55 TEMP. CL. 155(F) ACC.TO 130(B) CAST-IRON HOUSING BASIC LINE SUPER PREMIUM EFFICIENCY IE4, 4POLE * FS315M * 110KW (50HZ) 127KW (60HZ) 3 AC 50HZ 230VD/400VY * 3 AC 60HZ 460VY IM B 5, FLANGE: FF600(A660) without motor protection TERMINAL BOX AT TOP | 10272 | TEM | 1 | LD | 910 | 1
1LE15043AB234FB4 | SIMOTICS SD MOTOR TYPE: 1CV4312B LOW-VOLTAGE MOTOR, IEC SQUIRREL-CAGE,SELF-VENTIL.,IP55 TEMP. CL. 155(F) ACC.TO 130(B) CAST-IRON HOUSING BASIC LINE SUPER PREMIUM EFFICIENCY IE4, 4POLE * FS315M * 132KW (50HZ) 152KW (60HZ) 3 AC 50HZ 400VD/690VY * 3 AC 60HZ 460VD IM B 5, FLANGE: FF600(A660) 3 PTC thermistor for tripping (2 terminals) TERMINAL BOX AT TOP | 12175 | TEM | 1 | LD | 990 | 1
1LE15043AB222FB4 | SIMOTICS SD MOTOR TYPE: 1CV4312B LOW-VOLTAGE MOTOR, IEC SQUIRREL-CAGE,SELF-VENTIL.,IP55 TEMP. CL. 155(F) ACC.TO 130(B) CAST-IRON HOUSING BASIC LINE SUPER PREMIUM EFFICIENCY IE4, 4POLE * FS315M * 132KW (50HZ) 152KW (60HZ) 3 AC 50HZ 230VD/400VY * 3 AC 60HZ 460VY IM B 5, FLANGE: FF600(A660) 3 PTC thermistor for tripping (2 terminals) TERMINAL BOX AT TOP | 12175 | TEM | 1 | LD | 990 | 1
1LE15043AB234FA4 | SIMOTICS SD MOTOR TYPE: 1CV4312B LOW-VOLTAGE MOTOR, IEC SQUIRREL-CAGE,SELF-VENTIL.,IP55 TEMP. CL. 155(F) ACC.TO 130(B) CAST-IRON HOUSING BASIC LINE SUPER PREMIUM EFFICIENCY IE4, 4POLE * FS315M * 132KW (50HZ) 152KW (60HZ) 3 AC 50HZ 400VD/690VY * 3 AC 60HZ 460VD IM B 5, FLANGE: FF600(A660) without motor protection TERMINAL BOX AT TOP | 12018 | TEM | 1 | LD | 990 | 1
1LE15043AB222FA4 | SIMOTICS SD MOTOR TYPE: 1CV4312B LOW-VOLTAGE MOTOR, IEC SQUIRREL-CAGE,SELF-VENTIL.,IP55 TEMP. CL. 155(F) ACC.TO 130(B) CAST-IRON HOUSING BASIC LINE SUPER PREMIUM EFFICIENCY IE4, 4POLE * FS315M * 132KW (50HZ) 152KW (60HZ) 3 AC 50HZ 230VD/400VY * 3 AC 60HZ 460VY IM B 5, FLANGE: FF600(A660) without motor protection TERMINAL BOX AT TOP | 12018 | TEM | 1 | LD | 990 | 1
1LE10041AA434GB4 | SIMOTICS GP MOTOR TYPE: 1AV4104A LOW-VOLTAGE MOTOR, IEC SQUIRREL-CAGE,SELF-VENTIL.,IP55 TEMP. CL. 155(F) ACC.TO 130(B) ALUMINIUM HOUSING PREMIUM EFFICIENCY IE4, 2POLE * FS100L * 3KW (50HZ) 3.45KW (60HZ) 3 AC 50HZ 400VD/690VY * 3 AC 60HZ 460VD IM V 1 W/O CANOPY, FLANGE: FF215(A250) 3 PTC thermistor for tripping (2 terminals) TERMINAL BOX AT TOP | 594 | TEM | 1 | LD | 27 | 1
1LE10041AA422GB4 | SIMOTICS GP MOTOR TYPE: 1AV4104A LOW-VOLTAGE MOTOR, IEC SQUIRREL-CAGE,SELF-VENTIL.,IP55 TEMP. CL. 155(F) ACC.TO 130(B) ALUMINIUM HOUSING PREMIUM EFFICIENCY IE4, 2POLE * FS100L * 3KW (50HZ) 3.45KW (60HZ) 3 AC 50HZ 230VD/400VY * 3 AC 60HZ 460VY IM V 1 W/O CANOPY, FLANGE: FF215(A250) 3 PTC thermistor for tripping (2 terminals) TERMINAL BOX AT TOP | 594 | TEM | 1 | LD | 27 | 1
1LE10041AA434GA4 | SIMOTICS GP MOTOR TYPE: 1AV4104A LOW-VOLTAGE MOTOR, IEC SQUIRREL-CAGE,SELF-VENTIL.,IP55 TEMP. CL. 155(F) ACC.TO 130(B) ALUMINIUM HOUSING PREMIUM EFFICIENCY IE4, 2POLE * FS100L * 3KW (50HZ) 3.45KW (60HZ) 3 AC 50HZ 400VD/690VY * 3 AC 60HZ 460VD IM V 1 W/O CANOPY, FLANGE: FF215(A250) without motor protection TERMINAL BOX AT TOP | 548 | TEM | 1 | LD | 27 | 1
1LE10041AA422GA4 | SIMOTICS GP MOTOR TYPE: 1AV4104A LOW-VOLTAGE MOTOR, IEC SQUIRREL-CAGE,SELF-VENTIL.,IP55 TEMP. CL. 155(F) ACC.TO 130(B) ALUMINIUM HOUSING PREMIUM EFFICIENCY IE4, 2POLE * FS100L * 3KW (50HZ) 3.45KW (60HZ) 3 AC 50HZ 230VD/400VY * 3 AC 60HZ 460VY IM V 1 W/O CANOPY, FLANGE: FF215(A250) without motor protection TERMINAL BOX AT TOP | 548 | TEM | 1 | LD | 27 | 1
1LE10041BA234GB4 | SIMOTICS GP MOTOR TYPE: 1AV4112A LOW-VOLTAGE MOTOR, IEC SQUIRREL-CAGE,SELF-VENTIL.,IP55 TEMP. CL. 155(F) ACC.TO 130(B) ALUMINIUM HOUSING PREMIUM EFFICIENCY IE4, 2POLE * FS112M * 4KW (50HZ) 4.55KW (60HZ) 3 AC 50HZ 400VD/690VY * 3 AC 60HZ 460VD IM V 1 W/O CANOPY, FLANGE: FF215(A250) 3 PTC thermistor for tripping (2 terminals) TERMINAL BOX AT TOP | 695 | TEM | 1 | LD | 34 | 1
1LE10041BA222GB4 | SIMOTICS GP MOTOR TYPE: 1AV4112A LOW-VOLTAGE MOTOR, IEC SQUIRREL-CAGE,SELF-VENTIL.,IP55 TEMP. CL. 155(F) ACC.TO 130(B) ALUMINIUM HOUSING PREMIUM EFFICIENCY IE4, 2POLE * FS112M * 4KW (50HZ) 4.55KW (60HZ) 3 AC 50HZ 230VD/400VY * 3 AC 60HZ 460VY IM V 1 W/O CANOPY, FLANGE: FF215(A250) 3 PTC thermistor for tripping (2 terminals) TERMINAL BOX AT TOP | 695 | TEM | 1 | LD | 34 | 1
1LE10041BA234GA4 | SIMOTICS GP MOTOR TYPE: 1AV4112A LOW-VOLTAGE MOTOR, IEC SQUIRREL-CAGE,SELF-VENTIL.,IP55 TEMP. CL. 155(F) ACC.TO 130(B) ALUMINIUM HOUSING PREMIUM EFFICIENCY IE4, 2POLE * FS112M * 4KW (50HZ) 4.55KW (60HZ) 3 AC 50HZ 400VD/690VY * 3 AC 60HZ 460VD IM V 1 W/O CANOPY, FLANGE: FF215(A250) without motor protection TERMINAL BOX AT TOP | 649 | TEM | 1 | LD | 34 | 1
1LE10041BA222GA4 | SIMOTICS GP MOTOR TYPE: 1AV4112A LOW-VOLTAGE MOTOR, IEC SQUIRREL-CAGE,SELF-VENTIL.,IP55 TEMP. CL. 155(F) ACC.TO 130(B) ALUMINIUM HOUSING PREMIUM EFFICIENCY IE4, 2POLE * FS112M * 4KW (50HZ) 4.55KW (60HZ) 3 AC 50HZ 230VD/400VY * 3 AC 60HZ 460VY IM V 1 W/O CANOPY, FLANGE: FF215(A250) without motor protection TERMINAL BOX AT TOP | 649 | TEM | 1 | LD | 34 | 1
1LE10041CA034GB4 | SIMOTICS GP MOTOR TYPE: 1AV4130A LOW-VOLTAGE MOTOR, IEC SQUIRREL-CAGE,SELF-VENTIL.,IP55 TEMP. CL. 155(F) ACC.TO 130(B) ALUMINIUM HOUSING PREMIUM EFFICIENCY IE4, 2POLE * FS132S * 5.5KW (50HZ) 6.3KW (60HZ) 3 AC 50HZ 400VD/690VY * 3 AC 60HZ 460VD IM V 1 W/O CANOPY, FLANGE: FF265(A300) 3 PTC thermistor for tripping (2 terminals) TERMINAL BOX AT TOP | 884 | TEM | 1 | LD | 44 | 1
1LE10041CA022GB4 | SIMOTICS GP MOTOR TYPE: 1AV4130A LOW-VOLTAGE MOTOR, IEC SQUIRREL-CAGE,SELF-VENTIL.,IP55 TEMP. CL. 155(F) ACC.TO 130(B) ALUMINIUM HOUSING PREMIUM EFFICIENCY IE4, 2POLE * FS132S * 5.5KW (50HZ) 6.3KW (60HZ) 3 AC 50HZ 230VD/400VY * 3 AC 60HZ 460VY IM V 1 W/O CANOPY, FLANGE: FF265(A300) 3 PTC thermistor for tripping (2 terminals) TERMINAL BOX AT TOP | 884 | TEM | 1 | LD | 44 | 1
1LE10041CA034GA4 | SIMOTICS GP MOTOR TYPE: 1AV4130A LOW-VOLTAGE MOTOR, IEC SQUIRREL-CAGE,SELF-VENTIL.,IP55 TEMP. CL. 155(F) ACC.TO 130(B) ALUMINIUM HOUSING PREMIUM EFFICIENCY IE4, 2POLE * FS132S * 5.5KW (50HZ) 6.3KW (60HZ) 3 AC 50HZ 400VD/690VY * 3 AC 60HZ 460VD IM V 1 W/O CANOPY, FLANGE: FF265(A300) without motor protection TERMINAL BOX AT TOP | 815 | TEM | 1 | LD | 44 | 1
1LE10041CA022GA4 | SIMOTICS GP MOTOR TYPE: 1AV4130A LOW-VOLTAGE MOTOR, IEC SQUIRREL-CAGE,SELF-VENTIL.,IP55 TEMP. CL. 155(F) ACC.TO 130(B) ALUMINIUM HOUSING PREMIUM EFFICIENCY IE4, 2POLE * FS132S * 5.5KW (50HZ) 6.3KW (60HZ) 3 AC 50HZ 230VD/400VY * 3 AC 60HZ 460VY IM V 1 W/O CANOPY, FLANGE: FF265(A300) without motor protection TERMINAL BOX AT TOP | 815 | TEM | 1 | LD | 44 | 1
1LE10041CA134GB4 | SIMOTICS GP MOTOR TYPE: 1AV4131A LOW-VOLTAGE MOTOR, IEC SQUIRREL-CAGE,SELF-VENTIL.,IP55 TEMP. CL. 155(F) ACC.TO 130(B) ALUMINIUM HOUSING PREMIUM EFFICIENCY IE4, 2POLE * FS132S * 7.5KW (50HZ) 8.6KW (60HZ) 3 AC 50HZ 400VD/690VY * 3 AC 60HZ 460VD IM V 1 W/O CANOPY, FLANGE: FF265(A300) 3 PTC thermistor for tripping (2 terminals) TERMINAL BOX AT TOP | 1091 | TEM | 1 | LD | 56 | 1
1LE10041CA122GB4 | SIMOTICS GP MOTOR TYPE: 1AV4131A LOW-VOLTAGE MOTOR, IEC SQUIRREL-CAGE,SELF-VENTIL.,IP55 TEMP. CL. 155(F) ACC.TO 130(B) ALUMINIUM HOUSING PREMIUM EFFICIENCY IE4, 2POLE * FS132S * 7.5KW (50HZ) 8.6KW (60HZ) 3 AC 50HZ 230VD/400VY * 3 AC 60HZ 460VY IM V 1 W/O CANOPY, FLANGE: FF265(A300) 3 PTC thermistor for tripping (2 terminals) TERMINAL BOX AT TOP | 1091 | TEM | 1 | LD | 56 | 1
1LE10041CA134GA4 | SIMOTICS GP MOTOR TYPE: 1AV4131A LOW-VOLTAGE MOTOR, IEC SQUIRREL-CAGE,SELF-VENTIL.,IP55 TEMP. CL. 155(F) ACC.TO 130(B) ALUMINIUM HOUSING PREMIUM EFFICIENCY IE4, 2POLE * FS132S * 7.5KW (50HZ) 8.6KW (60HZ) 3 AC 50HZ 400VD/690VY * 3 AC 60HZ 460VD IM V 1 W/O CANOPY, FLANGE: FF265(A300) without motor protection TERMINAL BOX AT TOP | 1022 | TEM | 1 | LD | 56 | 1
1LE10041CA122GA4 | SIMOTICS GP MOTOR TYPE: 1AV4131A LOW-VOLTAGE MOTOR, IEC SQUIRREL-CAGE,SELF-VENTIL.,IP55 TEMP. CL. 155(F) ACC.TO 130(B) ALUMINIUM HOUSING PREMIUM EFFICIENCY IE4, 2POLE * FS132S * 7.5KW (50HZ) 8.6KW (60HZ) 3 AC 50HZ 230VD/400VY * 3 AC 60HZ 460VY IM V 1 W/O CANOPY, FLANGE: FF265(A300) without motor protection TERMINAL BOX AT TOP | 1022 | TEM | 1 | LD | 56 | 1
1LE10041DA234GB4 | SIMOTICS GP MOTOR TYPE: 1AV4162A LOW-VOLTAGE MOTOR, IEC SQUIRREL-CAGE,SELF-VENTIL.,IP55 TEMP. CL. 155(F) ACC.TO 130(B) ALUMINIUM HOUSING PREMIUM EFFICIENCY IE4, 2POLE * FS160M * 11KW (50HZ) 12.6KW (60HZ) 3 AC 50HZ 400VD/690VY * 3 AC 60HZ 460VD IM V 1 W/O CANOPY, FLANGE: FF300(A350) 3 PTC thermistor for tripping (2 terminals) TERMINAL BOX AT TOP | 1484 | TEM | 1 | LD | 84 | 1
1LE10041DA222GB4 | SIMOTICS GP MOTOR TYPE: 1AV4162A LOW-VOLTAGE MOTOR, IEC SQUIRREL-CAGE,SELF-VENTIL.,IP55 TEMP. CL. 155(F) ACC.TO 130(B) ALUMINIUM HOUSING PREMIUM EFFICIENCY IE4, 2POLE * FS160M * 11KW (50HZ) 12.6KW (60HZ) 3 AC 50HZ 230VD/400VY * 3 AC 60HZ 460VY IM V 1 W/O CANOPY, FLANGE: FF300(A350) 3 PTC thermistor for tripping (2 terminals) TERMINAL BOX AT TOP | 1484 | TEM | 1 | LD | 84 | 1
1LE10041DA234GA4 | SIMOTICS GP MOTOR TYPE: 1AV4162A LOW-VOLTAGE MOTOR, IEC SQUIRREL-CAGE,SELF-VENTIL.,IP55 TEMP. CL. 155(F) ACC.TO 130(B) ALUMINIUM HOUSING PREMIUM EFFICIENCY IE4, 2POLE * FS160M * 11KW (50HZ) 12.6KW (60HZ) 3 AC 50HZ 400VD/690VY * 3 AC 60HZ 460VD IM V 1 W/O CANOPY, FLANGE: FF300(A350) without motor protection TERMINAL BOX AT TOP | 1414 | TEM | 1 | LD | 84 | 1
1LE10041DA222GA4 | SIMOTICS GP MOTOR TYPE: 1AV4162A LOW-VOLTAGE MOTOR, IEC SQUIRREL-CAGE,SELF-VENTIL.,IP55 TEMP. CL. 155(F) ACC.TO 130(B) ALUMINIUM HOUSING PREMIUM EFFICIENCY IE4, 2POLE * FS160M * 11KW (50HZ) 12.6KW (60HZ) 3 AC 50HZ 230VD/400VY * 3 AC 60HZ 460VY IM V 1 W/O CANOPY, FLANGE: FF300(A350) without motor protection TERMINAL BOX AT TOP | 1414 | TEM | 1 | LD | 84 | 1
1LE10041DA334GB4 | SIMOTICS GP MOTOR TYPE: 1AV4163A LOW-VOLTAGE MOTOR, IEC SQUIRREL-CAGE,SELF-VENTIL.,IP55 TEMP. CL. 155(F) ACC.TO 130(B) ALUMINIUM HOUSING PREMIUM EFFICIENCY IE4, 2POLE * FS160M * 15KW (50HZ) 17.3KW (60HZ) 3 AC 50HZ 400VD/690VY * 3 AC 60HZ 460VD IM V 1 W/O CANOPY, FLANGE: FF300(A350) 3 PTC thermistor for tripping (2 terminals) TERMINAL BOX AT TOP | 1894 | TEM | 1 | LD | 98 | 1
1LE10041DA322GB4 | SIMOTICS GP MOTOR TYPE: 1AV4163A LOW-VOLTAGE MOTOR, IEC SQUIRREL-CAGE,SELF-VENTIL.,IP55 TEMP. CL. 155(F) ACC.TO 130(B) ALUMINIUM HOUSING PREMIUM EFFICIENCY IE4, 2POLE * FS160M * 15KW (50HZ) 17.3KW (60HZ) 3 AC 50HZ 230VD/400VY * 3 AC 60HZ 460VY IM V 1 W/O CANOPY, FLANGE: FF300(A350) 3 PTC thermistor for tripping (2 terminals) TERMINAL BOX AT TOP | 1894 | TEM | 1 | LD | 98 | 1
1LE10041DA334GA4 | SIMOTICS GP MOTOR TYPE: 1AV4163A LOW-VOLTAGE MOTOR, IEC SQUIRREL-CAGE,SELF-VENTIL.,IP55 TEMP. CL. 155(F) ACC.TO 130(B) ALUMINIUM HOUSING PREMIUM EFFICIENCY IE4, 2POLE * FS160M * 15KW (50HZ) 17.3KW (60HZ) 3 AC 50HZ 400VD/690VY * 3 AC 60HZ 460VD IM V 1 W/O CANOPY, FLANGE: FF300(A350) without motor protection TERMINAL BOX AT TOP | 1824 | TEM | 1 | LD | 98 | 1
1LE10041DA322GA4 | SIMOTICS GP MOTOR TYPE: 1AV4163A LOW-VOLTAGE MOTOR, IEC SQUIRREL-CAGE,SELF-VENTIL.,IP55 TEMP. CL. 155(F) ACC.TO 130(B) ALUMINIUM HOUSING PREMIUM EFFICIENCY IE4, 2POLE * FS160M * 15KW (50HZ) 17.3KW (60HZ) 3 AC 50HZ 230VD/400VY * 3 AC 60HZ 460VY IM V 1 W/O CANOPY, FLANGE: FF300(A350) without motor protection TERMINAL BOX AT TOP | 1824 | TEM | 1 | LD | 98 | 1
1LE10041DA434GB4 | SIMOTICS GP MOTOR TYPE: 1AV4164A LOW-VOLTAGE MOTOR, IEC SQUIRREL-CAGE,SELF-VENTIL.,IP55 TEMP. CL. 155(F) ACC.TO 130(B) ALUMINIUM HOUSING PREMIUM EFFICIENCY IE4, 2POLE * FS160L * 18.5KW (50HZ) 21.3KW (60HZ) 3 AC 50HZ 400VD/690VY * 3 AC 60HZ 460VD IM V 1 W/O CANOPY, FLANGE: FF300(A350) 3 PTC thermistor for tripping (2 terminals) TERMINAL BOX AT TOP | 2239 | TEM | 1 | LD | 112 | 1
1LE15041DA422GB4 | SIMOTICS SD MOTOR TYPE: 1CV4164A LOW-VOLTAGE MOTOR, IEC SQUIRREL-CAGE,SELF-VENTIL.,IP55 TEMP. CL. 155(F) ACC.TO 130(B) CAST-IRON HOUSING BASIC LINE PREMIUM EFFICIENCY IE4, 2POLE * FS160L * 18.5KW (50HZ) 21.3KW (60HZ) 3 AC 50HZ 230VD/400VY * 3 AC 60HZ 460VY IM V 1 W/O CANOPY, FLANGE: FF300(A350) 3 PTC thermistor for tripping (2 terminals) TERMINAL BOX AT TOP | 2409 | TEM | 1 | LD | 147 | 1
1LE15041DA434GA4 | SIMOTICS SD MOTOR TYPE: 1CV4164A LOW-VOLTAGE MOTOR, IEC SQUIRREL-CAGE,SELF-VENTIL.,IP55 TEMP. CL. 155(F) ACC.TO 130(B) CAST-IRON HOUSING BASIC LINE PREMIUM EFFICIENCY IE4, 2POLE * FS160L * 18.5KW (50HZ) 21.3KW (60HZ) 3 AC 50HZ 400VD/690VY * 3 AC 60HZ 460VD IM V 1 W/O CANOPY, FLANGE: FF300(A350) without motor protection TERMINAL BOX AT TOP | 2340 | TEM | 1 | LD | 147 | 1
1LE15041DA422GA4 | SIMOTICS SD MOTOR TYPE: 1CV4164A LOW-VOLTAGE MOTOR, IEC SQUIRREL-CAGE,SELF-VENTIL.,IP55 TEMP. CL. 155(F) ACC.TO 130(B) CAST-IRON HOUSING BASIC LINE PREMIUM EFFICIENCY IE4, 2POLE * FS160L * 18.5KW (50HZ) 21.3KW (60HZ) 3 AC 50HZ 230VD/400VY * 3 AC 60HZ 460VY IM V 1 W/O CANOPY, FLANGE: FF300(A350) without motor protection TERMINAL BOX AT TOP | 2340 | TEM | 1 | LD | 147 | 1
1LE15041EA234GB4 | SIMOTICS SD MOTOR TYPE: 1CV4182A LOW-VOLTAGE MOTOR, IEC SQUIRREL-CAGE,SELF-VENTIL.,IP55 TEMP. CL. 155(F) ACC.TO 130(B) CAST-IRON HOUSING BASIC LINE PREMIUM EFFICIENCY IE4, 2POLE * FS180M * 22KW (50HZ) 24.5KW (60HZ) 3 AC 50HZ 400VD/690VY * 3 AC 60HZ 460VD IM V 1 W/O CANOPY, FLANGE: FF300(A350) 3 PTC thermistor for tripping (2 terminals) TERMINAL BOX AT TOP | 2693 | TEM | 1 | LD | 175 | 1
1LE15041EA222GB4 | SIMOTICS SD MOTOR TYPE: 1CV4182A LOW-VOLTAGE MOTOR, IEC SQUIRREL-CAGE,SELF-VENTIL.,IP55 TEMP. CL. 155(F) ACC.TO 130(B) CAST-IRON HOUSING BASIC LINE PREMIUM EFFICIENCY IE4, 2POLE * FS180M * 22KW (50HZ) 24.5KW (60HZ) 3 AC 50HZ 230VD/400VY * 3 AC 60HZ 460VY IM V 1 W/O CANOPY, FLANGE: FF300(A350) 3 PTC thermistor for tripping (2 terminals) TERMINAL BOX AT TOP | 2693 | TEM | 1 | LD | 175 | 1
1LE15041EA234GA4 | SIMOTICS SD MOTOR TYPE: 1CV4182A LOW-VOLTAGE MOTOR, IEC SQUIRREL-CAGE,SELF-VENTIL.,IP55 TEMP. CL. 155(F) ACC.TO 130(B) CAST-IRON HOUSING BASIC LINE PREMIUM EFFICIENCY IE4, 2POLE * FS180M * 22KW (50HZ) 24.5KW (60HZ) 3 AC 50HZ 400VD/690VY * 3 AC 60HZ 460VD IM V 1 W/O CANOPY, FLANGE: FF300(A350) without motor protection TERMINAL BOX AT TOP | 2601 | TEM | 1 | LD | 175 | 1
1LE15041EA222GA4 | SIMOTICS SD MOTOR TYPE: 1CV4182A LOW-VOLTAGE MOTOR, IEC SQUIRREL-CAGE,SELF-VENTIL.,IP55 TEMP. CL. 155(F) ACC.TO 130(B) CAST-IRON HOUSING BASIC LINE PREMIUM EFFICIENCY IE4, 2POLE * FS180M * 22KW (50HZ) 24.5KW (60HZ) 3 AC 50HZ 230VD/400VY * 3 AC 60HZ 460VY IM V 1 W/O CANOPY, FLANGE: FF300(A350) without motor protection TERMINAL BOX AT TOP | 2601 | TEM | 1 | LD | 175 | 1
1LE15042AA434GB4 | SIMOTICS SD MOTOR TYPE: 1CV4204A LOW-VOLTAGE MOTOR, IEC SQUIRREL-CAGE,SELF-VENTIL.,IP55 TEMP. CL. 155(F) ACC.TO 130(B) CAST-IRON HOUSING BASIC LINE PREMIUM EFFICIENCY IE4, 2POLE * FS200L * 30KW (50HZ) 33.5KW (60HZ) 3 AC 50HZ 400VD/690VY * 3 AC 60HZ 460VD IM V 1 W/O CANOPY, FLANGE: FF350(A400) 3 PTC thermistor for tripping (2 terminals) TERMINAL BOX AT TOP | 3405 | TEM | 1 | LD | 222 | 1
1LE15042AA422GB4 | SIMOTICS SD MOTOR TYPE: 1CV4204A LOW-VOLTAGE MOTOR, IEC SQUIRREL-CAGE,SELF-VENTIL.,IP55 TEMP. CL. 155(F) ACC.TO 130(B) CAST-IRON HOUSING BASIC LINE PREMIUM EFFICIENCY IE4, 2POLE * FS200L * 30KW (50HZ) 33.5KW (60HZ) 3 AC 50HZ 230VD/400VY * 3 AC 60HZ 460VY IM V 1 W/O CANOPY, FLANGE: FF350(A400) 3 PTC thermistor for tripping (2 terminals) TERMINAL BOX AT TOP | 3405 | TEM | 1 | LD | 222 | 1
1LE15042AA434GA4 | SIMOTICS SD MOTOR TYPE: 1CV4204A LOW-VOLTAGE MOTOR, IEC SQUIRREL-CAGE,SELF-VENTIL.,IP55 TEMP. CL. 155(F) ACC.TO 130(B) CAST-IRON HOUSING BASIC LINE PREMIUM EFFICIENCY IE4, 2POLE * FS200L * 30KW (50HZ) 33.5KW (60HZ) 3 AC 50HZ 400VD/690VY * 3 AC 60HZ 460VD IM V 1 W/O CANOPY, FLANGE: FF350(A400) without motor protection TERMINAL BOX AT TOP | 3313 | TEM | 1 | LD | 222 | 1
1LE15042AA422GA4 | SIMOTICS SD MOTOR TYPE: 1CV4204A LOW-VOLTAGE MOTOR, IEC SQUIRREL-CAGE,SELF-VENTIL.,IP55 TEMP. CL. 155(F) ACC.TO 130(B) CAST-IRON HOUSING BASIC LINE PREMIUM EFFICIENCY IE4, 2POLE * FS200L * 30KW (50HZ) 33.5KW (60HZ) 3 AC 50HZ 230VD/400VY * 3 AC 60HZ 460VY IM V 1 W/O CANOPY, FLANGE: FF350(A400) without motor protection TERMINAL BOX AT TOP | 3313 | TEM | 1 | LD | 222 | 1
1LE15042AA534GB4 | SIMOTICS SD MOTOR TYPE: 1CV4205A LOW-VOLTAGE MOTOR, IEC SQUIRREL-CAGE,SELF-VENTIL.,IP55 TEMP. CL. 155(F) ACC.TO 130(B) CAST-IRON HOUSING BASIC LINE PREMIUM EFFICIENCY IE4, 2POLE * FS200L * 37KW (50HZ) 41.5KW (60HZ) 3 AC 50HZ 400VD/690VY * 3 AC 60HZ 460VD IM V 1 W/O CANOPY, FLANGE: FF350(A400) 3 PTC thermistor for tripping (2 terminals) TERMINAL BOX AT TOP | 4221 | TEM | 1 | LD | 263 | 1
1LE15042AA522GB4 | SIMOTICS SD MOTOR TYPE: 1CV4205A LOW-VOLTAGE MOTOR, IEC SQUIRREL-CAGE,SELF-VENTIL.,IP55 TEMP. CL. 155(F) ACC.TO 130(B) CAST-IRON HOUSING BASIC LINE PREMIUM EFFICIENCY IE4, 2POLE * FS200L * 37KW (50HZ) 41.5KW (60HZ) 3 AC 50HZ 230VD/400VY * 3 AC 60HZ 460VY IM V 1 W/O CANOPY, FLANGE: FF350(A400) 3 PTC thermistor for tripping (2 terminals) TERMINAL BOX AT TOP | 4221 | TEM | 1 | LD | 263 | 1
1LE15042AA534GA4 | SIMOTICS SD MOTOR TYPE: 1CV4205A LOW-VOLTAGE MOTOR, IEC SQUIRREL-CAGE,SELF-VENTIL.,IP55 TEMP. CL. 155(F) ACC.TO 130(B) CAST-IRON HOUSING BASIC LINE PREMIUM EFFICIENCY IE4, 2POLE * FS200L * 37KW (50HZ) 41.5KW (60HZ) 3 AC 50HZ 400VD/690VY * 3 AC 60HZ 460VD IM V 1 W/O CANOPY, FLANGE: FF350(A400) without motor protection TERMINAL BOX AT TOP | 4129 | TEM | 1 | LD | 263 | 1
1LE15042AA522GA4 | SIMOTICS SD MOTOR TYPE: 1CV4205A LOW-VOLTAGE MOTOR, IEC SQUIRREL-CAGE,SELF-VENTIL.,IP55 TEMP. CL. 155(F) ACC.TO 130(B) CAST-IRON HOUSING BASIC LINE PREMIUM EFFICIENCY IE4, 2POLE * FS200L * 37KW (50HZ) 41.5KW (60HZ) 3 AC 50HZ 230VD/400VY * 3 AC 60HZ 460VY IM V 1 W/O CANOPY, FLANGE: FF350(A400) without motor protection TERMINAL BOX AT TOP | 4129 | TEM | 1 | LD | 263 | 1
1LE15042BA234GB4 | SIMOTICS SD MOTOR TYPE: 1CV4222A LOW-VOLTAGE MOTOR, IEC SQUIRREL-CAGE,SELF-VENTIL.,IP55 TEMP. CL. 155(F) ACC.TO 130(B) CAST-IRON HOUSING BASIC LINE SUPER PREMIUM EFFICIENCY IE4, 2POLE * FS225M * 45KW (50HZ) 51KW (60HZ) 3 AC 50HZ 400VD/690VY * 3 AC 60HZ 460VD IM V 1 W/O CANOPY, FLANGE: FF400(A450) 3 PTC thermistor for tripping (2 terminals) TERMINAL BOX AT TOP | 4838 | TEM | 1 | LD | 330 | 1
1LE15042BA222GB4 | SIMOTICS SD MOTOR TYPE: 1CV4222A LOW-VOLTAGE MOTOR, IEC SQUIRREL-CAGE,SELF-VENTIL.,IP55 TEMP. CL. 155(F) ACC.TO 130(B) CAST-IRON HOUSING BASIC LINE SUPER PREMIUM EFFICIENCY IE4, 2POLE * FS225M * 45KW (50HZ) 51KW (60HZ) 3 AC 50HZ 230VD/400VY * 3 AC 60HZ 460VY IM V 1 W/O CANOPY, FLANGE: FF400(A450) 3 PTC thermistor for tripping (2 terminals) TERMINAL BOX AT TOP | 4838 | TEM | 1 | LD | 330 | 1
1LE15042BA234GA4 | SIMOTICS SD MOTOR TYPE: 1CV4222A LOW-VOLTAGE MOTOR, IEC SQUIRREL-CAGE,SELF-VENTIL.,IP55 TEMP. CL. 155(F) ACC.TO 130(B) CAST-IRON HOUSING BASIC LINE SUPER PREMIUM EFFICIENCY IE4, 2POLE * FS225M * 45KW (50HZ) 51KW (60HZ) 3 AC 50HZ 400VD/690VY * 3 AC 60HZ 460VD IM V 1 W/O CANOPY, FLANGE: FF400(A450) without motor protection TERMINAL BOX AT TOP | 4712 | TEM | 1 | LD | 330 | 1
1LE15042BA222GA4 | SIMOTICS SD MOTOR TYPE: 1CV4222A LOW-VOLTAGE MOTOR, IEC SQUIRREL-CAGE,SELF-VENTIL.,IP55 TEMP. CL. 155(F) ACC.TO 130(B) CAST-IRON HOUSING BASIC LINE SUPER PREMIUM EFFICIENCY IE4, 2POLE * FS225M * 45KW (50HZ) 51KW (60HZ) 3 AC 50HZ 230VD/400VY * 3 AC 60HZ 460VY IM V 1 W/O CANOPY, FLANGE: FF400(A450) without motor protection TERMINAL BOX AT TOP | 4712 | TEM | 1 | LD | 330 | 1
1LE15042CA234GB4 | SIMOTICS SD MOTOR TYPE: 1CV4252A LOW-VOLTAGE MOTOR, IEC SQUIRREL-CAGE,SELF-VENTIL.,IP55 TEMP. CL. 155(F) ACC.TO 130(B) CAST-IRON HOUSING BASIC LINE SUPER PREMIUM EFFICIENCY IE4, 2POLE * FS250M * 55KW (50HZ) 62KW (60HZ) 3 AC 50HZ 400VD/690VY * 3 AC 60HZ 460VD IM V 1 W/O CANOPY, FLANGE: FF500(A550) 3 PTC thermistor for tripping (2 terminals) TERMINAL BOX AT TOP | 5685 | TEM | 1 | LD | 430 | 1
1LE15042CA222GB4 | SIMOTICS SD MOTOR TYPE: 1CV4252A LOW-VOLTAGE MOTOR, IEC SQUIRREL-CAGE,SELF-VENTIL.,IP55 TEMP. CL. 155(F) ACC.TO 130(B) CAST-IRON HOUSING BASIC LINE SUPER PREMIUM EFFICIENCY IE4, 2POLE * FS250M * 55KW (50HZ) 62KW (60HZ) 3 AC 50HZ 230VD/400VY * 3 AC 60HZ 460VY IM V 1 W/O CANOPY, FLANGE: FF500(A550) 3 PTC thermistor for tripping (2 terminals) TERMINAL BOX AT TOP | 5685 | TEM | 1 | LD | 430 | 1
1LE15042CA234GA4 | SIMOTICS SD MOTOR TYPE: 1CV4252A LOW-VOLTAGE MOTOR, IEC SQUIRREL-CAGE,SELF-VENTIL.,IP55 TEMP. CL. 155(F) ACC.TO 130(B) CAST-IRON HOUSING BASIC LINE SUPER PREMIUM EFFICIENCY IE4, 2POLE * FS250M * 55KW (50HZ) 62KW (60HZ) 3 AC 50HZ 400VD/690VY * 3 AC 60HZ 460VD IM V 1 W/O CANOPY, FLANGE: FF500(A550) without motor protection TERMINAL BOX AT TOP | 5559 | TEM | 1 | LD | 430 | 1
1LE15042CA222GA4 | SIMOTICS SD MOTOR TYPE: 1CV4252A LOW-VOLTAGE MOTOR, IEC SQUIRREL-CAGE,SELF-VENTIL.,IP55 TEMP. CL. 155(F) ACC.TO 130(B) CAST-IRON HOUSING BASIC LINE SUPER PREMIUM EFFICIENCY IE4, 2POLE * FS250M * 55KW (50HZ) 62KW (60HZ) 3 AC 50HZ 230VD/400VY * 3 AC 60HZ 460VY IM V 1 W/O CANOPY, FLANGE: FF500(A550) without motor protection TERMINAL BOX AT TOP | 5559 | TEM | 1 | LD | 430 | 1
1LE15041CA134GB4 | SIMOTICS SD MOTOR TYPE: 1CV4131A LOW-VOLTAGE MOTOR, IEC SQUIRREL-CAGE,SELF-VENTIL.,IP55 TEMP. CL. 155(F) ACC.TO 130(B) CAST-IRON HOUSING BASIC LINE PREMIUM EFFICIENCY IE4, 2POLE * FS132S * 7.5KW (50HZ) 8.6KW (60HZ) 3 AC 50HZ 400VD/690VY * 3 AC 60HZ 460VD IM V 1 W/O CANOPY, FLANGE: FF265(A300) 3 PTC thermistor for tripping (2 terminals) TERMINAL BOX AT TOP | 1180 | TEM | 1 | LD | 74 | 1
1LE15041CA122GB4 | SIMOTICS SD MOTOR TYPE: 1CV4131A LOW-VOLTAGE MOTOR, IEC SQUIRREL-CAGE,SELF-VENTIL.,IP55 TEMP. CL. 155(F) ACC.TO 130(B) CAST-IRON HOUSING BASIC LINE PREMIUM EFFICIENCY IE4, 2POLE * FS132S * 7.5KW (50HZ) 8.6KW (60HZ) 3 AC 50HZ 230VD/400VY * 3 AC 60HZ 460VY IM V 1 W/O CANOPY, FLANGE: FF265(A300) 3 PTC thermistor for tripping (2 terminals) TERMINAL BOX AT TOP | 1180 | TEM | 1 | LD | 74 | 1
1LE15041CA134GA4 | SIMOTICS SD MOTOR TYPE: 1CV4131A LOW-VOLTAGE MOTOR, IEC SQUIRREL-CAGE,SELF-VENTIL.,IP55 TEMP. CL. 155(F) ACC.TO 130(B) CAST-IRON HOUSING BASIC LINE PREMIUM EFFICIENCY IE4, 2POLE * FS132S * 7.5KW (50HZ) 8.6KW (60HZ) 3 AC 50HZ 400VD/690VY * 3 AC 60HZ 460VD IM V 1 W/O CANOPY, FLANGE: FF265(A300) without motor protection TERMINAL BOX AT TOP | 1111 | TEM | 1 | LD | 74 | 1
1LE15041CA122GA4 | SIMOTICS SD MOTOR TYPE: 1CV4131A LOW-VOLTAGE MOTOR, IEC SQUIRREL-CAGE,SELF-VENTIL.,IP55 TEMP. CL. 155(F) ACC.TO 130(B) CAST-IRON HOUSING BASIC LINE PREMIUM EFFICIENCY IE4, 2POLE * FS132S * 7.5KW (50HZ) 8.6KW (60HZ) 3 AC 50HZ 230VD/400VY * 3 AC 60HZ 460VY IM V 1 W/O CANOPY, FLANGE: FF265(A300) without motor protection TERMINAL BOX AT TOP | 1111 | TEM | 1 | LD | 74 | 1
1LE15042DA234GB4 | SIMOTICS SD MOTOR TYPE: 1CV4282A LOW-VOLTAGE MOTOR, IEC SQUIRREL-CAGE,SELF-VENTIL.,IP55 TEMP. CL. 155(F) ACC.TO 130(B) CAST-IRON HOUSING BASIC LINE SUPER PREMIUM EFFICIENCY IE4, 2POLE * FS280M * 90KW (50HZ) 101KW (60HZ) 3 AC 50HZ 400VD/690VY * 3 AC 60HZ 460VD IM V 1 W/O CANOPY, FLANGE: FF500(A550) 3 PTC thermistor for tripping (2 terminals) TERMINAL BOX AT TOP | 8970 | TEM | 1 | LD | 610 | 1
1LE15042DA222GB4 | SIMOTICS SD MOTOR TYPE: 1CV4282A LOW-VOLTAGE MOTOR, IEC SQUIRREL-CAGE,SELF-VENTIL.,IP55 TEMP. CL. 155(F) ACC.TO 130(B) CAST-IRON HOUSING BASIC LINE SUPER PREMIUM EFFICIENCY IE4, 2POLE * FS280M * 90KW (50HZ) 101KW (60HZ) 3 AC 50HZ 230VD/400VY * 3 AC 60HZ 460VY IM V 1 W/O CANOPY, FLANGE: FF500(A550) 3 PTC thermistor for tripping (2 terminals) TERMINAL BOX AT TOP | 8970 | TEM | 1 | LD | 610 | 1
1LE15042DA234GA4 | SIMOTICS SD MOTOR TYPE: 1CV4282A LOW-VOLTAGE MOTOR, IEC SQUIRREL-CAGE,SELF-VENTIL.,IP55 TEMP. CL. 155(F) ACC.TO 130(B) CAST-IRON HOUSING BASIC LINE SUPER PREMIUM EFFICIENCY IE4, 2POLE * FS280M * 90KW (50HZ) 101KW (60HZ) 3 AC 50HZ 400VD/690VY * 3 AC 60HZ 460VD IM V 1 W/O CANOPY, FLANGE: FF500(A550) without motor protection TERMINAL BOX AT TOP | 8813 | TEM | 1 | LD | 610 | 1
1LE15042DA222GA4 | SIMOTICS SD MOTOR TYPE: 1CV4282A LOW-VOLTAGE MOTOR, IEC SQUIRREL-CAGE,SELF-VENTIL.,IP55 TEMP. CL. 155(F) ACC.TO 130(B) CAST-IRON HOUSING BASIC LINE SUPER PREMIUM EFFICIENCY IE4, 2POLE * FS280M * 90KW (50HZ) 101KW (60HZ) 3 AC 50HZ 230VD/400VY * 3 AC 60HZ 460VY IM V 1 W/O CANOPY, FLANGE: FF500(A550) without motor protection TERMINAL BOX AT TOP | 8813 | TEM | 1 | LD | 610 | 1
1LE15043AA034GB4 | SIMOTICS SD MOTOR TYPE: 1CV4310A LOW-VOLTAGE MOTOR, IEC SQUIRREL-CAGE,SELF-VENTIL.,IP55 TEMP. CL. 155(F) ACC.TO 130(B) CAST-IRON HOUSING BASIC LINE SUPER PREMIUM EFFICIENCY IE4, 2POLE * FS315S * 110KW (50HZ) 123KW (60HZ) 3 AC 50HZ 400VD/690VY * 3 AC 60HZ 460VD IM V 1 W/O CANOPY, FLANGE: FF600(A660) 3 PTC thermistor for tripping (2 terminals) TERMINAL BOX AT TOP | 10677 | TEM | 1 | LD | 750 | 1
1LE15043AA022GB4 | SIMOTICS SD MOTOR TYPE: 1CV4310A LOW-VOLTAGE MOTOR, IEC SQUIRREL-CAGE,SELF-VENTIL.,IP55 TEMP. CL. 155(F) ACC.TO 130(B) CAST-IRON HOUSING BASIC LINE SUPER PREMIUM EFFICIENCY IE4, 2POLE * FS315S * 110KW (50HZ) 123KW (60HZ) 3 AC 50HZ 230VD/400VY * 3 AC 60HZ 460VY IM V 1 W/O CANOPY, FLANGE: FF600(A660) 3 PTC thermistor for tripping (2 terminals) TERMINAL BOX AT TOP | 10677 | TEM | 1 | LD | 750 | 1
1LE15043AA034GA4 | SIMOTICS SD MOTOR TYPE: 1CV4310A LOW-VOLTAGE MOTOR, IEC SQUIRREL-CAGE,SELF-VENTIL.,IP55 TEMP. CL. 155(F) ACC.TO 130(B) CAST-IRON HOUSING BASIC LINE SUPER PREMIUM EFFICIENCY IE4, 2POLE * FS315S * 110KW (50HZ) 123KW (60HZ) 3 AC 50HZ 400VD/690VY * 3 AC 60HZ 460VD IM V 1 W/O CANOPY, FLANGE: FF600(A660) without motor protection TERMINAL BOX AT TOP | 10520 | TEM | 1 | LD | 750 | 1
1LE15043AA022GA4 | SIMOTICS SD MOTOR TYPE: 1CV4310A LOW-VOLTAGE MOTOR, IEC SQUIRREL-CAGE,SELF-VENTIL.,IP55 TEMP. CL. 155(F) ACC.TO 130(B) CAST-IRON HOUSING BASIC LINE SUPER PREMIUM EFFICIENCY IE4, 2POLE * FS315S * 110KW (50HZ) 123KW (60HZ) 3 AC 50HZ 230VD/400VY * 3 AC 60HZ 460VY IM V 1 W/O CANOPY, FLANGE: FF600(A660) without motor protection TERMINAL BOX AT TOP | 10520 | TEM | 1 | LD | 750 | 1
1LE15043AA234GB4 | SIMOTICS SD MOTOR TYPE: 1CV4312A LOW-VOLTAGE MOTOR, IEC SQUIRREL-CAGE,SELF-VENTIL.,IP55 TEMP. CL. 155(F) ACC.TO 130(B) CAST-IRON HOUSING BASIC LINE SUPER PREMIUM EFFICIENCY IE4, 2POLE * FS315M * 132KW (50HZ) 148KW (60HZ) 3 AC 50HZ 400VD/690VY * 3 AC 60HZ 460VD IM V 1 W/O CANOPY, FLANGE: FF600(A660) 3 PTC thermistor for tripping (2 terminals) TERMINAL BOX AT TOP | 12666 | TEM | 1 | LD | 980 | 1
1LE15043AA222GB4 | SIMOTICS SD MOTOR TYPE: 1CV4312A LOW-VOLTAGE MOTOR, IEC SQUIRREL-CAGE,SELF-VENTIL.,IP55 TEMP. CL. 155(F) ACC.TO 130(B) CAST-IRON HOUSING BASIC LINE SUPER PREMIUM EFFICIENCY IE4, 2POLE * FS315M * 132KW (50HZ) 148KW (60HZ) 3 AC 50HZ 230VD/400VY * 3 AC 60HZ 460VY IM V 1 W/O CANOPY, FLANGE: FF600(A660) 3 PTC thermistor for tripping (2 terminals) TERMINAL BOX AT TOP | 12666 | TEM | 1 | LD | 980 | 1
1LE15043AA234GA4 | SIMOTICS SD MOTOR TYPE: 1CV4312A LOW-VOLTAGE MOTOR, IEC SQUIRREL-CAGE,SELF-VENTIL.,IP55 TEMP. CL. 155(F) ACC.TO 130(B) CAST-IRON HOUSING BASIC LINE SUPER PREMIUM EFFICIENCY IE4, 2POLE * FS315M * 132KW (50HZ) 148KW (60HZ) 3 AC 50HZ 400VD/690VY * 3 AC 60HZ 460VD IM V 1 W/O CANOPY, FLANGE: FF600(A660) without motor protection TERMINAL BOX AT TOP | 12509 | TEM | 1 | LD | 980 | 1
1LE15043AA222GA4 | SIMOTICS SD MOTOR TYPE: 1CV4312A LOW-VOLTAGE MOTOR, IEC SQUIRREL-CAGE,SELF-VENTIL.,IP55 TEMP. CL. 155(F) ACC.TO 130(B) CAST-IRON HOUSING BASIC LINE SUPER PREMIUM EFFICIENCY IE4, 2POLE * FS315M * 132KW (50HZ) 148KW (60HZ) 3 AC 50HZ 230VD/400VY * 3 AC 60HZ 460VY IM V 1 W/O CANOPY, FLANGE: FF600(A660) without motor protection TERMINAL BOX AT TOP | 12509 | TEM | 1 | LD | 980 | 1
1LE15043AA434GB4 | SIMOTICS SD MOTOR TYPE: 1CV4314A LOW-VOLTAGE MOTOR, IEC SQUIRREL-CAGE,SELF-VENTIL.,IP55 TEMP. CL. 155(F) ACC.TO 130(B) CAST-IRON HOUSING BASIC LINE SUPER PREMIUM EFFICIENCY IE4, 2POLE * FS315L * 160KW (50HZ) 180KW (60HZ) 3 AC 50HZ 400VD/690VY * 3 AC 60HZ 460VD IM V 1 W/O CANOPY, FLANGE: FF600(A660) 3 PTC thermistor for tripping (2 terminals) TERMINAL BOX AT TOP | 15800 | TEM | 1 | LD | 1060 | 1
1LE15043AA422GB4 | SIMOTICS SD MOTOR TYPE: 1CV4314A LOW-VOLTAGE MOTOR, IEC SQUIRREL-CAGE,SELF-VENTIL.,IP55 TEMP. CL. 155(F) ACC.TO 130(B) CAST-IRON HOUSING BASIC LINE SUPER PREMIUM EFFICIENCY IE4, 2POLE * FS315L * 160KW (50HZ) 180KW (60HZ) 3 AC 50HZ 230VD/400VY * 3 AC 60HZ 460VY IM V 1 W/O CANOPY, FLANGE: FF600(A660) 3 PTC thermistor for tripping (2 terminals) TERMINAL BOX AT TOP | 15800 | TEM | 1 | LD | 1060 | 1
1LE15043AA434GA4 | SIMOTICS SD MOTOR TYPE: 1CV4314A LOW-VOLTAGE MOTOR, IEC SQUIRREL-CAGE,SELF-VENTIL.,IP55 TEMP. CL. 155(F) ACC.TO 130(B) CAST-IRON HOUSING BASIC LINE SUPER PREMIUM EFFICIENCY IE4, 2POLE * FS315L * 160KW (50HZ) 180KW (60HZ) 3 AC 50HZ 400VD/690VY * 3 AC 60HZ 460VD IM V 1 W/O CANOPY, FLANGE: FF600(A660) without motor protection TERMINAL BOX AT TOP | 15644 | TEM | 1 | LD | 1060 | 1
1LE15043AA422GA4 | SIMOTICS SD MOTOR TYPE: 1CV4314A LOW-VOLTAGE MOTOR, IEC SQUIRREL-CAGE,SELF-VENTIL.,IP55 TEMP. CL. 155(F) ACC.TO 130(B) CAST-IRON HOUSING BASIC LINE SUPER PREMIUM EFFICIENCY IE4, 2POLE * FS315L * 160KW (50HZ) 180KW (60HZ) 3 AC 50HZ 230VD/400VY * 3 AC 60HZ 460VY IM V 1 W/O CANOPY, FLANGE: FF600(A660) without motor protection TERMINAL BOX AT TOP | 15644 | TEM | 1 | LD | 1060 | 1
1LE15043AA534GB4 | SIMOTICS SD MOTOR TYPE: 1CV4315A LOW-VOLTAGE MOTOR, IEC SQUIRREL-CAGE,SELF-VENTIL.,IP55 TEMP. CL. 155(F) ACC.TO 130(B) CAST-IRON HOUSING BASIC LINE SUPER PREMIUM EFFICIENCY IE4, 2POLE * FS315L * 200KW (50HZ) 224KW (60HZ) 3 AC 50HZ 400VD/690VY * 3 AC 60HZ 460VD IM V 1 W/O CANOPY, FLANGE: FF600(A660) 3 PTC thermistor for tripping (2 terminals) TERMINAL BOX AT TOP | 19536 | TEM | 1 | LD | 1180 | 1
1LE15043AA522GB4 | SIMOTICS SD MOTOR TYPE: 1CV4315A LOW-VOLTAGE MOTOR, IEC SQUIRREL-CAGE,SELF-VENTIL.,IP55 TEMP. CL. 155(F) ACC.TO 130(B) CAST-IRON HOUSING BASIC LINE SUPER PREMIUM EFFICIENCY IE4, 2POLE * FS315L * 200KW (50HZ) 224KW (60HZ) 3 AC 50HZ 230VD/400VY * 3 AC 60HZ 460VY IM V 1 W/O CANOPY, FLANGE: FF600(A660) 3 PTC thermistor for tripping (2 terminals) TERMINAL BOX AT TOP | 19536 | TEM | 1 | LD | 1180 | 1
1LE15043AA534GA4 | SIMOTICS SD MOTOR TYPE: 1CV4315A LOW-VOLTAGE MOTOR, IEC SQUIRREL-CAGE,SELF-VENTIL.,IP55 TEMP. CL. 155(F) ACC.TO 130(B) CAST-IRON HOUSING BASIC LINE SUPER PREMIUM EFFICIENCY IE4, 2POLE * FS315L * 200KW (50HZ) 224KW (60HZ) 3 AC 50HZ 400VD/690VY * 3 AC 60HZ 460VD IM V 1 W/O CANOPY, FLANGE: FF600(A660) without motor protection TERMINAL BOX AT TOP | 19379 | TEM | 1 | LD | 1180 | 1
1LE15043AA522GA4 | SIMOTICS SD MOTOR TYPE: 1CV4315A LOW-VOLTAGE MOTOR, IEC SQUIRREL-CAGE,SELF-VENTIL.,IP55 TEMP. CL. 155(F) ACC.TO 130(B) CAST-IRON HOUSING BASIC LINE SUPER PREMIUM EFFICIENCY IE4, 2POLE * FS315L * 200KW (50HZ) 224KW (60HZ) 3 AC 50HZ 230VD/400VY * 3 AC 60HZ 460VY IM V 1 W/O CANOPY, FLANGE: FF600(A660) without motor protection TERMINAL BOX AT TOP | 19379 | TEM | 1 | LD | 1180 | 1
1LE10041CA034WB4 | SIMOTICS GP MOTOR TYPE: 1AV4130A LOW-VOLTAGE MOTOR, IEC SQUIRREL-CAGE,SELF-VENTIL.,IP55 TEMP. CL. 155(F) ACC.TO 130(B) ALUMINIUM HOUSING PREMIUM EFFICIENCY IE4, 2POLE * FS132S * 5.5KW (50HZ) 6.3KW (60HZ) 3 AC 50HZ 400VD/690VY * 3 AC 60HZ 460VD IM V 15 * FLANGE: FF265 3 PTC thermistor for tripping (2 terminals) TERMINAL BOX AT TOP | 897 | TEM | 1 | LD | 44 | 1
1LE10041CA134WB4 | SIMOTICS GP MOTOR TYPE: 1AV4131A LOW-VOLTAGE MOTOR, IEC SQUIRREL-CAGE,SELF-VENTIL.,IP55 TEMP. CL. 155(F) ACC.TO 130(B) ALUMINIUM HOUSING PREMIUM EFFICIENCY IE4, 2POLE * FS132S * 7.5KW (50HZ) 8.6KW (60HZ) 3 AC 50HZ 400VD/690VY * 3 AC 60HZ 460VD IM V 15 * FLANGE: FF265 3 PTC thermistor for tripping (2 terminals) TERMINAL BOX AT TOP | 1104 | TEM | 1 | LD | 56 | 1
1LE10041DA234WB4 | SIMOTICS GP MOTOR TYPE: 1AV4162A LOW-VOLTAGE MOTOR, IEC SQUIRREL-CAGE,SELF-VENTIL.,IP55 TEMP. CL. 155(F) ACC.TO 130(B) ALUMINIUM HOUSING PREMIUM EFFICIENCY IE4, 2POLE * FS160M * 11KW (50HZ) 12.6KW (60HZ) 3 AC 50HZ 400VD/690VY * 3 AC 60HZ 460VD IM V 15 * FLANGE: FF300 3 PTC thermistor for tripping (2 terminals) TERMINAL BOX AT TOP | 1510 | TEM | 1 | LD | 84 | 1
1LE10041DA334WB4 | SIMOTICS GP MOTOR TYPE: 1AV4163A LOW-VOLTAGE MOTOR, IEC SQUIRREL-CAGE,SELF-VENTIL.,IP55 TEMP. CL. 155(F) ACC.TO 130(B) ALUMINIUM HOUSING PREMIUM EFFICIENCY IE4, 2POLE * FS160M * 15KW (50HZ) 17.3KW (60HZ) 3 AC 50HZ 400VD/690VY * 3 AC 60HZ 460VD IM V 15 * FLANGE: FF300 3 PTC thermistor for tripping (2 terminals) TERMINAL BOX AT TOP | 1920 | TEM | 1 | LD | 98 | 1
1LE10041DA434WB4 | SIMOTICS GP MOTOR TYPE: 1AV4164A LOW-VOLTAGE MOTOR, IEC SQUIRREL-CAGE,SELF-VENTIL.,IP55 TEMP. CL. 155(F) ACC.TO 130(B) ALUMINIUM HOUSING PREMIUM EFFICIENCY IE4, 2POLE * FS160L * 18.5KW (50HZ) 21.3KW (60HZ) 3 AC 50HZ 400VD/690VY * 3 AC 60HZ 460VD IM V 15 * FLANGE: FF300 3 PTC thermistor for tripping (2 terminals) TERMINAL BOX AT TOP | 2266 | TEM | 1 | LD | 112 | 1
1LE15041EA234WB4 | SIMOTICS SD MOTOR TYPE: 1CV4182A LOW-VOLTAGE MOTOR, IEC SQUIRREL-CAGE,SELF-VENTIL.,IP55 TEMP. CL. 155(F) ACC.TO 130(B) CAST-IRON HOUSING BASIC LINE PREMIUM EFFICIENCY IE4, 2POLE * FS180M * 22KW (50HZ) 24.5KW (60HZ) 3 AC 50HZ 400VD/690VY * 3 AC 60HZ 460VD IM V 15 * FLANGE: FF300 3 PTC thermistor for tripping (2 terminals) TERMINAL BOX AT TOP | 2730 | TEM | 1 | LD | 175 | 1
1LE15042AA434WB4 | SIMOTICS SD MOTOR TYPE: 1CV4204A LOW-VOLTAGE MOTOR, IEC SQUIRREL-CAGE,SELF-VENTIL.,IP55 TEMP. CL. 155(F) ACC.TO 130(B) CAST-IRON HOUSING BASIC LINE PREMIUM EFFICIENCY IE4, 2POLE * FS200L * 30KW (50HZ) 33.5KW (60HZ) 3 AC 50HZ 400VD/690VY * 3 AC 60HZ 460VD IM V 15 * FLANGE: FF350 3 PTC thermistor for tripping (2 terminals) TERMINAL BOX AT TOP | 3464 | TEM | 1 | LD | 222 | 1
1LE15042AA534WB4 | SIMOTICS SD MOTOR TYPE: 1CV4205A LOW-VOLTAGE MOTOR, IEC SQUIRREL-CAGE,SELF-VENTIL.,IP55 TEMP. CL. 155(F) ACC.TO 130(B) CAST-IRON HOUSING BASIC LINE PREMIUM EFFICIENCY IE4, 2POLE * FS200L * 37KW (50HZ) 41.5KW (60HZ) 3 AC 50HZ 400VD/690VY * 3 AC 60HZ 460VD IM V 15 * FLANGE: FF350 3 PTC thermistor for tripping (2 terminals) TERMINAL BOX AT TOP | 4281 | TEM | 1 | LD | 263 | 1
1LE15042BA234WB4 | SIMOTICS SD MOTOR TYPE: 1CV4222A LOW-VOLTAGE MOTOR, IEC SQUIRREL-CAGE,SELF-VENTIL.,IP55 TEMP. CL. 155(F) ACC.TO 130(B) CAST-IRON HOUSING BASIC LINE SUPER PREMIUM EFFICIENCY IE4, 2POLE * FS225M * 45KW (50HZ) 51KW (60HZ) 3 AC 50HZ 400VD/690VY * 3 AC 60HZ 460VD IM V 15 * FLANGE: FF400 3 PTC thermistor for tripping (2 terminals) TERMINAL BOX AT TOP | 4946 | TEM | 1 | LD | 330 | 1
1LE15042CA234WB4 | SIMOTICS SD MOTOR TYPE: 1CV4252A LOW-VOLTAGE MOTOR, IEC SQUIRREL-CAGE,SELF-VENTIL.,IP55 TEMP. CL. 155(F) ACC.TO 130(B) CAST-IRON HOUSING BASIC LINE SUPER PREMIUM EFFICIENCY IE4, 2POLE * FS250M * 55KW (50HZ) 62KW (60HZ) 3 AC 50HZ 400VD/690VY * 3 AC 60HZ 460VD IM V 15 * FLANGE: FF500 3 PTC thermistor for tripping (2 terminals) TERMINAL BOX AT TOP | 5857 | TEM | 1 | LD | 430 | 1
1LE15042DA034WB4 | SIMOTICS SD MOTOR TYPE: 1CV4280A LOW-VOLTAGE MOTOR, IEC SQUIRREL-CAGE,SELF-VENTIL.,IP55 TEMP. CL. 155(F) ACC.TO 130(B) CAST-IRON HOUSING BASIC LINE SUPER PREMIUM EFFICIENCY IE4, 2POLE * FS280S * 75KW (50HZ) 84KW (60HZ) 3 AC 50HZ 400VD/690VY * 3 AC 60HZ 460VD IM V 15 * FLANGE: FF500 3 PTC thermistor for tripping (2 terminals) TERMINAL BOX AT TOP | 7908 | TEM | 1 | LD | 600 | 1
1LE10041AB422GB4 | SIMOTICS GP MOTOR TYPE: 1AV4104B LOW-VOLTAGE MOTOR, IEC SQUIRREL-CAGE,SELF-VENTIL.,IP55 TEMP. CL. 155(F) ACC.TO 130(B) ALUMINIUM HOUSING PREMIUM EFFICIENCY IE4, 4POLE * FS100L * 2.2KW (50HZ) 2.55KW (60HZ) 3 AC 50HZ 230VD/400VY * 3 AC 60HZ 460VY IM V 1 W/O CANOPY, FLANGE: FF215(A250) 3 PTC thermistor for tripping (2 terminals) TERMINAL BOX AT TOP | 549 | TEM | 1 | LD | 30 | 1
1LE10041AB534GB4 | SIMOTICS GP MOTOR TYPE: 1AV4105B LOW-VOLTAGE MOTOR, IEC SQUIRREL-CAGE,SELF-VENTIL.,IP55 TEMP. CL. 155(F) ACC.TO 130(B) ALUMINIUM HOUSING PREMIUM EFFICIENCY IE4, 4POLE * FS100L * 3KW (50HZ) 3.45KW (60HZ) 3 AC 50HZ 400VD/690VY * 3 AC 60HZ 460VD IM V 1 W/O CANOPY, FLANGE: FF215(A250) 3 PTC thermistor for tripping (2 terminals) TERMINAL BOX AT TOP | 618 | TEM | 1 | LD | 38 | 1
1LE10041BB234GB4 | SIMOTICS GP MOTOR TYPE: 1AV4112B LOW-VOLTAGE MOTOR, IEC SQUIRREL-CAGE,SELF-VENTIL.,IP55 TEMP. CL. 155(F) ACC.TO 130(B) ALUMINIUM HOUSING PREMIUM EFFICIENCY IE4, 4POLE * FS112M * 4KW (50HZ) 4.55KW (60HZ) 3 AC 50HZ 400VD/690VY * 3 AC 60HZ 460VD IM V 1 W/O CANOPY, FLANGE: FF215(A250) 3 PTC thermistor for tripping (2 terminals) TERMINAL BOX AT TOP | 748 | TEM | 1 | LD | 46 | 1
1LE10041CB034WB4 | SIMOTICS GP MOTOR TYPE: 1AV4130B LOW-VOLTAGE MOTOR, IEC SQUIRREL-CAGE,SELF-VENTIL.,IP55 TEMP. CL. 155(F) ACC.TO 130(B) ALUMINIUM HOUSING PREMIUM EFFICIENCY IE4, 4POLE * FS132S * 5.5KW (50HZ) 6.3KW (60HZ) 3 AC 50HZ 400VD/690VY * 3 AC 60HZ 460VD IM V 15 * FLANGE: FF265 3 PTC thermistor for tripping (2 terminals) TERMINAL BOX AT TOP | 962 | TEM | 1 | LD | 59 | 1
1LE10041CB234WB4 | SIMOTICS GP MOTOR TYPE: 1AV4132B LOW-VOLTAGE MOTOR, IEC SQUIRREL-CAGE,SELF-VENTIL.,IP55 TEMP. CL. 155(F) ACC.TO 130(B) ALUMINIUM HOUSING PREMIUM EFFICIENCY IE4, 4POLE * FS132M * 7.5KW (50HZ) 8.6KW (60HZ) 3 AC 50HZ 400VD/690VY * 3 AC 60HZ 460VD IM V 15 * FLANGE: FF265 3 PTC thermistor for tripping (2 terminals) TERMINAL BOX AT TOP | 1182 | TEM | 1 | LD | 62 | 1
1LE10041DB234WB4 | SIMOTICS GP MOTOR TYPE: 1AV4162B LOW-VOLTAGE MOTOR, IEC SQUIRREL-CAGE,SELF-VENTIL.,IP55 TEMP. CL. 155(F) ACC.TO 130(B) ALUMINIUM HOUSING PREMIUM EFFICIENCY IE4, 4POLE * FS160M * 11KW (50HZ) 12.6KW (60HZ) 3 AC 50HZ 400VD/690VY * 3 AC 60HZ 460VD IM V 15 * FLANGE: FF300 3 PTC thermistor for tripping (2 terminals) TERMINAL BOX AT TOP | 1539 | TEM | 1 | LD | 98 | 1
1LE10041DB434WB4 | SIMOTICS GP MOTOR TYPE: 1AV4164B LOW-VOLTAGE MOTOR, IEC SQUIRREL-CAGE,SELF-VENTIL.,IP55 TEMP. CL. 155(F) ACC.TO 130(B) ALUMINIUM HOUSING PREMIUM EFFICIENCY IE4, 4POLE * FS160L * 15KW (50HZ) 17.3KW (60HZ) 3 AC 50HZ 400VD/690VY * 3 AC 60HZ 460VD IM V 15 * FLANGE: FF300 3 PTC thermistor for tripping (2 terminals) TERMINAL BOX AT TOP | 1949 | TEM | 1 | LD | 109 | 1
1LE15041EB234WB4 | SIMOTICS SD MOTOR TYPE: 1CV4182B LOW-VOLTAGE MOTOR, IEC SQUIRREL-CAGE,SELF-VENTIL.,IP55 TEMP. CL. 155(F) ACC.TO 130(B) CAST-IRON HOUSING BASIC LINE PREMIUM EFFICIENCY IE4, 4POLE * FS180M * 18.5KW (50HZ) 21.3KW (60HZ) 3 AC 50HZ 400VD/690VY * 3 AC 60HZ 460VD IM V 15 * FLANGE: FF300 3 PTC thermistor for tripping (2 terminals) TERMINAL BOX AT TOP | 2348 | TEM | 1 | LD | 187 | 1
1LE15041EB434WB4 | SIMOTICS SD MOTOR TYPE: 1CV4184B LOW-VOLTAGE MOTOR, IEC SQUIRREL-CAGE,SELF-VENTIL.,IP55 TEMP. CL. 155(F) ACC.TO 130(B) CAST-IRON HOUSING BASIC LINE PREMIUM EFFICIENCY IE4, 4POLE * FS180L * 22KW (50HZ) 25.3KW (60HZ) 3 AC 50HZ 400VD/690VY * 3 AC 60HZ 460VD IM V 15 * FLANGE: FF300 3 PTC thermistor for tripping (2 terminals) TERMINAL BOX AT TOP | 2677 | TEM | 1 | LD | 192 | 1
1LE15042AB534WB4 | SIMOTICS SD MOTOR TYPE: 1CV4205B LOW-VOLTAGE MOTOR, IEC SQUIRREL-CAGE,SELF-VENTIL.,IP55 TEMP. CL. 155(F) ACC.TO 130(B) CAST-IRON HOUSING BASIC LINE PREMIUM EFFICIENCY IE4, 4POLE * FS200L * 30KW (50HZ) 34.5KW (60HZ) 3 AC 50HZ 400VD/690VY * 3 AC 60HZ 460VD IM V 15 * FLANGE: FF350 3 PTC thermistor for tripping (2 terminals) TERMINAL BOX AT TOP | 3424 | TEM | 1 | LD | 258 | 1
1LE15042BB034WB4 | SIMOTICS SD MOTOR TYPE: 1CV4220B LOW-VOLTAGE MOTOR, IEC SQUIRREL-CAGE,SELF-VENTIL.,IP55 TEMP. CL. 155(F) ACC.TO 130(B) CAST-IRON HOUSING BASIC LINE PREMIUM EFFICIENCY IE4, 4POLE * FS225S * 37KW (50HZ) 42.5KW (60HZ) 3 AC 50HZ 400VD/690VY * 3 AC 60HZ 460VD IM V 15 * FLANGE: FF400 3 PTC thermistor for tripping (2 terminals) TERMINAL BOX AT TOP | 4033 | TEM | 1 | LD | 345 | 1
1LE15042BB234WB4 | SIMOTICS SD MOTOR TYPE: 1CV4222B LOW-VOLTAGE MOTOR, IEC SQUIRREL-CAGE,SELF-VENTIL.,IP55 TEMP. CL. 155(F) ACC.TO 130(B) CAST-IRON HOUSING BASIC LINE SUPER PREMIUM EFFICIENCY IE4, 60HZ, P60: IE3 4POLE * FS225M * 45KW (50HZ) 52KW (60HZ) 3 AC 50HZ 400VD/690VY * 3 AC 60HZ 460VD IM V 15 * FLANGE: FF400 3 PTC thermistor for tripping (2 terminals) TERMINAL BOX AT TOP | 4662 | TEM | 1 | LD | 415 | 1
1LE15042CB234WB4 | SIMOTICS SD MOTOR TYPE: 1CV4252B LOW-VOLTAGE MOTOR, IEC SQUIRREL-CAGE,SELF-VENTIL.,IP55 TEMP. CL. 155(F) ACC.TO 130(B) CAST-IRON HOUSING BASIC LINE SUPER PREMIUM EFFICIENCY IE4, 4POLE * FS250M * 55KW (50HZ) 63KW (60HZ) 3 AC 50HZ 400VD/690VY * 3 AC 60HZ 460VD IM V 15 * FLANGE: FF500 3 PTC thermistor for tripping (2 terminals) TERMINAL BOX AT TOP | 5613 | TEM | 1 | LD | 490 | 1
1LE15042DB034WB4 | SIMOTICS SD MOTOR TYPE: 1CV4280B LOW-VOLTAGE MOTOR, IEC SQUIRREL-CAGE,SELF-VENTIL.,IP55 TEMP. CL. 155(F) ACC.TO 130(B) CAST-IRON HOUSING BASIC LINE SUPER PREMIUM EFFICIENCY IE4, 4POLE * FS280S * 75KW (50HZ) 86KW (60HZ) 3 AC 50HZ 400VD/690VY * 3 AC 60HZ 460VD IM V 15 * FLANGE: FF500 3 PTC thermistor for tripping (2 terminals) TERMINAL BOX AT TOP | 7502 | TEM | 1 | LD | 670 | 1
1LE15042DB234GB4 | SIMOTICS SD MOTOR TYPE: 1CV4282B LOW-VOLTAGE MOTOR, IEC SQUIRREL-CAGE,SELF-VENTIL.,IP55 TEMP. CL. 155(F) ACC.TO 130(B) CAST-IRON HOUSING BASIC LINE SUPER PREMIUM EFFICIENCY IE4, 4POLE * FS280M * 90KW (50HZ) 104KW (60HZ) 3 AC 50HZ 400VD/690VY * 3 AC 60HZ 460VD IM V 1 W/O CANOPY, FLANGE: FF500(A550) 3 PTC thermistor for tripping (2 terminals) TERMINAL BOX AT TOP | 8401 | TEM | 1 | LD | 730 | 1
1LE15043AB034GB4 | SIMOTICS SD MOTOR TYPE: 1CV4310B LOW-VOLTAGE MOTOR, IEC SQUIRREL-CAGE,SELF-VENTIL.,IP55 TEMP. CL. 155(F) ACC.TO 130(B) CAST-IRON HOUSING BASIC LINE SUPER PREMIUM EFFICIENCY IE4, 4POLE * FS315M * 110KW (50HZ) 127KW (60HZ) 3 AC 50HZ 400VD/690VY * 3 AC 60HZ 460VD IM V 1 W/O CANOPY, FLANGE: FF600(A660) 3 PTC thermistor for tripping (2 terminals) TERMINAL BOX AT TOP | 10433 | TEM | 1 | LD | 910 | 1
1LE15043AB234GB4 | SIMOTICS SD MOTOR TYPE: 1CV4312B LOW-VOLTAGE MOTOR, IEC SQUIRREL-CAGE,SELF-VENTIL.,IP55 TEMP. CL. 155(F) ACC.TO 130(B) CAST-IRON HOUSING BASIC LINE SUPER PREMIUM EFFICIENCY IE4, 4POLE * FS315M * 132KW (50HZ) 152KW (60HZ) 3 AC 50HZ 400VD/690VY * 3 AC 60HZ 460VD IM V 1 W/O CANOPY, FLANGE: FF600(A660) 3 PTC thermistor for tripping (2 terminals) TERMINAL BOX AT TOP | 12179 | TEM | 1 | LD | 990 | 1
1LE15043AB434GB4 | SIMOTICS SD MOTOR TYPE: 1CV4314B LOW-VOLTAGE MOTOR, IEC SQUIRREL-CAGE,SELF-VENTIL.,IP55 TEMP. CL. 155(F) ACC.TO 130(B) CAST-IRON HOUSING BASIC LINE SUPER PREMIUM EFFICIENCY IE4, 4POLE * FS315L * 160KW (50HZ) 184KW (60HZ) 3 AC 50HZ 400VD/690VY * 3 AC 60HZ 460VD IM V 1 W/O CANOPY, FLANGE: FF600(A660) 3 PTC thermistor for tripping (2 terminals) TERMINAL BOX AT TOP | 14615 | TEM | 1 | LD | 1220 | 1
1LE15043AB534GB4 | SIMOTICS SD MOTOR TYPE: 1CV4315B LOW-VOLTAGE MOTOR, IEC SQUIRREL-CAGE,SELF-VENTIL.,IP55 TEMP. CL. 155(F) ACC.TO 130(B) CAST-IRON HOUSING BASIC LINE SUPER PREMIUM EFFICIENCY IE4, 4POLE * FS315L * 200KW (50HZ) 230KW (60HZ) 3 AC 50HZ 400VD/690VY * 3 AC 60HZ 460VD IM V 1 W/O CANOPY, FLANGE: FF600(A660) 3 PTC thermistor for tripping (2 terminals) TERMINAL BOX AT TOP | 18066 | TEM | 1 | LD | 1380 | 1
1FK70115AK211AA3 | SIMOTICS S SYNCHRONOUS SERVOMOTOR, 1FK7 COMPACT, ZK 300 V 0.18 NM, 100 K, 6000 RPM,0.05KW NATURAL COOLING, POWER/SIGNAL CONNECTORS CONNECTOR CAN BE ROTATED BY 270 DEGR. DEGREE OF PROTECTION IP54; PAINT FINISH RAL7016 FRAME SIZE IMB 5 (IM V1, IM V3) FLANGE 1, WITH KTY TEMPERATURESENSOR INCREM. ENCODER, SIN/COS 1 VPP 2048 P/REV (ENCODER I-2048); SHAFT WITH FITTED KEY, TOLERANCE N; W/O HOLDING BRAKE | 1313 | TEM | 1 | MC | 0.902 | 1
1FK70115AK211AB3 | SIMOTICS S SYNCHRONOUS SERVOMOTOR, 1FK7 COMPACT, ZK 300 V 0.18 NM, 100 K, 6000 RPM,0.05KW NATURAL COOLING, POWER/SIGNAL CONNECTORS CONNECTOR CAN BE ROTATED BY 270 DEGR. DEGREE OF PROTECTION IP54; PAINT FINISH RAL7016 FRAME SIZE IMB 5 (IM V1, IM V3) FLANGE 1, WITH KTY TEMPERATURESENSOR INCREM. ENCODER, SIN/COS 1 VPP 2048 P/REV (ENCODER I-2048); SHAFT WITH FITTED KEY, TOLERANCE N; WITH HOLDING BRAKE | 1542 | TEM | 1 | MC | 1.101 | 1
1FK70115AK211AG3 | SIMOTICS S SYNCHRONOUS SERVOMOTOR, 1FK7 COMPACT, ZK 300 V 0.18 NM, 100 K, 6000 RPM,0.05KW NATURAL COOLING, POWER/SIGNAL CONNECTORS CONNECTOR CAN BE ROTATED BY 270 DEGR. DEGREE OF PROTECTION IP54; PAINT FINISH RAL7016 FRAME SIZE IMB 5 (IM V1, IM V3) FLANGE 1, WITH KTY TEMPERATURESENSOR INCREM. ENCODER, SIN/COS 1 VPP 2048 P/REV (ENCODER I-2048); PLAIN SHAFT, TOLERANCE N; W/O HOLDING BRAKE | 1269 | TEM | 1 | MC | 0.902 | 1
1FK70115AK211AH3 | SIMOTICS S SYNCHRONOUS SERVOMOTOR, 1FK7 COMPACT, ZK 300 V 0.18 NM, 100 K, 6000 RPM,0.05KW NATURAL COOLING, POWER/SIGNAL CONNECTORS CONNECTOR CAN BE ROTATED BY 270 DEGR. DEGREE OF PROTECTION IP54; PAINT FINISH RAL7016 FRAME SIZE IMB 5 (IM V1, IM V3) FLANGE 1, WITH KTY TEMPERATURESENSOR INCREM. ENCODER, SIN/COS 1 VPP 2048 P/REV (ENCODER I-2048); PLAIN SHAFT, TOLERANCE N; WITH HOLDING BRAKE | 1449 | TEM | 1 | MC | 1.101 | 1
1FK70115AK211JA3 | SIMOTICS S SYNCHRONOUS SERVOMOTOR, 1FK7 COMPACT, ZK 300 V 0.18 NM, 100 K, 6000 RPM,0.05KW NATURAL COOLING, POWER/SIGNAL CONNECTORS CONNECTOR CAN BE ROTATED BY 270 DEGR. DEGREE OF PROTECTION IP54; PAINT FINISH RAL7016 FRAME SIZE IMB 5 (IM V1, IM V3) FLANGE 1, WITH KTY TEMPERATURESENSOR ABSOLUTE ENCODER 16 S/R (ENCODER A-16); PERFORMANCE REDUCTION BY 10% DUE TO ABSOLUTE ENCODER; SHAFT WITH FITTED KEY, TOLERANCE N; W/O HOLDING BRAKE | 1175 | TEM | 1 | MC | 0.902 | 1
1FK70115AK211JB3 | SIMOTICS S SYNCHRONOUS SERVOMOTOR, 1FK7 COMPACT, ZK 300 V 0.18 NM, 100 K, 6000 RPM,0.05KW NATURAL COOLING, POWER/SIGNAL CONNECTORS CONNECTOR CAN BE ROTATED BY 270 DEGR. DEGREE OF PROTECTION IP54; PAINT FINISH RAL7016 FRAME SIZE IMB 5 (IM V1, IM V3) FLANGE 1, WITH KTY TEMPERATURESENSOR ABSOLUTE ENCODER 16 S/R (ENCODER A-16); PERFORMANCE REDUCTION BY 10% DUE TO ABSOLUTE ENCODER; SHAFT WITH FITTED KEY, TOLERANCE N; WITH HOLDING BRAKE | 1405 | TEM | 1 | MC | 1.101 | 1
1FK70115AK211JG3 | SIMOTICS S SYNCHRONOUS SERVOMOTOR, 1FK7 COMPACT, ZK 300 V 0.18 NM, 100 K, 6000 RPM,0.05KW NATURAL COOLING, POWER/SIGNAL CONNECTORS CONNECTOR CAN BE ROTATED BY 270 DEGR. DEGREE OF PROTECTION IP54; PAINT FINISH RAL7016 FRAME SIZE IMB 5 (IM V1, IM V3) FLANGE 1, WITH KTY TEMPERATURESENSOR ABSOLUTE ENCODER 16 S/R (ENCODER A-16); PERFORMANCE REDUCTION BY 10% DUE TO ABSOLUTE ENCODER; PLAIN SHAFT, TOLERANCE N; W/O HOLDING BRAKE | 1131 | TEM | 1 | MC | 0.902 | 1
1FK70115AK211JH3 | SIMOTICS S SYNCHRONOUS SERVOMOTOR, 1FK7 COMPACT, ZK 300 V 0.18 NM, 100 K, 6000 RPM,0.05KW NATURAL COOLING, POWER/SIGNAL CONNECTORS CONNECTOR CAN BE ROTATED BY 270 DEGR. DEGREE OF PROTECTION IP54; PAINT FINISH RAL7016 FRAME SIZE IMB 5 (IM V1, IM V3) FLANGE 1, WITH KTY TEMPERATURESENSOR ABSOLUTE ENCODER 16 S/R (ENCODER A-16); PERFORMANCE REDUCTION BY 10% DUE TO ABSOLUTE ENCODER; PLAIN SHAFT, TOLERANCE N; WITH HOLDING BRAKE | 1312 | TEM | 1 | MC | 1.101 | 1
1FK70115AK211SA3 | SIMOTICS S SYNCHRONOUS SERVOMOTOR, 1FK7 COMPACT, ZK 300 V 0.18 NM, 100 K, 6000 RPM,0.05KW NATURAL COOLING, POWER/SIGNAL CONNECTORS CONNECTOR CAN BE ROTATED BY 270 DEGR. DEGREE OF PROTECTION IP54; PAINT FINISH RAL7016 FRAME SIZE IMB 5 (IM V1, IM V3) FLANGE 1, WITH KTY TEMPERATURESENSOR RESOLVER MULTI-POLE (RESOLVER P=4); SHAFT WITH FITTED KEY, TOLERANCE N; W/O HOLDING BRAKE | 714 | TEM | 1 | MC | 0.902 | 1
1FK70115AK211SB3 | SIMOTICS S SYNCHRONOUS SERVOMOTOR, 1FK7 COMPACT, ZK 300 V 0.18 NM, 100 K, 6000 RPM,0.05KW NATURAL COOLING, POWER/SIGNAL CONNECTORS CONNECTOR CAN BE ROTATED BY 270 DEGR. DEGREE OF PROTECTION IP54; PAINT FINISH RAL7016 FRAME SIZE IMB 5 (IM V1, IM V3) FLANGE 1, WITH KTY TEMPERATURESENSOR RESOLVER MULTI-POLE (RESOLVER P=4); SHAFT WITH FITTED KEY, TOLERANCE N; WITH HOLDING BRAKE | 944 | TEM | 1 | MC | 1.101 | 1
1FK70115AK211SG3 | SIMOTICS S SYNCHRONOUS SERVOMOTOR, 1FK7 COMPACT, ZK 300 V 0.18 NM, 100 K, 6000 RPM,0.05KW NATURAL COOLING, POWER/SIGNAL CONNECTORS CONNECTOR CAN BE ROTATED BY 270 DEGR. DEGREE OF PROTECTION IP54; PAINT FINISH RAL7016 FRAME SIZE IMB 5 (IM V1, IM V3) FLANGE 1, WITH KTY TEMPERATURESENSOR RESOLVER MULTI-POLE (RESOLVER P=4); PLAIN SHAFT, TOLERANCE N; W/O HOLDING BRAKE | 670 | TEM | 1 | MC | 0.902 | 1
1FK70115AK211SH3 | SIMOTICS S SYNCHRONOUS SERVOMOTOR, 1FK7 COMPACT, ZK 300 V 0.18 NM, 100 K, 6000 RPM,0.05KW NATURAL COOLING, POWER/SIGNAL CONNECTORS CONNECTOR CAN BE ROTATED BY 270 DEGR. DEGREE OF PROTECTION IP54; PAINT FINISH RAL7016 FRAME SIZE IMB 5 (IM V1, IM V3) FLANGE 1, WITH KTY TEMPERATURESENSOR RESOLVER MULTI-POLE (RESOLVER P=4); PLAIN SHAFT, TOLERANCE N; WITH HOLDING BRAKE | 851 | TEM | 1 | MC | 1.101 | 1
1FK70115AK211TA3 | SIMOTICS S SYNCHRONOUS SERVOMOTOR, 1FK7 COMPACT, ZK 300 V 0.18 NM, 100 K, 6000 RPM,0.05KW NATURAL COOLING, POWER/SIGNAL CONNECTORS CONNECTOR CAN BE ROTATED BY 270 DEGR. DEGREE OF PROTECTION IP54; PAINT FINISH RAL7016 FRAME SIZE IMB 5 (IM V1, IM V3) FLANGE 1, WITH KTY TEMPERATURESENSOR RESOLVER 2-POLE (RESOLVER P=1); SHAFT WITH FITTED KEY, TOLERANCE N; W/O HOLDING BRAKE | 714 | TEM | 1 | MC | 0.902 | 1
1FK70115AK211TB3 | SIMOTICS S SYNCHRONOUS SERVOMOTOR, 1FK7 COMPACT, ZK 300 V 0.18 NM, 100 K, 6000 RPM,0.05KW NATURAL COOLING, POWER/SIGNAL CONNECTORS CONNECTOR CAN BE ROTATED BY 270 DEGR. DEGREE OF PROTECTION IP54; PAINT FINISH RAL7016 FRAME SIZE IMB 5 (IM V1, IM V3) FLANGE 1, WITH KTY TEMPERATURESENSOR RESOLVER 2-POLE (RESOLVER P=1); SHAFT WITH FITTED KEY, TOLERANCE N; WITH HOLDING BRAKE | 944 | TEM | 1 | MC | 1.101 | 1
1FK70115AK211TG3 | SIMOTICS S SYNCHRONOUS SERVOMOTOR, 1FK7 COMPACT, ZK 300 V 0.18 NM, 100 K, 6000 RPM,0.05KW NATURAL COOLING, POWER/SIGNAL CONNECTORS CONNECTOR CAN BE ROTATED BY 270 DEGR. DEGREE OF PROTECTION IP54; PAINT FINISH RAL7016 FRAME SIZE IMB 5 (IM V1, IM V3) FLANGE 1, WITH KTY TEMPERATURESENSOR RESOLVER 2-POLE (RESOLVER P=1); PLAIN SHAFT, TOLERANCE N; W/O HOLDING BRAKE | 670 | TEM | 1 | MC | 0.902 | 1
1FK70115AK211TH3 | SIMOTICS S SYNCHRONOUS SERVOMOTOR, 1FK7 COMPACT, ZK 300 V 0.18 NM, 100 K, 6000 RPM,0.05KW NATURAL COOLING, POWER/SIGNAL CONNECTORS CONNECTOR CAN BE ROTATED BY 270 DEGR. DEGREE OF PROTECTION IP54; PAINT FINISH RAL7016 FRAME SIZE IMB 5 (IM V1, IM V3) FLANGE 1, WITH KTY TEMPERATURESENSOR RESOLVER 2-POLE (RESOLVER P=1); PLAIN SHAFT, TOLERANCE N; WITH HOLDING BRAKE | 851 | TEM | 1 | MC | 1.101 | 1
1FK70115AK711AA3 | SIMOTICS S SYNCHRONOUS SERVOMOTOR, 1FK7 COMPACT, 0.18NM, 100K, 6000RPM, 0,05KW NATURAL COOLING, POWER/SIGNAL CONNECTORS CONNECTOR CAN BE ROTATED BY 270 DEGR. DEGREE OF PROTECTION IP54; PAINT FINISH RAL7016 FRAME SIZE IMB 5 (IM V1, IM V3) FLANGE 1, WITH KTY TEMPERATURESENSOR INCREM. ENCODER, SIN/COS 1 VPP 2048 P/REV (ENCODER I-2048); SHAFT WITH FITTED KEY, TOLERANCE N; W/O HOLDING BRAKE | 1313 | TEM | 1 | MC | 0.902 | 1
1FK70115AK711AB3 | SIMOTICS S SYNCHRONOUS SERVOMOTOR, 1FK7 COMPACT, 0.18NM, 100K, 6000RPM, 0,05KW NATURAL COOLING, POWER/SIGNAL CONNECTORS CONNECTOR CAN BE ROTATED BY 270 DEGR. DEGREE OF PROTECTION IP54; PAINT FINISH RAL7016 FRAME SIZE IMB 5 (IM V1, IM V3) FLANGE 1, WITH KTY TEMPERATURESENSOR INCREM. ENCODER, SIN/COS 1 VPP 2048 P/REV (ENCODER I-2048); SHAFT WITH FITTED KEY, TOLERANCE N; WITH HOLDING BRAKE | 1542 | TEM | 1 | MC | 1.101 | 1
1FK70115AK711AG3 | SIMOTICS S SYNCHRONOUS SERVOMOTOR, 1FK7 COMPACT, 0.18NM, 100K, 6000RPM, 0,05KW NATURAL COOLING, POWER/SIGNAL CONNECTORS CONNECTOR CAN BE ROTATED BY 270 DEGR. DEGREE OF PROTECTION IP54; PAINT FINISH RAL7016 FRAME SIZE IMB 5 (IM V1, IM V3) FLANGE 1, WITH KTY TEMPERATURESENSOR INCREM. ENCODER, SIN/COS 1 VPP 2048 P/REV (ENCODER I-2048); PLAIN SHAFT, TOLERANCE N; W/O HOLDING BRAKE | 1269 | TEM | 1 | MC | 0.902 | 1
1FK70115AK711AH3 | SIMOTICS S SYNCHRONOUS SERVOMOTOR, 1FK7 COMPACT, 0.18NM, 100K, 6000RPM, 0,05KW NATURAL COOLING, POWER/SIGNAL CONNECTORS CONNECTOR CAN BE ROTATED BY 270 DEGR. DEGREE OF PROTECTION IP54; PAINT FINISH RAL7016 FRAME SIZE IMB 5 (IM V1, IM V3) FLANGE 1, WITH KTY TEMPERATURESENSOR INCREM. ENCODER, SIN/COS 1 VPP 2048 P/REV (ENCODER I-2048); PLAIN SHAFT, TOLERANCE N; WITH HOLDING BRAKE | 1449 | TEM | 1 | MC | 1.101 | 1
1FK70115AK711JA3 | SIMOTICS S SYNCHRONOUS SERVOMOTOR, 1FK7 COMPACT, 0.18NM, 100K, 6000RPM, 0,05KW NATURAL COOLING, POWER/SIGNAL CONNECTORS CONNECTOR CAN BE ROTATED BY 270 DEGR. DEGREE OF PROTECTION IP54; PAINT FINISH RAL7016 FRAME SIZE IMB 5 (IM V1, IM V3) FLANGE 1, WITH KTY TEMPERATURESENSOR ABSOLUTE ENCODER 16 S/R (ENCODER A-16); PERFORMANCE REDUCTION BY 10% DUE TO ABSOLUTE ENCODER; SHAFT WITH FITTED KEY, TOLERANCE N; W/O HOLDING BRAKE | 1175 | TEM | 1 | MC | 0.902 | 1
1FK70115AK711JB3 | SIMOTICS S SYNCHRONOUS SERVOMOTOR, 1FK7 COMPACT, 0.18NM, 100K, 6000RPM, 0,05KW NATURAL COOLING, POWER/SIGNAL CONNECTORS CONNECTOR CAN BE ROTATED BY 270 DEGR. DEGREE OF PROTECTION IP54; PAINT FINISH RAL7016 FRAME SIZE IMB 5 (IM V1, IM V3) FLANGE 1, WITH KTY TEMPERATURESENSOR ABSOLUTE ENCODER 16 S/R (ENCODER A-16); PERFORMANCE REDUCTION BY 10% DUE TO ABSOLUTE ENCODER; SHAFT WITH FITTED KEY, TOLERANCE N; WITH HOLDING BRAKE | 1405 | TEM | 1 | MC | 1.101 | 1
1FK70115AK711JG3 | SIMOTICS S SYNCHRONOUS SERVOMOTOR, 1FK7 COMPACT, 0.18NM, 100K, 6000RPM, 0,05KW NATURAL COOLING, POWER/SIGNAL CONNECTORS CONNECTOR CAN BE ROTATED BY 270 DEGR. DEGREE OF PROTECTION IP54; PAINT FINISH RAL7016 FRAME SIZE IMB 5 (IM V1, IM V3) FLANGE 1, WITH KTY TEMPERATURESENSOR ABSOLUTE ENCODER 16 S/R (ENCODER A-16); PERFORMANCE REDUCTION BY 10% DUE TO ABSOLUTE ENCODER; PLAIN SHAFT, TOLERANCE N; W/O HOLDING BRAKE | 1131 | TEM | 1 | MC | 0.902 | 1
1FK70115AK711JH3 | SIMOTICS S SYNCHRONOUS SERVOMOTOR, 1FK7 COMPACT, 0.18NM, 100K, 6000RPM, 0,05KW NATURAL COOLING, POWER/SIGNAL CONNECTORS CONNECTOR CAN BE ROTATED BY 270 DEGR. DEGREE OF PROTECTION IP54; PAINT FINISH RAL7016 FRAME SIZE IMB 5 (IM V1, IM V3) FLANGE 1, WITH KTY TEMPERATURESENSOR ABSOLUTE ENCODER 16 S/R (ENCODER A-16); PERFORMANCE REDUCTION BY 10% DUE TO ABSOLUTE ENCODER; PLAIN SHAFT, TOLERANCE N; WITH HOLDING BRAKE | 1312 | TEM | 1 | MC | 1.101 | 1
1FK70115AK711SA3 | SIMOTICS S SYNCHRONOUS SERVOMOTOR, 1FK7 COMPACT, 0.18NM, 100K, 6000RPM, 0,05KW NATURAL COOLING, POWER/SIGNAL CONNECTORS CONNECTOR CAN BE ROTATED BY 270 DEGR. DEGREE OF PROTECTION IP54; PAINT FINISH RAL7016 FRAME SIZE IMB 5 (IM V1, IM V3) FLANGE 1, WITH KTY TEMPERATURESENSOR RESOLVER MULTI-POLE (RESOLVER P=4); SHAFT WITH FITTED KEY, TOLERANCE N; W/O HOLDING BRAKE | 714 | TEM | 1 | MC | 0.902 | 1
1FK70115AK711SB3 | SIMOTICS S SYNCHRONOUS SERVOMOTOR, 1FK7 COMPACT, 0.18NM, 100K, 6000RPM, 0,05KW NATURAL COOLING, POWER/SIGNAL CONNECTORS CONNECTOR CAN BE ROTATED BY 270 DEGR. DEGREE OF PROTECTION IP54; PAINT FINISH RAL7016 FRAME SIZE IMB 5 (IM V1, IM V3) FLANGE 1, WITH KTY TEMPERATURESENSOR RESOLVER MULTI-POLE (RESOLVER P=4); SHAFT WITH FITTED KEY, TOLERANCE N; WITH HOLDING BRAKE | 944 | TEM | 1 | MC | 1.101 | 1
1FK70115AK711SG3 | SIMOTICS S SYNCHRONOUS SERVOMOTOR, 1FK7 COMPACT, 0.18NM, 100K, 6000RPM, 0,05KW NATURAL COOLING, POWER/SIGNAL CONNECTORS CONNECTOR CAN BE ROTATED BY 270 DEGR. DEGREE OF PROTECTION IP54; PAINT FINISH RAL7016 FRAME SIZE IMB 5 (IM V1, IM V3) FLANGE 1, WITH KTY TEMPERATURESENSOR RESOLVER MULTI-POLE (RESOLVER P=4); PLAIN SHAFT, TOLERANCE N; W/O HOLDING BRAKE | 670 | TEM | 1 | MC | 0.902 | 1
1FK70115AK711SH3 | SIMOTICS S SYNCHRONOUS SERVOMOTOR, 1FK7 COMPACT, 0.18NM, 100K, 6000RPM, 0,05KW NATURAL COOLING, POWER/SIGNAL CONNECTORS CONNECTOR CAN BE ROTATED BY 270 DEGR. DEGREE OF PROTECTION IP54; PAINT FINISH RAL7016 FRAME SIZE IMB 5 (IM V1, IM V3) FLANGE 1, WITH KTY TEMPERATURESENSOR RESOLVER MULTI-POLE (RESOLVER P=4); PLAIN SHAFT, TOLERANCE N; WITH HOLDING BRAKE | 851 | TEM | 1 | MC | 1.101 | 1
1FK70115AK711TA3 | SIMOTICS S SYNCHRONOUS SERVOMOTOR, 1FK7 COMPACT, 0.18NM, 100K, 6000RPM, 0,05KW NATURAL COOLING, POWER/SIGNAL CONNECTORS CONNECTOR CAN BE ROTATED BY 270 DEGR. DEGREE OF PROTECTION IP54; PAINT FINISH RAL7016 FRAME SIZE IMB 5 (IM V1, IM V3) FLANGE 1, WITH KTY TEMPERATURESENSOR RESOLVER 2-POLE (RESOLVER P=1); SHAFT WITH FITTED KEY, TOLERANCE N; W/O HOLDING BRAKE | 714 | TEM | 1 | MC | 0.902 | 1
1FK70115AK711TB3 | SIMOTICS S SYNCHRONOUS SERVOMOTOR, 1FK7 COMPACT, 0.18NM, 100K, 6000RPM, 0,05KW NATURAL COOLING, POWER/SIGNAL CONNECTORS CONNECTOR CAN BE ROTATED BY 270 DEGR. DEGREE OF PROTECTION IP54; PAINT FINISH RAL7016 FRAME SIZE IMB 5 (IM V1, IM V3) FLANGE 1, WITH KTY TEMPERATURESENSOR RESOLVER 2-POLE (RESOLVER P=1); SHAFT WITH FITTED KEY, TOLERANCE N; WITH HOLDING BRAKE | 944 | TEM | 1 | MC | 1.101 | 1
1FK70115AK711TG3 | SIMOTICS S SYNCHRONOUS SERVOMOTOR, 1FK7 COMPACT, 0.18NM, 100K, 6000RPM, 0,05KW NATURAL COOLING, POWER/SIGNAL CONNECTORS CONNECTOR CAN BE ROTATED BY 270 DEGR. DEGREE OF PROTECTION IP54; PAINT FINISH RAL7016 FRAME SIZE IMB 5 (IM V1, IM V3) FLANGE 1, WITH KTY TEMPERATURESENSOR RESOLVER 2-POLE (RESOLVER P=1); PLAIN SHAFT, TOLERANCE N; W/O HOLDING BRAKE | 670 | TEM | 1 | MC | 0.902 | 1
1FK70115AK711TH3 | SIMOTICS S SYNCHRONOUS SERVOMOTOR, 1FK7 COMPACT, 0.18NM, 100K, 6000RPM, 0,05KW NATURAL COOLING, POWER/SIGNAL CONNECTORS CONNECTOR CAN BE ROTATED BY 270 DEGR. DEGREE OF PROTECTION IP54; PAINT FINISH RAL7016 FRAME SIZE IMB 5 (IM V1, IM V3) FLANGE 1, WITH KTY TEMPERATURESENSOR RESOLVER 2-POLE (RESOLVER P=1); PLAIN SHAFT, TOLERANCE N; WITH HOLDING BRAKE | 851 | TEM | 1 | MC | 1.101 | 1
1FK70155AK211AA3 | SIMOTICS S SYNCHRONOUS SERVOMOTOR, 1FK7 COMPACT, ZK 300 V 0.35NM, 100K, 6000RPM, 0,10KW NATURAL COOLING, POWER/SIGNAL CONNECTORS CONNECTOR CAN BE ROTATED BY 270 DEGR. DEGREE OF PROTECTION IP54; PAINT FINISH RAL7016 FRAME SIZE IMB 5 (IM V1, IM V3) FLANGE 1, WITH KTY TEMPERATURESENSOR INCREM. ENCODER, SIN/COS 1 VPP 2048 P/REV (ENCODER I-2048); SHAFT WITH FITTED KEY, TOLERANCE N; W/O HOLDING BRAKE | 1397 | TEM | 1 | MC | 1.102 | 1
1FK70155AK211AB3 | SIMOTICS S SYNCHRONOUS SERVOMOTOR, 1FK7 COMPACT, ZK 300 V 0.35NM, 100K, 6000RPM, 0,10KW NATURAL COOLING, POWER/SIGNAL CONNECTORS CONNECTOR CAN BE ROTATED BY 270 DEGR. DEGREE OF PROTECTION IP54; PAINT FINISH RAL7016 FRAME SIZE IMB 5 (IM V1, IM V3) FLANGE 1, WITH KTY TEMPERATURESENSOR INCREM. ENCODER, SIN/COS 1 VPP 2048 P/REV (ENCODER I-2048); SHAFT WITH FITTED KEY, TOLERANCE N; WITH HOLDING BRAKE | 1627 | TEM | 1 | MC | 1.301 | 1
1FK70155AK211AG3 | SIMOTICS S SYNCHRONOUS SERVOMOTOR, 1FK7 COMPACT, ZK 300 V 0.35NM, 100K, 6000RPM, 0,10KW NATURAL COOLING, POWER/SIGNAL CONNECTORS CONNECTOR CAN BE ROTATED BY 270 DEGR. DEGREE OF PROTECTION IP54; PAINT FINISH RAL7016 FRAME SIZE IMB 5 (IM V1, IM V3) FLANGE 1, WITH KTY TEMPERATURESENSOR INCREM. ENCODER, SIN/COS 1 VPP 2048 P/REV (ENCODER I-2048); PLAIN SHAFT, TOLERANCE N; W/O HOLDING BRAKE | 1353 | TEM | 1 | MC | 1.102 | 1
1FK70155AK211AH3 | SIMOTICS S SYNCHRONOUS SERVOMOTOR, 1FK7 COMPACT, ZK 300 V 0.35NM, 100K, 6000RPM, 0,10KW NATURAL COOLING, POWER/SIGNAL CONNECTORS CONNECTOR CAN BE ROTATED BY 270 DEGR. DEGREE OF PROTECTION IP54; PAINT FINISH RAL7016 FRAME SIZE IMB 5 (IM V1, IM V3) FLANGE 1, WITH KTY TEMPERATURESENSOR INCREM. ENCODER, SIN/COS 1 VPP 2048 P/REV (ENCODER I-2048); PLAIN SHAFT, TOLERANCE N; WITH HOLDING BRAKE | 1534 | TEM | 1 | MC | 1.301 | 1
1FK70155AK211JA3 | SIMOTICS S SYNCHRONOUS SERVOMOTOR, 1FK7 COMPACT, ZK 300 V 0.35NM, 100K, 6000RPM, 0,10KW NATURAL COOLING, POWER/SIGNAL CONNECTORS CONNECTOR CAN BE ROTATED BY 270 DEGR. DEGREE OF PROTECTION IP54; PAINT FINISH RAL7016 FRAME SIZE IMB 5 (IM V1, IM V3) FLANGE 1, WITH KTY TEMPERATURESENSOR ABSOLUTE ENCODER 16 S/R (ENCODER A-16); PERFORMANCE REDUCTION BY 10% DUE TO ABSOLUTE ENCODER; SHAFT WITH FITTED KEY, TOLERANCE N; W/O HOLDING BRAKE | 1260 | TEM | 1 | MC | 1.102 | 1
1FK70155AK211JB3 | SIMOTICS S SYNCHRONOUS SERVOMOTOR, 1FK7 COMPACT, ZK 300 V 0.35NM, 100K, 6000RPM, 0,10KW NATURAL COOLING, POWER/SIGNAL CONNECTORS CONNECTOR CAN BE ROTATED BY 270 DEGR. DEGREE OF PROTECTION IP54; PAINT FINISH RAL7016 FRAME SIZE IMB 5 (IM V1, IM V3) FLANGE 1, WITH KTY TEMPERATURESENSOR ABSOLUTE ENCODER 16 S/R (ENCODER A-16); PERFORMANCE REDUCTION BY 10% DUE TO ABSOLUTE ENCODER; SHAFT WITH FITTED KEY, TOLERANCE N; WITH HOLDING BRAKE | 1490 | TEM | 1 | MC | 1.301 | 1
1FK70155AK211JG3 | SIMOTICS S SYNCHRONOUS SERVOMOTOR, 1FK7 COMPACT, ZK 300 V 0.35NM, 100K, 6000RPM, 0,10KW NATURAL COOLING, POWER/SIGNAL CONNECTORS CONNECTOR CAN BE ROTATED BY 270 DEGR. DEGREE OF PROTECTION IP54; PAINT FINISH RAL7016 FRAME SIZE IMB 5 (IM V1, IM V3) FLANGE 1, WITH KTY TEMPERATURESENSOR ABSOLUTE ENCODER 16 S/R (ENCODER A-16); PERFORMANCE REDUCTION BY 10% DUE TO ABSOLUTE ENCODER; PLAIN SHAFT, TOLERANCE N; W/O HOLDING BRAKE | 1216 | TEM | 1 | MC | 1.102 | 1
1FK70155AK211JH3 | SIMOTICS S SYNCHRONOUS SERVOMOTOR, 1FK7 COMPACT, ZK 300 V 0.35NM, 100K, 6000RPM, 0,10KW NATURAL COOLING, POWER/SIGNAL CONNECTORS CONNECTOR CAN BE ROTATED BY 270 DEGR. DEGREE OF PROTECTION IP54; PAINT FINISH RAL7016 FRAME SIZE IMB 5 (IM V1, IM V3) FLANGE 1, WITH KTY TEMPERATURESENSOR ABSOLUTE ENCODER 16 S/R (ENCODER A-16); PERFORMANCE REDUCTION BY 10% DUE TO ABSOLUTE ENCODER; PLAIN SHAFT, TOLERANCE N; WITH HOLDING BRAKE | 1396 | TEM | 1 | MC | 1.301 | 1
1FK70155AK211SA3 | SIMOTICS S SYNCHRONOUS SERVOMOTOR, 1FK7 COMPACT, ZK 300 V 0.35NM, 100K, 6000RPM, 0,10KW NATURAL COOLING, POWER/SIGNAL CONNECTORS CONNECTOR CAN BE ROTATED BY 270 DEGR. DEGREE OF PROTECTION IP54; PAINT FINISH RAL7016 FRAME SIZE IMB 5 (IM V1, IM V3) FLANGE 1, WITH KTY TEMPERATURESENSOR RESOLVER MULTI-POLE (RESOLVER P=4); SHAFT WITH FITTED KEY, TOLERANCE N; W/O HOLDING BRAKE | 799 | TEM | 1 | MC | 1.102 | 1
1FK70155AK211SB3 | SIMOTICS S SYNCHRONOUS SERVOMOTOR, 1FK7 COMPACT, ZK 300 V 0.35NM, 100K, 6000RPM, 0,10KW NATURAL COOLING, POWER/SIGNAL CONNECTORS CONNECTOR CAN BE ROTATED BY 270 DEGR. DEGREE OF PROTECTION IP54; PAINT FINISH RAL7016 FRAME SIZE IMB 5 (IM V1, IM V3) FLANGE 1, WITH KTY TEMPERATURESENSOR RESOLVER MULTI-POLE (RESOLVER P=4); SHAFT WITH FITTED KEY, TOLERANCE N; WITH HOLDING BRAKE | 1028 | TEM | 1 | MC | 1.301 | 1
1FK70155AK211SG3 | SIMOTICS S SYNCHRONOUS SERVOMOTOR, 1FK7 COMPACT, ZK 300 V 0.35NM, 100K, 6000RPM, 0,10KW NATURAL COOLING, POWER/SIGNAL CONNECTORS CONNECTOR CAN BE ROTATED BY 270 DEGR. DEGREE OF PROTECTION IP54; PAINT FINISH RAL7016 FRAME SIZE IMB 5 (IM V1, IM V3) FLANGE 1, WITH KTY TEMPERATURESENSOR RESOLVER MULTI-POLE (RESOLVER P=4); PLAIN SHAFT, TOLERANCE N; W/O HOLDING BRAKE | 754 | TEM | 1 | MC | 1.102 | 1
1FK70155AK211SH3 | SIMOTICS S SYNCHRONOUS SERVOMOTOR, 1FK7 COMPACT, ZK 300 V 0.35NM, 100K, 6000RPM, 0,10KW NATURAL COOLING, POWER/SIGNAL CONNECTORS CONNECTOR CAN BE ROTATED BY 270 DEGR. DEGREE OF PROTECTION IP54; PAINT FINISH RAL7016 FRAME SIZE IMB 5 (IM V1, IM V3) FLANGE 1, WITH KTY TEMPERATURESENSOR RESOLVER MULTI-POLE (RESOLVER P=4); PLAIN SHAFT, TOLERANCE N; WITH HOLDING BRAKE | 935 | TEM | 1 | MC | 1.301 | 1
1FK70155AK211TA3 | SIMOTICS S SYNCHRONOUS SERVOMOTOR, 1FK7 COMPACT, ZK 300 V 0.35NM, 100K, 6000RPM, 0,10KW NATURAL COOLING, POWER/SIGNAL CONNECTORS CONNECTOR CAN BE ROTATED BY 270 DEGR. DEGREE OF PROTECTION IP54; PAINT FINISH RAL7016 FRAME SIZE IMB 5 (IM V1, IM V3) FLANGE 1, WITH KTY TEMPERATURESENSOR RESOLVER 2-POLE (RESOLVER P=1); SHAFT WITH FITTED KEY, TOLERANCE N; W/O HOLDING BRAKE | 799 | TEM | 1 | MC | 1.102 | 1
1FK70155AK211TB3 | SIMOTICS S SYNCHRONOUS SERVOMOTOR, 1FK7 COMPACT, ZK 300 V 0.35NM, 100K, 6000RPM, 0,10KW NATURAL COOLING, POWER/SIGNAL CONNECTORS CONNECTOR CAN BE ROTATED BY 270 DEGR. DEGREE OF PROTECTION IP54; PAINT FINISH RAL7016 FRAME SIZE IMB 5 (IM V1, IM V3) FLANGE 1, WITH KTY TEMPERATURESENSOR RESOLVER 2-POLE (RESOLVER P=1); SHAFT WITH FITTED KEY, TOLERANCE N; WITH HOLDING BRAKE | 1028 | TEM | 1 | MC | 1.301 | 1
1FK70155AK211TG3 | SIMOTICS S SYNCHRONOUS SERVOMOTOR, 1FK7 COMPACT, ZK 300 V 0.35NM, 100K, 6000RPM, 0,10KW NATURAL COOLING, POWER/SIGNAL CONNECTORS CONNECTOR CAN BE ROTATED BY 270 DEGR. DEGREE OF PROTECTION IP54; PAINT FINISH RAL7016 FRAME SIZE IMB 5 (IM V1, IM V3) FLANGE 1, WITH KTY TEMPERATURESENSOR RESOLVER 2-POLE (RESOLVER P=1); PLAIN SHAFT, TOLERANCE N; W/O HOLDING BRAKE | 754 | TEM | 1 | MC | 1.102 | 1
1FK70155AK211TH3 | SIMOTICS S SYNCHRONOUS SERVOMOTOR, 1FK7 COMPACT, ZK 300 V 0.35NM, 100K, 6000RPM, 0,10KW NATURAL COOLING, POWER/SIGNAL CONNECTORS CONNECTOR CAN BE ROTATED BY 270 DEGR. DEGREE OF PROTECTION IP54; PAINT FINISH RAL7016 FRAME SIZE IMB 5 (IM V1, IM V3) FLANGE 1, WITH KTY TEMPERATURESENSOR RESOLVER 2-POLE (RESOLVER P=1); PLAIN SHAFT, TOLERANCE N; WITH HOLDING BRAKE | 935 | TEM | 1 | MC | 1.301 | 1
1FK70155AK711AA3 | SIMOTICS S SYNCHRONOUS SERVOMOTOR, 1FK7 COMPACT, 0.35 NM, 100 K, 6000 RPM,0,10KW NATURAL COOLING, POWER/SIGNAL CONNECTORS CONNECTOR CAN BE ROTATED BY 270 DEGR. DEGREE OF PROTECTION IP54; PAINT FINISH RAL7016 FRAME SIZE IMB 5 (IM V1, IM V3) FLANGE 1, WITH KTY TEMPERATURESENSOR INCREM. ENCODER, SIN/COS 1 VPP 2048 P/REV (ENCODER I-2048); SHAFT WITH FITTED KEY, TOLERANCE N; W/O HOLDING BRAKE | 1397 | TEM | 1 | MC | 1.102 | 1
1FK70155AK711AB3 | SIMOTICS S SYNCHRONOUS SERVOMOTOR, 1FK7 COMPACT, 0.35 NM, 100 K, 6000 RPM,0,10KW NATURAL COOLING, POWER/SIGNAL CONNECTORS CONNECTOR CAN BE ROTATED BY 270 DEGR. DEGREE OF PROTECTION IP54; PAINT FINISH RAL7016 FRAME SIZE IMB 5 (IM V1, IM V3) FLANGE 1, WITH KTY TEMPERATURESENSOR INCREM. ENCODER, SIN/COS 1 VPP 2048 P/REV (ENCODER I-2048); SHAFT WITH FITTED KEY, TOLERANCE N; WITH HOLDING BRAKE | 1627 | TEM | 1 | MC | 1.301 | 1
1FK70155AK711AG3 | SIMOTICS S SYNCHRONOUS SERVOMOTOR, 1FK7 COMPACT, 0.35 NM, 100 K, 6000 RPM,0,10KW NATURAL COOLING, POWER/SIGNAL CONNECTORS CONNECTOR CAN BE ROTATED BY 270 DEGR. DEGREE OF PROTECTION IP54; PAINT FINISH RAL7016 FRAME SIZE IMB 5 (IM V1, IM V3) FLANGE 1, WITH KTY TEMPERATURESENSOR INCREM. ENCODER, SIN/COS 1 VPP 2048 P/REV (ENCODER I-2048); PLAIN SHAFT, TOLERANCE N; W/O HOLDING BRAKE | 1353 | TEM | 1 | MC | 1.102 | 1
1FK70155AK711AH3 | SIMOTICS S SYNCHRONOUS SERVOMOTOR, 1FK7 COMPACT, 0.35 NM, 100 K, 6000 RPM,0,10KW NATURAL COOLING, POWER/SIGNAL CONNECTORS CONNECTOR CAN BE ROTATED BY 270 DEGR. DEGREE OF PROTECTION IP54; PAINT FINISH RAL7016 FRAME SIZE IMB 5 (IM V1, IM V3) FLANGE 1, WITH KTY TEMPERATURESENSOR INCREM. ENCODER, SIN/COS 1 VPP 2048 P/REV (ENCODER I-2048); PLAIN SHAFT, TOLERANCE N; WITH HOLDING BRAKE | 1534 | TEM | 1 | MC | 1.301 | 1
1FK70155AK711JA3 | SIMOTICS S SYNCHRONOUS SERVOMOTOR, 1FK7 COMPACT, 0.35 NM, 100 K, 6000 RPM,0,10KW NATURAL COOLING, POWER/SIGNAL CONNECTORS CONNECTOR CAN BE ROTATED BY 270 DEGR. DEGREE OF PROTECTION IP54; PAINT FINISH RAL7016 FRAME SIZE IMB 5 (IM V1, IM V3) FLANGE 1, WITH KTY TEMPERATURESENSOR ABSOLUTE ENCODER 16 S/R (ENCODER A-16); PERFORMANCE REDUCTION BY 10% DUE TO ABSOLUTE ENCODER; SHAFT WITH FITTED KEY, TOLERANCE N; W/O HOLDING BRAKE | 1260 | TEM | 1 | MC | 1.102 | 1
1FK70155AK711JB3 | SIMOTICS S SYNCHRONOUS SERVOMOTOR, 1FK7 COMPACT, 0.35 NM, 100 K, 6000 RPM,0,10KW NATURAL COOLING, POWER/SIGNAL CONNECTORS CONNECTOR CAN BE ROTATED BY 270 DEGR. DEGREE OF PROTECTION IP54; PAINT FINISH RAL7016 FRAME SIZE IMB 5 (IM V1, IM V3) FLANGE 1, WITH KTY TEMPERATURESENSOR ABSOLUTE ENCODER 16 S/R (ENCODER A-16); PERFORMANCE REDUCTION BY 10% DUE TO ABSOLUTE ENCODER; SHAFT WITH FITTED KEY, TOLERANCE N; WITH HOLDING BRAKE | 1490 | TEM | 1 | MC | 1.301 | 1
1FK70155AK711JG3 | SIMOTICS S SYNCHRONOUS SERVOMOTOR, 1FK7 COMPACT, 0.35 NM, 100 K, 6000 RPM,0,10KW NATURAL COOLING, POWER/SIGNAL CONNECTORS CONNECTOR CAN BE ROTATED BY 270 DEGR. DEGREE OF PROTECTION IP54; PAINT FINISH RAL7016 FRAME SIZE IMB 5 (IM V1, IM V3) FLANGE 1, WITH KTY TEMPERATURESENSOR ABSOLUTE ENCODER 16 S/R (ENCODER A-16); PERFORMANCE REDUCTION BY 10% DUE TO ABSOLUTE ENCODER; PLAIN SHAFT, TOLERANCE N; W/O HOLDING BRAKE | 1216 | TEM | 1 | MC | 1.102 | 1
1FK70155AK711JH3 | SIMOTICS S SYNCHRONOUS SERVOMOTOR, 1FK7 COMPACT, 0.35 NM, 100 K, 6000 RPM,0,10KW NATURAL COOLING, POWER/SIGNAL CONNECTORS CONNECTOR CAN BE ROTATED BY 270 DEGR. DEGREE OF PROTECTION IP54; PAINT FINISH RAL7016 FRAME SIZE IMB 5 (IM V1, IM V3) FLANGE 1, WITH KTY TEMPERATURESENSOR ABSOLUTE ENCODER 16 S/R (ENCODER A-16); PERFORMANCE REDUCTION BY 10% DUE TO ABSOLUTE ENCODER; PLAIN SHAFT, TOLERANCE N; WITH HOLDING BRAKE | 1396 | TEM | 1 | MC | 1.301 | 1
1FK70155AK711SA3 | SIMOTICS S SYNCHRONOUS SERVOMOTOR, 1FK7 COMPACT, 0.35 NM, 100 K, 6000 RPM,0,10KW NATURAL COOLING, POWER/SIGNAL CONNECTORS CONNECTOR CAN BE ROTATED BY 270 DEGR. DEGREE OF PROTECTION IP54; PAINT FINISH RAL7016 FRAME SIZE IMB 5 (IM V1, IM V3) FLANGE 1, WITH KTY TEMPERATURESENSOR RESOLVER MULTI-POLE (RESOLVER P=4); SHAFT WITH FITTED KEY, TOLERANCE N; W/O HOLDING BRAKE | 799 | TEM | 1 | MC | 1.102 | 1
1FK70155AK711SB3 | SIMOTICS S SYNCHRONOUS SERVOMOTOR, 1FK7 COMPACT, 0.35 NM, 100 K, 6000 RPM,0,10KW NATURAL COOLING, POWER/SIGNAL CONNECTORS CONNECTOR CAN BE ROTATED BY 270 DEGR. DEGREE OF PROTECTION IP54; PAINT FINISH RAL7016 FRAME SIZE IMB 5 (IM V1, IM V3) FLANGE 1, WITH KTY TEMPERATURESENSOR RESOLVER MULTI-POLE (RESOLVER P=4); SHAFT WITH FITTED KEY, TOLERANCE N; WITH HOLDING BRAKE | 1028 | TEM | 1 | MC | 1.301 | 1
1FK70155AK711SG3 | SIMOTICS S SYNCHRONOUS SERVOMOTOR, 1FK7 COMPACT, 0.35 NM, 100 K, 6000 RPM,0,10KW NATURAL COOLING, POWER/SIGNAL CONNECTORS CONNECTOR CAN BE ROTATED BY 270 DEGR. DEGREE OF PROTECTION IP54; PAINT FINISH RAL7016 FRAME SIZE IMB 5 (IM V1, IM V3) FLANGE 1, WITH KTY TEMPERATURESENSOR RESOLVER MULTI-POLE (RESOLVER P=4); PLAIN SHAFT, TOLERANCE N; W/O HOLDING BRAKE | 754 | TEM | 1 | MC | 1.102 | 1
1FK70155AK711SH3 | SIMOTICS S SYNCHRONOUS SERVOMOTOR, 1FK7 COMPACT, 0.35 NM, 100 K, 6000 RPM,0,10KW NATURAL COOLING, POWER/SIGNAL CONNECTORS CONNECTOR CAN BE ROTATED BY 270 DEGR. DEGREE OF PROTECTION IP54; PAINT FINISH RAL7016 FRAME SIZE IMB 5 (IM V1, IM V3) FLANGE 1, WITH KTY TEMPERATURESENSOR RESOLVER MULTI-POLE (RESOLVER P=4); PLAIN SHAFT, TOLERANCE N; WITH HOLDING BRAKE | 935 | TEM | 1 | MC | 1.301 | 1
1FK70155AK711TA3 | SIMOTICS S SYNCHRONOUS SERVOMOTOR, 1FK7 COMPACT, 0.35 NM, 100 K, 6000 RPM,0,10KW NATURAL COOLING, POWER/SIGNAL CONNECTORS CONNECTOR CAN BE ROTATED BY 270 DEGR. DEGREE OF PROTECTION IP54; PAINT FINISH RAL7016 FRAME SIZE IMB 5 (IM V1, IM V3) FLANGE 1, WITH KTY TEMPERATURESENSOR RESOLVER 2-POLE (RESOLVER P=1); SHAFT WITH FITTED KEY, TOLERANCE N; W/O HOLDING BRAKE | 799 | TEM | 1 | MC | 1.102 | 1
1FK70155AK711TB3 | SIMOTICS S SYNCHRONOUS SERVOMOTOR, 1FK7 COMPACT, 0.35 NM, 100 K, 6000 RPM,0,10KW NATURAL COOLING, POWER/SIGNAL CONNECTORS CONNECTOR CAN BE ROTATED BY 270 DEGR. DEGREE OF PROTECTION IP54; PAINT FINISH RAL7016 FRAME SIZE IMB 5 (IM V1, IM V3) FLANGE 1, WITH KTY TEMPERATURESENSOR RESOLVER 2-POLE (RESOLVER P=1); SHAFT WITH FITTED KEY, TOLERANCE N; WITH HOLDING BRAKE | 1028 | TEM | 1 | MC | 1.301 | 1
1FK70155AK711TG3 | SIMOTICS S SYNCHRONOUS SERVOMOTOR, 1FK7 COMPACT, 0.35 NM, 100 K, 6000 RPM,0,10KW NATURAL COOLING, POWER/SIGNAL CONNECTORS CONNECTOR CAN BE ROTATED BY 270 DEGR. DEGREE OF PROTECTION IP54; PAINT FINISH RAL7016 FRAME SIZE IMB 5 (IM V1, IM V3) FLANGE 1, WITH KTY TEMPERATURESENSOR RESOLVER 2-POLE (RESOLVER P=1); PLAIN SHAFT, TOLERANCE N; W/O HOLDING BRAKE | 754 | TEM | 1 | MC | 1.102 | 1
1FK70155AK711TH3 | SIMOTICS S SYNCHRONOUS SERVOMOTOR, 1FK7 COMPACT, 0.35 NM, 100 K, 6000 RPM,0,10KW NATURAL COOLING, POWER/SIGNAL CONNECTORS CONNECTOR CAN BE ROTATED BY 270 DEGR. DEGREE OF PROTECTION IP54; PAINT FINISH RAL7016 FRAME SIZE IMB 5 (IM V1, IM V3) FLANGE 1, WITH KTY TEMPERATURESENSOR RESOLVER 2-POLE (RESOLVER P=1); PLAIN SHAFT, TOLERANCE N; WITH HOLDING BRAKE | 935 | TEM | 1 | MC | 1.301 | 1
1FK70225AF011AB0 | SIMOTICS S-1FK7 SYNCHRON-SERVO-MOTOR 1FK7 COMPACT; NATURAL COOLING NN=3000U/MIN; UZK=24V; DESIGN IMB 5; CONNECTOR CAN BE ROTATED INCREM. ENCODER SIN/COS 1VSS 2048 S/R (ENCODER I-2048); SHAFT WITH FITTED KEY TOLERANCE N WITH HOLDING BRAKE DEGREE OF PROTECTION IP64; CUSTOMIZED VERSION CUSTOM MADE MOTOR | 1836 | TEM | 1 | MC | 1.8 | 1
1FK70225AF041AB0 | SIMOTICS S-1FK7 SYNCHRON-SERVO-MOTOR 1FK7 COMPACT; NATURAL COOLING NN=3000U/MIN; UZK=24V; DESIGN IMB 5; CONNECTOR CAN BE ROTATED INCREM. ENCODER SIN/COS 1VSS 2048 S/R (ENCODER I-2048); SHAFT WITH FITTED KEY TOLERANCE N WITH HOLDING BRAKE DEGREE OF PROTECTION IP64; CUSTOMIZED VERSION CUSTOM MADE MOTOR | 1836 | TEM | 1 | MC | 1.8 | 1
1FK70225AK211AA0 | SIMOTICS S SYNCHRONOUS SERVOMOTOR, 1FK7 COMPACT, ZK 300 V 0.85 NM, 100 K, 6000 RPM, 0,38KW, NATURAL COOLING, POWER/SIGNAL CONNECTORS CONNECTOR CAN BE ROTATED BY 270 DEGR. FRAME SIZE IMB 5 (IM V1, IM V3) FLANGE 1, WITH KTY TEMPERATURESENSOR INCREM. ENCODER, SIN/COS 1 VPP 2048 P/REV (ENCODER I-2048); SHAFT WITH FITTED KEY, TOLERANCE N; W/O HOLDING BRAKE DEGREE OF PROTECTION IP64 | 1612 | TEM | 1 | MC | 1.803 | 1
1FK70225AK211AA2 | SIMOTICS S SYNCHRONOUS SERVOMOTOR, 1FK7 COMPACT, ZK 300 V 0.85 NM, 100 K, 6000 RPM, 0,38KW, NATURAL COOLING, POWER/SIGNAL CONNECTORS CONNECTOR CAN BE ROTATED BY 270 DEGR. FRAME SIZE IMB 5 (IM V1, IM V3) FLANGE 1, WITH KTY TEMPERATURESENSOR INCREM. ENCODER, SIN/COS 1 VPP 2048 P/REV (ENCODER I-2048); SHAFT WITH FITTED KEY, TOLERANCE N; W/O HOLDING BRAKE DEGREE OF PROTECTION IP65 FLANGE ON DRIVE END IP67 | 1710 | TEM | 1 | MC | 1.803 | 1
1FK70225AK211AA3 | SIMOTICS S SYNCHRONOUS SERVOMOTOR, 1FK7 COMPACT, ZK 300 V 0.85 NM, 100 K, 6000 RPM, 0,38KW, NATURAL COOLING, POWER/SIGNAL CONNECTORS CONNECTOR CAN BE ROTATED BY 270 DEGR. FRAME SIZE IMB 5 (IM V1, IM V3) FLANGE 1, WITH KTY TEMPERATURESENSOR INCREM. ENCODER, SIN/COS 1 VPP 2048 P/REV (ENCODER I-2048); SHAFT WITH FITTED KEY, TOLERANCE N; W/O HOLDING BRAKE DEGREE OF PROTECTION IP64; PAINT FINISH RAL7016 | 1660 | TEM | 1 | MC | 1.803 | 1
1FK70225AK211AA5 | SIMOTICS S SYNCHRONOUS SERVOMOTOR, 1FK7 COMPACT, ZK 300 V 0.85 NM, 100 K, 6000 RPM, 0,38KW, NATURAL COOLING, POWER/SIGNAL CONNECTORS CONNECTOR CAN BE ROTATED BY 270 DEGR. FRAME SIZE IMB 5 (IM V1, IM V3) FLANGE 1, WITH KTY TEMPERATURESENSOR INCREM. ENCODER, SIN/COS 1 VPP 2048 P/REV (ENCODER I-2048); SHAFT WITH FITTED KEY, TOLERANCE N; W/O HOLDING BRAKE DEGREE OF PROTECTION IP65 AS FLANGE IP67; PAINT FINISH RAL7016 | 1758 | TEM | 1 | MC | 1.803 | 1
1FK70225AK211AA8 | SIMOTICS S SYNCHRONOUS SERVOMOTOR, 1FK7 COMPACT, ZK 300 V 0.85 NM, 100 K, 6000 RPM, 0,38KW, NATURAL COOLING, POWER/SIGNAL CONNECTORS CONNECTOR CAN BE ROTATED BY 270 DEGR. FRAME SIZE IMB 5 (IM V1, IM V3) FLANGE 1, WITH KTY TEMPERATURESENSOR INCREM. ENCODER, SIN/COS 1 VPP 2048 P/REV (ENCODER I-2048); SHAFT WITH FITTED KEY, TOLERANCE N; W/O HOLDING BRAKE DEGREE OF PROTECTION IP65 IP67 D-END FLANGE; RAL7016 COATING; METALLIC RATING PLATE AT MOTOR | 1863 | TEM | 1 | MC | 1.803 | 1
1FK70225AK211AB0 | SIMOTICS S SYNCHRONOUS SERVOMOTOR, 1FK7 COMPACT, ZK 300 V 0.85 NM, 100 K, 6000 RPM, 0,38KW, NATURAL COOLING, POWER/SIGNAL CONNECTORS CONNECTOR CAN BE ROTATED BY 270 DEGR. FRAME SIZE IMB 5 (IM V1, IM V3) FLANGE 1, WITH KTY TEMPERATURESENSOR INCREM. ENCODER, SIN/COS 1 VPP 2048 P/REV (ENCODER I-2048); SHAFT WITH FITTED KEY, TOLERANCE N; WITH HOLDING BRAKE DEGREE OF PROTECTION IP64 | 1842 | TEM | 1 | MC | 2.002 | 1
1FK70225AK211AB2 | SIMOTICS S SYNCHRONOUS SERVOMOTOR, 1FK7 COMPACT, ZK 300 V 0.85 NM, 100 K, 6000 RPM, 0,38KW, NATURAL COOLING, POWER/SIGNAL CONNECTORS CONNECTOR CAN BE ROTATED BY 270 DEGR. FRAME SIZE IMB 5 (IM V1, IM V3) FLANGE 1, WITH KTY TEMPERATURESENSOR INCREM. ENCODER, SIN/COS 1 VPP 2048 P/REV (ENCODER I-2048); SHAFT WITH FITTED KEY, TOLERANCE N; WITH HOLDING BRAKE DEGREE OF PROTECTION IP65 FLANGE ON DRIVE END IP67 | 1940 | TEM | 1 | MC | 2.002 | 1
1FK70225AK211AB3 | SIMOTICS S SYNCHRONOUS SERVOMOTOR, 1FK7 COMPACT, ZK 300 V 0.85 NM, 100 K, 6000 RPM, 0,38KW, NATURAL COOLING, POWER/SIGNAL CONNECTORS CONNECTOR CAN BE ROTATED BY 270 DEGR. FRAME SIZE IMB 5 (IM V1, IM V3) FLANGE 1, WITH KTY TEMPERATURESENSOR INCREM. ENCODER, SIN/COS 1 VPP 2048 P/REV (ENCODER I-2048); SHAFT WITH FITTED KEY, TOLERANCE N; WITH HOLDING BRAKE DEGREE OF PROTECTION IP64; PAINT FINISH RAL7016 | 1889 | TEM | 1 | MC | 2.002 | 1
1FK70225AK211AB5 | SIMOTICS S SYNCHRONOUS SERVOMOTOR, 1FK7 COMPACT, ZK 300 V 0.85 NM, 100 K, 6000 RPM, 0,38KW, NATURAL COOLING, POWER/SIGNAL CONNECTORS CONNECTOR CAN BE ROTATED BY 270 DEGR. FRAME SIZE IMB 5 (IM V1, IM V3) FLANGE 1, WITH KTY TEMPERATURESENSOR INCREM. ENCODER, SIN/COS 1 VPP 2048 P/REV (ENCODER I-2048); SHAFT WITH FITTED KEY, TOLERANCE N; WITH HOLDING BRAKE DEGREE OF PROTECTION IP65 AS FLANGE IP67; PAINT FINISH RAL7016 | 1988 | TEM | 1 | MC | 2.002 | 1
1FK70225AK211AB8 | SIMOTICS S SYNCHRONOUS SERVOMOTOR, 1FK7 COMPACT, ZK 300 V 0.85 NM, 100 K, 6000 RPM, 0,38KW, NATURAL COOLING, POWER/SIGNAL CONNECTORS CONNECTOR CAN BE ROTATED BY 270 DEGR. FRAME SIZE IMB 5 (IM V1, IM V3) FLANGE 1, WITH KTY TEMPERATURESENSOR INCREM. ENCODER, SIN/COS 1 VPP 2048 P/REV (ENCODER I-2048); SHAFT WITH FITTED KEY, TOLERANCE N; WITH HOLDING BRAKE DEGREE OF PROTECTION IP65 IP67 D-END FLANGE; RAL7016 COATING; METALLIC RATING PLATE AT MOTOR | 2093 | TEM | 1 | MC | 2.002 | 1
1FK70225AK211AG0 | SIMOTICS S SYNCHRONOUS SERVOMOTOR, 1FK7 COMPACT, ZK 300 V 0.85 NM, 100 K, 6000 RPM, 0,38KW, NATURAL COOLING, POWER/SIGNAL CONNECTORS CONNECTOR CAN BE ROTATED BY 270 DEGR. FRAME SIZE IMB 5 (IM V1, IM V3) FLANGE 1, WITH KTY TEMPERATURESENSOR INCREM. ENCODER, SIN/COS 1 VPP 2048 P/REV (ENCODER I-2048); PLAIN SHAFT, TOLERANCE N; W/O HOLDING BRAKE DEGREE OF PROTECTION IP64 | 1521 | TEM | 1 | MC | 1.803 | 1
1FK70225AK211AG2 | SIMOTICS S SYNCHRONOUS SERVOMOTOR, 1FK7 COMPACT, ZK 300 V 0.85 NM, 100 K, 6000 RPM, 0,38KW, NATURAL COOLING, POWER/SIGNAL CONNECTORS CONNECTOR CAN BE ROTATED BY 270 DEGR. FRAME SIZE IMB 5 (IM V1, IM V3) FLANGE 1, WITH KTY TEMPERATURESENSOR INCREM. ENCODER, SIN/COS 1 VPP 2048 P/REV (ENCODER I-2048); PLAIN SHAFT, TOLERANCE N; W/O HOLDING BRAKE DEGREE OF PROTECTION IP65 FLANGE ON DRIVE END IP67 | 1620 | TEM | 1 | MC | 1.803 | 1
1FK70225AK211AG3 | SIMOTICS S SYNCHRONOUS SERVOMOTOR, 1FK7 COMPACT, ZK 300 V 0.85 NM, 100 K, 6000 RPM, 0,38KW, NATURAL COOLING, POWER/SIGNAL CONNECTORS CONNECTOR CAN BE ROTATED BY 270 DEGR. FRAME SIZE IMB 5 (IM V1, IM V3) FLANGE 1, WITH KTY TEMPERATURESENSOR INCREM. ENCODER, SIN/COS 1 VPP 2048 P/REV (ENCODER I-2048); PLAIN SHAFT, TOLERANCE N; W/O HOLDING BRAKE DEGREE OF PROTECTION IP64; PAINT FINISH RAL7016 | 1569 | TEM | 1 | MC | 1.803 | 1
1FK70225AK211AG5 | SIMOTICS S SYNCHRONOUS SERVOMOTOR, 1FK7 COMPACT, ZK 300 V 0.85 NM, 100 K, 6000 RPM, 0,38KW, NATURAL COOLING, POWER/SIGNAL CONNECTORS CONNECTOR CAN BE ROTATED BY 270 DEGR. FRAME SIZE IMB 5 (IM V1, IM V3) FLANGE 1, WITH KTY TEMPERATURESENSOR INCREM. ENCODER, SIN/COS 1 VPP 2048 P/REV (ENCODER I-2048); PLAIN SHAFT, TOLERANCE N; W/O HOLDING BRAKE DEGREE OF PROTECTION IP65 AS FLANGE IP67; PAINT FINISH RAL7016 | 1667 | TEM | 1 | MC | 1.803 | 1
1FK70225AK211AG8 | SIMOTICS S SYNCHRONOUS SERVOMOTOR, 1FK7 COMPACT, ZK 300 V 0.85 NM, 100 K, 6000 RPM, 0,38KW, NATURAL COOLING, POWER/SIGNAL CONNECTORS CONNECTOR CAN BE ROTATED BY 270 DEGR. FRAME SIZE IMB 5 (IM V1, IM V3) FLANGE 1, WITH KTY TEMPERATURESENSOR INCREM. ENCODER, SIN/COS 1 VPP 2048 P/REV (ENCODER I-2048); PLAIN SHAFT, TOLERANCE N; W/O HOLDING BRAKE DEGREE OF PROTECTION IP65 IP67 D-END FLANGE; RAL7016 COATING; METALLIC RATING PLATE AT MOTOR | 1772 | TEM | 1 | MC | 1.803 | 1
1FK70225AK211AH0 | SIMOTICS S SYNCHRONOUS SERVOMOTOR, 1FK7 COMPACT, ZK 300 V 0.85 NM, 100 K, 6000 RPM, 0,38KW, NATURAL COOLING, POWER/SIGNAL CONNECTORS CONNECTOR CAN BE ROTATED BY 270 DEGR. FRAME SIZE IMB 5 (IM V1, IM V3) FLANGE 1, WITH KTY TEMPERATURESENSOR INCREM. ENCODER, SIN/COS 1 VPP 2048 P/REV (ENCODER I-2048); PLAIN SHAFT, TOLERANCE N; WITH HOLDING BRAKE DEGREE OF PROTECTION IP64 | 1749 | TEM | 1 | MC | 2.002 | 1
1FK70225AK211AH2 | SIMOTICS S SYNCHRONOUS SERVOMOTOR, 1FK7 COMPACT, ZK 300 V 0.85 NM, 100 K, 6000 RPM, 0,38KW, NATURAL COOLING, POWER/SIGNAL CONNECTORS CONNECTOR CAN BE ROTATED BY 270 DEGR. FRAME SIZE IMB 5 (IM V1, IM V3) FLANGE 1, WITH KTY TEMPERATURESENSOR INCREM. ENCODER, SIN/COS 1 VPP 2048 P/REV (ENCODER I-2048); PLAIN SHAFT, TOLERANCE N; WITH HOLDING BRAKE DEGREE OF PROTECTION IP65 FLANGE ON DRIVE END IP67 | 1847 | TEM | 1 | MC | 2.002 | 1
1FK70225AK211AH3 | SIMOTICS S SYNCHRONOUS SERVOMOTOR, 1FK7 COMPACT, ZK 300 V 0.85 NM, 100 K, 6000 RPM, 0,38KW, NATURAL COOLING, POWER/SIGNAL CONNECTORS CONNECTOR CAN BE ROTATED BY 270 DEGR. FRAME SIZE IMB 5 (IM V1, IM V3) FLANGE 1, WITH KTY TEMPERATURESENSOR INCREM. ENCODER, SIN/COS 1 VPP 2048 P/REV (ENCODER I-2048); PLAIN SHAFT, TOLERANCE N; WITH HOLDING BRAKE DEGREE OF PROTECTION IP64; PAINT FINISH RAL7016 | 1796 | TEM | 1 | MC | 2.002 | 1
1FK70225AK211AH5 | SIMOTICS S SYNCHRONOUS SERVOMOTOR, 1FK7 COMPACT, ZK 300 V 0.85 NM, 100 K, 6000 RPM, 0,38KW, NATURAL COOLING, POWER/SIGNAL CONNECTORS CONNECTOR CAN BE ROTATED BY 270 DEGR. FRAME SIZE IMB 5 (IM V1, IM V3) FLANGE 1, WITH KTY TEMPERATURESENSOR INCREM. ENCODER, SIN/COS 1 VPP 2048 P/REV (ENCODER I-2048); PLAIN SHAFT, TOLERANCE N; WITH HOLDING BRAKE DEGREE OF PROTECTION IP65 AS FLANGE IP67; PAINT FINISH RAL7016 | 1895 | TEM | 1 | MC | 2.002 | 1
1FK70225AK211AH8 | SIMOTICS S SYNCHRONOUS SERVOMOTOR, 1FK7 COMPACT, ZK 300 V 0.85 NM, 100 K, 6000 RPM, 0,38KW, NATURAL COOLING, POWER/SIGNAL CONNECTORS CONNECTOR CAN BE ROTATED BY 270 DEGR. FRAME SIZE IMB 5 (IM V1, IM V3) FLANGE 1, WITH KTY TEMPERATURESENSOR INCREM. ENCODER, SIN/COS 1 VPP 2048 P/REV (ENCODER I-2048); PLAIN SHAFT, TOLERANCE N; WITH HOLDING BRAKE DEGREE OF PROTECTION IP65 IP67 D-END FLANGE; RAL7016 COATING; METALLIC RATING PLATE AT MOTOR | 2000 | TEM | 1 | MC | 2.002 | 1
1FK70225AK211DA0 | SIMOTICS S SYNCHRONOUS SERVOMOTOR, 1FK7 COMPACT, ZK 300 V 0.85 NM, 100 K, 6000 RPM, 0,38KW, NATURAL COOLING, POWER/SIGNAL CONNECTORS CONNECTOR CAN BE ROTATED BY 270 DEGR. FRAME SIZE IMB 5 (IM V1, IM V3) FLANGE 1 INCREMENTAL ENCODER 2048 P/REV (ENCODER I-2048) WITH DRIVE-CLIQ INTERFACE; SHAFT WITH FITTED KEY, TOLERANCE N; W/O HOLDING BRAKE DEGREE OF PROTECTION IP64 | 1882 | TEM | 1 | MC | 1.803 | 1
1FK70225AK211DA2 | SIMOTICS S SYNCHRONOUS SERVOMOTOR, 1FK7 COMPACT, ZK 300 V 0.85 NM, 100 K, 6000 RPM, 0,38KW, NATURAL COOLING, POWER/SIGNAL CONNECTORS CONNECTOR CAN BE ROTATED BY 270 DEGR. FRAME SIZE IMB 5 (IM V1, IM V3) FLANGE 1 INCREMENTAL ENCODER 2048 P/REV (ENCODER I-2048) WITH DRIVE-CLIQ INTERFACE; SHAFT WITH FITTED KEY, TOLERANCE N; W/O HOLDING BRAKE DEGREE OF PROTECTION IP65 FLANGE ON DRIVE END IP67 | 1980 | TEM | 1 | MC | 1.803 | 1
1FK70225AK211DA3 | SIMOTICS S SYNCHRONOUS SERVOMOTOR, 1FK7 COMPACT, ZK 300 V 0.85 NM, 100 K, 6000 RPM, 0,38KW, NATURAL COOLING, POWER/SIGNAL CONNECTORS CONNECTOR CAN BE ROTATED BY 270 DEGR. FRAME SIZE IMB 5 (IM V1, IM V3) FLANGE 1 INCREMENTAL ENCODER 2048 P/REV (ENCODER I-2048) WITH DRIVE-CLIQ INTERFACE; SHAFT WITH FITTED KEY, TOLERANCE N; W/O HOLDING BRAKE DEGREE OF PROTECTION IP64; PAINT FINISH RAL7016 | 1930 | TEM | 1 | MC | 1.803 | 1
1FK70225AK211DA5 | SIMOTICS S SYNCHRONOUS SERVOMOTOR, 1FK7 COMPACT, ZK 300 V 0.85 NM, 100 K, 6000 RPM, 0,38KW, NATURAL COOLING, POWER/SIGNAL CONNECTORS CONNECTOR CAN BE ROTATED BY 270 DEGR. FRAME SIZE IMB 5 (IM V1, IM V3) FLANGE 1 INCREMENTAL ENCODER 2048 P/REV (ENCODER I-2048) WITH DRIVE-CLIQ INTERFACE; SHAFT WITH FITTED KEY, TOLERANCE N; W/O HOLDING BRAKE DEGREE OF PROTECTION IP65 AS FLANGE IP67; PAINT FINISH RAL7016 | 2028 | TEM | 1 | MC | 1.803 | 1
1FK70225AK211DA8 | SIMOTICS S SYNCHRONOUS SERVOMOTOR, 1FK7 COMPACT, ZK 300 V 0.85 NM, 100 K, 6000 RPM, 0,38KW, NATURAL COOLING, POWER/SIGNAL CONNECTORS CONNECTOR CAN BE ROTATED BY 270 DEGR. FRAME SIZE IMB 5 (IM V1, IM V3) FLANGE 1 INCREMENTAL ENCODER 2048 P/REV (ENCODER I-2048) WITH DRIVE-CLIQ INTERFACE; SHAFT WITH FITTED KEY, TOLERANCE N; W/O HOLDING BRAKE DEGREE OF PROTECTION IP65 IP67 D-END FLANGE; RAL7016 COATING; METALLIC RATING PLATE AT MOTOR | 2133 | TEM | 1 | MC | 1.803 | 1
1FK70225AK211DB0 | SIMOTICS S SYNCHRONOUS SERVOMOTOR, 1FK7 COMPACT, ZK 300 V 0.85 NM, 100 K, 6000 RPM, 0,38KW, NATURAL COOLING, POWER/SIGNAL CONNECTORS CONNECTOR CAN BE ROTATED BY 270 DEGR. FRAME SIZE IMB 5 (IM V1, IM V3) FLANGE 1 INCREMENTAL ENCODER 2048 P/REV (ENCODER I-2048) WITH DRIVE-CLIQ INTERFACE; SHAFT WITH FITTED KEY, TOLERANCE N; WITH HOLDING BRAKE DEGREE OF PROTECTION IP64 | 2112 | TEM | 1 | MC | 2.002 | 1
1FK70225AK211DB2 | SIMOTICS S SYNCHRONOUS SERVOMOTOR, 1FK7 COMPACT, ZK 300 V 0.85 NM, 100 K, 6000 RPM, 0,38KW, NATURAL COOLING, POWER/SIGNAL CONNECTORS CONNECTOR CAN BE ROTATED BY 270 DEGR. FRAME SIZE IMB 5 (IM V1, IM V3) FLANGE 1 INCREMENTAL ENCODER 2048 P/REV (ENCODER I-2048) WITH DRIVE-CLIQ INTERFACE; SHAFT WITH FITTED KEY, TOLERANCE N; WITH HOLDING BRAKE DEGREE OF PROTECTION IP65 FLANGE ON DRIVE END IP67 | 2210 | TEM | 1 | MC | 2.002 | 1
1FK70225AK211DB3 | SIMOTICS S SYNCHRONOUS SERVOMOTOR, 1FK7 COMPACT, ZK 300 V 0.85 NM, 100 K, 6000 RPM, 0,38KW, NATURAL COOLING, POWER/SIGNAL CONNECTORS CONNECTOR CAN BE ROTATED BY 270 DEGR. FRAME SIZE IMB 5 (IM V1, IM V3) FLANGE 1 INCREMENTAL ENCODER 2048 P/REV (ENCODER I-2048) WITH DRIVE-CLIQ INTERFACE; SHAFT WITH FITTED KEY, TOLERANCE N; WITH HOLDING BRAKE DEGREE OF PROTECTION IP64; PAINT FINISH RAL7016 | 2159 | TEM | 1 | MC | 2.002 | 1
1FK70225AK211DB5 | SIMOTICS S SYNCHRONOUS SERVOMOTOR, 1FK7 COMPACT, ZK 300 V 0.85 NM, 100 K, 6000 RPM, 0,38KW, NATURAL COOLING, POWER/SIGNAL CONNECTORS CONNECTOR CAN BE ROTATED BY 270 DEGR. FRAME SIZE IMB 5 (IM V1, IM V3) FLANGE 1 INCREMENTAL ENCODER 2048 P/REV (ENCODER I-2048) WITH DRIVE-CLIQ INTERFACE; SHAFT WITH FITTED KEY, TOLERANCE N; WITH HOLDING BRAKE DEGREE OF PROTECTION IP65 AS FLANGE IP67; PAINT FINISH RAL7016 | 2258 | TEM | 1 | MC | 2.002 | 1
1FK70225AK211DB8 | SIMOTICS S SYNCHRONOUS SERVOMOTOR, 1FK7 COMPACT, ZK 300 V 0.85 NM, 100 K, 6000 RPM, 0,38KW, NATURAL COOLING, POWER/SIGNAL CONNECTORS CONNECTOR CAN BE ROTATED BY 270 DEGR. FRAME SIZE IMB 5 (IM V1, IM V3) FLANGE 1 INCREMENTAL ENCODER 2048 P/REV (ENCODER I-2048) WITH DRIVE-CLIQ INTERFACE; SHAFT WITH FITTED KEY, TOLERANCE N; WITH HOLDING BRAKE DEGREE OF PROTECTION IP65 IP67 D-END FLANGE; RAL7016 COATING; METALLIC RATING PLATE AT MOTOR | 2362 | TEM | 1 | MC | 2.002 | 1
1FK70225AK211DG0 | SIMOTICS S SYNCHRONOUS SERVOMOTOR, 1FK7 COMPACT, ZK 300 V 0.85 NM, 100 K, 6000 RPM, 0,38KW, NATURAL COOLING, POWER/SIGNAL CONNECTORS CONNECTOR CAN BE ROTATED BY 270 DEGR. FRAME SIZE IMB 5 (IM V1, IM V3) FLANGE 1 INCREMENTAL ENCODER 2048 P/REV (ENCODER I-2048) WITH DRIVE-CLIQ INTERFACE; PLAIN SHAFT, TOLERANCE N; W/O HOLDING BRAKE DEGREE OF PROTECTION IP64 | 1791 | TEM | 1 | MC | 1.803 | 1
1FK70225AK211DG2 | SIMOTICS S SYNCHRONOUS SERVOMOTOR, 1FK7 COMPACT, ZK 300 V 0.85 NM, 100 K, 6000 RPM, 0,38KW, NATURAL COOLING, POWER/SIGNAL CONNECTORS CONNECTOR CAN BE ROTATED BY 270 DEGR. FRAME SIZE IMB 5 (IM V1, IM V3) FLANGE 1 INCREMENTAL ENCODER 2048 P/REV (ENCODER I-2048) WITH DRIVE-CLIQ INTERFACE; PLAIN SHAFT, TOLERANCE N; W/O HOLDING BRAKE DEGREE OF PROTECTION IP65 FLANGE ON DRIVE END IP67 | 1890 | TEM | 1 | MC | 1.803 | 1
1FK70225AK211DG3 | SIMOTICS S SYNCHRONOUS SERVOMOTOR, 1FK7 COMPACT, ZK 300 V 0.85 NM, 100 K, 6000 RPM, 0,38KW, NATURAL COOLING, POWER/SIGNAL CONNECTORS CONNECTOR CAN BE ROTATED BY 270 DEGR. FRAME SIZE IMB 5 (IM V1, IM V3) FLANGE 1 INCREMENTAL ENCODER 2048 P/REV (ENCODER I-2048) WITH DRIVE-CLIQ INTERFACE; PLAIN SHAFT, TOLERANCE N; W/O HOLDING BRAKE DEGREE OF PROTECTION IP64; PAINT FINISH RAL7016 | 1839 | TEM | 1 | MC | 1.803 | 1
1FK70225AK211DG5 | SIMOTICS S SYNCHRONOUS SERVOMOTOR, 1FK7 COMPACT, ZK 300 V 0.85 NM, 100 K, 6000 RPM, 0,38KW, NATURAL COOLING, POWER/SIGNAL CONNECTORS CONNECTOR CAN BE ROTATED BY 270 DEGR. FRAME SIZE IMB 5 (IM V1, IM V3) FLANGE 1 INCREMENTAL ENCODER 2048 P/REV (ENCODER I-2048) WITH DRIVE-CLIQ INTERFACE; PLAIN SHAFT, TOLERANCE N; W/O HOLDING BRAKE DEGREE OF PROTECTION IP65 AS FLANGE IP67; PAINT FINISH RAL7016 | 1937 | TEM | 1 | MC | 1.803 | 1
1FK70225AK211DG8 | SIMOTICS S SYNCHRONOUS SERVOMOTOR, 1FK7 COMPACT, ZK 300 V 0.85 NM, 100 K, 6000 RPM, 0,38KW, NATURAL COOLING, POWER/SIGNAL CONNECTORS CONNECTOR CAN BE ROTATED BY 270 DEGR. FRAME SIZE IMB 5 (IM V1, IM V3) FLANGE 1 INCREMENTAL ENCODER 2048 P/REV (ENCODER I-2048) WITH DRIVE-CLIQ INTERFACE; PLAIN SHAFT, TOLERANCE N; W/O HOLDING BRAKE DEGREE OF PROTECTION IP65 IP67 D-END FLANGE; RAL7016 COATING; METALLIC RATING PLATE AT MOTOR | 2042 | TEM | 1 | MC | 1.803 | 1
1FK70225AK211DH0 | SIMOTICS S SYNCHRONOUS SERVOMOTOR, 1FK7 COMPACT, ZK 300 V 0.85 NM, 100 K, 6000 RPM, 0,38KW, NATURAL COOLING, POWER/SIGNAL CONNECTORS CONNECTOR CAN BE ROTATED BY 270 DEGR. FRAME SIZE IMB 5 (IM V1, IM V3) FLANGE 1 INCREMENTAL ENCODER 2048 P/REV (ENCODER I-2048) WITH DRIVE-CLIQ INTERFACE; PLAIN SHAFT, TOLERANCE N; WITH HOLDING BRAKE DEGREE OF PROTECTION IP64 | 2019 | TEM | 1 | MC | 2.002 | 1
1FK70225AK211DH2 | SIMOTICS S SYNCHRONOUS SERVOMOTOR, 1FK7 COMPACT, ZK 300 V 0.85 NM, 100 K, 6000 RPM, 0,38KW, NATURAL COOLING, POWER/SIGNAL CONNECTORS CONNECTOR CAN BE ROTATED BY 270 DEGR. FRAME SIZE IMB 5 (IM V1, IM V3) FLANGE 1 INCREMENTAL ENCODER 2048 P/REV (ENCODER I-2048) WITH DRIVE-CLIQ INTERFACE; PLAIN SHAFT, TOLERANCE N; WITH HOLDING BRAKE DEGREE OF PROTECTION IP65 FLANGE ON DRIVE END IP67 | 2117 | TEM | 1 | MC | 2.002 | 1
1FK70225AK211DH3 | SIMOTICS S SYNCHRONOUS SERVOMOTOR, 1FK7 COMPACT, ZK 300 V 0.85 NM, 100 K, 6000 RPM, 0,38KW, NATURAL COOLING, POWER/SIGNAL CONNECTORS CONNECTOR CAN BE ROTATED BY 270 DEGR. FRAME SIZE IMB 5 (IM V1, IM V3) FLANGE 1 INCREMENTAL ENCODER 2048 P/REV (ENCODER I-2048) WITH DRIVE-CLIQ INTERFACE; PLAIN SHAFT, TOLERANCE N; WITH HOLDING BRAKE DEGREE OF PROTECTION IP64; PAINT FINISH RAL7016 | 2066 | TEM | 1 | MC | 2.002 | 1
1FK70225AK211DH5 | SIMOTICS S SYNCHRONOUS SERVOMOTOR, 1FK7 COMPACT, ZK 300 V 0.85 NM, 100 K, 6000 RPM, 0,38KW, NATURAL COOLING, POWER/SIGNAL CONNECTORS CONNECTOR CAN BE ROTATED BY 270 DEGR. FRAME SIZE IMB 5 (IM V1, IM V3) FLANGE 1 INCREMENTAL ENCODER 2048 P/REV (ENCODER I-2048) WITH DRIVE-CLIQ INTERFACE; PLAIN SHAFT, TOLERANCE N; WITH HOLDING BRAKE DEGREE OF PROTECTION IP65 AS FLANGE IP67; PAINT FINISH RAL7016 | 2164 | TEM | 1 | MC | 2.002 | 1
1FK70225AK211DH8 | SIMOTICS S SYNCHRONOUS SERVOMOTOR, 1FK7 COMPACT, ZK 300 V 0.85 NM, 100 K, 6000 RPM, 0,38KW, NATURAL COOLING, POWER/SIGNAL CONNECTORS CONNECTOR CAN BE ROTATED BY 270 DEGR. FRAME SIZE IMB 5 (IM V1, IM V3) FLANGE 1 INCREMENTAL ENCODER 2048 P/REV (ENCODER I-2048) WITH DRIVE-CLIQ INTERFACE; PLAIN SHAFT, TOLERANCE N; WITH HOLDING BRAKE DEGREE OF PROTECTION IP65 IP67 D-END FLANGE; RAL7016 COATING; METALLIC RATING PLATE AT MOTOR | 2269 | TEM | 1 | MC | 2.002 | 1
1FK70225AK211HA0 | SIMOTICS S SYNCHRONOUS SERVOMOTOR, 1FK7 COMPACT, ZK 300 V 0.85 NM, 100 K, 6000 RPM, 0,38KW, NATURAL COOLING, POWER/SIGNAL CONNECTORS CONNECTOR CAN BE ROTATED BY 270 DEGR. FRAME SIZE IMB 5 (IM V1, IM V3) FLANGE 1, WITH KTY TEMPERATURESENSOR ABSOLUTE ENCODER 512 P/REV (ENCODER A-512); PERFORMANCE REDUCTION BY 10% DUE TO ABSOLUTE ENCODER; SHAFT WITH FITTED KEY, TOLERANCE N; W/O HOLDING BRAKE DEGREE OF PROTECTION IP64 | 2019 | TEM | 1 | MC | 1.803 | 1
1FK70225AK211HA2 | SIMOTICS S SYNCHRONOUS SERVOMOTOR, 1FK7 COMPACT, ZK 300 V 0.85 NM, 100 K, 6000 RPM, 0,38KW, NATURAL COOLING, POWER/SIGNAL CONNECTORS CONNECTOR CAN BE ROTATED BY 270 DEGR. FRAME SIZE IMB 5 (IM V1, IM V3) FLANGE 1, WITH KTY TEMPERATURESENSOR ABSOLUTE ENCODER 512 P/REV (ENCODER A-512); PERFORMANCE REDUCTION BY 10% DUE TO ABSOLUTE ENCODER; SHAFT WITH FITTED KEY, TOLERANCE N; W/O HOLDING BRAKE DEGREE OF PROTECTION IP65 FLANGE ON DRIVE END IP67 | 2117 | TEM | 1 | MC | 1.803 | 1
1FK70225AK211HA3 | SIMOTICS S SYNCHRONOUS SERVOMOTOR, 1FK7 COMPACT, ZK 300 V 0.85 NM, 100 K, 6000 RPM, 0,38KW, NATURAL COOLING, POWER/SIGNAL CONNECTORS CONNECTOR CAN BE ROTATED BY 270 DEGR. FRAME SIZE IMB 5 (IM V1, IM V3) FLANGE 1, WITH KTY TEMPERATURESENSOR ABSOLUTE ENCODER 512 P/REV (ENCODER A-512); PERFORMANCE REDUCTION BY 10% DUE TO ABSOLUTE ENCODER; SHAFT WITH FITTED KEY, TOLERANCE N; W/O HOLDING BRAKE DEGREE OF PROTECTION IP64; PAINT FINISH RAL7016 | 2067 | TEM | 1 | MC | 1.803 | 1
1FK70225AK211HA5 | SIMOTICS S SYNCHRONOUS SERVOMOTOR, 1FK7 COMPACT, ZK 300 V 0.85 NM, 100 K, 6000 RPM, 0,38KW, NATURAL COOLING, POWER/SIGNAL CONNECTORS CONNECTOR CAN BE ROTATED BY 270 DEGR. FRAME SIZE IMB 5 (IM V1, IM V3) FLANGE 1, WITH KTY TEMPERATURESENSOR ABSOLUTE ENCODER 512 P/REV (ENCODER A-512); PERFORMANCE REDUCTION BY 10% DUE TO ABSOLUTE ENCODER; SHAFT WITH FITTED KEY, TOLERANCE N; W/O HOLDING BRAKE DEGREE OF PROTECTION IP65 AS FLANGE IP67; PAINT FINISH RAL7016 | 2165 | TEM | 1 | MC | 1.803 | 1
1FK70225AK211HA8 | SIMOTICS S SYNCHRONOUS SERVOMOTOR, 1FK7 COMPACT, ZK 300 V 0.85 NM, 100 K, 6000 RPM, 0,38KW, NATURAL COOLING, POWER/SIGNAL CONNECTORS CONNECTOR CAN BE ROTATED BY 270 DEGR. FRAME SIZE IMB 5 (IM V1, IM V3) FLANGE 1, WITH KTY TEMPERATURESENSOR ABSOLUTE ENCODER 512 P/REV (ENCODER A-512); PERFORMANCE REDUCTION BY 10% DUE TO ABSOLUTE ENCODER; SHAFT WITH FITTED KEY, TOLERANCE N; W/O HOLDING BRAKE DEGREE OF PROTECTION IP65 IP67 D-END FLANGE; RAL7016 COATING; METALLIC RATING PLATE AT MOTOR | 2270 | TEM | 1 | MC | 1.803 | 1
1FK70225AK211HB0 | SIMOTICS S SYNCHRONOUS SERVOMOTOR, 1FK7 COMPACT, ZK 300 V 0.85 NM, 100 K, 6000 RPM, 0,38KW, NATURAL COOLING, POWER/SIGNAL CONNECTORS CONNECTOR CAN BE ROTATED BY 270 DEGR. FRAME SIZE IMB 5 (IM V1, IM V3) FLANGE 1, WITH KTY TEMPERATURESENSOR ABSOLUTE ENCODER 512 P/REV (ENCODER A-512); PERFORMANCE REDUCTION BY 10% DUE TO ABSOLUTE ENCODER; SHAFT WITH FITTED KEY, TOLERANCE N; WITH HOLDING BRAKE DEGREE OF PROTECTION IP64 | 2249 | TEM | 1 | MC | 2.002 | 1
1FK70225AK211HB2 | SIMOTICS S SYNCHRONOUS SERVOMOTOR, 1FK7 COMPACT, ZK 300 V 0.85 NM, 100 K, 6000 RPM, 0,38KW, NATURAL COOLING, POWER/SIGNAL CONNECTORS CONNECTOR CAN BE ROTATED BY 270 DEGR. FRAME SIZE IMB 5 (IM V1, IM V3) FLANGE 1, WITH KTY TEMPERATURESENSOR ABSOLUTE ENCODER 512 P/REV (ENCODER A-512); PERFORMANCE REDUCTION BY 10% DUE TO ABSOLUTE ENCODER; SHAFT WITH FITTED KEY, TOLERANCE N; WITH HOLDING BRAKE DEGREE OF PROTECTION IP65 FLANGE ON DRIVE END IP67 | 2347 | TEM | 1 | MC | 2.002 | 1
1FK70225AK211HB3 | SIMOTICS S SYNCHRONOUS SERVOMOTOR, 1FK7 COMPACT, ZK 300 V 0.85 NM, 100 K, 6000 RPM, 0,38KW, NATURAL COOLING, POWER/SIGNAL CONNECTORS CONNECTOR CAN BE ROTATED BY 270 DEGR. FRAME SIZE IMB 5 (IM V1, IM V3) FLANGE 1, WITH KTY TEMPERATURESENSOR ABSOLUTE ENCODER 512 P/REV (ENCODER A-512); PERFORMANCE REDUCTION BY 10% DUE TO ABSOLUTE ENCODER; SHAFT WITH FITTED KEY, TOLERANCE N; WITH HOLDING BRAKE DEGREE OF PROTECTION IP64; PAINT FINISH RAL7016 | 2296 | TEM | 1 | MC | 2.002 | 1
1FK70225AK211HB5 | SIMOTICS S SYNCHRONOUS SERVOMOTOR, 1FK7 COMPACT, ZK 300 V 0.85 NM, 100 K, 6000 RPM, 0,38KW, NATURAL COOLING, POWER/SIGNAL CONNECTORS CONNECTOR CAN BE ROTATED BY 270 DEGR. FRAME SIZE IMB 5 (IM V1, IM V3) FLANGE 1, WITH KTY TEMPERATURESENSOR ABSOLUTE ENCODER 512 P/REV (ENCODER A-512); PERFORMANCE REDUCTION BY 10% DUE TO ABSOLUTE ENCODER; SHAFT WITH FITTED KEY, TOLERANCE N; WITH HOLDING BRAKE DEGREE OF PROTECTION IP65 AS FLANGE IP67; PAINT FINISH RAL7016 | 2395 | TEM | 1 | MC | 2.002 | 1
1FK70225AK211HB8 | SIMOTICS S SYNCHRONOUS SERVOMOTOR, 1FK7 COMPACT, ZK 300 V 0.85 NM, 100 K, 6000 RPM, 0,38KW, NATURAL COOLING, POWER/SIGNAL CONNECTORS CONNECTOR CAN BE ROTATED BY 270 DEGR. FRAME SIZE IMB 5 (IM V1, IM V3) FLANGE 1, WITH KTY TEMPERATURESENSOR ABSOLUTE ENCODER 512 P/REV (ENCODER A-512); PERFORMANCE REDUCTION BY 10% DUE TO ABSOLUTE ENCODER; SHAFT WITH FITTED KEY, TOLERANCE N; WITH HOLDING BRAKE DEGREE OF PROTECTION IP65 IP67 D-END FLANGE; RAL7016 COATING; METALLIC RATING PLATE AT MOTOR | 2499 | TEM | 1 | MC | 2.002 | 1
1FK70225AK211HG0 | SIMOTICS S SYNCHRONOUS SERVOMOTOR, 1FK7 COMPACT, ZK 300 V 0.85 NM, 100 K, 6000 RPM, 0,38KW, NATURAL COOLING, POWER/SIGNAL CONNECTORS CONNECTOR CAN BE ROTATED BY 270 DEGR. FRAME SIZE IMB 5 (IM V1, IM V3) FLANGE 1, WITH KTY TEMPERATURESENSOR ABSOLUTE ENCODER 512 P/REV (ENCODER A-512); PERFORMANCE REDUCTION BY 10% DUE TO ABSOLUTE ENCODER; PLAIN SHAFT, TOLERANCE N; W/O HOLDING BRAKE DEGREE OF PROTECTION IP64 | 1928 | TEM | 1 | MC | 1.803 | 1
1FK70225AK211HG2 | SIMOTICS S SYNCHRONOUS SERVOMOTOR, 1FK7 COMPACT, ZK 300 V 0.85 NM, 100 K, 6000 RPM, 0,38KW, NATURAL COOLING, POWER/SIGNAL CONNECTORS CONNECTOR CAN BE ROTATED BY 270 DEGR. FRAME SIZE IMB 5 (IM V1, IM V3) FLANGE 1, WITH KTY TEMPERATURESENSOR ABSOLUTE ENCODER 512 P/REV (ENCODER A-512); PERFORMANCE REDUCTION BY 10% DUE TO ABSOLUTE ENCODER; PLAIN SHAFT, TOLERANCE N; W/O HOLDING BRAKE DEGREE OF PROTECTION IP65 FLANGE ON DRIVE END IP67 | 2027 | TEM | 1 | MC | 1.803 | 1
1FK70225AK211HG3 | SIMOTICS S SYNCHRONOUS SERVOMOTOR, 1FK7 COMPACT, ZK 300 V 0.85 NM, 100 K, 6000 RPM, 0,38KW, NATURAL COOLING, POWER/SIGNAL CONNECTORS CONNECTOR CAN BE ROTATED BY 270 DEGR. FRAME SIZE IMB 5 (IM V1, IM V3) FLANGE 1, WITH KTY TEMPERATURESENSOR ABSOLUTE ENCODER 512 P/REV (ENCODER A-512); PERFORMANCE REDUCTION BY 10% DUE TO ABSOLUTE ENCODER; PLAIN SHAFT, TOLERANCE N; W/O HOLDING BRAKE DEGREE OF PROTECTION IP64; PAINT FINISH RAL7016 | 1976 | TEM | 1 | MC | 1.803 | 1
1FK70225AK211HG5 | SIMOTICS S SYNCHRONOUS SERVOMOTOR, 1FK7 COMPACT, ZK 300 V 0.85 NM, 100 K, 6000 RPM, 0,38KW, NATURAL COOLING, POWER/SIGNAL CONNECTORS CONNECTOR CAN BE ROTATED BY 270 DEGR. FRAME SIZE IMB 5 (IM V1, IM V3) FLANGE 1, WITH KTY TEMPERATURESENSOR ABSOLUTE ENCODER 512 P/REV (ENCODER A-512); PERFORMANCE REDUCTION BY 10% DUE TO ABSOLUTE ENCODER; PLAIN SHAFT, TOLERANCE N; W/O HOLDING BRAKE DEGREE OF PROTECTION IP65 AS FLANGE IP67; PAINT FINISH RAL7016 | 2074 | TEM | 1 | MC | 1.803 | 1
1FK70225AK211HG8 | SIMOTICS S SYNCHRONOUS SERVOMOTOR, 1FK7 COMPACT, ZK 300 V 0.85 NM, 100 K, 6000 RPM, 0,38KW, NATURAL COOLING, POWER/SIGNAL CONNECTORS CONNECTOR CAN BE ROTATED BY 270 DEGR. FRAME SIZE IMB 5 (IM V1, IM V3) FLANGE 1, WITH KTY TEMPERATURESENSOR ABSOLUTE ENCODER 512 P/REV (ENCODER A-512); PERFORMANCE REDUCTION BY 10% DUE TO ABSOLUTE ENCODER; PLAIN SHAFT, TOLERANCE N; W/O HOLDING BRAKE DEGREE OF PROTECTION IP65 IP67 D-END FLANGE; RAL7016 COATING; METALLIC RATING PLATE AT MOTOR | 2179 | TEM | 1 | MC | 1.803 | 1
1FK70225AK211HH0 | SIMOTICS S SYNCHRONOUS SERVOMOTOR, 1FK7 COMPACT, ZK 300 V 0.85 NM, 100 K, 6000 RPM, 0,38KW, NATURAL COOLING, POWER/SIGNAL CONNECTORS CONNECTOR CAN BE ROTATED BY 270 DEGR. FRAME SIZE IMB 5 (IM V1, IM V3) FLANGE 1, WITH KTY TEMPERATURESENSOR ABSOLUTE ENCODER 512 P/REV (ENCODER A-512); PERFORMANCE REDUCTION BY 10% DUE TO ABSOLUTE ENCODER; PLAIN SHAFT, TOLERANCE N; WITH HOLDING BRAKE DEGREE OF PROTECTION IP64 | 2156 | TEM | 1 | MC | 2.002 | 1
1FK70225AK211HH2 | SIMOTICS S SYNCHRONOUS SERVOMOTOR, 1FK7 COMPACT, ZK 300 V 0.85 NM, 100 K, 6000 RPM, 0,38KW, NATURAL COOLING, POWER/SIGNAL CONNECTORS CONNECTOR CAN BE ROTATED BY 270 DEGR. FRAME SIZE IMB 5 (IM V1, IM V3) FLANGE 1, WITH KTY TEMPERATURESENSOR ABSOLUTE ENCODER 512 P/REV (ENCODER A-512); PERFORMANCE REDUCTION BY 10% DUE TO ABSOLUTE ENCODER; PLAIN SHAFT, TOLERANCE N; WITH HOLDING BRAKE DEGREE OF PROTECTION IP65 FLANGE ON DRIVE END IP67 | 2254 | TEM | 1 | MC | 2.002 | 1
1FK70225AK211HH3 | SIMOTICS S SYNCHRONOUS SERVOMOTOR, 1FK7 COMPACT, ZK 300 V 0.85 NM, 100 K, 6000 RPM, 0,38KW, NATURAL COOLING, POWER/SIGNAL CONNECTORS CONNECTOR CAN BE ROTATED BY 270 DEGR. FRAME SIZE IMB 5 (IM V1, IM V3) FLANGE 1, WITH KTY TEMPERATURESENSOR ABSOLUTE ENCODER 512 P/REV (ENCODER A-512); PERFORMANCE REDUCTION BY 10% DUE TO ABSOLUTE ENCODER; PLAIN SHAFT, TOLERANCE N; WITH HOLDING BRAKE DEGREE OF PROTECTION IP64; PAINT FINISH RAL7016 | 2203 | TEM | 1 | MC | 2.002 | 1
1FK70225AK211HH5 | SIMOTICS S SYNCHRONOUS SERVOMOTOR, 1FK7 COMPACT, ZK 300 V 0.85 NM, 100 K, 6000 RPM, 0,38KW, NATURAL COOLING, POWER/SIGNAL CONNECTORS CONNECTOR CAN BE ROTATED BY 270 DEGR. FRAME SIZE IMB 5 (IM V1, IM V3) FLANGE 1, WITH KTY TEMPERATURESENSOR ABSOLUTE ENCODER 512 P/REV (ENCODER A-512); PERFORMANCE REDUCTION BY 10% DUE TO ABSOLUTE ENCODER; PLAIN SHAFT, TOLERANCE N; WITH HOLDING BRAKE DEGREE OF PROTECTION IP65 AS FLANGE IP67; PAINT FINISH RAL7016 | 2301 | TEM | 1 | MC | 2.002 | 1
1FK70225AK211HH8 | SIMOTICS S SYNCHRONOUS SERVOMOTOR, 1FK7 COMPACT, ZK 300 V 0.85 NM, 100 K, 6000 RPM, 0,38KW, NATURAL COOLING, POWER/SIGNAL CONNECTORS CONNECTOR CAN BE ROTATED BY 270 DEGR. FRAME SIZE IMB 5 (IM V1, IM V3) FLANGE 1, WITH KTY TEMPERATURESENSOR ABSOLUTE ENCODER 512 P/REV (ENCODER A-512); PERFORMANCE REDUCTION BY 10% DUE TO ABSOLUTE ENCODER; PLAIN SHAFT, TOLERANCE N; WITH HOLDING BRAKE DEGREE OF PROTECTION IP65 IP67 D-END FLANGE; RAL7016 COATING; METALLIC RATING PLATE AT MOTOR | 2406 | TEM | 1 | MC | 2.002 | 1
1FK70225AK211JA0 | SIMOTICS S SYNCHRONOUS SERVOMOTOR, 1FK7 COMPACT, ZK 300 V 0.85 NM, 100 K, 6000 RPM, 0,38KW, NATURAL COOLING, POWER/SIGNAL CONNECTORS CONNECTOR CAN BE ROTATED BY 270 DEGR. FRAME SIZE IMB 5 (IM V1, IM V3) FLANGE 1, WITH KTY TEMPERATURESENSOR ABSOLUTE ENCODER 16 S/R (ENCODER A-16); PERFORMANCE REDUCTION BY 10% DUE TO ABSOLUTE ENCODER; SHAFT WITH FITTED KEY, TOLERANCE N; W/O HOLDING BRAKE DEGREE OF PROTECTION IP64 | 1475 | TEM | 1 | MC | 1.803 | 1
1FK70225AK211JA2 | SIMOTICS S SYNCHRONOUS SERVOMOTOR, 1FK7 COMPACT, ZK 300 V 0.85 NM, 100 K, 6000 RPM, 0,38KW, NATURAL COOLING, POWER/SIGNAL CONNECTORS CONNECTOR CAN BE ROTATED BY 270 DEGR. FRAME SIZE IMB 5 (IM V1, IM V3) FLANGE 1, WITH KTY TEMPERATURESENSOR ABSOLUTE ENCODER 16 S/R (ENCODER A-16); PERFORMANCE REDUCTION BY 10% DUE TO ABSOLUTE ENCODER; SHAFT WITH FITTED KEY, TOLERANCE N; W/O HOLDING BRAKE DEGREE OF PROTECTION IP65 FLANGE ON DRIVE END IP67 | 1573 | TEM | 1 | MC | 1.803 | 1
1FK70225AK211JA3 | SIMOTICS S SYNCHRONOUS SERVOMOTOR, 1FK7 COMPACT, ZK 300 V 0.85 NM, 100 K, 6000 RPM, 0,38KW, NATURAL COOLING, POWER/SIGNAL CONNECTORS CONNECTOR CAN BE ROTATED BY 270 DEGR. FRAME SIZE IMB 5 (IM V1, IM V3) FLANGE 1, WITH KTY TEMPERATURESENSOR ABSOLUTE ENCODER 16 S/R (ENCODER A-16); PERFORMANCE REDUCTION BY 10% DUE TO ABSOLUTE ENCODER; SHAFT WITH FITTED KEY, TOLERANCE N; W/O HOLDING BRAKE DEGREE OF PROTECTION IP64; PAINT FINISH RAL7016 | 1522 | TEM | 1 | MC | 1.803 | 1
1FK70225AK211JA5 | SIMOTICS S SYNCHRONOUS SERVOMOTOR, 1FK7 COMPACT, ZK 300 V 0.85 NM, 100 K, 6000 RPM, 0,38KW, NATURAL COOLING, POWER/SIGNAL CONNECTORS CONNECTOR CAN BE ROTATED BY 270 DEGR. FRAME SIZE IMB 5 (IM V1, IM V3) FLANGE 1, WITH KTY TEMPERATURESENSOR ABSOLUTE ENCODER 16 S/R (ENCODER A-16); PERFORMANCE REDUCTION BY 10% DUE TO ABSOLUTE ENCODER; SHAFT WITH FITTED KEY, TOLERANCE N; W/O HOLDING BRAKE DEGREE OF PROTECTION IP65 AS FLANGE IP67; PAINT FINISH RAL7016 | 1621 | TEM | 1 | MC | 1.803 | 1
1FK70225AK211JA8 | SIMOTICS S SYNCHRONOUS SERVOMOTOR, 1FK7 COMPACT, ZK 300 V 0.85 NM, 100 K, 6000 RPM, 0,38KW, NATURAL COOLING, POWER/SIGNAL CONNECTORS CONNECTOR CAN BE ROTATED BY 270 DEGR. FRAME SIZE IMB 5 (IM V1, IM V3) FLANGE 1, WITH KTY TEMPERATURESENSOR ABSOLUTE ENCODER 16 S/R (ENCODER A-16); PERFORMANCE REDUCTION BY 10% DUE TO ABSOLUTE ENCODER; SHAFT WITH FITTED KEY, TOLERANCE N; W/O HOLDING BRAKE DEGREE OF PROTECTION IP65 IP67 D-END FLANGE; RAL7016 COATING; METALLIC RATING PLATE AT MOTOR | 1726 | TEM | 1 | MC | 1.803 | 1
1FK70225AK211JB0 | SIMOTICS S SYNCHRONOUS SERVOMOTOR, 1FK7 COMPACT, ZK 300 V 0.85 NM, 100 K, 6000 RPM, 0,38KW, NATURAL COOLING, POWER/SIGNAL CONNECTORS CONNECTOR CAN BE ROTATED BY 270 DEGR. FRAME SIZE IMB 5 (IM V1, IM V3) FLANGE 1, WITH KTY TEMPERATURESENSOR ABSOLUTE ENCODER 16 S/R (ENCODER A-16); PERFORMANCE REDUCTION BY 10% DUE TO ABSOLUTE ENCODER; SHAFT WITH FITTED KEY, TOLERANCE N; WITH HOLDING BRAKE DEGREE OF PROTECTION IP64 | 1705 | TEM | 1 | MC | 2.002 | 1
1FK70225AK211JB2 | SIMOTICS S SYNCHRONOUS SERVOMOTOR, 1FK7 COMPACT, ZK 300 V 0.85 NM, 100 K, 6000 RPM, 0,38KW, NATURAL COOLING, POWER/SIGNAL CONNECTORS CONNECTOR CAN BE ROTATED BY 270 DEGR. FRAME SIZE IMB 5 (IM V1, IM V3) FLANGE 1, WITH KTY TEMPERATURESENSOR ABSOLUTE ENCODER 16 S/R (ENCODER A-16); PERFORMANCE REDUCTION BY 10% DUE TO ABSOLUTE ENCODER; SHAFT WITH FITTED KEY, TOLERANCE N; WITH HOLDING BRAKE DEGREE OF PROTECTION IP65 FLANGE ON DRIVE END IP67 | 1803 | TEM | 1 | MC | 2.002 | 1
1FK70225AK211JB3 | SIMOTICS S SYNCHRONOUS SERVOMOTOR, 1FK7 COMPACT, ZK 300 V 0.85 NM, 100 K, 6000 RPM, 0,38KW, NATURAL COOLING, POWER/SIGNAL CONNECTORS CONNECTOR CAN BE ROTATED BY 270 DEGR. FRAME SIZE IMB 5 (IM V1, IM V3) FLANGE 1, WITH KTY TEMPERATURESENSOR ABSOLUTE ENCODER 16 S/R (ENCODER A-16); PERFORMANCE REDUCTION BY 10% DUE TO ABSOLUTE ENCODER; SHAFT WITH FITTED KEY, TOLERANCE N; WITH HOLDING BRAKE DEGREE OF PROTECTION IP64; PAINT FINISH RAL7016 | 1752 | TEM | 1 | MC | 2.002 | 1
1FK70225AK211JB5 | SIMOTICS S SYNCHRONOUS SERVOMOTOR, 1FK7 COMPACT, ZK 300 V 0.85 NM, 100 K, 6000 RPM, 0,38KW, NATURAL COOLING, POWER/SIGNAL CONNECTORS CONNECTOR CAN BE ROTATED BY 270 DEGR. FRAME SIZE IMB 5 (IM V1, IM V3) FLANGE 1, WITH KTY TEMPERATURESENSOR ABSOLUTE ENCODER 16 S/R (ENCODER A-16); PERFORMANCE REDUCTION BY 10% DUE TO ABSOLUTE ENCODER; SHAFT WITH FITTED KEY, TOLERANCE N; WITH HOLDING BRAKE DEGREE OF PROTECTION IP65 AS FLANGE IP67; PAINT FINISH RAL7016 | 1850 | TEM | 1 | MC | 2.002 | 1
1FK70225AK211JB8 | SIMOTICS S SYNCHRONOUS SERVOMOTOR, 1FK7 COMPACT, ZK 300 V 0.85 NM, 100 K, 6000 RPM, 0,38KW, NATURAL COOLING, POWER/SIGNAL CONNECTORS CONNECTOR CAN BE ROTATED BY 270 DEGR. FRAME SIZE IMB 5 (IM V1, IM V3) FLANGE 1, WITH KTY TEMPERATURESENSOR ABSOLUTE ENCODER 16 S/R (ENCODER A-16); PERFORMANCE REDUCTION BY 10% DUE TO ABSOLUTE ENCODER; SHAFT WITH FITTED KEY, TOLERANCE N; WITH HOLDING BRAKE DEGREE OF PROTECTION IP65 IP67 D-END FLANGE; RAL7016 COATING; METALLIC RATING PLATE AT MOTOR | 1955 | TEM | 1 | MC | 2.002 | 1
1FK70225AK211JG0 | SIMOTICS S SYNCHRONOUS SERVOMOTOR, 1FK7 COMPACT, ZK 300 V 0.85 NM, 100 K, 6000 RPM, 0,38KW, NATURAL COOLING, POWER/SIGNAL CONNECTORS CONNECTOR CAN BE ROTATED BY 270 DEGR. FRAME SIZE IMB 5 (IM V1, IM V3) FLANGE 1, WITH KTY TEMPERATURESENSOR ABSOLUTE ENCODER 16 S/R (ENCODER A-16); PERFORMANCE REDUCTION BY 10% DUE TO ABSOLUTE ENCODER; PLAIN SHAFT, TOLERANCE N; W/O HOLDING BRAKE DEGREE OF PROTECTION IP64 | 1384 | TEM | 1 | MC | 1.803 | 1
1FK70225AK211JG2 | SIMOTICS S SYNCHRONOUS SERVOMOTOR, 1FK7 COMPACT, ZK 300 V 0.85 NM, 100 K, 6000 RPM, 0,38KW, NATURAL COOLING, POWER/SIGNAL CONNECTORS CONNECTOR CAN BE ROTATED BY 270 DEGR. FRAME SIZE IMB 5 (IM V1, IM V3) FLANGE 1, WITH KTY TEMPERATURESENSOR ABSOLUTE ENCODER 16 S/R (ENCODER A-16); PERFORMANCE REDUCTION BY 10% DUE TO ABSOLUTE ENCODER; PLAIN SHAFT, TOLERANCE N; W/O HOLDING BRAKE DEGREE OF PROTECTION IP65 FLANGE ON DRIVE END IP67 | 1483 | TEM | 1 | MC | 1.803 | 1
1FK70225AK211JG3 | SIMOTICS S SYNCHRONOUS SERVOMOTOR, 1FK7 COMPACT, ZK 300 V 0.85 NM, 100 K, 6000 RPM, 0,38KW, NATURAL COOLING, POWER/SIGNAL CONNECTORS CONNECTOR CAN BE ROTATED BY 270 DEGR. FRAME SIZE IMB 5 (IM V1, IM V3) FLANGE 1, WITH KTY TEMPERATURESENSOR ABSOLUTE ENCODER 16 S/R (ENCODER A-16); PERFORMANCE REDUCTION BY 10% DUE TO ABSOLUTE ENCODER; PLAIN SHAFT, TOLERANCE N; W/O HOLDING BRAKE DEGREE OF PROTECTION IP64; PAINT FINISH RAL7016 | 1432 | TEM | 1 | MC | 1.803 | 1
1FK70225AK211JG5 | SIMOTICS S SYNCHRONOUS SERVOMOTOR, 1FK7 COMPACT, ZK 300 V 0.85 NM, 100 K, 6000 RPM, 0,38KW, NATURAL COOLING, POWER/SIGNAL CONNECTORS CONNECTOR CAN BE ROTATED BY 270 DEGR. FRAME SIZE IMB 5 (IM V1, IM V3) FLANGE 1, WITH KTY TEMPERATURESENSOR ABSOLUTE ENCODER 16 S/R (ENCODER A-16); PERFORMANCE REDUCTION BY 10% DUE TO ABSOLUTE ENCODER; PLAIN SHAFT, TOLERANCE N; W/O HOLDING BRAKE DEGREE OF PROTECTION IP65 AS FLANGE IP67; PAINT FINISH RAL7016 | 1530 | TEM | 1 | MC | 1.803 | 1
1FK70225AK211JG8 | SIMOTICS S SYNCHRONOUS SERVOMOTOR, 1FK7 COMPACT, ZK 300 V 0.85 NM, 100 K, 6000 RPM, 0,38KW, NATURAL COOLING, POWER/SIGNAL CONNECTORS CONNECTOR CAN BE ROTATED BY 270 DEGR. FRAME SIZE IMB 5 (IM V1, IM V3) FLANGE 1, WITH KTY TEMPERATURESENSOR ABSOLUTE ENCODER 16 S/R (ENCODER A-16); PERFORMANCE REDUCTION BY 10% DUE TO ABSOLUTE ENCODER; PLAIN SHAFT, TOLERANCE N; W/O HOLDING BRAKE DEGREE OF PROTECTION IP65 IP67 D-END FLANGE; RAL7016 COATING; METALLIC RATING PLATE AT MOTOR | 1635 | TEM | 1 | MC | 1.803 | 1
1FK70225AK211JH0 | SIMOTICS S SYNCHRONOUS SERVOMOTOR, 1FK7 COMPACT, ZK 300 V 0.85 NM, 100 K, 6000 RPM, 0,38KW, NATURAL COOLING, POWER/SIGNAL CONNECTORS CONNECTOR CAN BE ROTATED BY 270 DEGR. FRAME SIZE IMB 5 (IM V1, IM V3) FLANGE 1, WITH KTY TEMPERATURESENSOR ABSOLUTE ENCODER 16 S/R (ENCODER A-16); PERFORMANCE REDUCTION BY 10% DUE TO ABSOLUTE ENCODER; PLAIN SHAFT, TOLERANCE N; WITH HOLDING BRAKE DEGREE OF PROTECTION IP64 | 1612 | TEM | 1 | MC | 2.002 | 1
1FK70225AK211JH2 | SIMOTICS S SYNCHRONOUS SERVOMOTOR, 1FK7 COMPACT, ZK 300 V 0.85 NM, 100 K, 6000 RPM, 0,38KW, NATURAL COOLING, POWER/SIGNAL CONNECTORS CONNECTOR CAN BE ROTATED BY 270 DEGR. FRAME SIZE IMB 5 (IM V1, IM V3) FLANGE 1, WITH KTY TEMPERATURESENSOR ABSOLUTE ENCODER 16 S/R (ENCODER A-16); PERFORMANCE REDUCTION BY 10% DUE TO ABSOLUTE ENCODER; PLAIN SHAFT, TOLERANCE N; WITH HOLDING BRAKE DEGREE OF PROTECTION IP65 FLANGE ON DRIVE END IP67 | 1710 | TEM | 1 | MC | 2.002 | 1
1FK70225AK211JH3 | SIMOTICS S SYNCHRONOUS SERVOMOTOR, 1FK7 COMPACT, ZK 300 V 0.85 NM, 100 K, 6000 RPM, 0,38KW, NATURAL COOLING, POWER/SIGNAL CONNECTORS CONNECTOR CAN BE ROTATED BY 270 DEGR. FRAME SIZE IMB 5 (IM V1, IM V3) FLANGE 1, WITH KTY TEMPERATURESENSOR ABSOLUTE ENCODER 16 S/R (ENCODER A-16); PERFORMANCE REDUCTION BY 10% DUE TO ABSOLUTE ENCODER; PLAIN SHAFT, TOLERANCE N; WITH HOLDING BRAKE DEGREE OF PROTECTION IP64; PAINT FINISH RAL7016 | 1659 | TEM | 1 | MC | 2.002 | 1
1FK70225AK211JH5 | SIMOTICS S SYNCHRONOUS SERVOMOTOR, 1FK7 COMPACT, ZK 300 V 0.85 NM, 100 K, 6000 RPM, 0,38KW, NATURAL COOLING, POWER/SIGNAL CONNECTORS CONNECTOR CAN BE ROTATED BY 270 DEGR. FRAME SIZE IMB 5 (IM V1, IM V3) FLANGE 1, WITH KTY TEMPERATURESENSOR ABSOLUTE ENCODER 16 S/R (ENCODER A-16); PERFORMANCE REDUCTION BY 10% DUE TO ABSOLUTE ENCODER; PLAIN SHAFT, TOLERANCE N; WITH HOLDING BRAKE DEGREE OF PROTECTION IP65 AS FLANGE IP67; PAINT FINISH RAL7016 | 1757 | TEM | 1 | MC | 2.002 | 1
1FK70225AK211JH8 | SIMOTICS S SYNCHRONOUS SERVOMOTOR, 1FK7 COMPACT, ZK 300 V 0.85 NM, 100 K, 6000 RPM, 0,38KW, NATURAL COOLING, POWER/SIGNAL CONNECTORS CONNECTOR CAN BE ROTATED BY 270 DEGR. FRAME SIZE IMB 5 (IM V1, IM V3) FLANGE 1, WITH KTY TEMPERATURESENSOR ABSOLUTE ENCODER 16 S/R (ENCODER A-16); PERFORMANCE REDUCTION BY 10% DUE TO ABSOLUTE ENCODER; PLAIN SHAFT, TOLERANCE N; WITH HOLDING BRAKE DEGREE OF PROTECTION IP65 IP67 D-END FLANGE; RAL7016 COATING; METALLIC RATING PLATE AT MOTOR | 1862 | TEM | 1 | MC | 2.002 | 1
1FK70225AK211LA0 | SIMOTICS S SYNCHRONOUS SERVOMOTOR, 1FK7 COMPACT, ZK 300 V 0.85 NM, 100 K, 6000 RPM, 0,38KW, NATURAL COOLING, POWER/SIGNAL CONNECTORS CONNECTOR CAN BE ROTATED BY 270 DEGR. FRAME SIZE IMB 5 (IM V1, IM V3) FLANGE 1 ABSOLUTE ENCODER 512 P/REV (ENCODER A-512) WITH DRIVE-CLIQ INTERFACE; PERFORMANCE REDUCTION BY 10% DUE TO ABSOLUTE ENCODER; SHAFT WITH FITTED KEY, TOLERANCE N; W/O HOLDING BRAKE DEGREE OF PROTECTION IP64 | 2270 | TEM | 1 | MC | 1.803 | 1
1FK70225AK211LA2 | SIMOTICS S SYNCHRONOUS SERVOMOTOR, 1FK7 COMPACT, ZK 300 V 0.85 NM, 100 K, 6000 RPM, 0,38KW, NATURAL COOLING, POWER/SIGNAL CONNECTORS CONNECTOR CAN BE ROTATED BY 270 DEGR. FRAME SIZE IMB 5 (IM V1, IM V3) FLANGE 1 ABSOLUTE ENCODER 512 P/REV (ENCODER A-512) WITH DRIVE-CLIQ INTERFACE; PERFORMANCE REDUCTION BY 10% DUE TO ABSOLUTE ENCODER; SHAFT WITH FITTED KEY, TOLERANCE N; W/O HOLDING BRAKE DEGREE OF PROTECTION IP65 FLANGE ON DRIVE END IP67 | 2368 | TEM | 1 | MC | 1.803 | 1
1FK70225AK211LA3 | SIMOTICS S SYNCHRONOUS SERVOMOTOR, 1FK7 COMPACT, ZK 300 V 0.85 NM, 100 K, 6000 RPM, 0,38KW, NATURAL COOLING, POWER/SIGNAL CONNECTORS CONNECTOR CAN BE ROTATED BY 270 DEGR. FRAME SIZE IMB 5 (IM V1, IM V3) FLANGE 1 ABSOLUTE ENCODER 512 P/REV (ENCODER A-512) WITH DRIVE-CLIQ INTERFACE; PERFORMANCE REDUCTION BY 10% DUE TO ABSOLUTE ENCODER; SHAFT WITH FITTED KEY, TOLERANCE N; W/O HOLDING BRAKE DEGREE OF PROTECTION IP64; PAINT FINISH RAL7016 | 2317 | TEM | 1 | MC | 1.803 | 1
1FK70225AK211LA5 | SIMOTICS S SYNCHRONOUS SERVOMOTOR, 1FK7 COMPACT, ZK 300 V 0.85 NM, 100 K, 6000 RPM, 0,38KW, NATURAL COOLING, POWER/SIGNAL CONNECTORS CONNECTOR CAN BE ROTATED BY 270 DEGR. FRAME SIZE IMB 5 (IM V1, IM V3) FLANGE 1 ABSOLUTE ENCODER 512 P/REV (ENCODER A-512) WITH DRIVE-CLIQ INTERFACE; PERFORMANCE REDUCTION BY 10% DUE TO ABSOLUTE ENCODER; SHAFT WITH FITTED KEY, TOLERANCE N; W/O HOLDING BRAKE DEGREE OF PROTECTION IP65 AS FLANGE IP67; PAINT FINISH RAL7016 | 2415 | TEM | 1 | MC | 1.803 | 1
1FK70225AK211LA8 | SIMOTICS S SYNCHRONOUS SERVOMOTOR, 1FK7 COMPACT, ZK 300 V 0.85 NM, 100 K, 6000 RPM, 0,38KW, NATURAL COOLING, POWER/SIGNAL CONNECTORS CONNECTOR CAN BE ROTATED BY 270 DEGR. FRAME SIZE IMB 5 (IM V1, IM V3) FLANGE 1 ABSOLUTE ENCODER 512 P/REV (ENCODER A-512) WITH DRIVE-CLIQ INTERFACE; PERFORMANCE REDUCTION BY 10% DUE TO ABSOLUTE ENCODER; SHAFT WITH FITTED KEY, TOLERANCE N; W/O HOLDING BRAKE DEGREE OF PROTECTION IP65 IP67 D-END FLANGE; RAL7016 COATING; METALLIC RATING PLATE AT MOTOR | 2520 | TEM | 1 | MC | 1.803 | 1
1FK70225AK211LB0 | SIMOTICS S SYNCHRONOUS SERVOMOTOR, 1FK7 COMPACT, ZK 300 V 0.85 NM, 100 K, 6000 RPM, 0,38KW, NATURAL COOLING, POWER/SIGNAL CONNECTORS CONNECTOR CAN BE ROTATED BY 270 DEGR. FRAME SIZE IMB 5 (IM V1, IM V3) FLANGE 1 ABSOLUTE ENCODER 512 P/REV (ENCODER A-512) WITH DRIVE-CLIQ INTERFACE; PERFORMANCE REDUCTION BY 10% DUE TO ABSOLUTE ENCODER; SHAFT WITH FITTED KEY, TOLERANCE N; WITH HOLDING BRAKE DEGREE OF PROTECTION IP64 | 2499 | TEM | 1 | MC | 2.002 | 1
1FK70225AK211LB2 | SIMOTICS S SYNCHRONOUS SERVOMOTOR, 1FK7 COMPACT, ZK 300 V 0.85 NM, 100 K, 6000 RPM, 0,38KW, NATURAL COOLING, POWER/SIGNAL CONNECTORS CONNECTOR CAN BE ROTATED BY 270 DEGR. FRAME SIZE IMB 5 (IM V1, IM V3) FLANGE 1 ABSOLUTE ENCODER 512 P/REV (ENCODER A-512) WITH DRIVE-CLIQ INTERFACE; PERFORMANCE REDUCTION BY 10% DUE TO ABSOLUTE ENCODER; SHAFT WITH FITTED KEY, TOLERANCE N; WITH HOLDING BRAKE DEGREE OF PROTECTION IP65 FLANGE ON DRIVE END IP67 | 2598 | TEM | 1 | MC | 2.002 | 1
1FK70225AK211LB3 | SIMOTICS S SYNCHRONOUS SERVOMOTOR, 1FK7 COMPACT, ZK 300 V 0.85 NM, 100 K, 6000 RPM, 0,38KW, NATURAL COOLING, POWER/SIGNAL CONNECTORS CONNECTOR CAN BE ROTATED BY 270 DEGR. FRAME SIZE IMB 5 (IM V1, IM V3) FLANGE 1 ABSOLUTE ENCODER 512 P/REV (ENCODER A-512) WITH DRIVE-CLIQ INTERFACE; PERFORMANCE REDUCTION BY 10% DUE TO ABSOLUTE ENCODER; SHAFT WITH FITTED KEY, TOLERANCE N; WITH HOLDING BRAKE DEGREE OF PROTECTION IP64; PAINT FINISH RAL7016 | 2547 | TEM | 1 | MC | 2.002 | 1
1FK70225AK211LB5 | SIMOTICS S SYNCHRONOUS SERVOMOTOR, 1FK7 COMPACT, ZK 300 V 0.85 NM, 100 K, 6000 RPM, 0,38KW, NATURAL COOLING, POWER/SIGNAL CONNECTORS CONNECTOR CAN BE ROTATED BY 270 DEGR. FRAME SIZE IMB 5 (IM V1, IM V3) FLANGE 1 ABSOLUTE ENCODER 512 P/REV (ENCODER A-512) WITH DRIVE-CLIQ INTERFACE; PERFORMANCE REDUCTION BY 10% DUE TO ABSOLUTE ENCODER; SHAFT WITH FITTED KEY, TOLERANCE N; WITH HOLDING BRAKE DEGREE OF PROTECTION IP65 AS FLANGE IP67; PAINT FINISH RAL7016 | 2645 | TEM | 1 | MC | 2.002 | 1
1FK70225AK211LB8 | SIMOTICS S SYNCHRONOUS SERVOMOTOR, 1FK7 COMPACT, ZK 300 V 0.85 NM, 100 K, 6000 RPM, 0,38KW, NATURAL COOLING, POWER/SIGNAL CONNECTORS CONNECTOR CAN BE ROTATED BY 270 DEGR. FRAME SIZE IMB 5 (IM V1, IM V3) FLANGE 1 ABSOLUTE ENCODER 512 P/REV (ENCODER A-512) WITH DRIVE-CLIQ INTERFACE; PERFORMANCE REDUCTION BY 10% DUE TO ABSOLUTE ENCODER; SHAFT WITH FITTED KEY, TOLERANCE N; WITH HOLDING BRAKE DEGREE OF PROTECTION IP65 IP67 D-END FLANGE; RAL7016 COATING; METALLIC RATING PLATE AT MOTOR | 2750 | TEM | 1 | MC | 2.002 | 1
1FK70225AK211LG0 | SIMOTICS S SYNCHRONOUS SERVOMOTOR, 1FK7 COMPACT, ZK 300 V 0.85 NM, 100 K, 6000 RPM, 0,38KW, NATURAL COOLING, POWER/SIGNAL CONNECTORS CONNECTOR CAN BE ROTATED BY 270 DEGR. FRAME SIZE IMB 5 (IM V1, IM V3) FLANGE 1 ABSOLUTE ENCODER 512 P/REV (ENCODER A-512) WITH DRIVE-CLIQ INTERFACE; PERFORMANCE REDUCTION BY 10% DUE TO ABSOLUTE ENCODER; PLAIN SHAFT, TOLERANCE N; W/O HOLDING BRAKE DEGREE OF PROTECTION IP64 | 2179 | TEM | 1 | MC | 1.803 | 1
1FK70225AK211LG2 | SIMOTICS S SYNCHRONOUS SERVOMOTOR, 1FK7 COMPACT, ZK 300 V 0.85 NM, 100 K, 6000 RPM, 0,38KW, NATURAL COOLING, POWER/SIGNAL CONNECTORS CONNECTOR CAN BE ROTATED BY 270 DEGR. FRAME SIZE IMB 5 (IM V1, IM V3) FLANGE 1 ABSOLUTE ENCODER 512 P/REV (ENCODER A-512) WITH DRIVE-CLIQ INTERFACE; PERFORMANCE REDUCTION BY 10% DUE TO ABSOLUTE ENCODER; PLAIN SHAFT, TOLERANCE N; W/O HOLDING BRAKE DEGREE OF PROTECTION IP65 FLANGE ON DRIVE END IP67 | 2277 | TEM | 1 | MC | 1.803 | 1
1FK70225AK211LG3 | SIMOTICS S SYNCHRONOUS SERVOMOTOR, 1FK7 COMPACT, ZK 300 V 0.85 NM, 100 K, 6000 RPM, 0,38KW, NATURAL COOLING, POWER/SIGNAL CONNECTORS CONNECTOR CAN BE ROTATED BY 270 DEGR. FRAME SIZE IMB 5 (IM V1, IM V3) FLANGE 1 ABSOLUTE ENCODER 512 P/REV (ENCODER A-512) WITH DRIVE-CLIQ INTERFACE; PERFORMANCE REDUCTION BY 10% DUE TO ABSOLUTE ENCODER; PLAIN SHAFT, TOLERANCE N; W/O HOLDING BRAKE DEGREE OF PROTECTION IP64; PAINT FINISH RAL7016 | 2227 | TEM | 1 | MC | 1.803 | 1
1FK70225AK211LG5 | SIMOTICS S SYNCHRONOUS SERVOMOTOR, 1FK7 COMPACT, ZK 300 V 0.85 NM, 100 K, 6000 RPM, 0,38KW, NATURAL COOLING, POWER/SIGNAL CONNECTORS CONNECTOR CAN BE ROTATED BY 270 DEGR. FRAME SIZE IMB 5 (IM V1, IM V3) FLANGE 1 ABSOLUTE ENCODER 512 P/REV (ENCODER A-512) WITH DRIVE-CLIQ INTERFACE; PERFORMANCE REDUCTION BY 10% DUE TO ABSOLUTE ENCODER; PLAIN SHAFT, TOLERANCE N; W/O HOLDING BRAKE DEGREE OF PROTECTION IP65 AS FLANGE IP67; PAINT FINISH RAL7016 | 2325 | TEM | 1 | MC | 1.803 | 1
1FK70225AK211LG8 | SIMOTICS S SYNCHRONOUS SERVOMOTOR, 1FK7 COMPACT, ZK 300 V 0.85 NM, 100 K, 6000 RPM, 0,38KW, NATURAL COOLING, POWER/SIGNAL CONNECTORS CONNECTOR CAN BE ROTATED BY 270 DEGR. FRAME SIZE IMB 5 (IM V1, IM V3) FLANGE 1 ABSOLUTE ENCODER 512 P/REV (ENCODER A-512) WITH DRIVE-CLIQ INTERFACE; PERFORMANCE REDUCTION BY 10% DUE TO ABSOLUTE ENCODER; PLAIN SHAFT, TOLERANCE N; W/O HOLDING BRAKE DEGREE OF PROTECTION IP65 IP67 D-END FLANGE; RAL7016 COATING; METALLIC RATING PLATE AT MOTOR | 2430 | TEM | 1 | MC | 1.803 | 1
1FK70225AK211LH0 | SIMOTICS S SYNCHRONOUS SERVOMOTOR, 1FK7 COMPACT, ZK 300 V 0.85 NM, 100 K, 6000 RPM, 0,38KW, NATURAL COOLING, POWER/SIGNAL CONNECTORS CONNECTOR CAN BE ROTATED BY 270 DEGR. FRAME SIZE IMB 5 (IM V1, IM V3) FLANGE 1 ABSOLUTE ENCODER 512 P/REV (ENCODER A-512) WITH DRIVE-CLIQ INTERFACE; PERFORMANCE REDUCTION BY 10% DUE TO ABSOLUTE ENCODER; PLAIN SHAFT, TOLERANCE N; WITH HOLDING BRAKE DEGREE OF PROTECTION IP64 | 2406 | TEM | 1 | MC | 2.002 | 1
1FK70225AK211LH2 | SIMOTICS S SYNCHRONOUS SERVOMOTOR, 1FK7 COMPACT, ZK 300 V 0.85 NM, 100 K, 6000 RPM, 0,38KW, NATURAL COOLING, POWER/SIGNAL CONNECTORS CONNECTOR CAN BE ROTATED BY 270 DEGR. FRAME SIZE IMB 5 (IM V1, IM V3) FLANGE 1 ABSOLUTE ENCODER 512 P/REV (ENCODER A-512) WITH DRIVE-CLIQ INTERFACE; PERFORMANCE REDUCTION BY 10% DUE TO ABSOLUTE ENCODER; PLAIN SHAFT, TOLERANCE N; WITH HOLDING BRAKE DEGREE OF PROTECTION IP65 FLANGE ON DRIVE END IP67 | 2505 | TEM | 1 | MC | 2.002 | 1
1FK70225AK211LH3 | SIMOTICS S SYNCHRONOUS SERVOMOTOR, 1FK7 COMPACT, ZK 300 V 0.85 NM, 100 K, 6000 RPM, 0,38KW, NATURAL COOLING, POWER/SIGNAL CONNECTORS CONNECTOR CAN BE ROTATED BY 270 DEGR. FRAME SIZE IMB 5 (IM V1, IM V3) FLANGE 1 ABSOLUTE ENCODER 512 P/REV (ENCODER A-512) WITH DRIVE-CLIQ INTERFACE; PERFORMANCE REDUCTION BY 10% DUE TO ABSOLUTE ENCODER; PLAIN SHAFT, TOLERANCE N; WITH HOLDING BRAKE DEGREE OF PROTECTION IP64; PAINT FINISH RAL7016 | 2454 | TEM | 1 | MC | 2.002 | 1
1FK70225AK211LH5 | SIMOTICS S SYNCHRONOUS SERVOMOTOR, 1FK7 COMPACT, ZK 300 V 0.85 NM, 100 K, 6000 RPM, 0,38KW, NATURAL COOLING, POWER/SIGNAL CONNECTORS CONNECTOR CAN BE ROTATED BY 270 DEGR. FRAME SIZE IMB 5 (IM V1, IM V3) FLANGE 1 ABSOLUTE ENCODER 512 P/REV (ENCODER A-512) WITH DRIVE-CLIQ INTERFACE; PERFORMANCE REDUCTION BY 10% DUE TO ABSOLUTE ENCODER; PLAIN SHAFT, TOLERANCE N; WITH HOLDING BRAKE DEGREE OF PROTECTION IP65 AS FLANGE IP67; PAINT FINISH RAL7016 | 2552 | TEM | 1 | MC | 2.002 | 1
1FK70225AK211LH8 | SIMOTICS S SYNCHRONOUS SERVOMOTOR, 1FK7 COMPACT, ZK 300 V 0.85 NM, 100 K, 6000 RPM, 0,38KW, NATURAL COOLING, POWER/SIGNAL CONNECTORS CONNECTOR CAN BE ROTATED BY 270 DEGR. FRAME SIZE IMB 5 (IM V1, IM V3) FLANGE 1 ABSOLUTE ENCODER 512 P/REV (ENCODER A-512) WITH DRIVE-CLIQ INTERFACE; PERFORMANCE REDUCTION BY 10% DUE TO ABSOLUTE ENCODER; PLAIN SHAFT, TOLERANCE N; WITH HOLDING BRAKE DEGREE OF PROTECTION IP65 IP67 D-END FLANGE; RAL7016 COATING; METALLIC RATING PLATE AT MOTOR | 2657 | TEM | 1 | MC | 2.002 | 1
1FK70225AK211PA0 | SIMOTICS S SYNCHRONOUS SERVOMOTOR, 1FK7 COMPACT, ZK 300 V 0.85 NM, 100 K, 6000 RPM, 0,38KW, NATURAL COOLING, POWER/SIGNAL CONNECTORS CONNECTOR CAN BE ROTATED BY 270 DEGR. FRAME SIZE IMB 5 (IM V1, IM V3) FLANGE 1 RESOLVER 2-POLE (RESOLVER P=1) WITH DRIVE-CLIQ INTERFACE; SHAFT WITH FITTED KEY, TOLERANCE N; W/O HOLDING BRAKE DEGREE OF PROTECTION IP64 | 1267 | TEM | 1 | MC | 1.803 | 1
1FK70225AK211PA2 | SIMOTICS S SYNCHRONOUS SERVOMOTOR, 1FK7 COMPACT, ZK 300 V 0.85 NM, 100 K, 6000 RPM, 0,38KW, NATURAL COOLING, POWER/SIGNAL CONNECTORS CONNECTOR CAN BE ROTATED BY 270 DEGR. FRAME SIZE IMB 5 (IM V1, IM V3) FLANGE 1 RESOLVER 2-POLE (RESOLVER P=1) WITH DRIVE-CLIQ INTERFACE; SHAFT WITH FITTED KEY, TOLERANCE N; W/O HOLDING BRAKE DEGREE OF PROTECTION IP65 FLANGE ON DRIVE END IP67 | 1365 | TEM | 1 | MC | 1.803 | 1
1FK70225AK211PA3 | SIMOTICS S SYNCHRONOUS SERVOMOTOR, 1FK7 COMPACT, ZK 300 V 0.85 NM, 100 K, 6000 RPM, 0,38KW, NATURAL COOLING, POWER/SIGNAL CONNECTORS CONNECTOR CAN BE ROTATED BY 270 DEGR. FRAME SIZE IMB 5 (IM V1, IM V3) FLANGE 1 RESOLVER 2-POLE (RESOLVER P=1) WITH DRIVE-CLIQ INTERFACE; SHAFT WITH FITTED KEY, TOLERANCE N; W/O HOLDING BRAKE DEGREE OF PROTECTION IP64; PAINT FINISH RAL7016 | 1314 | TEM | 1 | MC | 1.803 | 1
1FK70225AK211PA5 | SIMOTICS S SYNCHRONOUS SERVOMOTOR, 1FK7 COMPACT, ZK 300 V 0.85 NM, 100 K, 6000 RPM, 0,38KW, NATURAL COOLING, POWER/SIGNAL CONNECTORS CONNECTOR CAN BE ROTATED BY 270 DEGR. FRAME SIZE IMB 5 (IM V1, IM V3) FLANGE 1 RESOLVER 2-POLE (RESOLVER P=1) WITH DRIVE-CLIQ INTERFACE; SHAFT WITH FITTED KEY, TOLERANCE N; W/O HOLDING BRAKE DEGREE OF PROTECTION IP65 AS FLANGE IP67; PAINT FINISH RAL7016 | 1412 | TEM | 1 | MC | 1.803 | 1
1FK70225AK211PA8 | SIMOTICS S SYNCHRONOUS SERVOMOTOR, 1FK7 COMPACT, ZK 300 V 0.85 NM, 100 K, 6000 RPM, 0,38KW, NATURAL COOLING, POWER/SIGNAL CONNECTORS CONNECTOR CAN BE ROTATED BY 270 DEGR. FRAME SIZE IMB 5 (IM V1, IM V3) FLANGE 1 RESOLVER 2-POLE (RESOLVER P=1) WITH DRIVE-CLIQ INTERFACE; SHAFT WITH FITTED KEY, TOLERANCE N; W/O HOLDING BRAKE DEGREE OF PROTECTION IP65 IP67 D-END FLANGE; RAL7016 COATING; METALLIC RATING PLATE AT MOTOR | 1517 | TEM | 1 | MC | 1.803 | 1
1FK70225AK211PB0 | SIMOTICS S SYNCHRONOUS SERVOMOTOR, 1FK7 COMPACT, ZK 300 V 0.85 NM, 100 K, 6000 RPM, 0,38KW, NATURAL COOLING, POWER/SIGNAL CONNECTORS CONNECTOR CAN BE ROTATED BY 270 DEGR. FRAME SIZE IMB 5 (IM V1, IM V3) FLANGE 1 RESOLVER 2-POLE (RESOLVER P=1) WITH DRIVE-CLIQ INTERFACE; SHAFT WITH FITTED KEY, TOLERANCE N; WITH HOLDING BRAKE DEGREE OF PROTECTION IP64 | 1497 | TEM | 1 | MC | 2.002 | 1
1FK70225AK211PB2 | SIMOTICS S SYNCHRONOUS SERVOMOTOR, 1FK7 COMPACT, ZK 300 V 0.85 NM, 100 K, 6000 RPM, 0,38KW, NATURAL COOLING, POWER/SIGNAL CONNECTORS CONNECTOR CAN BE ROTATED BY 270 DEGR. FRAME SIZE IMB 5 (IM V1, IM V3) FLANGE 1 RESOLVER 2-POLE (RESOLVER P=1) WITH DRIVE-CLIQ INTERFACE; SHAFT WITH FITTED KEY, TOLERANCE N; WITH HOLDING BRAKE DEGREE OF PROTECTION IP65 FLANGE ON DRIVE END IP67 | 1595 | TEM | 1 | MC | 2.002 | 1
1FK70225AK211PB3 | SIMOTICS S SYNCHRONOUS SERVOMOTOR, 1FK7 COMPACT, ZK 300 V 0.85 NM, 100 K, 6000 RPM, 0,38KW, NATURAL COOLING, POWER/SIGNAL CONNECTORS CONNECTOR CAN BE ROTATED BY 270 DEGR. FRAME SIZE IMB 5 (IM V1, IM V3) FLANGE 1 RESOLVER 2-POLE (RESOLVER P=1) WITH DRIVE-CLIQ INTERFACE; SHAFT WITH FITTED KEY, TOLERANCE N; WITH HOLDING BRAKE DEGREE OF PROTECTION IP64; PAINT FINISH RAL7016 | 1544 | TEM | 1 | MC | 2.002 | 1
1FK70225AK211PB5 | SIMOTICS S SYNCHRONOUS SERVOMOTOR, 1FK7 COMPACT, ZK 300 V 0.85 NM, 100 K, 6000 RPM, 0,38KW, NATURAL COOLING, POWER/SIGNAL CONNECTORS CONNECTOR CAN BE ROTATED BY 270 DEGR. FRAME SIZE IMB 5 (IM V1, IM V3) FLANGE 1 RESOLVER 2-POLE (RESOLVER P=1) WITH DRIVE-CLIQ INTERFACE; SHAFT WITH FITTED KEY, TOLERANCE N; WITH HOLDING BRAKE DEGREE OF PROTECTION IP65 AS FLANGE IP67; PAINT FINISH RAL7016 | 1642 | TEM | 1 | MC | 2.002 | 1
1FK70225AK211PB8 | SIMOTICS S SYNCHRONOUS SERVOMOTOR, 1FK7 COMPACT, ZK 300 V 0.85 NM, 100 K, 6000 RPM, 0,38KW, NATURAL COOLING, POWER/SIGNAL CONNECTORS CONNECTOR CAN BE ROTATED BY 270 DEGR. FRAME SIZE IMB 5 (IM V1, IM V3) FLANGE 1 RESOLVER 2-POLE (RESOLVER P=1) WITH DRIVE-CLIQ INTERFACE; SHAFT WITH FITTED KEY, TOLERANCE N; WITH HOLDING BRAKE DEGREE OF PROTECTION IP65 IP67 D-END FLANGE; RAL7016 COATING; METALLIC RATING PLATE AT MOTOR | 1747 | TEM | 1 | MC | 2.002 | 1
1FK70225AK211PG0 | SIMOTICS S SYNCHRONOUS SERVOMOTOR, 1FK7 COMPACT, ZK 300 V 0.85 NM, 100 K, 6000 RPM, 0,38KW, NATURAL COOLING, POWER/SIGNAL CONNECTORS CONNECTOR CAN BE ROTATED BY 270 DEGR. FRAME SIZE IMB 5 (IM V1, IM V3) FLANGE 1 RESOLVER 2-POLE (RESOLVER P=1) WITH DRIVE-CLIQ INTERFACE; PLAIN SHAFT, TOLERANCE N; W/O HOLDING BRAKE DEGREE OF PROTECTION IP64 | 1176 | TEM | 1 | MC | 1.803 | 1
1FK70225AK211PG2 | SIMOTICS S SYNCHRONOUS SERVOMOTOR, 1FK7 COMPACT, ZK 300 V 0.85 NM, 100 K, 6000 RPM, 0,38KW, NATURAL COOLING, POWER/SIGNAL CONNECTORS CONNECTOR CAN BE ROTATED BY 270 DEGR. FRAME SIZE IMB 5 (IM V1, IM V3) FLANGE 1 RESOLVER 2-POLE (RESOLVER P=1) WITH DRIVE-CLIQ INTERFACE; PLAIN SHAFT, TOLERANCE N; W/O HOLDING BRAKE DEGREE OF PROTECTION IP65 FLANGE ON DRIVE END IP67 | 1274 | TEM | 1 | MC | 1.803 | 1
1FK70225AK211PG3 | SIMOTICS S SYNCHRONOUS SERVOMOTOR, 1FK7 COMPACT, ZK 300 V 0.85 NM, 100 K, 6000 RPM, 0,38KW, NATURAL COOLING, POWER/SIGNAL CONNECTORS CONNECTOR CAN BE ROTATED BY 270 DEGR. FRAME SIZE IMB 5 (IM V1, IM V3) FLANGE 1 RESOLVER 2-POLE (RESOLVER P=1) WITH DRIVE-CLIQ INTERFACE; PLAIN SHAFT, TOLERANCE N; W/O HOLDING BRAKE DEGREE OF PROTECTION IP64; PAINT FINISH RAL7016 | 1224 | TEM | 1 | MC | 1.803 | 1
1FK70225AK211PG5 | SIMOTICS S SYNCHRONOUS SERVOMOTOR, 1FK7 COMPACT, ZK 300 V 0.85 NM, 100 K, 6000 RPM, 0,38KW, NATURAL COOLING, POWER/SIGNAL CONNECTORS CONNECTOR CAN BE ROTATED BY 270 DEGR. FRAME SIZE IMB 5 (IM V1, IM V3) FLANGE 1 RESOLVER 2-POLE (RESOLVER P=1) WITH DRIVE-CLIQ INTERFACE; PLAIN SHAFT, TOLERANCE N; W/O HOLDING BRAKE DEGREE OF PROTECTION IP65 AS FLANGE IP67; PAINT FINISH RAL7016 | 1322 | TEM | 1 | MC | 1.803 | 1
1FK70225AK211PG8 | SIMOTICS S SYNCHRONOUS SERVOMOTOR, 1FK7 COMPACT, ZK 300 V 0.85 NM, 100 K, 6000 RPM, 0,38KW, NATURAL COOLING, POWER/SIGNAL CONNECTORS CONNECTOR CAN BE ROTATED BY 270 DEGR. FRAME SIZE IMB 5 (IM V1, IM V3) FLANGE 1 RESOLVER 2-POLE (RESOLVER P=1) WITH DRIVE-CLIQ INTERFACE; PLAIN SHAFT, TOLERANCE N; W/O HOLDING BRAKE DEGREE OF PROTECTION IP65 IP67 D-END FLANGE; RAL7016 COATING; METALLIC RATING PLATE AT MOTOR | 1427 | TEM | 1 | MC | 1.803 | 1
1FK70225AK211PH0 | SIMOTICS S SYNCHRONOUS SERVOMOTOR, 1FK7 COMPACT, ZK 300 V 0.85 NM, 100 K, 6000 RPM, 0,38KW, NATURAL COOLING, POWER/SIGNAL CONNECTORS CONNECTOR CAN BE ROTATED BY 270 DEGR. FRAME SIZE IMB 5 (IM V1, IM V3) FLANGE 1 RESOLVER 2-POLE (RESOLVER P=1) WITH DRIVE-CLIQ INTERFACE; PLAIN SHAFT, TOLERANCE N; WITH HOLDING BRAKE DEGREE OF PROTECTION IP64 | 1404 | TEM | 1 | MC | 2.002 | 1
1FK70225AK211PH2 | SIMOTICS S SYNCHRONOUS SERVOMOTOR, 1FK7 COMPACT, ZK 300 V 0.85 NM, 100 K, 6000 RPM, 0,38KW, NATURAL COOLING, POWER/SIGNAL CONNECTORS CONNECTOR CAN BE ROTATED BY 270 DEGR. FRAME SIZE IMB 5 (IM V1, IM V3) FLANGE 1 RESOLVER 2-POLE (RESOLVER P=1) WITH DRIVE-CLIQ INTERFACE; PLAIN SHAFT, TOLERANCE N; WITH HOLDING BRAKE DEGREE OF PROTECTION IP65 FLANGE ON DRIVE END IP67 | 1502 | TEM | 1 | MC | 2.002 | 1
1FK70225AK211PH3 | SIMOTICS S SYNCHRONOUS SERVOMOTOR, 1FK7 COMPACT, ZK 300 V 0.85 NM, 100 K, 6000 RPM, 0,38KW, NATURAL COOLING, POWER/SIGNAL CONNECTORS CONNECTOR CAN BE ROTATED BY 270 DEGR. FRAME SIZE IMB 5 (IM V1, IM V3) FLANGE 1 RESOLVER 2-POLE (RESOLVER P=1) WITH DRIVE-CLIQ INTERFACE; PLAIN SHAFT, TOLERANCE N; WITH HOLDING BRAKE DEGREE OF PROTECTION IP64; PAINT FINISH RAL7016 | 1451 | TEM | 1 | MC | 2.002 | 1
1FK70225AK211PH5 | SIMOTICS S SYNCHRONOUS SERVOMOTOR, 1FK7 COMPACT, ZK 300 V 0.85 NM, 100 K, 6000 RPM, 0,38KW, NATURAL COOLING, POWER/SIGNAL CONNECTORS CONNECTOR CAN BE ROTATED BY 270 DEGR. FRAME SIZE IMB 5 (IM V1, IM V3) FLANGE 1 RESOLVER 2-POLE (RESOLVER P=1) WITH DRIVE-CLIQ INTERFACE; PLAIN SHAFT, TOLERANCE N; WITH HOLDING BRAKE DEGREE OF PROTECTION IP65 AS FLANGE IP67; PAINT FINISH RAL7016 | 1549 | TEM | 1 | MC | 2.002 | 1
1FK70225AK211PH8 | SIMOTICS S SYNCHRONOUS SERVOMOTOR, 1FK7 COMPACT, ZK 300 V 0.85 NM, 100 K, 6000 RPM, 0,38KW, NATURAL COOLING, POWER/SIGNAL CONNECTORS CONNECTOR CAN BE ROTATED BY 270 DEGR. FRAME SIZE IMB 5 (IM V1, IM V3) FLANGE 1 RESOLVER 2-POLE (RESOLVER P=1) WITH DRIVE-CLIQ INTERFACE; PLAIN SHAFT, TOLERANCE N; WITH HOLDING BRAKE DEGREE OF PROTECTION IP65 IP67 D-END FLANGE; RAL7016 COATING; METALLIC RATING PLATE AT MOTOR | 1654 | TEM | 1 | MC | 2.002 | 1
1FK70225AK211SA0 | SIMOTICS S SYNCHRONOUS SERVOMOTOR, 1FK7 COMPACT, ZK 300 V 0.85 NM, 100 K, 6000 RPM, 0,38KW, NATURAL COOLING, POWER/SIGNAL CONNECTORS CONNECTOR CAN BE ROTATED BY 270 DEGR. FRAME SIZE IMB 5 (IM V1, IM V3) FLANGE 1, WITH KTY TEMPERATURESENSOR RESOLVER MULTI-POLE (RESOLVER P=3); SHAFT WITH FITTED KEY, TOLERANCE N; W/O HOLDING BRAKE DEGREE OF PROTECTION IP64 | 1014 | TEM | 1 | MC | 1.803 | 1
1FK70225AK211SA2 | SIMOTICS S SYNCHRONOUS SERVOMOTOR, 1FK7 COMPACT, ZK 300 V 0.85 NM, 100 K, 6000 RPM, 0,38KW, NATURAL COOLING, POWER/SIGNAL CONNECTORS CONNECTOR CAN BE ROTATED BY 270 DEGR. FRAME SIZE IMB 5 (IM V1, IM V3) FLANGE 1, WITH KTY TEMPERATURESENSOR RESOLVER MULTI-POLE (RESOLVER P=3); SHAFT WITH FITTED KEY, TOLERANCE N; W/O HOLDING BRAKE DEGREE OF PROTECTION IP65 FLANGE ON DRIVE END IP67 | 1112 | TEM | 1 | MC | 1.803 | 1
1FK70225AK211SA3 | SIMOTICS S SYNCHRONOUS SERVOMOTOR, 1FK7 COMPACT, ZK 300 V 0.85 NM, 100 K, 6000 RPM, 0,38KW, NATURAL COOLING, POWER/SIGNAL CONNECTORS CONNECTOR CAN BE ROTATED BY 270 DEGR. FRAME SIZE IMB 5 (IM V1, IM V3) FLANGE 1, WITH KTY TEMPERATURESENSOR RESOLVER MULTI-POLE (RESOLVER P=3); SHAFT WITH FITTED KEY, TOLERANCE N; W/O HOLDING BRAKE DEGREE OF PROTECTION IP64; PAINT FINISH RAL7016 | 1061 | TEM | 1 | MC | 1.803 | 1
1FK70225AK211SA5 | SIMOTICS S SYNCHRONOUS SERVOMOTOR, 1FK7 COMPACT, ZK 300 V 0.85 NM, 100 K, 6000 RPM, 0,38KW, NATURAL COOLING, POWER/SIGNAL CONNECTORS CONNECTOR CAN BE ROTATED BY 270 DEGR. FRAME SIZE IMB 5 (IM V1, IM V3) FLANGE 1, WITH KTY TEMPERATURESENSOR RESOLVER MULTI-POLE (RESOLVER P=3); SHAFT WITH FITTED KEY, TOLERANCE N; W/O HOLDING BRAKE DEGREE OF PROTECTION IP65 AS FLANGE IP67; PAINT FINISH RAL7016 | 1159 | TEM | 1 | MC | 1.803 | 1
1FK70225AK211SA8 | SIMOTICS S SYNCHRONOUS SERVOMOTOR, 1FK7 COMPACT, ZK 300 V 0.85 NM, 100 K, 6000 RPM, 0,38KW, NATURAL COOLING, POWER/SIGNAL CONNECTORS CONNECTOR CAN BE ROTATED BY 270 DEGR. FRAME SIZE IMB 5 (IM V1, IM V3) FLANGE 1, WITH KTY TEMPERATURESENSOR RESOLVER MULTI-POLE (RESOLVER P=3); SHAFT WITH FITTED KEY, TOLERANCE N; W/O HOLDING BRAKE DEGREE OF PROTECTION IP65 IP67 D-END FLANGE; RAL7016 COATING; METALLIC RATING PLATE AT MOTOR | 1264 | TEM | 1 | MC | 1.803 | 1
1FK70225AK211SB0 | SIMOTICS S SYNCHRONOUS SERVOMOTOR, 1FK7 COMPACT, ZK 300 V 0.85 NM, 100 K, 6000 RPM, 0,38KW, NATURAL COOLING, POWER/SIGNAL CONNECTORS CONNECTOR CAN BE ROTATED BY 270 DEGR. FRAME SIZE IMB 5 (IM V1, IM V3) FLANGE 1, WITH KTY TEMPERATURESENSOR RESOLVER MULTI-POLE (RESOLVER P=3); SHAFT WITH FITTED KEY, TOLERANCE N; WITH HOLDING BRAKE DEGREE OF PROTECTION IP64 | 1244 | TEM | 1 | MC | 2.002 | 1
1FK70225AK211SB2 | SIMOTICS S SYNCHRONOUS SERVOMOTOR, 1FK7 COMPACT, ZK 300 V 0.85 NM, 100 K, 6000 RPM, 0,38KW, NATURAL COOLING, POWER/SIGNAL CONNECTORS CONNECTOR CAN BE ROTATED BY 270 DEGR. FRAME SIZE IMB 5 (IM V1, IM V3) FLANGE 1, WITH KTY TEMPERATURESENSOR RESOLVER MULTI-POLE (RESOLVER P=3); SHAFT WITH FITTED KEY, TOLERANCE N; WITH HOLDING BRAKE DEGREE OF PROTECTION IP65 FLANGE ON DRIVE END IP67 | 1342 | TEM | 1 | MC | 2.002 | 1
1FK70225AK211SB3 | SIMOTICS S SYNCHRONOUS SERVOMOTOR, 1FK7 COMPACT, ZK 300 V 0.85 NM, 100 K, 6000 RPM, 0,38KW, NATURAL COOLING, POWER/SIGNAL CONNECTORS CONNECTOR CAN BE ROTATED BY 270 DEGR. FRAME SIZE IMB 5 (IM V1, IM V3) FLANGE 1, WITH KTY TEMPERATURESENSOR RESOLVER MULTI-POLE (RESOLVER P=3); SHAFT WITH FITTED KEY, TOLERANCE N; WITH HOLDING BRAKE DEGREE OF PROTECTION IP64; PAINT FINISH RAL7016 | 1291 | TEM | 1 | MC | 2.002 | 1
1FK70225AK211SB5 | SIMOTICS S SYNCHRONOUS SERVOMOTOR, 1FK7 COMPACT, ZK 300 V 0.85 NM, 100 K, 6000 RPM, 0,38KW, NATURAL COOLING, POWER/SIGNAL CONNECTORS CONNECTOR CAN BE ROTATED BY 270 DEGR. FRAME SIZE IMB 5 (IM V1, IM V3) FLANGE 1, WITH KTY TEMPERATURESENSOR RESOLVER MULTI-POLE (RESOLVER P=3); SHAFT WITH FITTED KEY, TOLERANCE N; WITH HOLDING BRAKE DEGREE OF PROTECTION IP65 AS FLANGE IP67; PAINT FINISH RAL7016 | 1389 | TEM | 1 | MC | 2.002 | 1
1FK70225AK211SB8 | SIMOTICS S SYNCHRONOUS SERVOMOTOR, 1FK7 COMPACT, ZK 300 V 0.85 NM, 100 K, 6000 RPM, 0,38KW, NATURAL COOLING, POWER/SIGNAL CONNECTORS CONNECTOR CAN BE ROTATED BY 270 DEGR. FRAME SIZE IMB 5 (IM V1, IM V3) FLANGE 1, WITH KTY TEMPERATURESENSOR RESOLVER MULTI-POLE (RESOLVER P=3); SHAFT WITH FITTED KEY, TOLERANCE N; WITH HOLDING BRAKE DEGREE OF PROTECTION IP65 IP67 D-END FLANGE; RAL7016 COATING; METALLIC RATING PLATE AT MOTOR | 1494 | TEM | 1 | MC | 2.002 | 1
1FK70225AK211SG0 | SIMOTICS S SYNCHRONOUS SERVOMOTOR, 1FK7 COMPACT, ZK 300 V 0.85 NM, 100 K, 6000 RPM, 0,38KW, NATURAL COOLING, POWER/SIGNAL CONNECTORS CONNECTOR CAN BE ROTATED BY 270 DEGR. FRAME SIZE IMB 5 (IM V1, IM V3) FLANGE 1, WITH KTY TEMPERATURESENSOR RESOLVER MULTI-POLE (RESOLVER P=3); PLAIN SHAFT, TOLERANCE N; W/O HOLDING BRAKE DEGREE OF PROTECTION IP64 | 923 | TEM | 1 | MC | 1.803 | 1
1FK70225AK211SG2 | SIMOTICS S SYNCHRONOUS SERVOMOTOR, 1FK7 COMPACT, ZK 300 V 0.85 NM, 100 K, 6000 RPM, 0,38KW, NATURAL COOLING, POWER/SIGNAL CONNECTORS CONNECTOR CAN BE ROTATED BY 270 DEGR. FRAME SIZE IMB 5 (IM V1, IM V3) FLANGE 1, WITH KTY TEMPERATURESENSOR RESOLVER MULTI-POLE (RESOLVER P=3); PLAIN SHAFT, TOLERANCE N; W/O HOLDING BRAKE DEGREE OF PROTECTION IP65 FLANGE ON DRIVE END IP67 | 1021 | TEM | 1 | MC | 1.803 | 1
1FK70225AK211SG3 | SIMOTICS S SYNCHRONOUS SERVOMOTOR, 1FK7 COMPACT, ZK 300 V 0.85 NM, 100 K, 6000 RPM, 0,38KW, NATURAL COOLING, POWER/SIGNAL CONNECTORS CONNECTOR CAN BE ROTATED BY 270 DEGR. FRAME SIZE IMB 5 (IM V1, IM V3) FLANGE 1, WITH KTY TEMPERATURESENSOR RESOLVER MULTI-POLE (RESOLVER P=3); PLAIN SHAFT, TOLERANCE N; W/O HOLDING BRAKE DEGREE OF PROTECTION IP64; PAINT FINISH RAL7016 | 971 | TEM | 1 | MC | 1.803 | 1
1FK70225AK211SG5 | SIMOTICS S SYNCHRONOUS SERVOMOTOR, 1FK7 COMPACT, ZK 300 V 0.85 NM, 100 K, 6000 RPM, 0,38KW, NATURAL COOLING, POWER/SIGNAL CONNECTORS CONNECTOR CAN BE ROTATED BY 270 DEGR. FRAME SIZE IMB 5 (IM V1, IM V3) FLANGE 1, WITH KTY TEMPERATURESENSOR RESOLVER MULTI-POLE (RESOLVER P=3); PLAIN SHAFT, TOLERANCE N; W/O HOLDING BRAKE DEGREE OF PROTECTION IP65 AS FLANGE IP67; PAINT FINISH RAL7016 | 1069 | TEM | 1 | MC | 1.803 | 1
1FK70225AK211SG8 | SIMOTICS S SYNCHRONOUS SERVOMOTOR, 1FK7 COMPACT, ZK 300 V 0.85 NM, 100 K, 6000 RPM, 0,38KW, NATURAL COOLING, POWER/SIGNAL CONNECTORS CONNECTOR CAN BE ROTATED BY 270 DEGR. FRAME SIZE IMB 5 (IM V1, IM V3) FLANGE 1, WITH KTY TEMPERATURESENSOR RESOLVER MULTI-POLE (RESOLVER P=3); PLAIN SHAFT, TOLERANCE N; W/O HOLDING BRAKE DEGREE OF PROTECTION IP65 IP67 D-END FLANGE; RAL7016 COATING; METALLIC RATING PLATE AT MOTOR | 1174 | TEM | 1 | MC | 1.803 | 1
1FK70225AK211SH0 | SIMOTICS S SYNCHRONOUS SERVOMOTOR, 1FK7 COMPACT, ZK 300 V 0.85 NM, 100 K, 6000 RPM, 0,38KW, NATURAL COOLING, POWER/SIGNAL CONNECTORS CONNECTOR CAN BE ROTATED BY 270 DEGR. FRAME SIZE IMB 5 (IM V1, IM V3) FLANGE 1, WITH KTY TEMPERATURESENSOR RESOLVER MULTI-POLE (RESOLVER P=3); PLAIN SHAFT, TOLERANCE N; WITH HOLDING BRAKE DEGREE OF PROTECTION IP64 | 1150 | TEM | 1 | MC | 2.002 | 1
1FK70225AK211SH2 | SIMOTICS S SYNCHRONOUS SERVOMOTOR, 1FK7 COMPACT, ZK 300 V 0.85 NM, 100 K, 6000 RPM, 0,38KW, NATURAL COOLING, POWER/SIGNAL CONNECTORS CONNECTOR CAN BE ROTATED BY 270 DEGR. FRAME SIZE IMB 5 (IM V1, IM V3) FLANGE 1, WITH KTY TEMPERATURESENSOR RESOLVER MULTI-POLE (RESOLVER P=3); PLAIN SHAFT, TOLERANCE N; WITH HOLDING BRAKE DEGREE OF PROTECTION IP65 FLANGE ON DRIVE END IP67 | 1249 | TEM | 1 | MC | 2.002 | 1
1FK70225AK211SH3 | SIMOTICS S SYNCHRONOUS SERVOMOTOR, 1FK7 COMPACT, ZK 300 V 0.85 NM, 100 K, 6000 RPM, 0,38KW, NATURAL COOLING, POWER/SIGNAL CONNECTORS CONNECTOR CAN BE ROTATED BY 270 DEGR. FRAME SIZE IMB 5 (IM V1, IM V3) FLANGE 1, WITH KTY TEMPERATURESENSOR RESOLVER MULTI-POLE (RESOLVER P=3); PLAIN SHAFT, TOLERANCE N; WITH HOLDING BRAKE DEGREE OF PROTECTION IP64; PAINT FINISH RAL7016 | 1198 | TEM | 1 | MC | 2.002 | 1
1FK70225AK211SH5 | SIMOTICS S SYNCHRONOUS SERVOMOTOR, 1FK7 COMPACT, ZK 300 V 0.85 NM, 100 K, 6000 RPM, 0,38KW, NATURAL COOLING, POWER/SIGNAL CONNECTORS CONNECTOR CAN BE ROTATED BY 270 DEGR. FRAME SIZE IMB 5 (IM V1, IM V3) FLANGE 1, WITH KTY TEMPERATURESENSOR RESOLVER MULTI-POLE (RESOLVER P=3); PLAIN SHAFT, TOLERANCE N; WITH HOLDING BRAKE DEGREE OF PROTECTION IP65 AS FLANGE IP67; PAINT FINISH RAL7016 | 1296 | TEM | 1 | MC | 2.002 | 1
1FK70225AK211SH8 | SIMOTICS S SYNCHRONOUS SERVOMOTOR, 1FK7 COMPACT, ZK 300 V 0.85 NM, 100 K, 6000 RPM, 0,38KW, NATURAL COOLING, POWER/SIGNAL CONNECTORS CONNECTOR CAN BE ROTATED BY 270 DEGR. FRAME SIZE IMB 5 (IM V1, IM V3) FLANGE 1, WITH KTY TEMPERATURESENSOR RESOLVER MULTI-POLE (RESOLVER P=3); PLAIN SHAFT, TOLERANCE N; WITH HOLDING BRAKE DEGREE OF PROTECTION IP65 IP67 D-END FLANGE; RAL7016 COATING; METALLIC RATING PLATE AT MOTOR | 1401 | TEM | 1 | MC | 2.002 | 1
1FK70225AK211TA0 | SIMOTICS S SYNCHRONOUS SERVOMOTOR, 1FK7 COMPACT, ZK 300 V 0.85 NM, 100 K, 6000 RPM, 0,38KW, NATURAL COOLING, POWER/SIGNAL CONNECTORS CONNECTOR CAN BE ROTATED BY 270 DEGR. FRAME SIZE IMB 5 (IM V1, IM V3) FLANGE 1, WITH KTY TEMPERATURESENSOR RESOLVER 2-POLE (RESOLVER P=1); SHAFT WITH FITTED KEY, TOLERANCE N; W/O HOLDING BRAKE DEGREE OF PROTECTION IP64 | 1014 | TEM | 1 | MC | 1.803 | 1
1FK70225AK211TA2 | SIMOTICS S SYNCHRONOUS SERVOMOTOR, 1FK7 COMPACT, ZK 300 V 0.85 NM, 100 K, 6000 RPM, 0,38KW, NATURAL COOLING, POWER/SIGNAL CONNECTORS CONNECTOR CAN BE ROTATED BY 270 DEGR. FRAME SIZE IMB 5 (IM V1, IM V3) FLANGE 1, WITH KTY TEMPERATURESENSOR RESOLVER 2-POLE (RESOLVER P=1); SHAFT WITH FITTED KEY, TOLERANCE N; W/O HOLDING BRAKE DEGREE OF PROTECTION IP65 FLANGE ON DRIVE END IP67 | 1112 | TEM | 1 | MC | 1.803 | 1
1FK70225AK211TA3 | SIMOTICS S SYNCHRONOUS SERVOMOTOR, 1FK7 COMPACT, ZK 300 V 0.85 NM, 100 K, 6000 RPM, 0,38KW, NATURAL COOLING, POWER/SIGNAL CONNECTORS CONNECTOR CAN BE ROTATED BY 270 DEGR. FRAME SIZE IMB 5 (IM V1, IM V3) FLANGE 1, WITH KTY TEMPERATURESENSOR RESOLVER 2-POLE (RESOLVER P=1); SHAFT WITH FITTED KEY, TOLERANCE N; W/O HOLDING BRAKE DEGREE OF PROTECTION IP64; PAINT FINISH RAL7016 | 1061 | TEM | 1 | MC | 1.803 | 1
1FK70225AK211TA5 | SIMOTICS S SYNCHRONOUS SERVOMOTOR, 1FK7 COMPACT, ZK 300 V 0.85 NM, 100 K, 6000 RPM, 0,38KW, NATURAL COOLING, POWER/SIGNAL CONNECTORS CONNECTOR CAN BE ROTATED BY 270 DEGR. FRAME SIZE IMB 5 (IM V1, IM V3) FLANGE 1, WITH KTY TEMPERATURESENSOR RESOLVER 2-POLE (RESOLVER P=1); SHAFT WITH FITTED KEY, TOLERANCE N; W/O HOLDING BRAKE DEGREE OF PROTECTION IP65 AS FLANGE IP67; PAINT FINISH RAL7016 | 1159 | TEM | 1 | MC | 1.803 | 1
1FK70225AK211TA8 | SIMOTICS S SYNCHRONOUS SERVOMOTOR, 1FK7 COMPACT, ZK 300 V 0.85 NM, 100 K, 6000 RPM, 0,38KW, NATURAL COOLING, POWER/SIGNAL CONNECTORS CONNECTOR CAN BE ROTATED BY 270 DEGR. FRAME SIZE IMB 5 (IM V1, IM V3) FLANGE 1, WITH KTY TEMPERATURESENSOR RESOLVER 2-POLE (RESOLVER P=1); SHAFT WITH FITTED KEY, TOLERANCE N; W/O HOLDING BRAKE DEGREE OF PROTECTION IP65 IP67 D-END FLANGE; RAL7016 COATING; METALLIC RATING PLATE AT MOTOR | 1264 | TEM | 1 | MC | 1.803 | 1
1FK70225AK211TB0 | SIMOTICS S SYNCHRONOUS SERVOMOTOR, 1FK7 COMPACT, ZK 300 V 0.85 NM, 100 K, 6000 RPM, 0,38KW, NATURAL COOLING, POWER/SIGNAL CONNECTORS CONNECTOR CAN BE ROTATED BY 270 DEGR. FRAME SIZE IMB 5 (IM V1, IM V3) FLANGE 1, WITH KTY TEMPERATURESENSOR RESOLVER 2-POLE (RESOLVER P=1); SHAFT WITH FITTED KEY, TOLERANCE N; WITH HOLDING BRAKE DEGREE OF PROTECTION IP64 | 1244 | TEM | 1 | MC | 2.002 | 1
1FK70225AK211TB2 | SIMOTICS S SYNCHRONOUS SERVOMOTOR, 1FK7 COMPACT, ZK 300 V 0.85 NM, 100 K, 6000 RPM, 0,38KW, NATURAL COOLING, POWER/SIGNAL CONNECTORS CONNECTOR CAN BE ROTATED BY 270 DEGR. FRAME SIZE IMB 5 (IM V1, IM V3) FLANGE 1, WITH KTY TEMPERATURESENSOR RESOLVER 2-POLE (RESOLVER P=1); SHAFT WITH FITTED KEY, TOLERANCE N; WITH HOLDING BRAKE DEGREE OF PROTECTION IP65 FLANGE ON DRIVE END IP67 | 1342 | TEM | 1 | MC | 2.002 | 1
1FK70225AK211TB3 | SIMOTICS S SYNCHRONOUS SERVOMOTOR, 1FK7 COMPACT, ZK 300 V 0.85 NM, 100 K, 6000 RPM, 0,38KW, NATURAL COOLING, POWER/SIGNAL CONNECTORS CONNECTOR CAN BE ROTATED BY 270 DEGR. FRAME SIZE IMB 5 (IM V1, IM V3) FLANGE 1, WITH KTY TEMPERATURESENSOR RESOLVER 2-POLE (RESOLVER P=1); SHAFT WITH FITTED KEY, TOLERANCE N; WITH HOLDING BRAKE DEGREE OF PROTECTION IP64; PAINT FINISH RAL7016 | 1291 | TEM | 1 | MC | 2.002 | 1
1FK70225AK211TB5 | SIMOTICS S SYNCHRONOUS SERVOMOTOR, 1FK7 COMPACT, ZK 300 V 0.85 NM, 100 K, 6000 RPM, 0,38KW, NATURAL COOLING, POWER/SIGNAL CONNECTORS CONNECTOR CAN BE ROTATED BY 270 DEGR. FRAME SIZE IMB 5 (IM V1, IM V3) FLANGE 1, WITH KTY TEMPERATURESENSOR RESOLVER 2-POLE (RESOLVER P=1); SHAFT WITH FITTED KEY, TOLERANCE N; WITH HOLDING BRAKE DEGREE OF PROTECTION IP65 AS FLANGE IP67; PAINT FINISH RAL7016 | 1389 | TEM | 1 | MC | 2.002 | 1
1FK70225AK211TB8 | SIMOTICS S SYNCHRONOUS SERVOMOTOR, 1FK7 COMPACT, ZK 300 V 0.85 NM, 100 K, 6000 RPM, 0,38KW, NATURAL COOLING, POWER/SIGNAL CONNECTORS CONNECTOR CAN BE ROTATED BY 270 DEGR. FRAME SIZE IMB 5 (IM V1, IM V3) FLANGE 1, WITH KTY TEMPERATURESENSOR RESOLVER 2-POLE (RESOLVER P=1); SHAFT WITH FITTED KEY, TOLERANCE N; WITH HOLDING BRAKE DEGREE OF PROTECTION IP65 IP67 D-END FLANGE; RAL7016 COATING; METALLIC RATING PLATE AT MOTOR | 1494 | TEM | 1 | MC | 2.002 | 1
1FK70225AK211TG0 | SIMOTICS S SYNCHRONOUS SERVOMOTOR, 1FK7 COMPACT, ZK 300 V 0.85 NM, 100 K, 6000 RPM, 0,38KW, NATURAL COOLING, POWER/SIGNAL CONNECTORS CONNECTOR CAN BE ROTATED BY 270 DEGR. FRAME SIZE IMB 5 (IM V1, IM V3) FLANGE 1, WITH KTY TEMPERATURESENSOR RESOLVER 2-POLE (RESOLVER P=1); PLAIN SHAFT, TOLERANCE N; W/O HOLDING BRAKE DEGREE OF PROTECTION IP64 | 923 | TEM | 1 | MC | 1.803 | 1
1FK70225AK211TG2 | SIMOTICS S SYNCHRONOUS SERVOMOTOR, 1FK7 COMPACT, ZK 300 V 0.85 NM, 100 K, 6000 RPM, 0,38KW, NATURAL COOLING, POWER/SIGNAL CONNECTORS CONNECTOR CAN BE ROTATED BY 270 DEGR. FRAME SIZE IMB 5 (IM V1, IM V3) FLANGE 1, WITH KTY TEMPERATURESENSOR RESOLVER 2-POLE (RESOLVER P=1); PLAIN SHAFT, TOLERANCE N; W/O HOLDING BRAKE DEGREE OF PROTECTION IP65 FLANGE ON DRIVE END IP67 | 1021 | TEM | 1 | MC | 1.803 | 1
1FK70225AK211TG3 | SIMOTICS S SYNCHRONOUS SERVOMOTOR, 1FK7 COMPACT, ZK 300 V 0.85 NM, 100 K, 6000 RPM, 0,38KW, NATURAL COOLING, POWER/SIGNAL CONNECTORS CONNECTOR CAN BE ROTATED BY 270 DEGR. FRAME SIZE IMB 5 (IM V1, IM V3) FLANGE 1, WITH KTY TEMPERATURESENSOR RESOLVER 2-POLE (RESOLVER P=1); PLAIN SHAFT, TOLERANCE N; W/O HOLDING BRAKE DEGREE OF PROTECTION IP64; PAINT FINISH RAL7016 | 971 | TEM | 1 | MC | 1.803 | 1
1FK70225AK211TG5 | SIMOTICS S SYNCHRONOUS SERVOMOTOR, 1FK7 COMPACT, ZK 300 V 0.85 NM, 100 K, 6000 RPM, 0,38KW, NATURAL COOLING, POWER/SIGNAL CONNECTORS CONNECTOR CAN BE ROTATED BY 270 DEGR. FRAME SIZE IMB 5 (IM V1, IM V3) FLANGE 1, WITH KTY TEMPERATURESENSOR RESOLVER 2-POLE (RESOLVER P=1); PLAIN SHAFT, TOLERANCE N; W/O HOLDING BRAKE DEGREE OF PROTECTION IP65 AS FLANGE IP67; PAINT FINISH RAL7016 | 1069 | TEM | 1 | MC | 1.803 | 1
1FK70225AK211TG8 | SIMOTICS S SYNCHRONOUS SERVOMOTOR, 1FK7 COMPACT, ZK 300 V 0.85 NM, 100 K, 6000 RPM, 0,38KW, NATURAL COOLING, POWER/SIGNAL CONNECTORS CONNECTOR CAN BE ROTATED BY 270 DEGR. FRAME SIZE IMB 5 (IM V1, IM V3) FLANGE 1, WITH KTY TEMPERATURESENSOR RESOLVER 2-POLE (RESOLVER P=1); PLAIN SHAFT, TOLERANCE N; W/O HOLDING BRAKE DEGREE OF PROTECTION IP65 IP67 D-END FLANGE; RAL7016 COATING; METALLIC RATING PLATE AT MOTOR | 1174 | TEM | 1 | MC | 1.803 | 1
1FK70225AK211TH0 | SIMOTICS S SYNCHRONOUS SERVOMOTOR, 1FK7 COMPACT, ZK 300 V 0.85 NM, 100 K, 6000 RPM, 0,38KW, NATURAL COOLING, POWER/SIGNAL CONNECTORS CONNECTOR CAN BE ROTATED BY 270 DEGR. FRAME SIZE IMB 5 (IM V1, IM V3) FLANGE 1, WITH KTY TEMPERATURESENSOR RESOLVER 2-POLE (RESOLVER P=1); PLAIN SHAFT, TOLERANCE N; WITH HOLDING BRAKE DEGREE OF PROTECTION IP64 | 1150 | TEM | 1 | MC | 2.002 | 1
1FK70225AK211TH2 | SIMOTICS S SYNCHRONOUS SERVOMOTOR, 1FK7 COMPACT, ZK 300 V 0.85 NM, 100 K, 6000 RPM, 0,38KW, NATURAL COOLING, POWER/SIGNAL CONNECTORS CONNECTOR CAN BE ROTATED BY 270 DEGR. FRAME SIZE IMB 5 (IM V1, IM V3) FLANGE 1, WITH KTY TEMPERATURESENSOR RESOLVER 2-POLE (RESOLVER P=1); PLAIN SHAFT, TOLERANCE N; WITH HOLDING BRAKE DEGREE OF PROTECTION IP65 FLANGE ON DRIVE END IP67 | 1249 | TEM | 1 | MC | 2.002 | 1
1FK70225AK211TH3 | SIMOTICS S SYNCHRONOUS SERVOMOTOR, 1FK7 COMPACT, ZK 300 V 0.85 NM, 100 K, 6000 RPM, 0,38KW, NATURAL COOLING, POWER/SIGNAL CONNECTORS CONNECTOR CAN BE ROTATED BY 270 DEGR. FRAME SIZE IMB 5 (IM V1, IM V3) FLANGE 1, WITH KTY TEMPERATURESENSOR RESOLVER 2-POLE (RESOLVER P=1); PLAIN SHAFT, TOLERANCE N; WITH HOLDING BRAKE DEGREE OF PROTECTION IP64; PAINT FINISH RAL7016 | 1198 | TEM | 1 | MC | 2.002 | 1
1FK70225AK211TH5 | SIMOTICS S SYNCHRONOUS SERVOMOTOR, 1FK7 COMPACT, ZK 300 V 0.85 NM, 100 K, 6000 RPM, 0,38KW, NATURAL COOLING, POWER/SIGNAL CONNECTORS CONNECTOR CAN BE ROTATED BY 270 DEGR. FRAME SIZE IMB 5 (IM V1, IM V3) FLANGE 1, WITH KTY TEMPERATURESENSOR RESOLVER 2-POLE (RESOLVER P=1); PLAIN SHAFT, TOLERANCE N; WITH HOLDING BRAKE DEGREE OF PROTECTION IP65 AS FLANGE IP67; PAINT FINISH RAL7016 | 1296 | TEM | 1 | MC | 2.002 | 1
1FK70225AK211TH8 | SIMOTICS S SYNCHRONOUS SERVOMOTOR, 1FK7 COMPACT, ZK 300 V 0.85 NM, 100 K, 6000 RPM, 0,38KW, NATURAL COOLING, POWER/SIGNAL CONNECTORS CONNECTOR CAN BE ROTATED BY 270 DEGR. FRAME SIZE IMB 5 (IM V1, IM V3) FLANGE 1, WITH KTY TEMPERATURESENSOR RESOLVER 2-POLE (RESOLVER P=1); PLAIN SHAFT, TOLERANCE N; WITH HOLDING BRAKE DEGREE OF PROTECTION IP65 IP67 D-END FLANGE; RAL7016 COATING; METALLIC RATING PLATE AT MOTOR | 1401 | TEM | 1 | MC | 2.002 | 1
1FK70225AK211UA0 | SIMOTICS S SYNCHRONOUS SERVOMOTOR, 1FK7 COMPACT, ZK 300 V 0.85 NM, 100 K, 6000 RPM, 0,38KW, NATURAL COOLING, POWER/SIGNAL CONNECTORS CONNECTOR CAN BE ROTATED BY 270 DEGR. FRAME SIZE IMB 5 (IM V1, IM V3) FLANGE 1 RESOLVER MULTI-POLE (RESOLVER P=3); WITH DRIVE-CLIQ INTERFACE; SHAFT WITH FITTED KEY, TOLERANCE N; W/O HOLDING BRAKE DEGREE OF PROTECTION IP64 | 1237 | TEM | 1 | MC | 1.803 | 1
1FK70225AK211UA2 | SIMOTICS S SYNCHRONOUS SERVOMOTOR, 1FK7 COMPACT, ZK 300 V 0.85 NM, 100 K, 6000 RPM, 0,38KW, NATURAL COOLING, POWER/SIGNAL CONNECTORS CONNECTOR CAN BE ROTATED BY 270 DEGR. FRAME SIZE IMB 5 (IM V1, IM V3) FLANGE 1 RESOLVER MULTI-POLE (RESOLVER P=3); WITH DRIVE-CLIQ INTERFACE; SHAFT WITH FITTED KEY, TOLERANCE N; W/O HOLDING BRAKE DEGREE OF PROTECTION IP65 FLANGE ON DRIVE END IP67 | 1335 | TEM | 1 | MC | 1.803 | 1
1FK70225AK211UA3 | SIMOTICS S SYNCHRONOUS SERVOMOTOR, 1FK7 COMPACT, ZK 300 V 0.85 NM, 100 K, 6000 RPM, 0,38KW, NATURAL COOLING, POWER/SIGNAL CONNECTORS CONNECTOR CAN BE ROTATED BY 270 DEGR. FRAME SIZE IMB 5 (IM V1, IM V3) FLANGE 1 RESOLVER MULTI-POLE (RESOLVER P=3); WITH DRIVE-CLIQ INTERFACE; SHAFT WITH FITTED KEY, TOLERANCE N; W/O HOLDING BRAKE DEGREE OF PROTECTION IP64; PAINT FINISH RAL7016 | 1284 | TEM | 1 | MC | 1.803 | 1
1FK70225AK211UA5 | SIMOTICS S SYNCHRONOUS SERVOMOTOR, 1FK7 COMPACT, ZK 300 V 0.85 NM, 100 K, 6000 RPM, 0,38KW, NATURAL COOLING, POWER/SIGNAL CONNECTORS CONNECTOR CAN BE ROTATED BY 270 DEGR. FRAME SIZE IMB 5 (IM V1, IM V3) FLANGE 1 RESOLVER MULTI-POLE (RESOLVER P=3); WITH DRIVE-CLIQ INTERFACE; SHAFT WITH FITTED KEY, TOLERANCE N; W/O HOLDING BRAKE DEGREE OF PROTECTION IP65 AS FLANGE IP67; PAINT FINISH RAL7016 | 1382 | TEM | 1 | MC | 1.803 | 1
1FK70225AK211UA8 | SIMOTICS S SYNCHRONOUS SERVOMOTOR, 1FK7 COMPACT, ZK 300 V 0.85 NM, 100 K, 6000 RPM, 0,38KW, NATURAL COOLING, POWER/SIGNAL CONNECTORS CONNECTOR CAN BE ROTATED BY 270 DEGR. FRAME SIZE IMB 5 (IM V1, IM V3) FLANGE 1 RESOLVER MULTI-POLE (RESOLVER P=3); WITH DRIVE-CLIQ INTERFACE; SHAFT WITH FITTED KEY, TOLERANCE N; W/O HOLDING BRAKE DEGREE OF PROTECTION IP65 IP67 D-END FLANGE; RAL7016 COATING; METALLIC RATING PLATE AT MOTOR | 1487 | TEM | 1 | MC | 1.803 | 1
1FK70225AK211UB0 | SIMOTICS S SYNCHRONOUS SERVOMOTOR, 1FK7 COMPACT, ZK 300 V 0.85 NM, 100 K, 6000 RPM, 0,38KW, NATURAL COOLING, POWER/SIGNAL CONNECTORS CONNECTOR CAN BE ROTATED BY 270 DEGR. FRAME SIZE IMB 5 (IM V1, IM V3) FLANGE 1 RESOLVER MULTI-POLE (RESOLVER P=3); WITH DRIVE-CLIQ INTERFACE; SHAFT WITH FITTED KEY, TOLERANCE N; WITH HOLDING BRAKE DEGREE OF PROTECTION IP64 | 1466 | TEM | 1 | MC | 2.002 | 1
1FK70225AK211UB2 | SIMOTICS S SYNCHRONOUS SERVOMOTOR, 1FK7 COMPACT, ZK 300 V 0.85 NM, 100 K, 6000 RPM, 0,38KW, NATURAL COOLING, POWER/SIGNAL CONNECTORS CONNECTOR CAN BE ROTATED BY 270 DEGR. FRAME SIZE IMB 5 (IM V1, IM V3) FLANGE 1 RESOLVER MULTI-POLE (RESOLVER P=3); WITH DRIVE-CLIQ INTERFACE; SHAFT WITH FITTED KEY, TOLERANCE N; WITH HOLDING BRAKE DEGREE OF PROTECTION IP65 FLANGE ON DRIVE END IP67 | 1565 | TEM | 1 | MC | 2.002 | 1
1FK70225AK211UB3 | SIMOTICS S SYNCHRONOUS SERVOMOTOR, 1FK7 COMPACT, ZK 300 V 0.85 NM, 100 K, 6000 RPM, 0,38KW, NATURAL COOLING, POWER/SIGNAL CONNECTORS CONNECTOR CAN BE ROTATED BY 270 DEGR. FRAME SIZE IMB 5 (IM V1, IM V3) FLANGE 1 RESOLVER MULTI-POLE (RESOLVER P=3); WITH DRIVE-CLIQ INTERFACE; SHAFT WITH FITTED KEY, TOLERANCE N; WITH HOLDING BRAKE DEGREE OF PROTECTION IP64; PAINT FINISH RAL7016 | 1514 | TEM | 1 | MC | 2.002 | 1
1FK70225AK211UB5 | SIMOTICS S SYNCHRONOUS SERVOMOTOR, 1FK7 COMPACT, ZK 300 V 0.85 NM, 100 K, 6000 RPM, 0,38KW, NATURAL COOLING, POWER/SIGNAL CONNECTORS CONNECTOR CAN BE ROTATED BY 270 DEGR. FRAME SIZE IMB 5 (IM V1, IM V3) FLANGE 1 RESOLVER MULTI-POLE (RESOLVER P=3); WITH DRIVE-CLIQ INTERFACE; SHAFT WITH FITTED KEY, TOLERANCE N; WITH HOLDING BRAKE DEGREE OF PROTECTION IP65 AS FLANGE IP67; PAINT FINISH RAL7016 | 1612 | TEM | 1 | MC | 2.002 | 1
1FK70225AK211UB8 | SIMOTICS S SYNCHRONOUS SERVOMOTOR, 1FK7 COMPACT, ZK 300 V 0.85 NM, 100 K, 6000 RPM, 0,38KW, NATURAL COOLING, POWER/SIGNAL CONNECTORS CONNECTOR CAN BE ROTATED BY 270 DEGR. FRAME SIZE IMB 5 (IM V1, IM V3) FLANGE 1 RESOLVER MULTI-POLE (RESOLVER P=3); WITH DRIVE-CLIQ INTERFACE; SHAFT WITH FITTED KEY, TOLERANCE N; WITH HOLDING BRAKE DEGREE OF PROTECTION IP65 IP67 D-END FLANGE; RAL7016 COATING; METALLIC RATING PLATE AT MOTOR | 1717 | TEM | 1 | MC | 2.002 | 1
1FK70225AK211UG0 | SIMOTICS S SYNCHRONOUS SERVOMOTOR, 1FK7 COMPACT, ZK 300 V 0.85 NM, 100 K, 6000 RPM, 0,38KW, NATURAL COOLING, POWER/SIGNAL CONNECTORS CONNECTOR CAN BE ROTATED BY 270 DEGR. FRAME SIZE IMB 5 (IM V1, IM V3) FLANGE 1 RESOLVER MULTI-POLE (RESOLVER P=3); WITH DRIVE-CLIQ INTERFACE; PLAIN SHAFT, TOLERANCE N; W/O HOLDING BRAKE DEGREE OF PROTECTION IP64 | 1146 | TEM | 1 | MC | 1.803 | 1
1FK70225AK211UG2 | SIMOTICS S SYNCHRONOUS SERVOMOTOR, 1FK7 COMPACT, ZK 300 V 0.85 NM, 100 K, 6000 RPM, 0,38KW, NATURAL COOLING, POWER/SIGNAL CONNECTORS CONNECTOR CAN BE ROTATED BY 270 DEGR. FRAME SIZE IMB 5 (IM V1, IM V3) FLANGE 1 RESOLVER MULTI-POLE (RESOLVER P=3); WITH DRIVE-CLIQ INTERFACE; PLAIN SHAFT, TOLERANCE N; W/O HOLDING BRAKE DEGREE OF PROTECTION IP65 FLANGE ON DRIVE END IP67 | 1244 | TEM | 1 | MC | 1.803 | 1
1FK70225AK211UG3 | SIMOTICS S SYNCHRONOUS SERVOMOTOR, 1FK7 COMPACT, ZK 300 V 0.85 NM, 100 K, 6000 RPM, 0,38KW, NATURAL COOLING, POWER/SIGNAL CONNECTORS CONNECTOR CAN BE ROTATED BY 270 DEGR. FRAME SIZE IMB 5 (IM V1, IM V3) FLANGE 1 RESOLVER MULTI-POLE (RESOLVER P=3); WITH DRIVE-CLIQ INTERFACE; PLAIN SHAFT, TOLERANCE N; W/O HOLDING BRAKE DEGREE OF PROTECTION IP64; PAINT FINISH RAL7016 | 1194 | TEM | 1 | MC | 1.803 | 1
1FK70225AK211UG5 | SIMOTICS S SYNCHRONOUS SERVOMOTOR, 1FK7 COMPACT, ZK 300 V 0.85 NM, 100 K, 6000 RPM, 0,38KW, NATURAL COOLING, POWER/SIGNAL CONNECTORS CONNECTOR CAN BE ROTATED BY 270 DEGR. FRAME SIZE IMB 5 (IM V1, IM V3) FLANGE 1 RESOLVER MULTI-POLE (RESOLVER P=3); WITH DRIVE-CLIQ INTERFACE; PLAIN SHAFT, TOLERANCE N; W/O HOLDING BRAKE DEGREE OF PROTECTION IP65 AS FLANGE IP67; PAINT FINISH RAL7016 | 1292 | TEM | 1 | MC | 1.803 | 1
1FK70225AK211UG8 | SIMOTICS S SYNCHRONOUS SERVOMOTOR, 1FK7 COMPACT, ZK 300 V 0.85 NM, 100 K, 6000 RPM, 0,38KW, NATURAL COOLING, POWER/SIGNAL CONNECTORS CONNECTOR CAN BE ROTATED BY 270 DEGR. FRAME SIZE IMB 5 (IM V1, IM V3) FLANGE 1 RESOLVER MULTI-POLE (RESOLVER P=3); WITH DRIVE-CLIQ INTERFACE; PLAIN SHAFT, TOLERANCE N; W/O HOLDING BRAKE DEGREE OF PROTECTION IP65 IP67 D-END FLANGE; RAL7016 COATING; METALLIC RATING PLATE AT MOTOR | 1397 | TEM | 1 | MC | 1.803 | 1
1FK70225AK211UH0 | SIMOTICS S SYNCHRONOUS SERVOMOTOR, 1FK7 COMPACT, ZK 300 V 0.85 NM, 100 K, 6000 RPM, 0,38KW, NATURAL COOLING, POWER/SIGNAL CONNECTORS CONNECTOR CAN BE ROTATED BY 270 DEGR. FRAME SIZE IMB 5 (IM V1, IM V3) FLANGE 1 RESOLVER MULTI-POLE (RESOLVER P=3); WITH DRIVE-CLIQ INTERFACE; PLAIN SHAFT, TOLERANCE N; WITH HOLDING BRAKE DEGREE OF PROTECTION IP64 | 1373 | TEM | 1 | MC | 2.002 | 1
1FK70225AK211UH2 | SIMOTICS S SYNCHRONOUS SERVOMOTOR, 1FK7 COMPACT, ZK 300 V 0.85 NM, 100 K, 6000 RPM, 0,38KW, NATURAL COOLING, POWER/SIGNAL CONNECTORS CONNECTOR CAN BE ROTATED BY 270 DEGR. FRAME SIZE IMB 5 (IM V1, IM V3) FLANGE 1 RESOLVER MULTI-POLE (RESOLVER P=3); WITH DRIVE-CLIQ INTERFACE; PLAIN SHAFT, TOLERANCE N; WITH HOLDING BRAKE DEGREE OF PROTECTION IP65 FLANGE ON DRIVE END IP67 | 1472 | TEM | 1 | MC | 2.002 | 1
1FK70225AK211UH3 | SIMOTICS S SYNCHRONOUS SERVOMOTOR, 1FK7 COMPACT, ZK 300 V 0.85 NM, 100 K, 6000 RPM, 0,38KW, NATURAL COOLING, POWER/SIGNAL CONNECTORS CONNECTOR CAN BE ROTATED BY 270 DEGR. FRAME SIZE IMB 5 (IM V1, IM V3) FLANGE 1 RESOLVER MULTI-POLE (RESOLVER P=3); WITH DRIVE-CLIQ INTERFACE; PLAIN SHAFT, TOLERANCE N; WITH HOLDING BRAKE DEGREE OF PROTECTION IP64; PAINT FINISH RAL7016 | 1421 | TEM | 1 | MC | 2.002 | 1
1FK70225AK211UH5 | SIMOTICS S SYNCHRONOUS SERVOMOTOR, 1FK7 COMPACT, ZK 300 V 0.85 NM, 100 K, 6000 RPM, 0,38KW, NATURAL COOLING, POWER/SIGNAL CONNECTORS CONNECTOR CAN BE ROTATED BY 270 DEGR. FRAME SIZE IMB 5 (IM V1, IM V3) FLANGE 1 RESOLVER MULTI-POLE (RESOLVER P=3); WITH DRIVE-CLIQ INTERFACE; PLAIN SHAFT, TOLERANCE N; WITH HOLDING BRAKE DEGREE OF PROTECTION IP65 AS FLANGE IP67; PAINT FINISH RAL7016 | 1519 | TEM | 1 | MC | 2.002 | 1
1FK70225AK211UH8 | SIMOTICS S SYNCHRONOUS SERVOMOTOR, 1FK7 COMPACT, ZK 300 V 0.85 NM, 100 K, 6000 RPM, 0,38KW, NATURAL COOLING, POWER/SIGNAL CONNECTORS CONNECTOR CAN BE ROTATED BY 270 DEGR. FRAME SIZE IMB 5 (IM V1, IM V3) FLANGE 1 RESOLVER MULTI-POLE (RESOLVER P=3); WITH DRIVE-CLIQ INTERFACE; PLAIN SHAFT, TOLERANCE N; WITH HOLDING BRAKE DEGREE OF PROTECTION IP65 IP67 D-END FLANGE; RAL7016 COATING; METALLIC RATING PLATE AT MOTOR | 1624 | TEM | 1 | MC | 2.002 | 1
1FK70225AK211VA0 | SIMOTICS S SYNCHRONOUS SERVOMOTOR, 1FK7 COMPACT, ZK 300 V 0.85 NM, 100 K, 6000 RPM, 0,38KW, NATURAL COOLING, POWER/SIGNAL CONNECTORS CONNECTOR CAN BE ROTATED BY 270 DEGR. FRAME SIZE IMB 5 (IM V1, IM V3) FLANGE 1 BASIC ABSOLUTE ENCODER 16 P/REV (ENCODER A-16) WITH DRIVE-CLIQ INTERFACE; PERFORMANCE REDUCTION BY 10% DUE TO ABSOLUTE ENCODER; SHAFT WITH FITTED KEY, TOLERANCE N; W/O HOLDING BRAKE DEGREE OF PROTECTION IP64 | 1726 | TEM | 1 | MC | 1.803 | 1
1FK70225AK211VA2 | SIMOTICS S SYNCHRONOUS SERVOMOTOR, 1FK7 COMPACT, ZK 300 V 0.85 NM, 100 K, 6000 RPM, 0,38KW, NATURAL COOLING, POWER/SIGNAL CONNECTORS CONNECTOR CAN BE ROTATED BY 270 DEGR. FRAME SIZE IMB 5 (IM V1, IM V3) FLANGE 1 BASIC ABSOLUTE ENCODER 16 P/REV (ENCODER A-16) WITH DRIVE-CLIQ INTERFACE; PERFORMANCE REDUCTION BY 10% DUE TO ABSOLUTE ENCODER; SHAFT WITH FITTED KEY, TOLERANCE N; W/O HOLDING BRAKE DEGREE OF PROTECTION IP65 FLANGE ON DRIVE END IP67 | 1825 | TEM | 1 | MC | 1.803 | 1
1FK70225AK211VA3 | SIMOTICS S SYNCHRONOUS SERVOMOTOR, 1FK7 COMPACT, ZK 300 V 0.85 NM, 100 K, 6000 RPM, 0,38KW, NATURAL COOLING, POWER/SIGNAL CONNECTORS CONNECTOR CAN BE ROTATED BY 270 DEGR. FRAME SIZE IMB 5 (IM V1, IM V3) FLANGE 1 BASIC ABSOLUTE ENCODER 16 P/REV (ENCODER A-16) WITH DRIVE-CLIQ INTERFACE; PERFORMANCE REDUCTION BY 10% DUE TO ABSOLUTE ENCODER; SHAFT WITH FITTED KEY, TOLERANCE N; W/O HOLDING BRAKE DEGREE OF PROTECTION IP64; PAINT FINISH RAL7016 | 1774 | TEM | 1 | MC | 1.803 | 1
1FK70225AK211VA5 | SIMOTICS S SYNCHRONOUS SERVOMOTOR, 1FK7 COMPACT, ZK 300 V 0.85 NM, 100 K, 6000 RPM, 0,38KW, NATURAL COOLING, POWER/SIGNAL CONNECTORS CONNECTOR CAN BE ROTATED BY 270 DEGR. FRAME SIZE IMB 5 (IM V1, IM V3) FLANGE 1 BASIC ABSOLUTE ENCODER 16 P/REV (ENCODER A-16) WITH DRIVE-CLIQ INTERFACE; PERFORMANCE REDUCTION BY 10% DUE TO ABSOLUTE ENCODER; SHAFT WITH FITTED KEY, TOLERANCE N; W/O HOLDING BRAKE DEGREE OF PROTECTION IP65 AS FLANGE IP67; PAINT FINISH RAL7016 | 1872 | TEM | 1 | MC | 1.803 | 1
1FK70225AK211VA8 | SIMOTICS S SYNCHRONOUS SERVOMOTOR, 1FK7 COMPACT, ZK 300 V 0.85 NM, 100 K, 6000 RPM, 0,38KW, NATURAL COOLING, POWER/SIGNAL CONNECTORS CONNECTOR CAN BE ROTATED BY 270 DEGR. FRAME SIZE IMB 5 (IM V1, IM V3) FLANGE 1 BASIC ABSOLUTE ENCODER 16 P/REV (ENCODER A-16) WITH DRIVE-CLIQ INTERFACE; PERFORMANCE REDUCTION BY 10% DUE TO ABSOLUTE ENCODER; SHAFT WITH FITTED KEY, TOLERANCE N; W/O HOLDING BRAKE DEGREE OF PROTECTION IP65 IP67 D-END FLANGE; RAL7016 COATING; METALLIC RATING PLATE AT MOTOR | 1977 | TEM | 1 | MC | 1.803 | 1
1FK70225AK211VB0 | SIMOTICS S SYNCHRONOUS SERVOMOTOR, 1FK7 COMPACT, ZK 300 V 0.85 NM, 100 K, 6000 RPM, 0,38KW, NATURAL COOLING, POWER/SIGNAL CONNECTORS CONNECTOR CAN BE ROTATED BY 270 DEGR. FRAME SIZE IMB 5 (IM V1, IM V3) FLANGE 1 BASIC ABSOLUTE ENCODER 16 P/REV (ENCODER A-16) WITH DRIVE-CLIQ INTERFACE; PERFORMANCE REDUCTION BY 10% DUE TO ABSOLUTE ENCODER; SHAFT WITH FITTED KEY, TOLERANCE N; WITH HOLDING BRAKE DEGREE OF PROTECTION IP64 | 1956 | TEM | 1 | MC | 2.002 | 1
1FK70225AK211VB2 | SIMOTICS S SYNCHRONOUS SERVOMOTOR, 1FK7 COMPACT, ZK 300 V 0.85 NM, 100 K, 6000 RPM, 0,38KW, NATURAL COOLING, POWER/SIGNAL CONNECTORS CONNECTOR CAN BE ROTATED BY 270 DEGR. FRAME SIZE IMB 5 (IM V1, IM V3) FLANGE 1 BASIC ABSOLUTE ENCODER 16 P/REV (ENCODER A-16) WITH DRIVE-CLIQ INTERFACE; PERFORMANCE REDUCTION BY 10% DUE TO ABSOLUTE ENCODER; SHAFT WITH FITTED KEY, TOLERANCE N; WITH HOLDING BRAKE DEGREE OF PROTECTION IP65 FLANGE ON DRIVE END IP67 | 2054 | TEM | 1 | MC | 2.002 | 1
1FK70225AK211VB3 | SIMOTICS S SYNCHRONOUS SERVOMOTOR, 1FK7 COMPACT, ZK 300 V 0.85 NM, 100 K, 6000 RPM, 0,38KW, NATURAL COOLING, POWER/SIGNAL CONNECTORS CONNECTOR CAN BE ROTATED BY 270 DEGR. FRAME SIZE IMB 5 (IM V1, IM V3) FLANGE 1 BASIC ABSOLUTE ENCODER 16 P/REV (ENCODER A-16) WITH DRIVE-CLIQ INTERFACE; PERFORMANCE REDUCTION BY 10% DUE TO ABSOLUTE ENCODER; SHAFT WITH FITTED KEY, TOLERANCE N; WITH HOLDING BRAKE DEGREE OF PROTECTION IP64; PAINT FINISH RAL7016 | 2004 | TEM | 1 | MC | 2.002 | 1
1FK70225AK211VB5 | SIMOTICS S SYNCHRONOUS SERVOMOTOR, 1FK7 COMPACT, ZK 300 V 0.85 NM, 100 K, 6000 RPM, 0,38KW, NATURAL COOLING, POWER/SIGNAL CONNECTORS CONNECTOR CAN BE ROTATED BY 270 DEGR. FRAME SIZE IMB 5 (IM V1, IM V3) FLANGE 1 BASIC ABSOLUTE ENCODER 16 P/REV (ENCODER A-16) WITH DRIVE-CLIQ INTERFACE; PERFORMANCE REDUCTION BY 10% DUE TO ABSOLUTE ENCODER; SHAFT WITH FITTED KEY, TOLERANCE N; WITH HOLDING BRAKE DEGREE OF PROTECTION IP65 AS FLANGE IP67; PAINT FINISH RAL7016 | 2102 | TEM | 1 | MC | 2.002 | 1
1FK70225AK211VB8 | SIMOTICS S SYNCHRONOUS SERVOMOTOR, 1FK7 COMPACT, ZK 300 V 0.85 NM, 100 K, 6000 RPM, 0,38KW, NATURAL COOLING, POWER/SIGNAL CONNECTORS CONNECTOR CAN BE ROTATED BY 270 DEGR. FRAME SIZE IMB 5 (IM V1, IM V3) FLANGE 1 BASIC ABSOLUTE ENCODER 16 P/REV (ENCODER A-16) WITH DRIVE-CLIQ INTERFACE; PERFORMANCE REDUCTION BY 10% DUE TO ABSOLUTE ENCODER; SHAFT WITH FITTED KEY, TOLERANCE N; WITH HOLDING BRAKE DEGREE OF PROTECTION IP65 IP67 D-END FLANGE; RAL7016 COATING; METALLIC RATING PLATE AT MOTOR | 2207 | TEM | 1 | MC | 2.002 | 1
1FK70225AK211VG0 | SIMOTICS S SYNCHRONOUS SERVOMOTOR, 1FK7 COMPACT, ZK 300 V 0.85 NM, 100 K, 6000 RPM, 0,38KW, NATURAL COOLING, POWER/SIGNAL CONNECTORS CONNECTOR CAN BE ROTATED BY 270 DEGR. FRAME SIZE IMB 5 (IM V1, IM V3) FLANGE 1 BASIC ABSOLUTE ENCODER 16 P/REV (ENCODER A-16) WITH DRIVE-CLIQ INTERFACE; PERFORMANCE REDUCTION BY 10% DUE TO ABSOLUTE ENCODER; PLAIN SHAFT, TOLERANCE N; W/O HOLDING BRAKE DEGREE OF PROTECTION IP64 | 1636 | TEM | 1 | MC | 1.803 | 1
1FK70225AK211VG2 | SIMOTICS S SYNCHRONOUS SERVOMOTOR, 1FK7 COMPACT, ZK 300 V 0.85 NM, 100 K, 6000 RPM, 0,38KW, NATURAL COOLING, POWER/SIGNAL CONNECTORS CONNECTOR CAN BE ROTATED BY 270 DEGR. FRAME SIZE IMB 5 (IM V1, IM V3) FLANGE 1 BASIC ABSOLUTE ENCODER 16 P/REV (ENCODER A-16) WITH DRIVE-CLIQ INTERFACE; PERFORMANCE REDUCTION BY 10% DUE TO ABSOLUTE ENCODER; PLAIN SHAFT, TOLERANCE N; W/O HOLDING BRAKE DEGREE OF PROTECTION IP65 FLANGE ON DRIVE END IP67 | 1734 | TEM | 1 | MC | 1.803 | 1
1FK70225AK211VG3 | SIMOTICS S SYNCHRONOUS SERVOMOTOR, 1FK7 COMPACT, ZK 300 V 0.85 NM, 100 K, 6000 RPM, 0,38KW, NATURAL COOLING, POWER/SIGNAL CONNECTORS CONNECTOR CAN BE ROTATED BY 270 DEGR. FRAME SIZE IMB 5 (IM V1, IM V3) FLANGE 1 BASIC ABSOLUTE ENCODER 16 P/REV (ENCODER A-16) WITH DRIVE-CLIQ INTERFACE; PERFORMANCE REDUCTION BY 10% DUE TO ABSOLUTE ENCODER; PLAIN SHAFT, TOLERANCE N; W/O HOLDING BRAKE DEGREE OF PROTECTION IP64; PAINT FINISH RAL7016 | 1683 | TEM | 1 | MC | 1.803 | 1
1FK70225AK211VG5 | SIMOTICS S SYNCHRONOUS SERVOMOTOR, 1FK7 COMPACT, ZK 300 V 0.85 NM, 100 K, 6000 RPM, 0,38KW, NATURAL COOLING, POWER/SIGNAL CONNECTORS CONNECTOR CAN BE ROTATED BY 270 DEGR. FRAME SIZE IMB 5 (IM V1, IM V3) FLANGE 1 BASIC ABSOLUTE ENCODER 16 P/REV (ENCODER A-16) WITH DRIVE-CLIQ INTERFACE; PERFORMANCE REDUCTION BY 10% DUE TO ABSOLUTE ENCODER; PLAIN SHAFT, TOLERANCE N; W/O HOLDING BRAKE DEGREE OF PROTECTION IP65 AS FLANGE IP67; PAINT FINISH RAL7016 | 1782 | TEM | 1 | MC | 1.803 | 1
1FK70225AK211VG8 | SIMOTICS S SYNCHRONOUS SERVOMOTOR, 1FK7 COMPACT, ZK 300 V 0.85 NM, 100 K, 6000 RPM, 0,38KW, NATURAL COOLING, POWER/SIGNAL CONNECTORS CONNECTOR CAN BE ROTATED BY 270 DEGR. FRAME SIZE IMB 5 (IM V1, IM V3) FLANGE 1 BASIC ABSOLUTE ENCODER 16 P/REV (ENCODER A-16) WITH DRIVE-CLIQ INTERFACE; PERFORMANCE REDUCTION BY 10% DUE TO ABSOLUTE ENCODER; PLAIN SHAFT, TOLERANCE N; W/O HOLDING BRAKE DEGREE OF PROTECTION IP65 IP67 D-END FLANGE; RAL7016 COATING; METALLIC RATING PLATE AT MOTOR | 1887 | TEM | 1 | MC | 1.803 | 1
1FK70225AK211VH0 | SIMOTICS S SYNCHRONOUS SERVOMOTOR, 1FK7 COMPACT, ZK 300 V 0.85 NM, 100 K, 6000 RPM, 0,38KW, NATURAL COOLING, POWER/SIGNAL CONNECTORS CONNECTOR CAN BE ROTATED BY 270 DEGR. FRAME SIZE IMB 5 (IM V1, IM V3) FLANGE 1 BASIC ABSOLUTE ENCODER 16 P/REV (ENCODER A-16) WITH DRIVE-CLIQ INTERFACE; PERFORMANCE REDUCTION BY 10% DUE TO ABSOLUTE ENCODER; PLAIN SHAFT, TOLERANCE N; WITH HOLDING BRAKE DEGREE OF PROTECTION IP64 | 1863 | TEM | 1 | MC | 2.002 | 1
1FK70225AK211VH2 | SIMOTICS S SYNCHRONOUS SERVOMOTOR, 1FK7 COMPACT, ZK 300 V 0.85 NM, 100 K, 6000 RPM, 0,38KW, NATURAL COOLING, POWER/SIGNAL CONNECTORS CONNECTOR CAN BE ROTATED BY 270 DEGR. FRAME SIZE IMB 5 (IM V1, IM V3) FLANGE 1 BASIC ABSOLUTE ENCODER 16 P/REV (ENCODER A-16) WITH DRIVE-CLIQ INTERFACE; PERFORMANCE REDUCTION BY 10% DUE TO ABSOLUTE ENCODER; PLAIN SHAFT, TOLERANCE N; WITH HOLDING BRAKE DEGREE OF PROTECTION IP65 FLANGE ON DRIVE END IP67 | 1961 | TEM | 1 | MC | 2.002 | 1
1FK70225AK211VH3 | SIMOTICS S SYNCHRONOUS SERVOMOTOR, 1FK7 COMPACT, ZK 300 V 0.85 NM, 100 K, 6000 RPM, 0,38KW, NATURAL COOLING, POWER/SIGNAL CONNECTORS CONNECTOR CAN BE ROTATED BY 270 DEGR. FRAME SIZE IMB 5 (IM V1, IM V3) FLANGE 1 BASIC ABSOLUTE ENCODER 16 P/REV (ENCODER A-16) WITH DRIVE-CLIQ INTERFACE; PERFORMANCE REDUCTION BY 10% DUE TO ABSOLUTE ENCODER; PLAIN SHAFT, TOLERANCE N; WITH HOLDING BRAKE DEGREE OF PROTECTION IP64; PAINT FINISH RAL7016 | 1911 | TEM | 1 | MC | 2.002 | 1
1FK70225AK211VH5 | SIMOTICS S SYNCHRONOUS SERVOMOTOR, 1FK7 COMPACT, ZK 300 V 0.85 NM, 100 K, 6000 RPM, 0,38KW, NATURAL COOLING, POWER/SIGNAL CONNECTORS CONNECTOR CAN BE ROTATED BY 270 DEGR. FRAME SIZE IMB 5 (IM V1, IM V3) FLANGE 1 BASIC ABSOLUTE ENCODER 16 P/REV (ENCODER A-16) WITH DRIVE-CLIQ INTERFACE; PERFORMANCE REDUCTION BY 10% DUE TO ABSOLUTE ENCODER; PLAIN SHAFT, TOLERANCE N; WITH HOLDING BRAKE DEGREE OF PROTECTION IP65 AS FLANGE IP67; PAINT FINISH RAL7016 | 2009 | TEM | 1 | MC | 2.002 | 1
1FK70225AK211VH8 | SIMOTICS S SYNCHRONOUS SERVOMOTOR, 1FK7 COMPACT, ZK 300 V 0.85 NM, 100 K, 6000 RPM, 0,38KW, NATURAL COOLING, POWER/SIGNAL CONNECTORS CONNECTOR CAN BE ROTATED BY 270 DEGR. FRAME SIZE IMB 5 (IM V1, IM V3) FLANGE 1 BASIC ABSOLUTE ENCODER 16 P/REV (ENCODER A-16) WITH DRIVE-CLIQ INTERFACE; PERFORMANCE REDUCTION BY 10% DUE TO ABSOLUTE ENCODER; PLAIN SHAFT, TOLERANCE N; WITH HOLDING BRAKE DEGREE OF PROTECTION IP65 IP67 D-END FLANGE; RAL7016 COATING; METALLIC RATING PLATE AT MOTOR | 2114 | TEM | 1 | MC | 2.002 | 1
1FK70225AK711AA0 | SIMOTICS S SYNCHRONOUS SERVOMOTOR, 1FK7 COMPACT, 0.85 NM, 100K, 6000 RPM,0,38KW, NATURAL COOLING, POWER/SIGNAL CONNECTORS CONNECTOR CAN BE ROTATED BY 270 DEGR. FRAME SIZE IMB 5 (IM V1, IM V3) FLANGE 1, WITH KTY TEMPERATURESENSOR INCREM. ENCODER, SIN/COS 1 VPP 2048 P/REV (ENCODER I-2048); SHAFT WITH FITTED KEY, TOLERANCE N; W/O HOLDING BRAKE DEGREE OF PROTECTION IP64 | 1612 | TEM | 1 | MC | 1.803 | 1
1FK70225AK711AA2 | SIMOTICS S SYNCHRONOUS SERVOMOTOR, 1FK7 COMPACT, 0.85 NM, 100K, 6000 RPM,0,38KW, NATURAL COOLING, POWER/SIGNAL CONNECTORS CONNECTOR CAN BE ROTATED BY 270 DEGR. FRAME SIZE IMB 5 (IM V1, IM V3) FLANGE 1, WITH KTY TEMPERATURESENSOR INCREM. ENCODER, SIN/COS 1 VPP 2048 P/REV (ENCODER I-2048); SHAFT WITH FITTED KEY, TOLERANCE N; W/O HOLDING BRAKE DEGREE OF PROTECTION IP65 FLANGE ON DRIVE END IP67 | 1710 | TEM | 1 | MC | 1.803 | 1
1FK70225AK711AA3 | SIMOTICS S SYNCHRONOUS SERVOMOTOR, 1FK7 COMPACT, 0.85 NM, 100K, 6000 RPM,0,38KW, NATURAL COOLING, POWER/SIGNAL CONNECTORS CONNECTOR CAN BE ROTATED BY 270 DEGR. FRAME SIZE IMB 5 (IM V1, IM V3) FLANGE 1, WITH KTY TEMPERATURESENSOR INCREM. ENCODER, SIN/COS 1 VPP 2048 P/REV (ENCODER I-2048); SHAFT WITH FITTED KEY, TOLERANCE N; W/O HOLDING BRAKE DEGREE OF PROTECTION IP64; PAINT FINISH RAL7016 | 1660 | TEM | 1 | MC | 1.803 | 1
1FK70225AK711AA5 | SIMOTICS S SYNCHRONOUS SERVOMOTOR, 1FK7 COMPACT, 0.85 NM, 100K, 6000 RPM,0,38KW, NATURAL COOLING, POWER/SIGNAL CONNECTORS CONNECTOR CAN BE ROTATED BY 270 DEGR. FRAME SIZE IMB 5 (IM V1, IM V3) FLANGE 1, WITH KTY TEMPERATURESENSOR INCREM. ENCODER, SIN/COS 1 VPP 2048 P/REV (ENCODER I-2048); SHAFT WITH FITTED KEY, TOLERANCE N; W/O HOLDING BRAKE DEGREE OF PROTECTION IP65 AS FLANGE IP67; PAINT FINISH RAL7016 | 1758 | TEM | 1 | MC | 1.803 | 1
1FK70225AK711AA8 | SIMOTICS S SYNCHRONOUS SERVOMOTOR, 1FK7 COMPACT, 0.85 NM, 100K, 6000 RPM,0,38KW, NATURAL COOLING, POWER/SIGNAL CONNECTORS CONNECTOR CAN BE ROTATED BY 270 DEGR. FRAME SIZE IMB 5 (IM V1, IM V3) FLANGE 1, WITH KTY TEMPERATURESENSOR INCREM. ENCODER, SIN/COS 1 VPP 2048 P/REV (ENCODER I-2048); SHAFT WITH FITTED KEY, TOLERANCE N; W/O HOLDING BRAKE DEGREE OF PROTECTION IP65 IP67 D-END FLANGE; RAL7016 COATING; METALLIC RATING PLATE AT MOTOR | 1863 | TEM | 1 | MC | 1.803 | 1
1FK70225AK711AB0 | SIMOTICS S SYNCHRONOUS SERVOMOTOR, 1FK7 COMPACT, 0.85 NM, 100K, 6000 RPM,0,38KW, NATURAL COOLING, POWER/SIGNAL CONNECTORS CONNECTOR CAN BE ROTATED BY 270 DEGR. FRAME SIZE IMB 5 (IM V1, IM V3) FLANGE 1, WITH KTY TEMPERATURESENSOR INCREM. ENCODER, SIN/COS 1 VPP 2048 P/REV (ENCODER I-2048); SHAFT WITH FITTED KEY, TOLERANCE N; WITH HOLDING BRAKE DEGREE OF PROTECTION IP64 | 1842 | TEM | 1 | MC | 2.002 | 1
1FK70225AK711AB2 | SIMOTICS S SYNCHRONOUS SERVOMOTOR, 1FK7 COMPACT, 0.85 NM, 100K, 6000 RPM,0,38KW, NATURAL COOLING, POWER/SIGNAL CONNECTORS CONNECTOR CAN BE ROTATED BY 270 DEGR. FRAME SIZE IMB 5 (IM V1, IM V3) FLANGE 1, WITH KTY TEMPERATURESENSOR INCREM. ENCODER, SIN/COS 1 VPP 2048 P/REV (ENCODER I-2048); SHAFT WITH FITTED KEY, TOLERANCE N; WITH HOLDING BRAKE DEGREE OF PROTECTION IP65 FLANGE ON DRIVE END IP67 | 1940 | TEM | 1 | MC | 2.002 | 1
1FK70225AK711AB3 | SIMOTICS S SYNCHRONOUS SERVOMOTOR, 1FK7 COMPACT, 0.85 NM, 100K, 6000 RPM,0,38KW, NATURAL COOLING, POWER/SIGNAL CONNECTORS CONNECTOR CAN BE ROTATED BY 270 DEGR. FRAME SIZE IMB 5 (IM V1, IM V3) FLANGE 1, WITH KTY TEMPERATURESENSOR INCREM. ENCODER, SIN/COS 1 VPP 2048 P/REV (ENCODER I-2048); SHAFT WITH FITTED KEY, TOLERANCE N; WITH HOLDING BRAKE DEGREE OF PROTECTION IP64; PAINT FINISH RAL7016 | 1889 | TEM | 1 | MC | 2.002 | 1
1FK70225AK711AB5 | SIMOTICS S SYNCHRONOUS SERVOMOTOR, 1FK7 COMPACT, 0.85 NM, 100K, 6000 RPM,0,38KW, NATURAL COOLING, POWER/SIGNAL CONNECTORS CONNECTOR CAN BE ROTATED BY 270 DEGR. FRAME SIZE IMB 5 (IM V1, IM V3) FLANGE 1, WITH KTY TEMPERATURESENSOR INCREM. ENCODER, SIN/COS 1 VPP 2048 P/REV (ENCODER I-2048); SHAFT WITH FITTED KEY, TOLERANCE N; WITH HOLDING BRAKE DEGREE OF PROTECTION IP65 AS FLANGE IP67; PAINT FINISH RAL7016 | 1988 | TEM | 1 | MC | 2.002 | 1
1FK70225AK711AB8 | SIMOTICS S SYNCHRONOUS SERVOMOTOR, 1FK7 COMPACT, 0.85 NM, 100K, 6000 RPM,0,38KW, NATURAL COOLING, POWER/SIGNAL CONNECTORS CONNECTOR CAN BE ROTATED BY 270 DEGR. FRAME SIZE IMB 5 (IM V1, IM V3) FLANGE 1, WITH KTY TEMPERATURESENSOR INCREM. ENCODER, SIN/COS 1 VPP 2048 P/REV (ENCODER I-2048); SHAFT WITH FITTED KEY, TOLERANCE N; WITH HOLDING BRAKE DEGREE OF PROTECTION IP65 IP67 D-END FLANGE; RAL7016 COATING; METALLIC RATING PLATE AT MOTOR | 2093 | TEM | 1 | MC | 2.002 | 1
1FK70225AK711AG0 | SIMOTICS S SYNCHRONOUS SERVOMOTOR, 1FK7 COMPACT, 0.85 NM, 100K, 6000 RPM,0,38KW, NATURAL COOLING, POWER/SIGNAL CONNECTORS CONNECTOR CAN BE ROTATED BY 270 DEGR. FRAME SIZE IMB 5 (IM V1, IM V3) FLANGE 1, WITH KTY TEMPERATURESENSOR INCREM. ENCODER, SIN/COS 1 VPP 2048 P/REV (ENCODER I-2048); PLAIN SHAFT, TOLERANCE N; W/O HOLDING BRAKE DEGREE OF PROTECTION IP64 | 1521 | TEM | 1 | MC | 1.803 | 1
1FK70225AK711AG2 | SIMOTICS S SYNCHRONOUS SERVOMOTOR, 1FK7 COMPACT, 0.85 NM, 100K, 6000 RPM,0,38KW, NATURAL COOLING, POWER/SIGNAL CONNECTORS CONNECTOR CAN BE ROTATED BY 270 DEGR. FRAME SIZE IMB 5 (IM V1, IM V3) FLANGE 1, WITH KTY TEMPERATURESENSOR INCREM. ENCODER, SIN/COS 1 VPP 2048 P/REV (ENCODER I-2048); PLAIN SHAFT, TOLERANCE N; W/O HOLDING BRAKE DEGREE OF PROTECTION IP65 FLANGE ON DRIVE END IP67 | 1620 | TEM | 1 | MC | 1.803 | 1
1FK70225AK711AG3 | SIMOTICS S SYNCHRONOUS SERVOMOTOR, 1FK7 COMPACT, 0.85 NM, 100K, 6000 RPM,0,38KW, NATURAL COOLING, POWER/SIGNAL CONNECTORS CONNECTOR CAN BE ROTATED BY 270 DEGR. FRAME SIZE IMB 5 (IM V1, IM V3) FLANGE 1, WITH KTY TEMPERATURESENSOR INCREM. ENCODER, SIN/COS 1 VPP 2048 P/REV (ENCODER I-2048); PLAIN SHAFT, TOLERANCE N; W/O HOLDING BRAKE DEGREE OF PROTECTION IP64; PAINT FINISH RAL7016 | 1569 | TEM | 1 | MC | 1.803 | 1
1FK70225AK711AG5 | SIMOTICS S SYNCHRONOUS SERVOMOTOR, 1FK7 COMPACT, 0.85 NM, 100K, 6000 RPM,0,38KW, NATURAL COOLING, POWER/SIGNAL CONNECTORS CONNECTOR CAN BE ROTATED BY 270 DEGR. FRAME SIZE IMB 5 (IM V1, IM V3) FLANGE 1, WITH KTY TEMPERATURESENSOR INCREM. ENCODER, SIN/COS 1 VPP 2048 P/REV (ENCODER I-2048); PLAIN SHAFT, TOLERANCE N; W/O HOLDING BRAKE DEGREE OF PROTECTION IP65 AS FLANGE IP67; PAINT FINISH RAL7016 | 1667 | TEM | 1 | MC | 1.803 | 1
1FK70225AK711AG8 | SIMOTICS S SYNCHRONOUS SERVOMOTOR, 1FK7 COMPACT, 0.85 NM, 100K, 6000 RPM,0,38KW, NATURAL COOLING, POWER/SIGNAL CONNECTORS CONNECTOR CAN BE ROTATED BY 270 DEGR. FRAME SIZE IMB 5 (IM V1, IM V3) FLANGE 1, WITH KTY TEMPERATURESENSOR INCREM. ENCODER, SIN/COS 1 VPP 2048 P/REV (ENCODER I-2048); PLAIN SHAFT, TOLERANCE N; W/O HOLDING BRAKE DEGREE OF PROTECTION IP65 IP67 D-END FLANGE; RAL7016 COATING; METALLIC RATING PLATE AT MOTOR | 1772 | TEM | 1 | MC | 1.803 | 1
1FK70225AK711AH0 | SIMOTICS S SYNCHRONOUS SERVOMOTOR, 1FK7 COMPACT, 0.85 NM, 100K, 6000 RPM,0,38KW, NATURAL COOLING, POWER/SIGNAL CONNECTORS CONNECTOR CAN BE ROTATED BY 270 DEGR. FRAME SIZE IMB 5 (IM V1, IM V3) FLANGE 1, WITH KTY TEMPERATURESENSOR INCREM. ENCODER, SIN/COS 1 VPP 2048 P/REV (ENCODER I-2048); PLAIN SHAFT, TOLERANCE N; WITH HOLDING BRAKE DEGREE OF PROTECTION IP64 | 1749 | TEM | 1 | MC | 2.002 | 1
1FK70225AK711AH2 | SIMOTICS S SYNCHRONOUS SERVOMOTOR, 1FK7 COMPACT, 0.85 NM, 100K, 6000 RPM,0,38KW, NATURAL COOLING, POWER/SIGNAL CONNECTORS CONNECTOR CAN BE ROTATED BY 270 DEGR. FRAME SIZE IMB 5 (IM V1, IM V3) FLANGE 1, WITH KTY TEMPERATURESENSOR INCREM. ENCODER, SIN/COS 1 VPP 2048 P/REV (ENCODER I-2048); PLAIN SHAFT, TOLERANCE N; WITH HOLDING BRAKE DEGREE OF PROTECTION IP65 FLANGE ON DRIVE END IP67 | 1847 | TEM | 1 | MC | 2.002 | 1
1FK70225AK711AH3 | SIMOTICS S SYNCHRONOUS SERVOMOTOR, 1FK7 COMPACT, 0.85 NM, 100K, 6000 RPM,0,38KW, NATURAL COOLING, POWER/SIGNAL CONNECTORS CONNECTOR CAN BE ROTATED BY 270 DEGR. FRAME SIZE IMB 5 (IM V1, IM V3) FLANGE 1, WITH KTY TEMPERATURESENSOR INCREM. ENCODER, SIN/COS 1 VPP 2048 P/REV (ENCODER I-2048); PLAIN SHAFT, TOLERANCE N; WITH HOLDING BRAKE DEGREE OF PROTECTION IP64; PAINT FINISH RAL7016 | 1796 | TEM | 1 | MC | 2.002 | 1
1FK70225AK711AH5 | SIMOTICS S SYNCHRONOUS SERVOMOTOR, 1FK7 COMPACT, 0.85 NM, 100K, 6000 RPM,0,38KW, NATURAL COOLING, POWER/SIGNAL CONNECTORS CONNECTOR CAN BE ROTATED BY 270 DEGR. FRAME SIZE IMB 5 (IM V1, IM V3) FLANGE 1, WITH KTY TEMPERATURESENSOR INCREM. ENCODER, SIN/COS 1 VPP 2048 P/REV (ENCODER I-2048); PLAIN SHAFT, TOLERANCE N; WITH HOLDING BRAKE DEGREE OF PROTECTION IP65 AS FLANGE IP67; PAINT FINISH RAL7016 | 1895 | TEM | 1 | MC | 2.002 | 1
1FK70225AK711AH8 | SIMOTICS S SYNCHRONOUS SERVOMOTOR, 1FK7 COMPACT, 0.85 NM, 100K, 6000 RPM,0,38KW, NATURAL COOLING, POWER/SIGNAL CONNECTORS CONNECTOR CAN BE ROTATED BY 270 DEGR. FRAME SIZE IMB 5 (IM V1, IM V3) FLANGE 1, WITH KTY TEMPERATURESENSOR INCREM. ENCODER, SIN/COS 1 VPP 2048 P/REV (ENCODER I-2048); PLAIN SHAFT, TOLERANCE N; WITH HOLDING BRAKE DEGREE OF PROTECTION IP65 IP67 D-END FLANGE; RAL7016 COATING; METALLIC RATING PLATE AT MOTOR | 2000 | TEM | 1 | MC | 2.002 | 1
1FK70225AK711DA0 | SIMOTICS S SYNCHRONOUS SERVOMOTOR, 1FK7 COMPACT, 0.85 NM, 100K, 6000 RPM,0,38KW, NATURAL COOLING, POWER/SIGNAL CONNECTORS CONNECTOR CAN BE ROTATED BY 270 DEGR. FRAME SIZE IMB 5 (IM V1, IM V3) FLANGE 1 INCREMENTAL ENCODER 2048 P/REV (ENCODER I-2048) WITH DRIVE-CLIQ INTERFACE; SHAFT WITH FITTED KEY, TOLERANCE N; W/O HOLDING BRAKE DEGREE OF PROTECTION IP64 | 1882 | TEM | 1 | MC | 1.803 | 1
1FK70225AK711DA2 | SIMOTICS S SYNCHRONOUS SERVOMOTOR, 1FK7 COMPACT, 0.85 NM, 100K, 6000 RPM,0,38KW, NATURAL COOLING, POWER/SIGNAL CONNECTORS CONNECTOR CAN BE ROTATED BY 270 DEGR. FRAME SIZE IMB 5 (IM V1, IM V3) FLANGE 1 INCREMENTAL ENCODER 2048 P/REV (ENCODER I-2048) WITH DRIVE-CLIQ INTERFACE; SHAFT WITH FITTED KEY, TOLERANCE N; W/O HOLDING BRAKE DEGREE OF PROTECTION IP65 FLANGE ON DRIVE END IP67 | 1980 | TEM | 1 | MC | 1.803 | 1
1FK70225AK711DA3 | SIMOTICS S SYNCHRONOUS SERVOMOTOR, 1FK7 COMPACT, 0.85 NM, 100K, 6000 RPM,0,38KW, NATURAL COOLING, POWER/SIGNAL CONNECTORS CONNECTOR CAN BE ROTATED BY 270 DEGR. FRAME SIZE IMB 5 (IM V1, IM V3) FLANGE 1 INCREMENTAL ENCODER 2048 P/REV (ENCODER I-2048) WITH DRIVE-CLIQ INTERFACE; SHAFT WITH FITTED KEY, TOLERANCE N; W/O HOLDING BRAKE DEGREE OF PROTECTION IP64; PAINT FINISH RAL7016 | 1930 | TEM | 1 | MC | 1.803 | 1
1FK70225AK711DA5 | SIMOTICS S SYNCHRONOUS SERVOMOTOR, 1FK7 COMPACT, 0.85 NM, 100K, 6000 RPM,0,38KW, NATURAL COOLING, POWER/SIGNAL CONNECTORS CONNECTOR CAN BE ROTATED BY 270 DEGR. FRAME SIZE IMB 5 (IM V1, IM V3) FLANGE 1 INCREMENTAL ENCODER 2048 P/REV (ENCODER I-2048) WITH DRIVE-CLIQ INTERFACE; SHAFT WITH FITTED KEY, TOLERANCE N; W/O HOLDING BRAKE DEGREE OF PROTECTION IP65 AS FLANGE IP67; PAINT FINISH RAL7016 | 2028 | TEM | 1 | MC | 1.803 | 1
1FK70225AK711DA8 | SIMOTICS S SYNCHRONOUS SERVOMOTOR, 1FK7 COMPACT, 0.85 NM, 100K, 6000 RPM,0,38KW, NATURAL COOLING, POWER/SIGNAL CONNECTORS CONNECTOR CAN BE ROTATED BY 270 DEGR. FRAME SIZE IMB 5 (IM V1, IM V3) FLANGE 1 INCREMENTAL ENCODER 2048 P/REV (ENCODER I-2048) WITH DRIVE-CLIQ INTERFACE; SHAFT WITH FITTED KEY, TOLERANCE N; W/O HOLDING BRAKE DEGREE OF PROTECTION IP65 IP67 D-END FLANGE; RAL7016 COATING; METALLIC RATING PLATE AT MOTOR | 2133 | TEM | 1 | MC | 1.803 | 1
1FK70225AK711DB0 | SIMOTICS S SYNCHRONOUS SERVOMOTOR, 1FK7 COMPACT, 0.85 NM, 100K, 6000 RPM,0,38KW, NATURAL COOLING, POWER/SIGNAL CONNECTORS CONNECTOR CAN BE ROTATED BY 270 DEGR. FRAME SIZE IMB 5 (IM V1, IM V3) FLANGE 1 INCREMENTAL ENCODER 2048 P/REV (ENCODER I-2048) WITH DRIVE-CLIQ INTERFACE; SHAFT WITH FITTED KEY, TOLERANCE N; WITH HOLDING BRAKE DEGREE OF PROTECTION IP64 | 2112 | TEM | 1 | MC | 2.002 | 1
1FK70225AK711DB2 | SIMOTICS S SYNCHRONOUS SERVOMOTOR, 1FK7 COMPACT, 0.85 NM, 100K, 6000 RPM,0,38KW, NATURAL COOLING, POWER/SIGNAL CONNECTORS CONNECTOR CAN BE ROTATED BY 270 DEGR. FRAME SIZE IMB 5 (IM V1, IM V3) FLANGE 1 INCREMENTAL ENCODER 2048 P/REV (ENCODER I-2048) WITH DRIVE-CLIQ INTERFACE; SHAFT WITH FITTED KEY, TOLERANCE N; WITH HOLDING BRAKE DEGREE OF PROTECTION IP65 FLANGE ON DRIVE END IP67 | 2210 | TEM | 1 | MC | 2.002 | 1
1FK70225AK711DB3 | SIMOTICS S SYNCHRONOUS SERVOMOTOR, 1FK7 COMPACT, 0.85 NM, 100K, 6000 RPM,0,38KW, NATURAL COOLING, POWER/SIGNAL CONNECTORS CONNECTOR CAN BE ROTATED BY 270 DEGR. FRAME SIZE IMB 5 (IM V1, IM V3) FLANGE 1 INCREMENTAL ENCODER 2048 P/REV (ENCODER I-2048) WITH DRIVE-CLIQ INTERFACE; SHAFT WITH FITTED KEY, TOLERANCE N; WITH HOLDING BRAKE DEGREE OF PROTECTION IP64; PAINT FINISH RAL7016 | 2159 | TEM | 1 | MC | 2.002 | 1
1FK70225AK711DB5 | SIMOTICS S SYNCHRONOUS SERVOMOTOR, 1FK7 COMPACT, 0.85 NM, 100K, 6000 RPM,0,38KW, NATURAL COOLING, POWER/SIGNAL CONNECTORS CONNECTOR CAN BE ROTATED BY 270 DEGR. FRAME SIZE IMB 5 (IM V1, IM V3) FLANGE 1 INCREMENTAL ENCODER 2048 P/REV (ENCODER I-2048) WITH DRIVE-CLIQ INTERFACE; SHAFT WITH FITTED KEY, TOLERANCE N; WITH HOLDING BRAKE DEGREE OF PROTECTION IP65 AS FLANGE IP67; PAINT FINISH RAL7016 | 2258 | TEM | 1 | MC | 2.002 | 1
1FK70225AK711DB8 | SIMOTICS S SYNCHRONOUS SERVOMOTOR, 1FK7 COMPACT, 0.85 NM, 100K, 6000 RPM,0,38KW, NATURAL COOLING, POWER/SIGNAL CONNECTORS CONNECTOR CAN BE ROTATED BY 270 DEGR. FRAME SIZE IMB 5 (IM V1, IM V3) FLANGE 1 INCREMENTAL ENCODER 2048 P/REV (ENCODER I-2048) WITH DRIVE-CLIQ INTERFACE; SHAFT WITH FITTED KEY, TOLERANCE N; WITH HOLDING BRAKE DEGREE OF PROTECTION IP65 IP67 D-END FLANGE; RAL7016 COATING; METALLIC RATING PLATE AT MOTOR | 2362 | TEM | 1 | MC | 2.002 | 1
1FK70225AK711DG0 | SIMOTICS S SYNCHRONOUS SERVOMOTOR, 1FK7 COMPACT, 0.85 NM, 100K, 6000 RPM,0,38KW, NATURAL COOLING, POWER/SIGNAL CONNECTORS CONNECTOR CAN BE ROTATED BY 270 DEGR. FRAME SIZE IMB 5 (IM V1, IM V3) FLANGE 1 INCREMENTAL ENCODER 2048 P/REV (ENCODER I-2048) WITH DRIVE-CLIQ INTERFACE; PLAIN SHAFT, TOLERANCE N; W/O HOLDING BRAKE DEGREE OF PROTECTION IP64 | 1791 | TEM | 1 | MC | 1.803 | 1
1FK70225AK711DG2 | SIMOTICS S SYNCHRONOUS SERVOMOTOR, 1FK7 COMPACT, 0.85 NM, 100K, 6000 RPM,0,38KW, NATURAL COOLING, POWER/SIGNAL CONNECTORS CONNECTOR CAN BE ROTATED BY 270 DEGR. FRAME SIZE IMB 5 (IM V1, IM V3) FLANGE 1 INCREMENTAL ENCODER 2048 P/REV (ENCODER I-2048) WITH DRIVE-CLIQ INTERFACE; PLAIN SHAFT, TOLERANCE N; W/O HOLDING BRAKE DEGREE OF PROTECTION IP65 FLANGE ON DRIVE END IP67 | 1890 | TEM | 1 | MC | 1.803 | 1
1FK70225AK711DG3 | SIMOTICS S SYNCHRONOUS SERVOMOTOR, 1FK7 COMPACT, 0.85 NM, 100K, 6000 RPM,0,38KW, NATURAL COOLING, POWER/SIGNAL CONNECTORS CONNECTOR CAN BE ROTATED BY 270 DEGR. FRAME SIZE IMB 5 (IM V1, IM V3) FLANGE 1 INCREMENTAL ENCODER 2048 P/REV (ENCODER I-2048) WITH DRIVE-CLIQ INTERFACE; PLAIN SHAFT, TOLERANCE N; W/O HOLDING BRAKE DEGREE OF PROTECTION IP64; PAINT FINISH RAL7016 | 1839 | TEM | 1 | MC | 1.803 | 1
1FK70225AK711DG5 | SIMOTICS S SYNCHRONOUS SERVOMOTOR, 1FK7 COMPACT, 0.85 NM, 100K, 6000 RPM,0,38KW, NATURAL COOLING, POWER/SIGNAL CONNECTORS CONNECTOR CAN BE ROTATED BY 270 DEGR. FRAME SIZE IMB 5 (IM V1, IM V3) FLANGE 1 INCREMENTAL ENCODER 2048 P/REV (ENCODER I-2048) WITH DRIVE-CLIQ INTERFACE; PLAIN SHAFT, TOLERANCE N; W/O HOLDING BRAKE DEGREE OF PROTECTION IP65 AS FLANGE IP67; PAINT FINISH RAL7016 | 1937 | TEM | 1 | MC | 1.803 | 1
1FK70225AK711DG8 | SIMOTICS S SYNCHRONOUS SERVOMOTOR, 1FK7 COMPACT, 0.85 NM, 100K, 6000 RPM,0,38KW, NATURAL COOLING, POWER/SIGNAL CONNECTORS CONNECTOR CAN BE ROTATED BY 270 DEGR. FRAME SIZE IMB 5 (IM V1, IM V3) FLANGE 1 INCREMENTAL ENCODER 2048 P/REV (ENCODER I-2048) WITH DRIVE-CLIQ INTERFACE; PLAIN SHAFT, TOLERANCE N; W/O HOLDING BRAKE DEGREE OF PROTECTION IP65 IP67 D-END FLANGE; RAL7016 COATING; METALLIC RATING PLATE AT MOTOR | 2042 | TEM | 1 | MC | 1.803 | 1
1FK70225AK711DH0 | SIMOTICS S SYNCHRONOUS SERVOMOTOR, 1FK7 COMPACT, 0.85 NM, 100K, 6000 RPM,0,38KW, NATURAL COOLING, POWER/SIGNAL CONNECTORS CONNECTOR CAN BE ROTATED BY 270 DEGR. FRAME SIZE IMB 5 (IM V1, IM V3) FLANGE 1 INCREMENTAL ENCODER 2048 P/REV (ENCODER I-2048) WITH DRIVE-CLIQ INTERFACE; PLAIN SHAFT, TOLERANCE N; WITH HOLDING BRAKE DEGREE OF PROTECTION IP64 | 2019 | TEM | 1 | MC | 2.002 | 1
1FK70225AK711DH2 | SIMOTICS S SYNCHRONOUS SERVOMOTOR, 1FK7 COMPACT, 0.85 NM, 100K, 6000 RPM,0,38KW, NATURAL COOLING, POWER/SIGNAL CONNECTORS CONNECTOR CAN BE ROTATED BY 270 DEGR. FRAME SIZE IMB 5 (IM V1, IM V3) FLANGE 1 INCREMENTAL ENCODER 2048 P/REV (ENCODER I-2048) WITH DRIVE-CLIQ INTERFACE; PLAIN SHAFT, TOLERANCE N; WITH HOLDING BRAKE DEGREE OF PROTECTION IP65 FLANGE ON DRIVE END IP67 | 2117 | TEM | 1 | MC | 2.002 | 1
1FK70225AK711DH3 | SIMOTICS S SYNCHRONOUS SERVOMOTOR, 1FK7 COMPACT, 0.85 NM, 100K, 6000 RPM,0,38KW, NATURAL COOLING, POWER/SIGNAL CONNECTORS CONNECTOR CAN BE ROTATED BY 270 DEGR. FRAME SIZE IMB 5 (IM V1, IM V3) FLANGE 1 INCREMENTAL ENCODER 2048 P/REV (ENCODER I-2048) WITH DRIVE-CLIQ INTERFACE; PLAIN SHAFT, TOLERANCE N; WITH HOLDING BRAKE DEGREE OF PROTECTION IP64; PAINT FINISH RAL7016 | 2066 | TEM | 1 | MC | 2.002 | 1
1FK70225AK711DH5 | SIMOTICS S SYNCHRONOUS SERVOMOTOR, 1FK7 COMPACT, 0.85 NM, 100K, 6000 RPM,0,38KW, NATURAL COOLING, POWER/SIGNAL CONNECTORS CONNECTOR CAN BE ROTATED BY 270 DEGR. FRAME SIZE IMB 5 (IM V1, IM V3) FLANGE 1 INCREMENTAL ENCODER 2048 P/REV (ENCODER I-2048) WITH DRIVE-CLIQ INTERFACE; PLAIN SHAFT, TOLERANCE N; WITH HOLDING BRAKE DEGREE OF PROTECTION IP65 AS FLANGE IP67; PAINT FINISH RAL7016 | 2164 | TEM | 1 | MC | 2.002 | 1
1FK70225AK711DH8 | SIMOTICS S SYNCHRONOUS SERVOMOTOR, 1FK7 COMPACT, 0.85 NM, 100K, 6000 RPM,0,38KW, NATURAL COOLING, POWER/SIGNAL CONNECTORS CONNECTOR CAN BE ROTATED BY 270 DEGR. FRAME SIZE IMB 5 (IM V1, IM V3) FLANGE 1 INCREMENTAL ENCODER 2048 P/REV (ENCODER I-2048) WITH DRIVE-CLIQ INTERFACE; PLAIN SHAFT, TOLERANCE N; WITH HOLDING BRAKE DEGREE OF PROTECTION IP65 IP67 D-END FLANGE; RAL7016 COATING; METALLIC RATING PLATE AT MOTOR | 2269 | TEM | 1 | MC | 2.002 | 1
1FK70225AK711HA0 | SIMOTICS S SYNCHRONOUS SERVOMOTOR, 1FK7 COMPACT, 0.85 NM, 100K, 6000 RPM,0,38KW, NATURAL COOLING, POWER/SIGNAL CONNECTORS CONNECTOR CAN BE ROTATED BY 270 DEGR. FRAME SIZE IMB 5 (IM V1, IM V3) FLANGE 1, WITH KTY TEMPERATURESENSOR ABSOLUTE ENCODER 512 P/REV (ENCODER A-512); PERFORMANCE REDUCTION BY 10% DUE TO ABSOLUTE ENCODER; SHAFT WITH FITTED KEY, TOLERANCE N; W/O HOLDING BRAKE DEGREE OF PROTECTION IP64 | 2019 | TEM | 1 | MC | 1.803 | 1
1FK70225AK711HA2 | SIMOTICS S SYNCHRONOUS SERVOMOTOR, 1FK7 COMPACT, 0.85 NM, 100K, 6000 RPM,0,38KW, NATURAL COOLING, POWER/SIGNAL CONNECTORS CONNECTOR CAN BE ROTATED BY 270 DEGR. FRAME SIZE IMB 5 (IM V1, IM V3) FLANGE 1, WITH KTY TEMPERATURESENSOR ABSOLUTE ENCODER 512 P/REV (ENCODER A-512); PERFORMANCE REDUCTION BY 10% DUE TO ABSOLUTE ENCODER; SHAFT WITH FITTED KEY, TOLERANCE N; W/O HOLDING BRAKE DEGREE OF PROTECTION IP65 FLANGE ON DRIVE END IP67 | 2117 | TEM | 1 | MC | 1.803 | 1
1FK70225AK711HA3 | SIMOTICS S SYNCHRONOUS SERVOMOTOR, 1FK7 COMPACT, 0.85 NM, 100K, 6000 RPM,0,38KW, NATURAL COOLING, POWER/SIGNAL CONNECTORS CONNECTOR CAN BE ROTATED BY 270 DEGR. FRAME SIZE IMB 5 (IM V1, IM V3) FLANGE 1, WITH KTY TEMPERATURESENSOR ABSOLUTE ENCODER 512 P/REV (ENCODER A-512); PERFORMANCE REDUCTION BY 10% DUE TO ABSOLUTE ENCODER; SHAFT WITH FITTED KEY, TOLERANCE N; W/O HOLDING BRAKE DEGREE OF PROTECTION IP64; PAINT FINISH RAL7016 | 2067 | TEM | 1 | MC | 1.803 | 1
1FK70225AK711HA5 | SIMOTICS S SYNCHRONOUS SERVOMOTOR, 1FK7 COMPACT, 0.85 NM, 100K, 6000 RPM,0,38KW, NATURAL COOLING, POWER/SIGNAL CONNECTORS CONNECTOR CAN BE ROTATED BY 270 DEGR. FRAME SIZE IMB 5 (IM V1, IM V3) FLANGE 1, WITH KTY TEMPERATURESENSOR ABSOLUTE ENCODER 512 P/REV (ENCODER A-512); PERFORMANCE REDUCTION BY 10% DUE TO ABSOLUTE ENCODER; SHAFT WITH FITTED KEY, TOLERANCE N; W/O HOLDING BRAKE DEGREE OF PROTECTION IP65 AS FLANGE IP67; PAINT FINISH RAL7016 | 2165 | TEM | 1 | MC | 1.803 | 1
1FK70225AK711HA8 | SIMOTICS S SYNCHRONOUS SERVOMOTOR, 1FK7 COMPACT, 0.85 NM, 100K, 6000 RPM,0,38KW, NATURAL COOLING, POWER/SIGNAL CONNECTORS CONNECTOR CAN BE ROTATED BY 270 DEGR. FRAME SIZE IMB 5 (IM V1, IM V3) FLANGE 1, WITH KTY TEMPERATURESENSOR ABSOLUTE ENCODER 512 P/REV (ENCODER A-512); PERFORMANCE REDUCTION BY 10% DUE TO ABSOLUTE ENCODER; SHAFT WITH FITTED KEY, TOLERANCE N; W/O HOLDING BRAKE DEGREE OF PROTECTION IP65 IP67 D-END FLANGE; RAL7016 COATING; METALLIC RATING PLATE AT MOTOR | 2270 | TEM | 1 | MC | 1.803 | 1
1FK70225AK711HB0 | SIMOTICS S SYNCHRONOUS SERVOMOTOR, 1FK7 COMPACT, 0.85 NM, 100K, 6000 RPM,0,38KW, NATURAL COOLING, POWER/SIGNAL CONNECTORS CONNECTOR CAN BE ROTATED BY 270 DEGR. FRAME SIZE IMB 5 (IM V1, IM V3) FLANGE 1, WITH KTY TEMPERATURESENSOR ABSOLUTE ENCODER 512 P/REV (ENCODER A-512); PERFORMANCE REDUCTION BY 10% DUE TO ABSOLUTE ENCODER; SHAFT WITH FITTED KEY, TOLERANCE N; WITH HOLDING BRAKE DEGREE OF PROTECTION IP64 | 2249 | TEM | 1 | MC | 2.002 | 1
1FK70225AK711HB2 | SIMOTICS S SYNCHRONOUS SERVOMOTOR, 1FK7 COMPACT, 0.85 NM, 100K, 6000 RPM,0,38KW, NATURAL COOLING, POWER/SIGNAL CONNECTORS CONNECTOR CAN BE ROTATED BY 270 DEGR. FRAME SIZE IMB 5 (IM V1, IM V3) FLANGE 1, WITH KTY TEMPERATURESENSOR ABSOLUTE ENCODER 512 P/REV (ENCODER A-512); PERFORMANCE REDUCTION BY 10% DUE TO ABSOLUTE ENCODER; SHAFT WITH FITTED KEY, TOLERANCE N; WITH HOLDING BRAKE DEGREE OF PROTECTION IP65 FLANGE ON DRIVE END IP67 | 2347 | TEM | 1 | MC | 2.002 | 1
1FK70225AK711HB3 | SIMOTICS S SYNCHRONOUS SERVOMOTOR, 1FK7 COMPACT, 0.85 NM, 100K, 6000 RPM,0,38KW, NATURAL COOLING, POWER/SIGNAL CONNECTORS CONNECTOR CAN BE ROTATED BY 270 DEGR. FRAME SIZE IMB 5 (IM V1, IM V3) FLANGE 1, WITH KTY TEMPERATURESENSOR ABSOLUTE ENCODER 512 P/REV (ENCODER A-512); PERFORMANCE REDUCTION BY 10% DUE TO ABSOLUTE ENCODER; SHAFT WITH FITTED KEY, TOLERANCE N; WITH HOLDING BRAKE DEGREE OF PROTECTION IP64; PAINT FINISH RAL7016 | 2296 | TEM | 1 | MC | 2.002 | 1
1FK70225AK711HB5 | SIMOTICS S SYNCHRONOUS SERVOMOTOR, 1FK7 COMPACT, 0.85 NM, 100K, 6000 RPM,0,38KW, NATURAL COOLING, POWER/SIGNAL CONNECTORS CONNECTOR CAN BE ROTATED BY 270 DEGR. FRAME SIZE IMB 5 (IM V1, IM V3) FLANGE 1, WITH KTY TEMPERATURESENSOR ABSOLUTE ENCODER 512 P/REV (ENCODER A-512); PERFORMANCE REDUCTION BY 10% DUE TO ABSOLUTE ENCODER; SHAFT WITH FITTED KEY, TOLERANCE N; WITH HOLDING BRAKE DEGREE OF PROTECTION IP65 AS FLANGE IP67; PAINT FINISH RAL7016 | 2395 | TEM | 1 | MC | 2.002 | 1
1FK70225AK711HB8 | SIMOTICS S SYNCHRONOUS SERVOMOTOR, 1FK7 COMPACT, 0.85 NM, 100K, 6000 RPM,0,38KW, NATURAL COOLING, POWER/SIGNAL CONNECTORS CONNECTOR CAN BE ROTATED BY 270 DEGR. FRAME SIZE IMB 5 (IM V1, IM V3) FLANGE 1, WITH KTY TEMPERATURESENSOR ABSOLUTE ENCODER 512 P/REV (ENCODER A-512); PERFORMANCE REDUCTION BY 10% DUE TO ABSOLUTE ENCODER; SHAFT WITH FITTED KEY, TOLERANCE N; WITH HOLDING BRAKE DEGREE OF PROTECTION IP65 IP67 D-END FLANGE; RAL7016 COATING; METALLIC RATING PLATE AT MOTOR | 2499 | TEM | 1 | MC | 2.002 | 1
1FK70225AK711HG0 | SIMOTICS S SYNCHRONOUS SERVOMOTOR, 1FK7 COMPACT, 0.85 NM, 100K, 6000 RPM,0,38KW, NATURAL COOLING, POWER/SIGNAL CONNECTORS CONNECTOR CAN BE ROTATED BY 270 DEGR. FRAME SIZE IMB 5 (IM V1, IM V3) FLANGE 1, WITH KTY TEMPERATURESENSOR ABSOLUTE ENCODER 512 P/REV (ENCODER A-512); PERFORMANCE REDUCTION BY 10% DUE TO ABSOLUTE ENCODER; PLAIN SHAFT, TOLERANCE N; W/O HOLDING BRAKE DEGREE OF PROTECTION IP64 | 1928 | TEM | 1 | MC | 1.803 | 1
1FK70225AK711HG2 | SIMOTICS S SYNCHRONOUS SERVOMOTOR, 1FK7 COMPACT, 0.85 NM, 100K, 6000 RPM,0,38KW, NATURAL COOLING, POWER/SIGNAL CONNECTORS CONNECTOR CAN BE ROTATED BY 270 DEGR. FRAME SIZE IMB 5 (IM V1, IM V3) FLANGE 1, WITH KTY TEMPERATURESENSOR ABSOLUTE ENCODER 512 P/REV (ENCODER A-512); PERFORMANCE REDUCTION BY 10% DUE TO ABSOLUTE ENCODER; PLAIN SHAFT, TOLERANCE N; W/O HOLDING BRAKE DEGREE OF PROTECTION IP65 FLANGE ON DRIVE END IP67 | 2027 | TEM | 1 | MC | 1.803 | 1
1FK70225AK711HG3 | SIMOTICS S SYNCHRONOUS SERVOMOTOR, 1FK7 COMPACT, 0.85 NM, 100K, 6000 RPM,0,38KW, NATURAL COOLING, POWER/SIGNAL CONNECTORS CONNECTOR CAN BE ROTATED BY 270 DEGR. FRAME SIZE IMB 5 (IM V1, IM V3) FLANGE 1, WITH KTY TEMPERATURESENSOR ABSOLUTE ENCODER 512 P/REV (ENCODER A-512); PERFORMANCE REDUCTION BY 10% DUE TO ABSOLUTE ENCODER; PLAIN SHAFT, TOLERANCE N; W/O HOLDING BRAKE DEGREE OF PROTECTION IP64; PAINT FINISH RAL7016 | 1976 | TEM | 1 | MC | 1.803 | 1
1FK70225AK711HG5 | SIMOTICS S SYNCHRONOUS SERVOMOTOR, 1FK7 COMPACT, 0.85 NM, 100K, 6000 RPM,0,38KW, NATURAL COOLING, POWER/SIGNAL CONNECTORS CONNECTOR CAN BE ROTATED BY 270 DEGR. FRAME SIZE IMB 5 (IM V1, IM V3) FLANGE 1, WITH KTY TEMPERATURESENSOR ABSOLUTE ENCODER 512 P/REV (ENCODER A-512); PERFORMANCE REDUCTION BY 10% DUE TO ABSOLUTE ENCODER; PLAIN SHAFT, TOLERANCE N; W/O HOLDING BRAKE DEGREE OF PROTECTION IP65 AS FLANGE IP67; PAINT FINISH RAL7016 | 2074 | TEM | 1 | MC | 1.803 | 1
1FK70225AK711HG8 | SIMOTICS S SYNCHRONOUS SERVOMOTOR, 1FK7 COMPACT, 0.85 NM, 100K, 6000 RPM,0,38KW, NATURAL COOLING, POWER/SIGNAL CONNECTORS CONNECTOR CAN BE ROTATED BY 270 DEGR. FRAME SIZE IMB 5 (IM V1, IM V3) FLANGE 1, WITH KTY TEMPERATURESENSOR ABSOLUTE ENCODER 512 P/REV (ENCODER A-512); PERFORMANCE REDUCTION BY 10% DUE TO ABSOLUTE ENCODER; PLAIN SHAFT, TOLERANCE N; W/O HOLDING BRAKE DEGREE OF PROTECTION IP65 IP67 D-END FLANGE; RAL7016 COATING; METALLIC RATING PLATE AT MOTOR | 2179 | TEM | 1 | MC | 1.803 | 1
1FK70225AK711HH0 | SIMOTICS S SYNCHRONOUS SERVOMOTOR, 1FK7 COMPACT, 0.85 NM, 100K, 6000 RPM,0,38KW, NATURAL COOLING, POWER/SIGNAL CONNECTORS CONNECTOR CAN BE ROTATED BY 270 DEGR. FRAME SIZE IMB 5 (IM V1, IM V3) FLANGE 1, WITH KTY TEMPERATURESENSOR ABSOLUTE ENCODER 512 P/REV (ENCODER A-512); PERFORMANCE REDUCTION BY 10% DUE TO ABSOLUTE ENCODER; PLAIN SHAFT, TOLERANCE N; WITH HOLDING BRAKE DEGREE OF PROTECTION IP64 | 2156 | TEM | 1 | MC | 2.002 | 1
1FK70225AK711HH2 | SIMOTICS S SYNCHRONOUS SERVOMOTOR, 1FK7 COMPACT, 0.85 NM, 100K, 6000 RPM,0,38KW, NATURAL COOLING, POWER/SIGNAL CONNECTORS CONNECTOR CAN BE ROTATED BY 270 DEGR. FRAME SIZE IMB 5 (IM V1, IM V3) FLANGE 1, WITH KTY TEMPERATURESENSOR ABSOLUTE ENCODER 512 P/REV (ENCODER A-512); PERFORMANCE REDUCTION BY 10% DUE TO ABSOLUTE ENCODER; PLAIN SHAFT, TOLERANCE N; WITH HOLDING BRAKE DEGREE OF PROTECTION IP65 FLANGE ON DRIVE END IP67 | 2254 | TEM | 1 | MC | 2.002 | 1
1FK70225AK711HH3 | SIMOTICS S SYNCHRONOUS SERVOMOTOR, 1FK7 COMPACT, 0.85 NM, 100K, 6000 RPM,0,38KW, NATURAL COOLING, POWER/SIGNAL CONNECTORS CONNECTOR CAN BE ROTATED BY 270 DEGR. FRAME SIZE IMB 5 (IM V1, IM V3) FLANGE 1, WITH KTY TEMPERATURESENSOR ABSOLUTE ENCODER 512 P/REV (ENCODER A-512); PERFORMANCE REDUCTION BY 10% DUE TO ABSOLUTE ENCODER; PLAIN SHAFT, TOLERANCE N; WITH HOLDING BRAKE DEGREE OF PROTECTION IP64; PAINT FINISH RAL7016 | 2203 | TEM | 1 | MC | 2.002 | 1
1FK70225AK711HH5 | SIMOTICS S SYNCHRONOUS SERVOMOTOR, 1FK7 COMPACT, 0.85 NM, 100K, 6000 RPM,0,38KW, NATURAL COOLING, POWER/SIGNAL CONNECTORS CONNECTOR CAN BE ROTATED BY 270 DEGR. FRAME SIZE IMB 5 (IM V1, IM V3) FLANGE 1, WITH KTY TEMPERATURESENSOR ABSOLUTE ENCODER 512 P/REV (ENCODER A-512); PERFORMANCE REDUCTION BY 10% DUE TO ABSOLUTE ENCODER; PLAIN SHAFT, TOLERANCE N; WITH HOLDING BRAKE DEGREE OF PROTECTION IP65 AS FLANGE IP67; PAINT FINISH RAL7016 | 2301 | TEM | 1 | MC | 2.002 | 1
1FK70225AK711HH8 | SIMOTICS S SYNCHRONOUS SERVOMOTOR, 1FK7 COMPACT, 0.85 NM, 100K, 6000 RPM,0,38KW, NATURAL COOLING, POWER/SIGNAL CONNECTORS CONNECTOR CAN BE ROTATED BY 270 DEGR. FRAME SIZE IMB 5 (IM V1, IM V3) FLANGE 1, WITH KTY TEMPERATURESENSOR ABSOLUTE ENCODER 512 P/REV (ENCODER A-512); PERFORMANCE REDUCTION BY 10% DUE TO ABSOLUTE ENCODER; PLAIN SHAFT, TOLERANCE N; WITH HOLDING BRAKE DEGREE OF PROTECTION IP65 IP67 D-END FLANGE; RAL7016 COATING; METALLIC RATING PLATE AT MOTOR | 2406 | TEM | 1 | MC | 2.002 | 1
1FK70225AK711JA0 | SIMOTICS S SYNCHRONOUS SERVOMOTOR, 1FK7 COMPACT, 0.85 NM, 100K, 6000 RPM,0,38KW, NATURAL COOLING, POWER/SIGNAL CONNECTORS CONNECTOR CAN BE ROTATED BY 270 DEGR. FRAME SIZE IMB 5 (IM V1, IM V3) FLANGE 1, WITH KTY TEMPERATURESENSOR ABSOLUTE ENCODER 16 S/R (ENCODER A-16); PERFORMANCE REDUCTION BY 10% DUE TO ABSOLUTE ENCODER; SHAFT WITH FITTED KEY, TOLERANCE N; W/O HOLDING BRAKE DEGREE OF PROTECTION IP64 | 1475 | TEM | 1 | MC | 1.803 | 1
1FK70225AK711JA2 | SIMOTICS S SYNCHRONOUS SERVOMOTOR, 1FK7 COMPACT, 0.85 NM, 100K, 6000 RPM,0,38KW, NATURAL COOLING, POWER/SIGNAL CONNECTORS CONNECTOR CAN BE ROTATED BY 270 DEGR. FRAME SIZE IMB 5 (IM V1, IM V3) FLANGE 1, WITH KTY TEMPERATURESENSOR ABSOLUTE ENCODER 16 S/R (ENCODER A-16); PERFORMANCE REDUCTION BY 10% DUE TO ABSOLUTE ENCODER; SHAFT WITH FITTED KEY, TOLERANCE N; W/O HOLDING BRAKE DEGREE OF PROTECTION IP65 FLANGE ON DRIVE END IP67 | 1573 | TEM | 1 | MC | 1.803 | 1
1FK70225AK711JA3 | SIMOTICS S SYNCHRONOUS SERVOMOTOR, 1FK7 COMPACT, 0.85 NM, 100K, 6000 RPM,0,38KW, NATURAL COOLING, POWER/SIGNAL CONNECTORS CONNECTOR CAN BE ROTATED BY 270 DEGR. FRAME SIZE IMB 5 (IM V1, IM V3) FLANGE 1, WITH KTY TEMPERATURESENSOR ABSOLUTE ENCODER 16 S/R (ENCODER A-16); PERFORMANCE REDUCTION BY 10% DUE TO ABSOLUTE ENCODER; SHAFT WITH FITTED KEY, TOLERANCE N; W/O HOLDING BRAKE DEGREE OF PROTECTION IP64; PAINT FINISH RAL7016 | 1522 | TEM | 1 | MC | 1.803 | 1
1FK70225AK711JA5 | SIMOTICS S SYNCHRONOUS SERVOMOTOR, 1FK7 COMPACT, 0.85 NM, 100K, 6000 RPM,0,38KW, NATURAL COOLING, POWER/SIGNAL CONNECTORS CONNECTOR CAN BE ROTATED BY 270 DEGR. FRAME SIZE IMB 5 (IM V1, IM V3) FLANGE 1, WITH KTY TEMPERATURESENSOR ABSOLUTE ENCODER 16 S/R (ENCODER A-16); PERFORMANCE REDUCTION BY 10% DUE TO ABSOLUTE ENCODER; SHAFT WITH FITTED KEY, TOLERANCE N; W/O HOLDING BRAKE DEGREE OF PROTECTION IP65 AS FLANGE IP67; PAINT FINISH RAL7016 | 1621 | TEM | 1 | MC | 1.803 | 1
1FK70225AK711JA8 | SIMOTICS S SYNCHRONOUS SERVOMOTOR, 1FK7 COMPACT, 0.85 NM, 100K, 6000 RPM,0,38KW, NATURAL COOLING, POWER/SIGNAL CONNECTORS CONNECTOR CAN BE ROTATED BY 270 DEGR. FRAME SIZE IMB 5 (IM V1, IM V3) FLANGE 1, WITH KTY TEMPERATURESENSOR ABSOLUTE ENCODER 16 S/R (ENCODER A-16); PERFORMANCE REDUCTION BY 10% DUE TO ABSOLUTE ENCODER; SHAFT WITH FITTED KEY, TOLERANCE N; W/O HOLDING BRAKE DEGREE OF PROTECTION IP65 IP67 D-END FLANGE; RAL7016 COATING; METALLIC RATING PLATE AT MOTOR | 1726 | TEM | 1 | MC | 1.803 | 1
1FK70225AK711JB0 | SIMOTICS S SYNCHRONOUS SERVOMOTOR, 1FK7 COMPACT, 0.85 NM, 100K, 6000 RPM,0,38KW, NATURAL COOLING, POWER/SIGNAL CONNECTORS CONNECTOR CAN BE ROTATED BY 270 DEGR. FRAME SIZE IMB 5 (IM V1, IM V3) FLANGE 1, WITH KTY TEMPERATURESENSOR ABSOLUTE ENCODER 16 S/R (ENCODER A-16); PERFORMANCE REDUCTION BY 10% DUE TO ABSOLUTE ENCODER; SHAFT WITH FITTED KEY, TOLERANCE N; WITH HOLDING BRAKE DEGREE OF PROTECTION IP64 | 1705 | TEM | 1 | MC | 2.002 | 1
1FK70225AK711JB2 | SIMOTICS S SYNCHRONOUS SERVOMOTOR, 1FK7 COMPACT, 0.85 NM, 100K, 6000 RPM,0,38KW, NATURAL COOLING, POWER/SIGNAL CONNECTORS CONNECTOR CAN BE ROTATED BY 270 DEGR. FRAME SIZE IMB 5 (IM V1, IM V3) FLANGE 1, WITH KTY TEMPERATURESENSOR ABSOLUTE ENCODER 16 S/R (ENCODER A-16); PERFORMANCE REDUCTION BY 10% DUE TO ABSOLUTE ENCODER; SHAFT WITH FITTED KEY, TOLERANCE N; WITH HOLDING BRAKE DEGREE OF PROTECTION IP65 FLANGE ON DRIVE END IP67 | 1803 | TEM | 1 | MC | 2.002 | 1
1FK70225AK711JB3 | SIMOTICS S SYNCHRONOUS SERVOMOTOR, 1FK7 COMPACT, 0.85 NM, 100K, 6000 RPM,0,38KW, NATURAL COOLING, POWER/SIGNAL CONNECTORS CONNECTOR CAN BE ROTATED BY 270 DEGR. FRAME SIZE IMB 5 (IM V1, IM V3) FLANGE 1, WITH KTY TEMPERATURESENSOR ABSOLUTE ENCODER 16 S/R (ENCODER A-16); PERFORMANCE REDUCTION BY 10% DUE TO ABSOLUTE ENCODER; SHAFT WITH FITTED KEY, TOLERANCE N; WITH HOLDING BRAKE DEGREE OF PROTECTION IP64; PAINT FINISH RAL7016 | 1752 | TEM | 1 | MC | 2.002 | 1
1FK70225AK711JB5 | SIMOTICS S SYNCHRONOUS SERVOMOTOR, 1FK7 COMPACT, 0.85 NM, 100K, 6000 RPM,0,38KW, NATURAL COOLING, POWER/SIGNAL CONNECTORS CONNECTOR CAN BE ROTATED BY 270 DEGR. FRAME SIZE IMB 5 (IM V1, IM V3) FLANGE 1, WITH KTY TEMPERATURESENSOR ABSOLUTE ENCODER 16 S/R (ENCODER A-16); PERFORMANCE REDUCTION BY 10% DUE TO ABSOLUTE ENCODER; SHAFT WITH FITTED KEY, TOLERANCE N; WITH HOLDING BRAKE DEGREE OF PROTECTION IP65 AS FLANGE IP67; PAINT FINISH RAL7016 | 1850 | TEM | 1 | MC | 2.002 | 1
1FK70225AK711JB8 | SIMOTICS S SYNCHRONOUS SERVOMOTOR, 1FK7 COMPACT, 0.85 NM, 100K, 6000 RPM,0,38KW, NATURAL COOLING, POWER/SIGNAL CONNECTORS CONNECTOR CAN BE ROTATED BY 270 DEGR. FRAME SIZE IMB 5 (IM V1, IM V3) FLANGE 1, WITH KTY TEMPERATURESENSOR ABSOLUTE ENCODER 16 S/R (ENCODER A-16); PERFORMANCE REDUCTION BY 10% DUE TO ABSOLUTE ENCODER; SHAFT WITH FITTED KEY, TOLERANCE N; WITH HOLDING BRAKE DEGREE OF PROTECTION IP65 IP67 D-END FLANGE; RAL7016 COATING; METALLIC RATING PLATE AT MOTOR | 1955 | TEM | 1 | MC | 2.002 | 1
1FK70225AK711JG0 | SIMOTICS S SYNCHRONOUS SERVOMOTOR, 1FK7 COMPACT, 0.85 NM, 100K, 6000 RPM,0,38KW, NATURAL COOLING, POWER/SIGNAL CONNECTORS CONNECTOR CAN BE ROTATED BY 270 DEGR. FRAME SIZE IMB 5 (IM V1, IM V3) FLANGE 1, WITH KTY TEMPERATURESENSOR ABSOLUTE ENCODER 16 S/R (ENCODER A-16); PERFORMANCE REDUCTION BY 10% DUE TO ABSOLUTE ENCODER; PLAIN SHAFT, TOLERANCE N; W/O HOLDING BRAKE DEGREE OF PROTECTION IP64 | 1384 | TEM | 1 | MC | 1.803 | 1
1FK70225AK711JG2 | SIMOTICS S SYNCHRONOUS SERVOMOTOR, 1FK7 COMPACT, 0.85 NM, 100K, 6000 RPM,0,38KW, NATURAL COOLING, POWER/SIGNAL CONNECTORS CONNECTOR CAN BE ROTATED BY 270 DEGR. FRAME SIZE IMB 5 (IM V1, IM V3) FLANGE 1, WITH KTY TEMPERATURESENSOR ABSOLUTE ENCODER 16 S/R (ENCODER A-16); PERFORMANCE REDUCTION BY 10% DUE TO ABSOLUTE ENCODER; PLAIN SHAFT, TOLERANCE N; W/O HOLDING BRAKE DEGREE OF PROTECTION IP65 FLANGE ON DRIVE END IP67 | 1483 | TEM | 1 | MC | 1.803 | 1
1FK70225AK711JG3 | SIMOTICS S SYNCHRONOUS SERVOMOTOR, 1FK7 COMPACT, 0.85 NM, 100K, 6000 RPM,0,38KW, NATURAL COOLING, POWER/SIGNAL CONNECTORS CONNECTOR CAN BE ROTATED BY 270 DEGR. FRAME SIZE IMB 5 (IM V1, IM V3) FLANGE 1, WITH KTY TEMPERATURESENSOR ABSOLUTE ENCODER 16 S/R (ENCODER A-16); PERFORMANCE REDUCTION BY 10% DUE TO ABSOLUTE ENCODER; PLAIN SHAFT, TOLERANCE N; W/O HOLDING BRAKE DEGREE OF PROTECTION IP64; PAINT FINISH RAL7016 | 1432 | TEM | 1 | MC | 1.803 | 1
1FK70225AK711JG5 | SIMOTICS S SYNCHRONOUS SERVOMOTOR, 1FK7 COMPACT, 0.85 NM, 100K, 6000 RPM,0,38KW, NATURAL COOLING, POWER/SIGNAL CONNECTORS CONNECTOR CAN BE ROTATED BY 270 DEGR. FRAME SIZE IMB 5 (IM V1, IM V3) FLANGE 1, WITH KTY TEMPERATURESENSOR ABSOLUTE ENCODER 16 S/R (ENCODER A-16); PERFORMANCE REDUCTION BY 10% DUE TO ABSOLUTE ENCODER; PLAIN SHAFT, TOLERANCE N; W/O HOLDING BRAKE DEGREE OF PROTECTION IP65 AS FLANGE IP67; PAINT FINISH RAL7016 | 1530 | TEM | 1 | MC | 1.803 | 1
1FK70225AK711JG8 | SIMOTICS S SYNCHRONOUS SERVOMOTOR, 1FK7 COMPACT, 0.85 NM, 100K, 6000 RPM,0,38KW, NATURAL COOLING, POWER/SIGNAL CONNECTORS CONNECTOR CAN BE ROTATED BY 270 DEGR. FRAME SIZE IMB 5 (IM V1, IM V3) FLANGE 1, WITH KTY TEMPERATURESENSOR ABSOLUTE ENCODER 16 S/R (ENCODER A-16); PERFORMANCE REDUCTION BY 10% DUE TO ABSOLUTE ENCODER; PLAIN SHAFT, TOLERANCE N; W/O HOLDING BRAKE DEGREE OF PROTECTION IP65 IP67 D-END FLANGE; RAL7016 COATING; METALLIC RATING PLATE AT MOTOR | 1635 | TEM | 1 | MC | 1.803 | 1
1FK70225AK711JH0 | SIMOTICS S SYNCHRONOUS SERVOMOTOR, 1FK7 COMPACT, 0.85 NM, 100K, 6000 RPM,0,38KW, NATURAL COOLING, POWER/SIGNAL CONNECTORS CONNECTOR CAN BE ROTATED BY 270 DEGR. FRAME SIZE IMB 5 (IM V1, IM V3) FLANGE 1, WITH KTY TEMPERATURESENSOR ABSOLUTE ENCODER 16 S/R (ENCODER A-16); PERFORMANCE REDUCTION BY 10% DUE TO ABSOLUTE ENCODER; PLAIN SHAFT, TOLERANCE N; WITH HOLDING BRAKE DEGREE OF PROTECTION IP64 | 1612 | TEM | 1 | MC | 2.002 | 1
1FK70225AK711JH2 | SIMOTICS S SYNCHRONOUS SERVOMOTOR, 1FK7 COMPACT, 0.85 NM, 100K, 6000 RPM,0,38KW, NATURAL COOLING, POWER/SIGNAL CONNECTORS CONNECTOR CAN BE ROTATED BY 270 DEGR. FRAME SIZE IMB 5 (IM V1, IM V3) FLANGE 1, WITH KTY TEMPERATURESENSOR ABSOLUTE ENCODER 16 S/R (ENCODER A-16); PERFORMANCE REDUCTION BY 10% DUE TO ABSOLUTE ENCODER; PLAIN SHAFT, TOLERANCE N; WITH HOLDING BRAKE DEGREE OF PROTECTION IP65 FLANGE ON DRIVE END IP67 | 1710 | TEM | 1 | MC | 2.002 | 1
1FK70225AK711JH3 | SIMOTICS S SYNCHRONOUS SERVOMOTOR, 1FK7 COMPACT, 0.85 NM, 100K, 6000 RPM,0,38KW, NATURAL COOLING, POWER/SIGNAL CONNECTORS CONNECTOR CAN BE ROTATED BY 270 DEGR. FRAME SIZE IMB 5 (IM V1, IM V3) FLANGE 1, WITH KTY TEMPERATURESENSOR ABSOLUTE ENCODER 16 S/R (ENCODER A-16); PERFORMANCE REDUCTION BY 10% DUE TO ABSOLUTE ENCODER; PLAIN SHAFT, TOLERANCE N; WITH HOLDING BRAKE DEGREE OF PROTECTION IP64; PAINT FINISH RAL7016 | 1659 | TEM | 1 | MC | 2.002 | 1
1FK70225AK711JH5 | SIMOTICS S SYNCHRONOUS SERVOMOTOR, 1FK7 COMPACT, 0.85 NM, 100K, 6000 RPM,0,38KW, NATURAL COOLING, POWER/SIGNAL CONNECTORS CONNECTOR CAN BE ROTATED BY 270 DEGR. FRAME SIZE IMB 5 (IM V1, IM V3) FLANGE 1, WITH KTY TEMPERATURESENSOR ABSOLUTE ENCODER 16 S/R (ENCODER A-16); PERFORMANCE REDUCTION BY 10% DUE TO ABSOLUTE ENCODER; PLAIN SHAFT, TOLERANCE N; WITH HOLDING BRAKE DEGREE OF PROTECTION IP65 AS FLANGE IP67; PAINT FINISH RAL7016 | 1757 | TEM | 1 | MC | 2.002 | 1
1FK70225AK711JH8 | SIMOTICS S SYNCHRONOUS SERVOMOTOR, 1FK7 COMPACT, 0.85 NM, 100K, 6000 RPM,0,38KW, NATURAL COOLING, POWER/SIGNAL CONNECTORS CONNECTOR CAN BE ROTATED BY 270 DEGR. FRAME SIZE IMB 5 (IM V1, IM V3) FLANGE 1, WITH KTY TEMPERATURESENSOR ABSOLUTE ENCODER 16 S/R (ENCODER A-16); PERFORMANCE REDUCTION BY 10% DUE TO ABSOLUTE ENCODER; PLAIN SHAFT, TOLERANCE N; WITH HOLDING BRAKE DEGREE OF PROTECTION IP65 IP67 D-END FLANGE; RAL7016 COATING; METALLIC RATING PLATE AT MOTOR | 1862 | TEM | 1 | MC | 2.002 | 1
1FK70225AK711LA0 | SIMOTICS S SYNCHRONOUS SERVOMOTOR, 1FK7 COMPACT, 0.85 NM, 100K, 6000 RPM,0,38KW, NATURAL COOLING, POWER/SIGNAL CONNECTORS CONNECTOR CAN BE ROTATED BY 270 DEGR. FRAME SIZE IMB 5 (IM V1, IM V3) FLANGE 1 ABSOLUTE ENCODER 512 P/REV (ENCODER A-512) WITH DRIVE-CLIQ INTERFACE; PERFORMANCE REDUCTION BY 10% DUE TO ABSOLUTE ENCODER; SHAFT WITH FITTED KEY, TOLERANCE N; W/O HOLDING BRAKE DEGREE OF PROTECTION IP64 | 2270 | TEM | 1 | MC | 1.803 | 1
1FK70225AK711LA2 | SIMOTICS S SYNCHRONOUS SERVOMOTOR, 1FK7 COMPACT, 0.85 NM, 100K, 6000 RPM,0,38KW, NATURAL COOLING, POWER/SIGNAL CONNECTORS CONNECTOR CAN BE ROTATED BY 270 DEGR. FRAME SIZE IMB 5 (IM V1, IM V3) FLANGE 1 ABSOLUTE ENCODER 512 P/REV (ENCODER A-512) WITH DRIVE-CLIQ INTERFACE; PERFORMANCE REDUCTION BY 10% DUE TO ABSOLUTE ENCODER; SHAFT WITH FITTED KEY, TOLERANCE N; W/O HOLDING BRAKE DEGREE OF PROTECTION IP65 FLANGE ON DRIVE END IP67 | 2368 | TEM | 1 | MC | 1.803 | 1
1FK70225AK711LA3 | SIMOTICS S SYNCHRONOUS SERVOMOTOR, 1FK7 COMPACT, 0.85 NM, 100K, 6000 RPM,0,38KW, NATURAL COOLING, POWER/SIGNAL CONNECTORS CONNECTOR CAN BE ROTATED BY 270 DEGR. FRAME SIZE IMB 5 (IM V1, IM V3) FLANGE 1 ABSOLUTE ENCODER 512 P/REV (ENCODER A-512) WITH DRIVE-CLIQ INTERFACE; PERFORMANCE REDUCTION BY 10% DUE TO ABSOLUTE ENCODER; SHAFT WITH FITTED KEY, TOLERANCE N; W/O HOLDING BRAKE DEGREE OF PROTECTION IP64; PAINT FINISH RAL7016 | 2317 | TEM | 1 | MC | 1.803 | 1
1FK70225AK711LA5 | SIMOTICS S SYNCHRONOUS SERVOMOTOR, 1FK7 COMPACT, 0.85 NM, 100K, 6000 RPM,0,38KW, NATURAL COOLING, POWER/SIGNAL CONNECTORS CONNECTOR CAN BE ROTATED BY 270 DEGR. FRAME SIZE IMB 5 (IM V1, IM V3) FLANGE 1 ABSOLUTE ENCODER 512 P/REV (ENCODER A-512) WITH DRIVE-CLIQ INTERFACE; PERFORMANCE REDUCTION BY 10% DUE TO ABSOLUTE ENCODER; SHAFT WITH FITTED KEY, TOLERANCE N; W/O HOLDING BRAKE DEGREE OF PROTECTION IP65 AS FLANGE IP67; PAINT FINISH RAL7016 | 2415 | TEM | 1 | MC | 1.803 | 1
1FK70225AK711LA8 | SIMOTICS S SYNCHRONOUS SERVOMOTOR, 1FK7 COMPACT, 0.85 NM, 100K, 6000 RPM,0,38KW, NATURAL COOLING, POWER/SIGNAL CONNECTORS CONNECTOR CAN BE ROTATED BY 270 DEGR. FRAME SIZE IMB 5 (IM V1, IM V3) FLANGE 1 ABSOLUTE ENCODER 512 P/REV (ENCODER A-512) WITH DRIVE-CLIQ INTERFACE; PERFORMANCE REDUCTION BY 10% DUE TO ABSOLUTE ENCODER; SHAFT WITH FITTED KEY, TOLERANCE N; W/O HOLDING BRAKE DEGREE OF PROTECTION IP65 IP67 D-END FLANGE; RAL7016 COATING; METALLIC RATING PLATE AT MOTOR | 2520 | TEM | 1 | MC | 1.803 | 1
1FK70225AK711LB0 | SIMOTICS S SYNCHRONOUS SERVOMOTOR, 1FK7 COMPACT, 0.85 NM, 100K, 6000 RPM,0,38KW, NATURAL COOLING, POWER/SIGNAL CONNECTORS CONNECTOR CAN BE ROTATED BY 270 DEGR. FRAME SIZE IMB 5 (IM V1, IM V3) FLANGE 1 ABSOLUTE ENCODER 512 P/REV (ENCODER A-512) WITH DRIVE-CLIQ INTERFACE; PERFORMANCE REDUCTION BY 10% DUE TO ABSOLUTE ENCODER; SHAFT WITH FITTED KEY, TOLERANCE N; WITH HOLDING BRAKE DEGREE OF PROTECTION IP64 | 2499 | TEM | 1 | MC | 2.002 | 1
1FK70225AK711LB2 | SIMOTICS S SYNCHRONOUS SERVOMOTOR, 1FK7 COMPACT, 0.85 NM, 100K, 6000 RPM,0,38KW, NATURAL COOLING, POWER/SIGNAL CONNECTORS CONNECTOR CAN BE ROTATED BY 270 DEGR. FRAME SIZE IMB 5 (IM V1, IM V3) FLANGE 1 ABSOLUTE ENCODER 512 P/REV (ENCODER A-512) WITH DRIVE-CLIQ INTERFACE; PERFORMANCE REDUCTION BY 10% DUE TO ABSOLUTE ENCODER; SHAFT WITH FITTED KEY, TOLERANCE N; WITH HOLDING BRAKE DEGREE OF PROTECTION IP65 FLANGE ON DRIVE END IP67 | 2598 | TEM | 1 | MC | 2.002 | 1
1FK70225AK711LB3 | SIMOTICS S SYNCHRONOUS SERVOMOTOR, 1FK7 COMPACT, 0.85 NM, 100K, 6000 RPM,0,38KW, NATURAL COOLING, POWER/SIGNAL CONNECTORS CONNECTOR CAN BE ROTATED BY 270 DEGR. FRAME SIZE IMB 5 (IM V1, IM V3) FLANGE 1 ABSOLUTE ENCODER 512 P/REV (ENCODER A-512) WITH DRIVE-CLIQ INTERFACE; PERFORMANCE REDUCTION BY 10% DUE TO ABSOLUTE ENCODER; SHAFT WITH FITTED KEY, TOLERANCE N; WITH HOLDING BRAKE DEGREE OF PROTECTION IP64; PAINT FINISH RAL7016 | 2547 | TEM | 1 | MC | 2.002 | 1
1FK70225AK711LB5 | SIMOTICS S SYNCHRONOUS SERVOMOTOR, 1FK7 COMPACT, 0.85 NM, 100K, 6000 RPM,0,38KW, NATURAL COOLING, POWER/SIGNAL CONNECTORS CONNECTOR CAN BE ROTATED BY 270 DEGR. FRAME SIZE IMB 5 (IM V1, IM V3) FLANGE 1 ABSOLUTE ENCODER 512 P/REV (ENCODER A-512) WITH DRIVE-CLIQ INTERFACE; PERFORMANCE REDUCTION BY 10% DUE TO ABSOLUTE ENCODER; SHAFT WITH FITTED KEY, TOLERANCE N; WITH HOLDING BRAKE DEGREE OF PROTECTION IP65 AS FLANGE IP67; PAINT FINISH RAL7016 | 2645 | TEM | 1 | MC | 2.002 | 1
1FK70225AK711LB8 | SIMOTICS S SYNCHRONOUS SERVOMOTOR, 1FK7 COMPACT, 0.85 NM, 100K, 6000 RPM,0,38KW, NATURAL COOLING, POWER/SIGNAL CONNECTORS CONNECTOR CAN BE ROTATED BY 270 DEGR. FRAME SIZE IMB 5 (IM V1, IM V3) FLANGE 1 ABSOLUTE ENCODER 512 P/REV (ENCODER A-512) WITH DRIVE-CLIQ INTERFACE; PERFORMANCE REDUCTION BY 10% DUE TO ABSOLUTE ENCODER; SHAFT WITH FITTED KEY, TOLERANCE N; WITH HOLDING BRAKE DEGREE OF PROTECTION IP65 IP67 D-END FLANGE; RAL7016 COATING; METALLIC RATING PLATE AT MOTOR | 2750 | TEM | 1 | MC | 2.002 | 1
1FK70225AK711LG0 | SIMOTICS S SYNCHRONOUS SERVOMOTOR, 1FK7 COMPACT, 0.85 NM, 100K, 6000 RPM,0,38KW, NATURAL COOLING, POWER/SIGNAL CONNECTORS CONNECTOR CAN BE ROTATED BY 270 DEGR. FRAME SIZE IMB 5 (IM V1, IM V3) FLANGE 1 ABSOLUTE ENCODER 512 P/REV (ENCODER A-512) WITH DRIVE-CLIQ INTERFACE; PERFORMANCE REDUCTION BY 10% DUE TO ABSOLUTE ENCODER; PLAIN SHAFT, TOLERANCE N; W/O HOLDING BRAKE DEGREE OF PROTECTION IP64 | 2179 | TEM | 1 | MC | 1.803 | 1
1FK70225AK711LG2 | SIMOTICS S SYNCHRONOUS SERVOMOTOR, 1FK7 COMPACT, 0.85 NM, 100K, 6000 RPM,0,38KW, NATURAL COOLING, POWER/SIGNAL CONNECTORS CONNECTOR CAN BE ROTATED BY 270 DEGR. FRAME SIZE IMB 5 (IM V1, IM V3) FLANGE 1 ABSOLUTE ENCODER 512 P/REV (ENCODER A-512) WITH DRIVE-CLIQ INTERFACE; PERFORMANCE REDUCTION BY 10% DUE TO ABSOLUTE ENCODER; PLAIN SHAFT, TOLERANCE N; W/O HOLDING BRAKE DEGREE OF PROTECTION IP65 FLANGE ON DRIVE END IP67 | 2277 | TEM | 1 | MC | 1.803 | 1
1FK70225AK711LG3 | SIMOTICS S SYNCHRONOUS SERVOMOTOR, 1FK7 COMPACT, 0.85 NM, 100K, 6000 RPM,0,38KW, NATURAL COOLING, POWER/SIGNAL CONNECTORS CONNECTOR CAN BE ROTATED BY 270 DEGR. FRAME SIZE IMB 5 (IM V1, IM V3) FLANGE 1 ABSOLUTE ENCODER 512 P/REV (ENCODER A-512) WITH DRIVE-CLIQ INTERFACE; PERFORMANCE REDUCTION BY 10% DUE TO ABSOLUTE ENCODER; PLAIN SHAFT, TOLERANCE N; W/O HOLDING BRAKE DEGREE OF PROTECTION IP64; PAINT FINISH RAL7016 | 2227 | TEM | 1 | MC | 1.803 | 1
1FK70225AK711LG5 | SIMOTICS S SYNCHRONOUS SERVOMOTOR, 1FK7 COMPACT, 0.85 NM, 100K, 6000 RPM,0,38KW, NATURAL COOLING, POWER/SIGNAL CONNECTORS CONNECTOR CAN BE ROTATED BY 270 DEGR. FRAME SIZE IMB 5 (IM V1, IM V3) FLANGE 1 ABSOLUTE ENCODER 512 P/REV (ENCODER A-512) WITH DRIVE-CLIQ INTERFACE; PERFORMANCE REDUCTION BY 10% DUE TO ABSOLUTE ENCODER; PLAIN SHAFT, TOLERANCE N; W/O HOLDING BRAKE DEGREE OF PROTECTION IP65 AS FLANGE IP67; PAINT FINISH RAL7016 | 2325 | TEM | 1 | MC | 1.803 | 1
1FK70225AK711LG8 | SIMOTICS S SYNCHRONOUS SERVOMOTOR, 1FK7 COMPACT, 0.85 NM, 100K, 6000 RPM,0,38KW, NATURAL COOLING, POWER/SIGNAL CONNECTORS CONNECTOR CAN BE ROTATED BY 270 DEGR. FRAME SIZE IMB 5 (IM V1, IM V3) FLANGE 1 ABSOLUTE ENCODER 512 P/REV (ENCODER A-512) WITH DRIVE-CLIQ INTERFACE; PERFORMANCE REDUCTION BY 10% DUE TO ABSOLUTE ENCODER; PLAIN SHAFT, TOLERANCE N; W/O HOLDING BRAKE DEGREE OF PROTECTION IP65 IP67 D-END FLANGE; RAL7016 COATING; METALLIC RATING PLATE AT MOTOR | 2430 | TEM | 1 | MC | 1.803 | 1
1FK70225AK711LH0 | SIMOTICS S SYNCHRONOUS SERVOMOTOR, 1FK7 COMPACT, 0.85 NM, 100K, 6000 RPM,0,38KW, NATURAL COOLING, POWER/SIGNAL CONNECTORS CONNECTOR CAN BE ROTATED BY 270 DEGR. FRAME SIZE IMB 5 (IM V1, IM V3) FLANGE 1 ABSOLUTE ENCODER 512 P/REV (ENCODER A-512) WITH DRIVE-CLIQ INTERFACE; PERFORMANCE REDUCTION BY 10% DUE TO ABSOLUTE ENCODER; PLAIN SHAFT, TOLERANCE N; WITH HOLDING BRAKE DEGREE OF PROTECTION IP64 | 2406 | TEM | 1 | MC | 2.002 | 1
1FK70225AK711LH2 | SIMOTICS S SYNCHRONOUS SERVOMOTOR, 1FK7 COMPACT, 0.85 NM, 100K, 6000 RPM,0,38KW, NATURAL COOLING, POWER/SIGNAL CONNECTORS CONNECTOR CAN BE ROTATED BY 270 DEGR. FRAME SIZE IMB 5 (IM V1, IM V3) FLANGE 1 ABSOLUTE ENCODER 512 P/REV (ENCODER A-512) WITH DRIVE-CLIQ INTERFACE; PERFORMANCE REDUCTION BY 10% DUE TO ABSOLUTE ENCODER; PLAIN SHAFT, TOLERANCE N; WITH HOLDING BRAKE DEGREE OF PROTECTION IP65 FLANGE ON DRIVE END IP67 | 2505 | TEM | 1 | MC | 2.002 | 1
1FK70225AK711LH3 | SIMOTICS S SYNCHRONOUS SERVOMOTOR, 1FK7 COMPACT, 0.85 NM, 100K, 6000 RPM,0,38KW, NATURAL COOLING, POWER/SIGNAL CONNECTORS CONNECTOR CAN BE ROTATED BY 270 DEGR. FRAME SIZE IMB 5 (IM V1, IM V3) FLANGE 1 ABSOLUTE ENCODER 512 P/REV (ENCODER A-512) WITH DRIVE-CLIQ INTERFACE; PERFORMANCE REDUCTION BY 10% DUE TO ABSOLUTE ENCODER; PLAIN SHAFT, TOLERANCE N; WITH HOLDING BRAKE DEGREE OF PROTECTION IP64; PAINT FINISH RAL7016 | 2454 | TEM | 1 | MC | 2.002 | 1
1FK70225AK711LH5 | SIMOTICS S SYNCHRONOUS SERVOMOTOR, 1FK7 COMPACT, 0.85 NM, 100K, 6000 RPM,0,38KW, NATURAL COOLING, POWER/SIGNAL CONNECTORS CONNECTOR CAN BE ROTATED BY 270 DEGR. FRAME SIZE IMB 5 (IM V1, IM V3) FLANGE 1 ABSOLUTE ENCODER 512 P/REV (ENCODER A-512) WITH DRIVE-CLIQ INTERFACE; PERFORMANCE REDUCTION BY 10% DUE TO ABSOLUTE ENCODER; PLAIN SHAFT, TOLERANCE N; WITH HOLDING BRAKE DEGREE OF PROTECTION IP65 AS FLANGE IP67; PAINT FINISH RAL7016 | 2552 | TEM | 1 | MC | 2.002 | 1
1FK70225AK711LH8 | SIMOTICS S SYNCHRONOUS SERVOMOTOR, 1FK7 COMPACT, 0.85 NM, 100K, 6000 RPM,0,38KW, NATURAL COOLING, POWER/SIGNAL CONNECTORS CONNECTOR CAN BE ROTATED BY 270 DEGR. FRAME SIZE IMB 5 (IM V1, IM V3) FLANGE 1 ABSOLUTE ENCODER 512 P/REV (ENCODER A-512) WITH DRIVE-CLIQ INTERFACE; PERFORMANCE REDUCTION BY 10% DUE TO ABSOLUTE ENCODER; PLAIN SHAFT, TOLERANCE N; WITH HOLDING BRAKE DEGREE OF PROTECTION IP65 IP67 D-END FLANGE; RAL7016 COATING; METALLIC RATING PLATE AT MOTOR | 2657 | TEM | 1 | MC | 2.002 | 1
1FK70225AK711PA0 | SIMOTICS S SYNCHRONOUS SERVOMOTOR, 1FK7 COMPACT, 0.85 NM, 100K, 6000 RPM,0,38KW, NATURAL COOLING, POWER/SIGNAL CONNECTORS CONNECTOR CAN BE ROTATED BY 270 DEGR. FRAME SIZE IMB 5 (IM V1, IM V3) FLANGE 1 RESOLVER 2-POLE (RESOLVER P=1) WITH DRIVE-CLIQ INTERFACE; SHAFT WITH FITTED KEY, TOLERANCE N; W/O HOLDING BRAKE DEGREE OF PROTECTION IP64 | 1267 | TEM | 1 | MC | 1.803 | 1
1FK70225AK711PA2 | SIMOTICS S SYNCHRONOUS SERVOMOTOR, 1FK7 COMPACT, 0.85 NM, 100K, 6000 RPM,0,38KW, NATURAL COOLING, POWER/SIGNAL CONNECTORS CONNECTOR CAN BE ROTATED BY 270 DEGR. FRAME SIZE IMB 5 (IM V1, IM V3) FLANGE 1 RESOLVER 2-POLE (RESOLVER P=1) WITH DRIVE-CLIQ INTERFACE; SHAFT WITH FITTED KEY, TOLERANCE N; W/O HOLDING BRAKE DEGREE OF PROTECTION IP65 FLANGE ON DRIVE END IP67 | 1365 | TEM | 1 | MC | 1.803 | 1
1FK70225AK711PA3 | SIMOTICS S SYNCHRONOUS SERVOMOTOR, 1FK7 COMPACT, 0.85 NM, 100K, 6000 RPM,0,38KW, NATURAL COOLING, POWER/SIGNAL CONNECTORS CONNECTOR CAN BE ROTATED BY 270 DEGR. FRAME SIZE IMB 5 (IM V1, IM V3) FLANGE 1 RESOLVER 2-POLE (RESOLVER P=1) WITH DRIVE-CLIQ INTERFACE; SHAFT WITH FITTED KEY, TOLERANCE N; W/O HOLDING BRAKE DEGREE OF PROTECTION IP64; PAINT FINISH RAL7016 | 1314 | TEM | 1 | MC | 1.803 | 1
1FK70225AK711PA5 | SIMOTICS S SYNCHRONOUS SERVOMOTOR, 1FK7 COMPACT, 0.85 NM, 100K, 6000 RPM,0,38KW, NATURAL COOLING, POWER/SIGNAL CONNECTORS CONNECTOR CAN BE ROTATED BY 270 DEGR. FRAME SIZE IMB 5 (IM V1, IM V3) FLANGE 1 RESOLVER 2-POLE (RESOLVER P=1) WITH DRIVE-CLIQ INTERFACE; SHAFT WITH FITTED KEY, TOLERANCE N; W/O HOLDING BRAKE DEGREE OF PROTECTION IP65 AS FLANGE IP67; PAINT FINISH RAL7016 | 1412 | TEM | 1 | MC | 1.803 | 1
1FK70225AK711PA8 | SIMOTICS S SYNCHRONOUS SERVOMOTOR, 1FK7 COMPACT, 0.85 NM, 100K, 6000 RPM,0,38KW, NATURAL COOLING, POWER/SIGNAL CONNECTORS CONNECTOR CAN BE ROTATED BY 270 DEGR. FRAME SIZE IMB 5 (IM V1, IM V3) FLANGE 1 RESOLVER 2-POLE (RESOLVER P=1) WITH DRIVE-CLIQ INTERFACE; SHAFT WITH FITTED KEY, TOLERANCE N; W/O HOLDING BRAKE DEGREE OF PROTECTION IP65 IP67 D-END FLANGE; RAL7016 COATING; METALLIC RATING PLATE AT MOTOR | 1517 | TEM | 1 | MC | 1.803 | 1
1FK70225AK711PB0 | SIMOTICS S SYNCHRONOUS SERVOMOTOR, 1FK7 COMPACT, 0.85 NM, 100K, 6000 RPM,0,38KW, NATURAL COOLING, POWER/SIGNAL CONNECTORS CONNECTOR CAN BE ROTATED BY 270 DEGR. FRAME SIZE IMB 5 (IM V1, IM V3) FLANGE 1 RESOLVER 2-POLE (RESOLVER P=1) WITH DRIVE-CLIQ INTERFACE; SHAFT WITH FITTED KEY, TOLERANCE N; WITH HOLDING BRAKE DEGREE OF PROTECTION IP64 | 1497 | TEM | 1 | MC | 2.002 | 1
1FK70225AK711PB2 | SIMOTICS S SYNCHRONOUS SERVOMOTOR, 1FK7 COMPACT, 0.85 NM, 100K, 6000 RPM,0,38KW, NATURAL COOLING, POWER/SIGNAL CONNECTORS CONNECTOR CAN BE ROTATED BY 270 DEGR. FRAME SIZE IMB 5 (IM V1, IM V3) FLANGE 1 RESOLVER 2-POLE (RESOLVER P=1) WITH DRIVE-CLIQ INTERFACE; SHAFT WITH FITTED KEY, TOLERANCE N; WITH HOLDING BRAKE DEGREE OF PROTECTION IP65 FLANGE ON DRIVE END IP67 | 1595 | TEM | 1 | MC | 2.002 | 1
1FK70225AK711PB3 | SIMOTICS S SYNCHRONOUS SERVOMOTOR, 1FK7 COMPACT, 0.85 NM, 100K, 6000 RPM,0,38KW, NATURAL COOLING, POWER/SIGNAL CONNECTORS CONNECTOR CAN BE ROTATED BY 270 DEGR. FRAME SIZE IMB 5 (IM V1, IM V3) FLANGE 1 RESOLVER 2-POLE (RESOLVER P=1) WITH DRIVE-CLIQ INTERFACE; SHAFT WITH FITTED KEY, TOLERANCE N; WITH HOLDING BRAKE DEGREE OF PROTECTION IP64; PAINT FINISH RAL7016 | 1544 | TEM | 1 | MC | 2.002 | 1
1FK70225AK711PB5 | SIMOTICS S SYNCHRONOUS SERVOMOTOR, 1FK7 COMPACT, 0.85 NM, 100K, 6000 RPM,0,38KW, NATURAL COOLING, POWER/SIGNAL CONNECTORS CONNECTOR CAN BE ROTATED BY 270 DEGR. FRAME SIZE IMB 5 (IM V1, IM V3) FLANGE 1 RESOLVER 2-POLE (RESOLVER P=1) WITH DRIVE-CLIQ INTERFACE; SHAFT WITH FITTED KEY, TOLERANCE N; WITH HOLDING BRAKE DEGREE OF PROTECTION IP65 AS FLANGE IP67; PAINT FINISH RAL7016 | 1642 | TEM | 1 | MC | 2.002 | 1
1FK70225AK711PB8 | SIMOTICS S SYNCHRONOUS SERVOMOTOR, 1FK7 COMPACT, 0.85 NM, 100K, 6000 RPM,0,38KW, NATURAL COOLING, POWER/SIGNAL CONNECTORS CONNECTOR CAN BE ROTATED BY 270 DEGR. FRAME SIZE IMB 5 (IM V1, IM V3) FLANGE 1 RESOLVER 2-POLE (RESOLVER P=1) WITH DRIVE-CLIQ INTERFACE; SHAFT WITH FITTED KEY, TOLERANCE N; WITH HOLDING BRAKE DEGREE OF PROTECTION IP65 IP67 D-END FLANGE; RAL7016 COATING; METALLIC RATING PLATE AT MOTOR | 1747 | TEM | 1 | MC | 2.002 | 1
1FK70225AK711PG0 | SIMOTICS S SYNCHRONOUS SERVOMOTOR, 1FK7 COMPACT, 0.85 NM, 100K, 6000 RPM,0,38KW, NATURAL COOLING, POWER/SIGNAL CONNECTORS CONNECTOR CAN BE ROTATED BY 270 DEGR. FRAME SIZE IMB 5 (IM V1, IM V3) FLANGE 1 RESOLVER 2-POLE (RESOLVER P=1) WITH DRIVE-CLIQ INTERFACE; PLAIN SHAFT, TOLERANCE N; W/O HOLDING BRAKE DEGREE OF PROTECTION IP64 | 1176 | TEM | 1 | MC | 1.803 | 1
1FK70225AK711PG2 | SIMOTICS S SYNCHRONOUS SERVOMOTOR, 1FK7 COMPACT, 0.85 NM, 100K, 6000 RPM,0,38KW, NATURAL COOLING, POWER/SIGNAL CONNECTORS CONNECTOR CAN BE ROTATED BY 270 DEGR. FRAME SIZE IMB 5 (IM V1, IM V3) FLANGE 1 RESOLVER 2-POLE (RESOLVER P=1) WITH DRIVE-CLIQ INTERFACE; PLAIN SHAFT, TOLERANCE N; W/O HOLDING BRAKE DEGREE OF PROTECTION IP65 FLANGE ON DRIVE END IP67 | 1274 | TEM | 1 | MC | 1.803 | 1
1FK70225AK711PG3 | SIMOTICS S SYNCHRONOUS SERVOMOTOR, 1FK7 COMPACT, 0.85 NM, 100K, 6000 RPM,0,38KW, NATURAL COOLING, POWER/SIGNAL CONNECTORS CONNECTOR CAN BE ROTATED BY 270 DEGR. FRAME SIZE IMB 5 (IM V1, IM V3) FLANGE 1 RESOLVER 2-POLE (RESOLVER P=1) WITH DRIVE-CLIQ INTERFACE; PLAIN SHAFT, TOLERANCE N; W/O HOLDING BRAKE DEGREE OF PROTECTION IP64; PAINT FINISH RAL7016 | 1224 | TEM | 1 | MC | 1.803 | 1
1FK70225AK711PG5 | SIMOTICS S SYNCHRONOUS SERVOMOTOR, 1FK7 COMPACT, 0.85 NM, 100K, 6000 RPM,0,38KW, NATURAL COOLING, POWER/SIGNAL CONNECTORS CONNECTOR CAN BE ROTATED BY 270 DEGR. FRAME SIZE IMB 5 (IM V1, IM V3) FLANGE 1 RESOLVER 2-POLE (RESOLVER P=1) WITH DRIVE-CLIQ INTERFACE; PLAIN SHAFT, TOLERANCE N; W/O HOLDING BRAKE DEGREE OF PROTECTION IP65 AS FLANGE IP67; PAINT FINISH RAL7016 | 1322 | TEM | 1 | MC | 1.803 | 1
1FK70225AK711PG8 | SIMOTICS S SYNCHRONOUS SERVOMOTOR, 1FK7 COMPACT, 0.85 NM, 100K, 6000 RPM,0,38KW, NATURAL COOLING, POWER/SIGNAL CONNECTORS CONNECTOR CAN BE ROTATED BY 270 DEGR. FRAME SIZE IMB 5 (IM V1, IM V3) FLANGE 1 RESOLVER 2-POLE (RESOLVER P=1) WITH DRIVE-CLIQ INTERFACE; PLAIN SHAFT, TOLERANCE N; W/O HOLDING BRAKE DEGREE OF PROTECTION IP65 IP67 D-END FLANGE; RAL7016 COATING; METALLIC RATING PLATE AT MOTOR | 1427 | TEM | 1 | MC | 1.803 | 1
1FK70225AK711PH0 | SIMOTICS S SYNCHRONOUS SERVOMOTOR, 1FK7 COMPACT, 0.85 NM, 100K, 6000 RPM,0,38KW, NATURAL COOLING, POWER/SIGNAL CONNECTORS CONNECTOR CAN BE ROTATED BY 270 DEGR. FRAME SIZE IMB 5 (IM V1, IM V3) FLANGE 1 RESOLVER 2-POLE (RESOLVER P=1) WITH DRIVE-CLIQ INTERFACE; PLAIN SHAFT, TOLERANCE N; WITH HOLDING BRAKE DEGREE OF PROTECTION IP64 | 1404 | TEM | 1 | MC | 2.002 | 1
1FK70225AK711PH2 | SIMOTICS S SYNCHRONOUS SERVOMOTOR, 1FK7 COMPACT, 0.85 NM, 100K, 6000 RPM,0,38KW, NATURAL COOLING, POWER/SIGNAL CONNECTORS CONNECTOR CAN BE ROTATED BY 270 DEGR. FRAME SIZE IMB 5 (IM V1, IM V3) FLANGE 1 RESOLVER 2-POLE (RESOLVER P=1) WITH DRIVE-CLIQ INTERFACE; PLAIN SHAFT, TOLERANCE N; WITH HOLDING BRAKE DEGREE OF PROTECTION IP65 FLANGE ON DRIVE END IP67 | 1502 | TEM | 1 | MC | 2.002 | 1
1FK70225AK711PH3 | SIMOTICS S SYNCHRONOUS SERVOMOTOR, 1FK7 COMPACT, 0.85 NM, 100K, 6000 RPM,0,38KW, NATURAL COOLING, POWER/SIGNAL CONNECTORS CONNECTOR CAN BE ROTATED BY 270 DEGR. FRAME SIZE IMB 5 (IM V1, IM V3) FLANGE 1 RESOLVER 2-POLE (RESOLVER P=1) WITH DRIVE-CLIQ INTERFACE; PLAIN SHAFT, TOLERANCE N; WITH HOLDING BRAKE DEGREE OF PROTECTION IP64; PAINT FINISH RAL7016 | 1451 | TEM | 1 | MC | 2.002 | 1
1FK70225AK711PH5 | SIMOTICS S SYNCHRONOUS SERVOMOTOR, 1FK7 COMPACT, 0.85 NM, 100K, 6000 RPM,0,38KW, NATURAL COOLING, POWER/SIGNAL CONNECTORS CONNECTOR CAN BE ROTATED BY 270 DEGR. FRAME SIZE IMB 5 (IM V1, IM V3) FLANGE 1 RESOLVER 2-POLE (RESOLVER P=1) WITH DRIVE-CLIQ INTERFACE; PLAIN SHAFT, TOLERANCE N; WITH HOLDING BRAKE DEGREE OF PROTECTION IP65 AS FLANGE IP67; PAINT FINISH RAL7016 | 1549 | TEM | 1 | MC | 2.002 | 1
1FK70225AK711PH8 | SIMOTICS S SYNCHRONOUS SERVOMOTOR, 1FK7 COMPACT, 0.85 NM, 100K, 6000 RPM,0,38KW, NATURAL COOLING, POWER/SIGNAL CONNECTORS CONNECTOR CAN BE ROTATED BY 270 DEGR. FRAME SIZE IMB 5 (IM V1, IM V3) FLANGE 1 RESOLVER 2-POLE (RESOLVER P=1) WITH DRIVE-CLIQ INTERFACE; PLAIN SHAFT, TOLERANCE N; WITH HOLDING BRAKE DEGREE OF PROTECTION IP65 IP67 D-END FLANGE; RAL7016 COATING; METALLIC RATING PLATE AT MOTOR | 1654 | TEM | 1 | MC | 2.002 | 1
1FK70225AK711SA0 | SIMOTICS S SYNCHRONOUS SERVOMOTOR, 1FK7 COMPACT, 0.85 NM, 100K, 6000 RPM,0,38KW, NATURAL COOLING, POWER/SIGNAL CONNECTORS CONNECTOR CAN BE ROTATED BY 270 DEGR. FRAME SIZE IMB 5 (IM V1, IM V3) FLANGE 1, WITH KTY TEMPERATURESENSOR RESOLVER MULTI-POLE (RESOLVER P=3); SHAFT WITH FITTED KEY, TOLERANCE N; W/O HOLDING BRAKE DEGREE OF PROTECTION IP64 | 1014 | TEM | 1 | MC | 1.803 | 1
1FK70225AK711SA2 | SIMOTICS S SYNCHRONOUS SERVOMOTOR, 1FK7 COMPACT, 0.85 NM, 100K, 6000 RPM,0,38KW, NATURAL COOLING, POWER/SIGNAL CONNECTORS CONNECTOR CAN BE ROTATED BY 270 DEGR. FRAME SIZE IMB 5 (IM V1, IM V3) FLANGE 1, WITH KTY TEMPERATURESENSOR RESOLVER MULTI-POLE (RESOLVER P=3); SHAFT WITH FITTED KEY, TOLERANCE N; W/O HOLDING BRAKE DEGREE OF PROTECTION IP65 FLANGE ON DRIVE END IP67 | 1112 | TEM | 1 | MC | 1.803 | 1
1FK70225AK711SA3 | SIMOTICS S SYNCHRONOUS SERVOMOTOR, 1FK7 COMPACT, 0.85 NM, 100K, 6000 RPM,0,38KW, NATURAL COOLING, POWER/SIGNAL CONNECTORS CONNECTOR CAN BE ROTATED BY 270 DEGR. FRAME SIZE IMB 5 (IM V1, IM V3) FLANGE 1, WITH KTY TEMPERATURESENSOR RESOLVER MULTI-POLE (RESOLVER P=3); SHAFT WITH FITTED KEY, TOLERANCE N; W/O HOLDING BRAKE DEGREE OF PROTECTION IP64; PAINT FINISH RAL7016 | 1061 | TEM | 1 | MC | 1.803 | 1
1FK70225AK711SA5 | SIMOTICS S SYNCHRONOUS SERVOMOTOR, 1FK7 COMPACT, 0.85 NM, 100K, 6000 RPM,0,38KW, NATURAL COOLING, POWER/SIGNAL CONNECTORS CONNECTOR CAN BE ROTATED BY 270 DEGR. FRAME SIZE IMB 5 (IM V1, IM V3) FLANGE 1, WITH KTY TEMPERATURESENSOR RESOLVER MULTI-POLE (RESOLVER P=3); SHAFT WITH FITTED KEY, TOLERANCE N; W/O HOLDING BRAKE DEGREE OF PROTECTION IP65 AS FLANGE IP67; PAINT FINISH RAL7016 | 1159 | TEM | 1 | MC | 1.803 | 1
1FK70225AK711SA8 | SIMOTICS S SYNCHRONOUS SERVOMOTOR, 1FK7 COMPACT, 0.85 NM, 100K, 6000 RPM,0,38KW, NATURAL COOLING, POWER/SIGNAL CONNECTORS CONNECTOR CAN BE ROTATED BY 270 DEGR. FRAME SIZE IMB 5 (IM V1, IM V3) FLANGE 1, WITH KTY TEMPERATURESENSOR RESOLVER MULTI-POLE (RESOLVER P=3); SHAFT WITH FITTED KEY, TOLERANCE N; W/O HOLDING BRAKE DEGREE OF PROTECTION IP65 IP67 D-END FLANGE; RAL7016 COATING; METALLIC RATING PLATE AT MOTOR | 1264 | TEM | 1 | MC | 1.803 | 1
1FK70225AK711SB0 | SIMOTICS S SYNCHRONOUS SERVOMOTOR, 1FK7 COMPACT, 0.85 NM, 100K, 6000 RPM,0,38KW, NATURAL COOLING, POWER/SIGNAL CONNECTORS CONNECTOR CAN BE ROTATED BY 270 DEGR. FRAME SIZE IMB 5 (IM V1, IM V3) FLANGE 1, WITH KTY TEMPERATURESENSOR RESOLVER MULTI-POLE (RESOLVER P=3); SHAFT WITH FITTED KEY, TOLERANCE N; WITH HOLDING BRAKE DEGREE OF PROTECTION IP64 | 1244 | TEM | 1 | MC | 2.002 | 1
1FK70225AK711SB2 | SIMOTICS S SYNCHRONOUS SERVOMOTOR, 1FK7 COMPACT, 0.85 NM, 100K, 6000 RPM,0,38KW, NATURAL COOLING, POWER/SIGNAL CONNECTORS CONNECTOR CAN BE ROTATED BY 270 DEGR. FRAME SIZE IMB 5 (IM V1, IM V3) FLANGE 1, WITH KTY TEMPERATURESENSOR RESOLVER MULTI-POLE (RESOLVER P=3); SHAFT WITH FITTED KEY, TOLERANCE N; WITH HOLDING BRAKE DEGREE OF PROTECTION IP65 FLANGE ON DRIVE END IP67 | 1342 | TEM | 1 | MC | 2.002 | 1
1FK70225AK711SB3 | SIMOTICS S SYNCHRONOUS SERVOMOTOR, 1FK7 COMPACT, 0.85 NM, 100K, 6000 RPM,0,38KW, NATURAL COOLING, POWER/SIGNAL CONNECTORS CONNECTOR CAN BE ROTATED BY 270 DEGR. FRAME SIZE IMB 5 (IM V1, IM V3) FLANGE 1, WITH KTY TEMPERATURESENSOR RESOLVER MULTI-POLE (RESOLVER P=3); SHAFT WITH FITTED KEY, TOLERANCE N; WITH HOLDING BRAKE DEGREE OF PROTECTION IP64; PAINT FINISH RAL7016 | 1291 | TEM | 1 | MC | 2.002 | 1
1FK70225AK711SB5 | SIMOTICS S SYNCHRONOUS SERVOMOTOR, 1FK7 COMPACT, 0.85 NM, 100K, 6000 RPM,0,38KW, NATURAL COOLING, POWER/SIGNAL CONNECTORS CONNECTOR CAN BE ROTATED BY 270 DEGR. FRAME SIZE IMB 5 (IM V1, IM V3) FLANGE 1, WITH KTY TEMPERATURESENSOR RESOLVER MULTI-POLE (RESOLVER P=3); SHAFT WITH FITTED KEY, TOLERANCE N; WITH HOLDING BRAKE DEGREE OF PROTECTION IP65 AS FLANGE IP67; PAINT FINISH RAL7016 | 1389 | TEM | 1 | MC | 2.002 | 1
1FK70225AK711SB8 | SIMOTICS S SYNCHRONOUS SERVOMOTOR, 1FK7 COMPACT, 0.85 NM, 100K, 6000 RPM,0,38KW, NATURAL COOLING, POWER/SIGNAL CONNECTORS CONNECTOR CAN BE ROTATED BY 270 DEGR. FRAME SIZE IMB 5 (IM V1, IM V3) FLANGE 1, WITH KTY TEMPERATURESENSOR RESOLVER MULTI-POLE (RESOLVER P=3); SHAFT WITH FITTED KEY, TOLERANCE N; WITH HOLDING BRAKE DEGREE OF PROTECTION IP65 IP67 D-END FLANGE; RAL7016 COATING; METALLIC RATING PLATE AT MOTOR | 1494 | TEM | 1 | MC | 2.002 | 1
1FK70225AK711SG0 | SIMOTICS S SYNCHRONOUS SERVOMOTOR, 1FK7 COMPACT, 0.85 NM, 100K, 6000 RPM,0,38KW, NATURAL COOLING, POWER/SIGNAL CONNECTORS CONNECTOR CAN BE ROTATED BY 270 DEGR. FRAME SIZE IMB 5 (IM V1, IM V3) FLANGE 1, WITH KTY TEMPERATURESENSOR RESOLVER MULTI-POLE (RESOLVER P=3); PLAIN SHAFT, TOLERANCE N; W/O HOLDING BRAKE DEGREE OF PROTECTION IP64 | 923 | TEM | 1 | MC | 1.803 | 1
1FK70225AK711SG2 | SIMOTICS S SYNCHRONOUS SERVOMOTOR, 1FK7 COMPACT, 0.85 NM, 100K, 6000 RPM,0,38KW, NATURAL COOLING, POWER/SIGNAL CONNECTORS CONNECTOR CAN BE ROTATED BY 270 DEGR. FRAME SIZE IMB 5 (IM V1, IM V3) FLANGE 1, WITH KTY TEMPERATURESENSOR RESOLVER MULTI-POLE (RESOLVER P=3); PLAIN SHAFT, TOLERANCE N; W/O HOLDING BRAKE DEGREE OF PROTECTION IP65 FLANGE ON DRIVE END IP67 | 1021 | TEM | 1 | MC | 1.803 | 1
1FK70225AK711SG3 | SIMOTICS S SYNCHRONOUS SERVOMOTOR, 1FK7 COMPACT, 0.85 NM, 100K, 6000 RPM,0,38KW, NATURAL COOLING, POWER/SIGNAL CONNECTORS CONNECTOR CAN BE ROTATED BY 270 DEGR. FRAME SIZE IMB 5 (IM V1, IM V3) FLANGE 1, WITH KTY TEMPERATURESENSOR RESOLVER MULTI-POLE (RESOLVER P=3); PLAIN SHAFT, TOLERANCE N; W/O HOLDING BRAKE DEGREE OF PROTECTION IP64; PAINT FINISH RAL7016 | 971 | TEM | 1 | MC | 1.803 | 1
1FK70225AK711SG5 | SIMOTICS S SYNCHRONOUS SERVOMOTOR, 1FK7 COMPACT, 0.85 NM, 100K, 6000 RPM,0,38KW, NATURAL COOLING, POWER/SIGNAL CONNECTORS CONNECTOR CAN BE ROTATED BY 270 DEGR. FRAME SIZE IMB 5 (IM V1, IM V3) FLANGE 1, WITH KTY TEMPERATURESENSOR RESOLVER MULTI-POLE (RESOLVER P=3); PLAIN SHAFT, TOLERANCE N; W/O HOLDING BRAKE DEGREE OF PROTECTION IP65 AS FLANGE IP67; PAINT FINISH RAL7016 | 1069 | TEM | 1 | MC | 1.803 | 1
1FK70225AK711SG8 | SIMOTICS S SYNCHRONOUS SERVOMOTOR, 1FK7 COMPACT, 0.85 NM, 100K, 6000 RPM,0,38KW, NATURAL COOLING, POWER/SIGNAL CONNECTORS CONNECTOR CAN BE ROTATED BY 270 DEGR. FRAME SIZE IMB 5 (IM V1, IM V3) FLANGE 1, WITH KTY TEMPERATURESENSOR RESOLVER MULTI-POLE (RESOLVER P=3); PLAIN SHAFT, TOLERANCE N; W/O HOLDING BRAKE DEGREE OF PROTECTION IP65 IP67 D-END FLANGE; RAL7016 COATING; METALLIC RATING PLATE AT MOTOR | 1174 | TEM | 1 | MC | 1.803 | 1
1FK70225AK711SH0 | SIMOTICS S SYNCHRONOUS SERVOMOTOR, 1FK7 COMPACT, 0.85 NM, 100K, 6000 RPM,0,38KW, NATURAL COOLING, POWER/SIGNAL CONNECTORS CONNECTOR CAN BE ROTATED BY 270 DEGR. FRAME SIZE IMB 5 (IM V1, IM V3) FLANGE 1, WITH KTY TEMPERATURESENSOR RESOLVER MULTI-POLE (RESOLVER P=3); PLAIN SHAFT, TOLERANCE N; WITH HOLDING BRAKE DEGREE OF PROTECTION IP64 | 1150 | TEM | 1 | MC | 2.002 | 1
1FK70225AK711SH2 | SIMOTICS S SYNCHRONOUS SERVOMOTOR, 1FK7 COMPACT, 0.85 NM, 100K, 6000 RPM,0,38KW, NATURAL COOLING, POWER/SIGNAL CONNECTORS CONNECTOR CAN BE ROTATED BY 270 DEGR. FRAME SIZE IMB 5 (IM V1, IM V3) FLANGE 1, WITH KTY TEMPERATURESENSOR RESOLVER MULTI-POLE (RESOLVER P=3); PLAIN SHAFT, TOLERANCE N; WITH HOLDING BRAKE DEGREE OF PROTECTION IP65 FLANGE ON DRIVE END IP67 | 1249 | TEM | 1 | MC | 2.002 | 1
1FK70225AK711SH3 | SIMOTICS S SYNCHRONOUS SERVOMOTOR, 1FK7 COMPACT, 0.85 NM, 100K, 6000 RPM,0,38KW, NATURAL COOLING, POWER/SIGNAL CONNECTORS CONNECTOR CAN BE ROTATED BY 270 DEGR. FRAME SIZE IMB 5 (IM V1, IM V3) FLANGE 1, WITH KTY TEMPERATURESENSOR RESOLVER MULTI-POLE (RESOLVER P=3); PLAIN SHAFT, TOLERANCE N; WITH HOLDING BRAKE DEGREE OF PROTECTION IP64; PAINT FINISH RAL7016 | 1198 | TEM | 1 | MC | 2.002 | 1
1FK70225AK711SH5 | SIMOTICS S SYNCHRONOUS SERVOMOTOR, 1FK7 COMPACT, 0.85 NM, 100K, 6000 RPM,0,38KW, NATURAL COOLING, POWER/SIGNAL CONNECTORS CONNECTOR CAN BE ROTATED BY 270 DEGR. FRAME SIZE IMB 5 (IM V1, IM V3) FLANGE 1, WITH KTY TEMPERATURESENSOR RESOLVER MULTI-POLE (RESOLVER P=3); PLAIN SHAFT, TOLERANCE N; WITH HOLDING BRAKE DEGREE OF PROTECTION IP65 AS FLANGE IP67; PAINT FINISH RAL7016 | 1296 | TEM | 1 | MC | 2.002 | 1
1FK70225AK711SH8 | SIMOTICS S SYNCHRONOUS SERVOMOTOR, 1FK7 COMPACT, 0.85 NM, 100K, 6000 RPM,0,38KW, NATURAL COOLING, POWER/SIGNAL CONNECTORS CONNECTOR CAN BE ROTATED BY 270 DEGR. FRAME SIZE IMB 5 (IM V1, IM V3) FLANGE 1, WITH KTY TEMPERATURESENSOR RESOLVER MULTI-POLE (RESOLVER P=3); PLAIN SHAFT, TOLERANCE N; WITH HOLDING BRAKE DEGREE OF PROTECTION IP65 IP67 D-END FLANGE; RAL7016 COATING; METALLIC RATING PLATE AT MOTOR | 1401 | TEM | 1 | MC | 2.002 | 1
1FK70225AK711TA0 | SIMOTICS S SYNCHRONOUS SERVOMOTOR, 1FK7 COMPACT, 0.85 NM, 100K, 6000 RPM,0,38KW, NATURAL COOLING, POWER/SIGNAL CONNECTORS CONNECTOR CAN BE ROTATED BY 270 DEGR. FRAME SIZE IMB 5 (IM V1, IM V3) FLANGE 1, WITH KTY TEMPERATURESENSOR RESOLVER 2-POLE (RESOLVER P=1); SHAFT WITH FITTED KEY, TOLERANCE N; W/O HOLDING BRAKE DEGREE OF PROTECTION IP64 | 1014 | TEM | 1 | MC | 1.803 | 1
1FK70225AK711TA2 | SIMOTICS S SYNCHRONOUS SERVOMOTOR, 1FK7 COMPACT, 0.85 NM, 100K, 6000 RPM,0,38KW, NATURAL COOLING, POWER/SIGNAL CONNECTORS CONNECTOR CAN BE ROTATED BY 270 DEGR. FRAME SIZE IMB 5 (IM V1, IM V3) FLANGE 1, WITH KTY TEMPERATURESENSOR RESOLVER 2-POLE (RESOLVER P=1); SHAFT WITH FITTED KEY, TOLERANCE N; W/O HOLDING BRAKE DEGREE OF PROTECTION IP65 FLANGE ON DRIVE END IP67 | 1112 | TEM | 1 | MC | 1.803 | 1
1FK70225AK711TA3 | SIMOTICS S SYNCHRONOUS SERVOMOTOR, 1FK7 COMPACT, 0.85 NM, 100K, 6000 RPM,0,38KW, NATURAL COOLING, POWER/SIGNAL CONNECTORS CONNECTOR CAN BE ROTATED BY 270 DEGR. FRAME SIZE IMB 5 (IM V1, IM V3) FLANGE 1, WITH KTY TEMPERATURESENSOR RESOLVER 2-POLE (RESOLVER P=1); SHAFT WITH FITTED KEY, TOLERANCE N; W/O HOLDING BRAKE DEGREE OF PROTECTION IP64; PAINT FINISH RAL7016 | 1061 | TEM | 1 | MC | 1.803 | 1
1FK70225AK711TA5 | SIMOTICS S SYNCHRONOUS SERVOMOTOR, 1FK7 COMPACT, 0.85 NM, 100K, 6000 RPM,0,38KW, NATURAL COOLING, POWER/SIGNAL CONNECTORS CONNECTOR CAN BE ROTATED BY 270 DEGR. FRAME SIZE IMB 5 (IM V1, IM V3) FLANGE 1, WITH KTY TEMPERATURESENSOR RESOLVER 2-POLE (RESOLVER P=1); SHAFT WITH FITTED KEY, TOLERANCE N; W/O HOLDING BRAKE DEGREE OF PROTECTION IP65 AS FLANGE IP67; PAINT FINISH RAL7016 | 1159 | TEM | 1 | MC | 1.803 | 1
1FK70225AK711TA8 | SIMOTICS S SYNCHRONOUS SERVOMOTOR, 1FK7 COMPACT, 0.85 NM, 100K, 6000 RPM,0,38KW, NATURAL COOLING, POWER/SIGNAL CONNECTORS CONNECTOR CAN BE ROTATED BY 270 DEGR. FRAME SIZE IMB 5 (IM V1, IM V3) FLANGE 1, WITH KTY TEMPERATURESENSOR RESOLVER 2-POLE (RESOLVER P=1); SHAFT WITH FITTED KEY, TOLERANCE N; W/O HOLDING BRAKE DEGREE OF PROTECTION IP65 IP67 D-END FLANGE; RAL7016 COATING; METALLIC RATING PLATE AT MOTOR | 1264 | TEM | 1 | MC | 1.803 | 1
1FK70225AK711TB0 | SIMOTICS S SYNCHRONOUS SERVOMOTOR, 1FK7 COMPACT, 0.85 NM, 100K, 6000 RPM,0,38KW, NATURAL COOLING, POWER/SIGNAL CONNECTORS CONNECTOR CAN BE ROTATED BY 270 DEGR. FRAME SIZE IMB 5 (IM V1, IM V3) FLANGE 1, WITH KTY TEMPERATURESENSOR RESOLVER 2-POLE (RESOLVER P=1); SHAFT WITH FITTED KEY, TOLERANCE N; WITH HOLDING BRAKE DEGREE OF PROTECTION IP64 | 1244 | TEM | 1 | MC | 2.002 | 1
1FK70225AK711TB2 | SIMOTICS S SYNCHRONOUS SERVOMOTOR, 1FK7 COMPACT, 0.85 NM, 100K, 6000 RPM,0,38KW, NATURAL COOLING, POWER/SIGNAL CONNECTORS CONNECTOR CAN BE ROTATED BY 270 DEGR. FRAME SIZE IMB 5 (IM V1, IM V3) FLANGE 1, WITH KTY TEMPERATURESENSOR RESOLVER 2-POLE (RESOLVER P=1); SHAFT WITH FITTED KEY, TOLERANCE N; WITH HOLDING BRAKE DEGREE OF PROTECTION IP65 FLANGE ON DRIVE END IP67 | 1342 | TEM | 1 | MC | 2.002 | 1
1FK70225AK711TB3 | SIMOTICS S SYNCHRONOUS SERVOMOTOR, 1FK7 COMPACT, 0.85 NM, 100K, 6000 RPM,0,38KW, NATURAL COOLING, POWER/SIGNAL CONNECTORS CONNECTOR CAN BE ROTATED BY 270 DEGR. FRAME SIZE IMB 5 (IM V1, IM V3) FLANGE 1, WITH KTY TEMPERATURESENSOR RESOLVER 2-POLE (RESOLVER P=1); SHAFT WITH FITTED KEY, TOLERANCE N; WITH HOLDING BRAKE DEGREE OF PROTECTION IP64; PAINT FINISH RAL7016 | 1291 | TEM | 1 | MC | 2.002 | 1
1FK70225AK711TB5 | SIMOTICS S SYNCHRONOUS SERVOMOTOR, 1FK7 COMPACT, 0.85 NM, 100K, 6000 RPM,0,38KW, NATURAL COOLING, POWER/SIGNAL CONNECTORS CONNECTOR CAN BE ROTATED BY 270 DEGR. FRAME SIZE IMB 5 (IM V1, IM V3) FLANGE 1, WITH KTY TEMPERATURESENSOR RESOLVER 2-POLE (RESOLVER P=1); SHAFT WITH FITTED KEY, TOLERANCE N; WITH HOLDING BRAKE DEGREE OF PROTECTION IP65 AS FLANGE IP67; PAINT FINISH RAL7016 | 1389 | TEM | 1 | MC | 2.002 | 1
1FK70225AK711TB8 | SIMOTICS S SYNCHRONOUS SERVOMOTOR, 1FK7 COMPACT, 0.85 NM, 100K, 6000 RPM,0,38KW, NATURAL COOLING, POWER/SIGNAL CONNECTORS CONNECTOR CAN BE ROTATED BY 270 DEGR. FRAME SIZE IMB 5 (IM V1, IM V3) FLANGE 1, WITH KTY TEMPERATURESENSOR RESOLVER 2-POLE (RESOLVER P=1); SHAFT WITH FITTED KEY, TOLERANCE N; WITH HOLDING BRAKE DEGREE OF PROTECTION IP65 IP67 D-END FLANGE; RAL7016 COATING; METALLIC RATING PLATE AT MOTOR | 1494 | TEM | 1 | MC | 2.002 | 1
1FK70225AK711TG0 | SIMOTICS S SYNCHRONOUS SERVOMOTOR, 1FK7 COMPACT, 0.85 NM, 100K, 6000 RPM,0,38KW, NATURAL COOLING, POWER/SIGNAL CONNECTORS CONNECTOR CAN BE ROTATED BY 270 DEGR. FRAME SIZE IMB 5 (IM V1, IM V3) FLANGE 1, WITH KTY TEMPERATURESENSOR RESOLVER 2-POLE (RESOLVER P=1); PLAIN SHAFT, TOLERANCE N; W/O HOLDING BRAKE DEGREE OF PROTECTION IP64 | 923 | TEM | 1 | MC | 1.803 | 1
1FK70225AK711TG2 | SIMOTICS S SYNCHRONOUS SERVOMOTOR, 1FK7 COMPACT, 0.85 NM, 100K, 6000 RPM,0,38KW, NATURAL COOLING, POWER/SIGNAL CONNECTORS CONNECTOR CAN BE ROTATED BY 270 DEGR. FRAME SIZE IMB 5 (IM V1, IM V3) FLANGE 1, WITH KTY TEMPERATURESENSOR RESOLVER 2-POLE (RESOLVER P=1); PLAIN SHAFT, TOLERANCE N; W/O HOLDING BRAKE DEGREE OF PROTECTION IP65 FLANGE ON DRIVE END IP67 | 1021 | TEM | 1 | MC | 1.803 | 1
1FK70225AK711TG3 | SIMOTICS S SYNCHRONOUS SERVOMOTOR, 1FK7 COMPACT, 0.85 NM, 100K, 6000 RPM,0,38KW, NATURAL COOLING, POWER/SIGNAL CONNECTORS CONNECTOR CAN BE ROTATED BY 270 DEGR. FRAME SIZE IMB 5 (IM V1, IM V3) FLANGE 1, WITH KTY TEMPERATURESENSOR RESOLVER 2-POLE (RESOLVER P=1); PLAIN SHAFT, TOLERANCE N; W/O HOLDING BRAKE DEGREE OF PROTECTION IP64; PAINT FINISH RAL7016 | 971 | TEM | 1 | MC | 1.803 | 1
1FK70225AK711TG5 | SIMOTICS S SYNCHRONOUS SERVOMOTOR, 1FK7 COMPACT, 0.85 NM, 100K, 6000 RPM,0,38KW, NATURAL COOLING, POWER/SIGNAL CONNECTORS CONNECTOR CAN BE ROTATED BY 270 DEGR. FRAME SIZE IMB 5 (IM V1, IM V3) FLANGE 1, WITH KTY TEMPERATURESENSOR RESOLVER 2-POLE (RESOLVER P=1); PLAIN SHAFT, TOLERANCE N; W/O HOLDING BRAKE DEGREE OF PROTECTION IP65 AS FLANGE IP67; PAINT FINISH RAL7016 | 1069 | TEM | 1 | MC | 1.803 | 1
1FK70225AK711TG8 | SIMOTICS S SYNCHRONOUS SERVOMOTOR, 1FK7 COMPACT, 0.85 NM, 100K, 6000 RPM,0,38KW, NATURAL COOLING, POWER/SIGNAL CONNECTORS CONNECTOR CAN BE ROTATED BY 270 DEGR. FRAME SIZE IMB 5 (IM V1, IM V3) FLANGE 1, WITH KTY TEMPERATURESENSOR RESOLVER 2-POLE (RESOLVER P=1); PLAIN SHAFT, TOLERANCE N; W/O HOLDING BRAKE DEGREE OF PROTECTION IP65 IP67 D-END FLANGE; RAL7016 COATING; METALLIC RATING PLATE AT MOTOR | 1174 | TEM | 1 | MC | 1.803 | 1
1FK70225AK711TH0 | SIMOTICS S SYNCHRONOUS SERVOMOTOR, 1FK7 COMPACT, 0.85 NM, 100K, 6000 RPM,0,38KW, NATURAL COOLING, POWER/SIGNAL CONNECTORS CONNECTOR CAN BE ROTATED BY 270 DEGR. FRAME SIZE IMB 5 (IM V1, IM V3) FLANGE 1, WITH KTY TEMPERATURESENSOR RESOLVER 2-POLE (RESOLVER P=1); PLAIN SHAFT, TOLERANCE N; WITH HOLDING BRAKE DEGREE OF PROTECTION IP64 | 1150 | TEM | 1 | MC | 2.002 | 1
1FK70225AK711TH2 | SIMOTICS S SYNCHRONOUS SERVOMOTOR, 1FK7 COMPACT, 0.85 NM, 100K, 6000 RPM,0,38KW, NATURAL COOLING, POWER/SIGNAL CONNECTORS CONNECTOR CAN BE ROTATED BY 270 DEGR. FRAME SIZE IMB 5 (IM V1, IM V3) FLANGE 1, WITH KTY TEMPERATURESENSOR RESOLVER 2-POLE (RESOLVER P=1); PLAIN SHAFT, TOLERANCE N; WITH HOLDING BRAKE DEGREE OF PROTECTION IP65 FLANGE ON DRIVE END IP67 | 1249 | TEM | 1 | MC | 2.002 | 1
1FK70225AK711TH3 | SIMOTICS S SYNCHRONOUS SERVOMOTOR, 1FK7 COMPACT, 0.85 NM, 100K, 6000 RPM,0,38KW, NATURAL COOLING, POWER/SIGNAL CONNECTORS CONNECTOR CAN BE ROTATED BY 270 DEGR. FRAME SIZE IMB 5 (IM V1, IM V3) FLANGE 1, WITH KTY TEMPERATURESENSOR RESOLVER 2-POLE (RESOLVER P=1); PLAIN SHAFT, TOLERANCE N; WITH HOLDING BRAKE DEGREE OF PROTECTION IP64; PAINT FINISH RAL7016 | 1198 | TEM | 1 | MC | 2.002 | 1
1FK70225AK711TH5 | SIMOTICS S SYNCHRONOUS SERVOMOTOR, 1FK7 COMPACT, 0.85 NM, 100K, 6000 RPM,0,38KW, NATURAL COOLING, POWER/SIGNAL CONNECTORS CONNECTOR CAN BE ROTATED BY 270 DEGR. FRAME SIZE IMB 5 (IM V1, IM V3) FLANGE 1, WITH KTY TEMPERATURESENSOR RESOLVER 2-POLE (RESOLVER P=1); PLAIN SHAFT, TOLERANCE N; WITH HOLDING BRAKE DEGREE OF PROTECTION IP65 AS FLANGE IP67; PAINT FINISH RAL7016 | 1296 | TEM | 1 | MC | 2.002 | 1
1FK70225AK711TH8 | SIMOTICS S SYNCHRONOUS SERVOMOTOR, 1FK7 COMPACT, 0.85 NM, 100K, 6000 RPM,0,38KW, NATURAL COOLING, POWER/SIGNAL CONNECTORS CONNECTOR CAN BE ROTATED BY 270 DEGR. FRAME SIZE IMB 5 (IM V1, IM V3) FLANGE 1, WITH KTY TEMPERATURESENSOR RESOLVER 2-POLE (RESOLVER P=1); PLAIN SHAFT, TOLERANCE N; WITH HOLDING BRAKE DEGREE OF PROTECTION IP65 IP67 D-END FLANGE; RAL7016 COATING; METALLIC RATING PLATE AT MOTOR | 1401 | TEM | 1 | MC | 2.002 | 1
1FK70225AK711UA0 | SIMOTICS S SYNCHRONOUS SERVOMOTOR, 1FK7 COMPACT, 0.85 NM, 100K, 6000 RPM,0,38KW, NATURAL COOLING, POWER/SIGNAL CONNECTORS CONNECTOR CAN BE ROTATED BY 270 DEGR. FRAME SIZE IMB 5 (IM V1, IM V3) FLANGE 1 RESOLVER MULTI-POLE (RESOLVER P=3) WITH DRIVE-CLIQ INTERFACE; SHAFT WITH FITTED KEY, TOLERANCE N; W/O HOLDING BRAKE DEGREE OF PROTECTION IP64 | 1267 | TEM | 1 | MC | 1.803 | 1
1FK70225AK711UA2 | SIMOTICS S SYNCHRONOUS SERVOMOTOR, 1FK7 COMPACT, 0.85 NM, 100K, 6000 RPM,0,38KW, NATURAL COOLING, POWER/SIGNAL CONNECTORS CONNECTOR CAN BE ROTATED BY 270 DEGR. FRAME SIZE IMB 5 (IM V1, IM V3) FLANGE 1 RESOLVER MULTI-POLE (RESOLVER P=3) WITH DRIVE-CLIQ INTERFACE; SHAFT WITH FITTED KEY, TOLERANCE N; W/O HOLDING BRAKE DEGREE OF PROTECTION IP65 FLANGE ON DRIVE END IP67 | 1365 | TEM | 1 | MC | 1.803 | 1
1FK70225AK711UA3 | SIMOTICS S SYNCHRONOUS SERVOMOTOR, 1FK7 COMPACT, 0.85 NM, 100K, 6000 RPM,0,38KW, NATURAL COOLING, POWER/SIGNAL CONNECTORS CONNECTOR CAN BE ROTATED BY 270 DEGR. FRAME SIZE IMB 5 (IM V1, IM V3) FLANGE 1 RESOLVER MULTI-POLE (RESOLVER P=3) WITH DRIVE-CLIQ INTERFACE; SHAFT WITH FITTED KEY, TOLERANCE N; W/O HOLDING BRAKE DEGREE OF PROTECTION IP64; PAINT FINISH RAL7016 | 1314 | TEM | 1 | MC | 1.803 | 1
1FK70225AK711UA5 | SIMOTICS S SYNCHRONOUS SERVOMOTOR, 1FK7 COMPACT, 0.85 NM, 100K, 6000 RPM,0,38KW, NATURAL COOLING, POWER/SIGNAL CONNECTORS CONNECTOR CAN BE ROTATED BY 270 DEGR. FRAME SIZE IMB 5 (IM V1, IM V3) FLANGE 1 RESOLVER MULTI-POLE (RESOLVER P=3) WITH DRIVE-CLIQ INTERFACE; SHAFT WITH FITTED KEY, TOLERANCE N; W/O HOLDING BRAKE DEGREE OF PROTECTION IP65 AS FLANGE IP67; PAINT FINISH RAL7016 | 1412 | TEM | 1 | MC | 1.803 | 1
1FK70225AK711UA8 | SIMOTICS S SYNCHRONOUS SERVOMOTOR, 1FK7 COMPACT, 0.85 NM, 100K, 6000 RPM,0,38KW, NATURAL COOLING, POWER/SIGNAL CONNECTORS CONNECTOR CAN BE ROTATED BY 270 DEGR. FRAME SIZE IMB 5 (IM V1, IM V3) FLANGE 1 RESOLVER MULTI-POLE (RESOLVER P=3) WITH DRIVE-CLIQ INTERFACE; SHAFT WITH FITTED KEY, TOLERANCE N; W/O HOLDING BRAKE DEGREE OF PROTECTION IP65 IP67 D-END FLANGE; RAL7016 COATING; METALLIC RATING PLATE AT MOTOR | 1517 | TEM | 1 | MC | 1.803 | 1
1FK70225AK711UB0 | SIMOTICS S SYNCHRONOUS SERVOMOTOR, 1FK7 COMPACT, 0.85 NM, 100K, 6000 RPM,0,38KW, NATURAL COOLING, POWER/SIGNAL CONNECTORS CONNECTOR CAN BE ROTATED BY 270 DEGR. FRAME SIZE IMB 5 (IM V1, IM V3) FLANGE 1 RESOLVER MULTI-POLE (RESOLVER P=3) WITH DRIVE-CLIQ INTERFACE; SHAFT WITH FITTED KEY, TOLERANCE N; WITH HOLDING BRAKE DEGREE OF PROTECTION IP64 | 1497 | TEM | 1 | MC | 2.002 | 1
1FK70225AK711UB2 | SIMOTICS S SYNCHRONOUS SERVOMOTOR, 1FK7 COMPACT, 0.85 NM, 100K, 6000 RPM,0,38KW, NATURAL COOLING, POWER/SIGNAL CONNECTORS CONNECTOR CAN BE ROTATED BY 270 DEGR. FRAME SIZE IMB 5 (IM V1, IM V3) FLANGE 1 RESOLVER MULTI-POLE (RESOLVER P=3) WITH DRIVE-CLIQ INTERFACE; SHAFT WITH FITTED KEY, TOLERANCE N; WITH HOLDING BRAKE DEGREE OF PROTECTION IP65 FLANGE ON DRIVE END IP67 | 1595 | TEM | 1 | MC | 2.002 | 1
1FK70225AK711UB3 | SIMOTICS S SYNCHRONOUS SERVOMOTOR, 1FK7 COMPACT, 0.85 NM, 100K, 6000 RPM,0,38KW, NATURAL COOLING, POWER/SIGNAL CONNECTORS CONNECTOR CAN BE ROTATED BY 270 DEGR. FRAME SIZE IMB 5 (IM V1, IM V3) FLANGE 1 RESOLVER MULTI-POLE (RESOLVER P=3) WITH DRIVE-CLIQ INTERFACE; SHAFT WITH FITTED KEY, TOLERANCE N; WITH HOLDING BRAKE DEGREE OF PROTECTION IP64; PAINT FINISH RAL7016 | 1544 | TEM | 1 | MC | 2.002 | 1
1FK70225AK711UB5 | SIMOTICS S SYNCHRONOUS SERVOMOTOR, 1FK7 COMPACT, 0.85 NM, 100K, 6000 RPM,0,38KW, NATURAL COOLING, POWER/SIGNAL CONNECTORS CONNECTOR CAN BE ROTATED BY 270 DEGR. FRAME SIZE IMB 5 (IM V1, IM V3) FLANGE 1 RESOLVER MULTI-POLE (RESOLVER P=3) WITH DRIVE-CLIQ INTERFACE; SHAFT WITH FITTED KEY, TOLERANCE N; WITH HOLDING BRAKE DEGREE OF PROTECTION IP65 AS FLANGE IP67; PAINT FINISH RAL7016 | 1642 | TEM | 1 | MC | 2.002 | 1
1FK70225AK711UB8 | SIMOTICS S SYNCHRONOUS SERVOMOTOR, 1FK7 COMPACT, 0.85 NM, 100K, 6000 RPM,0,38KW, NATURAL COOLING, POWER/SIGNAL CONNECTORS CONNECTOR CAN BE ROTATED BY 270 DEGR. FRAME SIZE IMB 5 (IM V1, IM V3) FLANGE 1 RESOLVER MULTI-POLE (RESOLVER P=3) WITH DRIVE-CLIQ INTERFACE; SHAFT WITH FITTED KEY, TOLERANCE N; WITH HOLDING BRAKE DEGREE OF PROTECTION IP65 IP67 D-END FLANGE; RAL7016 COATING; METALLIC RATING PLATE AT MOTOR | 1747 | TEM | 1 | MC | 2.002 | 1
1FK70225AK711UG0 | SIMOTICS S SYNCHRONOUS SERVOMOTOR, 1FK7 COMPACT, 0.85 NM, 100K, 6000 RPM,0,38KW, NATURAL COOLING, POWER/SIGNAL CONNECTORS CONNECTOR CAN BE ROTATED BY 270 DEGR. FRAME SIZE IMB 5 (IM V1, IM V3) FLANGE 1 RESOLVER MULTI-POLE (RESOLVER P=3) WITH DRIVE-CLIQ INTERFACE; PLAIN SHAFT, TOLERANCE N; W/O HOLDING BRAKE DEGREE OF PROTECTION IP64 | 1176 | TEM | 1 | MC | 1.803 | 1
1FK70225AK711UG2 | SIMOTICS S SYNCHRONOUS SERVOMOTOR, 1FK7 COMPACT, 0.85 NM, 100K, 6000 RPM,0,38KW, NATURAL COOLING, POWER/SIGNAL CONNECTORS CONNECTOR CAN BE ROTATED BY 270 DEGR. FRAME SIZE IMB 5 (IM V1, IM V3) FLANGE 1 RESOLVER MULTI-POLE (RESOLVER P=3) WITH DRIVE-CLIQ INTERFACE; PLAIN SHAFT, TOLERANCE N; W/O HOLDING BRAKE DEGREE OF PROTECTION IP65 FLANGE ON DRIVE END IP67 | 1274 | TEM | 1 | MC | 1.803 | 1
1FK70225AK711UG3 | SIMOTICS S SYNCHRONOUS SERVOMOTOR, 1FK7 COMPACT, 0.85 NM, 100K, 6000 RPM,0,38KW, NATURAL COOLING, POWER/SIGNAL CONNECTORS CONNECTOR CAN BE ROTATED BY 270 DEGR. FRAME SIZE IMB 5 (IM V1, IM V3) FLANGE 1 RESOLVER MULTI-POLE (RESOLVER P=3) WITH DRIVE-CLIQ INTERFACE; PLAIN SHAFT, TOLERANCE N; W/O HOLDING BRAKE DEGREE OF PROTECTION IP64; PAINT FINISH RAL7016 | 1224 | TEM | 1 | MC | 1.803 | 1
1FK70225AK711UG5 | SIMOTICS S SYNCHRONOUS SERVOMOTOR, 1FK7 COMPACT, 0.85 NM, 100K, 6000 RPM,0,38KW, NATURAL COOLING, POWER/SIGNAL CONNECTORS CONNECTOR CAN BE ROTATED BY 270 DEGR. FRAME SIZE IMB 5 (IM V1, IM V3) FLANGE 1 RESOLVER MULTI-POLE (RESOLVER P=3) WITH DRIVE-CLIQ INTERFACE; PLAIN SHAFT, TOLERANCE N; W/O HOLDING BRAKE DEGREE OF PROTECTION IP65 AS FLANGE IP67; PAINT FINISH RAL7016 | 1322 | TEM | 1 | MC | 1.803 | 1
1FK70225AK711UG8 | SIMOTICS S SYNCHRONOUS SERVOMOTOR, 1FK7 COMPACT, 0.85 NM, 100K, 6000 RPM,0,38KW, NATURAL COOLING, POWER/SIGNAL CONNECTORS CONNECTOR CAN BE ROTATED BY 270 DEGR. FRAME SIZE IMB 5 (IM V1, IM V3) FLANGE 1 RESOLVER MULTI-POLE (RESOLVER P=3) WITH DRIVE-CLIQ INTERFACE; PLAIN SHAFT, TOLERANCE N; W/O HOLDING BRAKE DEGREE OF PROTECTION IP65 IP67 D-END FLANGE; RAL7016 COATING; METALLIC RATING PLATE AT MOTOR | 1427 | TEM | 1 | MC | 1.803 | 1
1FK70225AK711UH0 | SIMOTICS S SYNCHRONOUS SERVOMOTOR, 1FK7 COMPACT, 0.85 NM, 100K, 6000 RPM,0,38KW, NATURAL COOLING, POWER/SIGNAL CONNECTORS CONNECTOR CAN BE ROTATED BY 270 DEGR. FRAME SIZE IMB 5 (IM V1, IM V3) FLANGE 1 RESOLVER MULTI-POLE (RESOLVER P=3) WITH DRIVE-CLIQ INTERFACE; PLAIN SHAFT, TOLERANCE N; WITH HOLDING BRAKE DEGREE OF PROTECTION IP64 | 1404 | TEM | 1 | MC | 2.002 | 1
1FK70225AK711UH2 | SIMOTICS S SYNCHRONOUS SERVOMOTOR, 1FK7 COMPACT, 0.85 NM, 100K, 6000 RPM,0,38KW, NATURAL COOLING, POWER/SIGNAL CONNECTORS CONNECTOR CAN BE ROTATED BY 270 DEGR. FRAME SIZE IMB 5 (IM V1, IM V3) FLANGE 1 RESOLVER MULTI-POLE (RESOLVER P=3) WITH DRIVE-CLIQ INTERFACE; PLAIN SHAFT, TOLERANCE N; WITH HOLDING BRAKE DEGREE OF PROTECTION IP65 FLANGE ON DRIVE END IP67 | 1502 | TEM | 1 | MC | 2.002 | 1
1FK70225AK711UH3 | SIMOTICS S SYNCHRONOUS SERVOMOTOR, 1FK7 COMPACT, 0.85 NM, 100K, 6000 RPM,0,38KW, NATURAL COOLING, POWER/SIGNAL CONNECTORS CONNECTOR CAN BE ROTATED BY 270 DEGR. FRAME SIZE IMB 5 (IM V1, IM V3) FLANGE 1 RESOLVER MULTI-POLE (RESOLVER P=3) WITH DRIVE-CLIQ INTERFACE; PLAIN SHAFT, TOLERANCE N; WITH HOLDING BRAKE DEGREE OF PROTECTION IP64; PAINT FINISH RAL7016 | 1451 | TEM | 1 | MC | 2.002 | 1
1FK70225AK711UH5 | SIMOTICS S SYNCHRONOUS SERVOMOTOR, 1FK7 COMPACT, 0.85 NM, 100K, 6000 RPM,0,38KW, NATURAL COOLING, POWER/SIGNAL CONNECTORS CONNECTOR CAN BE ROTATED BY 270 DEGR. FRAME SIZE IMB 5 (IM V1, IM V3) FLANGE 1 RESOLVER MULTI-POLE (RESOLVER P=3) WITH DRIVE-CLIQ INTERFACE; PLAIN SHAFT, TOLERANCE N; WITH HOLDING BRAKE DEGREE OF PROTECTION IP65 AS FLANGE IP67; PAINT FINISH RAL7016 | 1549 | TEM | 1 | MC | 2.002 | 1
1FK70225AK711UH8 | SIMOTICS S SYNCHRONOUS SERVOMOTOR, 1FK7 COMPACT, 0.85 NM, 100K, 6000 RPM,0,38KW, NATURAL COOLING, POWER/SIGNAL CONNECTORS CONNECTOR CAN BE ROTATED BY 270 DEGR. FRAME SIZE IMB 5 (IM V1, IM V3) FLANGE 1 RESOLVER MULTI-POLE (RESOLVER P=3) WITH DRIVE-CLIQ INTERFACE; PLAIN SHAFT, TOLERANCE N; WITH HOLDING BRAKE DEGREE OF PROTECTION IP65 IP67 D-END FLANGE; RAL7016 COATING; METALLIC RATING PLATE AT MOTOR | 1654 | TEM | 1 | MC | 2.002 | 1
1FK70225AK711VA0 | SIMOTICS S SYNCHRONOUS SERVOMOTOR, 1FK7 COMPACT, 0.85 NM, 100K, 6000 RPM,0,38KW, NATURAL COOLING, POWER/SIGNAL CONNECTORS CONNECTOR CAN BE ROTATED BY 270 DEGR. FRAME SIZE IMB 5 (IM V1, IM V3) FLANGE 1 BASIC ABSOLUTE ENCODER 16 P/REV (ENCODER A-16) WITH DRIVE-CLIQ INTERFACE; PERFORMANCE REDUCTION BY 10% DUE TO ABSOLUTE ENCODER; SHAFT WITH FITTED KEY, TOLERANCE N; W/O HOLDING BRAKE DEGREE OF PROTECTION IP64 | 1726 | TEM | 1 | MC | 1.803 | 1
1FK70225AK711VA2 | SIMOTICS S SYNCHRONOUS SERVOMOTOR, 1FK7 COMPACT, 0.85 NM, 100K, 6000 RPM,0,38KW, NATURAL COOLING, POWER/SIGNAL CONNECTORS CONNECTOR CAN BE ROTATED BY 270 DEGR. FRAME SIZE IMB 5 (IM V1, IM V3) FLANGE 1 BASIC ABSOLUTE ENCODER 16 P/REV (ENCODER A-16) WITH DRIVE-CLIQ INTERFACE; PERFORMANCE REDUCTION BY 10% DUE TO ABSOLUTE ENCODER; SHAFT WITH FITTED KEY, TOLERANCE N; W/O HOLDING BRAKE DEGREE OF PROTECTION IP65 FLANGE ON DRIVE END IP67 | 1825 | TEM | 1 | MC | 1.803 | 1
1FK70225AK711VA3 | SIMOTICS S SYNCHRONOUS SERVOMOTOR, 1FK7 COMPACT, 0.85 NM, 100K, 6000 RPM,0,38KW, NATURAL COOLING, POWER/SIGNAL CONNECTORS CONNECTOR CAN BE ROTATED BY 270 DEGR. FRAME SIZE IMB 5 (IM V1, IM V3) FLANGE 1 BASIC ABSOLUTE ENCODER 16 P/REV (ENCODER A-16) WITH DRIVE-CLIQ INTERFACE; PERFORMANCE REDUCTION BY 10% DUE TO ABSOLUTE ENCODER; SHAFT WITH FITTED KEY, TOLERANCE N; W/O HOLDING BRAKE DEGREE OF PROTECTION IP64; PAINT FINISH RAL7016 | 1774 | TEM | 1 | MC | 1.803 | 1
1FK70225AK711VA5 | SIMOTICS S SYNCHRONOUS SERVOMOTOR, 1FK7 COMPACT, 0.85 NM, 100K, 6000 RPM,0,38KW, NATURAL COOLING, POWER/SIGNAL CONNECTORS CONNECTOR CAN BE ROTATED BY 270 DEGR. FRAME SIZE IMB 5 (IM V1, IM V3) FLANGE 1 BASIC ABSOLUTE ENCODER 16 P/REV (ENCODER A-16) WITH DRIVE-CLIQ INTERFACE; PERFORMANCE REDUCTION BY 10% DUE TO ABSOLUTE ENCODER; SHAFT WITH FITTED KEY, TOLERANCE N; W/O HOLDING BRAKE DEGREE OF PROTECTION IP65 AS FLANGE IP67; PAINT FINISH RAL7016 | 1872 | TEM | 1 | MC | 1.803 | 1
1FK70225AK711VA8 | SIMOTICS S SYNCHRONOUS SERVOMOTOR, 1FK7 COMPACT, 0.85 NM, 100K, 6000 RPM,0,38KW, NATURAL COOLING, POWER/SIGNAL CONNECTORS CONNECTOR CAN BE ROTATED BY 270 DEGR. FRAME SIZE IMB 5 (IM V1, IM V3) FLANGE 1 BASIC ABSOLUTE ENCODER 16 P/REV (ENCODER A-16) WITH DRIVE-CLIQ INTERFACE; PERFORMANCE REDUCTION BY 10% DUE TO ABSOLUTE ENCODER; SHAFT WITH FITTED KEY, TOLERANCE N; W/O HOLDING BRAKE DEGREE OF PROTECTION IP65 IP67 D-END FLANGE; RAL7016 COATING; METALLIC RATING PLATE AT MOTOR | 1977 | TEM | 1 | MC | 1.803 | 1
1FK70225AK711VB0 | SIMOTICS S SYNCHRONOUS SERVOMOTOR, 1FK7 COMPACT, 0.85 NM, 100K, 6000 RPM,0,38KW, NATURAL COOLING, POWER/SIGNAL CONNECTORS CONNECTOR CAN BE ROTATED BY 270 DEGR. FRAME SIZE IMB 5 (IM V1, IM V3) FLANGE 1 BASIC ABSOLUTE ENCODER 16 P/REV (ENCODER A-16) WITH DRIVE-CLIQ INTERFACE; PERFORMANCE REDUCTION BY 10% DUE TO ABSOLUTE ENCODER; SHAFT WITH FITTED KEY, TOLERANCE N; WITH HOLDING BRAKE DEGREE OF PROTECTION IP64 | 1956 | TEM | 1 | MC | 2.002 | 1
1FK70225AK711VB2 | SIMOTICS S SYNCHRONOUS SERVOMOTOR, 1FK7 COMPACT, 0.85 NM, 100K, 6000 RPM,0,38KW, NATURAL COOLING, POWER/SIGNAL CONNECTORS CONNECTOR CAN BE ROTATED BY 270 DEGR. FRAME SIZE IMB 5 (IM V1, IM V3) FLANGE 1 BASIC ABSOLUTE ENCODER 16 P/REV (ENCODER A-16) WITH DRIVE-CLIQ INTERFACE; PERFORMANCE REDUCTION BY 10% DUE TO ABSOLUTE ENCODER; SHAFT WITH FITTED KEY, TOLERANCE N; WITH HOLDING BRAKE DEGREE OF PROTECTION IP65 FLANGE ON DRIVE END IP67 | 2054 | TEM | 1 | MC | 2.002 | 1
1FK70225AK711VB3 | SIMOTICS S SYNCHRONOUS SERVOMOTOR, 1FK7 COMPACT, 0.85 NM, 100K, 6000 RPM,0,38KW, NATURAL COOLING, POWER/SIGNAL CONNECTORS CONNECTOR CAN BE ROTATED BY 270 DEGR. FRAME SIZE IMB 5 (IM V1, IM V3) FLANGE 1 BASIC ABSOLUTE ENCODER 16 P/REV (ENCODER A-16) WITH DRIVE-CLIQ INTERFACE; PERFORMANCE REDUCTION BY 10% DUE TO ABSOLUTE ENCODER; SHAFT WITH FITTED KEY, TOLERANCE N; WITH HOLDING BRAKE DEGREE OF PROTECTION IP64; PAINT FINISH RAL7016 | 2004 | TEM | 1 | MC | 2.002 | 1
1FK70225AK711VB5 | SIMOTICS S SYNCHRONOUS SERVOMOTOR, 1FK7 COMPACT, 0.85 NM, 100K, 6000 RPM,0,38KW, NATURAL COOLING, POWER/SIGNAL CONNECTORS CONNECTOR CAN BE ROTATED BY 270 DEGR. FRAME SIZE IMB 5 (IM V1, IM V3) FLANGE 1 BASIC ABSOLUTE ENCODER 16 P/REV (ENCODER A-16) WITH DRIVE-CLIQ INTERFACE; PERFORMANCE REDUCTION BY 10% DUE TO ABSOLUTE ENCODER; SHAFT WITH FITTED KEY, TOLERANCE N; WITH HOLDING BRAKE DEGREE OF PROTECTION IP65 AS FLANGE IP67; PAINT FINISH RAL7016 | 2102 | TEM | 1 | MC | 2.002 | 1
1FK70225AK711VB8 | SIMOTICS S SYNCHRONOUS SERVOMOTOR, 1FK7 COMPACT, 0.85 NM, 100K, 6000 RPM,0,38KW, NATURAL COOLING, POWER/SIGNAL CONNECTORS CONNECTOR CAN BE ROTATED BY 270 DEGR. FRAME SIZE IMB 5 (IM V1, IM V3) FLANGE 1 BASIC ABSOLUTE ENCODER 16 P/REV (ENCODER A-16) WITH DRIVE-CLIQ INTERFACE; PERFORMANCE REDUCTION BY 10% DUE TO ABSOLUTE ENCODER; SHAFT WITH FITTED KEY, TOLERANCE N; WITH HOLDING BRAKE DEGREE OF PROTECTION IP65 IP67 D-END FLANGE; RAL7016 COATING; METALLIC RATING PLATE AT MOTOR | 2207 | TEM | 1 | MC | 2.002 | 1
1FK70225AK711VG0 | SIMOTICS S SYNCHRONOUS SERVOMOTOR, 1FK7 COMPACT, 0.85 NM, 100K, 6000 RPM,0,38KW, NATURAL COOLING, POWER/SIGNAL CONNECTORS CONNECTOR CAN BE ROTATED BY 270 DEGR. FRAME SIZE IMB 5 (IM V1, IM V3) FLANGE 1 BASIC ABSOLUTE ENCODER 16 P/REV (ENCODER A-16) WITH DRIVE-CLIQ INTERFACE; PERFORMANCE REDUCTION BY 10% DUE TO ABSOLUTE ENCODER; PLAIN SHAFT, TOLERANCE N; W/O HOLDING BRAKE DEGREE OF PROTECTION IP64 | 1636 | TEM | 1 | MC | 1.803 | 1
1FK70225AK711VG2 | SIMOTICS S SYNCHRONOUS SERVOMOTOR, 1FK7 COMPACT, 0.85 NM, 100K, 6000 RPM,0,38KW, NATURAL COOLING, POWER/SIGNAL CONNECTORS CONNECTOR CAN BE ROTATED BY 270 DEGR. FRAME SIZE IMB 5 (IM V1, IM V3) FLANGE 1 BASIC ABSOLUTE ENCODER 16 P/REV (ENCODER A-16) WITH DRIVE-CLIQ INTERFACE; PERFORMANCE REDUCTION BY 10% DUE TO ABSOLUTE ENCODER; PLAIN SHAFT, TOLERANCE N; W/O HOLDING BRAKE DEGREE OF PROTECTION IP65 FLANGE ON DRIVE END IP67 | 1734 | TEM | 1 | MC | 1.803 | 1
1FK70225AK711VG3 | SIMOTICS S SYNCHRONOUS SERVOMOTOR, 1FK7 COMPACT, 0.85 NM, 100K, 6000 RPM,0,38KW, NATURAL COOLING, POWER/SIGNAL CONNECTORS CONNECTOR CAN BE ROTATED BY 270 DEGR. FRAME SIZE IMB 5 (IM V1, IM V3) FLANGE 1 BASIC ABSOLUTE ENCODER 16 P/REV (ENCODER A-16) WITH DRIVE-CLIQ INTERFACE; PERFORMANCE REDUCTION BY 10% DUE TO ABSOLUTE ENCODER; PLAIN SHAFT, TOLERANCE N; W/O HOLDING BRAKE DEGREE OF PROTECTION IP64; PAINT FINISH RAL7016 | 1683 | TEM | 1 | MC | 1.803 | 1
1FK70225AK711VG5 | SIMOTICS S SYNCHRONOUS SERVOMOTOR, 1FK7 COMPACT, 0.85 NM, 100K, 6000 RPM,0,38KW, NATURAL COOLING, POWER/SIGNAL CONNECTORS CONNECTOR CAN BE ROTATED BY 270 DEGR. FRAME SIZE IMB 5 (IM V1, IM V3) FLANGE 1 BASIC ABSOLUTE ENCODER 16 P/REV (ENCODER A-16) WITH DRIVE-CLIQ INTERFACE; PERFORMANCE REDUCTION BY 10% DUE TO ABSOLUTE ENCODER; PLAIN SHAFT, TOLERANCE N; W/O HOLDING BRAKE DEGREE OF PROTECTION IP65 AS FLANGE IP67; PAINT FINISH RAL7016 | 1782 | TEM | 1 | MC | 1.803 | 1
1FK70225AK711VG8 | SIMOTICS S SYNCHRONOUS SERVOMOTOR, 1FK7 COMPACT, 0.85 NM, 100K, 6000 RPM,0,38KW, NATURAL COOLING, POWER/SIGNAL CONNECTORS CONNECTOR CAN BE ROTATED BY 270 DEGR. FRAME SIZE IMB 5 (IM V1, IM V3) FLANGE 1 BASIC ABSOLUTE ENCODER 16 P/REV (ENCODER A-16) WITH DRIVE-CLIQ INTERFACE; PERFORMANCE REDUCTION BY 10% DUE TO ABSOLUTE ENCODER; PLAIN SHAFT, TOLERANCE N; W/O HOLDING BRAKE DEGREE OF PROTECTION IP65 IP67 D-END FLANGE; RAL7016 COATING; METALLIC RATING PLATE AT MOTOR | 1887 | TEM | 1 | MC | 1.803 | 1
1FK70225AK711VH0 | SIMOTICS S SYNCHRONOUS SERVOMOTOR, 1FK7 COMPACT, 0.85 NM, 100K, 6000 RPM,0,38KW, NATURAL COOLING, POWER/SIGNAL CONNECTORS CONNECTOR CAN BE ROTATED BY 270 DEGR. FRAME SIZE IMB 5 (IM V1, IM V3) FLANGE 1 BASIC ABSOLUTE ENCODER 16 P/REV (ENCODER A-16) WITH DRIVE-CLIQ INTERFACE; PERFORMANCE REDUCTION BY 10% DUE TO ABSOLUTE ENCODER; PLAIN SHAFT, TOLERANCE N; WITH HOLDING BRAKE DEGREE OF PROTECTION IP64 | 1863 | TEM | 1 | MC | 2.002 | 1
1FK70225AK711VH2 | SIMOTICS S SYNCHRONOUS SERVOMOTOR, 1FK7 COMPACT, 0.85 NM, 100K, 6000 RPM,0,38KW, NATURAL COOLING, POWER/SIGNAL CONNECTORS CONNECTOR CAN BE ROTATED BY 270 DEGR. FRAME SIZE IMB 5 (IM V1, IM V3) FLANGE 1 BASIC ABSOLUTE ENCODER 16 P/REV (ENCODER A-16) WITH DRIVE-CLIQ INTERFACE; PERFORMANCE REDUCTION BY 10% DUE TO ABSOLUTE ENCODER; PLAIN SHAFT, TOLERANCE N; WITH HOLDING BRAKE DEGREE OF PROTECTION IP65 FLANGE ON DRIVE END IP67 | 1961 | TEM | 1 | MC | 2.002 | 1
1FK70225AK711VH3 | SIMOTICS S SYNCHRONOUS SERVOMOTOR, 1FK7 COMPACT, 0.85 NM, 100K, 6000 RPM,0,38KW, NATURAL COOLING, POWER/SIGNAL CONNECTORS CONNECTOR CAN BE ROTATED BY 270 DEGR. FRAME SIZE IMB 5 (IM V1, IM V3) FLANGE 1 BASIC ABSOLUTE ENCODER 16 P/REV (ENCODER A-16) WITH DRIVE-CLIQ INTERFACE; PERFORMANCE REDUCTION BY 10% DUE TO ABSOLUTE ENCODER; PLAIN SHAFT, TOLERANCE N; WITH HOLDING BRAKE DEGREE OF PROTECTION IP64; PAINT FINISH RAL7016 | 1911 | TEM | 1 | MC | 2.002 | 1
1FK70225AK711VH5 | SIMOTICS S SYNCHRONOUS SERVOMOTOR, 1FK7 COMPACT, 0.85 NM, 100K, 6000 RPM,0,38KW, NATURAL COOLING, POWER/SIGNAL CONNECTORS CONNECTOR CAN BE ROTATED BY 270 DEGR. FRAME SIZE IMB 5 (IM V1, IM V3) FLANGE 1 BASIC ABSOLUTE ENCODER 16 P/REV (ENCODER A-16) WITH DRIVE-CLIQ INTERFACE; PERFORMANCE REDUCTION BY 10% DUE TO ABSOLUTE ENCODER; PLAIN SHAFT, TOLERANCE N; WITH HOLDING BRAKE DEGREE OF PROTECTION IP65 AS FLANGE IP67; PAINT FINISH RAL7016 | 2009 | TEM | 1 | MC | 2.002 | 1
1FK70225AK711VH8 | SIMOTICS S SYNCHRONOUS SERVOMOTOR, 1FK7 COMPACT, 0.85 NM, 100K, 6000 RPM,0,38KW, NATURAL COOLING, POWER/SIGNAL CONNECTORS CONNECTOR CAN BE ROTATED BY 270 DEGR. FRAME SIZE IMB 5 (IM V1, IM V3) FLANGE 1 BASIC ABSOLUTE ENCODER 16 P/REV (ENCODER A-16) WITH DRIVE-CLIQ INTERFACE; PERFORMANCE REDUCTION BY 10% DUE TO ABSOLUTE ENCODER; PLAIN SHAFT, TOLERANCE N; WITH HOLDING BRAKE DEGREE OF PROTECTION IP65 IP67 D-END FLANGE; RAL7016 COATING; METALLIC RATING PLATE AT MOTOR | 2114 | TEM | 1 | MC | 2.002 | 1
1FK70225AK717AA0 | SIMOTICS S SYNCHRONOUS SERVOMOTOR 1FK7 COMPACT, 0.85 NM ,100 K, 6000 RPM, 0,38KW NATURAL COOLING, FREE CABLE END 0.5 M, OUTGOING CONNECTOR DIRECTION NON-DRIVE END WITH CONNECTOR SIZE 1 FRAME SIZE IMB 5 (IM V1, IM V3) FLANGE 1, WITH KTY TEMPERATURESENSOR INCREM. ENCODER, SIN/COS 1 VPP 2048 P/REV (ENCODER I-2048); SHAFT WITH FITTED KEY, TOLERANCE N; W/O HOLDING BRAKE DEGREE OF PROTECTION IP64 | 1846 | TEM | 1 | MC | 1.803 | 1
1FK70225AK717HG0 | SIMOTICS S SYNCHRONOUS SERVOMOTOR 1FK7 COMPACT, 0.85 NM ,100 K, 6000 RPM, 0,38KW NATURAL COOLING, FREE CABLE END 0.5 M, OUTGOING CONNECTOR DIRECTION NON-DRIVE END WITH CONNECTOR SIZE 1 FRAME SIZE IMB 5 (IM V1, IM V3) FLANGE 1, WITH KTY TEMPERATURESENSOR ABSOLUTE ENCODER 512 P/REV (ENCODER A-512); PERFORMANCE REDUCTION BY 10% DUE TO ABSOLUTE ENCODER; PLAIN SHAFT, TOLERANCE N; W/O HOLDING BRAKE DEGREE OF PROTECTION IP64 | 2146 | TEM | 1 | MC | 1.803 | 1
1FK70225AK717HG3 | SIMOTICS S SYNCHRONOUS SERVOMOTOR 1FK7 COMPACT, 0.85 NM ,100 K, 6000 RPM, 0,38KW NATURAL COOLING, FREE CABLE END 0.5 M, OUTGOING CONNECTOR DIRECTION NON-DRIVE END WITH CONNECTOR SIZE 1 FRAME SIZE IMB 5 (IM V1, IM V3) FLANGE 1, WITH KTY TEMPERATURESENSOR ABSOLUTE ENCODER 512 P/REV (ENCODER A-512); PERFORMANCE REDUCTION BY 10% DUE TO ABSOLUTE ENCODER; PLAIN SHAFT, TOLERANCE N; W/O HOLDING BRAKE DEGREE OF PROTECTION IP64; PAINT FINISH RAL7016 | 2194 | TEM | 1 | MC | 1.803 | 1
1FK70225AK717HH0 | SIMOTICS S SYNCHRONOUS SERVOMOTOR 1FK7 COMPACT, 0.85 NM ,100 K, 6000 RPM, 0,38KW NATURAL COOLING, FREE CABLE END 0.5 M, OUTGOING CONNECTOR DIRECTION NON-DRIVE END WITH CONNECTOR SIZE 1 FRAME SIZE IMB 5 (IM V1, IM V3) FLANGE 1, WITH KTY TEMPERATURESENSOR ABSOLUTE ENCODER 512 P/REV (ENCODER A-512); PERFORMANCE REDUCTION BY 10% DUE TO ABSOLUTE ENCODER; PLAIN SHAFT, TOLERANCE N; WITH HOLDING BRAKE DEGREE OF PROTECTION IP64 | 2373 | TEM | 1 | MC | 2.002 | 1
1FK70225AK717SG0 | SIMOTICS S SYNCHRONOUS SERVOMOTOR 1FK7 COMPACT, 0.85 NM ,100 K, 6000 RPM, 0,38KW NATURAL COOLING, FREE CABLE END 0.5 M, OUTGOING CONNECTOR DIRECTION NON-DRIVE END WITH CONNECTOR SIZE 1 FRAME SIZE IMB 5 (IM V1, IM V3) FLANGE 1, WITH KTY TEMPERATURESENSOR RESOLVER MULTI-POLE (RESOLVER P=3); PLAIN SHAFT, TOLERANCE N; W/O HOLDING BRAKE DEGREE OF PROTECTION IP64 | 1141 | TEM | 1 | MC | 1.803 | 1
1FK70225AK717SG3 | SIMOTICS S SYNCHRONOUS SERVOMOTOR 1FK7 COMPACT, 0.85 NM ,100 K, 6000 RPM, 0,38KW NATURAL COOLING, FREE CABLE END 0.5 M, OUTGOING CONNECTOR DIRECTION NON-DRIVE END WITH CONNECTOR SIZE 1 FRAME SIZE IMB 5 (IM V1, IM V3) FLANGE 1, WITH KTY TEMPERATURESENSOR RESOLVER MULTI-POLE (RESOLVER P=3); PLAIN SHAFT, TOLERANCE N; W/O HOLDING BRAKE DEGREE OF PROTECTION IP64; PAINT FINISH RAL7016 | 1188 | TEM | 1 | MC | 1.803 | 1
1FK70225AK717SH0 | SIMOTICS S SYNCHRONOUS SERVOMOTOR 1FK7 COMPACT, 0.85 NM ,100 K, 6000 RPM, 0,38KW NATURAL COOLING, FREE CABLE END 0.5 M, OUTGOING CONNECTOR DIRECTION NON-DRIVE END WITH CONNECTOR SIZE 1 FRAME SIZE IMB 5 (IM V1, IM V3) FLANGE 1, WITH KTY TEMPERATURESENSOR RESOLVER MULTI-POLE (RESOLVER P=3); PLAIN SHAFT, TOLERANCE N; WITH HOLDING BRAKE DEGREE OF PROTECTION IP64 | 1368 | TEM | 1 | MC | 2.002 | 1
1FK70225AK717TB2 | SIMOTICS S SYNCHRONOUS SERVOMOTOR 1FK7 COMPACT, 0.85 NM ,100 K, 6000 RPM, 0,38KW NATURAL COOLING, FREE CABLE END 0.5 M, OUTGOING CONNECTOR DIRECTION NON-DRIVE END WITH CONNECTOR SIZE 1 FRAME SIZE IMB 5 (IM V1, IM V3) FLANGE 1, WITH KTY TEMPERATURESENSOR RESOLVER 2-POLE (RESOLVER P=1); SHAFT WITH FITTED KEY, TOLERANCE N; WITH HOLDING BRAKE DEGREE OF PROTECTION IP65 FLANGE ON DRIVE END IP67 | 1559 | TEM | 1 | MC | 2.002 | 1
1FK70225AK717TG0 | SIMOTICS S SYNCHRONOUS SERVOMOTOR 1FK7 COMPACT, 0.85 NM ,100 K, 6000 RPM, 0,38KW NATURAL COOLING, FREE CABLE END 0.5 M, OUTGOING CONNECTOR DIRECTION NON-DRIVE END WITH CONNECTOR SIZE 1 FRAME SIZE IMB 5 (IM V1, IM V3) FLANGE 1, WITH KTY TEMPERATURESENSOR RESOLVER 2-POLE (RESOLVER P=1); PLAIN SHAFT, TOLERANCE N; W/O HOLDING BRAKE DEGREE OF PROTECTION IP64 | 1141 | TEM | 1 | MC | 1.803 | 1
1FK70225AK717TH0 | SIMOTICS S SYNCHRONOUS SERVOMOTOR 1FK7 COMPACT, 0.85 NM ,100 K, 6000 RPM, 0,38KW NATURAL COOLING, FREE CABLE END 0.5 M, OUTGOING CONNECTOR DIRECTION NON-DRIVE END WITH CONNECTOR SIZE 1 FRAME SIZE IMB 5 (IM V1, IM V3) FLANGE 1, WITH KTY TEMPERATURESENSOR RESOLVER 2-POLE (RESOLVER P=1); PLAIN SHAFT, TOLERANCE N; WITH HOLDING BRAKE DEGREE OF PROTECTION IP64 | 1368 | TEM | 1 | MC | 2.002 | 1
1FK70225AK717TH3 | SIMOTICS S SYNCHRONOUS SERVOMOTOR 1FK7 COMPACT, 0.85 NM ,100 K, 6000 RPM, 0,38KW NATURAL COOLING, FREE CABLE END 0.5 M, OUTGOING CONNECTOR DIRECTION NON-DRIVE END WITH CONNECTOR SIZE 1 FRAME SIZE IMB 5 (IM V1, IM V3) FLANGE 1, WITH KTY TEMPERATURESENSOR RESOLVER 2-POLE (RESOLVER P=1); PLAIN SHAFT, TOLERANCE N; WITH HOLDING BRAKE DEGREE OF PROTECTION IP64; PAINT FINISH RAL7016 | 1416 | TEM | 1 | MC | 2.002 | 1
1FK70225AK718HH2 | SIMOTICS S SYNCHRONOUS SERVOMOTOR 1FK7 COMPACT, 0.85 NM, 100 K, 6000 RPM, 0,38KW NATURAL COOLING, FREE CABLE END 0.5 M, OUTGOING CONNECTOR DIRECTION DRIVE END WITH CONNECTOR SIZE 1 FRAME SIZE IMB 5 (IM V1, IM V3) FLANGE 1, WITH KTY TEMPERATURESENSOR ABSOLUTE ENCODER 512 P/REV (ENCODER A-512); PERFORMANCE REDUCTION BY 10% DUE TO ABSOLUTE ENCODER; PLAIN SHAFT, TOLERANCE N; WITH HOLDING BRAKE DEGREE OF PROTECTION IP65 FLANGE ON DRIVE END IP67 | 2471 | TEM | 1 | MC | 2.202 | 1
1FK70225AK718TB2 | SIMOTICS S SYNCHRONOUS SERVOMOTOR 1FK7 COMPACT, 0.85 NM, 100 K, 6000 RPM, 0,38KW NATURAL COOLING, FREE CABLE END 0.5 M, OUTGOING CONNECTOR DIRECTION DRIVE END WITH CONNECTOR SIZE 1 FRAME SIZE IMB 5 (IM V1, IM V3) FLANGE 1, WITH KTY TEMPERATURESENSOR RESOLVER 2-POLE (RESOLVER P=1); SHAFT WITH FITTED KEY, TOLERANCE N; WITH HOLDING BRAKE DEGREE OF PROTECTION IP65 FLANGE ON DRIVE END IP67 | 1559 | TEM | 1 | MC | 2.202 | 1
1FK70245AK711LB3 | SIMOTICS S SYNCHRONOUS SERVOMOTOR 1FK7 COMPACT, 1,1 NM, 100 K, 6000 RPM, 0,50 KW NATURAL COOLING IM B5 (IM V1, IM V3) POWER/SIGNAL CONNECTORS CONNECTOR ROTAT. BY 270 DEGREES ABSOLUTE ENCODER 512 S/R (ENCODER A-512) WITH DRIVE-CLIQ INTERFACE PERFORMANCE REDUCTION BY 10% DUE TO ABSOLUTE ENCODER SHAFT WITH FITTED KEY TOLERANCE N WITH HOLDING BRAKE DEGREE OF PROTECTION IP64 PAINT FINISH RAL7016 | 2704 | TEM | 1 | MC | 2 | 1
1FK70245AK711LG0 | SIMOTICS S SYNCHRONOUS SERVOMOTOR 1FK7 COMPACT, 1,1 NM, 100 K, 6000 RPM, 0,50 KW NATURAL COOLING IM B5 (IM V1, IM V3) POWER/SIGNAL CONNECTORS CONNECTOR ROTAT. BY 270 DEGREES ABSOLUTE ENCODER 512 S/R (ENCODER A-512) WITH DRIVE-CLIQ INTERFACE PERFORMANCE REDUCTION BY 10% DUE TO ABSOLUTE ENCODER PLAIN SHAFT TOLERANCE N W/O HOLDING BRAKE DEGREE OF PROTECTION IP65 | 2336 | TEM | 1 | MC | 2 | 1
1FK70245AK711LG2 | SIMOTICS S SYNCHRONOUS SERVOMOTOR 1FK7 COMPACT, 1,1 NM, 100 K, 6000 RPM, 0,50 KW NATURAL COOLING IM B5 (IM V1, IM V3) POWER/SIGNAL CONNECTORS CONNECTOR ROTAT. BY 270 DEGREES ABSOLUTE ENCODER 512 S/R (ENCODER A-512) WITH DRIVE-CLIQ INTERFACE PERFORMANCE REDUCTION BY 10% DUE TO ABSOLUTE ENCODER PLAIN SHAFT TOLERANCE N W/O HOLDING BRAKE DEGREE OF PROTECTION IP65 DRIVE END FLANGE IP67 | 2434 | TEM | 1 | MC | 2 | 1
1FK70245AK718JG0 | SIMOTICS S SYNCHRONOUS SERVOMOTOR 1FK7 COMPACT, 1.1 NM, 100 K, 6000 RPM, 0,50KW NATURAL COOLING, IM B5 (IM V1, IM V3) FREE CABLE END 0.5 M, OUTGOING CONNECTOR DIRECTION DRIVE END WITH CONNECTOR SIZE 1 ABSOLUTE ENCODER 16 S/R (ENCODER A-16); PERFORMANCE REDUCTION BY 10% DUE TO ABSOLUTE ENCODER PLAIN SHAFT TOLERANCE N W/O HOLDING BRAKE DEGREE OF PROTECTION IP64 | 1796 | TEM | 1 | MC | 2 | 1
1FK70322AF211AA0 | SIMOTICS S SYNCHRONOUS MOTOR 1FK7-CT PN=0,31 KW; UZK=300V M0=1,2NM (100K); NN=3000RPM; NATURAL COOLING, FRAME SIZE IMB 5 (IM V1, IM V3) FLANGE 1, WITH KTY TEMPERATURESENSOR POWER CONNECTOR ROTATABLE INCREMENTAL ENCODER SIN/COS 1VPP;2048 S/R W. C-AND D-SPUR (ENCODER IC2048S/R) SHAFT WITH FITTED KEY, TOLERANCE N; W/O HOLDING BRAKE PROTECTION CLASS IP64; | 1593 | TEM | 1 | MC | 2.701 | 1
1FK70322AF211AA1 | SIMOTICS S SYNCHRONOUS MOTOR 1FK7-CT PN=0,31 KW; UZK=300V M0=1,2NM (100K); NN=3000RPM; NATURAL COOLING, FRAME SIZE IMB 5 (IM V1, IM V3) FLANGE 1, WITH KTY TEMPERATURESENSOR POWER CONNECTOR ROTATABLE INCREMENTAL ENCODER SIN/COS 1VPP;2048 S/R W. C-AND D-SPUR (ENCODER IC2048S/R) SHAFT WITH FITTED KEY, TOLERANCE N; W/O HOLDING BRAKE PROTECTION CLASS IP65, | 1686 | TEM | 1 | MC | 2.701 | 1
1FK70322AF211AA2 | SIMOTICS S SYNCHRONOUS MOTOR 1FK7-CT PN=0,31 KW; UZK=300V M0=1,2NM (100K); NN=3000RPM; NATURAL COOLING, FRAME SIZE IMB 5 (IM V1, IM V3) FLANGE 1, WITH KTY TEMPERATURESENSOR POWER CONNECTOR ROTATABLE INCREMENTAL ENCODER SIN/COS 1VPP;2048 S/R W. C-AND D-SPUR (ENCODER IC2048S/R) SHAFT WITH FITTED KEY, TOLERANCE N; W/O HOLDING BRAKE PROTECTION CLASS IP65, FLANGE ON DRIVE END IP67; | 1686 | TEM | 1 | MC | 2.701 | 1
1FK70322AF211AB0 | SIMOTICS S SYNCHRONOUS MOTOR 1FK7-CT PN=0,31 KW; UZK=300V M0=1,2NM (100K); NN=3000RPM; NATURAL COOLING, FRAME SIZE IMB 5 (IM V1, IM V3) FLANGE 1, WITH KTY TEMPERATURESENSOR POWER CONNECTOR ROTATABLE INCREMENTAL ENCODER SIN/COS 1VPP;2048 S/R W. C-AND D-SPUR (ENCODER IC2048S/R) SHAFT WITH FITTED KEY, TOLERANCE N; WITH HOLDING BRAKE PROTECTION CLASS IP64; | 1812 | TEM | 1 | MC | 3 | 1
1FK70322AF211AB1 | SIMOTICS S SYNCHRONOUS MOTOR 1FK7-CT PN=0,31 KW; UZK=300V M0=1,2NM (100K); NN=3000RPM; NATURAL COOLING, FRAME SIZE IMB 5 (IM V1, IM V3) FLANGE 1, WITH KTY TEMPERATURESENSOR POWER CONNECTOR ROTATABLE INCREMENTAL ENCODER SIN/COS 1VPP;2048 S/R W. C-AND D-SPUR (ENCODER IC2048S/R) SHAFT WITH FITTED KEY, TOLERANCE N; WITH HOLDING BRAKE PROTECTION CLASS IP65, | 1905 | TEM | 1 | MC | 3 | 1
1FK70322AF211AB2 | SIMOTICS S SYNCHRONOUS MOTOR 1FK7-CT PN=0,31 KW; UZK=300V M0=1,2NM (100K); NN=3000RPM; NATURAL COOLING, FRAME SIZE IMB 5 (IM V1, IM V3) FLANGE 1, WITH KTY TEMPERATURESENSOR POWER CONNECTOR ROTATABLE INCREMENTAL ENCODER SIN/COS 1VPP;2048 S/R W. C-AND D-SPUR (ENCODER IC2048S/R) SHAFT WITH FITTED KEY, TOLERANCE N; WITH HOLDING BRAKE PROTECTION CLASS IP65, FLANGE ON DRIVE END IP67; | 1905 | TEM | 1 | MC | 3 | 1
1FK70322AF211AG0 | SIMOTICS S SYNCHRONOUS MOTOR 1FK7-CT PN=0,31 KW; UZK=300V M0=1,2NM (100K); NN=3000RPM; NATURAL COOLING, FRAME SIZE IMB 5 (IM V1, IM V3) FLANGE 1, WITH KTY TEMPERATURESENSOR POWER CONNECTOR ROTATABLE INCREMENTAL ENCODER SIN/COS 1VPP;2048 S/R W. C-AND D-SPUR (ENCODER IC2048S/R) PLAIN SHAFT, TOLERANCE N; W/O HOLDING BRAKE PROTECTION CLASS IP64; | 1506 | TEM | 1 | MC | 2.701 | 1
1FK70322AF211AG1 | SIMOTICS S SYNCHRONOUS MOTOR 1FK7-CT PN=0,31 KW; UZK=300V M0=1,2NM (100K); NN=3000RPM; NATURAL COOLING, FRAME SIZE IMB 5 (IM V1, IM V3) FLANGE 1, WITH KTY TEMPERATURESENSOR POWER CONNECTOR ROTATABLE INCREMENTAL ENCODER SIN/COS 1VPP;2048 S/R W. C-AND D-SPUR (ENCODER IC2048S/R) PLAIN SHAFT, TOLERANCE N; W/O HOLDING BRAKE PROTECTION CLASS IP65, | 1600 | TEM | 1 | MC | 2.701 | 1
1FK70322AF211AG2 | SIMOTICS S SYNCHRONOUS MOTOR 1FK7-CT PN=0,31 KW; UZK=300V M0=1,2NM (100K); NN=3000RPM; NATURAL COOLING, FRAME SIZE IMB 5 (IM V1, IM V3) FLANGE 1, WITH KTY TEMPERATURESENSOR POWER CONNECTOR ROTATABLE INCREMENTAL ENCODER SIN/COS 1VPP;2048 S/R W. C-AND D-SPUR (ENCODER IC2048S/R) PLAIN SHAFT, TOLERANCE N; W/O HOLDING BRAKE PROTECTION CLASS IP65, FLANGE ON DRIVE END IP67; | 1600 | TEM | 1 | MC | 2.701 | 1
1FK70322AF211AH0 | SIMOTICS S SYNCHRONOUS MOTOR 1FK7-CT PN=0,31 KW; UZK=300V M0=1,2NM (100K); NN=3000RPM; NATURAL COOLING, FRAME SIZE IMB 5 (IM V1, IM V3) FLANGE 1, WITH KTY TEMPERATURESENSOR POWER CONNECTOR ROTATABLE INCREMENTAL ENCODER SIN/COS 1VPP;2048 S/R W. C-AND D-SPUR (ENCODER IC2048S/R) PLAIN SHAFT, TOLERANCE N; WITH HOLDING BRAKE PROTECTION CLASS IP64; | 1723 | TEM | 1 | MC | 3 | 1
1FK70322AF211AH1 | SIMOTICS S SYNCHRONOUS MOTOR 1FK7-CT PN=0,31 KW; UZK=300V M0=1,2NM (100K); NN=3000RPM; NATURAL COOLING, FRAME SIZE IMB 5 (IM V1, IM V3) FLANGE 1, WITH KTY TEMPERATURESENSOR POWER CONNECTOR ROTATABLE INCREMENTAL ENCODER SIN/COS 1VPP;2048 S/R W. C-AND D-SPUR (ENCODER IC2048S/R) PLAIN SHAFT, TOLERANCE N; WITH HOLDING BRAKE PROTECTION CLASS IP65, | 1816 | TEM | 1 | MC | 3 | 1
1FK70322AF211AH2 | SIMOTICS S SYNCHRONOUS MOTOR 1FK7-CT PN=0,31 KW; UZK=300V M0=1,2NM (100K); NN=3000RPM; NATURAL COOLING, FRAME SIZE IMB 5 (IM V1, IM V3) FLANGE 1, WITH KTY TEMPERATURESENSOR POWER CONNECTOR ROTATABLE INCREMENTAL ENCODER SIN/COS 1VPP;2048 S/R W. C-AND D-SPUR (ENCODER IC2048S/R) PLAIN SHAFT, TOLERANCE N; WITH HOLDING BRAKE PROTECTION CLASS IP65, FLANGE ON DRIVE END IP67; | 1816 | TEM | 1 | MC | 3 | 1
1FK70322AF211BA0 | SIMOTICS S SYNCHRONOUS MOTOR 1FK7-CT PN=0,31 KW; UZK=300V M0=1,2NM (100K); NN=3000RPM; NATURAL COOLING, FRAME SIZE IMB 5 (IM V1, IM V3) FLANGE 1 POWER CONNECTOR ROTATABLE ABSOLUTE ENCODER SINGLETURN 24 BIT WITH DRIVE CLIQ INTERFACE (ENCODER AS24DQI) SHAFT WITH FITTED KEY, TOLERANCE N; W/O HOLDING BRAKE PROTECTION CLASS IP64; | 1834 | TEM | 1 | MC | 2.701 | 1
1FK70322AF211BA1 | SIMOTICS S SYNCHRONOUS MOTOR 1FK7-CT PN=0,31 KW; UZK=300V M0=1,2NM (100K); NN=3000RPM; NATURAL COOLING, FRAME SIZE IMB 5 (IM V1, IM V3) FLANGE 1 POWER CONNECTOR ROTATABLE ABSOLUTE ENCODER SINGLETURN 24 BIT WITH DRIVE CLIQ INTERFACE (ENCODER AS24DQI) SHAFT WITH FITTED KEY, TOLERANCE N; W/O HOLDING BRAKE PROTECTION CLASS IP65, | 1927 | TEM | 1 | MC | 2.701 | 1
1FK70322AF211BA2 | SIMOTICS S SYNCHRONOUS MOTOR 1FK7-CT PN=0,31 KW; UZK=300V M0=1,2NM (100K); NN=3000RPM; NATURAL COOLING, FRAME SIZE IMB 5 (IM V1, IM V3) FLANGE 1 POWER CONNECTOR ROTATABLE ABSOLUTE ENCODER SINGLETURN 24 BIT WITH DRIVE CLIQ INTERFACE (ENCODER AS24DQI) SHAFT WITH FITTED KEY, TOLERANCE N; W/O HOLDING BRAKE PROTECTION CLASS IP65, FLANGE ON DRIVE END IP67; | 1927 | TEM | 1 | MC | 2.701 | 1
1FK70322AF211BB0 | SIMOTICS S SYNCHRONOUS MOTOR 1FK7-CT PN=0,31 KW; UZK=300V M0=1,2NM (100K); NN=3000RPM; NATURAL COOLING, FRAME SIZE IMB 5 (IM V1, IM V3) FLANGE 1 POWER CONNECTOR ROTATABLE ABSOLUTE ENCODER SINGLETURN 24 BIT WITH DRIVE CLIQ INTERFACE (ENCODER AS24DQI) SHAFT WITH FITTED KEY, TOLERANCE N; WITH HOLDING BRAKE PROTECTION CLASS IP64; | 2053 | TEM | 1 | MC | 3 | 1
1FK70322AF211BB1 | SIMOTICS S SYNCHRONOUS MOTOR 1FK7-CT PN=0,31 KW; UZK=300V M0=1,2NM (100K); NN=3000RPM; NATURAL COOLING, FRAME SIZE IMB 5 (IM V1, IM V3) FLANGE 1 POWER CONNECTOR ROTATABLE ABSOLUTE ENCODER SINGLETURN 24 BIT WITH DRIVE CLIQ INTERFACE (ENCODER AS24DQI) SHAFT WITH FITTED KEY, TOLERANCE N; WITH HOLDING BRAKE PROTECTION CLASS IP65, | 2146 | TEM | 1 | MC | 3 | 1
1FK70322AF211BB2 | SIMOTICS S SYNCHRONOUS MOTOR 1FK7-CT PN=0,31 KW; UZK=300V M0=1,2NM (100K); NN=3000RPM; NATURAL COOLING, FRAME SIZE IMB 5 (IM V1, IM V3) FLANGE 1 POWER CONNECTOR ROTATABLE ABSOLUTE ENCODER SINGLETURN 24 BIT WITH DRIVE CLIQ INTERFACE (ENCODER AS24DQI) SHAFT WITH FITTED KEY, TOLERANCE N; WITH HOLDING BRAKE PROTECTION CLASS IP65, FLANGE ON DRIVE END IP67; | 2146 | TEM | 1 | MC | 3 | 1
1FK70322AF211BG0 | SIMOTICS S SYNCHRONOUS MOTOR 1FK7-CT PN=0,31 KW; UZK=300V M0=1,2NM (100K); NN=3000RPM; NATURAL COOLING, FRAME SIZE IMB 5 (IM V1, IM V3) FLANGE 1 POWER CONNECTOR ROTATABLE ABSOLUTE ENCODER SINGLETURN 24 BIT WITH DRIVE CLIQ INTERFACE (ENCODER AS24DQI) PLAIN SHAFT, TOLERANCE N; W/O HOLDING BRAKE PROTECTION CLASS IP64; | 1747 | TEM | 1 | MC | 2.701 | 1
1FK70322AF211BG1 | SIMOTICS S SYNCHRONOUS MOTOR 1FK7-CT PN=0,31 KW; UZK=300V M0=1,2NM (100K); NN=3000RPM; NATURAL COOLING, FRAME SIZE IMB 5 (IM V1, IM V3) FLANGE 1 POWER CONNECTOR ROTATABLE ABSOLUTE ENCODER SINGLETURN 24 BIT WITH DRIVE CLIQ INTERFACE (ENCODER AS24DQI) PLAIN SHAFT, TOLERANCE N; W/O HOLDING BRAKE PROTECTION CLASS IP65, | 1841 | TEM | 1 | MC | 2.701 | 1
1FK70322AF211BG2 | SIMOTICS S SYNCHRONOUS MOTOR 1FK7-CT PN=0,31 KW; UZK=300V M0=1,2NM (100K); NN=3000RPM; NATURAL COOLING, FRAME SIZE IMB 5 (IM V1, IM V3) FLANGE 1 POWER CONNECTOR ROTATABLE ABSOLUTE ENCODER SINGLETURN 24 BIT WITH DRIVE CLIQ INTERFACE (ENCODER AS24DQI) PLAIN SHAFT, TOLERANCE N; W/O HOLDING BRAKE PROTECTION CLASS IP65, FLANGE ON DRIVE END IP67; | 1841 | TEM | 1 | MC | 2.701 | 1
1FK70322AF211BH0 | SIMOTICS S SYNCHRONOUS MOTOR 1FK7-CT PN=0,31 KW; UZK=300V M0=1,2NM (100K); NN=3000RPM; NATURAL COOLING, FRAME SIZE IMB 5 (IM V1, IM V3) FLANGE 1 POWER CONNECTOR ROTATABLE ABSOLUTE ENCODER SINGLETURN 24 BIT WITH DRIVE CLIQ INTERFACE (ENCODER AS24DQI) PLAIN SHAFT, TOLERANCE N; WITH HOLDING BRAKE PROTECTION CLASS IP64; | 1964 | TEM | 1 | MC | 3 | 1
1FK70322AF211BH1 | SIMOTICS S SYNCHRONOUS MOTOR 1FK7-CT PN=0,31 KW; UZK=300V M0=1,2NM (100K); NN=3000RPM; NATURAL COOLING, FRAME SIZE IMB 5 (IM V1, IM V3) FLANGE 1 POWER CONNECTOR ROTATABLE ABSOLUTE ENCODER SINGLETURN 24 BIT WITH DRIVE CLIQ INTERFACE (ENCODER AS24DQI) PLAIN SHAFT, TOLERANCE N; WITH HOLDING BRAKE PROTECTION CLASS IP65, | 2057 | TEM | 1 | MC | 3 | 1
1FK70322AF211BH2 | SIMOTICS S SYNCHRONOUS MOTOR 1FK7-CT PN=0,31 KW; UZK=300V M0=1,2NM (100K); NN=3000RPM; NATURAL COOLING, FRAME SIZE IMB 5 (IM V1, IM V3) FLANGE 1 POWER CONNECTOR ROTATABLE ABSOLUTE ENCODER SINGLETURN 24 BIT WITH DRIVE CLIQ INTERFACE (ENCODER AS24DQI) PLAIN SHAFT, TOLERANCE N; WITH HOLDING BRAKE PROTECTION CLASS IP65, FLANGE ON DRIVE END IP67; | 2057 | TEM | 1 | MC | 3 | 1
1FK70322AF211CA0 | SIMOTICS S SYNCHRONOUS MOTOR 1FK7-CT PN=0,31 KW; UZK=300V M0=1,2NM (100K); NN=3000RPM; NATURAL COOLING, FRAME SIZE IMB 5 (IM V1, IM V3) FLANGE 1 POWER CONNECTOR ROTATABLE ABSOLUTE ENCODER 24 BIT + 12 BIT MULTITURN WITH DRIVE-CLIQ INTERFACE (ENCODER AM24DQI) SHAFT WITH FITTED KEY, TOLERANCE N; W/O HOLDING BRAKE PROTECTION CLASS IP64; | 2203 | TEM | 1 | MC | 2.701 | 1
1FK70322AF211CA1 | SIMOTICS S SYNCHRONOUS MOTOR 1FK7-CT PN=0,31 KW; UZK=300V M0=1,2NM (100K); NN=3000RPM; NATURAL COOLING, FRAME SIZE IMB 5 (IM V1, IM V3) FLANGE 1 POWER CONNECTOR ROTATABLE ABSOLUTE ENCODER 24 BIT + 12 BIT MULTITURN WITH DRIVE-CLIQ INTERFACE (ENCODER AM24DQI) SHAFT WITH FITTED KEY, TOLERANCE N; W/O HOLDING BRAKE PROTECTION CLASS IP65, | 2296 | TEM | 1 | MC | 2.701 | 1
1FK70322AF211CA2 | SIMOTICS S SYNCHRONOUS MOTOR 1FK7-CT PN=0,31 KW; UZK=300V M0=1,2NM (100K); NN=3000RPM; NATURAL COOLING, FRAME SIZE IMB 5 (IM V1, IM V3) FLANGE 1 POWER CONNECTOR ROTATABLE ABSOLUTE ENCODER 24 BIT + 12 BIT MULTITURN WITH DRIVE-CLIQ INTERFACE (ENCODER AM24DQI) SHAFT WITH FITTED KEY, TOLERANCE N; W/O HOLDING BRAKE PROTECTION CLASS IP65, FLANGE ON DRIVE END IP67; | 2296 | TEM | 1 | MC | 2.701 | 1
1FK70322AF211CB0 | SIMOTICS S SYNCHRONOUS MOTOR 1FK7-CT PN=0,31 KW; UZK=300V M0=1,2NM (100K); NN=3000RPM; NATURAL COOLING, FRAME SIZE IMB 5 (IM V1, IM V3) FLANGE 1 POWER CONNECTOR ROTATABLE ABSOLUTE ENCODER 24 BIT + 12 BIT MULTITURN WITH DRIVE-CLIQ INTERFACE (ENCODER AM24DQI) SHAFT WITH FITTED KEY, TOLERANCE N; WITH HOLDING BRAKE PROTECTION CLASS IP64; | 2422 | TEM | 1 | MC | 3 | 1
1FK70322AF211CB1 | SIMOTICS S SYNCHRONOUS MOTOR 1FK7-CT PN=0,31 KW; UZK=300V M0=1,2NM (100K); NN=3000RPM; NATURAL COOLING, FRAME SIZE IMB 5 (IM V1, IM V3) FLANGE 1 POWER CONNECTOR ROTATABLE ABSOLUTE ENCODER 24 BIT + 12 BIT MULTITURN WITH DRIVE-CLIQ INTERFACE (ENCODER AM24DQI) SHAFT WITH FITTED KEY, TOLERANCE N; WITH HOLDING BRAKE PROTECTION CLASS IP65, | 2515 | TEM | 1 | MC | 3 | 1
1FK70322AF211CB2 | SIMOTICS S SYNCHRONOUS MOTOR 1FK7-CT PN=0,31 KW; UZK=300V M0=1,2NM (100K); NN=3000RPM; NATURAL COOLING, FRAME SIZE IMB 5 (IM V1, IM V3) FLANGE 1 POWER CONNECTOR ROTATABLE ABSOLUTE ENCODER 24 BIT + 12 BIT MULTITURN WITH DRIVE-CLIQ INTERFACE (ENCODER AM24DQI) SHAFT WITH FITTED KEY, TOLERANCE N; WITH HOLDING BRAKE PROTECTION CLASS IP65, FLANGE ON DRIVE END IP67; | 2515 | TEM | 1 | MC | 3 | 1
1FK70322AF211CG0 | SIMOTICS S SYNCHRONOUS MOTOR 1FK7-CT PN=0,31 KW; UZK=300V M0=1,2NM (100K); NN=3000RPM; NATURAL COOLING, FRAME SIZE IMB 5 (IM V1, IM V3) FLANGE 1 POWER CONNECTOR ROTATABLE ABSOLUTE ENCODER 24 BIT + 12 BIT MULTITURN WITH DRIVE-CLIQ INTERFACE (ENCODER AM24DQI) PLAIN SHAFT, TOLERANCE N; W/O HOLDING BRAKE PROTECTION CLASS IP64; | 2117 | TEM | 1 | MC | 2.701 | 1
1FK70322AF211CG1 | SIMOTICS S SYNCHRONOUS MOTOR 1FK7-CT PN=0,31 KW; UZK=300V M0=1,2NM (100K); NN=3000RPM; NATURAL COOLING, FRAME SIZE IMB 5 (IM V1, IM V3) FLANGE 1 POWER CONNECTOR ROTATABLE ABSOLUTE ENCODER 24 BIT + 12 BIT MULTITURN WITH DRIVE-CLIQ INTERFACE (ENCODER AM24DQI) PLAIN SHAFT, TOLERANCE N; W/O HOLDING BRAKE PROTECTION CLASS IP65, | 2210 | TEM | 1 | MC | 2.701 | 1
1FK70322AF211CG2 | SIMOTICS S SYNCHRONOUS MOTOR 1FK7-CT PN=0,31 KW; UZK=300V M0=1,2NM (100K); NN=3000RPM; NATURAL COOLING, FRAME SIZE IMB 5 (IM V1, IM V3) FLANGE 1 POWER CONNECTOR ROTATABLE ABSOLUTE ENCODER 24 BIT + 12 BIT MULTITURN WITH DRIVE-CLIQ INTERFACE (ENCODER AM24DQI) PLAIN SHAFT, TOLERANCE N; W/O HOLDING BRAKE PROTECTION CLASS IP65, FLANGE ON DRIVE END IP67; | 2210 | TEM | 1 | MC | 2.701 | 1
1FK70322AF211CH0 | SIMOTICS S SYNCHRONOUS MOTOR 1FK7-CT PN=0,31 KW; UZK=300V M0=1,2NM (100K); NN=3000RPM; NATURAL COOLING, FRAME SIZE IMB 5 (IM V1, IM V3) FLANGE 1 POWER CONNECTOR ROTATABLE ABSOLUTE ENCODER 24 BIT + 12 BIT MULTITURN WITH DRIVE-CLIQ INTERFACE (ENCODER AM24DQI) PLAIN SHAFT, TOLERANCE N; WITH HOLDING BRAKE PROTECTION CLASS IP64; | 2333 | TEM | 1 | MC | 3 | 1
1FK70322AF211CH1 | SIMOTICS S SYNCHRONOUS MOTOR 1FK7-CT PN=0,31 KW; UZK=300V M0=1,2NM (100K); NN=3000RPM; NATURAL COOLING, FRAME SIZE IMB 5 (IM V1, IM V3) FLANGE 1 POWER CONNECTOR ROTATABLE ABSOLUTE ENCODER 24 BIT + 12 BIT MULTITURN WITH DRIVE-CLIQ INTERFACE (ENCODER AM24DQI) PLAIN SHAFT, TOLERANCE N; WITH HOLDING BRAKE PROTECTION CLASS IP65, | 2427 | TEM | 1 | MC | 3 | 1
1FK70322AF211CH2 | SIMOTICS S SYNCHRONOUS MOTOR 1FK7-CT PN=0,31 KW; UZK=300V M0=1,2NM (100K); NN=3000RPM; NATURAL COOLING, FRAME SIZE IMB 5 (IM V1, IM V3) FLANGE 1 POWER CONNECTOR ROTATABLE ABSOLUTE ENCODER 24 BIT + 12 BIT MULTITURN WITH DRIVE-CLIQ INTERFACE (ENCODER AM24DQI) PLAIN SHAFT, TOLERANCE N; WITH HOLDING BRAKE PROTECTION CLASS IP65, FLANGE ON DRIVE END IP67; | 2427 | TEM | 1 | MC | 3 | 1
1FK70322AF211DA0 | SIMOTICS S SYNCHRONOUS MOTOR 1FK7-CT PN=0,31 KW; UZK=300V M0=1,2NM (100K); NN=3000RPM; NATURAL COOLING, FRAME SIZE IMB 5 (IM V1, IM V3) FLANGE 1 POWER CONNECTOR ROTATABLE INCREMENTAL ENCODER 22 BIT WITH DRIVE-CLIQ INTERFACE (ENCODER IC22DQ) SHAFT WITH FITTED KEY, TOLERANCE N; W/O HOLDING BRAKE PROTECTION CLASS IP64; | 1914 | TEM | 1 | MC | 2.702 | 1
1FK70322AF211DB0 | SIMOTICS S SYNCHRONOUS MOTOR 1FK7-CT PN=0,31 KW; UZK=300V M0=1,2NM (100K); NN=3000RPM; NATURAL COOLING, FRAME SIZE IMB 5 (IM V1, IM V3) FLANGE 1 POWER CONNECTOR ROTATABLE INCREMENTAL ENCODER 22 BIT WITH DRIVE-CLIQ INTERFACE (ENCODER IC22DQ) SHAFT WITH FITTED KEY, TOLERANCE N; WITH HOLDING BRAKE PROTECTION CLASS IP64; | 2133 | TEM | 1 | MC | 3.001 | 1
1FK70322AF211DG0 | SIMOTICS S SYNCHRONOUS MOTOR 1FK7-CT PN=0,31 KW; UZK=300V M0=1,2NM (100K); NN=3000RPM; NATURAL COOLING, FRAME SIZE IMB 5 (IM V1, IM V3) FLANGE 1 POWER CONNECTOR ROTATABLE INCREMENTAL ENCODER 22 BIT WITH DRIVE-CLIQ INTERFACE (ENCODER IC22DQ) PLAIN SHAFT, TOLERANCE N; W/O HOLDING BRAKE PROTECTION CLASS IP64; | 1828 | TEM | 1 | MC | 2.702 | 1
1FK70322AF211DH0 | SIMOTICS S SYNCHRONOUS MOTOR 1FK7-CT PN=0,31 KW; UZK=300V M0=1,2NM (100K); NN=3000RPM; NATURAL COOLING, FRAME SIZE IMB 5 (IM V1, IM V3) FLANGE 1 POWER CONNECTOR ROTATABLE INCREMENTAL ENCODER 22 BIT WITH DRIVE-CLIQ INTERFACE (ENCODER IC22DQ) PLAIN SHAFT, TOLERANCE N; WITH HOLDING BRAKE PROTECTION CLASS IP64; | 2044 | TEM | 1 | MC | 3.001 | 1
1FK70322AF211EA0 | SIMOTICS S SYNCHRONOUS MOTOR 1FK7-CT PN=0,31 KW; UZK=300V M0=1,2NM (100K); NN=3000RPM; NATURAL COOLING, FRAME SIZE IMB 5 (IM V1, IM V3) FLANGE 1, WITH KTY TEMPERATURESENSOR POWER CONNECTOR ROTATABLE ABSOLUTE ENCODERR 2048 S/R + 4096 UMDREHUNGEN MULTITURN, WITH ENDAT-SCHNITTSTELLE (ENCODER AM2048S/R) SHAFT WITH FITTED KEY, TOLERANCE N; W/O HOLDING BRAKE PROTECTION CLASS IP64; | 1964 | TEM | 1 | MC | 2.701 | 1
1FK70322AF211EA1 | SIMOTICS S SYNCHRONOUS MOTOR 1FK7-CT PN=0,31 KW; UZK=300V M0=1,2NM (100K); NN=3000RPM; NATURAL COOLING, FRAME SIZE IMB 5 (IM V1, IM V3) FLANGE 1, WITH KTY TEMPERATURESENSOR POWER CONNECTOR ROTATABLE ABSOLUTE ENCODERR 2048 S/R + 4096 UMDREHUNGEN MULTITURN, WITH ENDAT-SCHNITTSTELLE (ENCODER AM2048S/R) SHAFT WITH FITTED KEY, TOLERANCE N; W/O HOLDING BRAKE PROTECTION CLASS IP65, | 2058 | TEM | 1 | MC | 2.701 | 1
1FK70322AF211EA2 | SIMOTICS S SYNCHRONOUS MOTOR 1FK7-CT PN=0,31 KW; UZK=300V M0=1,2NM (100K); NN=3000RPM; NATURAL COOLING, FRAME SIZE IMB 5 (IM V1, IM V3) FLANGE 1, WITH KTY TEMPERATURESENSOR POWER CONNECTOR ROTATABLE ABSOLUTE ENCODERR 2048 S/R + 4096 UMDREHUNGEN MULTITURN, WITH ENDAT-SCHNITTSTELLE (ENCODER AM2048S/R) SHAFT WITH FITTED KEY, TOLERANCE N; W/O HOLDING BRAKE PROTECTION CLASS IP65, FLANGE ON DRIVE END IP67; | 2058 | TEM | 1 | MC | 2.701 | 1
1FK70322AF211EB0 | SIMOTICS S SYNCHRONOUS MOTOR 1FK7-CT PN=0,31 KW; UZK=300V M0=1,2NM (100K); NN=3000RPM; NATURAL COOLING, FRAME SIZE IMB 5 (IM V1, IM V3) FLANGE 1, WITH KTY TEMPERATURESENSOR POWER CONNECTOR ROTATABLE ABSOLUTE ENCODERR 2048 S/R + 4096 UMDREHUNGEN MULTITURN, WITH ENDAT-SCHNITTSTELLE (ENCODER AM2048S/R) SHAFT WITH FITTED KEY, TOLERANCE N; WITH HOLDING BRAKE PROTECTION CLASS IP64; | 2183 | TEM | 1 | MC | 3 | 1
1FK70322AF211EB1 | SIMOTICS S SYNCHRONOUS MOTOR 1FK7-CT PN=0,31 KW; UZK=300V M0=1,2NM (100K); NN=3000RPM; NATURAL COOLING, FRAME SIZE IMB 5 (IM V1, IM V3) FLANGE 1, WITH KTY TEMPERATURESENSOR POWER CONNECTOR ROTATABLE ABSOLUTE ENCODERR 2048 S/R + 4096 UMDREHUNGEN MULTITURN, WITH ENDAT-SCHNITTSTELLE (ENCODER AM2048S/R) SHAFT WITH FITTED KEY, TOLERANCE N; WITH HOLDING BRAKE PROTECTION CLASS IP65, | 2277 | TEM | 1 | MC | 3 | 1
1FK70322AF211EB2 | SIMOTICS S SYNCHRONOUS MOTOR 1FK7-CT PN=0,31 KW; UZK=300V M0=1,2NM (100K); NN=3000RPM; NATURAL COOLING, FRAME SIZE IMB 5 (IM V1, IM V3) FLANGE 1, WITH KTY TEMPERATURESENSOR POWER CONNECTOR ROTATABLE ABSOLUTE ENCODERR 2048 S/R + 4096 UMDREHUNGEN MULTITURN, WITH ENDAT-SCHNITTSTELLE (ENCODER AM2048S/R) SHAFT WITH FITTED KEY, TOLERANCE N; WITH HOLDING BRAKE PROTECTION CLASS IP65, FLANGE ON DRIVE END IP67; | 2277 | TEM | 1 | MC | 3 | 1
1FK70322AF211EG0 | SIMOTICS S SYNCHRONOUS MOTOR 1FK7-CT PN=0,31 KW; UZK=300V M0=1,2NM (100K); NN=3000RPM; NATURAL COOLING, FRAME SIZE IMB 5 (IM V1, IM V3) FLANGE 1, WITH KTY TEMPERATURESENSOR POWER CONNECTOR ROTATABLE ABSOLUTE ENCODERR 2048 S/R + 4096 UMDREHUNGEN MULTITURN, WITH ENDAT-SCHNITTSTELLE (ENCODER AM2048S/R) PLAIN SHAFT, TOLERANCE N; W/O HOLDING BRAKE PROTECTION CLASS IP64; | 1878 | TEM | 1 | MC | 2.701 | 1
1FK70322AF211EG1 | SIMOTICS S SYNCHRONOUS MOTOR 1FK7-CT PN=0,31 KW; UZK=300V M0=1,2NM (100K); NN=3000RPM; NATURAL COOLING, FRAME SIZE IMB 5 (IM V1, IM V3) FLANGE 1, WITH KTY TEMPERATURESENSOR POWER CONNECTOR ROTATABLE ABSOLUTE ENCODERR 2048 S/R + 4096 UMDREHUNGEN MULTITURN, WITH ENDAT-SCHNITTSTELLE (ENCODER AM2048S/R) PLAIN SHAFT, TOLERANCE N; W/O HOLDING BRAKE PROTECTION CLASS IP65, | 1971 | TEM | 1 | MC | 2.701 | 1
1FK70322AF211EG2 | SIMOTICS S SYNCHRONOUS MOTOR 1FK7-CT PN=0,31 KW; UZK=300V M0=1,2NM (100K); NN=3000RPM; NATURAL COOLING, FRAME SIZE IMB 5 (IM V1, IM V3) FLANGE 1, WITH KTY TEMPERATURESENSOR POWER CONNECTOR ROTATABLE ABSOLUTE ENCODERR 2048 S/R + 4096 UMDREHUNGEN MULTITURN, WITH ENDAT-SCHNITTSTELLE (ENCODER AM2048S/R) PLAIN SHAFT, TOLERANCE N; W/O HOLDING BRAKE PROTECTION CLASS IP65, FLANGE ON DRIVE END IP67; | 1971 | TEM | 1 | MC | 2.701 | 1
1FK70322AF211EH0 | SIMOTICS S SYNCHRONOUS MOTOR 1FK7-CT PN=0,31 KW; UZK=300V M0=1,2NM (100K); NN=3000RPM; NATURAL COOLING, FRAME SIZE IMB 5 (IM V1, IM V3) FLANGE 1, WITH KTY TEMPERATURESENSOR POWER CONNECTOR ROTATABLE ABSOLUTE ENCODERR 2048 S/R + 4096 UMDREHUNGEN MULTITURN, WITH ENDAT-SCHNITTSTELLE (ENCODER AM2048S/R) PLAIN SHAFT, TOLERANCE N; WITH HOLDING BRAKE PROTECTION CLASS IP64; | 2094 | TEM | 1 | MC | 3 | 1
1FK70322AF211EH1 | SIMOTICS S SYNCHRONOUS MOTOR 1FK7-CT PN=0,31 KW; UZK=300V M0=1,2NM (100K); NN=3000RPM; NATURAL COOLING, FRAME SIZE IMB 5 (IM V1, IM V3) FLANGE 1, WITH KTY TEMPERATURESENSOR POWER CONNECTOR ROTATABLE ABSOLUTE ENCODERR 2048 S/R + 4096 UMDREHUNGEN MULTITURN, WITH ENDAT-SCHNITTSTELLE (ENCODER AM2048S/R) PLAIN SHAFT, TOLERANCE N; WITH HOLDING BRAKE PROTECTION CLASS IP65, | 2188 | TEM | 1 | MC | 3 | 1
1FK70322AF211EH2 | SIMOTICS S SYNCHRONOUS MOTOR 1FK7-CT PN=0,31 KW; UZK=300V M0=1,2NM (100K); NN=3000RPM; NATURAL COOLING, FRAME SIZE IMB 5 (IM V1, IM V3) FLANGE 1, WITH KTY TEMPERATURESENSOR POWER CONNECTOR ROTATABLE ABSOLUTE ENCODERR 2048 S/R + 4096 UMDREHUNGEN MULTITURN, WITH ENDAT-SCHNITTSTELLE (ENCODER AM2048S/R) PLAIN SHAFT, TOLERANCE N; WITH HOLDING BRAKE PROTECTION CLASS IP65, FLANGE ON DRIVE END IP67; | 2188 | TEM | 1 | MC | 3 | 1
1FK70322AF211FG0 | SIMOTICS S SYNCHRONOUS MOTOR 1FK7-CT PN=0,31 KW; UZK=300V M0=1,2NM (100K); NN=3000RPM; NATURAL COOLING, FRAME SIZE IMB 5 (IM V1, IM V3) FLANGE 1 POWER CONNECTOR ROTATABLE ABSOLUTE ENCODER 22BIT + 12 BIT MULTITURN, WITH DRIVE-CLIQ INTERFACE (ENCODER AM22DQ) PLAIN SHAFT, TOLERANCE N; W/O HOLDING BRAKE PROTECTION CLASS IP64; | 2197 | TEM | 1 | MC | 2.701 | 1
1FK70322AF211PA0 | SIMOTICS S SYNCHRONOUS MOTOR 1FK7-CT PN=0,31 KW; UZK=300V M0=1,2NM (100K); NN=3000RPM; NATURAL COOLING, FRAME SIZE IMB 5 (IM V1, IM V3) FLANGE 1 POWER CONNECTOR ROTATABLE RESOLVER 2-POLE, WITH DRIVE CLIQ-INTERFACE SHAFT WITH FITTED KEY, TOLERANCE N; W/O HOLDING BRAKE PROTECTION CLASS IP64; | 1248 | TEM | 1 | MC | 2.801 | 1
1FK70322AF211PA1 | SIMOTICS S SYNCHRONOUS MOTOR 1FK7-CT PN=0,31 KW; UZK=300V M0=1,2NM (100K); NN=3000RPM; NATURAL COOLING, FRAME SIZE IMB 5 (IM V1, IM V3) FLANGE 1 POWER CONNECTOR ROTATABLE RESOLVER 2-POLE, WITH DRIVE CLIQ-INTERFACE SHAFT WITH FITTED KEY, TOLERANCE N; W/O HOLDING BRAKE PROTECTION CLASS IP65, | 1341 | TEM | 1 | MC | 2.801 | 1
1FK70322AF211PA2 | SIMOTICS S SYNCHRONOUS MOTOR 1FK7-CT PN=0,31 KW; UZK=300V M0=1,2NM (100K); NN=3000RPM; NATURAL COOLING, FRAME SIZE IMB 5 (IM V1, IM V3) FLANGE 1 POWER CONNECTOR ROTATABLE RESOLVER 2-POLE, WITH DRIVE CLIQ-INTERFACE SHAFT WITH FITTED KEY, TOLERANCE N; W/O HOLDING BRAKE PROTECTION CLASS IP65, FLANGE ON DRIVE END IP67; | 1341 | TEM | 1 | MC | 2.801 | 1
1FK70322AF211PB0 | SIMOTICS S SYNCHRONOUS MOTOR 1FK7-CT PN=0,31 KW; UZK=300V M0=1,2NM (100K); NN=3000RPM; NATURAL COOLING, FRAME SIZE IMB 5 (IM V1, IM V3) FLANGE 1 POWER CONNECTOR ROTATABLE RESOLVER 2-POLE, WITH DRIVE CLIQ-INTERFACE SHAFT WITH FITTED KEY, TOLERANCE N; WITH HOLDING BRAKE PROTECTION CLASS IP64; | 1467 | TEM | 1 | MC | 3.1 | 1
1FK70322AF211PB1 | SIMOTICS S SYNCHRONOUS MOTOR 1FK7-CT PN=0,31 KW; UZK=300V M0=1,2NM (100K); NN=3000RPM; NATURAL COOLING, FRAME SIZE IMB 5 (IM V1, IM V3) FLANGE 1 POWER CONNECTOR ROTATABLE RESOLVER 2-POLE, WITH DRIVE CLIQ-INTERFACE SHAFT WITH FITTED KEY, TOLERANCE N; WITH HOLDING BRAKE PROTECTION CLASS IP65, | 1560 | TEM | 1 | MC | 3.1 | 1
1FK70322AF211PB2 | SIMOTICS S SYNCHRONOUS MOTOR 1FK7-CT PN=0,31 KW; UZK=300V M0=1,2NM (100K); NN=3000RPM; NATURAL COOLING, FRAME SIZE IMB 5 (IM V1, IM V3) FLANGE 1 POWER CONNECTOR ROTATABLE RESOLVER 2-POLE, WITH DRIVE CLIQ-INTERFACE SHAFT WITH FITTED KEY, TOLERANCE N; WITH HOLDING BRAKE PROTECTION CLASS IP65, FLANGE ON DRIVE END IP67; | 1560 | TEM | 1 | MC | 3.1 | 1
1FK70322AF211PG0 | SIMOTICS S SYNCHRONOUS MOTOR 1FK7-CT PN=0,31 KW; UZK=300V M0=1,2NM (100K); NN=3000RPM; NATURAL COOLING, FRAME SIZE IMB 5 (IM V1, IM V3) FLANGE 1 POWER CONNECTOR ROTATABLE RESOLVER 2-POLE, WITH DRIVE CLIQ-INTERFACE PLAIN SHAFT, TOLERANCE N; W/O HOLDING BRAKE PROTECTION CLASS IP64; | 1161 | TEM | 1 | MC | 2.801 | 1
1FK70322AF211PG1 | SIMOTICS S SYNCHRONOUS MOTOR 1FK7-CT PN=0,31 KW; UZK=300V M0=1,2NM (100K); NN=3000RPM; NATURAL COOLING, FRAME SIZE IMB 5 (IM V1, IM V3) FLANGE 1 POWER CONNECTOR ROTATABLE RESOLVER 2-POLE, WITH DRIVE CLIQ-INTERFACE PLAIN SHAFT, TOLERANCE N; W/O HOLDING BRAKE PROTECTION CLASS IP65, | 1255 | TEM | 1 | MC | 2.801 | 1
1FK70322AF211PG2 | SIMOTICS S SYNCHRONOUS MOTOR 1FK7-CT PN=0,31 KW; UZK=300V M0=1,2NM (100K); NN=3000RPM; NATURAL COOLING, FRAME SIZE IMB 5 (IM V1, IM V3) FLANGE 1 POWER CONNECTOR ROTATABLE RESOLVER 2-POLE, WITH DRIVE CLIQ-INTERFACE PLAIN SHAFT, TOLERANCE N; W/O HOLDING BRAKE PROTECTION CLASS IP65, FLANGE ON DRIVE END IP67; | 1255 | TEM | 1 | MC | 2.801 | 1
1FK70322AF211PH0 | SIMOTICS S SYNCHRONOUS MOTOR 1FK7-CT PN=0,31 KW; UZK=300V M0=1,2NM (100K); NN=3000RPM; NATURAL COOLING, FRAME SIZE IMB 5 (IM V1, IM V3) FLANGE 1 POWER CONNECTOR ROTATABLE RESOLVER 2-POLE, WITH DRIVE CLIQ-INTERFACE PLAIN SHAFT, TOLERANCE N; WITH HOLDING BRAKE PROTECTION CLASS IP64; | 1378 | TEM | 1 | MC | 3.1 | 1
1FK70322AF211PH1 | SIMOTICS S SYNCHRONOUS MOTOR 1FK7-CT PN=0,31 KW; UZK=300V M0=1,2NM (100K); NN=3000RPM; NATURAL COOLING, FRAME SIZE IMB 5 (IM V1, IM V3) FLANGE 1 POWER CONNECTOR ROTATABLE RESOLVER 2-POLE, WITH DRIVE CLIQ-INTERFACE PLAIN SHAFT, TOLERANCE N; WITH HOLDING BRAKE PROTECTION CLASS IP65, | 1471 | TEM | 1 | MC | 3.1 | 1
1FK70322AF211PH2 | SIMOTICS S SYNCHRONOUS MOTOR 1FK7-CT PN=0,31 KW; UZK=300V M0=1,2NM (100K); NN=3000RPM; NATURAL COOLING, FRAME SIZE IMB 5 (IM V1, IM V3) FLANGE 1 POWER CONNECTOR ROTATABLE RESOLVER 2-POLE, WITH DRIVE CLIQ-INTERFACE PLAIN SHAFT, TOLERANCE N; WITH HOLDING BRAKE PROTECTION CLASS IP65, FLANGE ON DRIVE END IP67; | 1471 | TEM | 1 | MC | 3.1 | 1
1FK70322AF211QA0 | SIMOTICS S SYNCHRONOUS MOTOR 1FK7-CT PN=0,31 KW; UZK=300V M0=1,2NM (100K); NN=3000RPM; NATURAL COOLING, FRAME SIZE IMB 5 (IM V1, IM V3) FLANGE 1 POWER CONNECTOR ROTATABLE ABSOLUTE ENCODER SINGLETURN 20 BIT WITH DRIVE-CLIQ INTERFACE (ENCODER AS20DQI) SHAFT WITH FITTED KEY, TOLERANCE N; W/O HOLDING BRAKE PROTECTION CLASS IP64; | 1351 | TEM | 1 | MC | 2.701 | 1
1FK70322AF211QA1 | SIMOTICS S SYNCHRONOUS MOTOR 1FK7-CT PN=0,31 KW; UZK=300V M0=1,2NM (100K); NN=3000RPM; NATURAL COOLING, FRAME SIZE IMB 5 (IM V1, IM V3) FLANGE 1 POWER CONNECTOR ROTATABLE ABSOLUTE ENCODER SINGLETURN 20 BIT WITH DRIVE-CLIQ INTERFACE (ENCODER AS20DQI) SHAFT WITH FITTED KEY, TOLERANCE N; W/O HOLDING BRAKE PROTECTION CLASS IP65, | 1444 | TEM | 1 | MC | 2.701 | 1
1FK70322AF211QA2 | SIMOTICS S SYNCHRONOUS MOTOR 1FK7-CT PN=0,31 KW; UZK=300V M0=1,2NM (100K); NN=3000RPM; NATURAL COOLING, FRAME SIZE IMB 5 (IM V1, IM V3) FLANGE 1 POWER CONNECTOR ROTATABLE ABSOLUTE ENCODER SINGLETURN 20 BIT WITH DRIVE-CLIQ INTERFACE (ENCODER AS20DQI) SHAFT WITH FITTED KEY, TOLERANCE N; W/O HOLDING BRAKE PROTECTION CLASS IP65, FLANGE ON DRIVE END IP67; | 1444 | TEM | 1 | MC | 2.701 | 1
1FK70322AF211QB0 | SIMOTICS S SYNCHRONOUS MOTOR 1FK7-CT PN=0,31 KW; UZK=300V M0=1,2NM (100K); NN=3000RPM; NATURAL COOLING, FRAME SIZE IMB 5 (IM V1, IM V3) FLANGE 1 POWER CONNECTOR ROTATABLE ABSOLUTE ENCODER SINGLETURN 20 BIT WITH DRIVE-CLIQ INTERFACE (ENCODER AS20DQI) SHAFT WITH FITTED KEY, TOLERANCE N; WITH HOLDING BRAKE PROTECTION CLASS IP64; | 1570 | TEM | 1 | MC | 3 | 1
1FK70322AF211QB1 | SIMOTICS S SYNCHRONOUS MOTOR 1FK7-CT PN=0,31 KW; UZK=300V M0=1,2NM (100K); NN=3000RPM; NATURAL COOLING, FRAME SIZE IMB 5 (IM V1, IM V3) FLANGE 1 POWER CONNECTOR ROTATABLE ABSOLUTE ENCODER SINGLETURN 20 BIT WITH DRIVE-CLIQ INTERFACE (ENCODER AS20DQI) SHAFT WITH FITTED KEY, TOLERANCE N; WITH HOLDING BRAKE PROTECTION CLASS IP65, | 1663 | TEM | 1 | MC | 3 | 1
1FK70322AF211QB2 | SIMOTICS S SYNCHRONOUS MOTOR 1FK7-CT PN=0,31 KW; UZK=300V M0=1,2NM (100K); NN=3000RPM; NATURAL COOLING, FRAME SIZE IMB 5 (IM V1, IM V3) FLANGE 1 POWER CONNECTOR ROTATABLE ABSOLUTE ENCODER SINGLETURN 20 BIT WITH DRIVE-CLIQ INTERFACE (ENCODER AS20DQI) SHAFT WITH FITTED KEY, TOLERANCE N; WITH HOLDING BRAKE PROTECTION CLASS IP65, FLANGE ON DRIVE END IP67; | 1663 | TEM | 1 | MC | 3 | 1
1FK70322AF211QG0 | SIMOTICS S SYNCHRONOUS MOTOR 1FK7-CT PN=0,31 KW; UZK=300V M0=1,2NM (100K); NN=3000RPM; NATURAL COOLING, FRAME SIZE IMB 5 (IM V1, IM V3) FLANGE 1 POWER CONNECTOR ROTATABLE ABSOLUTE ENCODER SINGLETURN 20 BIT WITH DRIVE-CLIQ INTERFACE (ENCODER AS20DQI) PLAIN SHAFT, TOLERANCE N; W/O HOLDING BRAKE PROTECTION CLASS IP64; | 1264 | TEM | 1 | MC | 2.701 | 1
1FK70322AF211QG1 | SIMOTICS S SYNCHRONOUS MOTOR 1FK7-CT PN=0,31 KW; UZK=300V M0=1,2NM (100K); NN=3000RPM; NATURAL COOLING, FRAME SIZE IMB 5 (IM V1, IM V3) FLANGE 1 POWER CONNECTOR ROTATABLE ABSOLUTE ENCODER SINGLETURN 20 BIT WITH DRIVE-CLIQ INTERFACE (ENCODER AS20DQI) PLAIN SHAFT, TOLERANCE N; W/O HOLDING BRAKE PROTECTION CLASS IP65, | 1358 | TEM | 1 | MC | 2.701 | 1
1FK70322AF211QG2 | SIMOTICS S SYNCHRONOUS MOTOR 1FK7-CT PN=0,31 KW; UZK=300V M0=1,2NM (100K); NN=3000RPM; NATURAL COOLING, FRAME SIZE IMB 5 (IM V1, IM V3) FLANGE 1 POWER CONNECTOR ROTATABLE ABSOLUTE ENCODER SINGLETURN 20 BIT WITH DRIVE-CLIQ INTERFACE (ENCODER AS20DQI) PLAIN SHAFT, TOLERANCE N; W/O HOLDING BRAKE PROTECTION CLASS IP65, FLANGE ON DRIVE END IP67; | 1358 | TEM | 1 | MC | 2.701 | 1
1FK70322AF211QH0 | SIMOTICS S SYNCHRONOUS MOTOR 1FK7-CT PN=0,31 KW; UZK=300V M0=1,2NM (100K); NN=3000RPM; NATURAL COOLING, FRAME SIZE IMB 5 (IM V1, IM V3) FLANGE 1 POWER CONNECTOR ROTATABLE ABSOLUTE ENCODER SINGLETURN 20 BIT WITH DRIVE-CLIQ INTERFACE (ENCODER AS20DQI) PLAIN SHAFT, TOLERANCE N; WITH HOLDING BRAKE PROTECTION CLASS IP64; | 1481 | TEM | 1 | MC | 3 | 1
1FK70322AF211QH1 | SIMOTICS S SYNCHRONOUS MOTOR 1FK7-CT PN=0,31 KW; UZK=300V M0=1,2NM (100K); NN=3000RPM; NATURAL COOLING, FRAME SIZE IMB 5 (IM V1, IM V3) FLANGE 1 POWER CONNECTOR ROTATABLE ABSOLUTE ENCODER SINGLETURN 20 BIT WITH DRIVE-CLIQ INTERFACE (ENCODER AS20DQI) PLAIN SHAFT, TOLERANCE N; WITH HOLDING BRAKE PROTECTION CLASS IP65, | 1574 | TEM | 1 | MC | 3 | 1
1FK70322AF211QH2 | SIMOTICS S SYNCHRONOUS MOTOR 1FK7-CT PN=0,31 KW; UZK=300V M0=1,2NM (100K); NN=3000RPM; NATURAL COOLING, FRAME SIZE IMB 5 (IM V1, IM V3) FLANGE 1 POWER CONNECTOR ROTATABLE ABSOLUTE ENCODER SINGLETURN 20 BIT WITH DRIVE-CLIQ INTERFACE (ENCODER AS20DQI) PLAIN SHAFT, TOLERANCE N; WITH HOLDING BRAKE PROTECTION CLASS IP65, FLANGE ON DRIVE END IP67; | 1574 | TEM | 1 | MC | 3 | 1
1FK70322AF211RA0 | SIMOTICS S SYNCHRONOUS MOTOR 1FK7-CT PN=0,31 KW; UZK=300V M0=1,2NM (100K); NN=3000RPM; NATURAL COOLING, FRAME SIZE IMB 5 (IM V1, IM V3) FLANGE 1 POWER CONNECTOR ROTATABLE ABSOLUTE ENCODER 20 BIT + 12 BIT MULTITURN WITH DRIVE-CLIQ INTERFACE (ENCODER AM20DQI) SHAFT WITH FITTED KEY, TOLERANCE N; W/O HOLDING BRAKE PROTECTION CLASS IP64; | 1725 | TEM | 1 | MC | 2.701 | 1
1FK70322AF211RA1 | SIMOTICS S SYNCHRONOUS MOTOR 1FK7-CT PN=0,31 KW; UZK=300V M0=1,2NM (100K); NN=3000RPM; NATURAL COOLING, FRAME SIZE IMB 5 (IM V1, IM V3) FLANGE 1 POWER CONNECTOR ROTATABLE ABSOLUTE ENCODER 20 BIT + 12 BIT MULTITURN WITH DRIVE-CLIQ INTERFACE (ENCODER AM20DQI) SHAFT WITH FITTED KEY, TOLERANCE N; W/O HOLDING BRAKE PROTECTION CLASS IP65, | 1818 | TEM | 1 | MC | 2.701 | 1
1FK70322AF211RA2 | SIMOTICS S SYNCHRONOUS MOTOR 1FK7-CT PN=0,31 KW; UZK=300V M0=1,2NM (100K); NN=3000RPM; NATURAL COOLING, FRAME SIZE IMB 5 (IM V1, IM V3) FLANGE 1 POWER CONNECTOR ROTATABLE ABSOLUTE ENCODER 20 BIT + 12 BIT MULTITURN WITH DRIVE-CLIQ INTERFACE (ENCODER AM20DQI) SHAFT WITH FITTED KEY, TOLERANCE N; W/O HOLDING BRAKE PROTECTION CLASS IP65, FLANGE ON DRIVE END IP67; | 1818 | TEM | 1 | MC | 2.701 | 1
1FK70322AF211RB0 | SIMOTICS S SYNCHRONOUS MOTOR 1FK7-CT PN=0,31 KW; UZK=300V M0=1,2NM (100K); NN=3000RPM; NATURAL COOLING, FRAME SIZE IMB 5 (IM V1, IM V3) FLANGE 1 POWER CONNECTOR ROTATABLE ABSOLUTE ENCODER 20 BIT + 12 BIT MULTITURN WITH DRIVE-CLIQ INTERFACE (ENCODER AM20DQI) SHAFT WITH FITTED KEY, TOLERANCE N; WITH HOLDING BRAKE PROTECTION CLASS IP64; | 1944 | TEM | 1 | MC | 3 | 1
1FK70322AF211RB1 | SIMOTICS S SYNCHRONOUS MOTOR 1FK7-CT PN=0,31 KW; UZK=300V M0=1,2NM (100K); NN=3000RPM; NATURAL COOLING, FRAME SIZE IMB 5 (IM V1, IM V3) FLANGE 1 POWER CONNECTOR ROTATABLE ABSOLUTE ENCODER 20 BIT + 12 BIT MULTITURN WITH DRIVE-CLIQ INTERFACE (ENCODER AM20DQI) SHAFT WITH FITTED KEY, TOLERANCE N; WITH HOLDING BRAKE PROTECTION CLASS IP65, | 2037 | TEM | 1 | MC | 3 | 1
1FK70322AF211RB2 | SIMOTICS S SYNCHRONOUS MOTOR 1FK7-CT PN=0,31 KW; UZK=300V M0=1,2NM (100K); NN=3000RPM; NATURAL COOLING, FRAME SIZE IMB 5 (IM V1, IM V3) FLANGE 1 POWER CONNECTOR ROTATABLE ABSOLUTE ENCODER 20 BIT + 12 BIT MULTITURN WITH DRIVE-CLIQ INTERFACE (ENCODER AM20DQI) SHAFT WITH FITTED KEY, TOLERANCE N; WITH HOLDING BRAKE PROTECTION CLASS IP65, FLANGE ON DRIVE END IP67; | 2037 | TEM | 1 | MC | 3 | 1
1FK70322AF211RG0 | SIMOTICS S SYNCHRONOUS MOTOR 1FK7-CT PN=0,31 KW; UZK=300V M0=1,2NM (100K); NN=3000RPM; NATURAL COOLING, FRAME SIZE IMB 5 (IM V1, IM V3) FLANGE 1 POWER CONNECTOR ROTATABLE ABSOLUTE ENCODER 20 BIT + 12 BIT MULTITURN WITH DRIVE-CLIQ INTERFACE (ENCODER AM20DQI) PLAIN SHAFT, TOLERANCE N; W/O HOLDING BRAKE PROTECTION CLASS IP64; | 1639 | TEM | 1 | MC | 2.701 | 1
1FK70322AF211RG1 | SIMOTICS S SYNCHRONOUS MOTOR 1FK7-CT PN=0,31 KW; UZK=300V M0=1,2NM (100K); NN=3000RPM; NATURAL COOLING, FRAME SIZE IMB 5 (IM V1, IM V3) FLANGE 1 POWER CONNECTOR ROTATABLE ABSOLUTE ENCODER 20 BIT + 12 BIT MULTITURN WITH DRIVE-CLIQ INTERFACE (ENCODER AM20DQI) PLAIN SHAFT, TOLERANCE N; W/O HOLDING BRAKE PROTECTION CLASS IP65, | 1732 | TEM | 1 | MC | 2.701 | 1
1FK70322AF211RG2 | SIMOTICS S SYNCHRONOUS MOTOR 1FK7-CT PN=0,31 KW; UZK=300V M0=1,2NM (100K); NN=3000RPM; NATURAL COOLING, FRAME SIZE IMB 5 (IM V1, IM V3) FLANGE 1 POWER CONNECTOR ROTATABLE ABSOLUTE ENCODER 20 BIT + 12 BIT MULTITURN WITH DRIVE-CLIQ INTERFACE (ENCODER AM20DQI) PLAIN SHAFT, TOLERANCE N; W/O HOLDING BRAKE PROTECTION CLASS IP65, FLANGE ON DRIVE END IP67; | 1732 | TEM | 1 | MC | 2.701 | 1
1FK70322AF211RH0 | SIMOTICS S SYNCHRONOUS MOTOR 1FK7-CT PN=0,31 KW; UZK=300V M0=1,2NM (100K); NN=3000RPM; NATURAL COOLING, FRAME SIZE IMB 5 (IM V1, IM V3) FLANGE 1 POWER CONNECTOR ROTATABLE ABSOLUTE ENCODER 20 BIT + 12 BIT MULTITURN WITH DRIVE-CLIQ INTERFACE (ENCODER AM20DQI) PLAIN SHAFT, TOLERANCE N; WITH HOLDING BRAKE PROTECTION CLASS IP64; | 1855 | TEM | 1 | MC | 3 | 1
1FK70322AF211RH1 | SIMOTICS S SYNCHRONOUS MOTOR 1FK7-CT PN=0,31 KW; UZK=300V M0=1,2NM (100K); NN=3000RPM; NATURAL COOLING, FRAME SIZE IMB 5 (IM V1, IM V3) FLANGE 1 POWER CONNECTOR ROTATABLE ABSOLUTE ENCODER 20 BIT + 12 BIT MULTITURN WITH DRIVE-CLIQ INTERFACE (ENCODER AM20DQI) PLAIN SHAFT, TOLERANCE N; WITH HOLDING BRAKE PROTECTION CLASS IP65, | 1949 | TEM | 1 | MC | 3 | 1
1FK70322AF211RH2 | SIMOTICS S SYNCHRONOUS MOTOR 1FK7-CT PN=0,31 KW; UZK=300V M0=1,2NM (100K); NN=3000RPM; NATURAL COOLING, FRAME SIZE IMB 5 (IM V1, IM V3) FLANGE 1 POWER CONNECTOR ROTATABLE ABSOLUTE ENCODER 20 BIT + 12 BIT MULTITURN WITH DRIVE-CLIQ INTERFACE (ENCODER AM20DQI) PLAIN SHAFT, TOLERANCE N; WITH HOLDING BRAKE PROTECTION CLASS IP65, FLANGE ON DRIVE END IP67; | 1949 | TEM | 1 | MC | 3 | 1
1FK70322AF211SA0 | SIMOTICS S SYNCHRONOUS MOTOR 1FK7-CT PN=0,31 KW; UZK=300V M0=1,2NM (100K); NN=3000RPM; NATURAL COOLING, FRAME SIZE IMB 5 (IM V1, IM V3) FLANGE 1, WITH KTY TEMPERATURESENSOR POWER CONNECTOR ROTATABLE RESOLVER MULTI-POLE (RESOLVER P=3); SHAFT WITH FITTED KEY, TOLERANCE N; W/O HOLDING BRAKE PROTECTION CLASS IP64; | 1007 | TEM | 1 | MC | 2.702 | 1
1FK70322AF211SA1 | SIMOTICS S SYNCHRONOUS MOTOR 1FK7-CT PN=0,31 KW; UZK=300V M0=1,2NM (100K); NN=3000RPM; NATURAL COOLING, FRAME SIZE IMB 5 (IM V1, IM V3) FLANGE 1, WITH KTY TEMPERATURESENSOR POWER CONNECTOR ROTATABLE RESOLVER MULTI-POLE (RESOLVER P=3); SHAFT WITH FITTED KEY, TOLERANCE N; W/O HOLDING BRAKE PROTECTION CLASS IP65, | 1100 | TEM | 1 | MC | 2.702 | 1
1FK70322AF211SA2 | SIMOTICS S SYNCHRONOUS MOTOR 1FK7-CT PN=0,31 KW; UZK=300V M0=1,2NM (100K); NN=3000RPM; NATURAL COOLING, FRAME SIZE IMB 5 (IM V1, IM V3) FLANGE 1, WITH KTY TEMPERATURESENSOR POWER CONNECTOR ROTATABLE RESOLVER MULTI-POLE (RESOLVER P=3); SHAFT WITH FITTED KEY, TOLERANCE N; W/O HOLDING BRAKE PROTECTION CLASS IP65, FLANGE ON DRIVE END IP67; | 1100 | TEM | 1 | MC | 2.702 | 1
1FK70322AF211SB0 | SIMOTICS S SYNCHRONOUS MOTOR 1FK7-CT PN=0,31 KW; UZK=300V M0=1,2NM (100K); NN=3000RPM; NATURAL COOLING, FRAME SIZE IMB 5 (IM V1, IM V3) FLANGE 1, WITH KTY TEMPERATURESENSOR POWER CONNECTOR ROTATABLE RESOLVER MULTI-POLE (RESOLVER P=3); SHAFT WITH FITTED KEY, TOLERANCE N; WITH HOLDING BRAKE PROTECTION CLASS IP64; | 1226 | TEM | 1 | MC | 3.001 | 1
1FK70322AF211SB1 | SIMOTICS S SYNCHRONOUS MOTOR 1FK7-CT PN=0,31 KW; UZK=300V M0=1,2NM (100K); NN=3000RPM; NATURAL COOLING, FRAME SIZE IMB 5 (IM V1, IM V3) FLANGE 1, WITH KTY TEMPERATURESENSOR POWER CONNECTOR ROTATABLE RESOLVER MULTI-POLE (RESOLVER P=3); SHAFT WITH FITTED KEY, TOLERANCE N; WITH HOLDING BRAKE PROTECTION CLASS IP65, | 1319 | TEM | 1 | MC | 3.001 | 1
1FK70322AF211SB2 | SIMOTICS S SYNCHRONOUS MOTOR 1FK7-CT PN=0,31 KW; UZK=300V M0=1,2NM (100K); NN=3000RPM; NATURAL COOLING, FRAME SIZE IMB 5 (IM V1, IM V3) FLANGE 1, WITH KTY TEMPERATURESENSOR POWER CONNECTOR ROTATABLE RESOLVER MULTI-POLE (RESOLVER P=3); SHAFT WITH FITTED KEY, TOLERANCE N; WITH HOLDING BRAKE PROTECTION CLASS IP65, FLANGE ON DRIVE END IP67; | 1319 | TEM | 1 | MC | 3.001 | 1
1FK70322AF211SG0 | SIMOTICS S SYNCHRONOUS MOTOR 1FK7-CT PN=0,31 KW; UZK=300V M0=1,2NM (100K); NN=3000RPM; NATURAL COOLING, FRAME SIZE IMB 5 (IM V1, IM V3) FLANGE 1, WITH KTY TEMPERATURESENSOR POWER CONNECTOR ROTATABLE RESOLVER MULTI-POLE (RESOLVER P=3); PLAIN SHAFT, TOLERANCE N; W/O HOLDING BRAKE PROTECTION CLASS IP64; | 920 | TEM | 1 | MC | 2.702 | 1
1FK70322AF211SG1 | SIMOTICS S SYNCHRONOUS MOTOR 1FK7-CT PN=0,31 KW; UZK=300V M0=1,2NM (100K); NN=3000RPM; NATURAL COOLING, FRAME SIZE IMB 5 (IM V1, IM V3) FLANGE 1, WITH KTY TEMPERATURESENSOR POWER CONNECTOR ROTATABLE RESOLVER MULTI-POLE (RESOLVER P=3); PLAIN SHAFT, TOLERANCE N; W/O HOLDING BRAKE PROTECTION CLASS IP65, | 1014 | TEM | 1 | MC | 2.702 | 1
1FK70322AF211SG2 | SIMOTICS S SYNCHRONOUS MOTOR 1FK7-CT PN=0,31 KW; UZK=300V M0=1,2NM (100K); NN=3000RPM; NATURAL COOLING, FRAME SIZE IMB 5 (IM V1, IM V3) FLANGE 1, WITH KTY TEMPERATURESENSOR POWER CONNECTOR ROTATABLE RESOLVER MULTI-POLE (RESOLVER P=3); PLAIN SHAFT, TOLERANCE N; W/O HOLDING BRAKE PROTECTION CLASS IP65, FLANGE ON DRIVE END IP67; | 1014 | TEM | 1 | MC | 2.702 | 1
1FK70322AF211SH0 | SIMOTICS S SYNCHRONOUS MOTOR 1FK7-CT PN=0,31 KW; UZK=300V M0=1,2NM (100K); NN=3000RPM; NATURAL COOLING, FRAME SIZE IMB 5 (IM V1, IM V3) FLANGE 1, WITH KTY TEMPERATURESENSOR POWER CONNECTOR ROTATABLE RESOLVER MULTI-POLE (RESOLVER P=3); PLAIN SHAFT, TOLERANCE N; WITH HOLDING BRAKE PROTECTION CLASS IP64; | 1137 | TEM | 1 | MC | 3.001 | 1
1FK70322AF211SH1 | SIMOTICS S SYNCHRONOUS MOTOR 1FK7-CT PN=0,31 KW; UZK=300V M0=1,2NM (100K); NN=3000RPM; NATURAL COOLING, FRAME SIZE IMB 5 (IM V1, IM V3) FLANGE 1, WITH KTY TEMPERATURESENSOR POWER CONNECTOR ROTATABLE RESOLVER MULTI-POLE (RESOLVER P=3); PLAIN SHAFT, TOLERANCE N; WITH HOLDING BRAKE PROTECTION CLASS IP65, | 1230 | TEM | 1 | MC | 3.001 | 1
1FK70322AF211SH2 | SIMOTICS S SYNCHRONOUS MOTOR 1FK7-CT PN=0,31 KW; UZK=300V M0=1,2NM (100K); NN=3000RPM; NATURAL COOLING, FRAME SIZE IMB 5 (IM V1, IM V3) FLANGE 1, WITH KTY TEMPERATURESENSOR POWER CONNECTOR ROTATABLE RESOLVER MULTI-POLE (RESOLVER P=3); PLAIN SHAFT, TOLERANCE N; WITH HOLDING BRAKE PROTECTION CLASS IP65, FLANGE ON DRIVE END IP67; | 1230 | TEM | 1 | MC | 3.001 | 1
1FK70322AF211TA0 | SIMOTICS S SYNCHRONOUS MOTOR 1FK7-CT PN=0,31 KW; UZK=300V M0=1,2NM (100K); NN=3000RPM; NATURAL COOLING, FRAME SIZE IMB 5 (IM V1, IM V3) FLANGE 1, WITH KTY TEMPERATURESENSOR POWER CONNECTOR ROTATABLE RESOLVER 2-POLE (RESOLVER P=1); SHAFT WITH FITTED KEY, TOLERANCE N; W/O HOLDING BRAKE PROTECTION CLASS IP64; | 1007 | TEM | 1 | MC | 2.702 | 1
1FK70322AF211TA1 | SIMOTICS S SYNCHRONOUS MOTOR 1FK7-CT PN=0,31 KW; UZK=300V M0=1,2NM (100K); NN=3000RPM; NATURAL COOLING, FRAME SIZE IMB 5 (IM V1, IM V3) FLANGE 1, WITH KTY TEMPERATURESENSOR POWER CONNECTOR ROTATABLE RESOLVER 2-POLE (RESOLVER P=1); SHAFT WITH FITTED KEY, TOLERANCE N; W/O HOLDING BRAKE PROTECTION CLASS IP65, | 1100 | TEM | 1 | MC | 2.702 | 1
1FK70322AF211TA2 | SIMOTICS S SYNCHRONOUS MOTOR 1FK7-CT PN=0,31 KW; UZK=300V M0=1,2NM (100K); NN=3000RPM; NATURAL COOLING, FRAME SIZE IMB 5 (IM V1, IM V3) FLANGE 1, WITH KTY TEMPERATURESENSOR POWER CONNECTOR ROTATABLE RESOLVER 2-POLE (RESOLVER P=1); SHAFT WITH FITTED KEY, TOLERANCE N; W/O HOLDING BRAKE PROTECTION CLASS IP65, FLANGE ON DRIVE END IP67; | 1100 | TEM | 1 | MC | 2.702 | 1
1FK70322AF211TB0 | SIMOTICS S SYNCHRONOUS MOTOR 1FK7-CT PN=0,31 KW; UZK=300V M0=1,2NM (100K); NN=3000RPM; NATURAL COOLING, FRAME SIZE IMB 5 (IM V1, IM V3) FLANGE 1, WITH KTY TEMPERATURESENSOR POWER CONNECTOR ROTATABLE RESOLVER 2-POLE (RESOLVER P=1); SHAFT WITH FITTED KEY, TOLERANCE N; WITH HOLDING BRAKE PROTECTION CLASS IP64; | 1226 | TEM | 1 | MC | 3.001 | 1
1FK70322AF211TB1 | SIMOTICS S SYNCHRONOUS MOTOR 1FK7-CT PN=0,31 KW; UZK=300V M0=1,2NM (100K); NN=3000RPM; NATURAL COOLING, FRAME SIZE IMB 5 (IM V1, IM V3) FLANGE 1, WITH KTY TEMPERATURESENSOR POWER CONNECTOR ROTATABLE RESOLVER 2-POLE (RESOLVER P=1); SHAFT WITH FITTED KEY, TOLERANCE N; WITH HOLDING BRAKE PROTECTION CLASS IP65, | 1319 | TEM | 1 | MC | 3.001 | 1
1FK70322AF211TB2 | SIMOTICS S SYNCHRONOUS MOTOR 1FK7-CT PN=0,31 KW; UZK=300V M0=1,2NM (100K); NN=3000RPM; NATURAL COOLING, FRAME SIZE IMB 5 (IM V1, IM V3) FLANGE 1, WITH KTY TEMPERATURESENSOR POWER CONNECTOR ROTATABLE RESOLVER 2-POLE (RESOLVER P=1); SHAFT WITH FITTED KEY, TOLERANCE N; WITH HOLDING BRAKE PROTECTION CLASS IP65, FLANGE ON DRIVE END IP67; | 1319 | TEM | 1 | MC | 3.001 | 1
1FK70322AF211TG0 | SIMOTICS S SYNCHRONOUS MOTOR 1FK7-CT PN=0,31 KW; UZK=300V M0=1,2NM (100K); NN=3000RPM; NATURAL COOLING, FRAME SIZE IMB 5 (IM V1, IM V3) FLANGE 1, WITH KTY TEMPERATURESENSOR POWER CONNECTOR ROTATABLE RESOLVER 2-POLE (RESOLVER P=1); PLAIN SHAFT, TOLERANCE N; W/O HOLDING BRAKE PROTECTION CLASS IP64; | 920 | TEM | 1 | MC | 2.702 | 1
1FK70322AF211TG1 | SIMOTICS S SYNCHRONOUS MOTOR 1FK7-CT PN=0,31 KW; UZK=300V M0=1,2NM (100K); NN=3000RPM; NATURAL COOLING, FRAME SIZE IMB 5 (IM V1, IM V3) FLANGE 1, WITH KTY TEMPERATURESENSOR POWER CONNECTOR ROTATABLE RESOLVER 2-POLE (RESOLVER P=1); PLAIN SHAFT, TOLERANCE N; W/O HOLDING BRAKE PROTECTION CLASS IP65, | 1014 | TEM | 1 | MC | 2.702 | 1
1FK70322AF211TG2 | SIMOTICS S SYNCHRONOUS MOTOR 1FK7-CT PN=0,31 KW; UZK=300V M0=1,2NM (100K); NN=3000RPM; NATURAL COOLING, FRAME SIZE IMB 5 (IM V1, IM V3) FLANGE 1, WITH KTY TEMPERATURESENSOR POWER CONNECTOR ROTATABLE RESOLVER 2-POLE (RESOLVER P=1); PLAIN SHAFT, TOLERANCE N; W/O HOLDING BRAKE PROTECTION CLASS IP65, FLANGE ON DRIVE END IP67; | 1014 | TEM | 1 | MC | 2.702 | 1
1FK70322AF211TH0 | SIMOTICS S SYNCHRONOUS MOTOR 1FK7-CT PN=0,31 KW; UZK=300V M0=1,2NM (100K); NN=3000RPM; NATURAL COOLING, FRAME SIZE IMB 5 (IM V1, IM V3) FLANGE 1, WITH KTY TEMPERATURESENSOR POWER CONNECTOR ROTATABLE RESOLVER 2-POLE (RESOLVER P=1); PLAIN SHAFT, TOLERANCE N; WITH HOLDING BRAKE PROTECTION CLASS IP64; | 1137 | TEM | 1 | MC | 3.001 | 1
1FK70322AF211TH1 | SIMOTICS S SYNCHRONOUS MOTOR 1FK7-CT PN=0,31 KW; UZK=300V M0=1,2NM (100K); NN=3000RPM; NATURAL COOLING, FRAME SIZE IMB 5 (IM V1, IM V3) FLANGE 1, WITH KTY TEMPERATURESENSOR POWER CONNECTOR ROTATABLE RESOLVER 2-POLE (RESOLVER P=1); PLAIN SHAFT, TOLERANCE N; WITH HOLDING BRAKE PROTECTION CLASS IP65, | 1230 | TEM | 1 | MC | 3.001 | 1
1FK70322AF211TH2 | SIMOTICS S SYNCHRONOUS MOTOR 1FK7-CT PN=0,31 KW; UZK=300V M0=1,2NM (100K); NN=3000RPM; NATURAL COOLING, FRAME SIZE IMB 5 (IM V1, IM V3) FLANGE 1, WITH KTY TEMPERATURESENSOR POWER CONNECTOR ROTATABLE RESOLVER 2-POLE (RESOLVER P=1); PLAIN SHAFT, TOLERANCE N; WITH HOLDING BRAKE PROTECTION CLASS IP65, FLANGE ON DRIVE END IP67; | 1230 | TEM | 1 | MC | 3.001 | 1
1FK70322AF211UA0 | SIMOTICS S SYNCHRONOUS MOTOR 1FK7-CT PN=0,31 KW; UZK=300V M0=1,2NM (100K); NN=3000RPM; NATURAL COOLING, FRAME SIZE IMB 5 (IM V1, IM V3) FLANGE 1 POWER CONNECTOR ROTATABLE RESOLVER MULTI-POLE WITH DRIVE-CLIQ INTERFACE; SHAFT WITH FITTED KEY, TOLERANCE N; W/O HOLDING BRAKE PROTECTION CLASS IP64; | 1248 | TEM | 1 | MC | 2.702 | 1
1FK70322AF211UA1 | SIMOTICS S SYNCHRONOUS MOTOR 1FK7-CT PN=0,31 KW; UZK=300V M0=1,2NM (100K); NN=3000RPM; NATURAL COOLING, FRAME SIZE IMB 5 (IM V1, IM V3) FLANGE 1 POWER CONNECTOR ROTATABLE RESOLVER MULTI-POLE WITH DRIVE-CLIQ INTERFACE; SHAFT WITH FITTED KEY, TOLERANCE N; W/O HOLDING BRAKE PROTECTION CLASS IP65, | 1341 | TEM | 1 | MC | 2.702 | 1
1FK70322AF211UA2 | SIMOTICS S SYNCHRONOUS MOTOR 1FK7-CT PN=0,31 KW; UZK=300V M0=1,2NM (100K); NN=3000RPM; NATURAL COOLING, FRAME SIZE IMB 5 (IM V1, IM V3) FLANGE 1 POWER CONNECTOR ROTATABLE RESOLVER MULTI-POLE WITH DRIVE-CLIQ INTERFACE; SHAFT WITH FITTED KEY, TOLERANCE N; W/O HOLDING BRAKE PROTECTION CLASS IP65, FLANGE ON DRIVE END IP67; | 1341 | TEM | 1 | MC | 2.702 | 1
1FK70322AF211UB0 | SIMOTICS S SYNCHRONOUS MOTOR 1FK7-CT PN=0,31 KW; UZK=300V M0=1,2NM (100K); NN=3000RPM; NATURAL COOLING, FRAME SIZE IMB 5 (IM V1, IM V3) FLANGE 1 POWER CONNECTOR ROTATABLE RESOLVER MULTI-POLE WITH DRIVE-CLIQ INTERFACE; SHAFT WITH FITTED KEY, TOLERANCE N; WITH HOLDING BRAKE PROTECTION CLASS IP64; | 1467 | TEM | 1 | MC | 3.001 | 1
1FK70322AF211UB1 | SIMOTICS S SYNCHRONOUS MOTOR 1FK7-CT PN=0,31 KW; UZK=300V M0=1,2NM (100K); NN=3000RPM; NATURAL COOLING, FRAME SIZE IMB 5 (IM V1, IM V3) FLANGE 1 POWER CONNECTOR ROTATABLE RESOLVER MULTI-POLE WITH DRIVE-CLIQ INTERFACE; SHAFT WITH FITTED KEY, TOLERANCE N; WITH HOLDING BRAKE PROTECTION CLASS IP65, | 1560 | TEM | 1 | MC | 3.001 | 1
1FK70322AF211UB2 | SIMOTICS S SYNCHRONOUS MOTOR 1FK7-CT PN=0,31 KW; UZK=300V M0=1,2NM (100K); NN=3000RPM; NATURAL COOLING, FRAME SIZE IMB 5 (IM V1, IM V3) FLANGE 1 POWER CONNECTOR ROTATABLE RESOLVER MULTI-POLE WITH DRIVE-CLIQ INTERFACE; SHAFT WITH FITTED KEY, TOLERANCE N; WITH HOLDING BRAKE PROTECTION CLASS IP65, FLANGE ON DRIVE END IP67; | 1560 | TEM | 1 | MC | 3.001 | 1
1FK70322AF211UG0 | SIMOTICS S SYNCHRONOUS MOTOR 1FK7-CT PN=0,31 KW; UZK=300V M0=1,2NM (100K); NN=3000RPM; NATURAL COOLING, FRAME SIZE IMB 5 (IM V1, IM V3) FLANGE 1 POWER CONNECTOR ROTATABLE RESOLVER MULTI-POLE WITH DRIVE-CLIQ INTERFACE; PLAIN SHAFT, TOLERANCE N; W/O HOLDING BRAKE PROTECTION CLASS IP64; | 1161 | TEM | 1 | MC | 2.702 | 1
1FK70322AF211UG1 | SIMOTICS S SYNCHRONOUS MOTOR 1FK7-CT PN=0,31 KW; UZK=300V M0=1,2NM (100K); NN=3000RPM; NATURAL COOLING, FRAME SIZE IMB 5 (IM V1, IM V3) FLANGE 1 POWER CONNECTOR ROTATABLE RESOLVER MULTI-POLE WITH DRIVE-CLIQ INTERFACE; PLAIN SHAFT, TOLERANCE N; W/O HOLDING BRAKE PROTECTION CLASS IP65, | 1255 | TEM | 1 | MC | 2.702 | 1
1FK70322AF211UG2 | SIMOTICS S SYNCHRONOUS MOTOR 1FK7-CT PN=0,31 KW; UZK=300V M0=1,2NM (100K); NN=3000RPM; NATURAL COOLING, FRAME SIZE IMB 5 (IM V1, IM V3) FLANGE 1 POWER CONNECTOR ROTATABLE RESOLVER MULTI-POLE WITH DRIVE-CLIQ INTERFACE; PLAIN SHAFT, TOLERANCE N; W/O HOLDING BRAKE PROTECTION CLASS IP65, FLANGE ON DRIVE END IP67; | 1255 | TEM | 1 | MC | 2.702 | 1
1FK70322AF211UH0 | SIMOTICS S SYNCHRONOUS MOTOR 1FK7-CT PN=0,31 KW; UZK=300V M0=1,2NM (100K); NN=3000RPM; NATURAL COOLING, FRAME SIZE IMB 5 (IM V1, IM V3) FLANGE 1 POWER CONNECTOR ROTATABLE RESOLVER MULTI-POLE WITH DRIVE-CLIQ INTERFACE; PLAIN SHAFT, TOLERANCE N; WITH HOLDING BRAKE PROTECTION CLASS IP64; | 1378 | TEM | 1 | MC | 3.001 | 1
1FK70322AF211UH1 | SIMOTICS S SYNCHRONOUS MOTOR 1FK7-CT PN=0,31 KW; UZK=300V M0=1,2NM (100K); NN=3000RPM; NATURAL COOLING, FRAME SIZE IMB 5 (IM V1, IM V3) FLANGE 1 POWER CONNECTOR ROTATABLE RESOLVER MULTI-POLE WITH DRIVE-CLIQ INTERFACE; PLAIN SHAFT, TOLERANCE N; WITH HOLDING BRAKE PROTECTION CLASS IP65, | 1471 | TEM | 1 | MC | 3.001 | 1
1FK70322AF211UH2 | SIMOTICS S SYNCHRONOUS MOTOR 1FK7-CT PN=0,31 KW; UZK=300V M0=1,2NM (100K); NN=3000RPM; NATURAL COOLING, FRAME SIZE IMB 5 (IM V1, IM V3) FLANGE 1 POWER CONNECTOR ROTATABLE RESOLVER MULTI-POLE WITH DRIVE-CLIQ INTERFACE; PLAIN SHAFT, TOLERANCE N; WITH HOLDING BRAKE PROTECTION CLASS IP65, FLANGE ON DRIVE END IP67; | 1471 | TEM | 1 | MC | 3.001 | 1
1FK70322AK711AA0 | SIMOTICS S SYNCHRONOUS MOTOR 1FK7-CT PN=0,5 KW; UZK=600V M0=1,15NM (100K); NN=6000RPM; NATURAL COOLING, FRAME SIZE IMB 5 (IM V1, IM V3) FLANGE 1, WITH KTY TEMPERATURESENSOR POWER CONNECTOR ROTATABLE INCREMENTAL ENCODER SIN/COS 1VPP;2048 S/R W. C-AND D-SPUR (ENCODER IC2048S/R) SHAFT WITH FITTED KEY, TOLERANCE N; W/O HOLDING BRAKE PROTECTION CLASS IP64; | 1593 | TEM | 1 | MC | 2.701 | 1
1FK70322AK711AA1 | SIMOTICS S SYNCHRONOUS MOTOR 1FK7-CT PN=0,5 KW; UZK=600V M0=1,15NM (100K); NN=6000RPM; NATURAL COOLING, FRAME SIZE IMB 5 (IM V1, IM V3) FLANGE 1, WITH KTY TEMPERATURESENSOR POWER CONNECTOR ROTATABLE INCREMENTAL ENCODER SIN/COS 1VPP;2048 S/R W. C-AND D-SPUR (ENCODER IC2048S/R) SHAFT WITH FITTED KEY, TOLERANCE N; W/O HOLDING BRAKE PROTECTION CLASS IP65, | 1686 | TEM | 1 | MC | 2.701 | 1
1FK70322AK711AA2 | SIMOTICS S SYNCHRONOUS MOTOR 1FK7-CT PN=0,5 KW; UZK=600V M0=1,15NM (100K); NN=6000RPM; NATURAL COOLING, FRAME SIZE IMB 5 (IM V1, IM V3) FLANGE 1, WITH KTY TEMPERATURESENSOR POWER CONNECTOR ROTATABLE INCREMENTAL ENCODER SIN/COS 1VPP;2048 S/R W. C-AND D-SPUR (ENCODER IC2048S/R) SHAFT WITH FITTED KEY, TOLERANCE N; W/O HOLDING BRAKE PROTECTION CLASS IP65, FLANGE ON DRIVE END IP67; | 1686 | TEM | 1 | MC | 2.701 | 1
1FK70322AK711AB0 | SIMOTICS S SYNCHRONOUS MOTOR 1FK7-CT PN=0,5 KW; UZK=600V M0=1,15NM (100K); NN=6000RPM; NATURAL COOLING, FRAME SIZE IMB 5 (IM V1, IM V3) FLANGE 1, WITH KTY TEMPERATURESENSOR POWER CONNECTOR ROTATABLE INCREMENTAL ENCODER SIN/COS 1VPP;2048 S/R W. C-AND D-SPUR (ENCODER IC2048S/R) SHAFT WITH FITTED KEY, TOLERANCE N; WITH HOLDING BRAKE PROTECTION CLASS IP64; | 1812 | TEM | 1 | MC | 3 | 1
1FK70322AK711AB1 | SIMOTICS S SYNCHRONOUS MOTOR 1FK7-CT PN=0,5 KW; UZK=600V M0=1,15NM (100K); NN=6000RPM; NATURAL COOLING, FRAME SIZE IMB 5 (IM V1, IM V3) FLANGE 1, WITH KTY TEMPERATURESENSOR POWER CONNECTOR ROTATABLE INCREMENTAL ENCODER SIN/COS 1VPP;2048 S/R W. C-AND D-SPUR (ENCODER IC2048S/R) SHAFT WITH FITTED KEY, TOLERANCE N; WITH HOLDING BRAKE PROTECTION CLASS IP65, | 1905 | TEM | 1 | MC | 3 | 1
1FK70322AK711AB2 | SIMOTICS S SYNCHRONOUS MOTOR 1FK7-CT PN=0,5 KW; UZK=600V M0=1,15NM (100K); NN=6000RPM; NATURAL COOLING, FRAME SIZE IMB 5 (IM V1, IM V3) FLANGE 1, WITH KTY TEMPERATURESENSOR POWER CONNECTOR ROTATABLE INCREMENTAL ENCODER SIN/COS 1VPP;2048 S/R W. C-AND D-SPUR (ENCODER IC2048S/R) SHAFT WITH FITTED KEY, TOLERANCE N; WITH HOLDING BRAKE PROTECTION CLASS IP65, FLANGE ON DRIVE END IP67; | 1905 | TEM | 1 | MC | 3 | 1
1FK70322AK711AG0 | SIMOTICS S SYNCHRONOUS MOTOR 1FK7-CT PN=0,5 KW; UZK=600V M0=1,15NM (100K); NN=6000RPM; NATURAL COOLING, FRAME SIZE IMB 5 (IM V1, IM V3) FLANGE 1, WITH KTY TEMPERATURESENSOR POWER CONNECTOR ROTATABLE INCREMENTAL ENCODER SIN/COS 1VPP;2048 S/R W. C-AND D-SPUR (ENCODER IC2048S/R) PLAIN SHAFT, TOLERANCE N; W/O HOLDING BRAKE PROTECTION CLASS IP64; | 1506 | TEM | 1 | MC | 2.701 | 1
1FK70322AK711AG1 | SIMOTICS S SYNCHRONOUS MOTOR 1FK7-CT PN=0,5 KW; UZK=600V M0=1,15NM (100K); NN=6000RPM; NATURAL COOLING, FRAME SIZE IMB 5 (IM V1, IM V3) FLANGE 1, WITH KTY TEMPERATURESENSOR POWER CONNECTOR ROTATABLE INCREMENTAL ENCODER SIN/COS 1VPP;2048 S/R W. C-AND D-SPUR (ENCODER IC2048S/R) PLAIN SHAFT, TOLERANCE N; W/O HOLDING BRAKE PROTECTION CLASS IP65, | 1600 | TEM | 1 | MC | 2.701 | 1
1FK70322AK711AG2 | SIMOTICS S SYNCHRONOUS MOTOR 1FK7-CT PN=0,5 KW; UZK=600V M0=1,15NM (100K); NN=6000RPM; NATURAL COOLING, FRAME SIZE IMB 5 (IM V1, IM V3) FLANGE 1, WITH KTY TEMPERATURESENSOR POWER CONNECTOR ROTATABLE INCREMENTAL ENCODER SIN/COS 1VPP;2048 S/R W. C-AND D-SPUR (ENCODER IC2048S/R) PLAIN SHAFT, TOLERANCE N; W/O HOLDING BRAKE PROTECTION CLASS IP65, FLANGE ON DRIVE END IP67; | 1600 | TEM | 1 | MC | 2.701 | 1
1FK70322AK711AH0 | SIMOTICS S SYNCHRONOUS MOTOR 1FK7-CT PN=0,5 KW; UZK=600V M0=1,15NM (100K); NN=6000RPM; NATURAL COOLING, FRAME SIZE IMB 5 (IM V1, IM V3) FLANGE 1, WITH KTY TEMPERATURESENSOR POWER CONNECTOR ROTATABLE INCREMENTAL ENCODER SIN/COS 1VPP;2048 S/R W. C-AND D-SPUR (ENCODER IC2048S/R) PLAIN SHAFT, TOLERANCE N; WITH HOLDING BRAKE PROTECTION CLASS IP64; | 1723 | TEM | 1 | MC | 3 | 1
1FK70322AK711AH1 | SIMOTICS S SYNCHRONOUS MOTOR 1FK7-CT PN=0,5 KW; UZK=600V M0=1,15NM (100K); NN=6000RPM; NATURAL COOLING, FRAME SIZE IMB 5 (IM V1, IM V3) FLANGE 1, WITH KTY TEMPERATURESENSOR POWER CONNECTOR ROTATABLE INCREMENTAL ENCODER SIN/COS 1VPP;2048 S/R W. C-AND D-SPUR (ENCODER IC2048S/R) PLAIN SHAFT, TOLERANCE N; WITH HOLDING BRAKE PROTECTION CLASS IP65, | 1816 | TEM | 1 | MC | 3 | 1
1FK70322AK711AH2 | SIMOTICS S SYNCHRONOUS MOTOR 1FK7-CT PN=0,5 KW; UZK=600V M0=1,15NM (100K); NN=6000RPM; NATURAL COOLING, FRAME SIZE IMB 5 (IM V1, IM V3) FLANGE 1, WITH KTY TEMPERATURESENSOR POWER CONNECTOR ROTATABLE INCREMENTAL ENCODER SIN/COS 1VPP;2048 S/R W. C-AND D-SPUR (ENCODER IC2048S/R) PLAIN SHAFT, TOLERANCE N; WITH HOLDING BRAKE PROTECTION CLASS IP65, FLANGE ON DRIVE END IP67; | 1816 | TEM | 1 | MC | 3 | 1
1FK70322AK711BA0 | SIMOTICS S SYNCHRONOUS MOTOR 1FK7-CT PN=0,5 KW; UZK=600V M0=1,15NM (100K); NN=6000RPM; NATURAL COOLING, FRAME SIZE IMB 5 (IM V1, IM V3) FLANGE 1 POWER CONNECTOR ROTATABLE ABSOLUTE ENCODER SINGLETURN 24 BIT WITH DRIVE CLIQ INTERFACE (ENCODER AS24DQI) SHAFT WITH FITTED KEY, TOLERANCE N; W/O HOLDING BRAKE PROTECTION CLASS IP64; | 1834 | TEM | 1 | MC | 2.701 | 1
1FK70322AK711BA1 | SIMOTICS S SYNCHRONOUS MOTOR 1FK7-CT PN=0,5 KW; UZK=600V M0=1,15NM (100K); NN=6000RPM; NATURAL COOLING, FRAME SIZE IMB 5 (IM V1, IM V3) FLANGE 1 POWER CONNECTOR ROTATABLE ABSOLUTE ENCODER SINGLETURN 24 BIT WITH DRIVE CLIQ INTERFACE (ENCODER AS24DQI) SHAFT WITH FITTED KEY, TOLERANCE N; W/O HOLDING BRAKE PROTECTION CLASS IP65, | 1927 | TEM | 1 | MC | 2.701 | 1
1FK70322AK711BA2 | SIMOTICS S SYNCHRONOUS MOTOR 1FK7-CT PN=0,5 KW; UZK=600V M0=1,15NM (100K); NN=6000RPM; NATURAL COOLING, FRAME SIZE IMB 5 (IM V1, IM V3) FLANGE 1 POWER CONNECTOR ROTATABLE ABSOLUTE ENCODER SINGLETURN 24 BIT WITH DRIVE CLIQ INTERFACE (ENCODER AS24DQI) SHAFT WITH FITTED KEY, TOLERANCE N; W/O HOLDING BRAKE PROTECTION CLASS IP65, FLANGE ON DRIVE END IP67; | 1927 | TEM | 1 | MC | 2.701 | 1
1FK70322AK711BB0 | SIMOTICS S SYNCHRONOUS MOTOR 1FK7-CT PN=0,5 KW; UZK=600V M0=1,15NM (100K); NN=6000RPM; NATURAL COOLING, FRAME SIZE IMB 5 (IM V1, IM V3) FLANGE 1 POWER CONNECTOR ROTATABLE ABSOLUTE ENCODER SINGLETURN 24 BIT WITH DRIVE CLIQ INTERFACE (ENCODER AS24DQI) SHAFT WITH FITTED KEY, TOLERANCE N; WITH HOLDING BRAKE PROTECTION CLASS IP64; | 2053 | TEM | 1 | MC | 3 | 1
1FK70322AK711BB1 | SIMOTICS S SYNCHRONOUS MOTOR 1FK7-CT PN=0,5 KW; UZK=600V M0=1,15NM (100K); NN=6000RPM; NATURAL COOLING, FRAME SIZE IMB 5 (IM V1, IM V3) FLANGE 1 POWER CONNECTOR ROTATABLE ABSOLUTE ENCODER SINGLETURN 24 BIT WITH DRIVE CLIQ INTERFACE (ENCODER AS24DQI) SHAFT WITH FITTED KEY, TOLERANCE N; WITH HOLDING BRAKE PROTECTION CLASS IP65, | 2146 | TEM | 1 | MC | 3 | 1
1FK70322AK711BB2 | SIMOTICS S SYNCHRONOUS MOTOR 1FK7-CT PN=0,5 KW; UZK=600V M0=1,15NM (100K); NN=6000RPM; NATURAL COOLING, FRAME SIZE IMB 5 (IM V1, IM V3) FLANGE 1 POWER CONNECTOR ROTATABLE ABSOLUTE ENCODER SINGLETURN 24 BIT WITH DRIVE CLIQ INTERFACE (ENCODER AS24DQI) SHAFT WITH FITTED KEY, TOLERANCE N; WITH HOLDING BRAKE PROTECTION CLASS IP65, FLANGE ON DRIVE END IP67; | 2146 | TEM | 1 | MC | 3 | 1
1FK70322AK711BG0 | SIMOTICS S SYNCHRONOUS MOTOR 1FK7-CT PN=0,5 KW; UZK=600V M0=1,15NM (100K); NN=6000RPM; NATURAL COOLING, FRAME SIZE IMB 5 (IM V1, IM V3) FLANGE 1 POWER CONNECTOR ROTATABLE ABSOLUTE ENCODER SINGLETURN 24 BIT WITH DRIVE CLIQ INTERFACE (ENCODER AS24DQI) PLAIN SHAFT, TOLERANCE N; W/O HOLDING BRAKE PROTECTION CLASS IP64; | 1747 | TEM | 1 | MC | 2.701 | 1
1FK70322AK711BG1 | SIMOTICS S SYNCHRONOUS MOTOR 1FK7-CT PN=0,5 KW; UZK=600V M0=1,15NM (100K); NN=6000RPM; NATURAL COOLING, FRAME SIZE IMB 5 (IM V1, IM V3) FLANGE 1 POWER CONNECTOR ROTATABLE ABSOLUTE ENCODER SINGLETURN 24 BIT WITH DRIVE CLIQ INTERFACE (ENCODER AS24DQI) PLAIN SHAFT, TOLERANCE N; W/O HOLDING BRAKE PROTECTION CLASS IP65, | 1841 | TEM | 1 | MC | 2.701 | 1
1FK70322AK711BG2 | SIMOTICS S SYNCHRONOUS MOTOR 1FK7-CT PN=0,5 KW; UZK=600V M0=1,15NM (100K); NN=6000RPM; NATURAL COOLING, FRAME SIZE IMB 5 (IM V1, IM V3) FLANGE 1 POWER CONNECTOR ROTATABLE ABSOLUTE ENCODER SINGLETURN 24 BIT WITH DRIVE CLIQ INTERFACE (ENCODER AS24DQI) PLAIN SHAFT, TOLERANCE N; W/O HOLDING BRAKE PROTECTION CLASS IP65, FLANGE ON DRIVE END IP67; | 1841 | TEM | 1 | MC | 2.701 | 1
1FK70322AK711BH0 | SIMOTICS S SYNCHRONOUS MOTOR 1FK7-CT PN=0,5 KW; UZK=600V M0=1,15NM (100K); NN=6000RPM; NATURAL COOLING, FRAME SIZE IMB 5 (IM V1, IM V3) FLANGE 1 POWER CONNECTOR ROTATABLE ABSOLUTE ENCODER SINGLETURN 24 BIT WITH DRIVE CLIQ INTERFACE (ENCODER AS24DQI) PLAIN SHAFT, TOLERANCE N; WITH HOLDING BRAKE PROTECTION CLASS IP64; | 1964 | TEM | 1 | MC | 3 | 1
1FK70322AK711BH1 | SIMOTICS S SYNCHRONOUS MOTOR 1FK7-CT PN=0,5 KW; UZK=600V M0=1,15NM (100K); NN=6000RPM; NATURAL COOLING, FRAME SIZE IMB 5 (IM V1, IM V3) FLANGE 1 POWER CONNECTOR ROTATABLE ABSOLUTE ENCODER SINGLETURN 24 BIT WITH DRIVE CLIQ INTERFACE (ENCODER AS24DQI) PLAIN SHAFT, TOLERANCE N; WITH HOLDING BRAKE PROTECTION CLASS IP65, | 2057 | TEM | 1 | MC | 3 | 1
1FK70322AK711BH2 | SIMOTICS S SYNCHRONOUS MOTOR 1FK7-CT PN=0,5 KW; UZK=600V M0=1,15NM (100K); NN=6000RPM; NATURAL COOLING, FRAME SIZE IMB 5 (IM V1, IM V3) FLANGE 1 POWER CONNECTOR ROTATABLE ABSOLUTE ENCODER SINGLETURN 24 BIT WITH DRIVE CLIQ INTERFACE (ENCODER AS24DQI) PLAIN SHAFT, TOLERANCE N; WITH HOLDING BRAKE PROTECTION CLASS IP65, FLANGE ON DRIVE END IP67; | 2057 | TEM | 1 | MC | 3 | 1
1FK70322AK711CA0 | SIMOTICS S SYNCHRONOUS MOTOR 1FK7-CT PN=0,5 KW; UZK=600V M0=1,15NM (100K); NN=6000RPM; NATURAL COOLING, FRAME SIZE IMB 5 (IM V1, IM V3) FLANGE 1 POWER CONNECTOR ROTATABLE ABSOLUTE ENCODER 24 BIT + 12 BIT MULTITURN WITH DRIVE-CLIQ INTERFACE (ENCODER AM24DQI) SHAFT WITH FITTED KEY, TOLERANCE N; W/O HOLDING BRAKE PROTECTION CLASS IP64; | 2203 | TEM | 1 | MC | 2.701 | 1
1FK70322AK711CA1 | SIMOTICS S SYNCHRONOUS MOTOR 1FK7-CT PN=0,5 KW; UZK=600V M0=1,15NM (100K); NN=6000RPM; NATURAL COOLING, FRAME SIZE IMB 5 (IM V1, IM V3) FLANGE 1 POWER CONNECTOR ROTATABLE ABSOLUTE ENCODER 24 BIT + 12 BIT MULTITURN WITH DRIVE-CLIQ INTERFACE (ENCODER AM24DQI) SHAFT WITH FITTED KEY, TOLERANCE N; W/O HOLDING BRAKE PROTECTION CLASS IP65, | 2296 | TEM | 1 | MC | 2.701 | 1
1FK70322AK711CA2 | SIMOTICS S SYNCHRONOUS MOTOR 1FK7-CT PN=0,5 KW; UZK=600V M0=1,15NM (100K); NN=6000RPM; NATURAL COOLING, FRAME SIZE IMB 5 (IM V1, IM V3) FLANGE 1 POWER CONNECTOR ROTATABLE ABSOLUTE ENCODER 24 BIT + 12 BIT MULTITURN WITH DRIVE-CLIQ INTERFACE (ENCODER AM24DQI) SHAFT WITH FITTED KEY, TOLERANCE N; W/O HOLDING BRAKE PROTECTION CLASS IP65, FLANGE ON DRIVE END IP67; | 2296 | TEM | 1 | MC | 2.701 | 1
1FK70322AK711CB0 | SIMOTICS S SYNCHRONOUS MOTOR 1FK7-CT PN=0,5 KW; UZK=600V M0=1,15NM (100K); NN=6000RPM; NATURAL COOLING, FRAME SIZE IMB 5 (IM V1, IM V3) FLANGE 1 POWER CONNECTOR ROTATABLE ABSOLUTE ENCODER 24 BIT + 12 BIT MULTITURN WITH DRIVE-CLIQ INTERFACE (ENCODER AM24DQI) SHAFT WITH FITTED KEY, TOLERANCE N; WITH HOLDING BRAKE PROTECTION CLASS IP64; | 2422 | TEM | 1 | MC | 3 | 1
1FK70322AK711CB1 | SIMOTICS S SYNCHRONOUS MOTOR 1FK7-CT PN=0,5 KW; UZK=600V M0=1,15NM (100K); NN=6000RPM; NATURAL COOLING, FRAME SIZE IMB 5 (IM V1, IM V3) FLANGE 1 POWER CONNECTOR ROTATABLE ABSOLUTE ENCODER 24 BIT + 12 BIT MULTITURN WITH DRIVE-CLIQ INTERFACE (ENCODER AM24DQI) SHAFT WITH FITTED KEY, TOLERANCE N; WITH HOLDING BRAKE PROTECTION CLASS IP65, | 2515 | TEM | 1 | MC | 3 | 1
1FK70322AK711CB2 | SIMOTICS S SYNCHRONOUS MOTOR 1FK7-CT PN=0,5 KW; UZK=600V M0=1,15NM (100K); NN=6000RPM; NATURAL COOLING, FRAME SIZE IMB 5 (IM V1, IM V3) FLANGE 1 POWER CONNECTOR ROTATABLE ABSOLUTE ENCODER 24 BIT + 12 BIT MULTITURN WITH DRIVE-CLIQ INTERFACE (ENCODER AM24DQI) SHAFT WITH FITTED KEY, TOLERANCE N; WITH HOLDING BRAKE PROTECTION CLASS IP65, FLANGE ON DRIVE END IP67; | 2515 | TEM | 1 | MC | 3 | 1
1FK70322AK711CG0 | SIMOTICS S SYNCHRONOUS MOTOR 1FK7-CT PN=0,5 KW; UZK=600V M0=1,15NM (100K); NN=6000RPM; NATURAL COOLING, FRAME SIZE IMB 5 (IM V1, IM V3) FLANGE 1 POWER CONNECTOR ROTATABLE ABSOLUTE ENCODER 24 BIT + 12 BIT MULTITURN WITH DRIVE-CLIQ INTERFACE (ENCODER AM24DQI) PLAIN SHAFT, TOLERANCE N; W/O HOLDING BRAKE PROTECTION CLASS IP64; | 2117 | TEM | 1 | MC | 2.701 | 1
1FK70322AK711CG1 | SIMOTICS S SYNCHRONOUS MOTOR 1FK7-CT PN=0,5 KW; UZK=600V M0=1,15NM (100K); NN=6000RPM; NATURAL COOLING, FRAME SIZE IMB 5 (IM V1, IM V3) FLANGE 1 POWER CONNECTOR ROTATABLE ABSOLUTE ENCODER 24 BIT + 12 BIT MULTITURN WITH DRIVE-CLIQ INTERFACE (ENCODER AM24DQI) PLAIN SHAFT, TOLERANCE N; W/O HOLDING BRAKE PROTECTION CLASS IP65, | 2210 | TEM | 1 | MC | 2.701 | 1
1FK70322AK711CG2 | SIMOTICS S SYNCHRONOUS MOTOR 1FK7-CT PN=0,5 KW; UZK=600V M0=1,15NM (100K); NN=6000RPM; NATURAL COOLING, FRAME SIZE IMB 5 (IM V1, IM V3) FLANGE 1 POWER CONNECTOR ROTATABLE ABSOLUTE ENCODER 24 BIT + 12 BIT MULTITURN WITH DRIVE-CLIQ INTERFACE (ENCODER AM24DQI) PLAIN SHAFT, TOLERANCE N; W/O HOLDING BRAKE PROTECTION CLASS IP65, FLANGE ON DRIVE END IP67; | 2210 | TEM | 1 | MC | 2.701 | 1
1FK70322AK711CH0 | SIMOTICS S SYNCHRONOUS MOTOR 1FK7-CT PN=0,5 KW; UZK=600V M0=1,15NM (100K); NN=6000RPM; NATURAL COOLING, FRAME SIZE IMB 5 (IM V1, IM V3) FLANGE 1 POWER CONNECTOR ROTATABLE ABSOLUTE ENCODER 24 BIT + 12 BIT MULTITURN WITH DRIVE-CLIQ INTERFACE (ENCODER AM24DQI) PLAIN SHAFT, TOLERANCE N; WITH HOLDING BRAKE PROTECTION CLASS IP64; | 2333 | TEM | 1 | MC | 3 | 1
1FK70322AK711CH1 | SIMOTICS S SYNCHRONOUS MOTOR 1FK7-CT PN=0,5 KW; UZK=600V M0=1,15NM (100K); NN=6000RPM; NATURAL COOLING, FRAME SIZE IMB 5 (IM V1, IM V3) FLANGE 1 POWER CONNECTOR ROTATABLE ABSOLUTE ENCODER 24 BIT + 12 BIT MULTITURN WITH DRIVE-CLIQ INTERFACE (ENCODER AM24DQI) PLAIN SHAFT, TOLERANCE N; WITH HOLDING BRAKE PROTECTION CLASS IP65, | 2427 | TEM | 1 | MC | 3 | 1
1FK70322AK711CH2 | SIMOTICS S SYNCHRONOUS MOTOR 1FK7-CT PN=0,5 KW; UZK=600V M0=1,15NM (100K); NN=6000RPM; NATURAL COOLING, FRAME SIZE IMB 5 (IM V1, IM V3) FLANGE 1 POWER CONNECTOR ROTATABLE ABSOLUTE ENCODER 24 BIT + 12 BIT MULTITURN WITH DRIVE-CLIQ INTERFACE (ENCODER AM24DQI) PLAIN SHAFT, TOLERANCE N; WITH HOLDING BRAKE PROTECTION CLASS IP65, FLANGE ON DRIVE END IP67; | 2427 | TEM | 1 | MC | 3 | 1
1FK70322AK711DA0 | SIMOTICS S SYNCHRONOUS MOTOR 1FK7-CT PN=0,5 KW; UZK=600V M0=1,15NM (100K); NN=6000RPM; NATURAL COOLING, FRAME SIZE IMB 5 (IM V1, IM V3) FLANGE 1 POWER CONNECTOR ROTATABLE INCREMENTAL ENCODER 22 BIT WITH DRIVE-CLIQ INTERFACE (ENCODER IC22DQ) SHAFT WITH FITTED KEY, TOLERANCE N; W/O HOLDING BRAKE PROTECTION CLASS IP64; | 1914 | TEM | 1 | MC | 2.702 | 1
1FK70322AK711DG0 | SIMOTICS S SYNCHRONOUS MOTOR 1FK7-CT PN=0,5 KW; UZK=600V M0=1,15NM (100K); NN=6000RPM; NATURAL COOLING, FRAME SIZE IMB 5 (IM V1, IM V3) FLANGE 1 POWER CONNECTOR ROTATABLE INCREMENTAL ENCODER 22 BIT WITH DRIVE-CLIQ INTERFACE (ENCODER IC22DQ) PLAIN SHAFT, TOLERANCE N; W/O HOLDING BRAKE PROTECTION CLASS IP64; | 1828 | TEM | 1 | MC | 2.702 | 1
1FK70322AK711DG1 | SIMOTICS S SYNCHRONOUS MOTOR 1FK7-CT PN=0,5 KW; UZK=600V M0=1,15NM (100K); NN=6000RPM; NATURAL COOLING, FRAME SIZE IMB 5 (IM V1, IM V3) FLANGE 1 POWER CONNECTOR ROTATABLE INCREMENTAL ENCODER 22 BIT WITH DRIVE-CLIQ INTERFACE (ENCODER IC22DQ) PLAIN SHAFT, TOLERANCE N; W/O HOLDING BRAKE PROTECTION CLASS IP65, | 1921 | TEM | 1 | MC | 2.702 | 1
1FK70322AK711DH0 | SIMOTICS S SYNCHRONOUS MOTOR 1FK7-CT PN=0,5 KW; UZK=600V M0=1,15NM (100K); NN=6000RPM; NATURAL COOLING, FRAME SIZE IMB 5 (IM V1, IM V3) FLANGE 1 POWER CONNECTOR ROTATABLE INCREMENTAL ENCODER 22 BIT WITH DRIVE-CLIQ INTERFACE (ENCODER IC22DQ) PLAIN SHAFT, TOLERANCE N; WITH HOLDING BRAKE PROTECTION CLASS IP64; | 2044 | TEM | 1 | MC | 3.001 | 1
1FK70322AK711DH1 | SIMOTICS S SYNCHRONOUS MOTOR 1FK7-CT PN=0,5 KW; UZK=600V M0=1,15NM (100K); NN=6000RPM; NATURAL COOLING, FRAME SIZE IMB 5 (IM V1, IM V3) FLANGE 1 POWER CONNECTOR ROTATABLE INCREMENTAL ENCODER 22 BIT WITH DRIVE-CLIQ INTERFACE (ENCODER IC22DQ) PLAIN SHAFT, TOLERANCE N; WITH HOLDING BRAKE PROTECTION CLASS IP65, | 2138 | TEM | 1 | MC | 3.001 | 1
1FK70322AK711EA0 | SIMOTICS S SYNCHRONOUS MOTOR 1FK7-CT PN=0,5 KW; UZK=600V M0=1,15NM (100K); NN=6000RPM; NATURAL COOLING, FRAME SIZE IMB 5 (IM V1, IM V3) FLANGE 1, WITH KTY TEMPERATURESENSOR POWER CONNECTOR ROTATABLE ABSOLUTE ENCODERR 2048 S/R + 4096 UMDREHUNGEN MULTITURN, WITH ENDAT-SCHNITTSTELLE (ENCODER AM2048S/R) SHAFT WITH FITTED KEY, TOLERANCE N; W/O HOLDING BRAKE PROTECTION CLASS IP64; | 1964 | TEM | 1 | MC | 2.701 | 1
1FK70322AK711EA1 | SIMOTICS S SYNCHRONOUS MOTOR 1FK7-CT PN=0,5 KW; UZK=600V M0=1,15NM (100K); NN=6000RPM; NATURAL COOLING, FRAME SIZE IMB 5 (IM V1, IM V3) FLANGE 1, WITH KTY TEMPERATURESENSOR POWER CONNECTOR ROTATABLE ABSOLUTE ENCODERR 2048 S/R + 4096 UMDREHUNGEN MULTITURN, WITH ENDAT-SCHNITTSTELLE (ENCODER AM2048S/R) SHAFT WITH FITTED KEY, TOLERANCE N; W/O HOLDING BRAKE PROTECTION CLASS IP65, | 2058 | TEM | 1 | MC | 2.701 | 1
1FK70322AK711EA2 | SIMOTICS S SYNCHRONOUS MOTOR 1FK7-CT PN=0,5 KW; UZK=600V M0=1,15NM (100K); NN=6000RPM; NATURAL COOLING, FRAME SIZE IMB 5 (IM V1, IM V3) FLANGE 1, WITH KTY TEMPERATURESENSOR POWER CONNECTOR ROTATABLE ABSOLUTE ENCODERR 2048 S/R + 4096 UMDREHUNGEN MULTITURN, WITH ENDAT-SCHNITTSTELLE (ENCODER AM2048S/R) SHAFT WITH FITTED KEY, TOLERANCE N; W/O HOLDING BRAKE PROTECTION CLASS IP65, FLANGE ON DRIVE END IP67; | 2058 | TEM | 1 | MC | 2.701 | 1
1FK70322AK711EB0 | SIMOTICS S SYNCHRONOUS MOTOR 1FK7-CT PN=0,5 KW; UZK=600V M0=1,15NM (100K); NN=6000RPM; NATURAL COOLING, FRAME SIZE IMB 5 (IM V1, IM V3) FLANGE 1, WITH KTY TEMPERATURESENSOR POWER CONNECTOR ROTATABLE ABSOLUTE ENCODERR 2048 S/R + 4096 UMDREHUNGEN MULTITURN, WITH ENDAT-SCHNITTSTELLE (ENCODER AM2048S/R) SHAFT WITH FITTED KEY, TOLERANCE N; WITH HOLDING BRAKE PROTECTION CLASS IP64; | 2183 | TEM | 1 | MC | 3 | 1
1FK70322AK711EB1 | SIMOTICS S SYNCHRONOUS MOTOR 1FK7-CT PN=0,5 KW; UZK=600V M0=1,15NM (100K); NN=6000RPM; NATURAL COOLING, FRAME SIZE IMB 5 (IM V1, IM V3) FLANGE 1, WITH KTY TEMPERATURESENSOR POWER CONNECTOR ROTATABLE ABSOLUTE ENCODERR 2048 S/R + 4096 UMDREHUNGEN MULTITURN, WITH ENDAT-SCHNITTSTELLE (ENCODER AM2048S/R) SHAFT WITH FITTED KEY, TOLERANCE N; WITH HOLDING BRAKE PROTECTION CLASS IP65, | 2277 | TEM | 1 | MC | 3 | 1
1FK70322AK711EB2 | SIMOTICS S SYNCHRONOUS MOTOR 1FK7-CT PN=0,5 KW; UZK=600V M0=1,15NM (100K); NN=6000RPM; NATURAL COOLING, FRAME SIZE IMB 5 (IM V1, IM V3) FLANGE 1, WITH KTY TEMPERATURESENSOR POWER CONNECTOR ROTATABLE ABSOLUTE ENCODERR 2048 S/R + 4096 UMDREHUNGEN MULTITURN, WITH ENDAT-SCHNITTSTELLE (ENCODER AM2048S/R) SHAFT WITH FITTED KEY, TOLERANCE N; WITH HOLDING BRAKE PROTECTION CLASS IP65, FLANGE ON DRIVE END IP67; | 2277 | TEM | 1 | MC | 3 | 1
1FK70322AK711EG0 | SIMOTICS S SYNCHRONOUS MOTOR 1FK7-CT PN=0,5 KW; UZK=600V M0=1,15NM (100K); NN=6000RPM; NATURAL COOLING, FRAME SIZE IMB 5 (IM V1, IM V3) FLANGE 1, WITH KTY TEMPERATURESENSOR POWER CONNECTOR ROTATABLE ABSOLUTE ENCODERR 2048 S/R + 4096 UMDREHUNGEN MULTITURN, WITH ENDAT-SCHNITTSTELLE (ENCODER AM2048S/R) PLAIN SHAFT, TOLERANCE N; W/O HOLDING BRAKE PROTECTION CLASS IP64; | 1878 | TEM | 1 | MC | 2.701 | 1
1FK70322AK711EG1 | SIMOTICS S SYNCHRONOUS MOTOR 1FK7-CT PN=0,5 KW; UZK=600V M0=1,15NM (100K); NN=6000RPM; NATURAL COOLING, FRAME SIZE IMB 5 (IM V1, IM V3) FLANGE 1, WITH KTY TEMPERATURESENSOR POWER CONNECTOR ROTATABLE ABSOLUTE ENCODERR 2048 S/R + 4096 UMDREHUNGEN MULTITURN, WITH ENDAT-SCHNITTSTELLE (ENCODER AM2048S/R) PLAIN SHAFT, TOLERANCE N; W/O HOLDING BRAKE PROTECTION CLASS IP65, | 1971 | TEM | 1 | MC | 2.701 | 1
1FK70322AK711EG2 | SIMOTICS S SYNCHRONOUS MOTOR 1FK7-CT PN=0,5 KW; UZK=600V M0=1,15NM (100K); NN=6000RPM; NATURAL COOLING, FRAME SIZE IMB 5 (IM V1, IM V3) FLANGE 1, WITH KTY TEMPERATURESENSOR POWER CONNECTOR ROTATABLE ABSOLUTE ENCODERR 2048 S/R + 4096 UMDREHUNGEN MULTITURN, WITH ENDAT-SCHNITTSTELLE (ENCODER AM2048S/R) PLAIN SHAFT, TOLERANCE N; W/O HOLDING BRAKE PROTECTION CLASS IP65, FLANGE ON DRIVE END IP67; | 1971 | TEM | 1 | MC | 2.701 | 1
1FK70322AK711EH0 | SIMOTICS S SYNCHRONOUS MOTOR 1FK7-CT PN=0,5 KW; UZK=600V M0=1,15NM (100K); NN=6000RPM; NATURAL COOLING, FRAME SIZE IMB 5 (IM V1, IM V3) FLANGE 1, WITH KTY TEMPERATURESENSOR POWER CONNECTOR ROTATABLE ABSOLUTE ENCODERR 2048 S/R + 4096 UMDREHUNGEN MULTITURN, WITH ENDAT-SCHNITTSTELLE (ENCODER AM2048S/R) PLAIN SHAFT, TOLERANCE N; WITH HOLDING BRAKE PROTECTION CLASS IP64; | 2094 | TEM | 1 | MC | 3 | 1
1FK70322AK711EH1 | SIMOTICS S SYNCHRONOUS MOTOR 1FK7-CT PN=0,5 KW; UZK=600V M0=1,15NM (100K); NN=6000RPM; NATURAL COOLING, FRAME SIZE IMB 5 (IM V1, IM V3) FLANGE 1, WITH KTY TEMPERATURESENSOR POWER CONNECTOR ROTATABLE ABSOLUTE ENCODERR 2048 S/R + 4096 UMDREHUNGEN MULTITURN, WITH ENDAT-SCHNITTSTELLE (ENCODER AM2048S/R) PLAIN SHAFT, TOLERANCE N; WITH HOLDING BRAKE PROTECTION CLASS IP65, | 2188 | TEM | 1 | MC | 3 | 1
1FK70322AK711EH2 | SIMOTICS S SYNCHRONOUS MOTOR 1FK7-CT PN=0,5 KW; UZK=600V M0=1,15NM (100K); NN=6000RPM; NATURAL COOLING, FRAME SIZE IMB 5 (IM V1, IM V3) FLANGE 1, WITH KTY TEMPERATURESENSOR POWER CONNECTOR ROTATABLE ABSOLUTE ENCODERR 2048 S/R + 4096 UMDREHUNGEN MULTITURN, WITH ENDAT-SCHNITTSTELLE (ENCODER AM2048S/R) PLAIN SHAFT, TOLERANCE N; WITH HOLDING BRAKE PROTECTION CLASS IP65, FLANGE ON DRIVE END IP67; | 2188 | TEM | 1 | MC | 3 | 1
1FK70322AK711FA2 | SIMOTICS S SYNCHRONOUS MOTOR 1FK7-CT PN=0,5 KW; UZK=600V M0=1,15NM (100K); NN=6000RPM; NATURAL COOLING, FRAME SIZE IMB 5 (IM V1, IM V3) FLANGE 1 POWER CONNECTOR ROTATABLE ABSOLUTE ENCODER 22BIT + 12 BIT MULTITURN, WITH DRIVE-CLIQ INTERFACE (ENCODER AM22DQ) SHAFT WITH FITTED KEY, TOLERANCE N; W/O HOLDING BRAKE PROTECTION CLASS IP65, FLANGE ON DRIVE END IP67; | 2377 | TEM | 1 | MC | 2.701 | 1
1FK70322AK711FB0 | SIMOTICS S SYNCHRONOUS MOTOR 1FK7-CT PN=0,5 KW; UZK=600V M0=1,15NM (100K); NN=6000RPM; NATURAL COOLING, FRAME SIZE IMB 5 (IM V1, IM V3) FLANGE 1 POWER CONNECTOR ROTATABLE ABSOLUTE ENCODER 22BIT + 12 BIT MULTITURN, WITH DRIVE-CLIQ INTERFACE (ENCODER AM22DQ) SHAFT WITH FITTED KEY, TOLERANCE N; WITH HOLDING BRAKE PROTECTION CLASS IP64; | 2502 | TEM | 1 | MC | 3 | 1
1FK70322AK711FG0 | SIMOTICS S SYNCHRONOUS MOTOR 1FK7-CT PN=0,5 KW; UZK=600V M0=1,15NM (100K); NN=6000RPM; NATURAL COOLING, FRAME SIZE IMB 5 (IM V1, IM V3) FLANGE 1 POWER CONNECTOR ROTATABLE ABSOLUTE ENCODER 22BIT + 12 BIT MULTITURN, WITH DRIVE-CLIQ INTERFACE (ENCODER AM22DQ) PLAIN SHAFT, TOLERANCE N; W/O HOLDING BRAKE PROTECTION CLASS IP64; | 2197 | TEM | 1 | MC | 2.701 | 1
1FK70322AK711FG1 | SIMOTICS S SYNCHRONOUS MOTOR 1FK7-CT PN=0,5 KW; UZK=600V M0=1,15NM (100K); NN=6000RPM; NATURAL COOLING, FRAME SIZE IMB 5 (IM V1, IM V3) FLANGE 1 POWER CONNECTOR ROTATABLE ABSOLUTE ENCODER 22BIT + 12 BIT MULTITURN, WITH DRIVE-CLIQ INTERFACE (ENCODER AM22DQ) PLAIN SHAFT, TOLERANCE N; W/O HOLDING BRAKE PROTECTION CLASS IP65, | 2290 | TEM | 1 | MC | 2.701 | 1
1FK70322AK711FH0 | SIMOTICS S SYNCHRONOUS MOTOR 1FK7-CT PN=0,5 KW; UZK=600V M0=1,15NM (100K); NN=6000RPM; NATURAL COOLING, FRAME SIZE IMB 5 (IM V1, IM V3) FLANGE 1 POWER CONNECTOR ROTATABLE ABSOLUTE ENCODER 22BIT + 12 BIT MULTITURN, WITH DRIVE-CLIQ INTERFACE (ENCODER AM22DQ) PLAIN SHAFT, TOLERANCE N; WITH HOLDING BRAKE PROTECTION CLASS IP64; | 2413 | TEM | 1 | MC | 3 | 1
1FK70322AK711PA0 | SIMOTICS S SYNCHRONOUS MOTOR 1FK7-CT PN=0,5 KW; UZK=600V M0=1,15NM (100K); NN=6000RPM; NATURAL COOLING, FRAME SIZE IMB 5 (IM V1, IM V3) FLANGE 1 POWER CONNECTOR ROTATABLE RESOLVER 2-POLE, WITH DRIVE CLIQ-INTERFACE SHAFT WITH FITTED KEY, TOLERANCE N; W/O HOLDING BRAKE PROTECTION CLASS IP64; | 1248 | TEM | 1 | MC | 2.801 | 1
1FK70322AK711PA1 | SIMOTICS S SYNCHRONOUS MOTOR 1FK7-CT PN=0,5 KW; UZK=600V M0=1,15NM (100K); NN=6000RPM; NATURAL COOLING, FRAME SIZE IMB 5 (IM V1, IM V3) FLANGE 1 POWER CONNECTOR ROTATABLE RESOLVER 2-POLE, WITH DRIVE CLIQ-INTERFACE SHAFT WITH FITTED KEY, TOLERANCE N; W/O HOLDING BRAKE PROTECTION CLASS IP65, | 1341 | TEM | 1 | MC | 2.801 | 1
1FK70322AK711PA2 | SIMOTICS S SYNCHRONOUS MOTOR 1FK7-CT PN=0,5 KW; UZK=600V M0=1,15NM (100K); NN=6000RPM; NATURAL COOLING, FRAME SIZE IMB 5 (IM V1, IM V3) FLANGE 1 POWER CONNECTOR ROTATABLE RESOLVER 2-POLE, WITH DRIVE CLIQ-INTERFACE SHAFT WITH FITTED KEY, TOLERANCE N; W/O HOLDING BRAKE PROTECTION CLASS IP65, FLANGE ON DRIVE END IP67; | 1341 | TEM | 1 | MC | 2.801 | 1
1FK70322AK711PB0 | SIMOTICS S SYNCHRONOUS MOTOR 1FK7-CT PN=0,5 KW; UZK=600V M0=1,15NM (100K); NN=6000RPM; NATURAL COOLING, FRAME SIZE IMB 5 (IM V1, IM V3) FLANGE 1 POWER CONNECTOR ROTATABLE RESOLVER 2-POLE, WITH DRIVE CLIQ-INTERFACE SHAFT WITH FITTED KEY, TOLERANCE N; WITH HOLDING BRAKE PROTECTION CLASS IP64; | 1467 | TEM | 1 | MC | 3.1 | 1
1FK70322AK711PB1 | SIMOTICS S SYNCHRONOUS MOTOR 1FK7-CT PN=0,5 KW; UZK=600V M0=1,15NM (100K); NN=6000RPM; NATURAL COOLING, FRAME SIZE IMB 5 (IM V1, IM V3) FLANGE 1 POWER CONNECTOR ROTATABLE RESOLVER 2-POLE, WITH DRIVE CLIQ-INTERFACE SHAFT WITH FITTED KEY, TOLERANCE N; WITH HOLDING BRAKE PROTECTION CLASS IP65, | 1560 | TEM | 1 | MC | 3.1 | 1
1FK70322AK711PB2 | SIMOTICS S SYNCHRONOUS MOTOR 1FK7-CT PN=0,5 KW; UZK=600V M0=1,15NM (100K); NN=6000RPM; NATURAL COOLING, FRAME SIZE IMB 5 (IM V1, IM V3) FLANGE 1 POWER CONNECTOR ROTATABLE RESOLVER 2-POLE, WITH DRIVE CLIQ-INTERFACE SHAFT WITH FITTED KEY, TOLERANCE N; WITH HOLDING BRAKE PROTECTION CLASS IP65, FLANGE ON DRIVE END IP67; | 1560 | TEM | 1 | MC | 3.1 | 1
1FK70322AK711PG0 | SIMOTICS S SYNCHRONOUS MOTOR 1FK7-CT PN=0,5 KW; UZK=600V M0=1,15NM (100K); NN=6000RPM; NATURAL COOLING, FRAME SIZE IMB 5 (IM V1, IM V3) FLANGE 1 POWER CONNECTOR ROTATABLE RESOLVER 2-POLE, WITH DRIVE CLIQ-INTERFACE PLAIN SHAFT, TOLERANCE N; W/O HOLDING BRAKE PROTECTION CLASS IP64; | 1161 | TEM | 1 | MC | 2.801 | 1
1FK70322AK711PG1 | SIMOTICS S SYNCHRONOUS MOTOR 1FK7-CT PN=0,5 KW; UZK=600V M0=1,15NM (100K); NN=6000RPM; NATURAL COOLING, FRAME SIZE IMB 5 (IM V1, IM V3) FLANGE 1 POWER CONNECTOR ROTATABLE RESOLVER 2-POLE, WITH DRIVE CLIQ-INTERFACE PLAIN SHAFT, TOLERANCE N; W/O HOLDING BRAKE PROTECTION CLASS IP65, | 1255 | TEM | 1 | MC | 2.801 | 1
1FK70322AK711PG2 | SIMOTICS S SYNCHRONOUS MOTOR 1FK7-CT PN=0,5 KW; UZK=600V M0=1,15NM (100K); NN=6000RPM; NATURAL COOLING, FRAME SIZE IMB 5 (IM V1, IM V3) FLANGE 1 POWER CONNECTOR ROTATABLE RESOLVER 2-POLE, WITH DRIVE CLIQ-INTERFACE PLAIN SHAFT, TOLERANCE N; W/O HOLDING BRAKE PROTECTION CLASS IP65, FLANGE ON DRIVE END IP67; | 1255 | TEM | 1 | MC | 2.801 | 1
1FK70322AK711PH0 | SIMOTICS S SYNCHRONOUS MOTOR 1FK7-CT PN=0,5 KW; UZK=600V M0=1,15NM (100K); NN=6000RPM; NATURAL COOLING, FRAME SIZE IMB 5 (IM V1, IM V3) FLANGE 1 POWER CONNECTOR ROTATABLE RESOLVER 2-POLE, WITH DRIVE CLIQ-INTERFACE PLAIN SHAFT, TOLERANCE N; WITH HOLDING BRAKE PROTECTION CLASS IP64; | 1378 | TEM | 1 | MC | 3.1 | 1
1FK70322AK711PH1 | SIMOTICS S SYNCHRONOUS MOTOR 1FK7-CT PN=0,5 KW; UZK=600V M0=1,15NM (100K); NN=6000RPM; NATURAL COOLING, FRAME SIZE IMB 5 (IM V1, IM V3) FLANGE 1 POWER CONNECTOR ROTATABLE RESOLVER 2-POLE, WITH DRIVE CLIQ-INTERFACE PLAIN SHAFT, TOLERANCE N; WITH HOLDING BRAKE PROTECTION CLASS IP65, | 1471 | TEM | 1 | MC | 3.1 | 1
1FK70322AK711PH2 | SIMOTICS S SYNCHRONOUS MOTOR 1FK7-CT PN=0,5 KW; UZK=600V M0=1,15NM (100K); NN=6000RPM; NATURAL COOLING, FRAME SIZE IMB 5 (IM V1, IM V3) FLANGE 1 POWER CONNECTOR ROTATABLE RESOLVER 2-POLE, WITH DRIVE CLIQ-INTERFACE PLAIN SHAFT, TOLERANCE N; WITH HOLDING BRAKE PROTECTION CLASS IP65, FLANGE ON DRIVE END IP67; | 1471 | TEM | 1 | MC | 3.1 | 1
1FK70322AK711QA0 | SIMOTICS S SYNCHRONOUS MOTOR 1FK7-CT PN=0,5 KW; UZK=600V M0=1,15NM (100K); NN=6000RPM; NATURAL COOLING, FRAME SIZE IMB 5 (IM V1, IM V3) FLANGE 1 POWER CONNECTOR ROTATABLE ABSOLUTE ENCODER SINGLETURN 20 BIT WITH DRIVE-CLIQ INTERFACE (ENCODER AS20DQI) SHAFT WITH FITTED KEY, TOLERANCE N; W/O HOLDING BRAKE PROTECTION CLASS IP64; | 1351 | TEM | 1 | MC | 2.701 | 1
1FK70322AK711QA1 | SIMOTICS S SYNCHRONOUS MOTOR 1FK7-CT PN=0,5 KW; UZK=600V M0=1,15NM (100K); NN=6000RPM; NATURAL COOLING, FRAME SIZE IMB 5 (IM V1, IM V3) FLANGE 1 POWER CONNECTOR ROTATABLE ABSOLUTE ENCODER SINGLETURN 20 BIT WITH DRIVE-CLIQ INTERFACE (ENCODER AS20DQI) SHAFT WITH FITTED KEY, TOLERANCE N; W/O HOLDING BRAKE PROTECTION CLASS IP65, | 1444 | TEM | 1 | MC | 2.701 | 1
1FK70322AK711QA2 | SIMOTICS S SYNCHRONOUS MOTOR 1FK7-CT PN=0,5 KW; UZK=600V M0=1,15NM (100K); NN=6000RPM; NATURAL COOLING, FRAME SIZE IMB 5 (IM V1, IM V3) FLANGE 1 POWER CONNECTOR ROTATABLE ABSOLUTE ENCODER SINGLETURN 20 BIT WITH DRIVE-CLIQ INTERFACE (ENCODER AS20DQI) SHAFT WITH FITTED KEY, TOLERANCE N; W/O HOLDING BRAKE PROTECTION CLASS IP65, FLANGE ON DRIVE END IP67; | 1444 | TEM | 1 | MC | 2.701 | 1
1FK70322AK711QB0 | SIMOTICS S SYNCHRONOUS MOTOR 1FK7-CT PN=0,5 KW; UZK=600V M0=1,15NM (100K); NN=6000RPM; NATURAL COOLING, FRAME SIZE IMB 5 (IM V1, IM V3) FLANGE 1 POWER CONNECTOR ROTATABLE ABSOLUTE ENCODER SINGLETURN 20 BIT WITH DRIVE-CLIQ INTERFACE (ENCODER AS20DQI) SHAFT WITH FITTED KEY, TOLERANCE N; WITH HOLDING BRAKE PROTECTION CLASS IP64; | 1570 | TEM | 1 | MC | 3 | 1
1FK70322AK711QB1 | SIMOTICS S SYNCHRONOUS MOTOR 1FK7-CT PN=0,5 KW; UZK=600V M0=1,15NM (100K); NN=6000RPM; NATURAL COOLING, FRAME SIZE IMB 5 (IM V1, IM V3) FLANGE 1 POWER CONNECTOR ROTATABLE ABSOLUTE ENCODER SINGLETURN 20 BIT WITH DRIVE-CLIQ INTERFACE (ENCODER AS20DQI) SHAFT WITH FITTED KEY, TOLERANCE N; WITH HOLDING BRAKE PROTECTION CLASS IP65, | 1663 | TEM | 1 | MC | 3 | 1
1FK70322AK711QB2 | SIMOTICS S SYNCHRONOUS MOTOR 1FK7-CT PN=0,5 KW; UZK=600V M0=1,15NM (100K); NN=6000RPM; NATURAL COOLING, FRAME SIZE IMB 5 (IM V1, IM V3) FLANGE 1 POWER CONNECTOR ROTATABLE ABSOLUTE ENCODER SINGLETURN 20 BIT WITH DRIVE-CLIQ INTERFACE (ENCODER AS20DQI) SHAFT WITH FITTED KEY, TOLERANCE N; WITH HOLDING BRAKE PROTECTION CLASS IP65, FLANGE ON DRIVE END IP67; | 1663 | TEM | 1 | MC | 3 | 1
1FK70322AK711QG0 | SIMOTICS S SYNCHRONOUS MOTOR 1FK7-CT PN=0,5 KW; UZK=600V M0=1,15NM (100K); NN=6000RPM; NATURAL COOLING, FRAME SIZE IMB 5 (IM V1, IM V3) FLANGE 1 POWER CONNECTOR ROTATABLE ABSOLUTE ENCODER SINGLETURN 20 BIT WITH DRIVE-CLIQ INTERFACE (ENCODER AS20DQI) PLAIN SHAFT, TOLERANCE N; W/O HOLDING BRAKE PROTECTION CLASS IP64; | 1264 | TEM | 1 | MC | 2.701 | 1
1FK70322AK711QG1 | SIMOTICS S SYNCHRONOUS MOTOR 1FK7-CT PN=0,5 KW; UZK=600V M0=1,15NM (100K); NN=6000RPM; NATURAL COOLING, FRAME SIZE IMB 5 (IM V1, IM V3) FLANGE 1 POWER CONNECTOR ROTATABLE ABSOLUTE ENCODER SINGLETURN 20 BIT WITH DRIVE-CLIQ INTERFACE (ENCODER AS20DQI) PLAIN SHAFT, TOLERANCE N; W/O HOLDING BRAKE PROTECTION CLASS IP65, | 1358 | TEM | 1 | MC | 2.701 | 1
1FK70322AK711QG2 | SIMOTICS S SYNCHRONOUS MOTOR 1FK7-CT PN=0,5 KW; UZK=600V M0=1,15NM (100K); NN=6000RPM; NATURAL COOLING, FRAME SIZE IMB 5 (IM V1, IM V3) FLANGE 1 POWER CONNECTOR ROTATABLE ABSOLUTE ENCODER SINGLETURN 20 BIT WITH DRIVE-CLIQ INTERFACE (ENCODER AS20DQI) PLAIN SHAFT, TOLERANCE N; W/O HOLDING BRAKE PROTECTION CLASS IP65, FLANGE ON DRIVE END IP67; | 1358 | TEM | 1 | MC | 2.701 | 1
1FK70322AK711QH0 | SIMOTICS S SYNCHRONOUS MOTOR 1FK7-CT PN=0,5 KW; UZK=600V M0=1,15NM (100K); NN=6000RPM; NATURAL COOLING, FRAME SIZE IMB 5 (IM V1, IM V3) FLANGE 1 POWER CONNECTOR ROTATABLE ABSOLUTE ENCODER SINGLETURN 20 BIT WITH DRIVE-CLIQ INTERFACE (ENCODER AS20DQI) PLAIN SHAFT, TOLERANCE N; WITH HOLDING BRAKE PROTECTION CLASS IP64; | 1481 | TEM | 1 | MC | 3 | 1
1FK70322AK711QH1 | SIMOTICS S SYNCHRONOUS MOTOR 1FK7-CT PN=0,5 KW; UZK=600V M0=1,15NM (100K); NN=6000RPM; NATURAL COOLING, FRAME SIZE IMB 5 (IM V1, IM V3) FLANGE 1 POWER CONNECTOR ROTATABLE ABSOLUTE ENCODER SINGLETURN 20 BIT WITH DRIVE-CLIQ INTERFACE (ENCODER AS20DQI) PLAIN SHAFT, TOLERANCE N; WITH HOLDING BRAKE PROTECTION CLASS IP65, | 1574 | TEM | 1 | MC | 3 | 1
1FK70322AK711QH2 | SIMOTICS S SYNCHRONOUS MOTOR 1FK7-CT PN=0,5 KW; UZK=600V M0=1,15NM (100K); NN=6000RPM; NATURAL COOLING, FRAME SIZE IMB 5 (IM V1, IM V3) FLANGE 1 POWER CONNECTOR ROTATABLE ABSOLUTE ENCODER SINGLETURN 20 BIT WITH DRIVE-CLIQ INTERFACE (ENCODER AS20DQI) PLAIN SHAFT, TOLERANCE N; WITH HOLDING BRAKE PROTECTION CLASS IP65, FLANGE ON DRIVE END IP67; | 1574 | TEM | 1 | MC | 3 | 1
1FK70322AK711RA0 | SIMOTICS S SYNCHRONOUS MOTOR 1FK7-CT PN=0,5 KW; UZK=600V M0=1,15NM (100K); NN=6000RPM; NATURAL COOLING, FRAME SIZE IMB 5 (IM V1, IM V3) FLANGE 1 POWER CONNECTOR ROTATABLE ABSOLUTE ENCODER 20 BIT + 12 BIT MULTITURN WITH DRIVE-CLIQ INTERFACE (ENCODER AM20DQI) SHAFT WITH FITTED KEY, TOLERANCE N; W/O HOLDING BRAKE PROTECTION CLASS IP64; | 1725 | TEM | 1 | MC | 2.701 | 1
1FK70322AK711RA1 | SIMOTICS S SYNCHRONOUS MOTOR 1FK7-CT PN=0,5 KW; UZK=600V M0=1,15NM (100K); NN=6000RPM; NATURAL COOLING, FRAME SIZE IMB 5 (IM V1, IM V3) FLANGE 1 POWER CONNECTOR ROTATABLE ABSOLUTE ENCODER 20 BIT + 12 BIT MULTITURN WITH DRIVE-CLIQ INTERFACE (ENCODER AM20DQI) SHAFT WITH FITTED KEY, TOLERANCE N; W/O HOLDING BRAKE PROTECTION CLASS IP65, | 1818 | TEM | 1 | MC | 2.701 | 1
1FK70322AK711RA2 | SIMOTICS S SYNCHRONOUS MOTOR 1FK7-CT PN=0,5 KW; UZK=600V M0=1,15NM (100K); NN=6000RPM; NATURAL COOLING, FRAME SIZE IMB 5 (IM V1, IM V3) FLANGE 1 POWER CONNECTOR ROTATABLE ABSOLUTE ENCODER 20 BIT + 12 BIT MULTITURN WITH DRIVE-CLIQ INTERFACE (ENCODER AM20DQI) SHAFT WITH FITTED KEY, TOLERANCE N; W/O HOLDING BRAKE PROTECTION CLASS IP65, FLANGE ON DRIVE END IP67; | 1818 | TEM | 1 | MC | 2.701 | 1
1FK70322AK711RB0 | SIMOTICS S SYNCHRONOUS MOTOR 1FK7-CT PN=0,5 KW; UZK=600V M0=1,15NM (100K); NN=6000RPM; NATURAL COOLING, FRAME SIZE IMB 5 (IM V1, IM V3) FLANGE 1 POWER CONNECTOR ROTATABLE ABSOLUTE ENCODER 20 BIT + 12 BIT MULTITURN WITH DRIVE-CLIQ INTERFACE (ENCODER AM20DQI) SHAFT WITH FITTED KEY, TOLERANCE N; WITH HOLDING BRAKE PROTECTION CLASS IP64; | 1944 | TEM | 1 | MC | 3 | 1
1FK70322AK711RB1 | SIMOTICS S SYNCHRONOUS MOTOR 1FK7-CT PN=0,5 KW; UZK=600V M0=1,15NM (100K); NN=6000RPM; NATURAL COOLING, FRAME SIZE IMB 5 (IM V1, IM V3) FLANGE 1 POWER CONNECTOR ROTATABLE ABSOLUTE ENCODER 20 BIT + 12 BIT MULTITURN WITH DRIVE-CLIQ INTERFACE (ENCODER AM20DQI) SHAFT WITH FITTED KEY, TOLERANCE N; WITH HOLDING BRAKE PROTECTION CLASS IP65, | 2037 | TEM | 1 | MC | 3 | 1
1FK70322AK711RB2 | SIMOTICS S SYNCHRONOUS MOTOR 1FK7-CT PN=0,5 KW; UZK=600V M0=1,15NM (100K); NN=6000RPM; NATURAL COOLING, FRAME SIZE IMB 5 (IM V1, IM V3) FLANGE 1 POWER CONNECTOR ROTATABLE ABSOLUTE ENCODER 20 BIT + 12 BIT MULTITURN WITH DRIVE-CLIQ INTERFACE (ENCODER AM20DQI) SHAFT WITH FITTED KEY, TOLERANCE N; WITH HOLDING BRAKE PROTECTION CLASS IP65, FLANGE ON DRIVE END IP67; | 2037 | TEM | 1 | MC | 3 | 1
1FK70322AK711RG0 | SIMOTICS S SYNCHRONOUS MOTOR 1FK7-CT PN=0,5 KW; UZK=600V M0=1,15NM (100K); NN=6000RPM; NATURAL COOLING, FRAME SIZE IMB 5 (IM V1, IM V3) FLANGE 1 POWER CONNECTOR ROTATABLE ABSOLUTE ENCODER 20 BIT + 12 BIT MULTITURN WITH DRIVE-CLIQ INTERFACE (ENCODER AM20DQI) PLAIN SHAFT, TOLERANCE N; W/O HOLDING BRAKE PROTECTION CLASS IP64; | 1639 | TEM | 1 | MC | 2.701 | 1
1FK70322AK711RG1 | SIMOTICS S SYNCHRONOUS MOTOR 1FK7-CT PN=0,5 KW; UZK=600V M0=1,15NM (100K); NN=6000RPM; NATURAL COOLING, FRAME SIZE IMB 5 (IM V1, IM V3) FLANGE 1 POWER CONNECTOR ROTATABLE ABSOLUTE ENCODER 20 BIT + 12 BIT MULTITURN WITH DRIVE-CLIQ INTERFACE (ENCODER AM20DQI) PLAIN SHAFT, TOLERANCE N; W/O HOLDING BRAKE PROTECTION CLASS IP65, | 1732 | TEM | 1 | MC | 2.701 | 1
1FK70322AK711RG2 | SIMOTICS S SYNCHRONOUS MOTOR 1FK7-CT PN=0,5 KW; UZK=600V M0=1,15NM (100K); NN=6000RPM; NATURAL COOLING, FRAME SIZE IMB 5 (IM V1, IM V3) FLANGE 1 POWER CONNECTOR ROTATABLE ABSOLUTE ENCODER 20 BIT + 12 BIT MULTITURN WITH DRIVE-CLIQ INTERFACE (ENCODER AM20DQI) PLAIN SHAFT, TOLERANCE N; W/O HOLDING BRAKE PROTECTION CLASS IP65, FLANGE ON DRIVE END IP67; | 1732 | TEM | 1 | MC | 2.701 | 1
1FK70322AK711RH0 | SIMOTICS S SYNCHRONOUS MOTOR 1FK7-CT PN=0,5 KW; UZK=600V M0=1,15NM (100K); NN=6000RPM; NATURAL COOLING, FRAME SIZE IMB 5 (IM V1, IM V3) FLANGE 1 POWER CONNECTOR ROTATABLE ABSOLUTE ENCODER 20 BIT + 12 BIT MULTITURN WITH DRIVE-CLIQ INTERFACE (ENCODER AM20DQI) PLAIN SHAFT, TOLERANCE N; WITH HOLDING BRAKE PROTECTION CLASS IP64; | 1855 | TEM | 1 | MC | 3 | 1
1FK70322AK711RH1 | SIMOTICS S SYNCHRONOUS MOTOR 1FK7-CT PN=0,5 KW; UZK=600V M0=1,15NM (100K); NN=6000RPM; NATURAL COOLING, FRAME SIZE IMB 5 (IM V1, IM V3) FLANGE 1 POWER CONNECTOR ROTATABLE ABSOLUTE ENCODER 20 BIT + 12 BIT MULTITURN WITH DRIVE-CLIQ INTERFACE (ENCODER AM20DQI) PLAIN SHAFT, TOLERANCE N; WITH HOLDING BRAKE PROTECTION CLASS IP65, | 1949 | TEM | 1 | MC | 3 | 1
1FK70322AK711RH2 | SIMOTICS S SYNCHRONOUS MOTOR 1FK7-CT PN=0,5 KW; UZK=600V M0=1,15NM (100K); NN=6000RPM; NATURAL COOLING, FRAME SIZE IMB 5 (IM V1, IM V3) FLANGE 1 POWER CONNECTOR ROTATABLE ABSOLUTE ENCODER 20 BIT + 12 BIT MULTITURN WITH DRIVE-CLIQ INTERFACE (ENCODER AM20DQI) PLAIN SHAFT, TOLERANCE N; WITH HOLDING BRAKE PROTECTION CLASS IP65, FLANGE ON DRIVE END IP67; | 1949 | TEM | 1 | MC | 3 | 1
1FK70322AK711SA0 | SIMOTICS S SYNCHRONOUS MOTOR 1FK7-CT PN=0,5 KW; UZK=600V M0=1,15NM (100K); NN=6000RPM; NATURAL COOLING, FRAME SIZE IMB 5 (IM V1, IM V3) FLANGE 1, WITH KTY TEMPERATURESENSOR POWER CONNECTOR ROTATABLE RESOLVER MULTI-POLE (RESOLVER P=3); SHAFT WITH FITTED KEY, TOLERANCE N; W/O HOLDING BRAKE PROTECTION CLASS IP64; | 1007 | TEM | 1 | MC | 2.702 | 1
1FK70322AK711SA1 | SIMOTICS S SYNCHRONOUS MOTOR 1FK7-CT PN=0,5 KW; UZK=600V M0=1,15NM (100K); NN=6000RPM; NATURAL COOLING, FRAME SIZE IMB 5 (IM V1, IM V3) FLANGE 1, WITH KTY TEMPERATURESENSOR POWER CONNECTOR ROTATABLE RESOLVER MULTI-POLE (RESOLVER P=3); SHAFT WITH FITTED KEY, TOLERANCE N; W/O HOLDING BRAKE PROTECTION CLASS IP65, | 1100 | TEM | 1 | MC | 2.702 | 1
1FK70322AK711SA2 | SIMOTICS S SYNCHRONOUS MOTOR 1FK7-CT PN=0,5 KW; UZK=600V M0=1,15NM (100K); NN=6000RPM; NATURAL COOLING, FRAME SIZE IMB 5 (IM V1, IM V3) FLANGE 1, WITH KTY TEMPERATURESENSOR POWER CONNECTOR ROTATABLE RESOLVER MULTI-POLE (RESOLVER P=3); SHAFT WITH FITTED KEY, TOLERANCE N; W/O HOLDING BRAKE PROTECTION CLASS IP65, FLANGE ON DRIVE END IP67; | 1100 | TEM | 1 | MC | 2.702 | 1
1FK70322AK711SB0 | SIMOTICS S SYNCHRONOUS MOTOR 1FK7-CT PN=0,5 KW; UZK=600V M0=1,15NM (100K); NN=6000RPM; NATURAL COOLING, FRAME SIZE IMB 5 (IM V1, IM V3) FLANGE 1, WITH KTY TEMPERATURESENSOR POWER CONNECTOR ROTATABLE RESOLVER MULTI-POLE (RESOLVER P=3); SHAFT WITH FITTED KEY, TOLERANCE N; WITH HOLDING BRAKE PROTECTION CLASS IP64; | 1226 | TEM | 1 | MC | 3.001 | 1
1FK70322AK711SB1 | SIMOTICS S SYNCHRONOUS MOTOR 1FK7-CT PN=0,5 KW; UZK=600V M0=1,15NM (100K); NN=6000RPM; NATURAL COOLING, FRAME SIZE IMB 5 (IM V1, IM V3) FLANGE 1, WITH KTY TEMPERATURESENSOR POWER CONNECTOR ROTATABLE RESOLVER MULTI-POLE (RESOLVER P=3); SHAFT WITH FITTED KEY, TOLERANCE N; WITH HOLDING BRAKE PROTECTION CLASS IP65, | 1319 | TEM | 1 | MC | 3.001 | 1
1FK70322AK711SB2 | SIMOTICS S SYNCHRONOUS MOTOR 1FK7-CT PN=0,5 KW; UZK=600V M0=1,15NM (100K); NN=6000RPM; NATURAL COOLING, FRAME SIZE IMB 5 (IM V1, IM V3) FLANGE 1, WITH KTY TEMPERATURESENSOR POWER CONNECTOR ROTATABLE RESOLVER MULTI-POLE (RESOLVER P=3); SHAFT WITH FITTED KEY, TOLERANCE N; WITH HOLDING BRAKE PROTECTION CLASS IP65, FLANGE ON DRIVE END IP67; | 1319 | TEM | 1 | MC | 3.001 | 1
1FK70322AK711SG0 | SIMOTICS S SYNCHRONOUS MOTOR 1FK7-CT PN=0,5 KW; UZK=600V M0=1,15NM (100K); NN=6000RPM; NATURAL COOLING, FRAME SIZE IMB 5 (IM V1, IM V3) FLANGE 1, WITH KTY TEMPERATURESENSOR POWER CONNECTOR ROTATABLE RESOLVER MULTI-POLE (RESOLVER P=3); PLAIN SHAFT, TOLERANCE N; W/O HOLDING BRAKE PROTECTION CLASS IP64; | 920 | TEM | 1 | MC | 2.702 | 1
1FK70322AK711SG1 | SIMOTICS S SYNCHRONOUS MOTOR 1FK7-CT PN=0,5 KW; UZK=600V M0=1,15NM (100K); NN=6000RPM; NATURAL COOLING, FRAME SIZE IMB 5 (IM V1, IM V3) FLANGE 1, WITH KTY TEMPERATURESENSOR POWER CONNECTOR ROTATABLE RESOLVER MULTI-POLE (RESOLVER P=3); PLAIN SHAFT, TOLERANCE N; W/O HOLDING BRAKE PROTECTION CLASS IP65, | 1014 | TEM | 1 | MC | 2.702 | 1
1FK70322AK711SG2 | SIMOTICS S SYNCHRONOUS MOTOR 1FK7-CT PN=0,5 KW; UZK=600V M0=1,15NM (100K); NN=6000RPM; NATURAL COOLING, FRAME SIZE IMB 5 (IM V1, IM V3) FLANGE 1, WITH KTY TEMPERATURESENSOR POWER CONNECTOR ROTATABLE RESOLVER MULTI-POLE (RESOLVER P=3); PLAIN SHAFT, TOLERANCE N; W/O HOLDING BRAKE PROTECTION CLASS IP65, FLANGE ON DRIVE END IP67; | 1014 | TEM | 1 | MC | 2.702 | 1
1FK70322AK711SH0 | SIMOTICS S SYNCHRONOUS MOTOR 1FK7-CT PN=0,5 KW; UZK=600V M0=1,15NM (100K); NN=6000RPM; NATURAL COOLING, FRAME SIZE IMB 5 (IM V1, IM V3) FLANGE 1, WITH KTY TEMPERATURESENSOR POWER CONNECTOR ROTATABLE RESOLVER MULTI-POLE (RESOLVER P=3); PLAIN SHAFT, TOLERANCE N; WITH HOLDING BRAKE PROTECTION CLASS IP64; | 1137 | TEM | 1 | MC | 3.001 | 1
1FK70322AK711SH1 | SIMOTICS S SYNCHRONOUS MOTOR 1FK7-CT PN=0,5 KW; UZK=600V M0=1,15NM (100K); NN=6000RPM; NATURAL COOLING, FRAME SIZE IMB 5 (IM V1, IM V3) FLANGE 1, WITH KTY TEMPERATURESENSOR POWER CONNECTOR ROTATABLE RESOLVER MULTI-POLE (RESOLVER P=3); PLAIN SHAFT, TOLERANCE N; WITH HOLDING BRAKE PROTECTION CLASS IP65, | 1230 | TEM | 1 | MC | 3.001 | 1
1FK70322AK711SH2 | SIMOTICS S SYNCHRONOUS MOTOR 1FK7-CT PN=0,5 KW; UZK=600V M0=1,15NM (100K); NN=6000RPM; NATURAL COOLING, FRAME SIZE IMB 5 (IM V1, IM V3) FLANGE 1, WITH KTY TEMPERATURESENSOR POWER CONNECTOR ROTATABLE RESOLVER MULTI-POLE (RESOLVER P=3); PLAIN SHAFT, TOLERANCE N; WITH HOLDING BRAKE PROTECTION CLASS IP65, FLANGE ON DRIVE END IP67; | 1230 | TEM | 1 | MC | 3.001 | 1
1FK70322AK711TA0 | SIMOTICS S SYNCHRONOUS MOTOR 1FK7-CT PN=0,5 KW; UZK=600V M0=1,15NM (100K); NN=6000RPM; NATURAL COOLING, FRAME SIZE IMB 5 (IM V1, IM V3) FLANGE 1, WITH KTY TEMPERATURESENSOR POWER CONNECTOR ROTATABLE RESOLVER 2-POLE (RESOLVER P=1); SHAFT WITH FITTED KEY, TOLERANCE N; W/O HOLDING BRAKE PROTECTION CLASS IP64; | 1007 | TEM | 1 | MC | 2.702 | 1
1FK70322AK711TA1 | SIMOTICS S SYNCHRONOUS MOTOR 1FK7-CT PN=0,5 KW; UZK=600V M0=1,15NM (100K); NN=6000RPM; NATURAL COOLING, FRAME SIZE IMB 5 (IM V1, IM V3) FLANGE 1, WITH KTY TEMPERATURESENSOR POWER CONNECTOR ROTATABLE RESOLVER 2-POLE (RESOLVER P=1); SHAFT WITH FITTED KEY, TOLERANCE N; W/O HOLDING BRAKE PROTECTION CLASS IP65, | 1100 | TEM | 1 | MC | 2.702 | 1
1FK70322AK711TA2 | SIMOTICS S SYNCHRONOUS MOTOR 1FK7-CT PN=0,5 KW; UZK=600V M0=1,15NM (100K); NN=6000RPM; NATURAL COOLING, FRAME SIZE IMB 5 (IM V1, IM V3) FLANGE 1, WITH KTY TEMPERATURESENSOR POWER CONNECTOR ROTATABLE RESOLVER 2-POLE (RESOLVER P=1); SHAFT WITH FITTED KEY, TOLERANCE N; W/O HOLDING BRAKE PROTECTION CLASS IP65, FLANGE ON DRIVE END IP67; | 1100 | TEM | 1 | MC | 2.702 | 1
1FK70322AK711TB0 | SIMOTICS S SYNCHRONOUS MOTOR 1FK7-CT PN=0,5 KW; UZK=600V M0=1,15NM (100K); NN=6000RPM; NATURAL COOLING, FRAME SIZE IMB 5 (IM V1, IM V3) FLANGE 1, WITH KTY TEMPERATURESENSOR POWER CONNECTOR ROTATABLE RESOLVER 2-POLE (RESOLVER P=1); SHAFT WITH FITTED KEY, TOLERANCE N; WITH HOLDING BRAKE PROTECTION CLASS IP64; | 1226 | TEM | 1 | MC | 3.001 | 1
1FK70322AK711TB1 | SIMOTICS S SYNCHRONOUS MOTOR 1FK7-CT PN=0,5 KW; UZK=600V M0=1,15NM (100K); NN=6000RPM; NATURAL COOLING, FRAME SIZE IMB 5 (IM V1, IM V3) FLANGE 1, WITH KTY TEMPERATURESENSOR POWER CONNECTOR ROTATABLE RESOLVER 2-POLE (RESOLVER P=1); SHAFT WITH FITTED KEY, TOLERANCE N; WITH HOLDING BRAKE PROTECTION CLASS IP65, | 1319 | TEM | 1 | MC | 3.001 | 1
1FK70322AK711TB2 | SIMOTICS S SYNCHRONOUS MOTOR 1FK7-CT PN=0,5 KW; UZK=600V M0=1,15NM (100K); NN=6000RPM; NATURAL COOLING, FRAME SIZE IMB 5 (IM V1, IM V3) FLANGE 1, WITH KTY TEMPERATURESENSOR POWER CONNECTOR ROTATABLE RESOLVER 2-POLE (RESOLVER P=1); SHAFT WITH FITTED KEY, TOLERANCE N; WITH HOLDING BRAKE PROTECTION CLASS IP65, FLANGE ON DRIVE END IP67; | 1319 | TEM | 1 | MC | 3.001 | 1
1FK70322AK711TG0 | SIMOTICS S SYNCHRONOUS MOTOR 1FK7-CT PN=0,5 KW; UZK=600V M0=1,15NM (100K); NN=6000RPM; NATURAL COOLING, FRAME SIZE IMB 5 (IM V1, IM V3) FLANGE 1, WITH KTY TEMPERATURESENSOR POWER CONNECTOR ROTATABLE RESOLVER 2-POLE (RESOLVER P=1); PLAIN SHAFT, TOLERANCE N; W/O HOLDING BRAKE PROTECTION CLASS IP64; | 920 | TEM | 1 | MC | 2.702 | 1
1FK70322AK711TG1 | SIMOTICS S SYNCHRONOUS MOTOR 1FK7-CT PN=0,5 KW; UZK=600V M0=1,15NM (100K); NN=6000RPM; NATURAL COOLING, FRAME SIZE IMB 5 (IM V1, IM V3) FLANGE 1, WITH KTY TEMPERATURESENSOR POWER CONNECTOR ROTATABLE RESOLVER 2-POLE (RESOLVER P=1); PLAIN SHAFT, TOLERANCE N; W/O HOLDING BRAKE PROTECTION CLASS IP65, | 1014 | TEM | 1 | MC | 2.702 | 1
1FK70322AK711TG2 | SIMOTICS S SYNCHRONOUS MOTOR 1FK7-CT PN=0,5 KW; UZK=600V M0=1,15NM (100K); NN=6000RPM; NATURAL COOLING, FRAME SIZE IMB 5 (IM V1, IM V3) FLANGE 1, WITH KTY TEMPERATURESENSOR POWER CONNECTOR ROTATABLE RESOLVER 2-POLE (RESOLVER P=1); PLAIN SHAFT, TOLERANCE N; W/O HOLDING BRAKE PROTECTION CLASS IP65, FLANGE ON DRIVE END IP67; | 1014 | TEM | 1 | MC | 2.702 | 1
1FK70322AK711TH0 | SIMOTICS S SYNCHRONOUS MOTOR 1FK7-CT PN=0,5 KW; UZK=600V M0=1,15NM (100K); NN=6000RPM; NATURAL COOLING, FRAME SIZE IMB 5 (IM V1, IM V3) FLANGE 1, WITH KTY TEMPERATURESENSOR POWER CONNECTOR ROTATABLE RESOLVER 2-POLE (RESOLVER P=1); PLAIN SHAFT, TOLERANCE N; WITH HOLDING BRAKE PROTECTION CLASS IP64; | 1137 | TEM | 1 | MC | 3.001 | 1
1FK70322AK711TH1 | SIMOTICS S SYNCHRONOUS MOTOR 1FK7-CT PN=0,5 KW; UZK=600V M0=1,15NM (100K); NN=6000RPM; NATURAL COOLING, FRAME SIZE IMB 5 (IM V1, IM V3) FLANGE 1, WITH KTY TEMPERATURESENSOR POWER CONNECTOR ROTATABLE RESOLVER 2-POLE (RESOLVER P=1); PLAIN SHAFT, TOLERANCE N; WITH HOLDING BRAKE PROTECTION CLASS IP65, | 1230 | TEM | 1 | MC | 3.001 | 1
1FK70322AK711TH2 | SIMOTICS S SYNCHRONOUS MOTOR 1FK7-CT PN=0,5 KW; UZK=600V M0=1,15NM (100K); NN=6000RPM; NATURAL COOLING, FRAME SIZE IMB 5 (IM V1, IM V3) FLANGE 1, WITH KTY TEMPERATURESENSOR POWER CONNECTOR ROTATABLE RESOLVER 2-POLE (RESOLVER P=1); PLAIN SHAFT, TOLERANCE N; WITH HOLDING BRAKE PROTECTION CLASS IP65, FLANGE ON DRIVE END IP67; | 1230 | TEM | 1 | MC | 3.001 | 1
1FK70322AK711UA0 | SIMOTICS S SYNCHRONOUS MOTOR 1FK7-CT PN=0,5 KW; UZK=600V M0=1,15NM (100K); NN=6000RPM; NATURAL COOLING, FRAME SIZE IMB 5 (IM V1, IM V3) FLANGE 1 POWER CONNECTOR ROTATABLE RESOLVER MULTI-POLE WITH DRIVE-CLIQ INTERFACE; SHAFT WITH FITTED KEY, TOLERANCE N; W/O HOLDING BRAKE PROTECTION CLASS IP64; | 1248 | TEM | 1 | MC | 2.702 | 1
1FK70322AK711UA1 | SIMOTICS S SYNCHRONOUS MOTOR 1FK7-CT PN=0,5 KW; UZK=600V M0=1,15NM (100K); NN=6000RPM; NATURAL COOLING, FRAME SIZE IMB 5 (IM V1, IM V3) FLANGE 1 POWER CONNECTOR ROTATABLE RESOLVER MULTI-POLE WITH DRIVE-CLIQ INTERFACE; SHAFT WITH FITTED KEY, TOLERANCE N; W/O HOLDING BRAKE PROTECTION CLASS IP65, | 1341 | TEM | 1 | MC | 2.702 | 1
1FK70322AK711UA2 | SIMOTICS S SYNCHRONOUS MOTOR 1FK7-CT PN=0,5 KW; UZK=600V M0=1,15NM (100K); NN=6000RPM; NATURAL COOLING, FRAME SIZE IMB 5 (IM V1, IM V3) FLANGE 1 POWER CONNECTOR ROTATABLE RESOLVER MULTI-POLE WITH DRIVE-CLIQ INTERFACE; SHAFT WITH FITTED KEY, TOLERANCE N; W/O HOLDING BRAKE PROTECTION CLASS IP65, FLANGE ON DRIVE END IP67; | 1341 | TEM | 1 | MC | 2.702 | 1
1FK70322AK711UB0 | SIMOTICS S SYNCHRONOUS MOTOR 1FK7-CT PN=0,5 KW; UZK=600V M0=1,15NM (100K); NN=6000RPM; NATURAL COOLING, FRAME SIZE IMB 5 (IM V1, IM V3) FLANGE 1 POWER CONNECTOR ROTATABLE RESOLVER MULTI-POLE WITH DRIVE-CLIQ INTERFACE; SHAFT WITH FITTED KEY, TOLERANCE N; WITH HOLDING BRAKE PROTECTION CLASS IP64; | 1467 | TEM | 1 | MC | 3.001 | 1
1FK70322AK711UB1 | SIMOTICS S SYNCHRONOUS MOTOR 1FK7-CT PN=0,5 KW; UZK=600V M0=1,15NM (100K); NN=6000RPM; NATURAL COOLING, FRAME SIZE IMB 5 (IM V1, IM V3) FLANGE 1 POWER CONNECTOR ROTATABLE RESOLVER MULTI-POLE WITH DRIVE-CLIQ INTERFACE; SHAFT WITH FITTED KEY, TOLERANCE N; WITH HOLDING BRAKE PROTECTION CLASS IP65, | 1560 | TEM | 1 | MC | 3.001 | 1
1FK70322AK711UB2 | SIMOTICS S SYNCHRONOUS MOTOR 1FK7-CT PN=0,5 KW; UZK=600V M0=1,15NM (100K); NN=6000RPM; NATURAL COOLING, FRAME SIZE IMB 5 (IM V1, IM V3) FLANGE 1 POWER CONNECTOR ROTATABLE RESOLVER MULTI-POLE WITH DRIVE-CLIQ INTERFACE; SHAFT WITH FITTED KEY, TOLERANCE N; WITH HOLDING BRAKE PROTECTION CLASS IP65, FLANGE ON DRIVE END IP67; | 1560 | TEM | 1 | MC | 3.001 | 1
1FK70322AK711UG0 | SIMOTICS S SYNCHRONOUS MOTOR 1FK7-CT PN=0,5 KW; UZK=600V M0=1,15NM (100K); NN=6000RPM; NATURAL COOLING, FRAME SIZE IMB 5 (IM V1, IM V3) FLANGE 1 POWER CONNECTOR ROTATABLE RESOLVER MULTI-POLE WITH DRIVE-CLIQ INTERFACE; PLAIN SHAFT, TOLERANCE N; W/O HOLDING BRAKE PROTECTION CLASS IP64; | 1161 | TEM | 1 | MC | 2.702 | 1
1FK70322AK711UG1 | SIMOTICS S SYNCHRONOUS MOTOR 1FK7-CT PN=0,5 KW; UZK=600V M0=1,15NM (100K); NN=6000RPM; NATURAL COOLING, FRAME SIZE IMB 5 (IM V1, IM V3) FLANGE 1 POWER CONNECTOR ROTATABLE RESOLVER MULTI-POLE WITH DRIVE-CLIQ INTERFACE; PLAIN SHAFT, TOLERANCE N; W/O HOLDING BRAKE PROTECTION CLASS IP65, | 1255 | TEM | 1 | MC | 2.702 | 1
1FK70322AK711UG2 | SIMOTICS S SYNCHRONOUS MOTOR 1FK7-CT PN=0,5 KW; UZK=600V M0=1,15NM (100K); NN=6000RPM; NATURAL COOLING, FRAME SIZE IMB 5 (IM V1, IM V3) FLANGE 1 POWER CONNECTOR ROTATABLE RESOLVER MULTI-POLE WITH DRIVE-CLIQ INTERFACE; PLAIN SHAFT, TOLERANCE N; W/O HOLDING BRAKE PROTECTION CLASS IP65, FLANGE ON DRIVE END IP67; | 1255 | TEM | 1 | MC | 2.702 | 1
1FK70322AK711UH0 | SIMOTICS S SYNCHRONOUS MOTOR 1FK7-CT PN=0,5 KW; UZK=600V M0=1,15NM (100K); NN=6000RPM; NATURAL COOLING, FRAME SIZE IMB 5 (IM V1, IM V3) FLANGE 1 POWER CONNECTOR ROTATABLE RESOLVER MULTI-POLE WITH DRIVE-CLIQ INTERFACE; PLAIN SHAFT, TOLERANCE N; WITH HOLDING BRAKE PROTECTION CLASS IP64; | 1378 | TEM | 1 | MC | 3.001 | 1
1FK70322AK711UH1 | SIMOTICS S SYNCHRONOUS MOTOR 1FK7-CT PN=0,5 KW; UZK=600V M0=1,15NM (100K); NN=6000RPM; NATURAL COOLING, FRAME SIZE IMB 5 (IM V1, IM V3) FLANGE 1 POWER CONNECTOR ROTATABLE RESOLVER MULTI-POLE WITH DRIVE-CLIQ INTERFACE; PLAIN SHAFT, TOLERANCE N; WITH HOLDING BRAKE PROTECTION CLASS IP65, | 1471 | TEM | 1 | MC | 3.001 | 1
1FK70322AK711UH2 | SIMOTICS S SYNCHRONOUS MOTOR 1FK7-CT PN=0,5 KW; UZK=600V M0=1,15NM (100K); NN=6000RPM; NATURAL COOLING, FRAME SIZE IMB 5 (IM V1, IM V3) FLANGE 1 POWER CONNECTOR ROTATABLE RESOLVER MULTI-POLE WITH DRIVE-CLIQ INTERFACE; PLAIN SHAFT, TOLERANCE N; WITH HOLDING BRAKE PROTECTION CLASS IP65, FLANGE ON DRIVE END IP67; | 1471 | TEM | 1 | MC | 3.001 | 1
1FK70325AF211AA0 | SIMOTICS S SYNCHRONOUS SERVOMOTOR, 1FK7 COMPACT, ZK 300 V 1.1 NM, 100 K, 3000 RPM, 0.31KW, NATURAL COOLING, IM B5 (IM V1, IM V3) POWER/SIGNAL CONNECTORS CONNECTOR CAN BE ROTATED BY 270 DEGR. INCREM. ENCODER, SIN/COS 1 VPP 2048 P/REV (ENCODER I-2048); SHAFT WITH FITTED KEY, TOLERANCE N; W/O HOLDING BRAKE DEGREE OF PROTECTION IP64 | 1730 | TEM | 1 | MC | 2.703 | 1
1FK70325AF211AA2 | SIMOTICS S SYNCHRONOUS SERVOMOTOR, 1FK7 COMPACT, ZK 300 V 1.1 NM, 100 K, 3000 RPM, 0.31KW, NATURAL COOLING, IM B5 (IM V1, IM V3) POWER/SIGNAL CONNECTORS CONNECTOR CAN BE ROTATED BY 270 DEGR. INCREM. ENCODER, SIN/COS 1 VPP 2048 P/REV (ENCODER I-2048); SHAFT WITH FITTED KEY, TOLERANCE N; W/O HOLDING BRAKE DEGREE OF PROTECTION IP65 FLANGE ON DRIVE END IP67 | 1831 | TEM | 1 | MC | 2.703 | 1
1FK70325AF211AA3 | SIMOTICS S SYNCHRONOUS SERVOMOTOR, 1FK7 COMPACT, ZK 300 V 1.1 NM, 100 K, 3000 RPM, 0.31KW, NATURAL COOLING, IM B5 (IM V1, IM V3) POWER/SIGNAL CONNECTORS CONNECTOR CAN BE ROTATED BY 270 DEGR. INCREM. ENCODER, SIN/COS 1 VPP 2048 P/REV (ENCODER I-2048); SHAFT WITH FITTED KEY, TOLERANCE N; W/O HOLDING BRAKE DEGREE OF PROTECTION IP64; PAINT FINISH RAL7016 | 1779 | TEM | 1 | MC | 2.703 | 1
1FK70325AF211AA5 | SIMOTICS S SYNCHRONOUS SERVOMOTOR, 1FK7 COMPACT, ZK 300 V 1.1 NM, 100 K, 3000 RPM, 0.31KW, NATURAL COOLING, IM B5 (IM V1, IM V3) POWER/SIGNAL CONNECTORS CONNECTOR CAN BE ROTATED BY 270 DEGR. INCREM. ENCODER, SIN/COS 1 VPP 2048 P/REV (ENCODER I-2048); SHAFT WITH FITTED KEY, TOLERANCE N; W/O HOLDING BRAKE DEGREE OF PROTECTION IP65 AS FLANGE IP67; PAINT FINISH RAL7016 | 1880 | TEM | 1 | MC | 2.703 | 1
1FK70325AF211AA8 | SIMOTICS S SYNCHRONOUS SERVOMOTOR, 1FK7 COMPACT, ZK 300 V 1.1 NM, 100 K, 3000 RPM, 0.31KW, NATURAL COOLING, IM B5 (IM V1, IM V3) POWER/SIGNAL CONNECTORS CONNECTOR CAN BE ROTATED BY 270 DEGR. INCREM. ENCODER, SIN/COS 1 VPP 2048 P/REV (ENCODER I-2048); SHAFT WITH FITTED KEY, TOLERANCE N; W/O HOLDING BRAKE DEGREE OF PROTECTION IP65 IP67 D-END FLANGE; RAL7016 COATING; METALLIC RATING PLATE AT MOTOR | 1989 | TEM | 1 | MC | 2.703 | 1
1FK70325AF211AB0 | SIMOTICS S SYNCHRONOUS SERVOMOTOR, 1FK7 COMPACT, ZK 300 V 1.1 NM, 100 K, 3000 RPM, 0.31KW, NATURAL COOLING, IM B5 (IM V1, IM V3) POWER/SIGNAL CONNECTORS CONNECTOR CAN BE ROTATED BY 270 DEGR. INCREM. ENCODER, SIN/COS 1 VPP 2048 P/REV (ENCODER I-2048); SHAFT WITH FITTED KEY, TOLERANCE N; WITH HOLDING BRAKE DEGREE OF PROTECTION IP64 | 1967 | TEM | 1 | MC | 3.002 | 1
1FK70325AF211AB2 | SIMOTICS S SYNCHRONOUS SERVOMOTOR, 1FK7 COMPACT, ZK 300 V 1.1 NM, 100 K, 3000 RPM, 0.31KW, NATURAL COOLING, IM B5 (IM V1, IM V3) POWER/SIGNAL CONNECTORS CONNECTOR CAN BE ROTATED BY 270 DEGR. INCREM. ENCODER, SIN/COS 1 VPP 2048 P/REV (ENCODER I-2048); SHAFT WITH FITTED KEY, TOLERANCE N; WITH HOLDING BRAKE DEGREE OF PROTECTION IP65 FLANGE ON DRIVE END IP67 | 2069 | TEM | 1 | MC | 3.002 | 1
1FK70325AF211AB3 | SIMOTICS S SYNCHRONOUS SERVOMOTOR, 1FK7 COMPACT, ZK 300 V 1.1 NM, 100 K, 3000 RPM, 0.31KW, NATURAL COOLING, IM B5 (IM V1, IM V3) POWER/SIGNAL CONNECTORS CONNECTOR CAN BE ROTATED BY 270 DEGR. INCREM. ENCODER, SIN/COS 1 VPP 2048 P/REV (ENCODER I-2048); SHAFT WITH FITTED KEY, TOLERANCE N; WITH HOLDING BRAKE DEGREE OF PROTECTION IP64; PAINT FINISH RAL7016 | 2017 | TEM | 1 | MC | 3.002 | 1
1FK70325AF211AB5 | SIMOTICS S SYNCHRONOUS SERVOMOTOR, 1FK7 COMPACT, ZK 300 V 1.1 NM, 100 K, 3000 RPM, 0.31KW, NATURAL COOLING, IM B5 (IM V1, IM V3) POWER/SIGNAL CONNECTORS CONNECTOR CAN BE ROTATED BY 270 DEGR. INCREM. ENCODER, SIN/COS 1 VPP 2048 P/REV (ENCODER I-2048); SHAFT WITH FITTED KEY, TOLERANCE N; WITH HOLDING BRAKE DEGREE OF PROTECTION IP65 AS FLANGE IP67; PAINT FINISH RAL7016 | 2118 | TEM | 1 | MC | 3.002 | 1
1FK70325AF211AB8 | SIMOTICS S SYNCHRONOUS SERVOMOTOR, 1FK7 COMPACT, ZK 300 V 1.1 NM, 100 K, 3000 RPM, 0.31KW, NATURAL COOLING, IM B5 (IM V1, IM V3) POWER/SIGNAL CONNECTORS CONNECTOR CAN BE ROTATED BY 270 DEGR. INCREM. ENCODER, SIN/COS 1 VPP 2048 P/REV (ENCODER I-2048); SHAFT WITH FITTED KEY, TOLERANCE N; WITH HOLDING BRAKE DEGREE OF PROTECTION IP65 IP67 D-END FLANGE; RAL7016 COATING; METALLIC RATING PLATE AT MOTOR | 2227 | TEM | 1 | MC | 3.002 | 1
1FK70325AF211AG0 | SIMOTICS S SYNCHRONOUS SERVOMOTOR, 1FK7 COMPACT, ZK 300 V 1.1 NM, 100 K, 3000 RPM, 0.31KW, NATURAL COOLING, IM B5 (IM V1, IM V3) POWER/SIGNAL CONNECTORS CONNECTOR CAN BE ROTATED BY 270 DEGR. INCREM. ENCODER, SIN/COS 1 VPP 2048 P/REV (ENCODER I-2048); PLAIN SHAFT, TOLERANCE N; W/O HOLDING BRAKE DEGREE OF PROTECTION IP64 | 1636 | TEM | 1 | MC | 2.703 | 1
1FK70325AF211AG2 | SIMOTICS S SYNCHRONOUS SERVOMOTOR, 1FK7 COMPACT, ZK 300 V 1.1 NM, 100 K, 3000 RPM, 0.31KW, NATURAL COOLING, IM B5 (IM V1, IM V3) POWER/SIGNAL CONNECTORS CONNECTOR CAN BE ROTATED BY 270 DEGR. INCREM. ENCODER, SIN/COS 1 VPP 2048 P/REV (ENCODER I-2048); PLAIN SHAFT, TOLERANCE N; W/O HOLDING BRAKE DEGREE OF PROTECTION IP65 FLANGE ON DRIVE END IP67 | 1738 | TEM | 1 | MC | 2.703 | 1
1FK70325AF211AG3 | SIMOTICS S SYNCHRONOUS SERVOMOTOR, 1FK7 COMPACT, ZK 300 V 1.1 NM, 100 K, 3000 RPM, 0.31KW, NATURAL COOLING, IM B5 (IM V1, IM V3) POWER/SIGNAL CONNECTORS CONNECTOR CAN BE ROTATED BY 270 DEGR. INCREM. ENCODER, SIN/COS 1 VPP 2048 P/REV (ENCODER I-2048); PLAIN SHAFT, TOLERANCE N; W/O HOLDING BRAKE DEGREE OF PROTECTION IP64; PAINT FINISH RAL7016 | 1685 | TEM | 1 | MC | 2.703 | 1
1FK70325AF211AG5 | SIMOTICS S SYNCHRONOUS SERVOMOTOR, 1FK7 COMPACT, ZK 300 V 1.1 NM, 100 K, 3000 RPM, 0.31KW, NATURAL COOLING, IM B5 (IM V1, IM V3) POWER/SIGNAL CONNECTORS CONNECTOR CAN BE ROTATED BY 270 DEGR. INCREM. ENCODER, SIN/COS 1 VPP 2048 P/REV (ENCODER I-2048); PLAIN SHAFT, TOLERANCE N; W/O HOLDING BRAKE DEGREE OF PROTECTION IP65 AS FLANGE IP67; PAINT FINISH RAL7016 | 1787 | TEM | 1 | MC | 2.703 | 1
1FK70325AF211AG8 | SIMOTICS S SYNCHRONOUS SERVOMOTOR, 1FK7 COMPACT, ZK 300 V 1.1 NM, 100 K, 3000 RPM, 0.31KW, NATURAL COOLING, IM B5 (IM V1, IM V3) POWER/SIGNAL CONNECTORS CONNECTOR CAN BE ROTATED BY 270 DEGR. INCREM. ENCODER, SIN/COS 1 VPP 2048 P/REV (ENCODER I-2048); PLAIN SHAFT, TOLERANCE N; W/O HOLDING BRAKE DEGREE OF PROTECTION IP65 IP67 D-END FLANGE; RAL7016 COATING; METALLIC RATING PLATE AT MOTOR | 1895 | TEM | 1 | MC | 2.703 | 1
1FK70325AF211AH0 | SIMOTICS S SYNCHRONOUS SERVOMOTOR, 1FK7 COMPACT, ZK 300 V 1.1 NM, 100 K, 3000 RPM, 0.31KW, NATURAL COOLING, IM B5 (IM V1, IM V3) POWER/SIGNAL CONNECTORS CONNECTOR CAN BE ROTATED BY 270 DEGR. INCREM. ENCODER, SIN/COS 1 VPP 2048 P/REV (ENCODER I-2048); PLAIN SHAFT, TOLERANCE N; WITH HOLDING BRAKE DEGREE OF PROTECTION IP64 | 1871 | TEM | 1 | MC | 3.002 | 1
1FK70325AF211AH2 | SIMOTICS S SYNCHRONOUS SERVOMOTOR, 1FK7 COMPACT, ZK 300 V 1.1 NM, 100 K, 3000 RPM, 0.31KW, NATURAL COOLING, IM B5 (IM V1, IM V3) POWER/SIGNAL CONNECTORS CONNECTOR CAN BE ROTATED BY 270 DEGR. INCREM. ENCODER, SIN/COS 1 VPP 2048 P/REV (ENCODER I-2048); PLAIN SHAFT, TOLERANCE N; WITH HOLDING BRAKE DEGREE OF PROTECTION IP65 FLANGE ON DRIVE END IP67 | 1973 | TEM | 1 | MC | 3.002 | 1
1FK70325AF211AH3 | SIMOTICS S SYNCHRONOUS SERVOMOTOR, 1FK7 COMPACT, ZK 300 V 1.1 NM, 100 K, 3000 RPM, 0.31KW, NATURAL COOLING, IM B5 (IM V1, IM V3) POWER/SIGNAL CONNECTORS CONNECTOR CAN BE ROTATED BY 270 DEGR. INCREM. ENCODER, SIN/COS 1 VPP 2048 P/REV (ENCODER I-2048); PLAIN SHAFT, TOLERANCE N; WITH HOLDING BRAKE DEGREE OF PROTECTION IP64; PAINT FINISH RAL7016 | 1920 | TEM | 1 | MC | 3.002 | 1
1FK70325AF211AH5 | SIMOTICS S SYNCHRONOUS SERVOMOTOR, 1FK7 COMPACT, ZK 300 V 1.1 NM, 100 K, 3000 RPM, 0.31KW, NATURAL COOLING, IM B5 (IM V1, IM V3) POWER/SIGNAL CONNECTORS CONNECTOR CAN BE ROTATED BY 270 DEGR. INCREM. ENCODER, SIN/COS 1 VPP 2048 P/REV (ENCODER I-2048); PLAIN SHAFT, TOLERANCE N; WITH HOLDING BRAKE DEGREE OF PROTECTION IP65 AS FLANGE IP67; PAINT FINISH RAL7016 | 2022 | TEM | 1 | MC | 3.002 | 1
1FK70325AF211AH8 | SIMOTICS S SYNCHRONOUS SERVOMOTOR, 1FK7 COMPACT, ZK 300 V 1.1 NM, 100 K, 3000 RPM, 0.31KW, NATURAL COOLING, IM B5 (IM V1, IM V3) POWER/SIGNAL CONNECTORS CONNECTOR CAN BE ROTATED BY 270 DEGR. INCREM. ENCODER, SIN/COS 1 VPP 2048 P/REV (ENCODER I-2048); PLAIN SHAFT, TOLERANCE N; WITH HOLDING BRAKE DEGREE OF PROTECTION IP65 IP67 D-END FLANGE; RAL7016 COATING; METALLIC RATING PLATE AT MOTOR | 2130 | TEM | 1 | MC | 3.002 | 1
1FK70325AF211DA0 | SIMOTICS S SYNCHRONOUS SERVOMOTOR, 1FK7 COMPACT, ZK 300 V 1.1 NM, 100 K, 3000 RPM, 0.31KW, NATURAL COOLING, IM B5 (IM V1, IM V3) POWER/SIGNAL CONNECTORS CONNECTOR CAN BE ROTATED BY 270 DEGR. INCREMENTAL ENCODER 2048 P/REV (ENCODER I-2048) WITH DRIVE-CLIQ INTERFACE; SHAFT WITH FITTED KEY, TOLERANCE N; W/O HOLDING BRAKE DEGREE OF PROTECTION IP64 | 1991 | TEM | 1 | MC | 2.703 | 1
1FK70325AF211DA2 | SIMOTICS S SYNCHRONOUS SERVOMOTOR, 1FK7 COMPACT, ZK 300 V 1.1 NM, 100 K, 3000 RPM, 0.31KW, NATURAL COOLING, IM B5 (IM V1, IM V3) POWER/SIGNAL CONNECTORS CONNECTOR CAN BE ROTATED BY 270 DEGR. INCREMENTAL ENCODER 2048 P/REV (ENCODER I-2048) WITH DRIVE-CLIQ INTERFACE; SHAFT WITH FITTED KEY, TOLERANCE N; W/O HOLDING BRAKE DEGREE OF PROTECTION IP65 FLANGE ON DRIVE END IP67 | 2093 | TEM | 1 | MC | 2.703 | 1
1FK70325AF211DA3 | SIMOTICS S SYNCHRONOUS SERVOMOTOR, 1FK7 COMPACT, ZK 300 V 1.1 NM, 100 K, 3000 RPM, 0.31KW, NATURAL COOLING, IM B5 (IM V1, IM V3) POWER/SIGNAL CONNECTORS CONNECTOR CAN BE ROTATED BY 270 DEGR. INCREMENTAL ENCODER 2048 P/REV (ENCODER I-2048) WITH DRIVE-CLIQ INTERFACE; SHAFT WITH FITTED KEY, TOLERANCE N; W/O HOLDING BRAKE DEGREE OF PROTECTION IP64; PAINT FINISH RAL7016 | 2041 | TEM | 1 | MC | 2.703 | 1
1FK70325AF211DA5 | SIMOTICS S SYNCHRONOUS SERVOMOTOR, 1FK7 COMPACT, ZK 300 V 1.1 NM, 100 K, 3000 RPM, 0.31KW, NATURAL COOLING, IM B5 (IM V1, IM V3) POWER/SIGNAL CONNECTORS CONNECTOR CAN BE ROTATED BY 270 DEGR. INCREMENTAL ENCODER 2048 P/REV (ENCODER I-2048) WITH DRIVE-CLIQ INTERFACE; SHAFT WITH FITTED KEY, TOLERANCE N; W/O HOLDING BRAKE DEGREE OF PROTECTION IP65 AS FLANGE IP67; PAINT FINISH RAL7016 | 2142 | TEM | 1 | MC | 2.703 | 1
1FK70325AF211DA8 | SIMOTICS S SYNCHRONOUS SERVOMOTOR, 1FK7 COMPACT, ZK 300 V 1.1 NM, 100 K, 3000 RPM, 0.31KW, NATURAL COOLING, IM B5 (IM V1, IM V3) POWER/SIGNAL CONNECTORS CONNECTOR CAN BE ROTATED BY 270 DEGR. INCREMENTAL ENCODER 2048 P/REV (ENCODER I-2048) WITH DRIVE-CLIQ INTERFACE; SHAFT WITH FITTED KEY, TOLERANCE N; W/O HOLDING BRAKE DEGREE OF PROTECTION IP65 IP67 D-END FLANGE; RAL7016 COATING; METALLIC RATING PLATE AT MOTOR | 2251 | TEM | 1 | MC | 2.703 | 1
1FK70325AF211DB0 | SIMOTICS S SYNCHRONOUS SERVOMOTOR, 1FK7 COMPACT, ZK 300 V 1.1 NM, 100 K, 3000 RPM, 0.31KW, NATURAL COOLING, IM B5 (IM V1, IM V3) POWER/SIGNAL CONNECTORS CONNECTOR CAN BE ROTATED BY 270 DEGR. INCREMENTAL ENCODER 2048 P/REV (ENCODER I-2048) WITH DRIVE-CLIQ INTERFACE; SHAFT WITH FITTED KEY, TOLERANCE N; WITH HOLDING BRAKE DEGREE OF PROTECTION IP64 | 2229 | TEM | 1 | MC | 3.002 | 1
1FK70325AF211DB2 | SIMOTICS S SYNCHRONOUS SERVOMOTOR, 1FK7 COMPACT, ZK 300 V 1.1 NM, 100 K, 3000 RPM, 0.31KW, NATURAL COOLING, IM B5 (IM V1, IM V3) POWER/SIGNAL CONNECTORS CONNECTOR CAN BE ROTATED BY 270 DEGR. INCREMENTAL ENCODER 2048 P/REV (ENCODER I-2048) WITH DRIVE-CLIQ INTERFACE; SHAFT WITH FITTED KEY, TOLERANCE N; WITH HOLDING BRAKE DEGREE OF PROTECTION IP65 FLANGE ON DRIVE END IP67 | 2331 | TEM | 1 | MC | 3.002 | 1
1FK70325AF211DB3 | SIMOTICS S SYNCHRONOUS SERVOMOTOR, 1FK7 COMPACT, ZK 300 V 1.1 NM, 100 K, 3000 RPM, 0.31KW, NATURAL COOLING, IM B5 (IM V1, IM V3) POWER/SIGNAL CONNECTORS CONNECTOR CAN BE ROTATED BY 270 DEGR. INCREMENTAL ENCODER 2048 P/REV (ENCODER I-2048) WITH DRIVE-CLIQ INTERFACE; SHAFT WITH FITTED KEY, TOLERANCE N; WITH HOLDING BRAKE DEGREE OF PROTECTION IP64; PAINT FINISH RAL7016 | 2278 | TEM | 1 | MC | 3.002 | 1
1FK70325AF211DB5 | SIMOTICS S SYNCHRONOUS SERVOMOTOR, 1FK7 COMPACT, ZK 300 V 1.1 NM, 100 K, 3000 RPM, 0.31KW, NATURAL COOLING, IM B5 (IM V1, IM V3) POWER/SIGNAL CONNECTORS CONNECTOR CAN BE ROTATED BY 270 DEGR. INCREMENTAL ENCODER 2048 P/REV (ENCODER I-2048) WITH DRIVE-CLIQ INTERFACE; SHAFT WITH FITTED KEY, TOLERANCE N; WITH HOLDING BRAKE DEGREE OF PROTECTION IP65 AS FLANGE IP67; PAINT FINISH RAL7016 | 2380 | TEM | 1 | MC | 3.002 | 1
1FK70325AF211DB8 | SIMOTICS S SYNCHRONOUS SERVOMOTOR, 1FK7 COMPACT, ZK 300 V 1.1 NM, 100 K, 3000 RPM, 0.31KW, NATURAL COOLING, IM B5 (IM V1, IM V3) POWER/SIGNAL CONNECTORS CONNECTOR CAN BE ROTATED BY 270 DEGR. INCREMENTAL ENCODER 2048 P/REV (ENCODER I-2048) WITH DRIVE-CLIQ INTERFACE; SHAFT WITH FITTED KEY, TOLERANCE N; WITH HOLDING BRAKE DEGREE OF PROTECTION IP65 IP67 D-END FLANGE; RAL7016 COATING; METALLIC RATING PLATE AT MOTOR | 2489 | TEM | 1 | MC | 3.002 | 1
1FK70325AF211DG0 | SIMOTICS S SYNCHRONOUS SERVOMOTOR, 1FK7 COMPACT, ZK 300 V 1.1 NM, 100 K, 3000 RPM, 0.31KW, NATURAL COOLING, IM B5 (IM V1, IM V3) POWER/SIGNAL CONNECTORS CONNECTOR CAN BE ROTATED BY 270 DEGR. INCREMENTAL ENCODER 2048 P/REV (ENCODER I-2048) WITH DRIVE-CLIQ INTERFACE; PLAIN SHAFT, TOLERANCE N; W/O HOLDING BRAKE DEGREE OF PROTECTION IP64 | 1898 | TEM | 1 | MC | 2.703 | 1
1FK70325AF211DG2 | SIMOTICS S SYNCHRONOUS SERVOMOTOR, 1FK7 COMPACT, ZK 300 V 1.1 NM, 100 K, 3000 RPM, 0.31KW, NATURAL COOLING, IM B5 (IM V1, IM V3) POWER/SIGNAL CONNECTORS CONNECTOR CAN BE ROTATED BY 270 DEGR. INCREMENTAL ENCODER 2048 P/REV (ENCODER I-2048) WITH DRIVE-CLIQ INTERFACE; PLAIN SHAFT, TOLERANCE N; W/O HOLDING BRAKE DEGREE OF PROTECTION IP65 FLANGE ON DRIVE END IP67 | 1999 | TEM | 1 | MC | 2.703 | 1
1FK70325AF211DG3 | SIMOTICS S SYNCHRONOUS SERVOMOTOR, 1FK7 COMPACT, ZK 300 V 1.1 NM, 100 K, 3000 RPM, 0.31KW, NATURAL COOLING, IM B5 (IM V1, IM V3) POWER/SIGNAL CONNECTORS CONNECTOR CAN BE ROTATED BY 270 DEGR. INCREMENTAL ENCODER 2048 P/REV (ENCODER I-2048) WITH DRIVE-CLIQ INTERFACE; PLAIN SHAFT, TOLERANCE N; W/O HOLDING BRAKE DEGREE OF PROTECTION IP64; PAINT FINISH RAL7016 | 1947 | TEM | 1 | MC | 2.703 | 1
1FK70325AF211DG5 | SIMOTICS S SYNCHRONOUS SERVOMOTOR, 1FK7 COMPACT, ZK 300 V 1.1 NM, 100 K, 3000 RPM, 0.31KW, NATURAL COOLING, IM B5 (IM V1, IM V3) POWER/SIGNAL CONNECTORS CONNECTOR CAN BE ROTATED BY 270 DEGR. INCREMENTAL ENCODER 2048 P/REV (ENCODER I-2048) WITH DRIVE-CLIQ INTERFACE; PLAIN SHAFT, TOLERANCE N; W/O HOLDING BRAKE DEGREE OF PROTECTION IP65 AS FLANGE IP67; PAINT FINISH RAL7016 | 2049 | TEM | 1 | MC | 2.703 | 1
1FK70325AF211DG8 | SIMOTICS S SYNCHRONOUS SERVOMOTOR, 1FK7 COMPACT, ZK 300 V 1.1 NM, 100 K, 3000 RPM, 0.31KW, NATURAL COOLING, IM B5 (IM V1, IM V3) POWER/SIGNAL CONNECTORS CONNECTOR CAN BE ROTATED BY 270 DEGR. INCREMENTAL ENCODER 2048 P/REV (ENCODER I-2048) WITH DRIVE-CLIQ INTERFACE; PLAIN SHAFT, TOLERANCE N; W/O HOLDING BRAKE DEGREE OF PROTECTION IP65 IP67 D-END FLANGE; RAL7016 COATING; METALLIC RATING PLATE AT MOTOR | 2157 | TEM | 1 | MC | 2.703 | 1
1FK70325AF211DH0 | SIMOTICS S SYNCHRONOUS SERVOMOTOR, 1FK7 COMPACT, ZK 300 V 1.1 NM, 100 K, 3000 RPM, 0.31KW, NATURAL COOLING, IM B5 (IM V1, IM V3) POWER/SIGNAL CONNECTORS CONNECTOR CAN BE ROTATED BY 270 DEGR. INCREMENTAL ENCODER 2048 P/REV (ENCODER I-2048) WITH DRIVE-CLIQ INTERFACE; PLAIN SHAFT, TOLERANCE N; WITH HOLDING BRAKE DEGREE OF PROTECTION IP64 | 2133 | TEM | 1 | MC | 3.002 | 1
1FK70325AF211DH2 | SIMOTICS S SYNCHRONOUS SERVOMOTOR, 1FK7 COMPACT, ZK 300 V 1.1 NM, 100 K, 3000 RPM, 0.31KW, NATURAL COOLING, IM B5 (IM V1, IM V3) POWER/SIGNAL CONNECTORS CONNECTOR CAN BE ROTATED BY 270 DEGR. INCREMENTAL ENCODER 2048 P/REV (ENCODER I-2048) WITH DRIVE-CLIQ INTERFACE; PLAIN SHAFT, TOLERANCE N; WITH HOLDING BRAKE DEGREE OF PROTECTION IP65 FLANGE ON DRIVE END IP67 | 2234 | TEM | 1 | MC | 3.002 | 1
1FK70325AF211DH3 | SIMOTICS S SYNCHRONOUS SERVOMOTOR, 1FK7 COMPACT, ZK 300 V 1.1 NM, 100 K, 3000 RPM, 0.31KW, NATURAL COOLING, IM B5 (IM V1, IM V3) POWER/SIGNAL CONNECTORS CONNECTOR CAN BE ROTATED BY 270 DEGR. INCREMENTAL ENCODER 2048 P/REV (ENCODER I-2048) WITH DRIVE-CLIQ INTERFACE; PLAIN SHAFT, TOLERANCE N; WITH HOLDING BRAKE DEGREE OF PROTECTION IP64; PAINT FINISH RAL7016 | 2182 | TEM | 1 | MC | 3.002 | 1
1FK70325AF211DH5 | SIMOTICS S SYNCHRONOUS SERVOMOTOR, 1FK7 COMPACT, ZK 300 V 1.1 NM, 100 K, 3000 RPM, 0.31KW, NATURAL COOLING, IM B5 (IM V1, IM V3) POWER/SIGNAL CONNECTORS CONNECTOR CAN BE ROTATED BY 270 DEGR. INCREMENTAL ENCODER 2048 P/REV (ENCODER I-2048) WITH DRIVE-CLIQ INTERFACE; PLAIN SHAFT, TOLERANCE N; WITH HOLDING BRAKE DEGREE OF PROTECTION IP65 AS FLANGE IP67; PAINT FINISH RAL7016 | 2284 | TEM | 1 | MC | 3.002 | 1
1FK70325AF211DH8 | SIMOTICS S SYNCHRONOUS SERVOMOTOR, 1FK7 COMPACT, ZK 300 V 1.1 NM, 100 K, 3000 RPM, 0.31KW, NATURAL COOLING, IM B5 (IM V1, IM V3) POWER/SIGNAL CONNECTORS CONNECTOR CAN BE ROTATED BY 270 DEGR. INCREMENTAL ENCODER 2048 P/REV (ENCODER I-2048) WITH DRIVE-CLIQ INTERFACE; PLAIN SHAFT, TOLERANCE N; WITH HOLDING BRAKE DEGREE OF PROTECTION IP65 IP67 D-END FLANGE; RAL7016 COATING; METALLIC RATING PLATE AT MOTOR | 2392 | TEM | 1 | MC | 3.002 | 1
1FK70325AF211HA0 | SIMOTICS S SYNCHRONOUS SERVOMOTOR, 1FK7 COMPACT, ZK 300 V 1.1 NM, 100 K, 3000 RPM, 0.31KW, NATURAL COOLING, IM B5 (IM V1, IM V3) POWER/SIGNAL CONNECTORS CONNECTOR CAN BE ROTATED BY 270 DEGR. ABSOLUTE ENCODER 512 P/REV (ENCODER A-512); PERFORMANCE REDUCTION BY 10% DUE TO ABSOLUTE ENCODER; SHAFT WITH FITTED KEY, TOLERANCE N; W/O HOLDING BRAKE DEGREE OF PROTECTION IP64 | 2133 | TEM | 1 | MC | 2.703 | 1
1FK70325AF211HA2 | SIMOTICS S SYNCHRONOUS SERVOMOTOR, 1FK7 COMPACT, ZK 300 V 1.1 NM, 100 K, 3000 RPM, 0.31KW, NATURAL COOLING, IM B5 (IM V1, IM V3) POWER/SIGNAL CONNECTORS CONNECTOR CAN BE ROTATED BY 270 DEGR. ABSOLUTE ENCODER 512 P/REV (ENCODER A-512); PERFORMANCE REDUCTION BY 10% DUE TO ABSOLUTE ENCODER; SHAFT WITH FITTED KEY, TOLERANCE N; W/O HOLDING BRAKE DEGREE OF PROTECTION IP65 FLANGE ON DRIVE END IP67 | 2235 | TEM | 1 | MC | 2.703 | 1
1FK70325AF211HA3 | SIMOTICS S SYNCHRONOUS SERVOMOTOR, 1FK7 COMPACT, ZK 300 V 1.1 NM, 100 K, 3000 RPM, 0.31KW, NATURAL COOLING, IM B5 (IM V1, IM V3) POWER/SIGNAL CONNECTORS CONNECTOR CAN BE ROTATED BY 270 DEGR. ABSOLUTE ENCODER 512 P/REV (ENCODER A-512); PERFORMANCE REDUCTION BY 10% DUE TO ABSOLUTE ENCODER; SHAFT WITH FITTED KEY, TOLERANCE N; W/O HOLDING BRAKE DEGREE OF PROTECTION IP64; PAINT FINISH RAL7016 | 2182 | TEM | 1 | MC | 2.703 | 1
1FK70325AF211HA5 | SIMOTICS S SYNCHRONOUS SERVOMOTOR, 1FK7 COMPACT, ZK 300 V 1.1 NM, 100 K, 3000 RPM, 0.31KW, NATURAL COOLING, IM B5 (IM V1, IM V3) POWER/SIGNAL CONNECTORS CONNECTOR CAN BE ROTATED BY 270 DEGR. ABSOLUTE ENCODER 512 P/REV (ENCODER A-512); PERFORMANCE REDUCTION BY 10% DUE TO ABSOLUTE ENCODER; SHAFT WITH FITTED KEY, TOLERANCE N; W/O HOLDING BRAKE DEGREE OF PROTECTION IP65 AS FLANGE IP67; PAINT FINISH RAL7016 | 2284 | TEM | 1 | MC | 2.703 | 1
1FK70325AF211HA8 | SIMOTICS S SYNCHRONOUS SERVOMOTOR, 1FK7 COMPACT, ZK 300 V 1.1 NM, 100 K, 3000 RPM, 0.31KW, NATURAL COOLING, IM B5 (IM V1, IM V3) POWER/SIGNAL CONNECTORS CONNECTOR CAN BE ROTATED BY 270 DEGR. ABSOLUTE ENCODER 512 P/REV (ENCODER A-512); PERFORMANCE REDUCTION BY 10% DUE TO ABSOLUTE ENCODER; SHAFT WITH FITTED KEY, TOLERANCE N; W/O HOLDING BRAKE DEGREE OF PROTECTION IP65 IP67 D-END FLANGE; RAL7016 COATING; METALLIC RATING PLATE AT MOTOR | 2393 | TEM | 1 | MC | 2.703 | 1
1FK70325AF211HB0 | SIMOTICS S SYNCHRONOUS SERVOMOTOR, 1FK7 COMPACT, ZK 300 V 1.1 NM, 100 K, 3000 RPM, 0.31KW, NATURAL COOLING, IM B5 (IM V1, IM V3) POWER/SIGNAL CONNECTORS CONNECTOR CAN BE ROTATED BY 270 DEGR. ABSOLUTE ENCODER 512 P/REV (ENCODER A-512); PERFORMANCE REDUCTION BY 10% DUE TO ABSOLUTE ENCODER; SHAFT WITH FITTED KEY, TOLERANCE N; WITH HOLDING BRAKE DEGREE OF PROTECTION IP64 | 2371 | TEM | 1 | MC | 3.002 | 1
1FK70325AF211HB2 | SIMOTICS S SYNCHRONOUS SERVOMOTOR, 1FK7 COMPACT, ZK 300 V 1.1 NM, 100 K, 3000 RPM, 0.31KW, NATURAL COOLING, IM B5 (IM V1, IM V3) POWER/SIGNAL CONNECTORS CONNECTOR CAN BE ROTATED BY 270 DEGR. ABSOLUTE ENCODER 512 P/REV (ENCODER A-512); PERFORMANCE REDUCTION BY 10% DUE TO ABSOLUTE ENCODER; SHAFT WITH FITTED KEY, TOLERANCE N; WITH HOLDING BRAKE DEGREE OF PROTECTION IP65 FLANGE ON DRIVE END IP67 | 2472 | TEM | 1 | MC | 3.002 | 1
1FK70325AF211HB3 | SIMOTICS S SYNCHRONOUS SERVOMOTOR, 1FK7 COMPACT, ZK 300 V 1.1 NM, 100 K, 3000 RPM, 0.31KW, NATURAL COOLING, IM B5 (IM V1, IM V3) POWER/SIGNAL CONNECTORS CONNECTOR CAN BE ROTATED BY 270 DEGR. ABSOLUTE ENCODER 512 P/REV (ENCODER A-512); PERFORMANCE REDUCTION BY 10% DUE TO ABSOLUTE ENCODER; SHAFT WITH FITTED KEY, TOLERANCE N; WITH HOLDING BRAKE DEGREE OF PROTECTION IP64; PAINT FINISH RAL7016 | 2420 | TEM | 1 | MC | 3.002 | 1
1FK70325AF211HB5 | SIMOTICS S SYNCHRONOUS SERVOMOTOR, 1FK7 COMPACT, ZK 300 V 1.1 NM, 100 K, 3000 RPM, 0.31KW, NATURAL COOLING, IM B5 (IM V1, IM V3) POWER/SIGNAL CONNECTORS CONNECTOR CAN BE ROTATED BY 270 DEGR. ABSOLUTE ENCODER 512 P/REV (ENCODER A-512); PERFORMANCE REDUCTION BY 10% DUE TO ABSOLUTE ENCODER; SHAFT WITH FITTED KEY, TOLERANCE N; WITH HOLDING BRAKE DEGREE OF PROTECTION IP65 AS FLANGE IP67; PAINT FINISH RAL7016 | 2522 | TEM | 1 | MC | 3.002 | 1
1FK70325AF211HB8 | SIMOTICS S SYNCHRONOUS SERVOMOTOR, 1FK7 COMPACT, ZK 300 V 1.1 NM, 100 K, 3000 RPM, 0.31KW, NATURAL COOLING, IM B5 (IM V1, IM V3) POWER/SIGNAL CONNECTORS CONNECTOR CAN BE ROTATED BY 270 DEGR. ABSOLUTE ENCODER 512 P/REV (ENCODER A-512); PERFORMANCE REDUCTION BY 10% DUE TO ABSOLUTE ENCODER; SHAFT WITH FITTED KEY, TOLERANCE N; WITH HOLDING BRAKE DEGREE OF PROTECTION IP65 IP67 D-END FLANGE; RAL7016 COATING; METALLIC RATING PLATE AT MOTOR | 2630 | TEM | 1 | MC | 3.002 | 1
1FK70325AF211HG0 | SIMOTICS S SYNCHRONOUS SERVOMOTOR, 1FK7 COMPACT, ZK 300 V 1.1 NM, 100 K, 3000 RPM, 0.31KW, NATURAL COOLING, IM B5 (IM V1, IM V3) POWER/SIGNAL CONNECTORS CONNECTOR CAN BE ROTATED BY 270 DEGR. ABSOLUTE ENCODER 512 P/REV (ENCODER A-512); PERFORMANCE REDUCTION BY 10% DUE TO ABSOLUTE ENCODER; PLAIN SHAFT, TOLERANCE N; W/O HOLDING BRAKE DEGREE OF PROTECTION IP64 | 2039 | TEM | 1 | MC | 2.703 | 1
1FK70325AF211HG2 | SIMOTICS S SYNCHRONOUS SERVOMOTOR, 1FK7 COMPACT, ZK 300 V 1.1 NM, 100 K, 3000 RPM, 0.31KW, NATURAL COOLING, IM B5 (IM V1, IM V3) POWER/SIGNAL CONNECTORS CONNECTOR CAN BE ROTATED BY 270 DEGR. ABSOLUTE ENCODER 512 P/REV (ENCODER A-512); PERFORMANCE REDUCTION BY 10% DUE TO ABSOLUTE ENCODER; PLAIN SHAFT, TOLERANCE N; W/O HOLDING BRAKE DEGREE OF PROTECTION IP65 FLANGE ON DRIVE END IP67 | 2141 | TEM | 1 | MC | 2.703 | 1
1FK70325AF211HG3 | SIMOTICS S SYNCHRONOUS SERVOMOTOR, 1FK7 COMPACT, ZK 300 V 1.1 NM, 100 K, 3000 RPM, 0.31KW, NATURAL COOLING, IM B5 (IM V1, IM V3) POWER/SIGNAL CONNECTORS CONNECTOR CAN BE ROTATED BY 270 DEGR. ABSOLUTE ENCODER 512 P/REV (ENCODER A-512); PERFORMANCE REDUCTION BY 10% DUE TO ABSOLUTE ENCODER; PLAIN SHAFT, TOLERANCE N; W/O HOLDING BRAKE DEGREE OF PROTECTION IP64; PAINT FINISH RAL7016 | 2089 | TEM | 1 | MC | 2.703 | 1
1FK70325AF211HG5 | SIMOTICS S SYNCHRONOUS SERVOMOTOR, 1FK7 COMPACT, ZK 300 V 1.1 NM, 100 K, 3000 RPM, 0.31KW, NATURAL COOLING, IM B5 (IM V1, IM V3) POWER/SIGNAL CONNECTORS CONNECTOR CAN BE ROTATED BY 270 DEGR. ABSOLUTE ENCODER 512 P/REV (ENCODER A-512); PERFORMANCE REDUCTION BY 10% DUE TO ABSOLUTE ENCODER; PLAIN SHAFT, TOLERANCE N; W/O HOLDING BRAKE DEGREE OF PROTECTION IP65 AS FLANGE IP67; PAINT FINISH RAL7016 | 2190 | TEM | 1 | MC | 2.703 | 1
1FK70325AF211HG8 | SIMOTICS S SYNCHRONOUS SERVOMOTOR, 1FK7 COMPACT, ZK 300 V 1.1 NM, 100 K, 3000 RPM, 0.31KW, NATURAL COOLING, IM B5 (IM V1, IM V3) POWER/SIGNAL CONNECTORS CONNECTOR CAN BE ROTATED BY 270 DEGR. ABSOLUTE ENCODER 512 P/REV (ENCODER A-512); PERFORMANCE REDUCTION BY 10% DUE TO ABSOLUTE ENCODER; PLAIN SHAFT, TOLERANCE N; W/O HOLDING BRAKE DEGREE OF PROTECTION IP65 IP67 D-END FLANGE; RAL7016 COATING; METALLIC RATING PLATE AT MOTOR | 2299 | TEM | 1 | MC | 2.703 | 1
1FK70325AF211HH0 | SIMOTICS S SYNCHRONOUS SERVOMOTOR, 1FK7 COMPACT, ZK 300 V 1.1 NM, 100 K, 3000 RPM, 0.31KW, NATURAL COOLING, IM B5 (IM V1, IM V3) POWER/SIGNAL CONNECTORS CONNECTOR CAN BE ROTATED BY 270 DEGR. ABSOLUTE ENCODER 512 P/REV (ENCODER A-512); PERFORMANCE REDUCTION BY 10% DUE TO ABSOLUTE ENCODER; PLAIN SHAFT, TOLERANCE N; WITH HOLDING BRAKE DEGREE OF PROTECTION IP64 | 2275 | TEM | 1 | MC | 3.002 | 1
1FK70325AF211HH2 | SIMOTICS S SYNCHRONOUS SERVOMOTOR, 1FK7 COMPACT, ZK 300 V 1.1 NM, 100 K, 3000 RPM, 0.31KW, NATURAL COOLING, IM B5 (IM V1, IM V3) POWER/SIGNAL CONNECTORS CONNECTOR CAN BE ROTATED BY 270 DEGR. ABSOLUTE ENCODER 512 P/REV (ENCODER A-512); PERFORMANCE REDUCTION BY 10% DUE TO ABSOLUTE ENCODER; PLAIN SHAFT, TOLERANCE N; WITH HOLDING BRAKE DEGREE OF PROTECTION IP65 FLANGE ON DRIVE END IP67 | 2376 | TEM | 1 | MC | 3.002 | 1
1FK70325AF211HH3 | SIMOTICS S SYNCHRONOUS SERVOMOTOR, 1FK7 COMPACT, ZK 300 V 1.1 NM, 100 K, 3000 RPM, 0.31KW, NATURAL COOLING, IM B5 (IM V1, IM V3) POWER/SIGNAL CONNECTORS CONNECTOR CAN BE ROTATED BY 270 DEGR. ABSOLUTE ENCODER 512 P/REV (ENCODER A-512); PERFORMANCE REDUCTION BY 10% DUE TO ABSOLUTE ENCODER; PLAIN SHAFT, TOLERANCE N; WITH HOLDING BRAKE DEGREE OF PROTECTION IP64; PAINT FINISH RAL7016 | 2324 | TEM | 1 | MC | 3.002 | 1
1FK70325AF211HH5 | SIMOTICS S SYNCHRONOUS SERVOMOTOR, 1FK7 COMPACT, ZK 300 V 1.1 NM, 100 K, 3000 RPM, 0.31KW, NATURAL COOLING, IM B5 (IM V1, IM V3) POWER/SIGNAL CONNECTORS CONNECTOR CAN BE ROTATED BY 270 DEGR. ABSOLUTE ENCODER 512 P/REV (ENCODER A-512); PERFORMANCE REDUCTION BY 10% DUE TO ABSOLUTE ENCODER; PLAIN SHAFT, TOLERANCE N; WITH HOLDING BRAKE DEGREE OF PROTECTION IP65 AS FLANGE IP67; PAINT FINISH RAL7016 | 2425 | TEM | 1 | MC | 3.002 | 1
1FK70325AF211HH8 | SIMOTICS S SYNCHRONOUS SERVOMOTOR, 1FK7 COMPACT, ZK 300 V 1.1 NM, 100 K, 3000 RPM, 0.31KW, NATURAL COOLING, IM B5 (IM V1, IM V3) POWER/SIGNAL CONNECTORS CONNECTOR CAN BE ROTATED BY 270 DEGR. ABSOLUTE ENCODER 512 P/REV (ENCODER A-512); PERFORMANCE REDUCTION BY 10% DUE TO ABSOLUTE ENCODER; PLAIN SHAFT, TOLERANCE N; WITH HOLDING BRAKE DEGREE OF PROTECTION IP65 IP67 D-END FLANGE; RAL7016 COATING; METALLIC RATING PLATE AT MOTOR | 2534 | TEM | 1 | MC | 3.002 | 1
1FK70325AF211JA0 | SIMOTICS S SYNCHRONOUS SERVOMOTOR, 1FK7 COMPACT, ZK 300 V 1.1 NM, 100 K, 3000 RPM, 0.31KW, NATURAL COOLING, IM B5 (IM V1, IM V3) POWER/SIGNAL CONNECTORS CONNECTOR CAN BE ROTATED BY 270 DEGR. ABSOLUTE ENCODER 16 S/R (ENCODER A-16); PERFORMANCE REDUCTION BY 10% DUE TO ABSOLUTE ENCODER; SHAFT WITH FITTED KEY, TOLERANCE N; W/O HOLDING BRAKE DEGREE OF PROTECTION IP64 | 1570 | TEM | 1 | MC | 2.703 | 1
1FK70325AF211JA2 | SIMOTICS S SYNCHRONOUS SERVOMOTOR, 1FK7 COMPACT, ZK 300 V 1.1 NM, 100 K, 3000 RPM, 0.31KW, NATURAL COOLING, IM B5 (IM V1, IM V3) POWER/SIGNAL CONNECTORS CONNECTOR CAN BE ROTATED BY 270 DEGR. ABSOLUTE ENCODER 16 S/R (ENCODER A-16); PERFORMANCE REDUCTION BY 10% DUE TO ABSOLUTE ENCODER; SHAFT WITH FITTED KEY, TOLERANCE N; W/O HOLDING BRAKE DEGREE OF PROTECTION IP65 FLANGE ON DRIVE END IP67 | 1672 | TEM | 1 | MC | 2.703 | 1
1FK70325AF211JA3 | SIMOTICS S SYNCHRONOUS SERVOMOTOR, 1FK7 COMPACT, ZK 300 V 1.1 NM, 100 K, 3000 RPM, 0.31KW, NATURAL COOLING, IM B5 (IM V1, IM V3) POWER/SIGNAL CONNECTORS CONNECTOR CAN BE ROTATED BY 270 DEGR. ABSOLUTE ENCODER 16 S/R (ENCODER A-16); PERFORMANCE REDUCTION BY 10% DUE TO ABSOLUTE ENCODER; SHAFT WITH FITTED KEY, TOLERANCE N; W/O HOLDING BRAKE DEGREE OF PROTECTION IP64; PAINT FINISH RAL7016 | 1620 | TEM | 1 | MC | 2.703 | 1
1FK70325AF211JA5 | SIMOTICS S SYNCHRONOUS SERVOMOTOR, 1FK7 COMPACT, ZK 300 V 1.1 NM, 100 K, 3000 RPM, 0.31KW, NATURAL COOLING, IM B5 (IM V1, IM V3) POWER/SIGNAL CONNECTORS CONNECTOR CAN BE ROTATED BY 270 DEGR. ABSOLUTE ENCODER 16 S/R (ENCODER A-16); PERFORMANCE REDUCTION BY 10% DUE TO ABSOLUTE ENCODER; SHAFT WITH FITTED KEY, TOLERANCE N; W/O HOLDING BRAKE DEGREE OF PROTECTION IP65 AS FLANGE IP67; PAINT FINISH RAL7016 | 1721 | TEM | 1 | MC | 2.703 | 1
1FK70325AF211JA8 | SIMOTICS S SYNCHRONOUS SERVOMOTOR, 1FK7 COMPACT, ZK 300 V 1.1 NM, 100 K, 3000 RPM, 0.31KW, NATURAL COOLING, IM B5 (IM V1, IM V3) POWER/SIGNAL CONNECTORS CONNECTOR CAN BE ROTATED BY 270 DEGR. ABSOLUTE ENCODER 16 S/R (ENCODER A-16); PERFORMANCE REDUCTION BY 10% DUE TO ABSOLUTE ENCODER; SHAFT WITH FITTED KEY, TOLERANCE N; W/O HOLDING BRAKE DEGREE OF PROTECTION IP65 IP67 D-END FLANGE; RAL7016 COATING; METALLIC RATING PLATE AT MOTOR | 1830 | TEM | 1 | MC | 2.703 | 1
1FK70325AF211JB0 | SIMOTICS S SYNCHRONOUS SERVOMOTOR, 1FK7 COMPACT, ZK 300 V 1.1 NM, 100 K, 3000 RPM, 0.31KW, NATURAL COOLING, IM B5 (IM V1, IM V3) POWER/SIGNAL CONNECTORS CONNECTOR CAN BE ROTATED BY 270 DEGR. ABSOLUTE ENCODER 16 S/R (ENCODER A-16); PERFORMANCE REDUCTION BY 10% DUE TO ABSOLUTE ENCODER; SHAFT WITH FITTED KEY, TOLERANCE N; WITH HOLDING BRAKE DEGREE OF PROTECTION IP64 | 1808 | TEM | 1 | MC | 3.002 | 1
1FK70325AF211JB2 | SIMOTICS S SYNCHRONOUS SERVOMOTOR, 1FK7 COMPACT, ZK 300 V 1.1 NM, 100 K, 3000 RPM, 0.31KW, NATURAL COOLING, IM B5 (IM V1, IM V3) POWER/SIGNAL CONNECTORS CONNECTOR CAN BE ROTATED BY 270 DEGR. ABSOLUTE ENCODER 16 S/R (ENCODER A-16); PERFORMANCE REDUCTION BY 10% DUE TO ABSOLUTE ENCODER; SHAFT WITH FITTED KEY, TOLERANCE N; WITH HOLDING BRAKE DEGREE OF PROTECTION IP65 FLANGE ON DRIVE END IP67 | 1910 | TEM | 1 | MC | 3.002 | 1
1FK70325AF211JB3 | SIMOTICS S SYNCHRONOUS SERVOMOTOR, 1FK7 COMPACT, ZK 300 V 1.1 NM, 100 K, 3000 RPM, 0.31KW, NATURAL COOLING, IM B5 (IM V1, IM V3) POWER/SIGNAL CONNECTORS CONNECTOR CAN BE ROTATED BY 270 DEGR. ABSOLUTE ENCODER 16 S/R (ENCODER A-16); PERFORMANCE REDUCTION BY 10% DUE TO ABSOLUTE ENCODER; SHAFT WITH FITTED KEY, TOLERANCE N; WITH HOLDING BRAKE DEGREE OF PROTECTION IP64; PAINT FINISH RAL7016 | 1857 | TEM | 1 | MC | 3.002 | 1
1FK70325AF211JB5 | SIMOTICS S SYNCHRONOUS SERVOMOTOR, 1FK7 COMPACT, ZK 300 V 1.1 NM, 100 K, 3000 RPM, 0.31KW, NATURAL COOLING, IM B5 (IM V1, IM V3) POWER/SIGNAL CONNECTORS CONNECTOR CAN BE ROTATED BY 270 DEGR. ABSOLUTE ENCODER 16 S/R (ENCODER A-16); PERFORMANCE REDUCTION BY 10% DUE TO ABSOLUTE ENCODER; SHAFT WITH FITTED KEY, TOLERANCE N; WITH HOLDING BRAKE DEGREE OF PROTECTION IP65 AS FLANGE IP67; PAINT FINISH RAL7016 | 1959 | TEM | 1 | MC | 3.002 | 1
1FK70325AF211JB8 | SIMOTICS S SYNCHRONOUS SERVOMOTOR, 1FK7 COMPACT, ZK 300 V 1.1 NM, 100 K, 3000 RPM, 0.31KW, NATURAL COOLING, IM B5 (IM V1, IM V3) POWER/SIGNAL CONNECTORS CONNECTOR CAN BE ROTATED BY 270 DEGR. ABSOLUTE ENCODER 16 S/R (ENCODER A-16); PERFORMANCE REDUCTION BY 10% DUE TO ABSOLUTE ENCODER; SHAFT WITH FITTED KEY, TOLERANCE N; WITH HOLDING BRAKE DEGREE OF PROTECTION IP65 IP67 D-END FLANGE; RAL7016 COATING; METALLIC RATING PLATE AT MOTOR | 2067 | TEM | 1 | MC | 3.002 | 1
1FK70325AF211JG0 | SIMOTICS S SYNCHRONOUS SERVOMOTOR, 1FK7 COMPACT, ZK 300 V 1.1 NM, 100 K, 3000 RPM, 0.31KW, NATURAL COOLING, IM B5 (IM V1, IM V3) POWER/SIGNAL CONNECTORS CONNECTOR CAN BE ROTATED BY 270 DEGR. ABSOLUTE ENCODER 16 S/R (ENCODER A-16); PERFORMANCE REDUCTION BY 10% DUE TO ABSOLUTE ENCODER; PLAIN SHAFT, TOLERANCE N; W/O HOLDING BRAKE DEGREE OF PROTECTION IP64 | 1477 | TEM | 1 | MC | 2.703 | 1
1FK70325AF211JG2 | SIMOTICS S SYNCHRONOUS SERVOMOTOR, 1FK7 COMPACT, ZK 300 V 1.1 NM, 100 K, 3000 RPM, 0.31KW, NATURAL COOLING, IM B5 (IM V1, IM V3) POWER/SIGNAL CONNECTORS CONNECTOR CAN BE ROTATED BY 270 DEGR. ABSOLUTE ENCODER 16 S/R (ENCODER A-16); PERFORMANCE REDUCTION BY 10% DUE TO ABSOLUTE ENCODER; PLAIN SHAFT, TOLERANCE N; W/O HOLDING BRAKE DEGREE OF PROTECTION IP65 FLANGE ON DRIVE END IP67 | 1578 | TEM | 1 | MC | 2.703 | 1
1FK70325AF211JG3 | SIMOTICS S SYNCHRONOUS SERVOMOTOR, 1FK7 COMPACT, ZK 300 V 1.1 NM, 100 K, 3000 RPM, 0.31KW, NATURAL COOLING, IM B5 (IM V1, IM V3) POWER/SIGNAL CONNECTORS CONNECTOR CAN BE ROTATED BY 270 DEGR. ABSOLUTE ENCODER 16 S/R (ENCODER A-16); PERFORMANCE REDUCTION BY 10% DUE TO ABSOLUTE ENCODER; PLAIN SHAFT, TOLERANCE N; W/O HOLDING BRAKE DEGREE OF PROTECTION IP64; PAINT FINISH RAL7016 | 1526 | TEM | 1 | MC | 2.703 | 1
1FK70325AF211JG5 | SIMOTICS S SYNCHRONOUS SERVOMOTOR, 1FK7 COMPACT, ZK 300 V 1.1 NM, 100 K, 3000 RPM, 0.31KW, NATURAL COOLING, IM B5 (IM V1, IM V3) POWER/SIGNAL CONNECTORS CONNECTOR CAN BE ROTATED BY 270 DEGR. ABSOLUTE ENCODER 16 S/R (ENCODER A-16); PERFORMANCE REDUCTION BY 10% DUE TO ABSOLUTE ENCODER; PLAIN SHAFT, TOLERANCE N; W/O HOLDING BRAKE DEGREE OF PROTECTION IP65 AS FLANGE IP67; PAINT FINISH RAL7016 | 1627 | TEM | 1 | MC | 2.703 | 1
1FK70325AF211JG8 | SIMOTICS S SYNCHRONOUS SERVOMOTOR, 1FK7 COMPACT, ZK 300 V 1.1 NM, 100 K, 3000 RPM, 0.31KW, NATURAL COOLING, IM B5 (IM V1, IM V3) POWER/SIGNAL CONNECTORS CONNECTOR CAN BE ROTATED BY 270 DEGR. ABSOLUTE ENCODER 16 S/R (ENCODER A-16); PERFORMANCE REDUCTION BY 10% DUE TO ABSOLUTE ENCODER; PLAIN SHAFT, TOLERANCE N; W/O HOLDING BRAKE DEGREE OF PROTECTION IP65 IP67 D-END FLANGE; RAL7016 COATING; METALLIC RATING PLATE AT MOTOR | 1736 | TEM | 1 | MC | 2.703 | 1
1FK70325AF211JH0 | SIMOTICS S SYNCHRONOUS SERVOMOTOR, 1FK7 COMPACT, ZK 300 V 1.1 NM, 100 K, 3000 RPM, 0.31KW, NATURAL COOLING, IM B5 (IM V1, IM V3) POWER/SIGNAL CONNECTORS CONNECTOR CAN BE ROTATED BY 270 DEGR. ABSOLUTE ENCODER 16 S/R (ENCODER A-16); PERFORMANCE REDUCTION BY 10% DUE TO ABSOLUTE ENCODER; PLAIN SHAFT, TOLERANCE N; WITH HOLDING BRAKE DEGREE OF PROTECTION IP64 | 1712 | TEM | 1 | MC | 3.002 | 1
1FK70325AF211JH2 | SIMOTICS S SYNCHRONOUS SERVOMOTOR, 1FK7 COMPACT, ZK 300 V 1.1 NM, 100 K, 3000 RPM, 0.31KW, NATURAL COOLING, IM B5 (IM V1, IM V3) POWER/SIGNAL CONNECTORS CONNECTOR CAN BE ROTATED BY 270 DEGR. ABSOLUTE ENCODER 16 S/R (ENCODER A-16); PERFORMANCE REDUCTION BY 10% DUE TO ABSOLUTE ENCODER; PLAIN SHAFT, TOLERANCE N; WITH HOLDING BRAKE DEGREE OF PROTECTION IP65 FLANGE ON DRIVE END IP67 | 1813 | TEM | 1 | MC | 3.002 | 1
1FK70325AF211JH3 | SIMOTICS S SYNCHRONOUS SERVOMOTOR, 1FK7 COMPACT, ZK 300 V 1.1 NM, 100 K, 3000 RPM, 0.31KW, NATURAL COOLING, IM B5 (IM V1, IM V3) POWER/SIGNAL CONNECTORS CONNECTOR CAN BE ROTATED BY 270 DEGR. ABSOLUTE ENCODER 16 S/R (ENCODER A-16); PERFORMANCE REDUCTION BY 10% DUE TO ABSOLUTE ENCODER; PLAIN SHAFT, TOLERANCE N; WITH HOLDING BRAKE DEGREE OF PROTECTION IP64; PAINT FINISH RAL7016 | 1761 | TEM | 1 | MC | 3.002 | 1
1FK70325AF211JH5 | SIMOTICS S SYNCHRONOUS SERVOMOTOR, 1FK7 COMPACT, ZK 300 V 1.1 NM, 100 K, 3000 RPM, 0.31KW, NATURAL COOLING, IM B5 (IM V1, IM V3) POWER/SIGNAL CONNECTORS CONNECTOR CAN BE ROTATED BY 270 DEGR. ABSOLUTE ENCODER 16 S/R (ENCODER A-16); PERFORMANCE REDUCTION BY 10% DUE TO ABSOLUTE ENCODER; PLAIN SHAFT, TOLERANCE N; WITH HOLDING BRAKE DEGREE OF PROTECTION IP65 AS FLANGE IP67; PAINT FINISH RAL7016 | 1863 | TEM | 1 | MC | 3.002 | 1
1FK70325AF211JH8 | SIMOTICS S SYNCHRONOUS SERVOMOTOR, 1FK7 COMPACT, ZK 300 V 1.1 NM, 100 K, 3000 RPM, 0.31KW, NATURAL COOLING, IM B5 (IM V1, IM V3) POWER/SIGNAL CONNECTORS CONNECTOR CAN BE ROTATED BY 270 DEGR. ABSOLUTE ENCODER 16 S/R (ENCODER A-16); PERFORMANCE REDUCTION BY 10% DUE TO ABSOLUTE ENCODER; PLAIN SHAFT, TOLERANCE N; WITH HOLDING BRAKE DEGREE OF PROTECTION IP65 IP67 D-END FLANGE; RAL7016 COATING; METALLIC RATING PLATE AT MOTOR | 1971 | TEM | 1 | MC | 3.002 | 1
1FK70325AF211LA0 | SIMOTICS S SYNCHRONOUS SERVOMOTOR, 1FK7 COMPACT, ZK 300 V 1.1 NM, 100 K, 3000 RPM, 0.31KW, NATURAL COOLING, IM B5 (IM V1, IM V3) POWER/SIGNAL CONNECTORS CONNECTOR CAN BE ROTATED BY 270 DEGR. ABSOLUTE ENCODER 512 P/REV (ENCODER A-512) WITH DRIVE-CLIQ INTERFACE; PERFORMANCE REDUCTION BY 10% DUE TO ABSOLUTE ENCODER; SHAFT WITH FITTED KEY, TOLERANCE N; W/O HOLDING BRAKE DEGREE OF PROTECTION IP64 | 2392 | TEM | 1 | MC | 2.703 | 1
1FK70325AF211LA2 | SIMOTICS S SYNCHRONOUS SERVOMOTOR, 1FK7 COMPACT, ZK 300 V 1.1 NM, 100 K, 3000 RPM, 0.31KW, NATURAL COOLING, IM B5 (IM V1, IM V3) POWER/SIGNAL CONNECTORS CONNECTOR CAN BE ROTATED BY 270 DEGR. ABSOLUTE ENCODER 512 P/REV (ENCODER A-512) WITH DRIVE-CLIQ INTERFACE; PERFORMANCE REDUCTION BY 10% DUE TO ABSOLUTE ENCODER; SHAFT WITH FITTED KEY, TOLERANCE N; W/O HOLDING BRAKE DEGREE OF PROTECTION IP65 FLANGE ON DRIVE END IP67 | 2494 | TEM | 1 | MC | 2.703 | 1
1FK70325AF211LA3 | SIMOTICS S SYNCHRONOUS SERVOMOTOR, 1FK7 COMPACT, ZK 300 V 1.1 NM, 100 K, 3000 RPM, 0.31KW, NATURAL COOLING, IM B5 (IM V1, IM V3) POWER/SIGNAL CONNECTORS CONNECTOR CAN BE ROTATED BY 270 DEGR. ABSOLUTE ENCODER 512 P/REV (ENCODER A-512) WITH DRIVE-CLIQ INTERFACE; PERFORMANCE REDUCTION BY 10% DUE TO ABSOLUTE ENCODER; SHAFT WITH FITTED KEY, TOLERANCE N; W/O HOLDING BRAKE DEGREE OF PROTECTION IP64; PAINT FINISH RAL7016 | 2442 | TEM | 1 | MC | 2.703 | 1
1FK70325AF211LA5 | SIMOTICS S SYNCHRONOUS SERVOMOTOR, 1FK7 COMPACT, ZK 300 V 1.1 NM, 100 K, 3000 RPM, 0.31KW, NATURAL COOLING, IM B5 (IM V1, IM V3) POWER/SIGNAL CONNECTORS CONNECTOR CAN BE ROTATED BY 270 DEGR. ABSOLUTE ENCODER 512 P/REV (ENCODER A-512) WITH DRIVE-CLIQ INTERFACE; PERFORMANCE REDUCTION BY 10% DUE TO ABSOLUTE ENCODER; SHAFT WITH FITTED KEY, TOLERANCE N; W/O HOLDING BRAKE DEGREE OF PROTECTION IP65 AS FLANGE IP67; PAINT FINISH RAL7016 | 2543 | TEM | 1 | MC | 2.703 | 1
1FK70325AF211LA8 | SIMOTICS S SYNCHRONOUS SERVOMOTOR, 1FK7 COMPACT, ZK 300 V 1.1 NM, 100 K, 3000 RPM, 0.31KW, NATURAL COOLING, IM B5 (IM V1, IM V3) POWER/SIGNAL CONNECTORS CONNECTOR CAN BE ROTATED BY 270 DEGR. ABSOLUTE ENCODER 512 P/REV (ENCODER A-512) WITH DRIVE-CLIQ INTERFACE; PERFORMANCE REDUCTION BY 10% DUE TO ABSOLUTE ENCODER; SHAFT WITH FITTED KEY, TOLERANCE N; W/O HOLDING BRAKE DEGREE OF PROTECTION IP65 IP67 D-END FLANGE; RAL7016 COATING; METALLIC RATING PLATE AT MOTOR | 2652 | TEM | 1 | MC | 2.703 | 1
1FK70325AF211LB0 | SIMOTICS S SYNCHRONOUS SERVOMOTOR, 1FK7 COMPACT, ZK 300 V 1.1 NM, 100 K, 3000 RPM, 0.31KW, NATURAL COOLING, IM B5 (IM V1, IM V3) POWER/SIGNAL CONNECTORS CONNECTOR CAN BE ROTATED BY 270 DEGR. ABSOLUTE ENCODER 512 P/REV (ENCODER A-512) WITH DRIVE-CLIQ INTERFACE; PERFORMANCE REDUCTION BY 10% DUE TO ABSOLUTE ENCODER; SHAFT WITH FITTED KEY, TOLERANCE N; WITH HOLDING BRAKE DEGREE OF PROTECTION IP64 | 2630 | TEM | 1 | MC | 3.002 | 1
1FK70325AF211LB2 | SIMOTICS S SYNCHRONOUS SERVOMOTOR, 1FK7 COMPACT, ZK 300 V 1.1 NM, 100 K, 3000 RPM, 0.31KW, NATURAL COOLING, IM B5 (IM V1, IM V3) POWER/SIGNAL CONNECTORS CONNECTOR CAN BE ROTATED BY 270 DEGR. ABSOLUTE ENCODER 512 P/REV (ENCODER A-512) WITH DRIVE-CLIQ INTERFACE; PERFORMANCE REDUCTION BY 10% DUE TO ABSOLUTE ENCODER; SHAFT WITH FITTED KEY, TOLERANCE N; WITH HOLDING BRAKE DEGREE OF PROTECTION IP65 FLANGE ON DRIVE END IP67 | 2732 | TEM | 1 | MC | 3.002 | 1
1FK70325AF211LB3 | SIMOTICS S SYNCHRONOUS SERVOMOTOR, 1FK7 COMPACT, ZK 300 V 1.1 NM, 100 K, 3000 RPM, 0.31KW, NATURAL COOLING, IM B5 (IM V1, IM V3) POWER/SIGNAL CONNECTORS CONNECTOR CAN BE ROTATED BY 270 DEGR. ABSOLUTE ENCODER 512 P/REV (ENCODER A-512) WITH DRIVE-CLIQ INTERFACE; PERFORMANCE REDUCTION BY 10% DUE TO ABSOLUTE ENCODER; SHAFT WITH FITTED KEY, TOLERANCE N; WITH HOLDING BRAKE DEGREE OF PROTECTION IP64; PAINT FINISH RAL7016 | 2679 | TEM | 1 | MC | 3.002 | 1
1FK70325AF211LB5 | SIMOTICS S SYNCHRONOUS SERVOMOTOR, 1FK7 COMPACT, ZK 300 V 1.1 NM, 100 K, 3000 RPM, 0.31KW, NATURAL COOLING, IM B5 (IM V1, IM V3) POWER/SIGNAL CONNECTORS CONNECTOR CAN BE ROTATED BY 270 DEGR. ABSOLUTE ENCODER 512 P/REV (ENCODER A-512) WITH DRIVE-CLIQ INTERFACE; PERFORMANCE REDUCTION BY 10% DUE TO ABSOLUTE ENCODER; SHAFT WITH FITTED KEY, TOLERANCE N; WITH HOLDING BRAKE DEGREE OF PROTECTION IP65 AS FLANGE IP67; PAINT FINISH RAL7016 | 2781 | TEM | 1 | MC | 3.002 | 1
1FK70325AF211LB8 | SIMOTICS S SYNCHRONOUS SERVOMOTOR, 1FK7 COMPACT, ZK 300 V 1.1 NM, 100 K, 3000 RPM, 0.31KW, NATURAL COOLING, IM B5 (IM V1, IM V3) POWER/SIGNAL CONNECTORS CONNECTOR CAN BE ROTATED BY 270 DEGR. ABSOLUTE ENCODER 512 P/REV (ENCODER A-512) WITH DRIVE-CLIQ INTERFACE; PERFORMANCE REDUCTION BY 10% DUE TO ABSOLUTE ENCODER; SHAFT WITH FITTED KEY, TOLERANCE N; WITH HOLDING BRAKE DEGREE OF PROTECTION IP65 IP67 D-END FLANGE; RAL7016 COATING; METALLIC RATING PLATE AT MOTOR | 2890 | TEM | 1 | MC | 3.002 | 1
1FK70325AF211LG0 | SIMOTICS S SYNCHRONOUS SERVOMOTOR, 1FK7 COMPACT, ZK 300 V 1.1 NM, 100 K, 3000 RPM, 0.31KW, NATURAL COOLING, IM B5 (IM V1, IM V3) POWER/SIGNAL CONNECTORS CONNECTOR CAN BE ROTATED BY 270 DEGR. ABSOLUTE ENCODER 512 P/REV (ENCODER A-512) WITH DRIVE-CLIQ INTERFACE; PERFORMANCE REDUCTION BY 10% DUE TO ABSOLUTE ENCODER; PLAIN SHAFT, TOLERANCE N; W/O HOLDING BRAKE DEGREE OF PROTECTION IP64 | 2299 | TEM | 1 | MC | 2.703 | 1
1FK70325AF211LG2 | SIMOTICS S SYNCHRONOUS SERVOMOTOR, 1FK7 COMPACT, ZK 300 V 1.1 NM, 100 K, 3000 RPM, 0.31KW, NATURAL COOLING, IM B5 (IM V1, IM V3) POWER/SIGNAL CONNECTORS CONNECTOR CAN BE ROTATED BY 270 DEGR. ABSOLUTE ENCODER 512 P/REV (ENCODER A-512) WITH DRIVE-CLIQ INTERFACE; PERFORMANCE REDUCTION BY 10% DUE TO ABSOLUTE ENCODER; PLAIN SHAFT, TOLERANCE N; W/O HOLDING BRAKE DEGREE OF PROTECTION IP65 FLANGE ON DRIVE END IP67 | 2400 | TEM | 1 | MC | 2.703 | 1
1FK70325AF211LG3 | SIMOTICS S SYNCHRONOUS SERVOMOTOR, 1FK7 COMPACT, ZK 300 V 1.1 NM, 100 K, 3000 RPM, 0.31KW, NATURAL COOLING, IM B5 (IM V1, IM V3) POWER/SIGNAL CONNECTORS CONNECTOR CAN BE ROTATED BY 270 DEGR. ABSOLUTE ENCODER 512 P/REV (ENCODER A-512) WITH DRIVE-CLIQ INTERFACE; PERFORMANCE REDUCTION BY 10% DUE TO ABSOLUTE ENCODER; PLAIN SHAFT, TOLERANCE N; W/O HOLDING BRAKE DEGREE OF PROTECTION IP64; PAINT FINISH RAL7016 | 2348 | TEM | 1 | MC | 2.703 | 1
1FK70325AF211LG5 | SIMOTICS S SYNCHRONOUS SERVOMOTOR, 1FK7 COMPACT, ZK 300 V 1.1 NM, 100 K, 3000 RPM, 0.31KW, NATURAL COOLING, IM B5 (IM V1, IM V3) POWER/SIGNAL CONNECTORS CONNECTOR CAN BE ROTATED BY 270 DEGR. ABSOLUTE ENCODER 512 P/REV (ENCODER A-512) WITH DRIVE-CLIQ INTERFACE; PERFORMANCE REDUCTION BY 10% DUE TO ABSOLUTE ENCODER; PLAIN SHAFT, TOLERANCE N; W/O HOLDING BRAKE DEGREE OF PROTECTION IP65 AS FLANGE IP67; PAINT FINISH RAL7016 | 2450 | TEM | 1 | MC | 2.703 | 1
1FK70325AF211LG8 | SIMOTICS S SYNCHRONOUS SERVOMOTOR, 1FK7 COMPACT, ZK 300 V 1.1 NM, 100 K, 3000 RPM, 0.31KW, NATURAL COOLING, IM B5 (IM V1, IM V3) POWER/SIGNAL CONNECTORS CONNECTOR CAN BE ROTATED BY 270 DEGR. ABSOLUTE ENCODER 512 P/REV (ENCODER A-512) WITH DRIVE-CLIQ INTERFACE; PERFORMANCE REDUCTION BY 10% DUE TO ABSOLUTE ENCODER; PLAIN SHAFT, TOLERANCE N; W/O HOLDING BRAKE DEGREE OF PROTECTION IP65 IP67 D-END FLANGE; RAL7016 COATING; METALLIC RATING PLATE AT MOTOR | 2558 | TEM | 1 | MC | 2.703 | 1
1FK70325AF211LH0 | SIMOTICS S SYNCHRONOUS SERVOMOTOR, 1FK7 COMPACT, ZK 300 V 1.1 NM, 100 K, 3000 RPM, 0.31KW, NATURAL COOLING, IM B5 (IM V1, IM V3) POWER/SIGNAL CONNECTORS CONNECTOR CAN BE ROTATED BY 270 DEGR. ABSOLUTE ENCODER 512 P/REV (ENCODER A-512) WITH DRIVE-CLIQ INTERFACE; PERFORMANCE REDUCTION BY 10% DUE TO ABSOLUTE ENCODER; PLAIN SHAFT, TOLERANCE N; WITH HOLDING BRAKE DEGREE OF PROTECTION IP64 | 2534 | TEM | 1 | MC | 3.002 | 1
1FK70325AF211LH2 | SIMOTICS S SYNCHRONOUS SERVOMOTOR, 1FK7 COMPACT, ZK 300 V 1.1 NM, 100 K, 3000 RPM, 0.31KW, NATURAL COOLING, IM B5 (IM V1, IM V3) POWER/SIGNAL CONNECTORS CONNECTOR CAN BE ROTATED BY 270 DEGR. ABSOLUTE ENCODER 512 P/REV (ENCODER A-512) WITH DRIVE-CLIQ INTERFACE; PERFORMANCE REDUCTION BY 10% DUE TO ABSOLUTE ENCODER; PLAIN SHAFT, TOLERANCE N; WITH HOLDING BRAKE DEGREE OF PROTECTION IP65 FLANGE ON DRIVE END IP67 | 2636 | TEM | 1 | MC | 3.002 | 1
1FK70325AF211LH3 | SIMOTICS S SYNCHRONOUS SERVOMOTOR, 1FK7 COMPACT, ZK 300 V 1.1 NM, 100 K, 3000 RPM, 0.31KW, NATURAL COOLING, IM B5 (IM V1, IM V3) POWER/SIGNAL CONNECTORS CONNECTOR CAN BE ROTATED BY 270 DEGR. ABSOLUTE ENCODER 512 P/REV (ENCODER A-512) WITH DRIVE-CLIQ INTERFACE; PERFORMANCE REDUCTION BY 10% DUE TO ABSOLUTE ENCODER; PLAIN SHAFT, TOLERANCE N; WITH HOLDING BRAKE DEGREE OF PROTECTION IP64; PAINT FINISH RAL7016 | 2583 | TEM | 1 | MC | 3.002 | 1
1FK70325AF211LH5 | SIMOTICS S SYNCHRONOUS SERVOMOTOR, 1FK7 COMPACT, ZK 300 V 1.1 NM, 100 K, 3000 RPM, 0.31KW, NATURAL COOLING, IM B5 (IM V1, IM V3) POWER/SIGNAL CONNECTORS CONNECTOR CAN BE ROTATED BY 270 DEGR. ABSOLUTE ENCODER 512 P/REV (ENCODER A-512) WITH DRIVE-CLIQ INTERFACE; PERFORMANCE REDUCTION BY 10% DUE TO ABSOLUTE ENCODER; PLAIN SHAFT, TOLERANCE N; WITH HOLDING BRAKE DEGREE OF PROTECTION IP65 AS FLANGE IP67; PAINT FINISH RAL7016 | 2685 | TEM | 1 | MC | 3.002 | 1
1FK70325AF211LH8 | SIMOTICS S SYNCHRONOUS SERVOMOTOR, 1FK7 COMPACT, ZK 300 V 1.1 NM, 100 K, 3000 RPM, 0.31KW, NATURAL COOLING, IM B5 (IM V1, IM V3) POWER/SIGNAL CONNECTORS CONNECTOR CAN BE ROTATED BY 270 DEGR. ABSOLUTE ENCODER 512 P/REV (ENCODER A-512) WITH DRIVE-CLIQ INTERFACE; PERFORMANCE REDUCTION BY 10% DUE TO ABSOLUTE ENCODER; PLAIN SHAFT, TOLERANCE N; WITH HOLDING BRAKE DEGREE OF PROTECTION IP65 IP67 D-END FLANGE; RAL7016 COATING; METALLIC RATING PLATE AT MOTOR | 2793 | TEM | 1 | MC | 3.002 | 1
1FK70325AF211PA0 | SIMOTICS S SYNCHRONOUS SERVOMOTOR, 1FK7 COMPACT, ZK 300 V 1.1 NM, 100 K, 3000 RPM, 0.31KW, NATURAL COOLING, IM B5 (IM V1, IM V3) POWER/SIGNAL CONNECTORS CONNECTOR CAN BE ROTATED BY 270 DEGR. RESOLVER 2-POLE (RESOLVER P=1) WITH DRIVE-CLIQ INTERFACE; SHAFT WITH FITTED KEY, TOLERANCE N; W/O HOLDING BRAKE DEGREE OF PROTECTION IP64 | 1355 | TEM | 1 | MC | 2.703 | 1
1FK70325AF211PA2 | SIMOTICS S SYNCHRONOUS SERVOMOTOR, 1FK7 COMPACT, ZK 300 V 1.1 NM, 100 K, 3000 RPM, 0.31KW, NATURAL COOLING, IM B5 (IM V1, IM V3) POWER/SIGNAL CONNECTORS CONNECTOR CAN BE ROTATED BY 270 DEGR. RESOLVER 2-POLE (RESOLVER P=1) WITH DRIVE-CLIQ INTERFACE; SHAFT WITH FITTED KEY, TOLERANCE N; W/O HOLDING BRAKE DEGREE OF PROTECTION IP65 FLANGE ON DRIVE END IP67 | 1457 | TEM | 1 | MC | 2.703 | 1
1FK70325AF211PA3 | SIMOTICS S SYNCHRONOUS SERVOMOTOR, 1FK7 COMPACT, ZK 300 V 1.1 NM, 100 K, 3000 RPM, 0.31KW, NATURAL COOLING, IM B5 (IM V1, IM V3) POWER/SIGNAL CONNECTORS CONNECTOR CAN BE ROTATED BY 270 DEGR. RESOLVER 2-POLE (RESOLVER P=1) WITH DRIVE-CLIQ INTERFACE; SHAFT WITH FITTED KEY, TOLERANCE N; W/O HOLDING BRAKE DEGREE OF PROTECTION IP64; PAINT FINISH RAL7016 | 1404 | TEM | 1 | MC | 2.703 | 1
1FK70325AF211PA5 | SIMOTICS S SYNCHRONOUS SERVOMOTOR, 1FK7 COMPACT, ZK 300 V 1.1 NM, 100 K, 3000 RPM, 0.31KW, NATURAL COOLING, IM B5 (IM V1, IM V3) POWER/SIGNAL CONNECTORS CONNECTOR CAN BE ROTATED BY 270 DEGR. RESOLVER 2-POLE (RESOLVER P=1) WITH DRIVE-CLIQ INTERFACE; SHAFT WITH FITTED KEY, TOLERANCE N; W/O HOLDING BRAKE DEGREE OF PROTECTION IP65 AS FLANGE IP67; PAINT FINISH RAL7016 | 1506 | TEM | 1 | MC | 2.703 | 1
1FK70325AF211PA8 | SIMOTICS S SYNCHRONOUS SERVOMOTOR, 1FK7 COMPACT, ZK 300 V 1.1 NM, 100 K, 3000 RPM, 0.31KW, NATURAL COOLING, IM B5 (IM V1, IM V3) POWER/SIGNAL CONNECTORS CONNECTOR CAN BE ROTATED BY 270 DEGR. RESOLVER 2-POLE (RESOLVER P=1) WITH DRIVE-CLIQ INTERFACE; SHAFT WITH FITTED KEY, TOLERANCE N; W/O HOLDING BRAKE DEGREE OF PROTECTION IP65 IP67 D-END FLANGE; RAL7016 COATING; METALLIC RATING PLATE AT MOTOR | 1614 | TEM | 1 | MC | 2.703 | 1
1FK70325AF211PB0 | SIMOTICS S SYNCHRONOUS SERVOMOTOR, 1FK7 COMPACT, ZK 300 V 1.1 NM, 100 K, 3000 RPM, 0.31KW, NATURAL COOLING, IM B5 (IM V1, IM V3) POWER/SIGNAL CONNECTORS CONNECTOR CAN BE ROTATED BY 270 DEGR. RESOLVER 2-POLE (RESOLVER P=1) WITH DRIVE-CLIQ INTERFACE; SHAFT WITH FITTED KEY, TOLERANCE N; WITH HOLDING BRAKE DEGREE OF PROTECTION IP64 | 1593 | TEM | 1 | MC | 3.002 | 1
1FK70325AF211PB2 | SIMOTICS S SYNCHRONOUS SERVOMOTOR, 1FK7 COMPACT, ZK 300 V 1.1 NM, 100 K, 3000 RPM, 0.31KW, NATURAL COOLING, IM B5 (IM V1, IM V3) POWER/SIGNAL CONNECTORS CONNECTOR CAN BE ROTATED BY 270 DEGR. RESOLVER 2-POLE (RESOLVER P=1) WITH DRIVE-CLIQ INTERFACE; SHAFT WITH FITTED KEY, TOLERANCE N; WITH HOLDING BRAKE DEGREE OF PROTECTION IP65 FLANGE ON DRIVE END IP67 | 1694 | TEM | 1 | MC | 3.002 | 1
1FK70325AF211PB3 | SIMOTICS S SYNCHRONOUS SERVOMOTOR, 1FK7 COMPACT, ZK 300 V 1.1 NM, 100 K, 3000 RPM, 0.31KW, NATURAL COOLING, IM B5 (IM V1, IM V3) POWER/SIGNAL CONNECTORS CONNECTOR CAN BE ROTATED BY 270 DEGR. RESOLVER 2-POLE (RESOLVER P=1) WITH DRIVE-CLIQ INTERFACE; SHAFT WITH FITTED KEY, TOLERANCE N; WITH HOLDING BRAKE DEGREE OF PROTECTION IP64; PAINT FINISH RAL7016 | 1642 | TEM | 1 | MC | 3.002 | 1
1FK70325AF211PB5 | SIMOTICS S SYNCHRONOUS SERVOMOTOR, 1FK7 COMPACT, ZK 300 V 1.1 NM, 100 K, 3000 RPM, 0.31KW, NATURAL COOLING, IM B5 (IM V1, IM V3) POWER/SIGNAL CONNECTORS CONNECTOR CAN BE ROTATED BY 270 DEGR. RESOLVER 2-POLE (RESOLVER P=1) WITH DRIVE-CLIQ INTERFACE; SHAFT WITH FITTED KEY, TOLERANCE N; WITH HOLDING BRAKE DEGREE OF PROTECTION IP65 AS FLANGE IP67; PAINT FINISH RAL7016 | 1744 | TEM | 1 | MC | 3.002 | 1
1FK70325AF211PB8 | SIMOTICS S SYNCHRONOUS SERVOMOTOR, 1FK7 COMPACT, ZK 300 V 1.1 NM, 100 K, 3000 RPM, 0.31KW, NATURAL COOLING, IM B5 (IM V1, IM V3) POWER/SIGNAL CONNECTORS CONNECTOR CAN BE ROTATED BY 270 DEGR. RESOLVER 2-POLE (RESOLVER P=1) WITH DRIVE-CLIQ INTERFACE; SHAFT WITH FITTED KEY, TOLERANCE N; WITH HOLDING BRAKE DEGREE OF PROTECTION IP65 IP67 D-END FLANGE; RAL7016 COATING; METALLIC RATING PLATE AT MOTOR | 1852 | TEM | 1 | MC | 3.002 | 1
1FK70325AF211PG0 | SIMOTICS S SYNCHRONOUS SERVOMOTOR, 1FK7 COMPACT, ZK 300 V 1.1 NM, 100 K, 3000 RPM, 0.31KW, NATURAL COOLING, IM B5 (IM V1, IM V3) POWER/SIGNAL CONNECTORS CONNECTOR CAN BE ROTATED BY 270 DEGR. RESOLVER 2-POLE (RESOLVER P=1) WITH DRIVE-CLIQ INTERFACE; PLAIN SHAFT, TOLERANCE N; W/O HOLDING BRAKE DEGREE OF PROTECTION IP64 | 1261 | TEM | 1 | MC | 2.703 | 1
1FK70325AF211PG2 | SIMOTICS S SYNCHRONOUS SERVOMOTOR, 1FK7 COMPACT, ZK 300 V 1.1 NM, 100 K, 3000 RPM, 0.31KW, NATURAL COOLING, IM B5 (IM V1, IM V3) POWER/SIGNAL CONNECTORS CONNECTOR CAN BE ROTATED BY 270 DEGR. RESOLVER 2-POLE (RESOLVER P=1) WITH DRIVE-CLIQ INTERFACE; PLAIN SHAFT, TOLERANCE N; W/O HOLDING BRAKE DEGREE OF PROTECTION IP65 FLANGE ON DRIVE END IP67 | 1363 | TEM | 1 | MC | 2.703 | 1
1FK70325AF211PG3 | SIMOTICS S SYNCHRONOUS SERVOMOTOR, 1FK7 COMPACT, ZK 300 V 1.1 NM, 100 K, 3000 RPM, 0.31KW, NATURAL COOLING, IM B5 (IM V1, IM V3) POWER/SIGNAL CONNECTORS CONNECTOR CAN BE ROTATED BY 270 DEGR. RESOLVER 2-POLE (RESOLVER P=1) WITH DRIVE-CLIQ INTERFACE; PLAIN SHAFT, TOLERANCE N; W/O HOLDING BRAKE DEGREE OF PROTECTION IP64; PAINT FINISH RAL7016 | 1311 | TEM | 1 | MC | 2.703 | 1
1FK70325AF211PG5 | SIMOTICS S SYNCHRONOUS SERVOMOTOR, 1FK7 COMPACT, ZK 300 V 1.1 NM, 100 K, 3000 RPM, 0.31KW, NATURAL COOLING, IM B5 (IM V1, IM V3) POWER/SIGNAL CONNECTORS CONNECTOR CAN BE ROTATED BY 270 DEGR. RESOLVER 2-POLE (RESOLVER P=1) WITH DRIVE-CLIQ INTERFACE; PLAIN SHAFT, TOLERANCE N; W/O HOLDING BRAKE DEGREE OF PROTECTION IP65 AS FLANGE IP67; PAINT FINISH RAL7016 | 1412 | TEM | 1 | MC | 2.703 | 1
1FK70325AF211PG8 | SIMOTICS S SYNCHRONOUS SERVOMOTOR, 1FK7 COMPACT, ZK 300 V 1.1 NM, 100 K, 3000 RPM, 0.31KW, NATURAL COOLING, IM B5 (IM V1, IM V3) POWER/SIGNAL CONNECTORS CONNECTOR CAN BE ROTATED BY 270 DEGR. RESOLVER 2-POLE (RESOLVER P=1) WITH DRIVE-CLIQ INTERFACE; PLAIN SHAFT, TOLERANCE N; W/O HOLDING BRAKE DEGREE OF PROTECTION IP65 IP67 D-END FLANGE; RAL7016 COATING; METALLIC RATING PLATE AT MOTOR | 1521 | TEM | 1 | MC | 2.703 | 1
1FK70325AF211PH0 | SIMOTICS S SYNCHRONOUS SERVOMOTOR, 1FK7 COMPACT, ZK 300 V 1.1 NM, 100 K, 3000 RPM, 0.31KW, NATURAL COOLING, IM B5 (IM V1, IM V3) POWER/SIGNAL CONNECTORS CONNECTOR CAN BE ROTATED BY 270 DEGR. RESOLVER 2-POLE (RESOLVER P=1) WITH DRIVE-CLIQ INTERFACE; PLAIN SHAFT, TOLERANCE N; WITH HOLDING BRAKE DEGREE OF PROTECTION IP64 | 1496 | TEM | 1 | MC | 3.002 | 1
1FK70325AF211PH2 | SIMOTICS S SYNCHRONOUS SERVOMOTOR, 1FK7 COMPACT, ZK 300 V 1.1 NM, 100 K, 3000 RPM, 0.31KW, NATURAL COOLING, IM B5 (IM V1, IM V3) POWER/SIGNAL CONNECTORS CONNECTOR CAN BE ROTATED BY 270 DEGR. RESOLVER 2-POLE (RESOLVER P=1) WITH DRIVE-CLIQ INTERFACE; PLAIN SHAFT, TOLERANCE N; WITH HOLDING BRAKE DEGREE OF PROTECTION IP65 FLANGE ON DRIVE END IP67 | 1598 | TEM | 1 | MC | 3.002 | 1
1FK70325AF211PH3 | SIMOTICS S SYNCHRONOUS SERVOMOTOR, 1FK7 COMPACT, ZK 300 V 1.1 NM, 100 K, 3000 RPM, 0.31KW, NATURAL COOLING, IM B5 (IM V1, IM V3) POWER/SIGNAL CONNECTORS CONNECTOR CAN BE ROTATED BY 270 DEGR. RESOLVER 2-POLE (RESOLVER P=1) WITH DRIVE-CLIQ INTERFACE; PLAIN SHAFT, TOLERANCE N; WITH HOLDING BRAKE DEGREE OF PROTECTION IP64; PAINT FINISH RAL7016 | 1546 | TEM | 1 | MC | 3.002 | 1
1FK70325AF211PH5 | SIMOTICS S SYNCHRONOUS SERVOMOTOR, 1FK7 COMPACT, ZK 300 V 1.1 NM, 100 K, 3000 RPM, 0.31KW, NATURAL COOLING, IM B5 (IM V1, IM V3) POWER/SIGNAL CONNECTORS CONNECTOR CAN BE ROTATED BY 270 DEGR. RESOLVER 2-POLE (RESOLVER P=1) WITH DRIVE-CLIQ INTERFACE; PLAIN SHAFT, TOLERANCE N; WITH HOLDING BRAKE DEGREE OF PROTECTION IP65 AS FLANGE IP67; PAINT FINISH RAL7016 | 1647 | TEM | 1 | MC | 3.002 | 1
1FK70325AF211PH8 | SIMOTICS S SYNCHRONOUS SERVOMOTOR, 1FK7 COMPACT, ZK 300 V 1.1 NM, 100 K, 3000 RPM, 0.31KW, NATURAL COOLING, IM B5 (IM V1, IM V3) POWER/SIGNAL CONNECTORS CONNECTOR CAN BE ROTATED BY 270 DEGR. RESOLVER 2-POLE (RESOLVER P=1) WITH DRIVE-CLIQ INTERFACE; PLAIN SHAFT, TOLERANCE N; WITH HOLDING BRAKE DEGREE OF PROTECTION IP65 IP67 D-END FLANGE; RAL7016 COATING; METALLIC RATING PLATE AT MOTOR | 1756 | TEM | 1 | MC | 3.002 | 1
1FK70325AF211SA0 | SIMOTICS S SYNCHRONOUS SERVOMOTOR, 1FK7 COMPACT, ZK 300 V 1.1 NM, 100 K, 3000 RPM, 0.31KW, NATURAL COOLING, IM B5 (IM V1, IM V3) POWER/SIGNAL CONNECTORS CONNECTOR CAN BE ROTATED BY 270 DEGR. RESOLVER MULTI-POLE (RESOLVER P=3); SHAFT WITH FITTED KEY, TOLERANCE N; W/O HOLDING BRAKE DEGREE OF PROTECTION IP64 | 1093 | TEM | 1 | MC | 2.703 | 1
1FK70325AF211SA2 | SIMOTICS S SYNCHRONOUS SERVOMOTOR, 1FK7 COMPACT, ZK 300 V 1.1 NM, 100 K, 3000 RPM, 0.31KW, NATURAL COOLING, IM B5 (IM V1, IM V3) POWER/SIGNAL CONNECTORS CONNECTOR CAN BE ROTATED BY 270 DEGR. RESOLVER MULTI-POLE (RESOLVER P=3); SHAFT WITH FITTED KEY, TOLERANCE N; W/O HOLDING BRAKE DEGREE OF PROTECTION IP65 FLANGE ON DRIVE END IP67 | 1195 | TEM | 1 | MC | 2.703 | 1
1FK70325AF211SA3 | SIMOTICS S SYNCHRONOUS SERVOMOTOR, 1FK7 COMPACT, ZK 300 V 1.1 NM, 100 K, 3000 RPM, 0.31KW, NATURAL COOLING, IM B5 (IM V1, IM V3) POWER/SIGNAL CONNECTORS CONNECTOR CAN BE ROTATED BY 270 DEGR. RESOLVER MULTI-POLE (RESOLVER P=3); SHAFT WITH FITTED KEY, TOLERANCE N; W/O HOLDING BRAKE DEGREE OF PROTECTION IP64; PAINT FINISH RAL7016 | 1142 | TEM | 1 | MC | 2.703 | 1
1FK70325AF211SA5 | SIMOTICS S SYNCHRONOUS SERVOMOTOR, 1FK7 COMPACT, ZK 300 V 1.1 NM, 100 K, 3000 RPM, 0.31KW, NATURAL COOLING, IM B5 (IM V1, IM V3) POWER/SIGNAL CONNECTORS CONNECTOR CAN BE ROTATED BY 270 DEGR. RESOLVER MULTI-POLE (RESOLVER P=3); SHAFT WITH FITTED KEY, TOLERANCE N; W/O HOLDING BRAKE DEGREE OF PROTECTION IP65 AS FLANGE IP67; PAINT FINISH RAL7016 | 1244 | TEM | 1 | MC | 2.703 | 1
1FK70325AF211SA8 | SIMOTICS S SYNCHRONOUS SERVOMOTOR, 1FK7 COMPACT, ZK 300 V 1.1 NM, 100 K, 3000 RPM, 0.31KW, NATURAL COOLING, IM B5 (IM V1, IM V3) POWER/SIGNAL CONNECTORS CONNECTOR CAN BE ROTATED BY 270 DEGR. RESOLVER MULTI-POLE (RESOLVER P=3); SHAFT WITH FITTED KEY, TOLERANCE N; W/O HOLDING BRAKE DEGREE OF PROTECTION IP65 IP67 D-END FLANGE; RAL7016 COATING; METALLIC RATING PLATE AT MOTOR | 1353 | TEM | 1 | MC | 2.703 | 1
1FK70325AF211SB0 | SIMOTICS S SYNCHRONOUS SERVOMOTOR, 1FK7 COMPACT, ZK 300 V 1.1 NM, 100 K, 3000 RPM, 0.31KW, NATURAL COOLING, IM B5 (IM V1, IM V3) POWER/SIGNAL CONNECTORS CONNECTOR CAN BE ROTATED BY 270 DEGR. RESOLVER MULTI-POLE (RESOLVER P=3); SHAFT WITH FITTED KEY, TOLERANCE N; WITH HOLDING BRAKE DEGREE OF PROTECTION IP64 | 1331 | TEM | 1 | MC | 3.002 | 1
1FK70325AF211SB2 | SIMOTICS S SYNCHRONOUS SERVOMOTOR, 1FK7 COMPACT, ZK 300 V 1.1 NM, 100 K, 3000 RPM, 0.31KW, NATURAL COOLING, IM B5 (IM V1, IM V3) POWER/SIGNAL CONNECTORS CONNECTOR CAN BE ROTATED BY 270 DEGR. RESOLVER MULTI-POLE (RESOLVER P=3); SHAFT WITH FITTED KEY, TOLERANCE N; WITH HOLDING BRAKE DEGREE OF PROTECTION IP65 FLANGE ON DRIVE END IP67 | 1433 | TEM | 1 | MC | 3.002 | 1
1FK70325AF211SB3 | SIMOTICS S SYNCHRONOUS SERVOMOTOR, 1FK7 COMPACT, ZK 300 V 1.1 NM, 100 K, 3000 RPM, 0.31KW, NATURAL COOLING, IM B5 (IM V1, IM V3) POWER/SIGNAL CONNECTORS CONNECTOR CAN BE ROTATED BY 270 DEGR. RESOLVER MULTI-POLE (RESOLVER P=3); SHAFT WITH FITTED KEY, TOLERANCE N; WITH HOLDING BRAKE DEGREE OF PROTECTION IP64; PAINT FINISH RAL7016 | 1380 | TEM | 1 | MC | 3.002 | 1
1FK70325AF211SB5 | SIMOTICS S SYNCHRONOUS SERVOMOTOR, 1FK7 COMPACT, ZK 300 V 1.1 NM, 100 K, 3000 RPM, 0.31KW, NATURAL COOLING, IM B5 (IM V1, IM V3) POWER/SIGNAL CONNECTORS CONNECTOR CAN BE ROTATED BY 270 DEGR. RESOLVER MULTI-POLE (RESOLVER P=3); SHAFT WITH FITTED KEY, TOLERANCE N; WITH HOLDING BRAKE DEGREE OF PROTECTION IP65 AS FLANGE IP67; PAINT FINISH RAL7016 | 1482 | TEM | 1 | MC | 3.002 | 1
1FK70325AF211SB8 | SIMOTICS S SYNCHRONOUS SERVOMOTOR, 1FK7 COMPACT, ZK 300 V 1.1 NM, 100 K, 3000 RPM, 0.31KW, NATURAL COOLING, IM B5 (IM V1, IM V3) POWER/SIGNAL CONNECTORS CONNECTOR CAN BE ROTATED BY 270 DEGR. RESOLVER MULTI-POLE (RESOLVER P=3); SHAFT WITH FITTED KEY, TOLERANCE N; WITH HOLDING BRAKE DEGREE OF PROTECTION IP65 IP67 D-END FLANGE; RAL7016 COATING; METALLIC RATING PLATE AT MOTOR | 1590 | TEM | 1 | MC | 3.002 | 1
1FK70325AF211SG0 | SIMOTICS S SYNCHRONOUS SERVOMOTOR, 1FK7 COMPACT, ZK 300 V 1.1 NM, 100 K, 3000 RPM, 0.31KW, NATURAL COOLING, IM B5 (IM V1, IM V3) POWER/SIGNAL CONNECTORS CONNECTOR CAN BE ROTATED BY 270 DEGR. RESOLVER MULTI-POLE (RESOLVER P=3); PLAIN SHAFT, TOLERANCE N; W/O HOLDING BRAKE DEGREE OF PROTECTION IP64 | 1000 | TEM | 1 | MC | 2.703 | 1
1FK70325AF211SG2 | SIMOTICS S SYNCHRONOUS SERVOMOTOR, 1FK7 COMPACT, ZK 300 V 1.1 NM, 100 K, 3000 RPM, 0.31KW, NATURAL COOLING, IM B5 (IM V1, IM V3) POWER/SIGNAL CONNECTORS CONNECTOR CAN BE ROTATED BY 270 DEGR. RESOLVER MULTI-POLE (RESOLVER P=3); PLAIN SHAFT, TOLERANCE N; W/O HOLDING BRAKE DEGREE OF PROTECTION IP65 FLANGE ON DRIVE END IP67 | 1101 | TEM | 1 | MC | 2.703 | 1
1FK70325AF211SG3 | SIMOTICS S SYNCHRONOUS SERVOMOTOR, 1FK7 COMPACT, ZK 300 V 1.1 NM, 100 K, 3000 RPM, 0.31KW, NATURAL COOLING, IM B5 (IM V1, IM V3) POWER/SIGNAL CONNECTORS CONNECTOR CAN BE ROTATED BY 270 DEGR. RESOLVER MULTI-POLE (RESOLVER P=3); PLAIN SHAFT, TOLERANCE N; W/O HOLDING BRAKE DEGREE OF PROTECTION IP64; PAINT FINISH RAL7016 | 1049 | TEM | 1 | MC | 2.703 | 1
1FK70325AF211SG5 | SIMOTICS S SYNCHRONOUS SERVOMOTOR, 1FK7 COMPACT, ZK 300 V 1.1 NM, 100 K, 3000 RPM, 0.31KW, NATURAL COOLING, IM B5 (IM V1, IM V3) POWER/SIGNAL CONNECTORS CONNECTOR CAN BE ROTATED BY 270 DEGR. RESOLVER MULTI-POLE (RESOLVER P=3); PLAIN SHAFT, TOLERANCE N; W/O HOLDING BRAKE DEGREE OF PROTECTION IP65 AS FLANGE IP67; PAINT FINISH RAL7016 | 1150 | TEM | 1 | MC | 2.703 | 1
1FK70325AF211SG8 | SIMOTICS S SYNCHRONOUS SERVOMOTOR, 1FK7 COMPACT, ZK 300 V 1.1 NM, 100 K, 3000 RPM, 0.31KW, NATURAL COOLING, IM B5 (IM V1, IM V3) POWER/SIGNAL CONNECTORS CONNECTOR CAN BE ROTATED BY 270 DEGR. RESOLVER MULTI-POLE (RESOLVER P=3); PLAIN SHAFT, TOLERANCE N; W/O HOLDING BRAKE DEGREE OF PROTECTION IP65 IP67 D-END FLANGE; RAL7016 COATING; METALLIC RATING PLATE AT MOTOR | 1259 | TEM | 1 | MC | 2.703 | 1
1FK70325AF211SH0 | SIMOTICS S SYNCHRONOUS SERVOMOTOR, 1FK7 COMPACT, ZK 300 V 1.1 NM, 100 K, 3000 RPM, 0.31KW, NATURAL COOLING, IM B5 (IM V1, IM V3) POWER/SIGNAL CONNECTORS CONNECTOR CAN BE ROTATED BY 270 DEGR. RESOLVER MULTI-POLE (RESOLVER P=3); PLAIN SHAFT, TOLERANCE N; WITH HOLDING BRAKE DEGREE OF PROTECTION IP64 | 1235 | TEM | 1 | MC | 3.002 | 1
1FK70325AF211SH2 | SIMOTICS S SYNCHRONOUS SERVOMOTOR, 1FK7 COMPACT, ZK 300 V 1.1 NM, 100 K, 3000 RPM, 0.31KW, NATURAL COOLING, IM B5 (IM V1, IM V3) POWER/SIGNAL CONNECTORS CONNECTOR CAN BE ROTATED BY 270 DEGR. RESOLVER MULTI-POLE (RESOLVER P=3); PLAIN SHAFT, TOLERANCE N; WITH HOLDING BRAKE DEGREE OF PROTECTION IP65 FLANGE ON DRIVE END IP67 | 1336 | TEM | 1 | MC | 3.002 | 1
1FK70325AF211SH3 | SIMOTICS S SYNCHRONOUS SERVOMOTOR, 1FK7 COMPACT, ZK 300 V 1.1 NM, 100 K, 3000 RPM, 0.31KW, NATURAL COOLING, IM B5 (IM V1, IM V3) POWER/SIGNAL CONNECTORS CONNECTOR CAN BE ROTATED BY 270 DEGR. RESOLVER MULTI-POLE (RESOLVER P=3); PLAIN SHAFT, TOLERANCE N; WITH HOLDING BRAKE DEGREE OF PROTECTION IP64; PAINT FINISH RAL7016 | 1284 | TEM | 1 | MC | 3.002 | 1
1FK70325AF211SH5 | SIMOTICS S SYNCHRONOUS SERVOMOTOR, 1FK7 COMPACT, ZK 300 V 1.1 NM, 100 K, 3000 RPM, 0.31KW, NATURAL COOLING, IM B5 (IM V1, IM V3) POWER/SIGNAL CONNECTORS CONNECTOR CAN BE ROTATED BY 270 DEGR. RESOLVER MULTI-POLE (RESOLVER P=3); PLAIN SHAFT, TOLERANCE N; WITH HOLDING BRAKE DEGREE OF PROTECTION IP65 AS FLANGE IP67; PAINT FINISH RAL7016 | 1386 | TEM | 1 | MC | 3.002 | 1
1FK70325AF211SH8 | SIMOTICS S SYNCHRONOUS SERVOMOTOR, 1FK7 COMPACT, ZK 300 V 1.1 NM, 100 K, 3000 RPM, 0.31KW, NATURAL COOLING, IM B5 (IM V1, IM V3) POWER/SIGNAL CONNECTORS CONNECTOR CAN BE ROTATED BY 270 DEGR. RESOLVER MULTI-POLE (RESOLVER P=3); PLAIN SHAFT, TOLERANCE N; WITH HOLDING BRAKE DEGREE OF PROTECTION IP65 IP67 D-END FLANGE; RAL7016 COATING; METALLIC RATING PLATE AT MOTOR | 1494 | TEM | 1 | MC | 3.002 | 1
1FK70325AF211TA0 | SIMOTICS S SYNCHRONOUS SERVOMOTOR, 1FK7 COMPACT, ZK 300 V 1.1 NM, 100 K, 3000 RPM, 0.31KW, NATURAL COOLING, IM B5 (IM V1, IM V3) POWER/SIGNAL CONNECTORS CONNECTOR CAN BE ROTATED BY 270 DEGR. RESOLVER 2-POLE (RESOLVER P=1); SHAFT WITH FITTED KEY, TOLERANCE N; W/O HOLDING BRAKE DEGREE OF PROTECTION IP64 | 1093 | TEM | 1 | MC | 2.703 | 1
1FK70325AF211TA2 | SIMOTICS S SYNCHRONOUS SERVOMOTOR, 1FK7 COMPACT, ZK 300 V 1.1 NM, 100 K, 3000 RPM, 0.31KW, NATURAL COOLING, IM B5 (IM V1, IM V3) POWER/SIGNAL CONNECTORS CONNECTOR CAN BE ROTATED BY 270 DEGR. RESOLVER 2-POLE (RESOLVER P=1); SHAFT WITH FITTED KEY, TOLERANCE N; W/O HOLDING BRAKE DEGREE OF PROTECTION IP65 FLANGE ON DRIVE END IP67 | 1195 | TEM | 1 | MC | 2.703 | 1
1FK70325AF211TA3 | SIMOTICS S SYNCHRONOUS SERVOMOTOR, 1FK7 COMPACT, ZK 300 V 1.1 NM, 100 K, 3000 RPM, 0.31KW, NATURAL COOLING, IM B5 (IM V1, IM V3) POWER/SIGNAL CONNECTORS CONNECTOR CAN BE ROTATED BY 270 DEGR. RESOLVER 2-POLE (RESOLVER P=1); SHAFT WITH FITTED KEY, TOLERANCE N; W/O HOLDING BRAKE DEGREE OF PROTECTION IP64; PAINT FINISH RAL7016 | 1142 | TEM | 1 | MC | 2.703 | 1
1FK70325AF211TA5 | SIMOTICS S SYNCHRONOUS SERVOMOTOR, 1FK7 COMPACT, ZK 300 V 1.1 NM, 100 K, 3000 RPM, 0.31KW, NATURAL COOLING, IM B5 (IM V1, IM V3) POWER/SIGNAL CONNECTORS CONNECTOR CAN BE ROTATED BY 270 DEGR. RESOLVER 2-POLE (RESOLVER P=1); SHAFT WITH FITTED KEY, TOLERANCE N; W/O HOLDING BRAKE DEGREE OF PROTECTION IP65 AS FLANGE IP67; PAINT FINISH RAL7016 | 1244 | TEM | 1 | MC | 2.703 | 1
1FK70325AF211TA8 | SIMOTICS S SYNCHRONOUS SERVOMOTOR, 1FK7 COMPACT, ZK 300 V 1.1 NM, 100 K, 3000 RPM, 0.31KW, NATURAL COOLING, IM B5 (IM V1, IM V3) POWER/SIGNAL CONNECTORS CONNECTOR CAN BE ROTATED BY 270 DEGR. RESOLVER 2-POLE (RESOLVER P=1); SHAFT WITH FITTED KEY, TOLERANCE N; W/O HOLDING BRAKE DEGREE OF PROTECTION IP65 IP67 D-END FLANGE; RAL7016 COATING; METALLIC RATING PLATE AT MOTOR | 1353 | TEM | 1 | MC | 2.703 | 1
1FK70325AF211TB0 | SIMOTICS S SYNCHRONOUS SERVOMOTOR, 1FK7 COMPACT, ZK 300 V 1.1 NM, 100 K, 3000 RPM, 0.31KW, NATURAL COOLING, IM B5 (IM V1, IM V3) POWER/SIGNAL CONNECTORS CONNECTOR CAN BE ROTATED BY 270 DEGR. RESOLVER 2-POLE (RESOLVER P=1); SHAFT WITH FITTED KEY, TOLERANCE N; WITH HOLDING BRAKE DEGREE OF PROTECTION IP64 | 1331 | TEM | 1 | MC | 3.002 | 1
1FK70325AF211TB2 | SIMOTICS S SYNCHRONOUS SERVOMOTOR, 1FK7 COMPACT, ZK 300 V 1.1 NM, 100 K, 3000 RPM, 0.31KW, NATURAL COOLING, IM B5 (IM V1, IM V3) POWER/SIGNAL CONNECTORS CONNECTOR CAN BE ROTATED BY 270 DEGR. RESOLVER 2-POLE (RESOLVER P=1); SHAFT WITH FITTED KEY, TOLERANCE N; WITH HOLDING BRAKE DEGREE OF PROTECTION IP65 FLANGE ON DRIVE END IP67 | 1433 | TEM | 1 | MC | 3.002 | 1
1FK70325AF211TB3 | SIMOTICS S SYNCHRONOUS SERVOMOTOR, 1FK7 COMPACT, ZK 300 V 1.1 NM, 100 K, 3000 RPM, 0.31KW, NATURAL COOLING, IM B5 (IM V1, IM V3) POWER/SIGNAL CONNECTORS CONNECTOR CAN BE ROTATED BY 270 DEGR. RESOLVER 2-POLE (RESOLVER P=1); SHAFT WITH FITTED KEY, TOLERANCE N; WITH HOLDING BRAKE DEGREE OF PROTECTION IP64; PAINT FINISH RAL7016 | 1380 | TEM | 1 | MC | 3.002 | 1
1FK70325AF211TB5 | SIMOTICS S SYNCHRONOUS SERVOMOTOR, 1FK7 COMPACT, ZK 300 V 1.1 NM, 100 K, 3000 RPM, 0.31KW, NATURAL COOLING, IM B5 (IM V1, IM V3) POWER/SIGNAL CONNECTORS CONNECTOR CAN BE ROTATED BY 270 DEGR. RESOLVER 2-POLE (RESOLVER P=1); SHAFT WITH FITTED KEY, TOLERANCE N; WITH HOLDING BRAKE DEGREE OF PROTECTION IP65 AS FLANGE IP67; PAINT FINISH RAL7016 | 1482 | TEM | 1 | MC | 3.002 | 1
1FK70325AF211TB8 | SIMOTICS S SYNCHRONOUS SERVOMOTOR, 1FK7 COMPACT, ZK 300 V 1.1 NM, 100 K, 3000 RPM, 0.31KW, NATURAL COOLING, IM B5 (IM V1, IM V3) POWER/SIGNAL CONNECTORS CONNECTOR CAN BE ROTATED BY 270 DEGR. RESOLVER 2-POLE (RESOLVER P=1); SHAFT WITH FITTED KEY, TOLERANCE N; WITH HOLDING BRAKE DEGREE OF PROTECTION IP65 IP67 D-END FLANGE; RAL7016 COATING; METALLIC RATING PLATE AT MOTOR | 1590 | TEM | 1 | MC | 3.002 | 1
1FK70325AF211TG0 | SIMOTICS S SYNCHRONOUS SERVOMOTOR, 1FK7 COMPACT, ZK 300 V 1.1 NM, 100 K, 3000 RPM, 0.31KW, NATURAL COOLING, IM B5 (IM V1, IM V3) POWER/SIGNAL CONNECTORS CONNECTOR CAN BE ROTATED BY 270 DEGR. RESOLVER 2-POLE (RESOLVER P=1); PLAIN SHAFT, TOLERANCE N; W/O HOLDING BRAKE DEGREE OF PROTECTION IP64 | 1000 | TEM | 1 | MC | 2.703 | 1
1FK70325AF211TG2 | SIMOTICS S SYNCHRONOUS SERVOMOTOR, 1FK7 COMPACT, ZK 300 V 1.1 NM, 100 K, 3000 RPM, 0.31KW, NATURAL COOLING, IM B5 (IM V1, IM V3) POWER/SIGNAL CONNECTORS CONNECTOR CAN BE ROTATED BY 270 DEGR. RESOLVER 2-POLE (RESOLVER P=1); PLAIN SHAFT, TOLERANCE N; W/O HOLDING BRAKE DEGREE OF PROTECTION IP65 FLANGE ON DRIVE END IP67 | 1101 | TEM | 1 | MC | 2.703 | 1
1FK70325AF211TG3 | SIMOTICS S SYNCHRONOUS SERVOMOTOR, 1FK7 COMPACT, ZK 300 V 1.1 NM, 100 K, 3000 RPM, 0.31KW, NATURAL COOLING, IM B5 (IM V1, IM V3) POWER/SIGNAL CONNECTORS CONNECTOR CAN BE ROTATED BY 270 DEGR. RESOLVER 2-POLE (RESOLVER P=1); PLAIN SHAFT, TOLERANCE N; W/O HOLDING BRAKE DEGREE OF PROTECTION IP64; PAINT FINISH RAL7016 | 1049 | TEM | 1 | MC | 2.703 | 1
1FK70325AF211TG5 | SIMOTICS S SYNCHRONOUS SERVOMOTOR, 1FK7 COMPACT, ZK 300 V 1.1 NM, 100 K, 3000 RPM, 0.31KW, NATURAL COOLING, IM B5 (IM V1, IM V3) POWER/SIGNAL CONNECTORS CONNECTOR CAN BE ROTATED BY 270 DEGR. RESOLVER 2-POLE (RESOLVER P=1); PLAIN SHAFT, TOLERANCE N; W/O HOLDING BRAKE DEGREE OF PROTECTION IP65 AS FLANGE IP67; PAINT FINISH RAL7016 | 1150 | TEM | 1 | MC | 2.703 | 1
1FK70325AF211TG8 | SIMOTICS S SYNCHRONOUS SERVOMOTOR, 1FK7 COMPACT, ZK 300 V 1.1 NM, 100 K, 3000 RPM, 0.31KW, NATURAL COOLING, IM B5 (IM V1, IM V3) POWER/SIGNAL CONNECTORS CONNECTOR CAN BE ROTATED BY 270 DEGR. RESOLVER 2-POLE (RESOLVER P=1); PLAIN SHAFT, TOLERANCE N; W/O HOLDING BRAKE DEGREE OF PROTECTION IP65 IP67 D-END FLANGE; RAL7016 COATING; METALLIC RATING PLATE AT MOTOR | 1259 | TEM | 1 | MC | 2.703 | 1
1FK70325AF211TH0 | SIMOTICS S SYNCHRONOUS SERVOMOTOR, 1FK7 COMPACT, ZK 300 V 1.1 NM, 100 K, 3000 RPM, 0.31KW, NATURAL COOLING, IM B5 (IM V1, IM V3) POWER/SIGNAL CONNECTORS CONNECTOR CAN BE ROTATED BY 270 DEGR. RESOLVER 2-POLE (RESOLVER P=1); PLAIN SHAFT, TOLERANCE N; WITH HOLDING BRAKE DEGREE OF PROTECTION IP64 | 1235 | TEM | 1 | MC | 3.002 | 1
1FK70325AF211TH2 | SIMOTICS S SYNCHRONOUS SERVOMOTOR, 1FK7 COMPACT, ZK 300 V 1.1 NM, 100 K, 3000 RPM, 0.31KW, NATURAL COOLING, IM B5 (IM V1, IM V3) POWER/SIGNAL CONNECTORS CONNECTOR CAN BE ROTATED BY 270 DEGR. RESOLVER 2-POLE (RESOLVER P=1); PLAIN SHAFT, TOLERANCE N; WITH HOLDING BRAKE DEGREE OF PROTECTION IP65 FLANGE ON DRIVE END IP67 | 1336 | TEM | 1 | MC | 3.002 | 1
1FK70325AF211TH3 | SIMOTICS S SYNCHRONOUS SERVOMOTOR, 1FK7 COMPACT, ZK 300 V 1.1 NM, 100 K, 3000 RPM, 0.31KW, NATURAL COOLING, IM B5 (IM V1, IM V3) POWER/SIGNAL CONNECTORS CONNECTOR CAN BE ROTATED BY 270 DEGR. RESOLVER 2-POLE (RESOLVER P=1); PLAIN SHAFT, TOLERANCE N; WITH HOLDING BRAKE DEGREE OF PROTECTION IP64; PAINT FINISH RAL7016 | 1284 | TEM | 1 | MC | 3.002 | 1
1FK70325AF211TH5 | SIMOTICS S SYNCHRONOUS SERVOMOTOR, 1FK7 COMPACT, ZK 300 V 1.1 NM, 100 K, 3000 RPM, 0.31KW, NATURAL COOLING, IM B5 (IM V1, IM V3) POWER/SIGNAL CONNECTORS CONNECTOR CAN BE ROTATED BY 270 DEGR. RESOLVER 2-POLE (RESOLVER P=1); PLAIN SHAFT, TOLERANCE N; WITH HOLDING BRAKE DEGREE OF PROTECTION IP65 AS FLANGE IP67; PAINT FINISH RAL7016 | 1386 | TEM | 1 | MC | 3.002 | 1
1FK70325AF211TH8 | SIMOTICS S SYNCHRONOUS SERVOMOTOR, 1FK7 COMPACT, ZK 300 V 1.1 NM, 100 K, 3000 RPM, 0.31KW, NATURAL COOLING, IM B5 (IM V1, IM V3) POWER/SIGNAL CONNECTORS CONNECTOR CAN BE ROTATED BY 270 DEGR. RESOLVER 2-POLE (RESOLVER P=1); PLAIN SHAFT, TOLERANCE N; WITH HOLDING BRAKE DEGREE OF PROTECTION IP65 IP67 D-END FLANGE; RAL7016 COATING; METALLIC RATING PLATE AT MOTOR | 1494 | TEM | 1 | MC | 3.002 | 1
1FK70325AF211UA0 | SIMOTICS S SYNCHRONOUS SERVOMOTOR, 1FK7 COMPACT, ZK 300 V 1.1 NM, 100 K, 3000 RPM, 0.31KW, NATURAL COOLING, IM B5 (IM V1, IM V3) POWER/SIGNAL CONNECTORS CONNECTOR CAN BE ROTATED BY 270 DEGR. RESOLVER MULTI-POLE (RESOLVER P=3); WITH DRIVE-CLIQ INTERFACE; SHAFT WITH FITTED KEY, TOLERANCE N; W/O HOLDING BRAKE DEGREE OF PROTECTION IP64 | 1324 | TEM | 1 | MC | 2.703 | 1
1FK70325AF211UA2 | SIMOTICS S SYNCHRONOUS SERVOMOTOR, 1FK7 COMPACT, ZK 300 V 1.1 NM, 100 K, 3000 RPM, 0.31KW, NATURAL COOLING, IM B5 (IM V1, IM V3) POWER/SIGNAL CONNECTORS CONNECTOR CAN BE ROTATED BY 270 DEGR. RESOLVER MULTI-POLE (RESOLVER P=3); WITH DRIVE-CLIQ INTERFACE; SHAFT WITH FITTED KEY, TOLERANCE N; W/O HOLDING BRAKE DEGREE OF PROTECTION IP65 FLANGE ON DRIVE END IP67 | 1425 | TEM | 1 | MC | 2.703 | 1
1FK70325AF211UA3 | SIMOTICS S SYNCHRONOUS SERVOMOTOR, 1FK7 COMPACT, ZK 300 V 1.1 NM, 100 K, 3000 RPM, 0.31KW, NATURAL COOLING, IM B5 (IM V1, IM V3) POWER/SIGNAL CONNECTORS CONNECTOR CAN BE ROTATED BY 270 DEGR. RESOLVER MULTI-POLE (RESOLVER P=3); WITH DRIVE-CLIQ INTERFACE; SHAFT WITH FITTED KEY, TOLERANCE N; W/O HOLDING BRAKE DEGREE OF PROTECTION IP64; PAINT FINISH RAL7016 | 1373 | TEM | 1 | MC | 2.703 | 1
1FK70325AF211UA5 | SIMOTICS S SYNCHRONOUS SERVOMOTOR, 1FK7 COMPACT, ZK 300 V 1.1 NM, 100 K, 3000 RPM, 0.31KW, NATURAL COOLING, IM B5 (IM V1, IM V3) POWER/SIGNAL CONNECTORS CONNECTOR CAN BE ROTATED BY 270 DEGR. RESOLVER MULTI-POLE (RESOLVER P=3); WITH DRIVE-CLIQ INTERFACE; SHAFT WITH FITTED KEY, TOLERANCE N; W/O HOLDING BRAKE DEGREE OF PROTECTION IP65 AS FLANGE IP67; PAINT FINISH RAL7016 | 1475 | TEM | 1 | MC | 2.703 | 1
1FK70325AF211UA8 | SIMOTICS S SYNCHRONOUS SERVOMOTOR, 1FK7 COMPACT, ZK 300 V 1.1 NM, 100 K, 3000 RPM, 0.31KW, NATURAL COOLING, IM B5 (IM V1, IM V3) POWER/SIGNAL CONNECTORS CONNECTOR CAN BE ROTATED BY 270 DEGR. RESOLVER MULTI-POLE (RESOLVER P=3); WITH DRIVE-CLIQ INTERFACE; SHAFT WITH FITTED KEY, TOLERANCE N; W/O HOLDING BRAKE DEGREE OF PROTECTION IP65 IP67 D-END FLANGE; RAL7016 COATING; METALLIC RATING PLATE AT MOTOR | 1583 | TEM | 1 | MC | 2.703 | 1
1FK70325AF211UB0 | SIMOTICS S SYNCHRONOUS SERVOMOTOR, 1FK7 COMPACT, ZK 300 V 1.1 NM, 100 K, 3000 RPM, 0.31KW, NATURAL COOLING, IM B5 (IM V1, IM V3) POWER/SIGNAL CONNECTORS CONNECTOR CAN BE ROTATED BY 270 DEGR. RESOLVER MULTI-POLE (RESOLVER P=3); WITH DRIVE-CLIQ INTERFACE; SHAFT WITH FITTED KEY, TOLERANCE N; WITH HOLDING BRAKE DEGREE OF PROTECTION IP64 | 1562 | TEM | 1 | MC | 3.002 | 1
1FK70325AF211UB2 | SIMOTICS S SYNCHRONOUS SERVOMOTOR, 1FK7 COMPACT, ZK 300 V 1.1 NM, 100 K, 3000 RPM, 0.31KW, NATURAL COOLING, IM B5 (IM V1, IM V3) POWER/SIGNAL CONNECTORS CONNECTOR CAN BE ROTATED BY 270 DEGR. RESOLVER MULTI-POLE (RESOLVER P=3); WITH DRIVE-CLIQ INTERFACE; SHAFT WITH FITTED KEY, TOLERANCE N; WITH HOLDING BRAKE DEGREE OF PROTECTION IP65 FLANGE ON DRIVE END IP67 | 1663 | TEM | 1 | MC | 3.002 | 1
1FK70325AF211UB3 | SIMOTICS S SYNCHRONOUS SERVOMOTOR, 1FK7 COMPACT, ZK 300 V 1.1 NM, 100 K, 3000 RPM, 0.31KW, NATURAL COOLING, IM B5 (IM V1, IM V3) POWER/SIGNAL CONNECTORS CONNECTOR CAN BE ROTATED BY 270 DEGR. RESOLVER MULTI-POLE (RESOLVER P=3); WITH DRIVE-CLIQ INTERFACE; SHAFT WITH FITTED KEY, TOLERANCE N; WITH HOLDING BRAKE DEGREE OF PROTECTION IP64; PAINT FINISH RAL7016 | 1611 | TEM | 1 | MC | 3.002 | 1
1FK70325AF211UB5 | SIMOTICS S SYNCHRONOUS SERVOMOTOR, 1FK7 COMPACT, ZK 300 V 1.1 NM, 100 K, 3000 RPM, 0.31KW, NATURAL COOLING, IM B5 (IM V1, IM V3) POWER/SIGNAL CONNECTORS CONNECTOR CAN BE ROTATED BY 270 DEGR. RESOLVER MULTI-POLE (RESOLVER P=3); WITH DRIVE-CLIQ INTERFACE; SHAFT WITH FITTED KEY, TOLERANCE N; WITH HOLDING BRAKE DEGREE OF PROTECTION IP65 AS FLANGE IP67; PAINT FINISH RAL7016 | 1712 | TEM | 1 | MC | 3.002 | 1
1FK70325AF211UB8 | SIMOTICS S SYNCHRONOUS SERVOMOTOR, 1FK7 COMPACT, ZK 300 V 1.1 NM, 100 K, 3000 RPM, 0.31KW, NATURAL COOLING, IM B5 (IM V1, IM V3) POWER/SIGNAL CONNECTORS CONNECTOR CAN BE ROTATED BY 270 DEGR. RESOLVER MULTI-POLE (RESOLVER P=3); WITH DRIVE-CLIQ INTERFACE; SHAFT WITH FITTED KEY, TOLERANCE N; WITH HOLDING BRAKE DEGREE OF PROTECTION IP65 IP67 D-END FLANGE; RAL7016 COATING; METALLIC RATING PLATE AT MOTOR | 1821 | TEM | 1 | MC | 3.002 | 1
1FK70325AF211UG0 | SIMOTICS S SYNCHRONOUS SERVOMOTOR, 1FK7 COMPACT, ZK 300 V 1.1 NM, 100 K, 3000 RPM, 0.31KW, NATURAL COOLING, IM B5 (IM V1, IM V3) POWER/SIGNAL CONNECTORS CONNECTOR CAN BE ROTATED BY 270 DEGR. RESOLVER MULTI-POLE (RESOLVER P=3); WITH DRIVE-CLIQ INTERFACE; PLAIN SHAFT, TOLERANCE N; W/O HOLDING BRAKE DEGREE OF PROTECTION IP64 | 1230 | TEM | 1 | MC | 2.703 | 1
1FK70325AF211UG2 | SIMOTICS S SYNCHRONOUS SERVOMOTOR, 1FK7 COMPACT, ZK 300 V 1.1 NM, 100 K, 3000 RPM, 0.31KW, NATURAL COOLING, IM B5 (IM V1, IM V3) POWER/SIGNAL CONNECTORS CONNECTOR CAN BE ROTATED BY 270 DEGR. RESOLVER MULTI-POLE (RESOLVER P=3); WITH DRIVE-CLIQ INTERFACE; PLAIN SHAFT, TOLERANCE N; W/O HOLDING BRAKE DEGREE OF PROTECTION IP65 FLANGE ON DRIVE END IP67 | 1332 | TEM | 1 | MC | 2.703 | 1
1FK70325AF211UG3 | SIMOTICS S SYNCHRONOUS SERVOMOTOR, 1FK7 COMPACT, ZK 300 V 1.1 NM, 100 K, 3000 RPM, 0.31KW, NATURAL COOLING, IM B5 (IM V1, IM V3) POWER/SIGNAL CONNECTORS CONNECTOR CAN BE ROTATED BY 270 DEGR. RESOLVER MULTI-POLE (RESOLVER P=3); WITH DRIVE-CLIQ INTERFACE; PLAIN SHAFT, TOLERANCE N; W/O HOLDING BRAKE DEGREE OF PROTECTION IP64; PAINT FINISH RAL7016 | 1279 | TEM | 1 | MC | 2.703 | 1
1FK70325AF211UG5 | SIMOTICS S SYNCHRONOUS SERVOMOTOR, 1FK7 COMPACT, ZK 300 V 1.1 NM, 100 K, 3000 RPM, 0.31KW, NATURAL COOLING, IM B5 (IM V1, IM V3) POWER/SIGNAL CONNECTORS CONNECTOR CAN BE ROTATED BY 270 DEGR. RESOLVER MULTI-POLE (RESOLVER P=3); WITH DRIVE-CLIQ INTERFACE; PLAIN SHAFT, TOLERANCE N; W/O HOLDING BRAKE DEGREE OF PROTECTION IP65 AS FLANGE IP67; PAINT FINISH RAL7016 | 1381 | TEM | 1 | MC | 2.703 | 1
1FK70325AF211UG8 | SIMOTICS S SYNCHRONOUS SERVOMOTOR, 1FK7 COMPACT, ZK 300 V 1.1 NM, 100 K, 3000 RPM, 0.31KW, NATURAL COOLING, IM B5 (IM V1, IM V3) POWER/SIGNAL CONNECTORS CONNECTOR CAN BE ROTATED BY 270 DEGR. RESOLVER MULTI-POLE (RESOLVER P=3); WITH DRIVE-CLIQ INTERFACE; PLAIN SHAFT, TOLERANCE N; W/O HOLDING BRAKE DEGREE OF PROTECTION IP65 IP67 D-END FLANGE; RAL7016 COATING; METALLIC RATING PLATE AT MOTOR | 1490 | TEM | 1 | MC | 2.703 | 1
1FK70325AF211UH0 | SIMOTICS S SYNCHRONOUS SERVOMOTOR, 1FK7 COMPACT, ZK 300 V 1.1 NM, 100 K, 3000 RPM, 0.31KW, NATURAL COOLING, IM B5 (IM V1, IM V3) POWER/SIGNAL CONNECTORS CONNECTOR CAN BE ROTATED BY 270 DEGR. RESOLVER MULTI-POLE (RESOLVER P=3); WITH DRIVE-CLIQ INTERFACE; PLAIN SHAFT, TOLERANCE N; WITH HOLDING BRAKE DEGREE OF PROTECTION IP64 | 1465 | TEM | 1 | MC | 3.002 | 1
1FK70325AF211UH2 | SIMOTICS S SYNCHRONOUS SERVOMOTOR, 1FK7 COMPACT, ZK 300 V 1.1 NM, 100 K, 3000 RPM, 0.31KW, NATURAL COOLING, IM B5 (IM V1, IM V3) POWER/SIGNAL CONNECTORS CONNECTOR CAN BE ROTATED BY 270 DEGR. RESOLVER MULTI-POLE (RESOLVER P=3); WITH DRIVE-CLIQ INTERFACE; PLAIN SHAFT, TOLERANCE N; WITH HOLDING BRAKE DEGREE OF PROTECTION IP65 FLANGE ON DRIVE END IP67 | 1567 | TEM | 1 | MC | 3.002 | 1
1FK70325AF211UH3 | SIMOTICS S SYNCHRONOUS SERVOMOTOR, 1FK7 COMPACT, ZK 300 V 1.1 NM, 100 K, 3000 RPM, 0.31KW, NATURAL COOLING, IM B5 (IM V1, IM V3) POWER/SIGNAL CONNECTORS CONNECTOR CAN BE ROTATED BY 270 DEGR. RESOLVER MULTI-POLE (RESOLVER P=3); WITH DRIVE-CLIQ INTERFACE; PLAIN SHAFT, TOLERANCE N; WITH HOLDING BRAKE DEGREE OF PROTECTION IP64; PAINT FINISH RAL7016 | 1515 | TEM | 1 | MC | 3.002 | 1
1FK70325AF211UH5 | SIMOTICS S SYNCHRONOUS SERVOMOTOR, 1FK7 COMPACT, ZK 300 V 1.1 NM, 100 K, 3000 RPM, 0.31KW, NATURAL COOLING, IM B5 (IM V1, IM V3) POWER/SIGNAL CONNECTORS CONNECTOR CAN BE ROTATED BY 270 DEGR. RESOLVER MULTI-POLE (RESOLVER P=3); WITH DRIVE-CLIQ INTERFACE; PLAIN SHAFT, TOLERANCE N; WITH HOLDING BRAKE DEGREE OF PROTECTION IP65 AS FLANGE IP67; PAINT FINISH RAL7016 | 1616 | TEM | 1 | MC | 3.002 | 1
1FK70325AF211UH8 | SIMOTICS S SYNCHRONOUS SERVOMOTOR, 1FK7 COMPACT, ZK 300 V 1.1 NM, 100 K, 3000 RPM, 0.31KW, NATURAL COOLING, IM B5 (IM V1, IM V3) POWER/SIGNAL CONNECTORS CONNECTOR CAN BE ROTATED BY 270 DEGR. RESOLVER MULTI-POLE (RESOLVER P=3); WITH DRIVE-CLIQ INTERFACE; PLAIN SHAFT, TOLERANCE N; WITH HOLDING BRAKE DEGREE OF PROTECTION IP65 IP67 D-END FLANGE; RAL7016 COATING; METALLIC RATING PLATE AT MOTOR | 1725 | TEM | 1 | MC | 3.002 | 1
1FK70325AF211VA0 | SIMOTICS S SYNCHRONOUS SERVOMOTOR, 1FK7 COMPACT, ZK 300 V 1.1 NM, 100 K, 3000 RPM, 0.31KW, NATURAL COOLING, IM B5 (IM V1, IM V3) POWER/SIGNAL CONNECTORS CONNECTOR CAN BE ROTATED BY 270 DEGR. BASIC ABSOLUTE ENCODER 16 P/REV (ENCODER A-16) WITH DRIVE-CLIQ INTERFACE; PERFORMANCE REDUCTION BY 10% DUE TO ABSOLUTE ENCODER; SHAFT WITH FITTED KEY, TOLERANCE N; W/O HOLDING BRAKE DEGREE OF PROTECTION IP64 | 1831 | TEM | 1 | MC | 2.703 | 1
1FK70325AF211VA2 | SIMOTICS S SYNCHRONOUS SERVOMOTOR, 1FK7 COMPACT, ZK 300 V 1.1 NM, 100 K, 3000 RPM, 0.31KW, NATURAL COOLING, IM B5 (IM V1, IM V3) POWER/SIGNAL CONNECTORS CONNECTOR CAN BE ROTATED BY 270 DEGR. BASIC ABSOLUTE ENCODER 16 P/REV (ENCODER A-16) WITH DRIVE-CLIQ INTERFACE; PERFORMANCE REDUCTION BY 10% DUE TO ABSOLUTE ENCODER; SHAFT WITH FITTED KEY, TOLERANCE N; W/O HOLDING BRAKE DEGREE OF PROTECTION IP65 FLANGE ON DRIVE END IP67 | 1932 | TEM | 1 | MC | 2.703 | 1
1FK70325AF211VA3 | SIMOTICS S SYNCHRONOUS SERVOMOTOR, 1FK7 COMPACT, ZK 300 V 1.1 NM, 100 K, 3000 RPM, 0.31KW, NATURAL COOLING, IM B5 (IM V1, IM V3) POWER/SIGNAL CONNECTORS CONNECTOR CAN BE ROTATED BY 270 DEGR. BASIC ABSOLUTE ENCODER 16 P/REV (ENCODER A-16) WITH DRIVE-CLIQ INTERFACE; PERFORMANCE REDUCTION BY 10% DUE TO ABSOLUTE ENCODER; SHAFT WITH FITTED KEY, TOLERANCE N; W/O HOLDING BRAKE DEGREE OF PROTECTION IP64; PAINT FINISH RAL7016 | 1880 | TEM | 1 | MC | 2.703 | 1
1FK70325AF211VA5 | SIMOTICS S SYNCHRONOUS SERVOMOTOR, 1FK7 COMPACT, ZK 300 V 1.1 NM, 100 K, 3000 RPM, 0.31KW, NATURAL COOLING, IM B5 (IM V1, IM V3) POWER/SIGNAL CONNECTORS CONNECTOR CAN BE ROTATED BY 270 DEGR. BASIC ABSOLUTE ENCODER 16 P/REV (ENCODER A-16) WITH DRIVE-CLIQ INTERFACE; PERFORMANCE REDUCTION BY 10% DUE TO ABSOLUTE ENCODER; SHAFT WITH FITTED KEY, TOLERANCE N; W/O HOLDING BRAKE DEGREE OF PROTECTION IP65 AS FLANGE IP67; PAINT FINISH RAL7016 | 1981 | TEM | 1 | MC | 2.703 | 1
1FK70325AF211VA8 | SIMOTICS S SYNCHRONOUS SERVOMOTOR, 1FK7 COMPACT, ZK 300 V 1.1 NM, 100 K, 3000 RPM, 0.31KW, NATURAL COOLING, IM B5 (IM V1, IM V3) POWER/SIGNAL CONNECTORS CONNECTOR CAN BE ROTATED BY 270 DEGR. BASIC ABSOLUTE ENCODER 16 P/REV (ENCODER A-16) WITH DRIVE-CLIQ INTERFACE; PERFORMANCE REDUCTION BY 10% DUE TO ABSOLUTE ENCODER; SHAFT WITH FITTED KEY, TOLERANCE N; W/O HOLDING BRAKE DEGREE OF PROTECTION IP65 IP67 D-END FLANGE; RAL7016 COATING; METALLIC RATING PLATE AT MOTOR | 2090 | TEM | 1 | MC | 2.703 | 1
1FK70325AF211VB0 | SIMOTICS S SYNCHRONOUS SERVOMOTOR, 1FK7 COMPACT, ZK 300 V 1.1 NM, 100 K, 3000 RPM, 0.31KW, NATURAL COOLING, IM B5 (IM V1, IM V3) POWER/SIGNAL CONNECTORS CONNECTOR CAN BE ROTATED BY 270 DEGR. BASIC ABSOLUTE ENCODER 16 P/REV (ENCODER A-16) WITH DRIVE-CLIQ INTERFACE; PERFORMANCE REDUCTION BY 10% DUE TO ABSOLUTE ENCODER; SHAFT WITH FITTED KEY, TOLERANCE N; WITH HOLDING BRAKE DEGREE OF PROTECTION IP64 | 2068 | TEM | 1 | MC | 3.002 | 1
1FK70325AF211VB2 | SIMOTICS S SYNCHRONOUS SERVOMOTOR, 1FK7 COMPACT, ZK 300 V 1.1 NM, 100 K, 3000 RPM, 0.31KW, NATURAL COOLING, IM B5 (IM V1, IM V3) POWER/SIGNAL CONNECTORS CONNECTOR CAN BE ROTATED BY 270 DEGR. BASIC ABSOLUTE ENCODER 16 P/REV (ENCODER A-16) WITH DRIVE-CLIQ INTERFACE; PERFORMANCE REDUCTION BY 10% DUE TO ABSOLUTE ENCODER; SHAFT WITH FITTED KEY, TOLERANCE N; WITH HOLDING BRAKE DEGREE OF PROTECTION IP65 FLANGE ON DRIVE END IP67 | 2170 | TEM | 1 | MC | 3.002 | 1
1FK70325AF211VB3 | SIMOTICS S SYNCHRONOUS SERVOMOTOR, 1FK7 COMPACT, ZK 300 V 1.1 NM, 100 K, 3000 RPM, 0.31KW, NATURAL COOLING, IM B5 (IM V1, IM V3) POWER/SIGNAL CONNECTORS CONNECTOR CAN BE ROTATED BY 270 DEGR. BASIC ABSOLUTE ENCODER 16 P/REV (ENCODER A-16) WITH DRIVE-CLIQ INTERFACE; PERFORMANCE REDUCTION BY 10% DUE TO ABSOLUTE ENCODER; SHAFT WITH FITTED KEY, TOLERANCE N; WITH HOLDING BRAKE DEGREE OF PROTECTION IP64; PAINT FINISH RAL7016 | 2118 | TEM | 1 | MC | 3.002 | 1
1FK70325AF211VB5 | SIMOTICS S SYNCHRONOUS SERVOMOTOR, 1FK7 COMPACT, ZK 300 V 1.1 NM, 100 K, 3000 RPM, 0.31KW, NATURAL COOLING, IM B5 (IM V1, IM V3) POWER/SIGNAL CONNECTORS CONNECTOR CAN BE ROTATED BY 270 DEGR. BASIC ABSOLUTE ENCODER 16 P/REV (ENCODER A-16) WITH DRIVE-CLIQ INTERFACE; PERFORMANCE REDUCTION BY 10% DUE TO ABSOLUTE ENCODER; SHAFT WITH FITTED KEY, TOLERANCE N; WITH HOLDING BRAKE DEGREE OF PROTECTION IP65 AS FLANGE IP67; PAINT FINISH RAL7016 | 2219 | TEM | 1 | MC | 3.002 | 1
1FK70325AF211VB8 | SIMOTICS S SYNCHRONOUS SERVOMOTOR, 1FK7 COMPACT, ZK 300 V 1.1 NM, 100 K, 3000 RPM, 0.31KW, NATURAL COOLING, IM B5 (IM V1, IM V3) POWER/SIGNAL CONNECTORS CONNECTOR CAN BE ROTATED BY 270 DEGR. BASIC ABSOLUTE ENCODER 16 P/REV (ENCODER A-16) WITH DRIVE-CLIQ INTERFACE; PERFORMANCE REDUCTION BY 10% DUE TO ABSOLUTE ENCODER; SHAFT WITH FITTED KEY, TOLERANCE N; WITH HOLDING BRAKE DEGREE OF PROTECTION IP65 IP67 D-END FLANGE; RAL7016 COATING; METALLIC RATING PLATE AT MOTOR | 2328 | TEM | 1 | MC | 3.002 | 1
1FK70325AF211VG0 | SIMOTICS S SYNCHRONOUS SERVOMOTOR, 1FK7 COMPACT, ZK 300 V 1.1 NM, 100 K, 3000 RPM, 0.31KW, NATURAL COOLING, IM B5 (IM V1, IM V3) POWER/SIGNAL CONNECTORS CONNECTOR CAN BE ROTATED BY 270 DEGR. BASIC ABSOLUTE ENCODER 16 P/REV (ENCODER A-16) WITH DRIVE-CLIQ INTERFACE; PERFORMANCE REDUCTION BY 10% DUE TO ABSOLUTE ENCODER; PLAIN SHAFT, TOLERANCE N; W/O HOLDING BRAKE DEGREE OF PROTECTION IP64 | 1737 | TEM | 1 | MC | 2.703 | 1
1FK70325AF211VG2 | SIMOTICS S SYNCHRONOUS SERVOMOTOR, 1FK7 COMPACT, ZK 300 V 1.1 NM, 100 K, 3000 RPM, 0.31KW, NATURAL COOLING, IM B5 (IM V1, IM V3) POWER/SIGNAL CONNECTORS CONNECTOR CAN BE ROTATED BY 270 DEGR. BASIC ABSOLUTE ENCODER 16 P/REV (ENCODER A-16) WITH DRIVE-CLIQ INTERFACE; PERFORMANCE REDUCTION BY 10% DUE TO ABSOLUTE ENCODER; PLAIN SHAFT, TOLERANCE N; W/O HOLDING BRAKE DEGREE OF PROTECTION IP65 FLANGE ON DRIVE END IP67 | 1838 | TEM | 1 | MC | 2.703 | 1
1FK70325AF211VG3 | SIMOTICS S SYNCHRONOUS SERVOMOTOR, 1FK7 COMPACT, ZK 300 V 1.1 NM, 100 K, 3000 RPM, 0.31KW, NATURAL COOLING, IM B5 (IM V1, IM V3) POWER/SIGNAL CONNECTORS CONNECTOR CAN BE ROTATED BY 270 DEGR. BASIC ABSOLUTE ENCODER 16 P/REV (ENCODER A-16) WITH DRIVE-CLIQ INTERFACE; PERFORMANCE REDUCTION BY 10% DUE TO ABSOLUTE ENCODER; PLAIN SHAFT, TOLERANCE N; W/O HOLDING BRAKE DEGREE OF PROTECTION IP64; PAINT FINISH RAL7016 | 1786 | TEM | 1 | MC | 2.703 | 1
1FK70325AF211VG5 | SIMOTICS S SYNCHRONOUS SERVOMOTOR, 1FK7 COMPACT, ZK 300 V 1.1 NM, 100 K, 3000 RPM, 0.31KW, NATURAL COOLING, IM B5 (IM V1, IM V3) POWER/SIGNAL CONNECTORS CONNECTOR CAN BE ROTATED BY 270 DEGR. BASIC ABSOLUTE ENCODER 16 P/REV (ENCODER A-16) WITH DRIVE-CLIQ INTERFACE; PERFORMANCE REDUCTION BY 10% DUE TO ABSOLUTE ENCODER; PLAIN SHAFT, TOLERANCE N; W/O HOLDING BRAKE DEGREE OF PROTECTION IP65 AS FLANGE IP67; PAINT FINISH RAL7016 | 1888 | TEM | 1 | MC | 2.703 | 1
1FK70325AF211VG8 | SIMOTICS S SYNCHRONOUS SERVOMOTOR, 1FK7 COMPACT, ZK 300 V 1.1 NM, 100 K, 3000 RPM, 0.31KW, NATURAL COOLING, IM B5 (IM V1, IM V3) POWER/SIGNAL CONNECTORS CONNECTOR CAN BE ROTATED BY 270 DEGR. BASIC ABSOLUTE ENCODER 16 P/REV (ENCODER A-16) WITH DRIVE-CLIQ INTERFACE; PERFORMANCE REDUCTION BY 10% DUE TO ABSOLUTE ENCODER; PLAIN SHAFT, TOLERANCE N; W/O HOLDING BRAKE DEGREE OF PROTECTION IP65 IP67 D-END FLANGE; RAL7016 COATING; METALLIC RATING PLATE AT MOTOR | 1996 | TEM | 1 | MC | 2.703 | 1
1FK70325AF211VH0 | SIMOTICS S SYNCHRONOUS SERVOMOTOR, 1FK7 COMPACT, ZK 300 V 1.1 NM, 100 K, 3000 RPM, 0.31KW, NATURAL COOLING, IM B5 (IM V1, IM V3) POWER/SIGNAL CONNECTORS CONNECTOR CAN BE ROTATED BY 270 DEGR. BASIC ABSOLUTE ENCODER 16 P/REV (ENCODER A-16) WITH DRIVE-CLIQ INTERFACE; PERFORMANCE REDUCTION BY 10% DUE TO ABSOLUTE ENCODER; PLAIN SHAFT, TOLERANCE N; WITH HOLDING BRAKE DEGREE OF PROTECTION IP64 | 1972 | TEM | 1 | MC | 3.002 | 1
1FK70325AF211VH2 | SIMOTICS S SYNCHRONOUS SERVOMOTOR, 1FK7 COMPACT, ZK 300 V 1.1 NM, 100 K, 3000 RPM, 0.31KW, NATURAL COOLING, IM B5 (IM V1, IM V3) POWER/SIGNAL CONNECTORS CONNECTOR CAN BE ROTATED BY 270 DEGR. BASIC ABSOLUTE ENCODER 16 P/REV (ENCODER A-16) WITH DRIVE-CLIQ INTERFACE; PERFORMANCE REDUCTION BY 10% DUE TO ABSOLUTE ENCODER; PLAIN SHAFT, TOLERANCE N; WITH HOLDING BRAKE DEGREE OF PROTECTION IP65 FLANGE ON DRIVE END IP67 | 2074 | TEM | 1 | MC | 3.002 | 1
1FK70325AF211VH3 | SIMOTICS S SYNCHRONOUS SERVOMOTOR, 1FK7 COMPACT, ZK 300 V 1.1 NM, 100 K, 3000 RPM, 0.31KW, NATURAL COOLING, IM B5 (IM V1, IM V3) POWER/SIGNAL CONNECTORS CONNECTOR CAN BE ROTATED BY 270 DEGR. BASIC ABSOLUTE ENCODER 16 P/REV (ENCODER A-16) WITH DRIVE-CLIQ INTERFACE; PERFORMANCE REDUCTION BY 10% DUE TO ABSOLUTE ENCODER; PLAIN SHAFT, TOLERANCE N; WITH HOLDING BRAKE DEGREE OF PROTECTION IP64; PAINT FINISH RAL7016 | 2021 | TEM | 1 | MC | 3.002 | 1
1FK70325AF211VH5 | SIMOTICS S SYNCHRONOUS SERVOMOTOR, 1FK7 COMPACT, ZK 300 V 1.1 NM, 100 K, 3000 RPM, 0.31KW, NATURAL COOLING, IM B5 (IM V1, IM V3) POWER/SIGNAL CONNECTORS CONNECTOR CAN BE ROTATED BY 270 DEGR. BASIC ABSOLUTE ENCODER 16 P/REV (ENCODER A-16) WITH DRIVE-CLIQ INTERFACE; PERFORMANCE REDUCTION BY 10% DUE TO ABSOLUTE ENCODER; PLAIN SHAFT, TOLERANCE N; WITH HOLDING BRAKE DEGREE OF PROTECTION IP65 AS FLANGE IP67; PAINT FINISH RAL7016 | 2123 | TEM | 1 | MC | 3.002 | 1
1FK70325AF211VH8 | SIMOTICS S SYNCHRONOUS SERVOMOTOR, 1FK7 COMPACT, ZK 300 V 1.1 NM, 100 K, 3000 RPM, 0.31KW, NATURAL COOLING, IM B5 (IM V1, IM V3) POWER/SIGNAL CONNECTORS CONNECTOR CAN BE ROTATED BY 270 DEGR. BASIC ABSOLUTE ENCODER 16 P/REV (ENCODER A-16) WITH DRIVE-CLIQ INTERFACE; PERFORMANCE REDUCTION BY 10% DUE TO ABSOLUTE ENCODER; PLAIN SHAFT, TOLERANCE N; WITH HOLDING BRAKE DEGREE OF PROTECTION IP65 IP67 D-END FLANGE; RAL7016 COATING; METALLIC RATING PLATE AT MOTOR | 2231 | TEM | 1 | MC | 3.002 | 1
1FK70325AK711AA0 | SIMOTICS S SYNCHRONOUS SERVOMOTOR, 1FK7 COMPACT, 1.1 NM, 100 K, 6000 RPM, 0.50KW, NATURAL COOLING, IM B5 (IM V1, IM V3) POWER/SIGNAL CONNECTORS CONNECTOR CAN BE ROTATED BY 270 DEGR. INCREM. ENCODER, SIN/COS 1 VPP 2048 P/REV (ENCODER I-2048); SHAFT WITH FITTED KEY, TOLERANCE N; W/O HOLDING BRAKE DEGREE OF PROTECTION IP64 | 1730 | TEM | 1 | MC | 2.703 | 1
1FK70325AK711AA2 | SIMOTICS S SYNCHRONOUS SERVOMOTOR, 1FK7 COMPACT, 1.1 NM, 100 K, 6000 RPM, 0.50KW, NATURAL COOLING, IM B5 (IM V1, IM V3) POWER/SIGNAL CONNECTORS CONNECTOR CAN BE ROTATED BY 270 DEGR. INCREM. ENCODER, SIN/COS 1 VPP 2048 P/REV (ENCODER I-2048); SHAFT WITH FITTED KEY, TOLERANCE N; W/O HOLDING BRAKE DEGREE OF PROTECTION IP65 FLANGE ON DRIVE END IP67 | 1831 | TEM | 1 | MC | 2.703 | 1
1FK70325AK711AA3 | SIMOTICS S SYNCHRONOUS SERVOMOTOR, 1FK7 COMPACT, 1.1 NM, 100 K, 6000 RPM, 0.50KW, NATURAL COOLING, IM B5 (IM V1, IM V3) POWER/SIGNAL CONNECTORS CONNECTOR CAN BE ROTATED BY 270 DEGR. INCREM. ENCODER, SIN/COS 1 VPP 2048 P/REV (ENCODER I-2048); SHAFT WITH FITTED KEY, TOLERANCE N; W/O HOLDING BRAKE DEGREE OF PROTECTION IP64; PAINT FINISH RAL7016 | 1779 | TEM | 1 | MC | 2.703 | 1
1FK70325AK711AA5 | SIMOTICS S SYNCHRONOUS SERVOMOTOR, 1FK7 COMPACT, 1.1 NM, 100 K, 6000 RPM, 0.50KW, NATURAL COOLING, IM B5 (IM V1, IM V3) POWER/SIGNAL CONNECTORS CONNECTOR CAN BE ROTATED BY 270 DEGR. INCREM. ENCODER, SIN/COS 1 VPP 2048 P/REV (ENCODER I-2048); SHAFT WITH FITTED KEY, TOLERANCE N; W/O HOLDING BRAKE DEGREE OF PROTECTION IP65 AS FLANGE IP67; PAINT FINISH RAL7016 | 1880 | TEM | 1 | MC | 2.703 | 1
1FK70325AK711AA8 | SIMOTICS S SYNCHRONOUS SERVOMOTOR, 1FK7 COMPACT, 1.1 NM, 100 K, 6000 RPM, 0.50KW, NATURAL COOLING, IM B5 (IM V1, IM V3) POWER/SIGNAL CONNECTORS CONNECTOR CAN BE ROTATED BY 270 DEGR. INCREM. ENCODER, SIN/COS 1 VPP 2048 P/REV (ENCODER I-2048); SHAFT WITH FITTED KEY, TOLERANCE N; W/O HOLDING BRAKE DEGREE OF PROTECTION IP65 IP67 D-END FLANGE; RAL7016 COATING; METALLIC RATING PLATE AT MOTOR | 1989 | TEM | 1 | MC | 2.703 | 1
1FK70325AK711AB0 | SIMOTICS S SYNCHRONOUS SERVOMOTOR, 1FK7 COMPACT, 1.1 NM, 100 K, 6000 RPM, 0.50KW, NATURAL COOLING, IM B5 (IM V1, IM V3) POWER/SIGNAL CONNECTORS CONNECTOR CAN BE ROTATED BY 270 DEGR. INCREM. ENCODER, SIN/COS 1 VPP 2048 P/REV (ENCODER I-2048); SHAFT WITH FITTED KEY, TOLERANCE N; WITH HOLDING BRAKE DEGREE OF PROTECTION IP64 | 1967 | TEM | 1 | MC | 3.002 | 1
1FK70325AK711AB2 | SIMOTICS S SYNCHRONOUS SERVOMOTOR, 1FK7 COMPACT, 1.1 NM, 100 K, 6000 RPM, 0.50KW, NATURAL COOLING, IM B5 (IM V1, IM V3) POWER/SIGNAL CONNECTORS CONNECTOR CAN BE ROTATED BY 270 DEGR. INCREM. ENCODER, SIN/COS 1 VPP 2048 P/REV (ENCODER I-2048); SHAFT WITH FITTED KEY, TOLERANCE N; WITH HOLDING BRAKE DEGREE OF PROTECTION IP65 FLANGE ON DRIVE END IP67 | 2069 | TEM | 1 | MC | 3.002 | 1
1FK70325AK711AB3 | SIMOTICS S SYNCHRONOUS SERVOMOTOR, 1FK7 COMPACT, 1.1 NM, 100 K, 6000 RPM, 0.50KW, NATURAL COOLING, IM B5 (IM V1, IM V3) POWER/SIGNAL CONNECTORS CONNECTOR CAN BE ROTATED BY 270 DEGR. INCREM. ENCODER, SIN/COS 1 VPP 2048 P/REV (ENCODER I-2048); SHAFT WITH FITTED KEY, TOLERANCE N; WITH HOLDING BRAKE DEGREE OF PROTECTION IP64; PAINT FINISH RAL7016 | 2017 | TEM | 1 | MC | 3.002 | 1
1FK70325AK711AB5 | SIMOTICS S SYNCHRONOUS SERVOMOTOR, 1FK7 COMPACT, 1.1 NM, 100 K, 6000 RPM, 0.50KW, NATURAL COOLING, IM B5 (IM V1, IM V3) POWER/SIGNAL CONNECTORS CONNECTOR CAN BE ROTATED BY 270 DEGR. INCREM. ENCODER, SIN/COS 1 VPP 2048 P/REV (ENCODER I-2048); SHAFT WITH FITTED KEY, TOLERANCE N; WITH HOLDING BRAKE DEGREE OF PROTECTION IP65 AS FLANGE IP67; PAINT FINISH RAL7016 | 2118 | TEM | 1 | MC | 3.002 | 1
1FK70325AK711AB8 | SIMOTICS S SYNCHRONOUS SERVOMOTOR, 1FK7 COMPACT, 1.1 NM, 100 K, 6000 RPM, 0.50KW, NATURAL COOLING, IM B5 (IM V1, IM V3) POWER/SIGNAL CONNECTORS CONNECTOR CAN BE ROTATED BY 270 DEGR. INCREM. ENCODER, SIN/COS 1 VPP 2048 P/REV (ENCODER I-2048); SHAFT WITH FITTED KEY, TOLERANCE N; WITH HOLDING BRAKE DEGREE OF PROTECTION IP65 IP67 D-END FLANGE; RAL7016 COATING; METALLIC RATING PLATE AT MOTOR | 2227 | TEM | 1 | MC | 3.002 | 1
1FK70325AK711AG0 | SIMOTICS S SYNCHRONOUS SERVOMOTOR, 1FK7 COMPACT, 1.1 NM, 100 K, 6000 RPM, 0.50KW, NATURAL COOLING, IM B5 (IM V1, IM V3) POWER/SIGNAL CONNECTORS CONNECTOR CAN BE ROTATED BY 270 DEGR. INCREM. ENCODER, SIN/COS 1 VPP 2048 P/REV (ENCODER I-2048); PLAIN SHAFT, TOLERANCE N; W/O HOLDING BRAKE DEGREE OF PROTECTION IP64 | 1636 | TEM | 1 | MC | 2.703 | 1
1FK70325AK711AG2 | SIMOTICS S SYNCHRONOUS SERVOMOTOR, 1FK7 COMPACT, 1.1 NM, 100 K, 6000 RPM, 0.50KW, NATURAL COOLING, IM B5 (IM V1, IM V3) POWER/SIGNAL CONNECTORS CONNECTOR CAN BE ROTATED BY 270 DEGR. INCREM. ENCODER, SIN/COS 1 VPP 2048 P/REV (ENCODER I-2048); PLAIN SHAFT, TOLERANCE N; W/O HOLDING BRAKE DEGREE OF PROTECTION IP65 FLANGE ON DRIVE END IP67 | 1738 | TEM | 1 | MC | 2.703 | 1
1FK70325AK711AG3 | SIMOTICS S SYNCHRONOUS SERVOMOTOR, 1FK7 COMPACT, 1.1 NM, 100 K, 6000 RPM, 0.50KW, NATURAL COOLING, IM B5 (IM V1, IM V3) POWER/SIGNAL CONNECTORS CONNECTOR CAN BE ROTATED BY 270 DEGR. INCREM. ENCODER, SIN/COS 1 VPP 2048 P/REV (ENCODER I-2048); PLAIN SHAFT, TOLERANCE N; W/O HOLDING BRAKE DEGREE OF PROTECTION IP64; PAINT FINISH RAL7016 | 1685 | TEM | 1 | MC | 2.703 | 1
1FK70325AK711AG5 | SIMOTICS S SYNCHRONOUS SERVOMOTOR, 1FK7 COMPACT, 1.1 NM, 100 K, 6000 RPM, 0.50KW, NATURAL COOLING, IM B5 (IM V1, IM V3) POWER/SIGNAL CONNECTORS CONNECTOR CAN BE ROTATED BY 270 DEGR. INCREM. ENCODER, SIN/COS 1 VPP 2048 P/REV (ENCODER I-2048); PLAIN SHAFT, TOLERANCE N; W/O HOLDING BRAKE DEGREE OF PROTECTION IP65 AS FLANGE IP67; PAINT FINISH RAL7016 | 1787 | TEM | 1 | MC | 2.703 | 1
1FK70325AK711AG8 | SIMOTICS S SYNCHRONOUS SERVOMOTOR, 1FK7 COMPACT, 1.1 NM, 100 K, 6000 RPM, 0.50KW, NATURAL COOLING, IM B5 (IM V1, IM V3) POWER/SIGNAL CONNECTORS CONNECTOR CAN BE ROTATED BY 270 DEGR. INCREM. ENCODER, SIN/COS 1 VPP 2048 P/REV (ENCODER I-2048); PLAIN SHAFT, TOLERANCE N; W/O HOLDING BRAKE DEGREE OF PROTECTION IP65 IP67 D-END FLANGE; RAL7016 COATING; METALLIC RATING PLATE AT MOTOR | 1895 | TEM | 1 | MC | 2.703 | 1
1FK70325AK711AH0 | SIMOTICS S SYNCHRONOUS SERVOMOTOR, 1FK7 COMPACT, 1.1 NM, 100 K, 6000 RPM, 0.50KW, NATURAL COOLING, IM B5 (IM V1, IM V3) POWER/SIGNAL CONNECTORS CONNECTOR CAN BE ROTATED BY 270 DEGR. INCREM. ENCODER, SIN/COS 1 VPP 2048 P/REV (ENCODER I-2048); PLAIN SHAFT, TOLERANCE N; WITH HOLDING BRAKE DEGREE OF PROTECTION IP64 | 1871 | TEM | 1 | MC | 3.002 | 1
1FK70325AK711AH2 | SIMOTICS S SYNCHRONOUS SERVOMOTOR, 1FK7 COMPACT, 1.1 NM, 100 K, 6000 RPM, 0.50KW, NATURAL COOLING, IM B5 (IM V1, IM V3) POWER/SIGNAL CONNECTORS CONNECTOR CAN BE ROTATED BY 270 DEGR. INCREM. ENCODER, SIN/COS 1 VPP 2048 P/REV (ENCODER I-2048); PLAIN SHAFT, TOLERANCE N; WITH HOLDING BRAKE DEGREE OF PROTECTION IP65 FLANGE ON DRIVE END IP67 | 1973 | TEM | 1 | MC | 3.002 | 1
1FK70325AK711AH3 | SIMOTICS S SYNCHRONOUS SERVOMOTOR, 1FK7 COMPACT, 1.1 NM, 100 K, 6000 RPM, 0.50KW, NATURAL COOLING, IM B5 (IM V1, IM V3) POWER/SIGNAL CONNECTORS CONNECTOR CAN BE ROTATED BY 270 DEGR. INCREM. ENCODER, SIN/COS 1 VPP 2048 P/REV (ENCODER I-2048); PLAIN SHAFT, TOLERANCE N; WITH HOLDING BRAKE DEGREE OF PROTECTION IP64; PAINT FINISH RAL7016 | 1920 | TEM | 1 | MC | 3.002 | 1
1FK70325AK711AH5 | SIMOTICS S SYNCHRONOUS SERVOMOTOR, 1FK7 COMPACT, 1.1 NM, 100 K, 6000 RPM, 0.50KW, NATURAL COOLING, IM B5 (IM V1, IM V3) POWER/SIGNAL CONNECTORS CONNECTOR CAN BE ROTATED BY 270 DEGR. INCREM. ENCODER, SIN/COS 1 VPP 2048 P/REV (ENCODER I-2048); PLAIN SHAFT, TOLERANCE N; WITH HOLDING BRAKE DEGREE OF PROTECTION IP65 AS FLANGE IP67; PAINT FINISH RAL7016 | 2022 | TEM | 1 | MC | 3.002 | 1
1FK70325AK711AH8 | SIMOTICS S SYNCHRONOUS SERVOMOTOR, 1FK7 COMPACT, 1.1 NM, 100 K, 6000 RPM, 0.50KW, NATURAL COOLING, IM B5 (IM V1, IM V3) POWER/SIGNAL CONNECTORS CONNECTOR CAN BE ROTATED BY 270 DEGR. INCREM. ENCODER, SIN/COS 1 VPP 2048 P/REV (ENCODER I-2048); PLAIN SHAFT, TOLERANCE N; WITH HOLDING BRAKE DEGREE OF PROTECTION IP65 IP67 D-END FLANGE; RAL7016 COATING; METALLIC RATING PLATE AT MOTOR | 2130 | TEM | 1 | MC | 3.002 | 1
1FK70325AK711DA0 | SIMOTICS S SYNCHRONOUS SERVOMOTOR, 1FK7 COMPACT, 1.1 NM, 100 K, 6000 RPM, 0.50KW, NATURAL COOLING, IM B5 (IM V1, IM V3) POWER/SIGNAL CONNECTORS CONNECTOR CAN BE ROTATED BY 270 DEGR. INCREMENTAL ENCODER 2048 P/REV (ENCODER I-2048) WITH DRIVE-CLIQ INTERFACE; SHAFT WITH FITTED KEY, TOLERANCE N; W/O HOLDING BRAKE DEGREE OF PROTECTION IP64 | 1991 | TEM | 1 | MC | 2.703 | 1
1FK70325AK711DA2 | SIMOTICS S SYNCHRONOUS SERVOMOTOR, 1FK7 COMPACT, 1.1 NM, 100 K, 6000 RPM, 0.50KW, NATURAL COOLING, IM B5 (IM V1, IM V3) POWER/SIGNAL CONNECTORS CONNECTOR CAN BE ROTATED BY 270 DEGR. INCREMENTAL ENCODER 2048 P/REV (ENCODER I-2048) WITH DRIVE-CLIQ INTERFACE; SHAFT WITH FITTED KEY, TOLERANCE N; W/O HOLDING BRAKE DEGREE OF PROTECTION IP65 FLANGE ON DRIVE END IP67 | 2093 | TEM | 1 | MC | 2.703 | 1
1FK70325AK711DA3 | SIMOTICS S SYNCHRONOUS SERVOMOTOR, 1FK7 COMPACT, 1.1 NM, 100 K, 6000 RPM, 0.50KW, NATURAL COOLING, IM B5 (IM V1, IM V3) POWER/SIGNAL CONNECTORS CONNECTOR CAN BE ROTATED BY 270 DEGR. INCREMENTAL ENCODER 2048 P/REV (ENCODER I-2048) WITH DRIVE-CLIQ INTERFACE; SHAFT WITH FITTED KEY, TOLERANCE N; W/O HOLDING BRAKE DEGREE OF PROTECTION IP64; PAINT FINISH RAL7016 | 2041 | TEM | 1 | MC | 2.703 | 1
1FK70325AK711DA5 | SIMOTICS S SYNCHRONOUS SERVOMOTOR, 1FK7 COMPACT, 1.1 NM, 100 K, 6000 RPM, 0.50KW, NATURAL COOLING, IM B5 (IM V1, IM V3) POWER/SIGNAL CONNECTORS CONNECTOR CAN BE ROTATED BY 270 DEGR. INCREMENTAL ENCODER 2048 P/REV (ENCODER I-2048) WITH DRIVE-CLIQ INTERFACE; SHAFT WITH FITTED KEY, TOLERANCE N; W/O HOLDING BRAKE DEGREE OF PROTECTION IP65 AS FLANGE IP67; PAINT FINISH RAL7016 | 2142 | TEM | 1 | MC | 2.703 | 1
1FK70325AK711DA8 | SIMOTICS S SYNCHRONOUS SERVOMOTOR, 1FK7 COMPACT, 1.1 NM, 100 K, 6000 RPM, 0.50KW, NATURAL COOLING, IM B5 (IM V1, IM V3) POWER/SIGNAL CONNECTORS CONNECTOR CAN BE ROTATED BY 270 DEGR. INCREMENTAL ENCODER 2048 P/REV (ENCODER I-2048) WITH DRIVE-CLIQ INTERFACE; SHAFT WITH FITTED KEY, TOLERANCE N; W/O HOLDING BRAKE DEGREE OF PROTECTION IP65 IP67 D-END FLANGE; RAL7016 COATING; METALLIC RATING PLATE AT MOTOR | 2251 | TEM | 1 | MC | 2.703 | 1
1FK70325AK711DB0 | SIMOTICS S SYNCHRONOUS SERVOMOTOR, 1FK7 COMPACT, 1.1 NM, 100 K, 6000 RPM, 0.50KW, NATURAL COOLING, IM B5 (IM V1, IM V3) POWER/SIGNAL CONNECTORS CONNECTOR CAN BE ROTATED BY 270 DEGR. INCREMENTAL ENCODER 2048 P/REV (ENCODER I-2048) WITH DRIVE-CLIQ INTERFACE; SHAFT WITH FITTED KEY, TOLERANCE N; WITH HOLDING BRAKE DEGREE OF PROTECTION IP64 | 2229 | TEM | 1 | MC | 3.002 | 1
1FK70325AK711DB2 | SIMOTICS S SYNCHRONOUS SERVOMOTOR, 1FK7 COMPACT, 1.1 NM, 100 K, 6000 RPM, 0.50KW, NATURAL COOLING, IM B5 (IM V1, IM V3) POWER/SIGNAL CONNECTORS CONNECTOR CAN BE ROTATED BY 270 DEGR. INCREMENTAL ENCODER 2048 P/REV (ENCODER I-2048) WITH DRIVE-CLIQ INTERFACE; SHAFT WITH FITTED KEY, TOLERANCE N; WITH HOLDING BRAKE DEGREE OF PROTECTION IP65 FLANGE ON DRIVE END IP67 | 2331 | TEM | 1 | MC | 3.002 | 1
1FK70325AK711DB3 | SIMOTICS S SYNCHRONOUS SERVOMOTOR, 1FK7 COMPACT, 1.1 NM, 100 K, 6000 RPM, 0.50KW, NATURAL COOLING, IM B5 (IM V1, IM V3) POWER/SIGNAL CONNECTORS CONNECTOR CAN BE ROTATED BY 270 DEGR. INCREMENTAL ENCODER 2048 P/REV (ENCODER I-2048) WITH DRIVE-CLIQ INTERFACE; SHAFT WITH FITTED KEY, TOLERANCE N; WITH HOLDING BRAKE DEGREE OF PROTECTION IP64; PAINT FINISH RAL7016 | 2278 | TEM | 1 | MC | 3.002 | 1
1FK70325AK711DB5 | SIMOTICS S SYNCHRONOUS SERVOMOTOR, 1FK7 COMPACT, 1.1 NM, 100 K, 6000 RPM, 0.50KW, NATURAL COOLING, IM B5 (IM V1, IM V3) POWER/SIGNAL CONNECTORS CONNECTOR CAN BE ROTATED BY 270 DEGR. INCREMENTAL ENCODER 2048 P/REV (ENCODER I-2048) WITH DRIVE-CLIQ INTERFACE; SHAFT WITH FITTED KEY, TOLERANCE N; WITH HOLDING BRAKE DEGREE OF PROTECTION IP65 AS FLANGE IP67; PAINT FINISH RAL7016 | 2380 | TEM | 1 | MC | 3.002 | 1
1FK70325AK711DB8 | SIMOTICS S SYNCHRONOUS SERVOMOTOR, 1FK7 COMPACT, 1.1 NM, 100 K, 6000 RPM, 0.50KW, NATURAL COOLING, IM B5 (IM V1, IM V3) POWER/SIGNAL CONNECTORS CONNECTOR CAN BE ROTATED BY 270 DEGR. INCREMENTAL ENCODER 2048 P/REV (ENCODER I-2048) WITH DRIVE-CLIQ INTERFACE; SHAFT WITH FITTED KEY, TOLERANCE N; WITH HOLDING BRAKE DEGREE OF PROTECTION IP65 IP67 D-END FLANGE; RAL7016 COATING; METALLIC RATING PLATE AT MOTOR | 2489 | TEM | 1 | MC | 3.002 | 1
1FK70325AK711DG0 | SIMOTICS S SYNCHRONOUS SERVOMOTOR, 1FK7 COMPACT, 1.1 NM, 100 K, 6000 RPM, 0.50KW, NATURAL COOLING, IM B5 (IM V1, IM V3) POWER/SIGNAL CONNECTORS CONNECTOR CAN BE ROTATED BY 270 DEGR. INCREMENTAL ENCODER 2048 P/REV (ENCODER I-2048) WITH DRIVE-CLIQ INTERFACE; PLAIN SHAFT, TOLERANCE N; W/O HOLDING BRAKE DEGREE OF PROTECTION IP64 | 1898 | TEM | 1 | MC | 2.703 | 1
1FK70325AK711DG2 | SIMOTICS S SYNCHRONOUS SERVOMOTOR, 1FK7 COMPACT, 1.1 NM, 100 K, 6000 RPM, 0.50KW, NATURAL COOLING, IM B5 (IM V1, IM V3) POWER/SIGNAL CONNECTORS CONNECTOR CAN BE ROTATED BY 270 DEGR. INCREMENTAL ENCODER 2048 P/REV (ENCODER I-2048) WITH DRIVE-CLIQ INTERFACE; PLAIN SHAFT, TOLERANCE N; W/O HOLDING BRAKE DEGREE OF PROTECTION IP65 FLANGE ON DRIVE END IP67 | 1999 | TEM | 1 | MC | 2.703 | 1
1FK70325AK711DG3 | SIMOTICS S SYNCHRONOUS SERVOMOTOR, 1FK7 COMPACT, 1.1 NM, 100 K, 6000 RPM, 0.50KW, NATURAL COOLING, IM B5 (IM V1, IM V3) POWER/SIGNAL CONNECTORS CONNECTOR CAN BE ROTATED BY 270 DEGR. INCREMENTAL ENCODER 2048 P/REV (ENCODER I-2048) WITH DRIVE-CLIQ INTERFACE; PLAIN SHAFT, TOLERANCE N; W/O HOLDING BRAKE DEGREE OF PROTECTION IP64; PAINT FINISH RAL7016 | 1947 | TEM | 1 | MC | 2.703 | 1
1FK70325AK711DG5 | SIMOTICS S SYNCHRONOUS SERVOMOTOR, 1FK7 COMPACT, 1.1 NM, 100 K, 6000 RPM, 0.50KW, NATURAL COOLING, IM B5 (IM V1, IM V3) POWER/SIGNAL CONNECTORS CONNECTOR CAN BE ROTATED BY 270 DEGR. INCREMENTAL ENCODER 2048 P/REV (ENCODER I-2048) WITH DRIVE-CLIQ INTERFACE; PLAIN SHAFT, TOLERANCE N; W/O HOLDING BRAKE DEGREE OF PROTECTION IP65 AS FLANGE IP67; PAINT FINISH RAL7016 | 2049 | TEM | 1 | MC | 2.703 | 1
1FK70325AK711DG8 | SIMOTICS S SYNCHRONOUS SERVOMOTOR, 1FK7 COMPACT, 1.1 NM, 100 K, 6000 RPM, 0.50KW, NATURAL COOLING, IM B5 (IM V1, IM V3) POWER/SIGNAL CONNECTORS CONNECTOR CAN BE ROTATED BY 270 DEGR. INCREMENTAL ENCODER 2048 P/REV (ENCODER I-2048) WITH DRIVE-CLIQ INTERFACE; PLAIN SHAFT, TOLERANCE N; W/O HOLDING BRAKE DEGREE OF PROTECTION IP65 IP67 D-END FLANGE; RAL7016 COATING; METALLIC RATING PLATE AT MOTOR | 2157 | TEM | 1 | MC | 2.703 | 1
1FK70325AK711DH0 | SIMOTICS S SYNCHRONOUS SERVOMOTOR, 1FK7 COMPACT, 1.1 NM, 100 K, 6000 RPM, 0.50KW, NATURAL COOLING, IM B5 (IM V1, IM V3) POWER/SIGNAL CONNECTORS CONNECTOR CAN BE ROTATED BY 270 DEGR. INCREMENTAL ENCODER 2048 P/REV (ENCODER I-2048) WITH DRIVE-CLIQ INTERFACE; PLAIN SHAFT, TOLERANCE N; WITH HOLDING BRAKE DEGREE OF PROTECTION IP64 | 2133 | TEM | 1 | MC | 3.002 | 1
1FK70325AK711DH2 | SIMOTICS S SYNCHRONOUS SERVOMOTOR, 1FK7 COMPACT, 1.1 NM, 100 K, 6000 RPM, 0.50KW, NATURAL COOLING, IM B5 (IM V1, IM V3) POWER/SIGNAL CONNECTORS CONNECTOR CAN BE ROTATED BY 270 DEGR. INCREMENTAL ENCODER 2048 P/REV (ENCODER I-2048) WITH DRIVE-CLIQ INTERFACE; PLAIN SHAFT, TOLERANCE N; WITH HOLDING BRAKE DEGREE OF PROTECTION IP65 FLANGE ON DRIVE END IP67 | 2234 | TEM | 1 | MC | 3.002 | 1
1FK70325AK711DH3 | SIMOTICS S SYNCHRONOUS SERVOMOTOR, 1FK7 COMPACT, 1.1 NM, 100 K, 6000 RPM, 0.50KW, NATURAL COOLING, IM B5 (IM V1, IM V3) POWER/SIGNAL CONNECTORS CONNECTOR CAN BE ROTATED BY 270 DEGR. INCREMENTAL ENCODER 2048 P/REV (ENCODER I-2048) WITH DRIVE-CLIQ INTERFACE; PLAIN SHAFT, TOLERANCE N; WITH HOLDING BRAKE DEGREE OF PROTECTION IP64; PAINT FINISH RAL7016 | 2182 | TEM | 1 | MC | 3.002 | 1
1FK70325AK711DH5 | SIMOTICS S SYNCHRONOUS SERVOMOTOR, 1FK7 COMPACT, 1.1 NM, 100 K, 6000 RPM, 0.50KW, NATURAL COOLING, IM B5 (IM V1, IM V3) POWER/SIGNAL CONNECTORS CONNECTOR CAN BE ROTATED BY 270 DEGR. INCREMENTAL ENCODER 2048 P/REV (ENCODER I-2048) WITH DRIVE-CLIQ INTERFACE; PLAIN SHAFT, TOLERANCE N; WITH HOLDING BRAKE DEGREE OF PROTECTION IP65 AS FLANGE IP67; PAINT FINISH RAL7016 | 2284 | TEM | 1 | MC | 3.002 | 1
1FK70325AK711DH8 | SIMOTICS S SYNCHRONOUS SERVOMOTOR, 1FK7 COMPACT, 1.1 NM, 100 K, 6000 RPM, 0.50KW, NATURAL COOLING, IM B5 (IM V1, IM V3) POWER/SIGNAL CONNECTORS CONNECTOR CAN BE ROTATED BY 270 DEGR. INCREMENTAL ENCODER 2048 P/REV (ENCODER I-2048) WITH DRIVE-CLIQ INTERFACE; PLAIN SHAFT, TOLERANCE N; WITH HOLDING BRAKE DEGREE OF PROTECTION IP65 IP67 D-END FLANGE; RAL7016 COATING; METALLIC RATING PLATE AT MOTOR | 2392 | TEM | 1 | MC | 3.002 | 1
1FK70325AK711HA0 | SIMOTICS S SYNCHRONOUS SERVOMOTOR, 1FK7 COMPACT, 1.1 NM, 100 K, 6000 RPM, 0.50KW, NATURAL COOLING, IM B5 (IM V1, IM V3) POWER/SIGNAL CONNECTORS CONNECTOR CAN BE ROTATED BY 270 DEGR. ABSOLUTE ENCODER 512 P/REV (ENCODER A-512); PERFORMANCE REDUCTION BY 10% DUE TO ABSOLUTE ENCODER; SHAFT WITH FITTED KEY, TOLERANCE N; W/O HOLDING BRAKE DEGREE OF PROTECTION IP64 | 2133 | TEM | 1 | MC | 2.703 | 1
1FK70325AK711HA2 | SIMOTICS S SYNCHRONOUS SERVOMOTOR, 1FK7 COMPACT, 1.1 NM, 100 K, 6000 RPM, 0.50KW, NATURAL COOLING, IM B5 (IM V1, IM V3) POWER/SIGNAL CONNECTORS CONNECTOR CAN BE ROTATED BY 270 DEGR. ABSOLUTE ENCODER 512 P/REV (ENCODER A-512); PERFORMANCE REDUCTION BY 10% DUE TO ABSOLUTE ENCODER; SHAFT WITH FITTED KEY, TOLERANCE N; W/O HOLDING BRAKE DEGREE OF PROTECTION IP65 FLANGE ON DRIVE END IP67 | 2235 | TEM | 1 | MC | 2.703 | 1
1FK70325AK711HA3 | SIMOTICS S SYNCHRONOUS SERVOMOTOR, 1FK7 COMPACT, 1.1 NM, 100 K, 6000 RPM, 0.50KW, NATURAL COOLING, IM B5 (IM V1, IM V3) POWER/SIGNAL CONNECTORS CONNECTOR CAN BE ROTATED BY 270 DEGR. ABSOLUTE ENCODER 512 P/REV (ENCODER A-512); PERFORMANCE REDUCTION BY 10% DUE TO ABSOLUTE ENCODER; SHAFT WITH FITTED KEY, TOLERANCE N; W/O HOLDING BRAKE DEGREE OF PROTECTION IP64; PAINT FINISH RAL7016 | 2182 | TEM | 1 | MC | 2.703 | 1
1FK70325AK711HA5 | SIMOTICS S SYNCHRONOUS SERVOMOTOR, 1FK7 COMPACT, 1.1 NM, 100 K, 6000 RPM, 0.50KW, NATURAL COOLING, IM B5 (IM V1, IM V3) POWER/SIGNAL CONNECTORS CONNECTOR CAN BE ROTATED BY 270 DEGR. ABSOLUTE ENCODER 512 P/REV (ENCODER A-512); PERFORMANCE REDUCTION BY 10% DUE TO ABSOLUTE ENCODER; SHAFT WITH FITTED KEY, TOLERANCE N; W/O HOLDING BRAKE DEGREE OF PROTECTION IP65 AS FLANGE IP67; PAINT FINISH RAL7016 | 2284 | TEM | 1 | MC | 2.703 | 1
1FK70325AK711HA8 | SIMOTICS S SYNCHRONOUS SERVOMOTOR, 1FK7 COMPACT, 1.1 NM, 100 K, 6000 RPM, 0.50KW, NATURAL COOLING, IM B5 (IM V1, IM V3) POWER/SIGNAL CONNECTORS CONNECTOR CAN BE ROTATED BY 270 DEGR. ABSOLUTE ENCODER 512 P/REV (ENCODER A-512); PERFORMANCE REDUCTION BY 10% DUE TO ABSOLUTE ENCODER; SHAFT WITH FITTED KEY, TOLERANCE N; W/O HOLDING BRAKE DEGREE OF PROTECTION IP65 IP67 D-END FLANGE; RAL7016 COATING; METALLIC RATING PLATE AT MOTOR | 2393 | TEM | 1 | MC | 2.703 | 1
1FK70325AK711HB0 | SIMOTICS S SYNCHRONOUS SERVOMOTOR, 1FK7 COMPACT, 1.1 NM, 100 K, 6000 RPM, 0.50KW, NATURAL COOLING, IM B5 (IM V1, IM V3) POWER/SIGNAL CONNECTORS CONNECTOR CAN BE ROTATED BY 270 DEGR. ABSOLUTE ENCODER 512 P/REV (ENCODER A-512); PERFORMANCE REDUCTION BY 10% DUE TO ABSOLUTE ENCODER; SHAFT WITH FITTED KEY, TOLERANCE N; WITH HOLDING BRAKE DEGREE OF PROTECTION IP64 | 2371 | TEM | 1 | MC | 3.002 | 1
1FK70325AK711HB2 | SIMOTICS S SYNCHRONOUS SERVOMOTOR, 1FK7 COMPACT, 1.1 NM, 100 K, 6000 RPM, 0.50KW, NATURAL COOLING, IM B5 (IM V1, IM V3) POWER/SIGNAL CONNECTORS CONNECTOR CAN BE ROTATED BY 270 DEGR. ABSOLUTE ENCODER 512 P/REV (ENCODER A-512); PERFORMANCE REDUCTION BY 10% DUE TO ABSOLUTE ENCODER; SHAFT WITH FITTED KEY, TOLERANCE N; WITH HOLDING BRAKE DEGREE OF PROTECTION IP65 FLANGE ON DRIVE END IP67 | 2472 | TEM | 1 | MC | 3.002 | 1
1FK70325AK711HB3 | SIMOTICS S SYNCHRONOUS SERVOMOTOR, 1FK7 COMPACT, 1.1 NM, 100 K, 6000 RPM, 0.50KW, NATURAL COOLING, IM B5 (IM V1, IM V3) POWER/SIGNAL CONNECTORS CONNECTOR CAN BE ROTATED BY 270 DEGR. ABSOLUTE ENCODER 512 P/REV (ENCODER A-512); PERFORMANCE REDUCTION BY 10% DUE TO ABSOLUTE ENCODER; SHAFT WITH FITTED KEY, TOLERANCE N; WITH HOLDING BRAKE DEGREE OF PROTECTION IP64; PAINT FINISH RAL7016 | 2420 | TEM | 1 | MC | 3.002 | 1
1FK70325AK711HB5 | SIMOTICS S SYNCHRONOUS SERVOMOTOR, 1FK7 COMPACT, 1.1 NM, 100 K, 6000 RPM, 0.50KW, NATURAL COOLING, IM B5 (IM V1, IM V3) POWER/SIGNAL CONNECTORS CONNECTOR CAN BE ROTATED BY 270 DEGR. ABSOLUTE ENCODER 512 P/REV (ENCODER A-512); PERFORMANCE REDUCTION BY 10% DUE TO ABSOLUTE ENCODER; SHAFT WITH FITTED KEY, TOLERANCE N; WITH HOLDING BRAKE DEGREE OF PROTECTION IP65 AS FLANGE IP67; PAINT FINISH RAL7016 | 2522 | TEM | 1 | MC | 3.002 | 1
1FK70325AK711HB8 | SIMOTICS S SYNCHRONOUS SERVOMOTOR, 1FK7 COMPACT, 1.1 NM, 100 K, 6000 RPM, 0.50KW, NATURAL COOLING, IM B5 (IM V1, IM V3) POWER/SIGNAL CONNECTORS CONNECTOR CAN BE ROTATED BY 270 DEGR. ABSOLUTE ENCODER 512 P/REV (ENCODER A-512); PERFORMANCE REDUCTION BY 10% DUE TO ABSOLUTE ENCODER; SHAFT WITH FITTED KEY, TOLERANCE N; WITH HOLDING BRAKE DEGREE OF PROTECTION IP65 IP67 D-END FLANGE; RAL7016 COATING; METALLIC RATING PLATE AT MOTOR | 2630 | TEM | 1 | MC | 3.002 | 1
1FK70325AK711HG0 | SIMOTICS S SYNCHRONOUS SERVOMOTOR, 1FK7 COMPACT, 1.1 NM, 100 K, 6000 RPM, 0.50KW, NATURAL COOLING, IM B5 (IM V1, IM V3) POWER/SIGNAL CONNECTORS CONNECTOR CAN BE ROTATED BY 270 DEGR. ABSOLUTE ENCODER 512 P/REV (ENCODER A-512); PERFORMANCE REDUCTION BY 10% DUE TO ABSOLUTE ENCODER; PLAIN SHAFT, TOLERANCE N; W/O HOLDING BRAKE DEGREE OF PROTECTION IP64 | 2039 | TEM | 1 | MC | 2.703 | 1
1FK70325AK711HG2 | SIMOTICS S SYNCHRONOUS SERVOMOTOR, 1FK7 COMPACT, 1.1 NM, 100 K, 6000 RPM, 0.50KW, NATURAL COOLING, IM B5 (IM V1, IM V3) POWER/SIGNAL CONNECTORS CONNECTOR CAN BE ROTATED BY 270 DEGR. ABSOLUTE ENCODER 512 P/REV (ENCODER A-512); PERFORMANCE REDUCTION BY 10% DUE TO ABSOLUTE ENCODER; PLAIN SHAFT, TOLERANCE N; W/O HOLDING BRAKE DEGREE OF PROTECTION IP65 FLANGE ON DRIVE END IP67 | 2141 | TEM | 1 | MC | 2.703 | 1
1FK70325AK711HG3 | SIMOTICS S SYNCHRONOUS SERVOMOTOR, 1FK7 COMPACT, 1.1 NM, 100 K, 6000 RPM, 0.50KW, NATURAL COOLING, IM B5 (IM V1, IM V3) POWER/SIGNAL CONNECTORS CONNECTOR CAN BE ROTATED BY 270 DEGR. ABSOLUTE ENCODER 512 P/REV (ENCODER A-512); PERFORMANCE REDUCTION BY 10% DUE TO ABSOLUTE ENCODER; PLAIN SHAFT, TOLERANCE N; W/O HOLDING BRAKE DEGREE OF PROTECTION IP64; PAINT FINISH RAL7016 | 2089 | TEM | 1 | MC | 2.703 | 1
1FK70325AK711HG5 | SIMOTICS S SYNCHRONOUS SERVOMOTOR, 1FK7 COMPACT, 1.1 NM, 100 K, 6000 RPM, 0.50KW, NATURAL COOLING, IM B5 (IM V1, IM V3) POWER/SIGNAL CONNECTORS CONNECTOR CAN BE ROTATED BY 270 DEGR. ABSOLUTE ENCODER 512 P/REV (ENCODER A-512); PERFORMANCE REDUCTION BY 10% DUE TO ABSOLUTE ENCODER; PLAIN SHAFT, TOLERANCE N; W/O HOLDING BRAKE DEGREE OF PROTECTION IP65 AS FLANGE IP67; PAINT FINISH RAL7016 | 2190 | TEM | 1 | MC | 2.703 | 1
1FK70325AK711HG8 | SIMOTICS S SYNCHRONOUS SERVOMOTOR, 1FK7 COMPACT, 1.1 NM, 100 K, 6000 RPM, 0.50KW, NATURAL COOLING, IM B5 (IM V1, IM V3) POWER/SIGNAL CONNECTORS CONNECTOR CAN BE ROTATED BY 270 DEGR. ABSOLUTE ENCODER 512 P/REV (ENCODER A-512); PERFORMANCE REDUCTION BY 10% DUE TO ABSOLUTE ENCODER; PLAIN SHAFT, TOLERANCE N; W/O HOLDING BRAKE DEGREE OF PROTECTION IP65 IP67 D-END FLANGE; RAL7016 COATING; METALLIC RATING PLATE AT MOTOR | 2299 | TEM | 1 | MC | 2.703 | 1
1FK70325AK711HH0 | SIMOTICS S SYNCHRONOUS SERVOMOTOR, 1FK7 COMPACT, 1.1 NM, 100 K, 6000 RPM, 0.50KW, NATURAL COOLING, IM B5 (IM V1, IM V3) POWER/SIGNAL CONNECTORS CONNECTOR CAN BE ROTATED BY 270 DEGR. ABSOLUTE ENCODER 512 P/REV (ENCODER A-512); PERFORMANCE REDUCTION BY 10% DUE TO ABSOLUTE ENCODER; PLAIN SHAFT, TOLERANCE N; WITH HOLDING BRAKE DEGREE OF PROTECTION IP64 | 2275 | TEM | 1 | MC | 3.002 | 1
1FK70325AK711HH2 | SIMOTICS S SYNCHRONOUS SERVOMOTOR, 1FK7 COMPACT, 1.1 NM, 100 K, 6000 RPM, 0.50KW, NATURAL COOLING, IM B5 (IM V1, IM V3) POWER/SIGNAL CONNECTORS CONNECTOR CAN BE ROTATED BY 270 DEGR. ABSOLUTE ENCODER 512 P/REV (ENCODER A-512); PERFORMANCE REDUCTION BY 10% DUE TO ABSOLUTE ENCODER; PLAIN SHAFT, TOLERANCE N; WITH HOLDING BRAKE DEGREE OF PROTECTION IP65 FLANGE ON DRIVE END IP67 | 2376 | TEM | 1 | MC | 3.002 | 1
1FK70325AK711HH3 | SIMOTICS S SYNCHRONOUS SERVOMOTOR, 1FK7 COMPACT, 1.1 NM, 100 K, 6000 RPM, 0.50KW, NATURAL COOLING, IM B5 (IM V1, IM V3) POWER/SIGNAL CONNECTORS CONNECTOR CAN BE ROTATED BY 270 DEGR. ABSOLUTE ENCODER 512 P/REV (ENCODER A-512); PERFORMANCE REDUCTION BY 10% DUE TO ABSOLUTE ENCODER; PLAIN SHAFT, TOLERANCE N; WITH HOLDING BRAKE DEGREE OF PROTECTION IP64; PAINT FINISH RAL7016 | 2324 | TEM | 1 | MC | 3.002 | 1
1FK70325AK711HH5 | SIMOTICS S SYNCHRONOUS SERVOMOTOR, 1FK7 COMPACT, 1.1 NM, 100 K, 6000 RPM, 0.50KW, NATURAL COOLING, IM B5 (IM V1, IM V3) POWER/SIGNAL CONNECTORS CONNECTOR CAN BE ROTATED BY 270 DEGR. ABSOLUTE ENCODER 512 P/REV (ENCODER A-512); PERFORMANCE REDUCTION BY 10% DUE TO ABSOLUTE ENCODER; PLAIN SHAFT, TOLERANCE N; WITH HOLDING BRAKE DEGREE OF PROTECTION IP65 AS FLANGE IP67; PAINT FINISH RAL7016 | 2425 | TEM | 1 | MC | 3.002 | 1
1FK70325AK711HH8 | SIMOTICS S SYNCHRONOUS SERVOMOTOR, 1FK7 COMPACT, 1.1 NM, 100 K, 6000 RPM, 0.50KW, NATURAL COOLING, IM B5 (IM V1, IM V3) POWER/SIGNAL CONNECTORS CONNECTOR CAN BE ROTATED BY 270 DEGR. ABSOLUTE ENCODER 512 P/REV (ENCODER A-512); PERFORMANCE REDUCTION BY 10% DUE TO ABSOLUTE ENCODER; PLAIN SHAFT, TOLERANCE N; WITH HOLDING BRAKE DEGREE OF PROTECTION IP65 IP67 D-END FLANGE; RAL7016 COATING; METALLIC RATING PLATE AT MOTOR | 2534 | TEM | 1 | MC | 3.002 | 1
1FK70325AK711HV5 | SIMOTICS S SYNCHRONOUS SERVO GEARMOTOR 1FK7 COMPACT, 0,50KW NATURAL COOLING, POWER/ SIGNAL CONNECTOR CONNECTOR CAN BE ROTATED BY 270 DEGR. MOTOR WITH HOLDING BRAKE, GEAR DIRECT MOUNTING ABSOLUTE-VALUE ENCODER (ENDAT) 512 S/R PERFORMANCE REDUCTION BY 10% DUE TO ABSOLUTE ENCODER; RADIAL SHAFT SEAL, DEGREE OF PROTECTION IP65, PAINT FINISH RAL 7016 | 2366 | TEM | 1 | MC | 2.8 | 1
1FK70325AK711JA0 | SIMOTICS S SYNCHRONOUS SERVOMOTOR, 1FK7 COMPACT, 1.1 NM, 100 K, 6000 RPM, 0.50KW, NATURAL COOLING, IM B5 (IM V1, IM V3) POWER/SIGNAL CONNECTORS CONNECTOR CAN BE ROTATED BY 270 DEGR. ABSOLUTE ENCODER 16 S/R (ENCODER A-16); PERFORMANCE REDUCTION BY 10% DUE TO ABSOLUTE ENCODER; SHAFT WITH FITTED KEY, TOLERANCE N; W/O HOLDING BRAKE DEGREE OF PROTECTION IP64 | 1570 | TEM | 1 | MC | 2.703 | 1
1FK70325AK711JA2 | SIMOTICS S SYNCHRONOUS SERVOMOTOR, 1FK7 COMPACT, 1.1 NM, 100 K, 6000 RPM, 0.50KW, NATURAL COOLING, IM B5 (IM V1, IM V3) POWER/SIGNAL CONNECTORS CONNECTOR CAN BE ROTATED BY 270 DEGR. ABSOLUTE ENCODER 16 S/R (ENCODER A-16); PERFORMANCE REDUCTION BY 10% DUE TO ABSOLUTE ENCODER; SHAFT WITH FITTED KEY, TOLERANCE N; W/O HOLDING BRAKE DEGREE OF PROTECTION IP65 FLANGE ON DRIVE END IP67 | 1672 | TEM | 1 | MC | 2.703 | 1
1FK70325AK711JA3 | SIMOTICS S SYNCHRONOUS SERVOMOTOR, 1FK7 COMPACT, 1.1 NM, 100 K, 6000 RPM, 0.50KW, NATURAL COOLING, IM B5 (IM V1, IM V3) POWER/SIGNAL CONNECTORS CONNECTOR CAN BE ROTATED BY 270 DEGR. ABSOLUTE ENCODER 16 S/R (ENCODER A-16); PERFORMANCE REDUCTION BY 10% DUE TO ABSOLUTE ENCODER; SHAFT WITH FITTED KEY, TOLERANCE N; W/O HOLDING BRAKE DEGREE OF PROTECTION IP64; PAINT FINISH RAL7016 | 1620 | TEM | 1 | MC | 2.703 | 1
1FK70325AK711JA5 | SIMOTICS S SYNCHRONOUS SERVOMOTOR, 1FK7 COMPACT, 1.1 NM, 100 K, 6000 RPM, 0.50KW, NATURAL COOLING, IM B5 (IM V1, IM V3) POWER/SIGNAL CONNECTORS CONNECTOR CAN BE ROTATED BY 270 DEGR. ABSOLUTE ENCODER 16 S/R (ENCODER A-16); PERFORMANCE REDUCTION BY 10% DUE TO ABSOLUTE ENCODER; SHAFT WITH FITTED KEY, TOLERANCE N; W/O HOLDING BRAKE DEGREE OF PROTECTION IP65 AS FLANGE IP67; PAINT FINISH RAL7016 | 1721 | TEM | 1 | MC | 2.703 | 1
1FK70325AK711JA8 | SIMOTICS S SYNCHRONOUS SERVOMOTOR, 1FK7 COMPACT, 1.1 NM, 100 K, 6000 RPM, 0.50KW, NATURAL COOLING, IM B5 (IM V1, IM V3) POWER/SIGNAL CONNECTORS CONNECTOR CAN BE ROTATED BY 270 DEGR. ABSOLUTE ENCODER 16 S/R (ENCODER A-16); PERFORMANCE REDUCTION BY 10% DUE TO ABSOLUTE ENCODER; SHAFT WITH FITTED KEY, TOLERANCE N; W/O HOLDING BRAKE DEGREE OF PROTECTION IP65 IP67 D-END FLANGE; RAL7016 COATING; METALLIC RATING PLATE AT MOTOR | 1830 | TEM | 1 | MC | 2.703 | 1
1FK70325AK711JB0 | SIMOTICS S SYNCHRONOUS SERVOMOTOR, 1FK7 COMPACT, 1.1 NM, 100 K, 6000 RPM, 0.50KW, NATURAL COOLING, IM B5 (IM V1, IM V3) POWER/SIGNAL CONNECTORS CONNECTOR CAN BE ROTATED BY 270 DEGR. ABSOLUTE ENCODER 16 S/R (ENCODER A-16); PERFORMANCE REDUCTION BY 10% DUE TO ABSOLUTE ENCODER; SHAFT WITH FITTED KEY, TOLERANCE N; WITH HOLDING BRAKE DEGREE OF PROTECTION IP64 | 1808 | TEM | 1 | MC | 3.002 | 1
1FK70325AK711JB2 | SIMOTICS S SYNCHRONOUS SERVOMOTOR, 1FK7 COMPACT, 1.1 NM, 100 K, 6000 RPM, 0.50KW, NATURAL COOLING, IM B5 (IM V1, IM V3) POWER/SIGNAL CONNECTORS CONNECTOR CAN BE ROTATED BY 270 DEGR. ABSOLUTE ENCODER 16 S/R (ENCODER A-16); PERFORMANCE REDUCTION BY 10% DUE TO ABSOLUTE ENCODER; SHAFT WITH FITTED KEY, TOLERANCE N; WITH HOLDING BRAKE DEGREE OF PROTECTION IP65 FLANGE ON DRIVE END IP67 | 1910 | TEM | 1 | MC | 3.002 | 1
1FK70325AK711JB3 | SIMOTICS S SYNCHRONOUS SERVOMOTOR, 1FK7 COMPACT, 1.1 NM, 100 K, 6000 RPM, 0.50KW, NATURAL COOLING, IM B5 (IM V1, IM V3) POWER/SIGNAL CONNECTORS CONNECTOR CAN BE ROTATED BY 270 DEGR. ABSOLUTE ENCODER 16 S/R (ENCODER A-16); PERFORMANCE REDUCTION BY 10% DUE TO ABSOLUTE ENCODER; SHAFT WITH FITTED KEY, TOLERANCE N; WITH HOLDING BRAKE DEGREE OF PROTECTION IP64; PAINT FINISH RAL7016 | 1857 | TEM | 1 | MC | 3.002 | 1
1FK70325AK711JB5 | SIMOTICS S SYNCHRONOUS SERVOMOTOR, 1FK7 COMPACT, 1.1 NM, 100 K, 6000 RPM, 0.50KW, NATURAL COOLING, IM B5 (IM V1, IM V3) POWER/SIGNAL CONNECTORS CONNECTOR CAN BE ROTATED BY 270 DEGR. ABSOLUTE ENCODER 16 S/R (ENCODER A-16); PERFORMANCE REDUCTION BY 10% DUE TO ABSOLUTE ENCODER; SHAFT WITH FITTED KEY, TOLERANCE N; WITH HOLDING BRAKE DEGREE OF PROTECTION IP65 AS FLANGE IP67; PAINT FINISH RAL7016 | 1959 | TEM | 1 | MC | 3.002 | 1
1FK70325AK711JB8 | SIMOTICS S SYNCHRONOUS SERVOMOTOR, 1FK7 COMPACT, 1.1 NM, 100 K, 6000 RPM, 0.50KW, NATURAL COOLING, IM B5 (IM V1, IM V3) POWER/SIGNAL CONNECTORS CONNECTOR CAN BE ROTATED BY 270 DEGR. ABSOLUTE ENCODER 16 S/R (ENCODER A-16); PERFORMANCE REDUCTION BY 10% DUE TO ABSOLUTE ENCODER; SHAFT WITH FITTED KEY, TOLERANCE N; WITH HOLDING BRAKE DEGREE OF PROTECTION IP65 IP67 D-END FLANGE; RAL7016 COATING; METALLIC RATING PLATE AT MOTOR | 2067 | TEM | 1 | MC | 3.002 | 1
1FK70325AK711JG0 | SIMOTICS S SYNCHRONOUS SERVOMOTOR, 1FK7 COMPACT, 1.1 NM, 100 K, 6000 RPM, 0.50KW, NATURAL COOLING, IM B5 (IM V1, IM V3) POWER/SIGNAL CONNECTORS CONNECTOR CAN BE ROTATED BY 270 DEGR. ABSOLUTE ENCODER 16 S/R (ENCODER A-16); PERFORMANCE REDUCTION BY 10% DUE TO ABSOLUTE ENCODER; PLAIN SHAFT, TOLERANCE N; W/O HOLDING BRAKE DEGREE OF PROTECTION IP64 | 1477 | TEM | 1 | MC | 2.703 | 1
1FK70325AK711JG2 | SIMOTICS S SYNCHRONOUS SERVOMOTOR, 1FK7 COMPACT, 1.1 NM, 100 K, 6000 RPM, 0.50KW, NATURAL COOLING, IM B5 (IM V1, IM V3) POWER/SIGNAL CONNECTORS CONNECTOR CAN BE ROTATED BY 270 DEGR. ABSOLUTE ENCODER 16 S/R (ENCODER A-16); PERFORMANCE REDUCTION BY 10% DUE TO ABSOLUTE ENCODER; PLAIN SHAFT, TOLERANCE N; W/O HOLDING BRAKE DEGREE OF PROTECTION IP65 FLANGE ON DRIVE END IP67 | 1578 | TEM | 1 | MC | 2.703 | 1
1FK70325AK711JG3 | SIMOTICS S SYNCHRONOUS SERVOMOTOR, 1FK7 COMPACT, 1.1 NM, 100 K, 6000 RPM, 0.50KW, NATURAL COOLING, IM B5 (IM V1, IM V3) POWER/SIGNAL CONNECTORS CONNECTOR CAN BE ROTATED BY 270 DEGR. ABSOLUTE ENCODER 16 S/R (ENCODER A-16); PERFORMANCE REDUCTION BY 10% DUE TO ABSOLUTE ENCODER; PLAIN SHAFT, TOLERANCE N; W/O HOLDING BRAKE DEGREE OF PROTECTION IP64; PAINT FINISH RAL7016 | 1526 | TEM | 1 | MC | 2.703 | 1
1FK70325AK711JG5 | SIMOTICS S SYNCHRONOUS SERVOMOTOR, 1FK7 COMPACT, 1.1 NM, 100 K, 6000 RPM, 0.50KW, NATURAL COOLING, IM B5 (IM V1, IM V3) POWER/SIGNAL CONNECTORS CONNECTOR CAN BE ROTATED BY 270 DEGR. ABSOLUTE ENCODER 16 S/R (ENCODER A-16); PERFORMANCE REDUCTION BY 10% DUE TO ABSOLUTE ENCODER; PLAIN SHAFT, TOLERANCE N; W/O HOLDING BRAKE DEGREE OF PROTECTION IP65 AS FLANGE IP67; PAINT FINISH RAL7016 | 1627 | TEM | 1 | MC | 2.703 | 1
1FK70325AK711JG8 | SIMOTICS S SYNCHRONOUS SERVOMOTOR, 1FK7 COMPACT, 1.1 NM, 100 K, 6000 RPM, 0.50KW, NATURAL COOLING, IM B5 (IM V1, IM V3) POWER/SIGNAL CONNECTORS CONNECTOR CAN BE ROTATED BY 270 DEGR. ABSOLUTE ENCODER 16 S/R (ENCODER A-16); PERFORMANCE REDUCTION BY 10% DUE TO ABSOLUTE ENCODER; PLAIN SHAFT, TOLERANCE N; W/O HOLDING BRAKE DEGREE OF PROTECTION IP65 IP67 D-END FLANGE; RAL7016 COATING; METALLIC RATING PLATE AT MOTOR | 1736 | TEM | 1 | MC | 2.703 | 1
1FK70325AK711JH0 | SIMOTICS S SYNCHRONOUS SERVOMOTOR, 1FK7 COMPACT, 1.1 NM, 100 K, 6000 RPM, 0.50KW, NATURAL COOLING, IM B5 (IM V1, IM V3) POWER/SIGNAL CONNECTORS CONNECTOR CAN BE ROTATED BY 270 DEGR. ABSOLUTE ENCODER 16 S/R (ENCODER A-16); PERFORMANCE REDUCTION BY 10% DUE TO ABSOLUTE ENCODER; PLAIN SHAFT, TOLERANCE N; WITH HOLDING BRAKE DEGREE OF PROTECTION IP64 | 1712 | TEM | 1 | MC | 3.002 | 1
1FK70325AK711JH2 | SIMOTICS S SYNCHRONOUS SERVOMOTOR, 1FK7 COMPACT, 1.1 NM, 100 K, 6000 RPM, 0.50KW, NATURAL COOLING, IM B5 (IM V1, IM V3) POWER/SIGNAL CONNECTORS CONNECTOR CAN BE ROTATED BY 270 DEGR. ABSOLUTE ENCODER 16 S/R (ENCODER A-16); PERFORMANCE REDUCTION BY 10% DUE TO ABSOLUTE ENCODER; PLAIN SHAFT, TOLERANCE N; WITH HOLDING BRAKE DEGREE OF PROTECTION IP65 FLANGE ON DRIVE END IP67 | 1813 | TEM | 1 | MC | 3.002 | 1
1FK70325AK711JH3 | SIMOTICS S SYNCHRONOUS SERVOMOTOR, 1FK7 COMPACT, 1.1 NM, 100 K, 6000 RPM, 0.50KW, NATURAL COOLING, IM B5 (IM V1, IM V3) POWER/SIGNAL CONNECTORS CONNECTOR CAN BE ROTATED BY 270 DEGR. ABSOLUTE ENCODER 16 S/R (ENCODER A-16); PERFORMANCE REDUCTION BY 10% DUE TO ABSOLUTE ENCODER; PLAIN SHAFT, TOLERANCE N; WITH HOLDING BRAKE DEGREE OF PROTECTION IP64; PAINT FINISH RAL7016 | 1761 | TEM | 1 | MC | 3.002 | 1
1FK70325AK711JH5 | SIMOTICS S SYNCHRONOUS SERVOMOTOR, 1FK7 COMPACT, 1.1 NM, 100 K, 6000 RPM, 0.50KW, NATURAL COOLING, IM B5 (IM V1, IM V3) POWER/SIGNAL CONNECTORS CONNECTOR CAN BE ROTATED BY 270 DEGR. ABSOLUTE ENCODER 16 S/R (ENCODER A-16); PERFORMANCE REDUCTION BY 10% DUE TO ABSOLUTE ENCODER; PLAIN SHAFT, TOLERANCE N; WITH HOLDING BRAKE DEGREE OF PROTECTION IP65 AS FLANGE IP67; PAINT FINISH RAL7016 | 1863 | TEM | 1 | MC | 3.002 | 1
1FK70325AK711JH8 | SIMOTICS S SYNCHRONOUS SERVOMOTOR, 1FK7 COMPACT, 1.1 NM, 100 K, 6000 RPM, 0.50KW, NATURAL COOLING, IM B5 (IM V1, IM V3) POWER/SIGNAL CONNECTORS CONNECTOR CAN BE ROTATED BY 270 DEGR. ABSOLUTE ENCODER 16 S/R (ENCODER A-16); PERFORMANCE REDUCTION BY 10% DUE TO ABSOLUTE ENCODER; PLAIN SHAFT, TOLERANCE N; WITH HOLDING BRAKE DEGREE OF PROTECTION IP65 IP67 D-END FLANGE; RAL7016 COATING; METALLIC RATING PLATE AT MOTOR | 1971 | TEM | 1 | MC | 3.002 | 1
1FK70325AK711LA0 | SIMOTICS S SYNCHRONOUS SERVOMOTOR, 1FK7 COMPACT, 1.1 NM, 100 K, 6000 RPM, 0.50KW, NATURAL COOLING, IM B5 (IM V1, IM V3) POWER/SIGNAL CONNECTORS CONNECTOR CAN BE ROTATED BY 270 DEGR. ABSOLUTE ENCODER 512 P/REV (ENCODER A-512) WITH DRIVE-CLIQ INTERFACE; PERFORMANCE REDUCTION BY 10% DUE TO ABSOLUTE ENCODER; SHAFT WITH FITTED KEY, TOLERANCE N; W/O HOLDING BRAKE DEGREE OF PROTECTION IP64 | 2392 | TEM | 1 | MC | 2.703 | 1
1FK70325AK711LA2 | SIMOTICS S SYNCHRONOUS SERVOMOTOR, 1FK7 COMPACT, 1.1 NM, 100 K, 6000 RPM, 0.50KW, NATURAL COOLING, IM B5 (IM V1, IM V3) POWER/SIGNAL CONNECTORS CONNECTOR CAN BE ROTATED BY 270 DEGR. ABSOLUTE ENCODER 512 P/REV (ENCODER A-512) WITH DRIVE-CLIQ INTERFACE; PERFORMANCE REDUCTION BY 10% DUE TO ABSOLUTE ENCODER; SHAFT WITH FITTED KEY, TOLERANCE N; W/O HOLDING BRAKE DEGREE OF PROTECTION IP65 FLANGE ON DRIVE END IP67 | 2494 | TEM | 1 | MC | 2.703 | 1
1FK70325AK711LA3 | SIMOTICS S SYNCHRONOUS SERVOMOTOR, 1FK7 COMPACT, 1.1 NM, 100 K, 6000 RPM, 0.50KW, NATURAL COOLING, IM B5 (IM V1, IM V3) POWER/SIGNAL CONNECTORS CONNECTOR CAN BE ROTATED BY 270 DEGR. ABSOLUTE ENCODER 512 P/REV (ENCODER A-512) WITH DRIVE-CLIQ INTERFACE; PERFORMANCE REDUCTION BY 10% DUE TO ABSOLUTE ENCODER; SHAFT WITH FITTED KEY, TOLERANCE N; W/O HOLDING BRAKE DEGREE OF PROTECTION IP64; PAINT FINISH RAL7016 | 2442 | TEM | 1 | MC | 2.703 | 1
1FK70325AK711LA5 | SIMOTICS S SYNCHRONOUS SERVOMOTOR, 1FK7 COMPACT, 1.1 NM, 100 K, 6000 RPM, 0.50KW, NATURAL COOLING, IM B5 (IM V1, IM V3) POWER/SIGNAL CONNECTORS CONNECTOR CAN BE ROTATED BY 270 DEGR. ABSOLUTE ENCODER 512 P/REV (ENCODER A-512) WITH DRIVE-CLIQ INTERFACE; PERFORMANCE REDUCTION BY 10% DUE TO ABSOLUTE ENCODER; SHAFT WITH FITTED KEY, TOLERANCE N; W/O HOLDING BRAKE DEGREE OF PROTECTION IP65 AS FLANGE IP67; PAINT FINISH RAL7016 | 2543 | TEM | 1 | MC | 2.703 | 1
1FK70325AK711LA8 | SIMOTICS S SYNCHRONOUS SERVOMOTOR, 1FK7 COMPACT, 1.1 NM, 100 K, 6000 RPM, 0.50KW, NATURAL COOLING, IM B5 (IM V1, IM V3) POWER/SIGNAL CONNECTORS CONNECTOR CAN BE ROTATED BY 270 DEGR. ABSOLUTE ENCODER 512 P/REV (ENCODER A-512) WITH DRIVE-CLIQ INTERFACE; PERFORMANCE REDUCTION BY 10% DUE TO ABSOLUTE ENCODER; SHAFT WITH FITTED KEY, TOLERANCE N; W/O HOLDING BRAKE DEGREE OF PROTECTION IP65 IP67 D-END FLANGE; RAL7016 COATING; METALLIC RATING PLATE AT MOTOR | 2652 | TEM | 1 | MC | 2.703 | 1
1FK70325AK711LB0 | SIMOTICS S SYNCHRONOUS SERVOMOTOR, 1FK7 COMPACT, 1.1 NM, 100 K, 6000 RPM, 0.50KW, NATURAL COOLING, IM B5 (IM V1, IM V3) POWER/SIGNAL CONNECTORS CONNECTOR CAN BE ROTATED BY 270 DEGR. ABSOLUTE ENCODER 512 P/REV (ENCODER A-512) WITH DRIVE-CLIQ INTERFACE; PERFORMANCE REDUCTION BY 10% DUE TO ABSOLUTE ENCODER; SHAFT WITH FITTED KEY, TOLERANCE N; WITH HOLDING BRAKE DEGREE OF PROTECTION IP64 | 2630 | TEM | 1 | MC | 3.002 | 1
1FK70325AK711LB2 | SIMOTICS S SYNCHRONOUS SERVOMOTOR, 1FK7 COMPACT, 1.1 NM, 100 K, 6000 RPM, 0.50KW, NATURAL COOLING, IM B5 (IM V1, IM V3) POWER/SIGNAL CONNECTORS CONNECTOR CAN BE ROTATED BY 270 DEGR. ABSOLUTE ENCODER 512 P/REV (ENCODER A-512) WITH DRIVE-CLIQ INTERFACE; PERFORMANCE REDUCTION BY 10% DUE TO ABSOLUTE ENCODER; SHAFT WITH FITTED KEY, TOLERANCE N; WITH HOLDING BRAKE DEGREE OF PROTECTION IP65 FLANGE ON DRIVE END IP67 | 2732 | TEM | 1 | MC | 3.002 | 1
1FK70325AK711LB3 | SIMOTICS S SYNCHRONOUS SERVOMOTOR, 1FK7 COMPACT, 1.1 NM, 100 K, 6000 RPM, 0.50KW, NATURAL COOLING, IM B5 (IM V1, IM V3) POWER/SIGNAL CONNECTORS CONNECTOR CAN BE ROTATED BY 270 DEGR. ABSOLUTE ENCODER 512 P/REV (ENCODER A-512) WITH DRIVE-CLIQ INTERFACE; PERFORMANCE REDUCTION BY 10% DUE TO ABSOLUTE ENCODER; SHAFT WITH FITTED KEY, TOLERANCE N; WITH HOLDING BRAKE DEGREE OF PROTECTION IP64; PAINT FINISH RAL7016 | 2679 | TEM | 1 | MC | 3.002 | 1
1FK70325AK711LB5 | SIMOTICS S SYNCHRONOUS SERVOMOTOR, 1FK7 COMPACT, 1.1 NM, 100 K, 6000 RPM, 0.50KW, NATURAL COOLING, IM B5 (IM V1, IM V3) POWER/SIGNAL CONNECTORS CONNECTOR CAN BE ROTATED BY 270 DEGR. ABSOLUTE ENCODER 512 P/REV (ENCODER A-512) WITH DRIVE-CLIQ INTERFACE; PERFORMANCE REDUCTION BY 10% DUE TO ABSOLUTE ENCODER; SHAFT WITH FITTED KEY, TOLERANCE N; WITH HOLDING BRAKE DEGREE OF PROTECTION IP65 AS FLANGE IP67; PAINT FINISH RAL7016 | 2781 | TEM | 1 | MC | 3.002 | 1
1FK70325AK711LB8 | SIMOTICS S SYNCHRONOUS SERVOMOTOR, 1FK7 COMPACT, 1.1 NM, 100 K, 6000 RPM, 0.50KW, NATURAL COOLING, IM B5 (IM V1, IM V3) POWER/SIGNAL CONNECTORS CONNECTOR CAN BE ROTATED BY 270 DEGR. ABSOLUTE ENCODER 512 P/REV (ENCODER A-512) WITH DRIVE-CLIQ INTERFACE; PERFORMANCE REDUCTION BY 10% DUE TO ABSOLUTE ENCODER; SHAFT WITH FITTED KEY, TOLERANCE N; WITH HOLDING BRAKE DEGREE OF PROTECTION IP65 IP67 D-END FLANGE; RAL7016 COATING; METALLIC RATING PLATE AT MOTOR | 2890 | TEM | 1 | MC | 3.002 | 1
1FK70325AK711LG0 | SIMOTICS S SYNCHRONOUS SERVOMOTOR, 1FK7 COMPACT, 1.1 NM, 100 K, 6000 RPM, 0.50KW, NATURAL COOLING, IM B5 (IM V1, IM V3) POWER/SIGNAL CONNECTORS CONNECTOR CAN BE ROTATED BY 270 DEGR. ABSOLUTE ENCODER 512 P/REV (ENCODER A-512) WITH DRIVE-CLIQ INTERFACE; PERFORMANCE REDUCTION BY 10% DUE TO ABSOLUTE ENCODER; PLAIN SHAFT, TOLERANCE N; W/O HOLDING BRAKE DEGREE OF PROTECTION IP64 | 2299 | TEM | 1 | MC | 2.703 | 1
1FK70325AK711LG2 | SIMOTICS S SYNCHRONOUS SERVOMOTOR, 1FK7 COMPACT, 1.1 NM, 100 K, 6000 RPM, 0.50KW, NATURAL COOLING, IM B5 (IM V1, IM V3) POWER/SIGNAL CONNECTORS CONNECTOR CAN BE ROTATED BY 270 DEGR. ABSOLUTE ENCODER 512 P/REV (ENCODER A-512) WITH DRIVE-CLIQ INTERFACE; PERFORMANCE REDUCTION BY 10% DUE TO ABSOLUTE ENCODER; PLAIN SHAFT, TOLERANCE N; W/O HOLDING BRAKE DEGREE OF PROTECTION IP65 FLANGE ON DRIVE END IP67 | 2400 | TEM | 1 | MC | 2.703 | 1
1FK70325AK711LG3 | SIMOTICS S SYNCHRONOUS SERVOMOTOR, 1FK7 COMPACT, 1.1 NM, 100 K, 6000 RPM, 0.50KW, NATURAL COOLING, IM B5 (IM V1, IM V3) POWER/SIGNAL CONNECTORS CONNECTOR CAN BE ROTATED BY 270 DEGR. ABSOLUTE ENCODER 512 P/REV (ENCODER A-512) WITH DRIVE-CLIQ INTERFACE; PERFORMANCE REDUCTION BY 10% DUE TO ABSOLUTE ENCODER; PLAIN SHAFT, TOLERANCE N; W/O HOLDING BRAKE DEGREE OF PROTECTION IP64; PAINT FINISH RAL7016 | 2348 | TEM | 1 | MC | 2.703 | 1
1FK70325AK711LG5 | SIMOTICS S SYNCHRONOUS SERVOMOTOR, 1FK7 COMPACT, 1.1 NM, 100 K, 6000 RPM, 0.50KW, NATURAL COOLING, IM B5 (IM V1, IM V3) POWER/SIGNAL CONNECTORS CONNECTOR CAN BE ROTATED BY 270 DEGR. ABSOLUTE ENCODER 512 P/REV (ENCODER A-512) WITH DRIVE-CLIQ INTERFACE; PERFORMANCE REDUCTION BY 10% DUE TO ABSOLUTE ENCODER; PLAIN SHAFT, TOLERANCE N; W/O HOLDING BRAKE DEGREE OF PROTECTION IP65 AS FLANGE IP67; PAINT FINISH RAL7016 | 2450 | TEM | 1 | MC | 2.703 | 1
1FK70325AK711LG8 | SIMOTICS S SYNCHRONOUS SERVOMOTOR, 1FK7 COMPACT, 1.1 NM, 100 K, 6000 RPM, 0.50KW, NATURAL COOLING, IM B5 (IM V1, IM V3) POWER/SIGNAL CONNECTORS CONNECTOR CAN BE ROTATED BY 270 DEGR. ABSOLUTE ENCODER 512 P/REV (ENCODER A-512) WITH DRIVE-CLIQ INTERFACE; PERFORMANCE REDUCTION BY 10% DUE TO ABSOLUTE ENCODER; PLAIN SHAFT, TOLERANCE N; W/O HOLDING BRAKE DEGREE OF PROTECTION IP65 IP67 D-END FLANGE; RAL7016 COATING; METALLIC RATING PLATE AT MOTOR | 2558 | TEM | 1 | MC | 2.703 | 1
1FK70325AK711LH0 | SIMOTICS S SYNCHRONOUS SERVOMOTOR, 1FK7 COMPACT, 1.1 NM, 100 K, 6000 RPM, 0.50KW, NATURAL COOLING, IM B5 (IM V1, IM V3) POWER/SIGNAL CONNECTORS CONNECTOR CAN BE ROTATED BY 270 DEGR. ABSOLUTE ENCODER 512 P/REV (ENCODER A-512) WITH DRIVE-CLIQ INTERFACE; PERFORMANCE REDUCTION BY 10% DUE TO ABSOLUTE ENCODER; PLAIN SHAFT, TOLERANCE N; WITH HOLDING BRAKE DEGREE OF PROTECTION IP64 | 2534 | TEM | 1 | MC | 3.002 | 1
1FK70325AK711LH2 | SIMOTICS S SYNCHRONOUS SERVOMOTOR, 1FK7 COMPACT, 1.1 NM, 100 K, 6000 RPM, 0.50KW, NATURAL COOLING, IM B5 (IM V1, IM V3) POWER/SIGNAL CONNECTORS CONNECTOR CAN BE ROTATED BY 270 DEGR. ABSOLUTE ENCODER 512 P/REV (ENCODER A-512) WITH DRIVE-CLIQ INTERFACE; PERFORMANCE REDUCTION BY 10% DUE TO ABSOLUTE ENCODER; PLAIN SHAFT, TOLERANCE N; WITH HOLDING BRAKE DEGREE OF PROTECTION IP65 FLANGE ON DRIVE END IP67 | 2636 | TEM | 1 | MC | 3.002 | 1
1FK70325AK711LH3 | SIMOTICS S SYNCHRONOUS SERVOMOTOR, 1FK7 COMPACT, 1.1 NM, 100 K, 6000 RPM, 0.50KW, NATURAL COOLING, IM B5 (IM V1, IM V3) POWER/SIGNAL CONNECTORS CONNECTOR CAN BE ROTATED BY 270 DEGR. ABSOLUTE ENCODER 512 P/REV (ENCODER A-512) WITH DRIVE-CLIQ INTERFACE; PERFORMANCE REDUCTION BY 10% DUE TO ABSOLUTE ENCODER; PLAIN SHAFT, TOLERANCE N; WITH HOLDING BRAKE DEGREE OF PROTECTION IP64; PAINT FINISH RAL7016 | 2583 | TEM | 1 | MC | 3.002 | 1
1FK70325AK711LH5 | SIMOTICS S SYNCHRONOUS SERVOMOTOR, 1FK7 COMPACT, 1.1 NM, 100 K, 6000 RPM, 0.50KW, NATURAL COOLING, IM B5 (IM V1, IM V3) POWER/SIGNAL CONNECTORS CONNECTOR CAN BE ROTATED BY 270 DEGR. ABSOLUTE ENCODER 512 P/REV (ENCODER A-512) WITH DRIVE-CLIQ INTERFACE; PERFORMANCE REDUCTION BY 10% DUE TO ABSOLUTE ENCODER; PLAIN SHAFT, TOLERANCE N; WITH HOLDING BRAKE DEGREE OF PROTECTION IP65 AS FLANGE IP67; PAINT FINISH RAL7016 | 2685 | TEM | 1 | MC | 3.002 | 1
1FK70325AK711LH8 | SIMOTICS S SYNCHRONOUS SERVOMOTOR, 1FK7 COMPACT, 1.1 NM, 100 K, 6000 RPM, 0.50KW, NATURAL COOLING, IM B5 (IM V1, IM V3) POWER/SIGNAL CONNECTORS CONNECTOR CAN BE ROTATED BY 270 DEGR. ABSOLUTE ENCODER 512 P/REV (ENCODER A-512) WITH DRIVE-CLIQ INTERFACE; PERFORMANCE REDUCTION BY 10% DUE TO ABSOLUTE ENCODER; PLAIN SHAFT, TOLERANCE N; WITH HOLDING BRAKE DEGREE OF PROTECTION IP65 IP67 D-END FLANGE; RAL7016 COATING; METALLIC RATING PLATE AT MOTOR | 2793 | TEM | 1 | MC | 3.002 | 1
1FK70325AK711PA0 | SIMOTICS S SYNCHRONOUS SERVOMOTOR, 1FK7 COMPACT, 1.1 NM, 100 K, 6000 RPM, 0.50KW, NATURAL COOLING, IM B5 (IM V1, IM V3) POWER/SIGNAL CONNECTORS CONNECTOR CAN BE ROTATED BY 270 DEGR. RESOLVER 2-POLE (RESOLVER P=1) WITH DRIVE-CLIQ INTERFACE; SHAFT WITH FITTED KEY, TOLERANCE N; W/O HOLDING BRAKE DEGREE OF PROTECTION IP64 | 1355 | TEM | 1 | MC | 2.703 | 1
1FK70325AK711PA2 | SIMOTICS S SYNCHRONOUS SERVOMOTOR, 1FK7 COMPACT, 1.1 NM, 100 K, 6000 RPM, 0.50KW, NATURAL COOLING, IM B5 (IM V1, IM V3) POWER/SIGNAL CONNECTORS CONNECTOR CAN BE ROTATED BY 270 DEGR. RESOLVER 2-POLE (RESOLVER P=1) WITH DRIVE-CLIQ INTERFACE; SHAFT WITH FITTED KEY, TOLERANCE N; W/O HOLDING BRAKE DEGREE OF PROTECTION IP65 FLANGE ON DRIVE END IP67 | 1457 | TEM | 1 | MC | 2.703 | 1
1FK70325AK711PA3 | SIMOTICS S SYNCHRONOUS SERVOMOTOR, 1FK7 COMPACT, 1.1 NM, 100 K, 6000 RPM, 0.50KW, NATURAL COOLING, IM B5 (IM V1, IM V3) POWER/SIGNAL CONNECTORS CONNECTOR CAN BE ROTATED BY 270 DEGR. RESOLVER 2-POLE (RESOLVER P=1) WITH DRIVE-CLIQ INTERFACE; SHAFT WITH FITTED KEY, TOLERANCE N; W/O HOLDING BRAKE DEGREE OF PROTECTION IP64; PAINT FINISH RAL7016 | 1404 | TEM | 1 | MC | 2.703 | 1
1FK70325AK711PA5 | SIMOTICS S SYNCHRONOUS SERVOMOTOR, 1FK7 COMPACT, 1.1 NM, 100 K, 6000 RPM, 0.50KW, NATURAL COOLING, IM B5 (IM V1, IM V3) POWER/SIGNAL CONNECTORS CONNECTOR CAN BE ROTATED BY 270 DEGR. RESOLVER 2-POLE (RESOLVER P=1) WITH DRIVE-CLIQ INTERFACE; SHAFT WITH FITTED KEY, TOLERANCE N; W/O HOLDING BRAKE DEGREE OF PROTECTION IP65 AS FLANGE IP67; PAINT FINISH RAL7016 | 1506 | TEM | 1 | MC | 2.703 | 1
1FK70325AK711PA8 | SIMOTICS S SYNCHRONOUS SERVOMOTOR, 1FK7 COMPACT, 1.1 NM, 100 K, 6000 RPM, 0.50KW, NATURAL COOLING, IM B5 (IM V1, IM V3) POWER/SIGNAL CONNECTORS CONNECTOR CAN BE ROTATED BY 270 DEGR. RESOLVER 2-POLE (RESOLVER P=1) WITH DRIVE-CLIQ INTERFACE; SHAFT WITH FITTED KEY, TOLERANCE N; W/O HOLDING BRAKE DEGREE OF PROTECTION IP65 IP67 D-END FLANGE; RAL7016 COATING; METALLIC RATING PLATE AT MOTOR | 1614 | TEM | 1 | MC | 2.703 | 1
1FK70325AK711PB0 | SIMOTICS S SYNCHRONOUS SERVOMOTOR, 1FK7 COMPACT, 1.1 NM, 100 K, 6000 RPM, 0.50KW, NATURAL COOLING, IM B5 (IM V1, IM V3) POWER/SIGNAL CONNECTORS CONNECTOR CAN BE ROTATED BY 270 DEGR. RESOLVER 2-POLE (RESOLVER P=1) WITH DRIVE-CLIQ INTERFACE; SHAFT WITH FITTED KEY, TOLERANCE N; WITH HOLDING BRAKE DEGREE OF PROTECTION IP64 | 1593 | TEM | 1 | MC | 3.002 | 1
1FK70325AK711PB2 | SIMOTICS S SYNCHRONOUS SERVOMOTOR, 1FK7 COMPACT, 1.1 NM, 100 K, 6000 RPM, 0.50KW, NATURAL COOLING, IM B5 (IM V1, IM V3) POWER/SIGNAL CONNECTORS CONNECTOR CAN BE ROTATED BY 270 DEGR. RESOLVER 2-POLE (RESOLVER P=1) WITH DRIVE-CLIQ INTERFACE; SHAFT WITH FITTED KEY, TOLERANCE N; WITH HOLDING BRAKE DEGREE OF PROTECTION IP65 FLANGE ON DRIVE END IP67 | 1694 | TEM | 1 | MC | 3.002 | 1
1FK70325AK711PB3 | SIMOTICS S SYNCHRONOUS SERVOMOTOR, 1FK7 COMPACT, 1.1 NM, 100 K, 6000 RPM, 0.50KW, NATURAL COOLING, IM B5 (IM V1, IM V3) POWER/SIGNAL CONNECTORS CONNECTOR CAN BE ROTATED BY 270 DEGR. RESOLVER 2-POLE (RESOLVER P=1) WITH DRIVE-CLIQ INTERFACE; SHAFT WITH FITTED KEY, TOLERANCE N; WITH HOLDING BRAKE DEGREE OF PROTECTION IP64; PAINT FINISH RAL7016 | 1642 | TEM | 1 | MC | 3.002 | 1
1FK70325AK711PB5 | SIMOTICS S SYNCHRONOUS SERVOMOTOR, 1FK7 COMPACT, 1.1 NM, 100 K, 6000 RPM, 0.50KW, NATURAL COOLING, IM B5 (IM V1, IM V3) POWER/SIGNAL CONNECTORS CONNECTOR CAN BE ROTATED BY 270 DEGR. RESOLVER 2-POLE (RESOLVER P=1) WITH DRIVE-CLIQ INTERFACE; SHAFT WITH FITTED KEY, TOLERANCE N; WITH HOLDING BRAKE DEGREE OF PROTECTION IP65 AS FLANGE IP67; PAINT FINISH RAL7016 | 1744 | TEM | 1 | MC | 3.002 | 1
1FK70325AK711PB8 | SIMOTICS S SYNCHRONOUS SERVOMOTOR, 1FK7 COMPACT, 1.1 NM, 100 K, 6000 RPM, 0.50KW, NATURAL COOLING, IM B5 (IM V1, IM V3) POWER/SIGNAL CONNECTORS CONNECTOR CAN BE ROTATED BY 270 DEGR. RESOLVER 2-POLE (RESOLVER P=1) WITH DRIVE-CLIQ INTERFACE; SHAFT WITH FITTED KEY, TOLERANCE N; WITH HOLDING BRAKE DEGREE OF PROTECTION IP65 IP67 D-END FLANGE; RAL7016 COATING; METALLIC RATING PLATE AT MOTOR | 1852 | TEM | 1 | MC | 3.002 | 1
1FK70325AK711PG0 | SIMOTICS S SYNCHRONOUS SERVOMOTOR, 1FK7 COMPACT, 1.1 NM, 100 K, 6000 RPM, 0.50KW, NATURAL COOLING, IM B5 (IM V1, IM V3) POWER/SIGNAL CONNECTORS CONNECTOR CAN BE ROTATED BY 270 DEGR. RESOLVER 2-POLE (RESOLVER P=1) WITH DRIVE-CLIQ INTERFACE; PLAIN SHAFT, TOLERANCE N; W/O HOLDING BRAKE DEGREE OF PROTECTION IP64 | 1261 | TEM | 1 | MC | 2.703 | 1
1FK70325AK711PG2 | SIMOTICS S SYNCHRONOUS SERVOMOTOR, 1FK7 COMPACT, 1.1 NM, 100 K, 6000 RPM, 0.50KW, NATURAL COOLING, IM B5 (IM V1, IM V3) POWER/SIGNAL CONNECTORS CONNECTOR CAN BE ROTATED BY 270 DEGR. RESOLVER 2-POLE (RESOLVER P=1) WITH DRIVE-CLIQ INTERFACE; PLAIN SHAFT, TOLERANCE N; W/O HOLDING BRAKE DEGREE OF PROTECTION IP65 FLANGE ON DRIVE END IP67 | 1363 | TEM | 1 | MC | 2.703 | 1
1FK70325AK711PG3 | SIMOTICS S SYNCHRONOUS SERVOMOTOR, 1FK7 COMPACT, 1.1 NM, 100 K, 6000 RPM, 0.50KW, NATURAL COOLING, IM B5 (IM V1, IM V3) POWER/SIGNAL CONNECTORS CONNECTOR CAN BE ROTATED BY 270 DEGR. RESOLVER 2-POLE (RESOLVER P=1) WITH DRIVE-CLIQ INTERFACE; PLAIN SHAFT, TOLERANCE N; W/O HOLDING BRAKE DEGREE OF PROTECTION IP64; PAINT FINISH RAL7016 | 1311 | TEM | 1 | MC | 2.703 | 1
1FK70325AK711PG5 | SIMOTICS S SYNCHRONOUS SERVOMOTOR, 1FK7 COMPACT, 1.1 NM, 100 K, 6000 RPM, 0.50KW, NATURAL COOLING, IM B5 (IM V1, IM V3) POWER/SIGNAL CONNECTORS CONNECTOR CAN BE ROTATED BY 270 DEGR. RESOLVER 2-POLE (RESOLVER P=1) WITH DRIVE-CLIQ INTERFACE; PLAIN SHAFT, TOLERANCE N; W/O HOLDING BRAKE DEGREE OF PROTECTION IP65 AS FLANGE IP67; PAINT FINISH RAL7016 | 1412 | TEM | 1 | MC | 2.703 | 1
1FK70325AK711PG8 | SIMOTICS S SYNCHRONOUS SERVOMOTOR, 1FK7 COMPACT, 1.1 NM, 100 K, 6000 RPM, 0.50KW, NATURAL COOLING, IM B5 (IM V1, IM V3) POWER/SIGNAL CONNECTORS CONNECTOR CAN BE ROTATED BY 270 DEGR. RESOLVER 2-POLE (RESOLVER P=1) WITH DRIVE-CLIQ INTERFACE; PLAIN SHAFT, TOLERANCE N; W/O HOLDING BRAKE DEGREE OF PROTECTION IP65 IP67 D-END FLANGE; RAL7016 COATING; METALLIC RATING PLATE AT MOTOR | 1521 | TEM | 1 | MC | 2.703 | 1
1FK70325AK711PH0 | SIMOTICS S SYNCHRONOUS SERVOMOTOR, 1FK7 COMPACT, 1.1 NM, 100 K, 6000 RPM, 0.50KW, NATURAL COOLING, IM B5 (IM V1, IM V3) POWER/SIGNAL CONNECTORS CONNECTOR CAN BE ROTATED BY 270 DEGR. RESOLVER 2-POLE (RESOLVER P=1) WITH DRIVE-CLIQ INTERFACE; PLAIN SHAFT, TOLERANCE N; WITH HOLDING BRAKE DEGREE OF PROTECTION IP64 | 1496 | TEM | 1 | MC | 3.002 | 1
1FK70325AK711PH2 | SIMOTICS S SYNCHRONOUS SERVOMOTOR, 1FK7 COMPACT, 1.1 NM, 100 K, 6000 RPM, 0.50KW, NATURAL COOLING, IM B5 (IM V1, IM V3) POWER/SIGNAL CONNECTORS CONNECTOR CAN BE ROTATED BY 270 DEGR. RESOLVER 2-POLE (RESOLVER P=1) WITH DRIVE-CLIQ INTERFACE; PLAIN SHAFT, TOLERANCE N; WITH HOLDING BRAKE DEGREE OF PROTECTION IP65 FLANGE ON DRIVE END IP67 | 1598 | TEM | 1 | MC | 3.002 | 1
1FK70325AK711PH3 | SIMOTICS S SYNCHRONOUS SERVOMOTOR, 1FK7 COMPACT, 1.1 NM, 100 K, 6000 RPM, 0.50KW, NATURAL COOLING, IM B5 (IM V1, IM V3) POWER/SIGNAL CONNECTORS CONNECTOR CAN BE ROTATED BY 270 DEGR. RESOLVER 2-POLE (RESOLVER P=1) WITH DRIVE-CLIQ INTERFACE; PLAIN SHAFT, TOLERANCE N; WITH HOLDING BRAKE DEGREE OF PROTECTION IP64; PAINT FINISH RAL7016 | 1546 | TEM | 1 | MC | 3.002 | 1
1FK70325AK711PH5 | SIMOTICS S SYNCHRONOUS SERVOMOTOR, 1FK7 COMPACT, 1.1 NM, 100 K, 6000 RPM, 0.50KW, NATURAL COOLING, IM B5 (IM V1, IM V3) POWER/SIGNAL CONNECTORS CONNECTOR CAN BE ROTATED BY 270 DEGR. RESOLVER 2-POLE (RESOLVER P=1) WITH DRIVE-CLIQ INTERFACE; PLAIN SHAFT, TOLERANCE N; WITH HOLDING BRAKE DEGREE OF PROTECTION IP65 AS FLANGE IP67; PAINT FINISH RAL7016 | 1647 | TEM | 1 | MC | 3.002 | 1
1FK70325AK711PH8 | SIMOTICS S SYNCHRONOUS SERVOMOTOR, 1FK7 COMPACT, 1.1 NM, 100 K, 6000 RPM, 0.50KW, NATURAL COOLING, IM B5 (IM V1, IM V3) POWER/SIGNAL CONNECTORS CONNECTOR CAN BE ROTATED BY 270 DEGR. RESOLVER 2-POLE (RESOLVER P=1) WITH DRIVE-CLIQ INTERFACE; PLAIN SHAFT, TOLERANCE N; WITH HOLDING BRAKE DEGREE OF PROTECTION IP65 IP67 D-END FLANGE; RAL7016 COATING; METALLIC RATING PLATE AT MOTOR | 1756 | TEM | 1 | MC | 3.002 | 1
1FK70325AK711SA0 | SIMOTICS S SYNCHRONOUS SERVOMOTOR, 1FK7 COMPACT, 1.1 NM, 100 K, 6000 RPM, 0.50KW, NATURAL COOLING, IM B5 (IM V1, IM V3) POWER/SIGNAL CONNECTORS CONNECTOR CAN BE ROTATED BY 270 DEGR. RESOLVER MULTI-POLE (RESOLVER P=3); SHAFT WITH FITTED KEY, TOLERANCE N; W/O HOLDING BRAKE DEGREE OF PROTECTION IP64 | 1093 | TEM | 1 | MC | 2.703 | 1
1FK70325AK711SA2 | SIMOTICS S SYNCHRONOUS SERVOMOTOR, 1FK7 COMPACT, 1.1 NM, 100 K, 6000 RPM, 0.50KW, NATURAL COOLING, IM B5 (IM V1, IM V3) POWER/SIGNAL CONNECTORS CONNECTOR CAN BE ROTATED BY 270 DEGR. RESOLVER MULTI-POLE (RESOLVER P=3); SHAFT WITH FITTED KEY, TOLERANCE N; W/O HOLDING BRAKE DEGREE OF PROTECTION IP65 FLANGE ON DRIVE END IP67 | 1195 | TEM | 1 | MC | 2.703 | 1
1FK70325AK711SA3 | SIMOTICS S SYNCHRONOUS SERVOMOTOR, 1FK7 COMPACT, 1.1 NM, 100 K, 6000 RPM, 0.50KW, NATURAL COOLING, IM B5 (IM V1, IM V3) POWER/SIGNAL CONNECTORS CONNECTOR CAN BE ROTATED BY 270 DEGR. RESOLVER MULTI-POLE (RESOLVER P=3); SHAFT WITH FITTED KEY, TOLERANCE N; W/O HOLDING BRAKE DEGREE OF PROTECTION IP64; PAINT FINISH RAL7016 | 1142 | TEM | 1 | MC | 2.703 | 1
1FK70325AK711SA5 | SIMOTICS S SYNCHRONOUS SERVOMOTOR, 1FK7 COMPACT, 1.1 NM, 100 K, 6000 RPM, 0.50KW, NATURAL COOLING, IM B5 (IM V1, IM V3) POWER/SIGNAL CONNECTORS CONNECTOR CAN BE ROTATED BY 270 DEGR. RESOLVER MULTI-POLE (RESOLVER P=3); SHAFT WITH FITTED KEY, TOLERANCE N; W/O HOLDING BRAKE DEGREE OF PROTECTION IP65 AS FLANGE IP67; PAINT FINISH RAL7016 | 1244 | TEM | 1 | MC | 2.703 | 1
1FK70325AK711SA8 | SIMOTICS S SYNCHRONOUS SERVOMOTOR, 1FK7 COMPACT, 1.1 NM, 100 K, 6000 RPM, 0.50KW, NATURAL COOLING, IM B5 (IM V1, IM V3) POWER/SIGNAL CONNECTORS CONNECTOR CAN BE ROTATED BY 270 DEGR. RESOLVER MULTI-POLE (RESOLVER P=3); SHAFT WITH FITTED KEY, TOLERANCE N; W/O HOLDING BRAKE DEGREE OF PROTECTION IP65 IP67 D-END FLANGE; RAL7016 COATING; METALLIC RATING PLATE AT MOTOR | 1353 | TEM | 1 | MC | 2.703 | 1
1FK70325AK711SB0 | SIMOTICS S SYNCHRONOUS SERVOMOTOR, 1FK7 COMPACT, 1.1 NM, 100 K, 6000 RPM, 0.50KW, NATURAL COOLING, IM B5 (IM V1, IM V3) POWER/SIGNAL CONNECTORS CONNECTOR CAN BE ROTATED BY 270 DEGR. RESOLVER MULTI-POLE (RESOLVER P=3); SHAFT WITH FITTED KEY, TOLERANCE N; WITH HOLDING BRAKE DEGREE OF PROTECTION IP64 | 1331 | TEM | 1 | MC | 3.002 | 1
1FK70325AK711SB2 | SIMOTICS S SYNCHRONOUS SERVOMOTOR, 1FK7 COMPACT, 1.1 NM, 100 K, 6000 RPM, 0.50KW, NATURAL COOLING, IM B5 (IM V1, IM V3) POWER/SIGNAL CONNECTORS CONNECTOR CAN BE ROTATED BY 270 DEGR. RESOLVER MULTI-POLE (RESOLVER P=3); SHAFT WITH FITTED KEY, TOLERANCE N; WITH HOLDING BRAKE DEGREE OF PROTECTION IP65 FLANGE ON DRIVE END IP67 | 1433 | TEM | 1 | MC | 3.002 | 1
1FK70325AK711SB3 | SIMOTICS S SYNCHRONOUS SERVOMOTOR, 1FK7 COMPACT, 1.1 NM, 100 K, 6000 RPM, 0.50KW, NATURAL COOLING, IM B5 (IM V1, IM V3) POWER/SIGNAL CONNECTORS CONNECTOR CAN BE ROTATED BY 270 DEGR. RESOLVER MULTI-POLE (RESOLVER P=3); SHAFT WITH FITTED KEY, TOLERANCE N; WITH HOLDING BRAKE DEGREE OF PROTECTION IP64; PAINT FINISH RAL7016 | 1380 | TEM | 1 | MC | 3.002 | 1
1FK70325AK711SB5 | SIMOTICS S SYNCHRONOUS SERVOMOTOR, 1FK7 COMPACT, 1.1 NM, 100 K, 6000 RPM, 0.50KW, NATURAL COOLING, IM B5 (IM V1, IM V3) POWER/SIGNAL CONNECTORS CONNECTOR CAN BE ROTATED BY 270 DEGR. RESOLVER MULTI-POLE (RESOLVER P=3); SHAFT WITH FITTED KEY, TOLERANCE N; WITH HOLDING BRAKE DEGREE OF PROTECTION IP65 AS FLANGE IP67; PAINT FINISH RAL7016 | 1482 | TEM | 1 | MC | 3.002 | 1
1FK70325AK711SB8 | SIMOTICS S SYNCHRONOUS SERVOMOTOR, 1FK7 COMPACT, 1.1 NM, 100 K, 6000 RPM, 0.50KW, NATURAL COOLING, IM B5 (IM V1, IM V3) POWER/SIGNAL CONNECTORS CONNECTOR CAN BE ROTATED BY 270 DEGR. RESOLVER MULTI-POLE (RESOLVER P=3); SHAFT WITH FITTED KEY, TOLERANCE N; WITH HOLDING BRAKE DEGREE OF PROTECTION IP65 IP67 D-END FLANGE; RAL7016 COATING; METALLIC RATING PLATE AT MOTOR | 1590 | TEM | 1 | MC | 3.002 | 1
1FK70325AK711SG0 | SIMOTICS S SYNCHRONOUS SERVOMOTOR, 1FK7 COMPACT, 1.1 NM, 100 K, 6000 RPM, 0.50KW, NATURAL COOLING, IM B5 (IM V1, IM V3) POWER/SIGNAL CONNECTORS CONNECTOR CAN BE ROTATED BY 270 DEGR. RESOLVER MULTI-POLE (RESOLVER P=3); PLAIN SHAFT, TOLERANCE N; W/O HOLDING BRAKE DEGREE OF PROTECTION IP64 | 1000 | TEM | 1 | MC | 2.703 | 1
1FK70325AK711SG2 | SIMOTICS S SYNCHRONOUS SERVOMOTOR, 1FK7 COMPACT, 1.1 NM, 100 K, 6000 RPM, 0.50KW, NATURAL COOLING, IM B5 (IM V1, IM V3) POWER/SIGNAL CONNECTORS CONNECTOR CAN BE ROTATED BY 270 DEGR. RESOLVER MULTI-POLE (RESOLVER P=3); PLAIN SHAFT, TOLERANCE N; W/O HOLDING BRAKE DEGREE OF PROTECTION IP65 FLANGE ON DRIVE END IP67 | 1101 | TEM | 1 | MC | 2.703 | 1
1FK70325AK711SG3 | SIMOTICS S SYNCHRONOUS SERVOMOTOR, 1FK7 COMPACT, 1.1 NM, 100 K, 6000 RPM, 0.50KW, NATURAL COOLING, IM B5 (IM V1, IM V3) POWER/SIGNAL CONNECTORS CONNECTOR CAN BE ROTATED BY 270 DEGR. RESOLVER MULTI-POLE (RESOLVER P=3); PLAIN SHAFT, TOLERANCE N; W/O HOLDING BRAKE DEGREE OF PROTECTION IP64; PAINT FINISH RAL7016 | 1049 | TEM | 1 | MC | 2.703 | 1
1FK70325AK711SG5 | SIMOTICS S SYNCHRONOUS SERVOMOTOR, 1FK7 COMPACT, 1.1 NM, 100 K, 6000 RPM, 0.50KW, NATURAL COOLING, IM B5 (IM V1, IM V3) POWER/SIGNAL CONNECTORS CONNECTOR CAN BE ROTATED BY 270 DEGR. RESOLVER MULTI-POLE (RESOLVER P=3); PLAIN SHAFT, TOLERANCE N; W/O HOLDING BRAKE DEGREE OF PROTECTION IP65 AS FLANGE IP67; PAINT FINISH RAL7016 | 1150 | TEM | 1 | MC | 2.703 | 1
1FK70325AK711SG8 | SIMOTICS S SYNCHRONOUS SERVOMOTOR, 1FK7 COMPACT, 1.1 NM, 100 K, 6000 RPM, 0.50KW, NATURAL COOLING, IM B5 (IM V1, IM V3) POWER/SIGNAL CONNECTORS CONNECTOR CAN BE ROTATED BY 270 DEGR. RESOLVER MULTI-POLE (RESOLVER P=3); PLAIN SHAFT, TOLERANCE N; W/O HOLDING BRAKE DEGREE OF PROTECTION IP65 IP67 D-END FLANGE; RAL7016 COATING; METALLIC RATING PLATE AT MOTOR | 1259 | TEM | 1 | MC | 2.703 | 1
1FK70325AK711SH0 | SIMOTICS S SYNCHRONOUS SERVOMOTOR, 1FK7 COMPACT, 1.1 NM, 100 K, 6000 RPM, 0.50KW, NATURAL COOLING, IM B5 (IM V1, IM V3) POWER/SIGNAL CONNECTORS CONNECTOR CAN BE ROTATED BY 270 DEGR. RESOLVER MULTI-POLE (RESOLVER P=3); PLAIN SHAFT, TOLERANCE N; WITH HOLDING BRAKE DEGREE OF PROTECTION IP64 | 1235 | TEM | 1 | MC | 3.002 | 1
1FK70325AK711SH2 | SIMOTICS S SYNCHRONOUS SERVOMOTOR, 1FK7 COMPACT, 1.1 NM, 100 K, 6000 RPM, 0.50KW, NATURAL COOLING, IM B5 (IM V1, IM V3) POWER/SIGNAL CONNECTORS CONNECTOR CAN BE ROTATED BY 270 DEGR. RESOLVER MULTI-POLE (RESOLVER P=3); PLAIN SHAFT, TOLERANCE N; WITH HOLDING BRAKE DEGREE OF PROTECTION IP65 FLANGE ON DRIVE END IP67 | 1336 | TEM | 1 | MC | 3.002 | 1
1FK70325AK711SH3 | SIMOTICS S SYNCHRONOUS SERVOMOTOR, 1FK7 COMPACT, 1.1 NM, 100 K, 6000 RPM, 0.50KW, NATURAL COOLING, IM B5 (IM V1, IM V3) POWER/SIGNAL CONNECTORS CONNECTOR CAN BE ROTATED BY 270 DEGR. RESOLVER MULTI-POLE (RESOLVER P=3); PLAIN SHAFT, TOLERANCE N; WITH HOLDING BRAKE DEGREE OF PROTECTION IP64; PAINT FINISH RAL7016 | 1284 | TEM | 1 | MC | 3.002 | 1
1FK70325AK711SH5 | SIMOTICS S SYNCHRONOUS SERVOMOTOR, 1FK7 COMPACT, 1.1 NM, 100 K, 6000 RPM, 0.50KW, NATURAL COOLING, IM B5 (IM V1, IM V3) POWER/SIGNAL CONNECTORS CONNECTOR CAN BE ROTATED BY 270 DEGR. RESOLVER MULTI-POLE (RESOLVER P=3); PLAIN SHAFT, TOLERANCE N; WITH HOLDING BRAKE DEGREE OF PROTECTION IP65 AS FLANGE IP67; PAINT FINISH RAL7016 | 1386 | TEM | 1 | MC | 3.002 | 1
1FK70325AK711SH8 | SIMOTICS S SYNCHRONOUS SERVOMOTOR, 1FK7 COMPACT, 1.1 NM, 100 K, 6000 RPM, 0.50KW, NATURAL COOLING, IM B5 (IM V1, IM V3) POWER/SIGNAL CONNECTORS CONNECTOR CAN BE ROTATED BY 270 DEGR. RESOLVER MULTI-POLE (RESOLVER P=3); PLAIN SHAFT, TOLERANCE N; WITH HOLDING BRAKE DEGREE OF PROTECTION IP65 IP67 D-END FLANGE; RAL7016 COATING; METALLIC RATING PLATE AT MOTOR | 1494 | TEM | 1 | MC | 3.002 | 1
1FK70325AK711TA0 | SIMOTICS S SYNCHRONOUS SERVOMOTOR, 1FK7 COMPACT, 1.1 NM, 100 K, 6000 RPM, 0.50KW, NATURAL COOLING, IM B5 (IM V1, IM V3) POWER/SIGNAL CONNECTORS CONNECTOR CAN BE ROTATED BY 270 DEGR. RESOLVER 2-POLE (RESOLVER P=1); SHAFT WITH FITTED KEY, TOLERANCE N; W/O HOLDING BRAKE DEGREE OF PROTECTION IP64 | 1093 | TEM | 1 | MC | 2.703 | 1
1FK70325AK711TA2 | SIMOTICS S SYNCHRONOUS SERVOMOTOR, 1FK7 COMPACT, 1.1 NM, 100 K, 6000 RPM, 0.50KW, NATURAL COOLING, IM B5 (IM V1, IM V3) POWER/SIGNAL CONNECTORS CONNECTOR CAN BE ROTATED BY 270 DEGR. RESOLVER 2-POLE (RESOLVER P=1); SHAFT WITH FITTED KEY, TOLERANCE N; W/O HOLDING BRAKE DEGREE OF PROTECTION IP65 FLANGE ON DRIVE END IP67 | 1195 | TEM | 1 | MC | 2.703 | 1
1FK70325AK711TA3 | SIMOTICS S SYNCHRONOUS SERVOMOTOR, 1FK7 COMPACT, 1.1 NM, 100 K, 6000 RPM, 0.50KW, NATURAL COOLING, IM B5 (IM V1, IM V3) POWER/SIGNAL CONNECTORS CONNECTOR CAN BE ROTATED BY 270 DEGR. RESOLVER 2-POLE (RESOLVER P=1); SHAFT WITH FITTED KEY, TOLERANCE N; W/O HOLDING BRAKE DEGREE OF PROTECTION IP64; PAINT FINISH RAL7016 | 1142 | TEM | 1 | MC | 2.703 | 1
1FK70325AK711TA5 | SIMOTICS S SYNCHRONOUS SERVOMOTOR, 1FK7 COMPACT, 1.1 NM, 100 K, 6000 RPM, 0.50KW, NATURAL COOLING, IM B5 (IM V1, IM V3) POWER/SIGNAL CONNECTORS CONNECTOR CAN BE ROTATED BY 270 DEGR. RESOLVER 2-POLE (RESOLVER P=1); SHAFT WITH FITTED KEY, TOLERANCE N; W/O HOLDING BRAKE DEGREE OF PROTECTION IP65 AS FLANGE IP67; PAINT FINISH RAL7016 | 1244 | TEM | 1 | MC | 2.703 | 1
1FK70325AK711TA8 | SIMOTICS S SYNCHRONOUS SERVOMOTOR, 1FK7 COMPACT, 1.1 NM, 100 K, 6000 RPM, 0.50KW, NATURAL COOLING, IM B5 (IM V1, IM V3) POWER/SIGNAL CONNECTORS CONNECTOR CAN BE ROTATED BY 270 DEGR. RESOLVER 2-POLE (RESOLVER P=1); SHAFT WITH FITTED KEY, TOLERANCE N; W/O HOLDING BRAKE DEGREE OF PROTECTION IP65 IP67 D-END FLANGE; RAL7016 COATING; METALLIC RATING PLATE AT MOTOR | 1353 | TEM | 1 | MC | 2.703 | 1
1FK70325AK711TB0 | SIMOTICS S SYNCHRONOUS SERVOMOTOR, 1FK7 COMPACT, 1.1 NM, 100 K, 6000 RPM, 0.50KW, NATURAL COOLING, IM B5 (IM V1, IM V3) POWER/SIGNAL CONNECTORS CONNECTOR CAN BE ROTATED BY 270 DEGR. RESOLVER 2-POLE (RESOLVER P=1); SHAFT WITH FITTED KEY, TOLERANCE N; WITH HOLDING BRAKE DEGREE OF PROTECTION IP64 | 1331 | TEM | 1 | MC | 3.002 | 1
1FK70325AK711TB2 | SIMOTICS S SYNCHRONOUS SERVOMOTOR, 1FK7 COMPACT, 1.1 NM, 100 K, 6000 RPM, 0.50KW, NATURAL COOLING, IM B5 (IM V1, IM V3) POWER/SIGNAL CONNECTORS CONNECTOR CAN BE ROTATED BY 270 DEGR. RESOLVER 2-POLE (RESOLVER P=1); SHAFT WITH FITTED KEY, TOLERANCE N; WITH HOLDING BRAKE DEGREE OF PROTECTION IP65 FLANGE ON DRIVE END IP67 | 1433 | TEM | 1 | MC | 3.002 | 1
1FK70325AK711TB3 | SIMOTICS S SYNCHRONOUS SERVOMOTOR, 1FK7 COMPACT, 1.1 NM, 100 K, 6000 RPM, 0.50KW, NATURAL COOLING, IM B5 (IM V1, IM V3) POWER/SIGNAL CONNECTORS CONNECTOR CAN BE ROTATED BY 270 DEGR. RESOLVER 2-POLE (RESOLVER P=1); SHAFT WITH FITTED KEY, TOLERANCE N; WITH HOLDING BRAKE DEGREE OF PROTECTION IP64; PAINT FINISH RAL7016 | 1380 | TEM | 1 | MC | 3.002 | 1
1FK70325AK711TB5 | SIMOTICS S SYNCHRONOUS SERVOMOTOR, 1FK7 COMPACT, 1.1 NM, 100 K, 6000 RPM, 0.50KW, NATURAL COOLING, IM B5 (IM V1, IM V3) POWER/SIGNAL CONNECTORS CONNECTOR CAN BE ROTATED BY 270 DEGR. RESOLVER 2-POLE (RESOLVER P=1); SHAFT WITH FITTED KEY, TOLERANCE N; WITH HOLDING BRAKE DEGREE OF PROTECTION IP65 AS FLANGE IP67; PAINT FINISH RAL7016 | 1482 | TEM | 1 | MC | 3.002 | 1
1FK70325AK711TB8 | SIMOTICS S SYNCHRONOUS SERVOMOTOR, 1FK7 COMPACT, 1.1 NM, 100 K, 6000 RPM, 0.50KW, NATURAL COOLING, IM B5 (IM V1, IM V3) POWER/SIGNAL CONNECTORS CONNECTOR CAN BE ROTATED BY 270 DEGR. RESOLVER 2-POLE (RESOLVER P=1); SHAFT WITH FITTED KEY, TOLERANCE N; WITH HOLDING BRAKE DEGREE OF PROTECTION IP65 IP67 D-END FLANGE; RAL7016 COATING; METALLIC RATING PLATE AT MOTOR | 1590 | TEM | 1 | MC | 3.002 | 1
1FK70325AK711TG0 | SIMOTICS S SYNCHRONOUS SERVOMOTOR, 1FK7 COMPACT, 1.1 NM, 100 K, 6000 RPM, 0.50KW, NATURAL COOLING, IM B5 (IM V1, IM V3) POWER/SIGNAL CONNECTORS CONNECTOR CAN BE ROTATED BY 270 DEGR. RESOLVER 2-POLE (RESOLVER P=1); PLAIN SHAFT, TOLERANCE N; W/O HOLDING BRAKE DEGREE OF PROTECTION IP64 | 1000 | TEM | 1 | MC | 2.703 | 1
1FK70325AK711TG2 | SIMOTICS S SYNCHRONOUS SERVOMOTOR, 1FK7 COMPACT, 1.1 NM, 100 K, 6000 RPM, 0.50KW, NATURAL COOLING, IM B5 (IM V1, IM V3) POWER/SIGNAL CONNECTORS CONNECTOR CAN BE ROTATED BY 270 DEGR. RESOLVER 2-POLE (RESOLVER P=1); PLAIN SHAFT, TOLERANCE N; W/O HOLDING BRAKE DEGREE OF PROTECTION IP65 FLANGE ON DRIVE END IP67 | 1101 | TEM | 1 | MC | 2.703 | 1
1FK70325AK711TG3 | SIMOTICS S SYNCHRONOUS SERVOMOTOR, 1FK7 COMPACT, 1.1 NM, 100 K, 6000 RPM, 0.50KW, NATURAL COOLING, IM B5 (IM V1, IM V3) POWER/SIGNAL CONNECTORS CONNECTOR CAN BE ROTATED BY 270 DEGR. RESOLVER 2-POLE (RESOLVER P=1); PLAIN SHAFT, TOLERANCE N; W/O HOLDING BRAKE DEGREE OF PROTECTION IP64; PAINT FINISH RAL7016 | 1049 | TEM | 1 | MC | 2.703 | 1
1FK70325AK711TG5 | SIMOTICS S SYNCHRONOUS SERVOMOTOR, 1FK7 COMPACT, 1.1 NM, 100 K, 6000 RPM, 0.50KW, NATURAL COOLING, IM B5 (IM V1, IM V3) POWER/SIGNAL CONNECTORS CONNECTOR CAN BE ROTATED BY 270 DEGR. RESOLVER 2-POLE (RESOLVER P=1); PLAIN SHAFT, TOLERANCE N; W/O HOLDING BRAKE DEGREE OF PROTECTION IP65 AS FLANGE IP67; PAINT FINISH RAL7016 | 1150 | TEM | 1 | MC | 2.703 | 1
1FK70325AK711TG8 | SIMOTICS S SYNCHRONOUS SERVOMOTOR, 1FK7 COMPACT, 1.1 NM, 100 K, 6000 RPM, 0.50KW, NATURAL COOLING, IM B5 (IM V1, IM V3) POWER/SIGNAL CONNECTORS CONNECTOR CAN BE ROTATED BY 270 DEGR. RESOLVER 2-POLE (RESOLVER P=1); PLAIN SHAFT, TOLERANCE N; W/O HOLDING BRAKE DEGREE OF PROTECTION IP65 IP67 D-END FLANGE; RAL7016 COATING; METALLIC RATING PLATE AT MOTOR | 1259 | TEM | 1 | MC | 2.703 | 1
1FK70325AK711TH0 | SIMOTICS S SYNCHRONOUS SERVOMOTOR, 1FK7 COMPACT, 1.1 NM, 100 K, 6000 RPM, 0.50KW, NATURAL COOLING, IM B5 (IM V1, IM V3) POWER/SIGNAL CONNECTORS CONNECTOR CAN BE ROTATED BY 270 DEGR. RESOLVER 2-POLE (RESOLVER P=1); PLAIN SHAFT, TOLERANCE N; WITH HOLDING BRAKE DEGREE OF PROTECTION IP64 | 1235 | TEM | 1 | MC | 3.002 | 1
1FK70325AK711TH2 | SIMOTICS S SYNCHRONOUS SERVOMOTOR, 1FK7 COMPACT, 1.1 NM, 100 K, 6000 RPM, 0.50KW, NATURAL COOLING, IM B5 (IM V1, IM V3) POWER/SIGNAL CONNECTORS CONNECTOR CAN BE ROTATED BY 270 DEGR. RESOLVER 2-POLE (RESOLVER P=1); PLAIN SHAFT, TOLERANCE N; WITH HOLDING BRAKE DEGREE OF PROTECTION IP65 FLANGE ON DRIVE END IP67 | 1336 | TEM | 1 | MC | 3.002 | 1
1FK70325AK711TH3 | SIMOTICS S SYNCHRONOUS SERVOMOTOR, 1FK7 COMPACT, 1.1 NM, 100 K, 6000 RPM, 0.50KW, NATURAL COOLING, IM B5 (IM V1, IM V3) POWER/SIGNAL CONNECTORS CONNECTOR CAN BE ROTATED BY 270 DEGR. RESOLVER 2-POLE (RESOLVER P=1); PLAIN SHAFT, TOLERANCE N; WITH HOLDING BRAKE DEGREE OF PROTECTION IP64; PAINT FINISH RAL7016 | 1284 | TEM | 1 | MC | 3.002 | 1
1FK70325AK711TH5 | SIMOTICS S SYNCHRONOUS SERVOMOTOR, 1FK7 COMPACT, 1.1 NM, 100 K, 6000 RPM, 0.50KW, NATURAL COOLING, IM B5 (IM V1, IM V3) POWER/SIGNAL CONNECTORS CONNECTOR CAN BE ROTATED BY 270 DEGR. RESOLVER 2-POLE (RESOLVER P=1); PLAIN SHAFT, TOLERANCE N; WITH HOLDING BRAKE DEGREE OF PROTECTION IP65 AS FLANGE IP67; PAINT FINISH RAL7016 | 1386 | TEM | 1 | MC | 3.002 | 1
1FK70325AK711TH8 | SIMOTICS S SYNCHRONOUS SERVOMOTOR, 1FK7 COMPACT, 1.1 NM, 100 K, 6000 RPM, 0.50KW, NATURAL COOLING, IM B5 (IM V1, IM V3) POWER/SIGNAL CONNECTORS CONNECTOR CAN BE ROTATED BY 270 DEGR. RESOLVER 2-POLE (RESOLVER P=1); PLAIN SHAFT, TOLERANCE N; WITH HOLDING BRAKE DEGREE OF PROTECTION IP65 IP67 D-END FLANGE; RAL7016 COATING; METALLIC RATING PLATE AT MOTOR | 1494 | TEM | 1 | MC | 3.002 | 1
1FK70325AK711UA0 | SIMOTICS S SYNCHRONOUS SERVOMOTOR, 1FK7 COMPACT, 1.1 NM, 100 K, 6000 RPM, 0.50KW, NATURAL COOLING, IM B5 (IM V1, IM V3) POWER/SIGNAL CONNECTORS CONNECTOR CAN BE ROTATED BY 270 DEGR. RESOLVER MULTI-POLE (RESOLVER P=3) WITH DRIVE-CLIQ INTERFACE; SHAFT WITH FITTED KEY, TOLERANCE N; W/O HOLDING BRAKE DEGREE OF PROTECTION IP64 | 1355 | TEM | 1 | MC | 2.703 | 1
1FK70325AK711UA2 | SIMOTICS S SYNCHRONOUS SERVOMOTOR, 1FK7 COMPACT, 1.1 NM, 100 K, 6000 RPM, 0.50KW, NATURAL COOLING, IM B5 (IM V1, IM V3) POWER/SIGNAL CONNECTORS CONNECTOR CAN BE ROTATED BY 270 DEGR. RESOLVER MULTI-POLE (RESOLVER P=3) WITH DRIVE-CLIQ INTERFACE; SHAFT WITH FITTED KEY, TOLERANCE N; W/O HOLDING BRAKE DEGREE OF PROTECTION IP65 FLANGE ON DRIVE END IP67 | 1457 | TEM | 1 | MC | 2.703 | 1
1FK70325AK711UA3 | SIMOTICS S SYNCHRONOUS SERVOMOTOR, 1FK7 COMPACT, 1.1 NM, 100 K, 6000 RPM, 0.50KW, NATURAL COOLING, IM B5 (IM V1, IM V3) POWER/SIGNAL CONNECTORS CONNECTOR CAN BE ROTATED BY 270 DEGR. RESOLVER MULTI-POLE (RESOLVER P=3) WITH DRIVE-CLIQ INTERFACE; SHAFT WITH FITTED KEY, TOLERANCE N; W/O HOLDING BRAKE DEGREE OF PROTECTION IP64; PAINT FINISH RAL7016 | 1404 | TEM | 1 | MC | 2.703 | 1
1FK70325AK711UA5 | SIMOTICS S SYNCHRONOUS SERVOMOTOR, 1FK7 COMPACT, 1.1 NM, 100 K, 6000 RPM, 0.50KW, NATURAL COOLING, IM B5 (IM V1, IM V3) POWER/SIGNAL CONNECTORS CONNECTOR CAN BE ROTATED BY 270 DEGR. RESOLVER MULTI-POLE (RESOLVER P=3) WITH DRIVE-CLIQ INTERFACE; SHAFT WITH FITTED KEY, TOLERANCE N; W/O HOLDING BRAKE DEGREE OF PROTECTION IP65 AS FLANGE IP67; PAINT FINISH RAL7016 | 1506 | TEM | 1 | MC | 2.703 | 1
1FK70325AK711UA8 | SIMOTICS S SYNCHRONOUS SERVOMOTOR, 1FK7 COMPACT, 1.1 NM, 100 K, 6000 RPM, 0.50KW, NATURAL COOLING, IM B5 (IM V1, IM V3) POWER/SIGNAL CONNECTORS CONNECTOR CAN BE ROTATED BY 270 DEGR. RESOLVER MULTI-POLE (RESOLVER P=3) WITH DRIVE-CLIQ INTERFACE; SHAFT WITH FITTED KEY, TOLERANCE N; W/O HOLDING BRAKE DEGREE OF PROTECTION IP65 IP67 D-END FLANGE; RAL7016 COATING; METALLIC RATING PLATE AT MOTOR | 1614 | TEM | 1 | MC | 2.703 | 1
1FK70325AK711UB0 | SIMOTICS S SYNCHRONOUS SERVOMOTOR, 1FK7 COMPACT, 1.1 NM, 100 K, 6000 RPM, 0.50KW, NATURAL COOLING, IM B5 (IM V1, IM V3) POWER/SIGNAL CONNECTORS CONNECTOR CAN BE ROTATED BY 270 DEGR. RESOLVER MULTI-POLE (RESOLVER P=3) WITH DRIVE-CLIQ INTERFACE; SHAFT WITH FITTED KEY, TOLERANCE N; WITH HOLDING BRAKE DEGREE OF PROTECTION IP64 | 1593 | TEM | 1 | MC | 3.002 | 1
1FK70325AK711UB2 | SIMOTICS S SYNCHRONOUS SERVOMOTOR, 1FK7 COMPACT, 1.1 NM, 100 K, 6000 RPM, 0.50KW, NATURAL COOLING, IM B5 (IM V1, IM V3) POWER/SIGNAL CONNECTORS CONNECTOR CAN BE ROTATED BY 270 DEGR. RESOLVER MULTI-POLE (RESOLVER P=3) WITH DRIVE-CLIQ INTERFACE; SHAFT WITH FITTED KEY, TOLERANCE N; WITH HOLDING BRAKE DEGREE OF PROTECTION IP65 FLANGE ON DRIVE END IP67 | 1694 | TEM | 1 | MC | 3.002 | 1
1FK70325AK711UB3 | SIMOTICS S SYNCHRONOUS SERVOMOTOR, 1FK7 COMPACT, 1.1 NM, 100 K, 6000 RPM, 0.50KW, NATURAL COOLING, IM B5 (IM V1, IM V3) POWER/SIGNAL CONNECTORS CONNECTOR CAN BE ROTATED BY 270 DEGR. RESOLVER MULTI-POLE (RESOLVER P=3) WITH DRIVE-CLIQ INTERFACE; SHAFT WITH FITTED KEY, TOLERANCE N; WITH HOLDING BRAKE DEGREE OF PROTECTION IP64; PAINT FINISH RAL7016 | 1642 | TEM | 1 | MC | 3.002 | 1
1FK70325AK711UB5 | SIMOTICS S SYNCHRONOUS SERVOMOTOR, 1FK7 COMPACT, 1.1 NM, 100 K, 6000 RPM, 0.50KW, NATURAL COOLING, IM B5 (IM V1, IM V3) POWER/SIGNAL CONNECTORS CONNECTOR CAN BE ROTATED BY 270 DEGR. RESOLVER MULTI-POLE (RESOLVER P=3) WITH DRIVE-CLIQ INTERFACE; SHAFT WITH FITTED KEY, TOLERANCE N; WITH HOLDING BRAKE DEGREE OF PROTECTION IP65 AS FLANGE IP67; PAINT FINISH RAL7016 | 1744 | TEM | 1 | MC | 3.002 | 1
1FK70325AK711UB8 | SIMOTICS S SYNCHRONOUS SERVOMOTOR, 1FK7 COMPACT, 1.1 NM, 100 K, 6000 RPM, 0.50KW, NATURAL COOLING, IM B5 (IM V1, IM V3) POWER/SIGNAL CONNECTORS CONNECTOR CAN BE ROTATED BY 270 DEGR. RESOLVER MULTI-POLE (RESOLVER P=3) WITH DRIVE-CLIQ INTERFACE; SHAFT WITH FITTED KEY, TOLERANCE N; WITH HOLDING BRAKE DEGREE OF PROTECTION IP65 IP67 D-END FLANGE; RAL7016 COATING; METALLIC RATING PLATE AT MOTOR | 1852 | TEM | 1 | MC | 3.002 | 1
1FK70325AK711UG0 | SIMOTICS S SYNCHRONOUS SERVOMOTOR, 1FK7 COMPACT, 1.1 NM, 100 K, 6000 RPM, 0.50KW, NATURAL COOLING, IM B5 (IM V1, IM V3) POWER/SIGNAL CONNECTORS CONNECTOR CAN BE ROTATED BY 270 DEGR. RESOLVER MULTI-POLE (RESOLVER P=3) WITH DRIVE-CLIQ INTERFACE; PLAIN SHAFT, TOLERANCE N; W/O HOLDING BRAKE DEGREE OF PROTECTION IP64 | 1261 | TEM | 1 | MC | 2.703 | 1
1FK70325AK711UG2 | SIMOTICS S SYNCHRONOUS SERVOMOTOR, 1FK7 COMPACT, 1.1 NM, 100 K, 6000 RPM, 0.50KW, NATURAL COOLING, IM B5 (IM V1, IM V3) POWER/SIGNAL CONNECTORS CONNECTOR CAN BE ROTATED BY 270 DEGR. RESOLVER MULTI-POLE (RESOLVER P=3) WITH DRIVE-CLIQ INTERFACE; PLAIN SHAFT, TOLERANCE N; W/O HOLDING BRAKE DEGREE OF PROTECTION IP65 FLANGE ON DRIVE END IP67 | 1363 | TEM | 1 | MC | 2.703 | 1
1FK70325AK711UG3 | SIMOTICS S SYNCHRONOUS SERVOMOTOR, 1FK7 COMPACT, 1.1 NM, 100 K, 6000 RPM, 0.50KW, NATURAL COOLING, IM B5 (IM V1, IM V3) POWER/SIGNAL CONNECTORS CONNECTOR CAN BE ROTATED BY 270 DEGR. RESOLVER MULTI-POLE (RESOLVER P=3) WITH DRIVE-CLIQ INTERFACE; PLAIN SHAFT, TOLERANCE N; W/O HOLDING BRAKE DEGREE OF PROTECTION IP64; PAINT FINISH RAL7016 | 1311 | TEM | 1 | MC | 2.703 | 1
1FK70325AK711UG5 | SIMOTICS S SYNCHRONOUS SERVOMOTOR, 1FK7 COMPACT, 1.1 NM, 100 K, 6000 RPM, 0.50KW, NATURAL COOLING, IM B5 (IM V1, IM V3) POWER/SIGNAL CONNECTORS CONNECTOR CAN BE ROTATED BY 270 DEGR. RESOLVER MULTI-POLE (RESOLVER P=3) WITH DRIVE-CLIQ INTERFACE; PLAIN SHAFT, TOLERANCE N; W/O HOLDING BRAKE DEGREE OF PROTECTION IP65 AS FLANGE IP67; PAINT FINISH RAL7016 | 1412 | TEM | 1 | MC | 2.703 | 1
1FK70325AK711UG8 | SIMOTICS S SYNCHRONOUS SERVOMOTOR, 1FK7 COMPACT, 1.1 NM, 100 K, 6000 RPM, 0.50KW, NATURAL COOLING, IM B5 (IM V1, IM V3) POWER/SIGNAL CONNECTORS CONNECTOR CAN BE ROTATED BY 270 DEGR. RESOLVER MULTI-POLE (RESOLVER P=3) WITH DRIVE-CLIQ INTERFACE; PLAIN SHAFT, TOLERANCE N; W/O HOLDING BRAKE DEGREE OF PROTECTION IP65 IP67 D-END FLANGE; RAL7016 COATING; METALLIC RATING PLATE AT MOTOR | 1521 | TEM | 1 | MC | 2.703 | 1
1FK70325AK711UH0 | SIMOTICS S SYNCHRONOUS SERVOMOTOR, 1FK7 COMPACT, 1.1 NM, 100 K, 6000 RPM, 0.50KW, NATURAL COOLING, IM B5 (IM V1, IM V3) POWER/SIGNAL CONNECTORS CONNECTOR CAN BE ROTATED BY 270 DEGR. RESOLVER MULTI-POLE (RESOLVER P=3) WITH DRIVE-CLIQ INTERFACE; PLAIN SHAFT, TOLERANCE N; WITH HOLDING BRAKE DEGREE OF PROTECTION IP64 | 1496 | TEM | 1 | MC | 3.002 | 1
1FK70325AK711UH2 | SIMOTICS S SYNCHRONOUS SERVOMOTOR, 1FK7 COMPACT, 1.1 NM, 100 K, 6000 RPM, 0.50KW, NATURAL COOLING, IM B5 (IM V1, IM V3) POWER/SIGNAL CONNECTORS CONNECTOR CAN BE ROTATED BY 270 DEGR. RESOLVER MULTI-POLE (RESOLVER P=3) WITH DRIVE-CLIQ INTERFACE; PLAIN SHAFT, TOLERANCE N; WITH HOLDING BRAKE DEGREE OF PROTECTION IP65 FLANGE ON DRIVE END IP67 | 1598 | TEM | 1 | MC | 3.002 | 1
1FK70325AK711UH3 | SIMOTICS S SYNCHRONOUS SERVOMOTOR, 1FK7 COMPACT, 1.1 NM, 100 K, 6000 RPM, 0.50KW, NATURAL COOLING, IM B5 (IM V1, IM V3) POWER/SIGNAL CONNECTORS CONNECTOR CAN BE ROTATED BY 270 DEGR. RESOLVER MULTI-POLE (RESOLVER P=3) WITH DRIVE-CLIQ INTERFACE; PLAIN SHAFT, TOLERANCE N; WITH HOLDING BRAKE DEGREE OF PROTECTION IP64; PAINT FINISH RAL7016 | 1546 | TEM | 1 | MC | 3.002 | 1
1FK70325AK711UH5 | SIMOTICS S SYNCHRONOUS SERVOMOTOR, 1FK7 COMPACT, 1.1 NM, 100 K, 6000 RPM, 0.50KW, NATURAL COOLING, IM B5 (IM V1, IM V3) POWER/SIGNAL CONNECTORS CONNECTOR CAN BE ROTATED BY 270 DEGR. RESOLVER MULTI-POLE (RESOLVER P=3) WITH DRIVE-CLIQ INTERFACE; PLAIN SHAFT, TOLERANCE N; WITH HOLDING BRAKE DEGREE OF PROTECTION IP65 AS FLANGE IP67; PAINT FINISH RAL7016 | 1647 | TEM | 1 | MC | 3.002 | 1
1FK70325AK711UH8 | SIMOTICS S SYNCHRONOUS SERVOMOTOR, 1FK7 COMPACT, 1.1 NM, 100 K, 6000 RPM, 0.50KW, NATURAL COOLING, IM B5 (IM V1, IM V3) POWER/SIGNAL CONNECTORS CONNECTOR CAN BE ROTATED BY 270 DEGR. RESOLVER MULTI-POLE (RESOLVER P=3) WITH DRIVE-CLIQ INTERFACE; PLAIN SHAFT, TOLERANCE N; WITH HOLDING BRAKE DEGREE OF PROTECTION IP65 IP67 D-END FLANGE; RAL7016 COATING; METALLIC RATING PLATE AT MOTOR | 1756 | TEM | 1 | MC | 3.002 | 1
1FK70325AK711VA0 | SIMOTICS S SYNCHRONOUS SERVOMOTOR, 1FK7 COMPACT, 1.1 NM, 100 K, 6000 RPM, 0.50KW, NATURAL COOLING, IM B5 (IM V1, IM V3) POWER/SIGNAL CONNECTORS CONNECTOR CAN BE ROTATED BY 270 DEGR. BASIC ABSOLUTE ENCODER 16 P/REV (ENCODER A-16) WITH DRIVE-CLIQ INTERFACE; PERFORMANCE REDUCTION BY 10% DUE TO ABSOLUTE ENCODER; SHAFT WITH FITTED KEY, TOLERANCE N; W/O HOLDING BRAKE DEGREE OF PROTECTION IP64 | 1831 | TEM | 1 | MC | 2.703 | 1
1FK70325AK711VA2 | SIMOTICS S SYNCHRONOUS SERVOMOTOR, 1FK7 COMPACT, 1.1 NM, 100 K, 6000 RPM, 0.50KW, NATURAL COOLING, IM B5 (IM V1, IM V3) POWER/SIGNAL CONNECTORS CONNECTOR CAN BE ROTATED BY 270 DEGR. BASIC ABSOLUTE ENCODER 16 P/REV (ENCODER A-16) WITH DRIVE-CLIQ INTERFACE; PERFORMANCE REDUCTION BY 10% DUE TO ABSOLUTE ENCODER; SHAFT WITH FITTED KEY, TOLERANCE N; W/O HOLDING BRAKE DEGREE OF PROTECTION IP65 FLANGE ON DRIVE END IP67 | 1932 | TEM | 1 | MC | 2.703 | 1
1FK70325AK711VA3 | SIMOTICS S SYNCHRONOUS SERVOMOTOR, 1FK7 COMPACT, 1.1 NM, 100 K, 6000 RPM, 0.50KW, NATURAL COOLING, IM B5 (IM V1, IM V3) POWER/SIGNAL CONNECTORS CONNECTOR CAN BE ROTATED BY 270 DEGR. BASIC ABSOLUTE ENCODER 16 P/REV (ENCODER A-16) WITH DRIVE-CLIQ INTERFACE; PERFORMANCE REDUCTION BY 10% DUE TO ABSOLUTE ENCODER; SHAFT WITH FITTED KEY, TOLERANCE N; W/O HOLDING BRAKE DEGREE OF PROTECTION IP64; PAINT FINISH RAL7016 | 1880 | TEM | 1 | MC | 2.703 | 1
1FK70325AK711VA5 | SIMOTICS S SYNCHRONOUS SERVOMOTOR, 1FK7 COMPACT, 1.1 NM, 100 K, 6000 RPM, 0.50KW, NATURAL COOLING, IM B5 (IM V1, IM V3) POWER/SIGNAL CONNECTORS CONNECTOR CAN BE ROTATED BY 270 DEGR. BASIC ABSOLUTE ENCODER 16 P/REV (ENCODER A-16) WITH DRIVE-CLIQ INTERFACE; PERFORMANCE REDUCTION BY 10% DUE TO ABSOLUTE ENCODER; SHAFT WITH FITTED KEY, TOLERANCE N; W/O HOLDING BRAKE DEGREE OF PROTECTION IP65 AS FLANGE IP67; PAINT FINISH RAL7016 | 1981 | TEM | 1 | MC | 2.703 | 1
1FK70325AK711VA8 | SIMOTICS S SYNCHRONOUS SERVOMOTOR, 1FK7 COMPACT, 1.1 NM, 100 K, 6000 RPM, 0.50KW, NATURAL COOLING, IM B5 (IM V1, IM V3) POWER/SIGNAL CONNECTORS CONNECTOR CAN BE ROTATED BY 270 DEGR. BASIC ABSOLUTE ENCODER 16 P/REV (ENCODER A-16) WITH DRIVE-CLIQ INTERFACE; PERFORMANCE REDUCTION BY 10% DUE TO ABSOLUTE ENCODER; SHAFT WITH FITTED KEY, TOLERANCE N; W/O HOLDING BRAKE DEGREE OF PROTECTION IP65 IP67 D-END FLANGE; RAL7016 COATING; METALLIC RATING PLATE AT MOTOR | 2090 | TEM | 1 | MC | 2.703 | 1
1FK70325AK711VB0 | SIMOTICS S SYNCHRONOUS SERVOMOTOR, 1FK7 COMPACT, 1.1 NM, 100 K, 6000 RPM, 0.50KW, NATURAL COOLING, IM B5 (IM V1, IM V3) POWER/SIGNAL CONNECTORS CONNECTOR CAN BE ROTATED BY 270 DEGR. BASIC ABSOLUTE ENCODER 16 P/REV (ENCODER A-16) WITH DRIVE-CLIQ INTERFACE; PERFORMANCE REDUCTION BY 10% DUE TO ABSOLUTE ENCODER; SHAFT WITH FITTED KEY, TOLERANCE N; WITH HOLDING BRAKE DEGREE OF PROTECTION IP64 | 2068 | TEM | 1 | MC | 3.002 | 1
1FK70325AK711VB2 | SIMOTICS S SYNCHRONOUS SERVOMOTOR, 1FK7 COMPACT, 1.1 NM, 100 K, 6000 RPM, 0.50KW, NATURAL COOLING, IM B5 (IM V1, IM V3) POWER/SIGNAL CONNECTORS CONNECTOR CAN BE ROTATED BY 270 DEGR. BASIC ABSOLUTE ENCODER 16 P/REV (ENCODER A-16) WITH DRIVE-CLIQ INTERFACE; PERFORMANCE REDUCTION BY 10% DUE TO ABSOLUTE ENCODER; SHAFT WITH FITTED KEY, TOLERANCE N; WITH HOLDING BRAKE DEGREE OF PROTECTION IP65 FLANGE ON DRIVE END IP67 | 2170 | TEM | 1 | MC | 3.002 | 1
1FK70325AK711VB3 | SIMOTICS S SYNCHRONOUS SERVOMOTOR, 1FK7 COMPACT, 1.1 NM, 100 K, 6000 RPM, 0.50KW, NATURAL COOLING, IM B5 (IM V1, IM V3) POWER/SIGNAL CONNECTORS CONNECTOR CAN BE ROTATED BY 270 DEGR. BASIC ABSOLUTE ENCODER 16 P/REV (ENCODER A-16) WITH DRIVE-CLIQ INTERFACE; PERFORMANCE REDUCTION BY 10% DUE TO ABSOLUTE ENCODER; SHAFT WITH FITTED KEY, TOLERANCE N; WITH HOLDING BRAKE DEGREE OF PROTECTION IP64; PAINT FINISH RAL7016 | 2118 | TEM | 1 | MC | 3.002 | 1
1FK70325AK711VB5 | SIMOTICS S SYNCHRONOUS SERVOMOTOR, 1FK7 COMPACT, 1.1 NM, 100 K, 6000 RPM, 0.50KW, NATURAL COOLING, IM B5 (IM V1, IM V3) POWER/SIGNAL CONNECTORS CONNECTOR CAN BE ROTATED BY 270 DEGR. BASIC ABSOLUTE ENCODER 16 P/REV (ENCODER A-16) WITH DRIVE-CLIQ INTERFACE; PERFORMANCE REDUCTION BY 10% DUE TO ABSOLUTE ENCODER; SHAFT WITH FITTED KEY, TOLERANCE N; WITH HOLDING BRAKE DEGREE OF PROTECTION IP65 AS FLANGE IP67; PAINT FINISH RAL7016 | 2219 | TEM | 1 | MC | 3.002 | 1
1FK70325AK711VB8 | SIMOTICS S SYNCHRONOUS SERVOMOTOR, 1FK7 COMPACT, 1.1 NM, 100 K, 6000 RPM, 0.50KW, NATURAL COOLING, IM B5 (IM V1, IM V3) POWER/SIGNAL CONNECTORS CONNECTOR CAN BE ROTATED BY 270 DEGR. BASIC ABSOLUTE ENCODER 16 P/REV (ENCODER A-16) WITH DRIVE-CLIQ INTERFACE; PERFORMANCE REDUCTION BY 10% DUE TO ABSOLUTE ENCODER; SHAFT WITH FITTED KEY, TOLERANCE N; WITH HOLDING BRAKE DEGREE OF PROTECTION IP65 IP67 D-END FLANGE; RAL7016 COATING; METALLIC RATING PLATE AT MOTOR | 2328 | TEM | 1 | MC | 3.002 | 1
1FK70325AK711VG0 | SIMOTICS S SYNCHRONOUS SERVOMOTOR, 1FK7 COMPACT, 1.1 NM, 100 K, 6000 RPM, 0.50KW, NATURAL COOLING, IM B5 (IM V1, IM V3) POWER/SIGNAL CONNECTORS CONNECTOR CAN BE ROTATED BY 270 DEGR. BASIC ABSOLUTE ENCODER 16 P/REV (ENCODER A-16) WITH DRIVE-CLIQ INTERFACE; PERFORMANCE REDUCTION BY 10% DUE TO ABSOLUTE ENCODER; PLAIN SHAFT, TOLERANCE N; W/O HOLDING BRAKE DEGREE OF PROTECTION IP64 | 1737 | TEM | 1 | MC | 2.703 | 1
1FK70325AK711VG2 | SIMOTICS S SYNCHRONOUS SERVOMOTOR, 1FK7 COMPACT, 1.1 NM, 100 K, 6000 RPM, 0.50KW, NATURAL COOLING, IM B5 (IM V1, IM V3) POWER/SIGNAL CONNECTORS CONNECTOR CAN BE ROTATED BY 270 DEGR. BASIC ABSOLUTE ENCODER 16 P/REV (ENCODER A-16) WITH DRIVE-CLIQ INTERFACE; PERFORMANCE REDUCTION BY 10% DUE TO ABSOLUTE ENCODER; PLAIN SHAFT, TOLERANCE N; W/O HOLDING BRAKE DEGREE OF PROTECTION IP65 FLANGE ON DRIVE END IP67 | 1838 | TEM | 1 | MC | 2.703 | 1
1FK70325AK711VG3 | SIMOTICS S SYNCHRONOUS SERVOMOTOR, 1FK7 COMPACT, 1.1 NM, 100 K, 6000 RPM, 0.50KW, NATURAL COOLING, IM B5 (IM V1, IM V3) POWER/SIGNAL CONNECTORS CONNECTOR CAN BE ROTATED BY 270 DEGR. BASIC ABSOLUTE ENCODER 16 P/REV (ENCODER A-16) WITH DRIVE-CLIQ INTERFACE; PERFORMANCE REDUCTION BY 10% DUE TO ABSOLUTE ENCODER; PLAIN SHAFT, TOLERANCE N; W/O HOLDING BRAKE DEGREE OF PROTECTION IP64; PAINT FINISH RAL7016 | 1786 | TEM | 1 | MC | 2.703 | 1
1FK70325AK711VG5 | SIMOTICS S SYNCHRONOUS SERVOMOTOR, 1FK7 COMPACT, 1.1 NM, 100 K, 6000 RPM, 0.50KW, NATURAL COOLING, IM B5 (IM V1, IM V3) POWER/SIGNAL CONNECTORS CONNECTOR CAN BE ROTATED BY 270 DEGR. BASIC ABSOLUTE ENCODER 16 P/REV (ENCODER A-16) WITH DRIVE-CLIQ INTERFACE; PERFORMANCE REDUCTION BY 10% DUE TO ABSOLUTE ENCODER; PLAIN SHAFT, TOLERANCE N; W/O HOLDING BRAKE DEGREE OF PROTECTION IP65 AS FLANGE IP67; PAINT FINISH RAL7016 | 1888 | TEM | 1 | MC | 2.703 | 1
1FK70325AK711VG8 | SIMOTICS S SYNCHRONOUS SERVOMOTOR, 1FK7 COMPACT, 1.1 NM, 100 K, 6000 RPM, 0.50KW, NATURAL COOLING, IM B5 (IM V1, IM V3) POWER/SIGNAL CONNECTORS CONNECTOR CAN BE ROTATED BY 270 DEGR. BASIC ABSOLUTE ENCODER 16 P/REV (ENCODER A-16) WITH DRIVE-CLIQ INTERFACE; PERFORMANCE REDUCTION BY 10% DUE TO ABSOLUTE ENCODER; PLAIN SHAFT, TOLERANCE N; W/O HOLDING BRAKE DEGREE OF PROTECTION IP65 IP67 D-END FLANGE; RAL7016 COATING; METALLIC RATING PLATE AT MOTOR | 1996 | TEM | 1 | MC | 2.703 | 1
1FK70325AK711VH0 | SIMOTICS S SYNCHRONOUS SERVOMOTOR, 1FK7 COMPACT, 1.1 NM, 100 K, 6000 RPM, 0.50KW, NATURAL COOLING, IM B5 (IM V1, IM V3) POWER/SIGNAL CONNECTORS CONNECTOR CAN BE ROTATED BY 270 DEGR. BASIC ABSOLUTE ENCODER 16 P/REV (ENCODER A-16) WITH DRIVE-CLIQ INTERFACE; PERFORMANCE REDUCTION BY 10% DUE TO ABSOLUTE ENCODER; PLAIN SHAFT, TOLERANCE N; WITH HOLDING BRAKE DEGREE OF PROTECTION IP64 | 1972 | TEM | 1 | MC | 3.002 | 1
1FK70325AK711VH2 | SIMOTICS S SYNCHRONOUS SERVOMOTOR, 1FK7 COMPACT, 1.1 NM, 100 K, 6000 RPM, 0.50KW, NATURAL COOLING, IM B5 (IM V1, IM V3) POWER/SIGNAL CONNECTORS CONNECTOR CAN BE ROTATED BY 270 DEGR. BASIC ABSOLUTE ENCODER 16 P/REV (ENCODER A-16) WITH DRIVE-CLIQ INTERFACE; PERFORMANCE REDUCTION BY 10% DUE TO ABSOLUTE ENCODER; PLAIN SHAFT, TOLERANCE N; WITH HOLDING BRAKE DEGREE OF PROTECTION IP65 FLANGE ON DRIVE END IP67 | 2074 | TEM | 1 | MC | 3.002 | 1
1FK70325AK711VH3 | SIMOTICS S SYNCHRONOUS SERVOMOTOR, 1FK7 COMPACT, 1.1 NM, 100 K, 6000 RPM, 0.50KW, NATURAL COOLING, IM B5 (IM V1, IM V3) POWER/SIGNAL CONNECTORS CONNECTOR CAN BE ROTATED BY 270 DEGR. BASIC ABSOLUTE ENCODER 16 P/REV (ENCODER A-16) WITH DRIVE-CLIQ INTERFACE; PERFORMANCE REDUCTION BY 10% DUE TO ABSOLUTE ENCODER; PLAIN SHAFT, TOLERANCE N; WITH HOLDING BRAKE DEGREE OF PROTECTION IP64; PAINT FINISH RAL7016 | 2021 | TEM | 1 | MC | 3.002 | 1
1FK70325AK711VH5 | SIMOTICS S SYNCHRONOUS SERVOMOTOR, 1FK7 COMPACT, 1.1 NM, 100 K, 6000 RPM, 0.50KW, NATURAL COOLING, IM B5 (IM V1, IM V3) POWER/SIGNAL CONNECTORS CONNECTOR CAN BE ROTATED BY 270 DEGR. BASIC ABSOLUTE ENCODER 16 P/REV (ENCODER A-16) WITH DRIVE-CLIQ INTERFACE; PERFORMANCE REDUCTION BY 10% DUE TO ABSOLUTE ENCODER; PLAIN SHAFT, TOLERANCE N; WITH HOLDING BRAKE DEGREE OF PROTECTION IP65 AS FLANGE IP67; PAINT FINISH RAL7016 | 2123 | TEM | 1 | MC | 3.002 | 1
1FK70325AK711VH8 | SIMOTICS S SYNCHRONOUS SERVOMOTOR, 1FK7 COMPACT, 1.1 NM, 100 K, 6000 RPM, 0.50KW, NATURAL COOLING, IM B5 (IM V1, IM V3) POWER/SIGNAL CONNECTORS CONNECTOR CAN BE ROTATED BY 270 DEGR. BASIC ABSOLUTE ENCODER 16 P/REV (ENCODER A-16) WITH DRIVE-CLIQ INTERFACE; PERFORMANCE REDUCTION BY 10% DUE TO ABSOLUTE ENCODER; PLAIN SHAFT, TOLERANCE N; WITH HOLDING BRAKE DEGREE OF PROTECTION IP65 IP67 D-END FLANGE; RAL7016 COATING; METALLIC RATING PLATE AT MOTOR | 2231 | TEM | 1 | MC | 3.002 | 1
1FK70325AK717TA3 | SIMOTICS S SYNCHRONOUS SERVOMOTOR, 1FK7 COMPACT, 1.1 NM, 100 K, 6000 RPM, 0,50KW NATURAL COOLING, IM B5 (IM V1, IM V3) FREE CABLE END 0.5M OUTGOING TO ND-END WITH CONNECTOR SIZE 1 RESOLVER 2-POLE (RESOLVER P=1); SHAFT WITH FITTED KEY, TOLERANCE N; W/O HOLDING BRAKE DEGREE OF PROTECTION IP64; PAINT FINISH RAL7016 | 1409 | TEM | 1 | MC | 2.703 | 1
1FK70325AK717TG0 | SIMOTICS S SYNCHRONOUS SERVOMOTOR, 1FK7 COMPACT, 1.1 NM, 100 K, 6000 RPM, 0,50KW NATURAL COOLING, IM B5 (IM V1, IM V3) FREE CABLE END 0.5M OUTGOING TO ND-END WITH CONNECTOR SIZE 1 RESOLVER 2-POLE (RESOLVER P=1); PLAIN SHAFT, TOLERANCE N; W/O HOLDING BRAKE DEGREE OF PROTECTION IP64 | 1266 | TEM | 1 | MC | 2.703 | 1
1FK70325AK717TH0 | SIMOTICS S SYNCHRONOUS SERVOMOTOR, 1FK7 COMPACT, 1.1 NM, 100 K, 6000 RPM, 0,50KW NATURAL COOLING, IM B5 (IM V1, IM V3) FREE CABLE END 0.5M OUTGOING TO ND-END WITH CONNECTOR SIZE 1 RESOLVER 2-POLE (RESOLVER P=1); PLAIN SHAFT, TOLERANCE N; WITH HOLDING BRAKE DEGREE OF PROTECTION IP64 | 1501 | TEM | 1 | MC | 3.002 | 1
1FK70325AK717TH3 | SIMOTICS S SYNCHRONOUS SERVOMOTOR, 1FK7 COMPACT, 1.1 NM, 100 K, 6000 RPM, 0,50KW NATURAL COOLING, IM B5 (IM V1, IM V3) FREE CABLE END 0.5M OUTGOING TO ND-END WITH CONNECTOR SIZE 1 RESOLVER 2-POLE (RESOLVER P=1); PLAIN SHAFT, TOLERANCE N; WITH HOLDING BRAKE DEGREE OF PROTECTION IP64; PAINT FINISH RAL7016 | 1551 | TEM | 1 | MC | 3.002 | 1
1FK70325AK718AA0 | SIMOTICS S-1FK7 SIMOTICS S-1FK7 1FK7 COMPACT; NATURAL COOLING NN=6000U/MIN; UZK=600V; DESIGN IMB 5 UNCONNECT. CABLE END TOWARDS AS INCREM. ENCODER SIN/COS 1VSS 2048 S/R (ENCODER I-2048); SHAFT WITH FITTED KEY TOLERANCE N WITHOUT HOLDING BRAKE DEGREE OF PROTECTION IP64; CUSTOMIZED MOTOR | 1996 | TEM | 1 | MC | 2.7 | 1
1FK70325AK718TA0 | SIMOTICS S-1FK7 SYNCHRON-SERVO-MOTOR 1FK7 COMPACT; NATURAL COOLING NN=6000U/MIN; UZK=600V; DESIGN IMB 5 UNCONNECT. CABLE END TOWARDS AS RESOLVER 2-POLE SHAFT WITH FITTED KEY TOLERANCE N WITHOUT HOLDING BRAKE DEGREE OF PROTECTION IP64; CUSTOM MADE MOTOR | 1360 | TEM | 1 | MC | 2.7 | 1
1FK70334CF211AA0 | SIMOTICS S SYNCHRONOUS MOTOR 1FK7-HD PN=0,38 KW; UZK=300V M0=1,3NM (100K); NN=3000RPM; NATURAL COOLING, FRAME SIZE IMB 5 (IM V1, IM V3) FLANGE 1, WITH KTY TEMPERATURESENSOR POWER CONNECTOR ROTATABLE INCREMENTAL ENCODER SIN/COS 1VPP;2048 S/R W. C-AND D-SPUR (ENCODER IC2048S/R) SHAFT WITH FITTED KEY, TOLERANCE N; W/O HOLDING BRAKE PROTECTION CLASS IP64; | 1637 | TEM | 1 | MC | 3.001 | 1
1FK70334CF211AA1 | SIMOTICS S SYNCHRONOUS MOTOR 1FK7-HD PN=0,38 KW; UZK=300V M0=1,3NM (100K); NN=3000RPM; NATURAL COOLING, FRAME SIZE IMB 5 (IM V1, IM V3) FLANGE 1, WITH KTY TEMPERATURESENSOR POWER CONNECTOR ROTATABLE INCREMENTAL ENCODER SIN/COS 1VPP;2048 S/R W. C-AND D-SPUR (ENCODER IC2048S/R) SHAFT WITH FITTED KEY, TOLERANCE N; W/O HOLDING BRAKE PROTECTION CLASS IP65, | 1730 | TEM | 1 | MC | 3.001 | 1
1FK70334CF211AA2 | SIMOTICS S SYNCHRONOUS MOTOR 1FK7-HD PN=0,38 KW; UZK=300V M0=1,3NM (100K); NN=3000RPM; NATURAL COOLING, FRAME SIZE IMB 5 (IM V1, IM V3) FLANGE 1, WITH KTY TEMPERATURESENSOR POWER CONNECTOR ROTATABLE INCREMENTAL ENCODER SIN/COS 1VPP;2048 S/R W. C-AND D-SPUR (ENCODER IC2048S/R) SHAFT WITH FITTED KEY, TOLERANCE N; W/O HOLDING BRAKE PROTECTION CLASS IP65, FLANGE ON DRIVE END IP67; | 1730 | TEM | 1 | MC | 3.001 | 1
1FK70334CF211AB0 | SIMOTICS S SYNCHRONOUS MOTOR 1FK7-HD PN=0,38 KW; UZK=300V M0=1,3NM (100K); NN=3000RPM; NATURAL COOLING, FRAME SIZE IMB 5 (IM V1, IM V3) FLANGE 1, WITH KTY TEMPERATURESENSOR POWER CONNECTOR ROTATABLE INCREMENTAL ENCODER SIN/COS 1VPP;2048 S/R W. C-AND D-SPUR (ENCODER IC2048S/R) SHAFT WITH FITTED KEY, TOLERANCE N; WITH HOLDING BRAKE PROTECTION CLASS IP64; | 1856 | TEM | 1 | MC | 3.3 | 1
1FK70334CF211AB1 | SIMOTICS S SYNCHRONOUS MOTOR 1FK7-HD PN=0,38 KW; UZK=300V M0=1,3NM (100K); NN=3000RPM; NATURAL COOLING, FRAME SIZE IMB 5 (IM V1, IM V3) FLANGE 1, WITH KTY TEMPERATURESENSOR POWER CONNECTOR ROTATABLE INCREMENTAL ENCODER SIN/COS 1VPP;2048 S/R W. C-AND D-SPUR (ENCODER IC2048S/R) SHAFT WITH FITTED KEY, TOLERANCE N; WITH HOLDING BRAKE PROTECTION CLASS IP65, | 1949 | TEM | 1 | MC | 3.3 | 1
1FK70334CF211AB2 | SIMOTICS S SYNCHRONOUS MOTOR 1FK7-HD PN=0,38 KW; UZK=300V M0=1,3NM (100K); NN=3000RPM; NATURAL COOLING, FRAME SIZE IMB 5 (IM V1, IM V3) FLANGE 1, WITH KTY TEMPERATURESENSOR POWER CONNECTOR ROTATABLE INCREMENTAL ENCODER SIN/COS 1VPP;2048 S/R W. C-AND D-SPUR (ENCODER IC2048S/R) SHAFT WITH FITTED KEY, TOLERANCE N; WITH HOLDING BRAKE PROTECTION CLASS IP65, FLANGE ON DRIVE END IP67; | 1949 | TEM | 1 | MC | 3.3 | 1
1FK70334CF211AG0 | SIMOTICS S SYNCHRONOUS MOTOR 1FK7-HD PN=0,38 KW; UZK=300V M0=1,3NM (100K); NN=3000RPM; NATURAL COOLING, FRAME SIZE IMB 5 (IM V1, IM V3) FLANGE 1, WITH KTY TEMPERATURESENSOR POWER CONNECTOR ROTATABLE INCREMENTAL ENCODER SIN/COS 1VPP;2048 S/R W. C-AND D-SPUR (ENCODER IC2048S/R) PLAIN SHAFT, TOLERANCE N; W/O HOLDING BRAKE PROTECTION CLASS IP64; | 1551 | TEM | 1 | MC | 3.001 | 1
1FK70334CF211AG1 | SIMOTICS S SYNCHRONOUS MOTOR 1FK7-HD PN=0,38 KW; UZK=300V M0=1,3NM (100K); NN=3000RPM; NATURAL COOLING, FRAME SIZE IMB 5 (IM V1, IM V3) FLANGE 1, WITH KTY TEMPERATURESENSOR POWER CONNECTOR ROTATABLE INCREMENTAL ENCODER SIN/COS 1VPP;2048 S/R W. C-AND D-SPUR (ENCODER IC2048S/R) PLAIN SHAFT, TOLERANCE N; W/O HOLDING BRAKE PROTECTION CLASS IP65, | 1644 | TEM | 1 | MC | 3.001 | 1
1FK70334CF211AG2 | SIMOTICS S SYNCHRONOUS MOTOR 1FK7-HD PN=0,38 KW; UZK=300V M0=1,3NM (100K); NN=3000RPM; NATURAL COOLING, FRAME SIZE IMB 5 (IM V1, IM V3) FLANGE 1, WITH KTY TEMPERATURESENSOR POWER CONNECTOR ROTATABLE INCREMENTAL ENCODER SIN/COS 1VPP;2048 S/R W. C-AND D-SPUR (ENCODER IC2048S/R) PLAIN SHAFT, TOLERANCE N; W/O HOLDING BRAKE PROTECTION CLASS IP65, FLANGE ON DRIVE END IP67; | 1644 | TEM | 1 | MC | 3.001 | 1
1FK70334CF211AH0 | SIMOTICS S SYNCHRONOUS MOTOR 1FK7-HD PN=0,38 KW; UZK=300V M0=1,3NM (100K); NN=3000RPM; NATURAL COOLING, FRAME SIZE IMB 5 (IM V1, IM V3) FLANGE 1, WITH KTY TEMPERATURESENSOR POWER CONNECTOR ROTATABLE INCREMENTAL ENCODER SIN/COS 1VPP;2048 S/R W. C-AND D-SPUR (ENCODER IC2048S/R) PLAIN SHAFT, TOLERANCE N; WITH HOLDING BRAKE PROTECTION CLASS IP64; | 1767 | TEM | 1 | MC | 3.3 | 1
1FK70334CF211AH1 | SIMOTICS S SYNCHRONOUS MOTOR 1FK7-HD PN=0,38 KW; UZK=300V M0=1,3NM (100K); NN=3000RPM; NATURAL COOLING, FRAME SIZE IMB 5 (IM V1, IM V3) FLANGE 1, WITH KTY TEMPERATURESENSOR POWER CONNECTOR ROTATABLE INCREMENTAL ENCODER SIN/COS 1VPP;2048 S/R W. C-AND D-SPUR (ENCODER IC2048S/R) PLAIN SHAFT, TOLERANCE N; WITH HOLDING BRAKE PROTECTION CLASS IP65, | 1861 | TEM | 1 | MC | 3.3 | 1
1FK70334CF211AH2 | SIMOTICS S SYNCHRONOUS MOTOR 1FK7-HD PN=0,38 KW; UZK=300V M0=1,3NM (100K); NN=3000RPM; NATURAL COOLING, FRAME SIZE IMB 5 (IM V1, IM V3) FLANGE 1, WITH KTY TEMPERATURESENSOR POWER CONNECTOR ROTATABLE INCREMENTAL ENCODER SIN/COS 1VPP;2048 S/R W. C-AND D-SPUR (ENCODER IC2048S/R) PLAIN SHAFT, TOLERANCE N; WITH HOLDING BRAKE PROTECTION CLASS IP65, FLANGE ON DRIVE END IP67; | 1861 | TEM | 1 | MC | 3.3 | 1
1FK70334CF211BA0 | SIMOTICS S SYNCHRONOUS MOTOR 1FK7-HD PN=0,38 KW; UZK=300V M0=1,3NM (100K); NN=3000RPM; NATURAL COOLING, FRAME SIZE IMB 5 (IM V1, IM V3) FLANGE 1 POWER CONNECTOR ROTATABLE ABSOLUTE ENCODER SINGLETURN 24 BIT WITH DRIVE CLIQ INTERFACE (ENCODER AS24DQI) SHAFT WITH FITTED KEY, TOLERANCE N; W/O HOLDING BRAKE PROTECTION CLASS IP64; | 1878 | TEM | 1 | MC | 3.001 | 1
1FK70334CF211BA1 | SIMOTICS S SYNCHRONOUS MOTOR 1FK7-HD PN=0,38 KW; UZK=300V M0=1,3NM (100K); NN=3000RPM; NATURAL COOLING, FRAME SIZE IMB 5 (IM V1, IM V3) FLANGE 1 POWER CONNECTOR ROTATABLE ABSOLUTE ENCODER SINGLETURN 24 BIT WITH DRIVE CLIQ INTERFACE (ENCODER AS24DQI) SHAFT WITH FITTED KEY, TOLERANCE N; W/O HOLDING BRAKE PROTECTION CLASS IP65, | 1971 | TEM | 1 | MC | 3.001 | 1
1FK70334CF211BA2 | SIMOTICS S SYNCHRONOUS MOTOR 1FK7-HD PN=0,38 KW; UZK=300V M0=1,3NM (100K); NN=3000RPM; NATURAL COOLING, FRAME SIZE IMB 5 (IM V1, IM V3) FLANGE 1 POWER CONNECTOR ROTATABLE ABSOLUTE ENCODER SINGLETURN 24 BIT WITH DRIVE CLIQ INTERFACE (ENCODER AS24DQI) SHAFT WITH FITTED KEY, TOLERANCE N; W/O HOLDING BRAKE PROTECTION CLASS IP65, FLANGE ON DRIVE END IP67; | 1971 | TEM | 1 | MC | 3.001 | 1
1FK70334CF211BB0 | SIMOTICS S SYNCHRONOUS MOTOR 1FK7-HD PN=0,38 KW; UZK=300V M0=1,3NM (100K); NN=3000RPM; NATURAL COOLING, FRAME SIZE IMB 5 (IM V1, IM V3) FLANGE 1 POWER CONNECTOR ROTATABLE ABSOLUTE ENCODER SINGLETURN 24 BIT WITH DRIVE CLIQ INTERFACE (ENCODER AS24DQI) SHAFT WITH FITTED KEY, TOLERANCE N; WITH HOLDING BRAKE PROTECTION CLASS IP64; | 2097 | TEM | 1 | MC | 3.3 | 1
1FK70334CF211BB1 | SIMOTICS S SYNCHRONOUS MOTOR 1FK7-HD PN=0,38 KW; UZK=300V M0=1,3NM (100K); NN=3000RPM; NATURAL COOLING, FRAME SIZE IMB 5 (IM V1, IM V3) FLANGE 1 POWER CONNECTOR ROTATABLE ABSOLUTE ENCODER SINGLETURN 24 BIT WITH DRIVE CLIQ INTERFACE (ENCODER AS24DQI) SHAFT WITH FITTED KEY, TOLERANCE N; WITH HOLDING BRAKE PROTECTION CLASS IP65, | 2190 | TEM | 1 | MC | 3.3 | 1
1FK70334CF211BB2 | SIMOTICS S SYNCHRONOUS MOTOR 1FK7-HD PN=0,38 KW; UZK=300V M0=1,3NM (100K); NN=3000RPM; NATURAL COOLING, FRAME SIZE IMB 5 (IM V1, IM V3) FLANGE 1 POWER CONNECTOR ROTATABLE ABSOLUTE ENCODER SINGLETURN 24 BIT WITH DRIVE CLIQ INTERFACE (ENCODER AS24DQI) SHAFT WITH FITTED KEY, TOLERANCE N; WITH HOLDING BRAKE PROTECTION CLASS IP65, FLANGE ON DRIVE END IP67; | 2190 | TEM | 1 | MC | 3.3 | 1
1FK70334CF211BG0 | SIMOTICS S SYNCHRONOUS MOTOR 1FK7-HD PN=0,38 KW; UZK=300V M0=1,3NM (100K); NN=3000RPM; NATURAL COOLING, FRAME SIZE IMB 5 (IM V1, IM V3) FLANGE 1 POWER CONNECTOR ROTATABLE ABSOLUTE ENCODER SINGLETURN 24 BIT WITH DRIVE CLIQ INTERFACE (ENCODER AS24DQI) PLAIN SHAFT, TOLERANCE N; W/O HOLDING BRAKE PROTECTION CLASS IP64; | 1792 | TEM | 1 | MC | 3.001 | 1
1FK70334CF211BG1 | SIMOTICS S SYNCHRONOUS MOTOR 1FK7-HD PN=0,38 KW; UZK=300V M0=1,3NM (100K); NN=3000RPM; NATURAL COOLING, FRAME SIZE IMB 5 (IM V1, IM V3) FLANGE 1 POWER CONNECTOR ROTATABLE ABSOLUTE ENCODER SINGLETURN 24 BIT WITH DRIVE CLIQ INTERFACE (ENCODER AS24DQI) PLAIN SHAFT, TOLERANCE N; W/O HOLDING BRAKE PROTECTION CLASS IP65, | 1885 | TEM | 1 | MC | 3.001 | 1
1FK70334CF211BG2 | SIMOTICS S SYNCHRONOUS MOTOR 1FK7-HD PN=0,38 KW; UZK=300V M0=1,3NM (100K); NN=3000RPM; NATURAL COOLING, FRAME SIZE IMB 5 (IM V1, IM V3) FLANGE 1 POWER CONNECTOR ROTATABLE ABSOLUTE ENCODER SINGLETURN 24 BIT WITH DRIVE CLIQ INTERFACE (ENCODER AS24DQI) PLAIN SHAFT, TOLERANCE N; W/O HOLDING BRAKE PROTECTION CLASS IP65, FLANGE ON DRIVE END IP67; | 1885 | TEM | 1 | MC | 3.001 | 1
1FK70334CF211BH0 | SIMOTICS S SYNCHRONOUS MOTOR 1FK7-HD PN=0,38 KW; UZK=300V M0=1,3NM (100K); NN=3000RPM; NATURAL COOLING, FRAME SIZE IMB 5 (IM V1, IM V3) FLANGE 1 POWER CONNECTOR ROTATABLE ABSOLUTE ENCODER SINGLETURN 24 BIT WITH DRIVE CLIQ INTERFACE (ENCODER AS24DQI) PLAIN SHAFT, TOLERANCE N; WITH HOLDING BRAKE PROTECTION CLASS IP64; | 2008 | TEM | 1 | MC | 3.3 | 1
1FK70334CF211BH1 | SIMOTICS S SYNCHRONOUS MOTOR 1FK7-HD PN=0,38 KW; UZK=300V M0=1,3NM (100K); NN=3000RPM; NATURAL COOLING, FRAME SIZE IMB 5 (IM V1, IM V3) FLANGE 1 POWER CONNECTOR ROTATABLE ABSOLUTE ENCODER SINGLETURN 24 BIT WITH DRIVE CLIQ INTERFACE (ENCODER AS24DQI) PLAIN SHAFT, TOLERANCE N; WITH HOLDING BRAKE PROTECTION CLASS IP65, | 2102 | TEM | 1 | MC | 3.3 | 1
1FK70334CF211BH2 | SIMOTICS S SYNCHRONOUS MOTOR 1FK7-HD PN=0,38 KW; UZK=300V M0=1,3NM (100K); NN=3000RPM; NATURAL COOLING, FRAME SIZE IMB 5 (IM V1, IM V3) FLANGE 1 POWER CONNECTOR ROTATABLE ABSOLUTE ENCODER SINGLETURN 24 BIT WITH DRIVE CLIQ INTERFACE (ENCODER AS24DQI) PLAIN SHAFT, TOLERANCE N; WITH HOLDING BRAKE PROTECTION CLASS IP65, FLANGE ON DRIVE END IP67; | 2102 | TEM | 1 | MC | 3.3 | 1
1FK70334CF211CA0 | SIMOTICS S SYNCHRONOUS MOTOR 1FK7-HD PN=0,38 KW; UZK=300V M0=1,3NM (100K); NN=3000RPM; NATURAL COOLING, FRAME SIZE IMB 5 (IM V1, IM V3) FLANGE 1 POWER CONNECTOR ROTATABLE ABSOLUTE ENCODER 24 BIT + 12 BIT MULTITURN WITH DRIVE-CLIQ INTERFACE (ENCODER AM24DQI) SHAFT WITH FITTED KEY, TOLERANCE N; W/O HOLDING BRAKE PROTECTION CLASS IP64; | 2247 | TEM | 1 | MC | 3.001 | 1
1FK70334CF211CA1 | SIMOTICS S SYNCHRONOUS MOTOR 1FK7-HD PN=0,38 KW; UZK=300V M0=1,3NM (100K); NN=3000RPM; NATURAL COOLING, FRAME SIZE IMB 5 (IM V1, IM V3) FLANGE 1 POWER CONNECTOR ROTATABLE ABSOLUTE ENCODER 24 BIT + 12 BIT MULTITURN WITH DRIVE-CLIQ INTERFACE (ENCODER AM24DQI) SHAFT WITH FITTED KEY, TOLERANCE N; W/O HOLDING BRAKE PROTECTION CLASS IP65, | 2341 | TEM | 1 | MC | 3.001 | 1
1FK70334CF211CA2 | SIMOTICS S SYNCHRONOUS MOTOR 1FK7-HD PN=0,38 KW; UZK=300V M0=1,3NM (100K); NN=3000RPM; NATURAL COOLING, FRAME SIZE IMB 5 (IM V1, IM V3) FLANGE 1 POWER CONNECTOR ROTATABLE ABSOLUTE ENCODER 24 BIT + 12 BIT MULTITURN WITH DRIVE-CLIQ INTERFACE (ENCODER AM24DQI) SHAFT WITH FITTED KEY, TOLERANCE N; W/O HOLDING BRAKE PROTECTION CLASS IP65, FLANGE ON DRIVE END IP67; | 2341 | TEM | 1 | MC | 3.001 | 1
1FK70334CF211CB0 | SIMOTICS S SYNCHRONOUS MOTOR 1FK7-HD PN=0,38 KW; UZK=300V M0=1,3NM (100K); NN=3000RPM; NATURAL COOLING, FRAME SIZE IMB 5 (IM V1, IM V3) FLANGE 1 POWER CONNECTOR ROTATABLE ABSOLUTE ENCODER 24 BIT + 12 BIT MULTITURN WITH DRIVE-CLIQ INTERFACE (ENCODER AM24DQI) SHAFT WITH FITTED KEY, TOLERANCE N; WITH HOLDING BRAKE PROTECTION CLASS IP64; | 2466 | TEM | 1 | MC | 3.3 | 1
1FK70334CF211CB1 | SIMOTICS S SYNCHRONOUS MOTOR 1FK7-HD PN=0,38 KW; UZK=300V M0=1,3NM (100K); NN=3000RPM; NATURAL COOLING, FRAME SIZE IMB 5 (IM V1, IM V3) FLANGE 1 POWER CONNECTOR ROTATABLE ABSOLUTE ENCODER 24 BIT + 12 BIT MULTITURN WITH DRIVE-CLIQ INTERFACE (ENCODER AM24DQI) SHAFT WITH FITTED KEY, TOLERANCE N; WITH HOLDING BRAKE PROTECTION CLASS IP65, | 2560 | TEM | 1 | MC | 3.3 | 1
1FK70334CF211CB2 | SIMOTICS S SYNCHRONOUS MOTOR 1FK7-HD PN=0,38 KW; UZK=300V M0=1,3NM (100K); NN=3000RPM; NATURAL COOLING, FRAME SIZE IMB 5 (IM V1, IM V3) FLANGE 1 POWER CONNECTOR ROTATABLE ABSOLUTE ENCODER 24 BIT + 12 BIT MULTITURN WITH DRIVE-CLIQ INTERFACE (ENCODER AM24DQI) SHAFT WITH FITTED KEY, TOLERANCE N; WITH HOLDING BRAKE PROTECTION CLASS IP65, FLANGE ON DRIVE END IP67; | 2560 | TEM | 1 | MC | 3.3 | 1
1FK70334CF211CG0 | SIMOTICS S SYNCHRONOUS MOTOR 1FK7-HD PN=0,38 KW; UZK=300V M0=1,3NM (100K); NN=3000RPM; NATURAL COOLING, FRAME SIZE IMB 5 (IM V1, IM V3) FLANGE 1 POWER CONNECTOR ROTATABLE ABSOLUTE ENCODER 24 BIT + 12 BIT MULTITURN WITH DRIVE-CLIQ INTERFACE (ENCODER AM24DQI) PLAIN SHAFT, TOLERANCE N; W/O HOLDING BRAKE PROTECTION CLASS IP64; | 2161 | TEM | 1 | MC | 3.001 | 1
1FK70334CF211CG1 | SIMOTICS S SYNCHRONOUS MOTOR 1FK7-HD PN=0,38 KW; UZK=300V M0=1,3NM (100K); NN=3000RPM; NATURAL COOLING, FRAME SIZE IMB 5 (IM V1, IM V3) FLANGE 1 POWER CONNECTOR ROTATABLE ABSOLUTE ENCODER 24 BIT + 12 BIT MULTITURN WITH DRIVE-CLIQ INTERFACE (ENCODER AM24DQI) PLAIN SHAFT, TOLERANCE N; W/O HOLDING BRAKE PROTECTION CLASS IP65, | 2254 | TEM | 1 | MC | 3.001 | 1
1FK70334CF211CG2 | SIMOTICS S SYNCHRONOUS MOTOR 1FK7-HD PN=0,38 KW; UZK=300V M0=1,3NM (100K); NN=3000RPM; NATURAL COOLING, FRAME SIZE IMB 5 (IM V1, IM V3) FLANGE 1 POWER CONNECTOR ROTATABLE ABSOLUTE ENCODER 24 BIT + 12 BIT MULTITURN WITH DRIVE-CLIQ INTERFACE (ENCODER AM24DQI) PLAIN SHAFT, TOLERANCE N; W/O HOLDING BRAKE PROTECTION CLASS IP65, FLANGE ON DRIVE END IP67; | 2254 | TEM | 1 | MC | 3.001 | 1
1FK70334CF211CH0 | SIMOTICS S SYNCHRONOUS MOTOR 1FK7-HD PN=0,38 KW; UZK=300V M0=1,3NM (100K); NN=3000RPM; NATURAL COOLING, FRAME SIZE IMB 5 (IM V1, IM V3) FLANGE 1 POWER CONNECTOR ROTATABLE ABSOLUTE ENCODER 24 BIT + 12 BIT MULTITURN WITH DRIVE-CLIQ INTERFACE (ENCODER AM24DQI) PLAIN SHAFT, TOLERANCE N; WITH HOLDING BRAKE PROTECTION CLASS IP64; | 2377 | TEM | 1 | MC | 3.3 | 1
1FK70334CF211CH1 | SIMOTICS S SYNCHRONOUS MOTOR 1FK7-HD PN=0,38 KW; UZK=300V M0=1,3NM (100K); NN=3000RPM; NATURAL COOLING, FRAME SIZE IMB 5 (IM V1, IM V3) FLANGE 1 POWER CONNECTOR ROTATABLE ABSOLUTE ENCODER 24 BIT + 12 BIT MULTITURN WITH DRIVE-CLIQ INTERFACE (ENCODER AM24DQI) PLAIN SHAFT, TOLERANCE N; WITH HOLDING BRAKE PROTECTION CLASS IP65, | 2471 | TEM | 1 | MC | 3.3 | 1
1FK70334CF211CH2 | SIMOTICS S SYNCHRONOUS MOTOR 1FK7-HD PN=0,38 KW; UZK=300V M0=1,3NM (100K); NN=3000RPM; NATURAL COOLING, FRAME SIZE IMB 5 (IM V1, IM V3) FLANGE 1 POWER CONNECTOR ROTATABLE ABSOLUTE ENCODER 24 BIT + 12 BIT MULTITURN WITH DRIVE-CLIQ INTERFACE (ENCODER AM24DQI) PLAIN SHAFT, TOLERANCE N; WITH HOLDING BRAKE PROTECTION CLASS IP65, FLANGE ON DRIVE END IP67; | 2471 | TEM | 1 | MC | 3.3 | 1
1FK70334CF211DA0 | SIMOTICS S SYNCHRONOUS MOTOR 1FK7-HD PN=0,38 KW; UZK=300V M0=1,3NM (100K); NN=3000RPM; NATURAL COOLING, FRAME SIZE IMB 5 (IM V1, IM V3) FLANGE 1 POWER CONNECTOR ROTATABLE INCREMENTAL ENCODER 22 BIT WITH DRIVE-CLIQ INTERFACE (ENCODER IC22DQ) SHAFT WITH FITTED KEY, TOLERANCE N; W/O HOLDING BRAKE PROTECTION CLASS IP64; | 1958 | TEM | 1 | MC | 3.002 | 1
1FK70334CF211DA1 | SIMOTICS S SYNCHRONOUS MOTOR 1FK7-HD PN=0,38 KW; UZK=300V M0=1,3NM (100K); NN=3000RPM; NATURAL COOLING, FRAME SIZE IMB 5 (IM V1, IM V3) FLANGE 1 POWER CONNECTOR ROTATABLE INCREMENTAL ENCODER 22 BIT WITH DRIVE-CLIQ INTERFACE (ENCODER IC22DQ) SHAFT WITH FITTED KEY, TOLERANCE N; W/O HOLDING BRAKE PROTECTION CLASS IP65, | 2052 | TEM | 1 | MC | 3.002 | 1
1FK70334CF211EA0 | SIMOTICS S SYNCHRONOUS MOTOR 1FK7-HD PN=0,38 KW; UZK=300V M0=1,3NM (100K); NN=3000RPM; NATURAL COOLING, FRAME SIZE IMB 5 (IM V1, IM V3) FLANGE 1, WITH KTY TEMPERATURESENSOR POWER CONNECTOR ROTATABLE ABSOLUTE ENCODERR 2048 S/R + 4096 UMDREHUNGEN MULTITURN, WITH ENDAT-SCHNITTSTELLE (ENCODER AM2048S/R) SHAFT WITH FITTED KEY, TOLERANCE N; W/O HOLDING BRAKE PROTECTION CLASS IP64; | 2008 | TEM | 1 | MC | 3.001 | 1
1FK70334CF211EA1 | SIMOTICS S SYNCHRONOUS MOTOR 1FK7-HD PN=0,38 KW; UZK=300V M0=1,3NM (100K); NN=3000RPM; NATURAL COOLING, FRAME SIZE IMB 5 (IM V1, IM V3) FLANGE 1, WITH KTY TEMPERATURESENSOR POWER CONNECTOR ROTATABLE ABSOLUTE ENCODERR 2048 S/R + 4096 UMDREHUNGEN MULTITURN, WITH ENDAT-SCHNITTSTELLE (ENCODER AM2048S/R) SHAFT WITH FITTED KEY, TOLERANCE N; W/O HOLDING BRAKE PROTECTION CLASS IP65, | 2102 | TEM | 1 | MC | 3.001 | 1
1FK70334CF211EA2 | SIMOTICS S SYNCHRONOUS MOTOR 1FK7-HD PN=0,38 KW; UZK=300V M0=1,3NM (100K); NN=3000RPM; NATURAL COOLING, FRAME SIZE IMB 5 (IM V1, IM V3) FLANGE 1, WITH KTY TEMPERATURESENSOR POWER CONNECTOR ROTATABLE ABSOLUTE ENCODERR 2048 S/R + 4096 UMDREHUNGEN MULTITURN, WITH ENDAT-SCHNITTSTELLE (ENCODER AM2048S/R) SHAFT WITH FITTED KEY, TOLERANCE N; W/O HOLDING BRAKE PROTECTION CLASS IP65, FLANGE ON DRIVE END IP67; | 2102 | TEM | 1 | MC | 3.001 | 1
1FK70334CF211EB0 | SIMOTICS S SYNCHRONOUS MOTOR 1FK7-HD PN=0,38 KW; UZK=300V M0=1,3NM (100K); NN=3000RPM; NATURAL COOLING, FRAME SIZE IMB 5 (IM V1, IM V3) FLANGE 1, WITH KTY TEMPERATURESENSOR POWER CONNECTOR ROTATABLE ABSOLUTE ENCODERR 2048 S/R + 4096 UMDREHUNGEN MULTITURN, WITH ENDAT-SCHNITTSTELLE (ENCODER AM2048S/R) SHAFT WITH FITTED KEY, TOLERANCE N; WITH HOLDING BRAKE PROTECTION CLASS IP64; | 2227 | TEM | 1 | MC | 3.3 | 1
1FK70334CF211EB1 | SIMOTICS S SYNCHRONOUS MOTOR 1FK7-HD PN=0,38 KW; UZK=300V M0=1,3NM (100K); NN=3000RPM; NATURAL COOLING, FRAME SIZE IMB 5 (IM V1, IM V3) FLANGE 1, WITH KTY TEMPERATURESENSOR POWER CONNECTOR ROTATABLE ABSOLUTE ENCODERR 2048 S/R + 4096 UMDREHUNGEN MULTITURN, WITH ENDAT-SCHNITTSTELLE (ENCODER AM2048S/R) SHAFT WITH FITTED KEY, TOLERANCE N; WITH HOLDING BRAKE PROTECTION CLASS IP65, | 2321 | TEM | 1 | MC | 3.3 | 1
1FK70334CF211EB2 | SIMOTICS S SYNCHRONOUS MOTOR 1FK7-HD PN=0,38 KW; UZK=300V M0=1,3NM (100K); NN=3000RPM; NATURAL COOLING, FRAME SIZE IMB 5 (IM V1, IM V3) FLANGE 1, WITH KTY TEMPERATURESENSOR POWER CONNECTOR ROTATABLE ABSOLUTE ENCODERR 2048 S/R + 4096 UMDREHUNGEN MULTITURN, WITH ENDAT-SCHNITTSTELLE (ENCODER AM2048S/R) SHAFT WITH FITTED KEY, TOLERANCE N; WITH HOLDING BRAKE PROTECTION CLASS IP65, FLANGE ON DRIVE END IP67; | 2321 | TEM | 1 | MC | 3.3 | 1
1FK70334CF211EG0 | SIMOTICS S SYNCHRONOUS MOTOR 1FK7-HD PN=0,38 KW; UZK=300V M0=1,3NM (100K); NN=3000RPM; NATURAL COOLING, FRAME SIZE IMB 5 (IM V1, IM V3) FLANGE 1, WITH KTY TEMPERATURESENSOR POWER CONNECTOR ROTATABLE ABSOLUTE ENCODERR 2048 S/R + 4096 UMDREHUNGEN MULTITURN, WITH ENDAT-SCHNITTSTELLE (ENCODER AM2048S/R) PLAIN SHAFT, TOLERANCE N; W/O HOLDING BRAKE PROTECTION CLASS IP64; | 1922 | TEM | 1 | MC | 3.001 | 1
1FK70334CF211EG1 | SIMOTICS S SYNCHRONOUS MOTOR 1FK7-HD PN=0,38 KW; UZK=300V M0=1,3NM (100K); NN=3000RPM; NATURAL COOLING, FRAME SIZE IMB 5 (IM V1, IM V3) FLANGE 1, WITH KTY TEMPERATURESENSOR POWER CONNECTOR ROTATABLE ABSOLUTE ENCODERR 2048 S/R + 4096 UMDREHUNGEN MULTITURN, WITH ENDAT-SCHNITTSTELLE (ENCODER AM2048S/R) PLAIN SHAFT, TOLERANCE N; W/O HOLDING BRAKE PROTECTION CLASS IP65, | 2016 | TEM | 1 | MC | 3.001 | 1
1FK70334CF211EG2 | SIMOTICS S SYNCHRONOUS MOTOR 1FK7-HD PN=0,38 KW; UZK=300V M0=1,3NM (100K); NN=3000RPM; NATURAL COOLING, FRAME SIZE IMB 5 (IM V1, IM V3) FLANGE 1, WITH KTY TEMPERATURESENSOR POWER CONNECTOR ROTATABLE ABSOLUTE ENCODERR 2048 S/R + 4096 UMDREHUNGEN MULTITURN, WITH ENDAT-SCHNITTSTELLE (ENCODER AM2048S/R) PLAIN SHAFT, TOLERANCE N; W/O HOLDING BRAKE PROTECTION CLASS IP65, FLANGE ON DRIVE END IP67; | 2016 | TEM | 1 | MC | 3.001 | 1
1FK70334CF211EH0 | SIMOTICS S SYNCHRONOUS MOTOR 1FK7-HD PN=0,38 KW; UZK=300V M0=1,3NM (100K); NN=3000RPM; NATURAL COOLING, FRAME SIZE IMB 5 (IM V1, IM V3) FLANGE 1, WITH KTY TEMPERATURESENSOR POWER CONNECTOR ROTATABLE ABSOLUTE ENCODERR 2048 S/R + 4096 UMDREHUNGEN MULTITURN, WITH ENDAT-SCHNITTSTELLE (ENCODER AM2048S/R) PLAIN SHAFT, TOLERANCE N; WITH HOLDING BRAKE PROTECTION CLASS IP64; | 2139 | TEM | 1 | MC | 3.3 | 1
1FK70334CF211EH1 | SIMOTICS S SYNCHRONOUS MOTOR 1FK7-HD PN=0,38 KW; UZK=300V M0=1,3NM (100K); NN=3000RPM; NATURAL COOLING, FRAME SIZE IMB 5 (IM V1, IM V3) FLANGE 1, WITH KTY TEMPERATURESENSOR POWER CONNECTOR ROTATABLE ABSOLUTE ENCODERR 2048 S/R + 4096 UMDREHUNGEN MULTITURN, WITH ENDAT-SCHNITTSTELLE (ENCODER AM2048S/R) PLAIN SHAFT, TOLERANCE N; WITH HOLDING BRAKE PROTECTION CLASS IP65, | 2232 | TEM | 1 | MC | 3.3 | 1
1FK70334CF211EH2 | SIMOTICS S SYNCHRONOUS MOTOR 1FK7-HD PN=0,38 KW; UZK=300V M0=1,3NM (100K); NN=3000RPM; NATURAL COOLING, FRAME SIZE IMB 5 (IM V1, IM V3) FLANGE 1, WITH KTY TEMPERATURESENSOR POWER CONNECTOR ROTATABLE ABSOLUTE ENCODERR 2048 S/R + 4096 UMDREHUNGEN MULTITURN, WITH ENDAT-SCHNITTSTELLE (ENCODER AM2048S/R) PLAIN SHAFT, TOLERANCE N; WITH HOLDING BRAKE PROTECTION CLASS IP65, FLANGE ON DRIVE END IP67; | 2232 | TEM | 1 | MC | 3.3 | 1
1FK70334CF211PA0 | SIMOTICS S SYNCHRONOUS MOTOR 1FK7-HD PN=0,38 KW; UZK=300V M0=1,3NM (100K); NN=3000RPM; NATURAL COOLING, FRAME SIZE IMB 5 (IM V1, IM V3) FLANGE 1 POWER CONNECTOR ROTATABLE RESOLVER 2-POLE, WITH DRIVE CLIQ-INTERFACE SHAFT WITH FITTED KEY, TOLERANCE N; W/O HOLDING BRAKE PROTECTION CLASS IP64; | 1292 | TEM | 1 | MC | 3.101 | 1
1FK70334CF211PA1 | SIMOTICS S SYNCHRONOUS MOTOR 1FK7-HD PN=0,38 KW; UZK=300V M0=1,3NM (100K); NN=3000RPM; NATURAL COOLING, FRAME SIZE IMB 5 (IM V1, IM V3) FLANGE 1 POWER CONNECTOR ROTATABLE RESOLVER 2-POLE, WITH DRIVE CLIQ-INTERFACE SHAFT WITH FITTED KEY, TOLERANCE N; W/O HOLDING BRAKE PROTECTION CLASS IP65, | 1385 | TEM | 1 | MC | 3.101 | 1
1FK70334CF211PA2 | SIMOTICS S SYNCHRONOUS MOTOR 1FK7-HD PN=0,38 KW; UZK=300V M0=1,3NM (100K); NN=3000RPM; NATURAL COOLING, FRAME SIZE IMB 5 (IM V1, IM V3) FLANGE 1 POWER CONNECTOR ROTATABLE RESOLVER 2-POLE, WITH DRIVE CLIQ-INTERFACE SHAFT WITH FITTED KEY, TOLERANCE N; W/O HOLDING BRAKE PROTECTION CLASS IP65, FLANGE ON DRIVE END IP67; | 1385 | TEM | 1 | MC | 3.101 | 1
1FK70334CF211PB0 | SIMOTICS S SYNCHRONOUS MOTOR 1FK7-HD PN=0,38 KW; UZK=300V M0=1,3NM (100K); NN=3000RPM; NATURAL COOLING, FRAME SIZE IMB 5 (IM V1, IM V3) FLANGE 1 POWER CONNECTOR ROTATABLE RESOLVER 2-POLE, WITH DRIVE CLIQ-INTERFACE SHAFT WITH FITTED KEY, TOLERANCE N; WITH HOLDING BRAKE PROTECTION CLASS IP64; | 1511 | TEM | 1 | MC | 3.4 | 1
1FK70334CF211PB1 | SIMOTICS S SYNCHRONOUS MOTOR 1FK7-HD PN=0,38 KW; UZK=300V M0=1,3NM (100K); NN=3000RPM; NATURAL COOLING, FRAME SIZE IMB 5 (IM V1, IM V3) FLANGE 1 POWER CONNECTOR ROTATABLE RESOLVER 2-POLE, WITH DRIVE CLIQ-INTERFACE SHAFT WITH FITTED KEY, TOLERANCE N; WITH HOLDING BRAKE PROTECTION CLASS IP65, | 1604 | TEM | 1 | MC | 3.4 | 1
1FK70334CF211PB2 | SIMOTICS S SYNCHRONOUS MOTOR 1FK7-HD PN=0,38 KW; UZK=300V M0=1,3NM (100K); NN=3000RPM; NATURAL COOLING, FRAME SIZE IMB 5 (IM V1, IM V3) FLANGE 1 POWER CONNECTOR ROTATABLE RESOLVER 2-POLE, WITH DRIVE CLIQ-INTERFACE SHAFT WITH FITTED KEY, TOLERANCE N; WITH HOLDING BRAKE PROTECTION CLASS IP65, FLANGE ON DRIVE END IP67; | 1604 | TEM | 1 | MC | 3.4 | 1
1FK70334CF211PG0 | SIMOTICS S SYNCHRONOUS MOTOR 1FK7-HD PN=0,38 KW; UZK=300V M0=1,3NM (100K); NN=3000RPM; NATURAL COOLING, FRAME SIZE IMB 5 (IM V1, IM V3) FLANGE 1 POWER CONNECTOR ROTATABLE RESOLVER 2-POLE, WITH DRIVE CLIQ-INTERFACE PLAIN SHAFT, TOLERANCE N; W/O HOLDING BRAKE PROTECTION CLASS IP64; | 1206 | TEM | 1 | MC | 3.101 | 1
1FK70334CF211PG1 | SIMOTICS S SYNCHRONOUS MOTOR 1FK7-HD PN=0,38 KW; UZK=300V M0=1,3NM (100K); NN=3000RPM; NATURAL COOLING, FRAME SIZE IMB 5 (IM V1, IM V3) FLANGE 1 POWER CONNECTOR ROTATABLE RESOLVER 2-POLE, WITH DRIVE CLIQ-INTERFACE PLAIN SHAFT, TOLERANCE N; W/O HOLDING BRAKE PROTECTION CLASS IP65, | 1299 | TEM | 1 | MC | 3.101 | 1
1FK70334CF211PG2 | SIMOTICS S SYNCHRONOUS MOTOR 1FK7-HD PN=0,38 KW; UZK=300V M0=1,3NM (100K); NN=3000RPM; NATURAL COOLING, FRAME SIZE IMB 5 (IM V1, IM V3) FLANGE 1 POWER CONNECTOR ROTATABLE RESOLVER 2-POLE, WITH DRIVE CLIQ-INTERFACE PLAIN SHAFT, TOLERANCE N; W/O HOLDING BRAKE PROTECTION CLASS IP65, FLANGE ON DRIVE END IP67; | 1299 | TEM | 1 | MC | 3.101 | 1
1FK70334CF211PH0 | SIMOTICS S SYNCHRONOUS MOTOR 1FK7-HD PN=0,38 KW; UZK=300V M0=1,3NM (100K); NN=3000RPM; NATURAL COOLING, FRAME SIZE IMB 5 (IM V1, IM V3) FLANGE 1 POWER CONNECTOR ROTATABLE RESOLVER 2-POLE, WITH DRIVE CLIQ-INTERFACE PLAIN SHAFT, TOLERANCE N; WITH HOLDING BRAKE PROTECTION CLASS IP64; | 1422 | TEM | 1 | MC | 3.4 | 1
1FK70334CF211PH1 | SIMOTICS S SYNCHRONOUS MOTOR 1FK7-HD PN=0,38 KW; UZK=300V M0=1,3NM (100K); NN=3000RPM; NATURAL COOLING, FRAME SIZE IMB 5 (IM V1, IM V3) FLANGE 1 POWER CONNECTOR ROTATABLE RESOLVER 2-POLE, WITH DRIVE CLIQ-INTERFACE PLAIN SHAFT, TOLERANCE N; WITH HOLDING BRAKE PROTECTION CLASS IP65, | 1516 | TEM | 1 | MC | 3.4 | 1
1FK70334CF211PH2 | SIMOTICS S SYNCHRONOUS MOTOR 1FK7-HD PN=0,38 KW; UZK=300V M0=1,3NM (100K); NN=3000RPM; NATURAL COOLING, FRAME SIZE IMB 5 (IM V1, IM V3) FLANGE 1 POWER CONNECTOR ROTATABLE RESOLVER 2-POLE, WITH DRIVE CLIQ-INTERFACE PLAIN SHAFT, TOLERANCE N; WITH HOLDING BRAKE PROTECTION CLASS IP65, FLANGE ON DRIVE END IP67; | 1516 | TEM | 1 | MC | 3.4 | 1
1FK70334CF211QA0 | SIMOTICS S SYNCHRONOUS MOTOR 1FK7-HD PN=0,38 KW; UZK=300V M0=1,3NM (100K); NN=3000RPM; NATURAL COOLING, FRAME SIZE IMB 5 (IM V1, IM V3) FLANGE 1 POWER CONNECTOR ROTATABLE ABSOLUTE ENCODER SINGLETURN 20 BIT WITH DRIVE-CLIQ INTERFACE (ENCODER AS20DQI) SHAFT WITH FITTED KEY, TOLERANCE N; W/O HOLDING BRAKE PROTECTION CLASS IP64; | 1395 | TEM | 1 | MC | 3.001 | 1
1FK70334CF211QA1 | SIMOTICS S SYNCHRONOUS MOTOR 1FK7-HD PN=0,38 KW; UZK=300V M0=1,3NM (100K); NN=3000RPM; NATURAL COOLING, FRAME SIZE IMB 5 (IM V1, IM V3) FLANGE 1 POWER CONNECTOR ROTATABLE ABSOLUTE ENCODER SINGLETURN 20 BIT WITH DRIVE-CLIQ INTERFACE (ENCODER AS20DQI) SHAFT WITH FITTED KEY, TOLERANCE N; W/O HOLDING BRAKE PROTECTION CLASS IP65, | 1488 | TEM | 1 | MC | 3.001 | 1
1FK70334CF211QA2 | SIMOTICS S SYNCHRONOUS MOTOR 1FK7-HD PN=0,38 KW; UZK=300V M0=1,3NM (100K); NN=3000RPM; NATURAL COOLING, FRAME SIZE IMB 5 (IM V1, IM V3) FLANGE 1 POWER CONNECTOR ROTATABLE ABSOLUTE ENCODER SINGLETURN 20 BIT WITH DRIVE-CLIQ INTERFACE (ENCODER AS20DQI) SHAFT WITH FITTED KEY, TOLERANCE N; W/O HOLDING BRAKE PROTECTION CLASS IP65, FLANGE ON DRIVE END IP67; | 1488 | TEM | 1 | MC | 3.001 | 1
1FK70334CF211QB0 | SIMOTICS S SYNCHRONOUS MOTOR 1FK7-HD PN=0,38 KW; UZK=300V M0=1,3NM (100K); NN=3000RPM; NATURAL COOLING, FRAME SIZE IMB 5 (IM V1, IM V3) FLANGE 1 POWER CONNECTOR ROTATABLE ABSOLUTE ENCODER SINGLETURN 20 BIT WITH DRIVE-CLIQ INTERFACE (ENCODER AS20DQI) SHAFT WITH FITTED KEY, TOLERANCE N; WITH HOLDING BRAKE PROTECTION CLASS IP64; | 1614 | TEM | 1 | MC | 3.3 | 1
1FK70334CF211QB1 | SIMOTICS S SYNCHRONOUS MOTOR 1FK7-HD PN=0,38 KW; UZK=300V M0=1,3NM (100K); NN=3000RPM; NATURAL COOLING, FRAME SIZE IMB 5 (IM V1, IM V3) FLANGE 1 POWER CONNECTOR ROTATABLE ABSOLUTE ENCODER SINGLETURN 20 BIT WITH DRIVE-CLIQ INTERFACE (ENCODER AS20DQI) SHAFT WITH FITTED KEY, TOLERANCE N; WITH HOLDING BRAKE PROTECTION CLASS IP65, | 1707 | TEM | 1 | MC | 3.3 | 1
1FK70334CF211QB2 | SIMOTICS S SYNCHRONOUS MOTOR 1FK7-HD PN=0,38 KW; UZK=300V M0=1,3NM (100K); NN=3000RPM; NATURAL COOLING, FRAME SIZE IMB 5 (IM V1, IM V3) FLANGE 1 POWER CONNECTOR ROTATABLE ABSOLUTE ENCODER SINGLETURN 20 BIT WITH DRIVE-CLIQ INTERFACE (ENCODER AS20DQI) SHAFT WITH FITTED KEY, TOLERANCE N; WITH HOLDING BRAKE PROTECTION CLASS IP65, FLANGE ON DRIVE END IP67; | 1707 | TEM | 1 | MC | 3.3 | 1
1FK70334CF211QG0 | SIMOTICS S SYNCHRONOUS MOTOR 1FK7-HD PN=0,38 KW; UZK=300V M0=1,3NM (100K); NN=3000RPM; NATURAL COOLING, FRAME SIZE IMB 5 (IM V1, IM V3) FLANGE 1 POWER CONNECTOR ROTATABLE ABSOLUTE ENCODER SINGLETURN 20 BIT WITH DRIVE-CLIQ INTERFACE (ENCODER AS20DQI) PLAIN SHAFT, TOLERANCE N; W/O HOLDING BRAKE PROTECTION CLASS IP64; | 1309 | TEM | 1 | MC | 3.001 | 1
1FK70334CF211QG1 | SIMOTICS S SYNCHRONOUS MOTOR 1FK7-HD PN=0,38 KW; UZK=300V M0=1,3NM (100K); NN=3000RPM; NATURAL COOLING, FRAME SIZE IMB 5 (IM V1, IM V3) FLANGE 1 POWER CONNECTOR ROTATABLE ABSOLUTE ENCODER SINGLETURN 20 BIT WITH DRIVE-CLIQ INTERFACE (ENCODER AS20DQI) PLAIN SHAFT, TOLERANCE N; W/O HOLDING BRAKE PROTECTION CLASS IP65, | 1402 | TEM | 1 | MC | 3.001 | 1
1FK70334CF211QG2 | SIMOTICS S SYNCHRONOUS MOTOR 1FK7-HD PN=0,38 KW; UZK=300V M0=1,3NM (100K); NN=3000RPM; NATURAL COOLING, FRAME SIZE IMB 5 (IM V1, IM V3) FLANGE 1 POWER CONNECTOR ROTATABLE ABSOLUTE ENCODER SINGLETURN 20 BIT WITH DRIVE-CLIQ INTERFACE (ENCODER AS20DQI) PLAIN SHAFT, TOLERANCE N; W/O HOLDING BRAKE PROTECTION CLASS IP65, FLANGE ON DRIVE END IP67; | 1402 | TEM | 1 | MC | 3.001 | 1
1FK70334CF211QH0 | SIMOTICS S SYNCHRONOUS MOTOR 1FK7-HD PN=0,38 KW; UZK=300V M0=1,3NM (100K); NN=3000RPM; NATURAL COOLING, FRAME SIZE IMB 5 (IM V1, IM V3) FLANGE 1 POWER CONNECTOR ROTATABLE ABSOLUTE ENCODER SINGLETURN 20 BIT WITH DRIVE-CLIQ INTERFACE (ENCODER AS20DQI) PLAIN SHAFT, TOLERANCE N; WITH HOLDING BRAKE PROTECTION CLASS IP64; | 1525 | TEM | 1 | MC | 3.3 | 1
1FK70334CF211QH1 | SIMOTICS S SYNCHRONOUS MOTOR 1FK7-HD PN=0,38 KW; UZK=300V M0=1,3NM (100K); NN=3000RPM; NATURAL COOLING, FRAME SIZE IMB 5 (IM V1, IM V3) FLANGE 1 POWER CONNECTOR ROTATABLE ABSOLUTE ENCODER SINGLETURN 20 BIT WITH DRIVE-CLIQ INTERFACE (ENCODER AS20DQI) PLAIN SHAFT, TOLERANCE N; WITH HOLDING BRAKE PROTECTION CLASS IP65, | 1619 | TEM | 1 | MC | 3.3 | 1
1FK70334CF211QH2 | SIMOTICS S SYNCHRONOUS MOTOR 1FK7-HD PN=0,38 KW; UZK=300V M0=1,3NM (100K); NN=3000RPM; NATURAL COOLING, FRAME SIZE IMB 5 (IM V1, IM V3) FLANGE 1 POWER CONNECTOR ROTATABLE ABSOLUTE ENCODER SINGLETURN 20 BIT WITH DRIVE-CLIQ INTERFACE (ENCODER AS20DQI) PLAIN SHAFT, TOLERANCE N; WITH HOLDING BRAKE PROTECTION CLASS IP65, FLANGE ON DRIVE END IP67; | 1619 | TEM | 1 | MC | 3.3 | 1
1FK70334CF211RA0 | SIMOTICS S SYNCHRONOUS MOTOR 1FK7-HD PN=0,38 KW; UZK=300V M0=1,3NM (100K); NN=3000RPM; NATURAL COOLING, FRAME SIZE IMB 5 (IM V1, IM V3) FLANGE 1 POWER CONNECTOR ROTATABLE ABSOLUTE ENCODER 20 BIT + 12 BIT MULTITURN WITH DRIVE-CLIQ INTERFACE (ENCODER AM20DQI) SHAFT WITH FITTED KEY, TOLERANCE N; W/O HOLDING BRAKE PROTECTION CLASS IP64; | 1769 | TEM | 1 | MC | 3.001 | 1
1FK70334CF211RA1 | SIMOTICS S SYNCHRONOUS MOTOR 1FK7-HD PN=0,38 KW; UZK=300V M0=1,3NM (100K); NN=3000RPM; NATURAL COOLING, FRAME SIZE IMB 5 (IM V1, IM V3) FLANGE 1 POWER CONNECTOR ROTATABLE ABSOLUTE ENCODER 20 BIT + 12 BIT MULTITURN WITH DRIVE-CLIQ INTERFACE (ENCODER AM20DQI) SHAFT WITH FITTED KEY, TOLERANCE N; W/O HOLDING BRAKE PROTECTION CLASS IP65, | 1863 | TEM | 1 | MC | 3.001 | 1
1FK70334CF211RA2 | SIMOTICS S SYNCHRONOUS MOTOR 1FK7-HD PN=0,38 KW; UZK=300V M0=1,3NM (100K); NN=3000RPM; NATURAL COOLING, FRAME SIZE IMB 5 (IM V1, IM V3) FLANGE 1 POWER CONNECTOR ROTATABLE ABSOLUTE ENCODER 20 BIT + 12 BIT MULTITURN WITH DRIVE-CLIQ INTERFACE (ENCODER AM20DQI) SHAFT WITH FITTED KEY, TOLERANCE N; W/O HOLDING BRAKE PROTECTION CLASS IP65, FLANGE ON DRIVE END IP67; | 1863 | TEM | 1 | MC | 3.001 | 1
1FK70334CF211RB0 | SIMOTICS S SYNCHRONOUS MOTOR 1FK7-HD PN=0,38 KW; UZK=300V M0=1,3NM (100K); NN=3000RPM; NATURAL COOLING, FRAME SIZE IMB 5 (IM V1, IM V3) FLANGE 1 POWER CONNECTOR ROTATABLE ABSOLUTE ENCODER 20 BIT + 12 BIT MULTITURN WITH DRIVE-CLIQ INTERFACE (ENCODER AM20DQI) SHAFT WITH FITTED KEY, TOLERANCE N; WITH HOLDING BRAKE PROTECTION CLASS IP64; | 1988 | TEM | 1 | MC | 3.3 | 1
1FK70334CF211RB1 | SIMOTICS S SYNCHRONOUS MOTOR 1FK7-HD PN=0,38 KW; UZK=300V M0=1,3NM (100K); NN=3000RPM; NATURAL COOLING, FRAME SIZE IMB 5 (IM V1, IM V3) FLANGE 1 POWER CONNECTOR ROTATABLE ABSOLUTE ENCODER 20 BIT + 12 BIT MULTITURN WITH DRIVE-CLIQ INTERFACE (ENCODER AM20DQI) SHAFT WITH FITTED KEY, TOLERANCE N; WITH HOLDING BRAKE PROTECTION CLASS IP65, | 2081 | TEM | 1 | MC | 3.3 | 1
1FK70334CF211RB2 | SIMOTICS S SYNCHRONOUS MOTOR 1FK7-HD PN=0,38 KW; UZK=300V M0=1,3NM (100K); NN=3000RPM; NATURAL COOLING, FRAME SIZE IMB 5 (IM V1, IM V3) FLANGE 1 POWER CONNECTOR ROTATABLE ABSOLUTE ENCODER 20 BIT + 12 BIT MULTITURN WITH DRIVE-CLIQ INTERFACE (ENCODER AM20DQI) SHAFT WITH FITTED KEY, TOLERANCE N; WITH HOLDING BRAKE PROTECTION CLASS IP65, FLANGE ON DRIVE END IP67; | 2081 | TEM | 1 | MC | 3.3 | 1
1FK70334CF211RG0 | SIMOTICS S SYNCHRONOUS MOTOR 1FK7-HD PN=0,38 KW; UZK=300V M0=1,3NM (100K); NN=3000RPM; NATURAL COOLING, FRAME SIZE IMB 5 (IM V1, IM V3) FLANGE 1 POWER CONNECTOR ROTATABLE ABSOLUTE ENCODER 20 BIT + 12 BIT MULTITURN WITH DRIVE-CLIQ INTERFACE (ENCODER AM20DQI) PLAIN SHAFT, TOLERANCE N; W/O HOLDING BRAKE PROTECTION CLASS IP64; | 1683 | TEM | 1 | MC | 3.001 | 1
1FK70334CF211RG1 | SIMOTICS S SYNCHRONOUS MOTOR 1FK7-HD PN=0,38 KW; UZK=300V M0=1,3NM (100K); NN=3000RPM; NATURAL COOLING, FRAME SIZE IMB 5 (IM V1, IM V3) FLANGE 1 POWER CONNECTOR ROTATABLE ABSOLUTE ENCODER 20 BIT + 12 BIT MULTITURN WITH DRIVE-CLIQ INTERFACE (ENCODER AM20DQI) PLAIN SHAFT, TOLERANCE N; W/O HOLDING BRAKE PROTECTION CLASS IP65, | 1776 | TEM | 1 | MC | 3.001 | 1
1FK70334CF211RG2 | SIMOTICS S SYNCHRONOUS MOTOR 1FK7-HD PN=0,38 KW; UZK=300V M0=1,3NM (100K); NN=3000RPM; NATURAL COOLING, FRAME SIZE IMB 5 (IM V1, IM V3) FLANGE 1 POWER CONNECTOR ROTATABLE ABSOLUTE ENCODER 20 BIT + 12 BIT MULTITURN WITH DRIVE-CLIQ INTERFACE (ENCODER AM20DQI) PLAIN SHAFT, TOLERANCE N; W/O HOLDING BRAKE PROTECTION CLASS IP65, FLANGE ON DRIVE END IP67; | 1776 | TEM | 1 | MC | 3.001 | 1
1FK70334CF211RH0 | SIMOTICS S SYNCHRONOUS MOTOR 1FK7-HD PN=0,38 KW; UZK=300V M0=1,3NM (100K); NN=3000RPM; NATURAL COOLING, FRAME SIZE IMB 5 (IM V1, IM V3) FLANGE 1 POWER CONNECTOR ROTATABLE ABSOLUTE ENCODER 20 BIT + 12 BIT MULTITURN WITH DRIVE-CLIQ INTERFACE (ENCODER AM20DQI) PLAIN SHAFT, TOLERANCE N; WITH HOLDING BRAKE PROTECTION CLASS IP64; | 1899 | TEM | 1 | MC | 3.3 | 1
1FK70334CF211RH1 | SIMOTICS S SYNCHRONOUS MOTOR 1FK7-HD PN=0,38 KW; UZK=300V M0=1,3NM (100K); NN=3000RPM; NATURAL COOLING, FRAME SIZE IMB 5 (IM V1, IM V3) FLANGE 1 POWER CONNECTOR ROTATABLE ABSOLUTE ENCODER 20 BIT + 12 BIT MULTITURN WITH DRIVE-CLIQ INTERFACE (ENCODER AM20DQI) PLAIN SHAFT, TOLERANCE N; WITH HOLDING BRAKE PROTECTION CLASS IP65, | 1993 | TEM | 1 | MC | 3.3 | 1
1FK70334CF211RH2 | SIMOTICS S SYNCHRONOUS MOTOR 1FK7-HD PN=0,38 KW; UZK=300V M0=1,3NM (100K); NN=3000RPM; NATURAL COOLING, FRAME SIZE IMB 5 (IM V1, IM V3) FLANGE 1 POWER CONNECTOR ROTATABLE ABSOLUTE ENCODER 20 BIT + 12 BIT MULTITURN WITH DRIVE-CLIQ INTERFACE (ENCODER AM20DQI) PLAIN SHAFT, TOLERANCE N; WITH HOLDING BRAKE PROTECTION CLASS IP65, FLANGE ON DRIVE END IP67; | 1993 | TEM | 1 | MC | 3.3 | 1
1FK70334CF211SA0 | SIMOTICS S SYNCHRONOUS MOTOR 1FK7-HD PN=0,38 KW; UZK=300V M0=1,3NM (100K); NN=3000RPM; NATURAL COOLING, FRAME SIZE IMB 5 (IM V1, IM V3) FLANGE 1, WITH KTY TEMPERATURESENSOR POWER CONNECTOR ROTATABLE RESOLVER MULTI-POLE (RESOLVER P=3); SHAFT WITH FITTED KEY, TOLERANCE N; W/O HOLDING BRAKE PROTECTION CLASS IP64; | 1051 | TEM | 1 | MC | 3.002 | 1
1FK70334CF211SA1 | SIMOTICS S SYNCHRONOUS MOTOR 1FK7-HD PN=0,38 KW; UZK=300V M0=1,3NM (100K); NN=3000RPM; NATURAL COOLING, FRAME SIZE IMB 5 (IM V1, IM V3) FLANGE 1, WITH KTY TEMPERATURESENSOR POWER CONNECTOR ROTATABLE RESOLVER MULTI-POLE (RESOLVER P=3); SHAFT WITH FITTED KEY, TOLERANCE N; W/O HOLDING BRAKE PROTECTION CLASS IP65, | 1144 | TEM | 1 | MC | 3.002 | 1
1FK70334CF211SA2 | SIMOTICS S SYNCHRONOUS MOTOR 1FK7-HD PN=0,38 KW; UZK=300V M0=1,3NM (100K); NN=3000RPM; NATURAL COOLING, FRAME SIZE IMB 5 (IM V1, IM V3) FLANGE 1, WITH KTY TEMPERATURESENSOR POWER CONNECTOR ROTATABLE RESOLVER MULTI-POLE (RESOLVER P=3); SHAFT WITH FITTED KEY, TOLERANCE N; W/O HOLDING BRAKE PROTECTION CLASS IP65, FLANGE ON DRIVE END IP67; | 1144 | TEM | 1 | MC | 3.002 | 1
1FK70334CF211SB0 | SIMOTICS S SYNCHRONOUS MOTOR 1FK7-HD PN=0,38 KW; UZK=300V M0=1,3NM (100K); NN=3000RPM; NATURAL COOLING, FRAME SIZE IMB 5 (IM V1, IM V3) FLANGE 1, WITH KTY TEMPERATURESENSOR POWER CONNECTOR ROTATABLE RESOLVER MULTI-POLE (RESOLVER P=3); SHAFT WITH FITTED KEY, TOLERANCE N; WITH HOLDING BRAKE PROTECTION CLASS IP64; | 1270 | TEM | 1 | MC | 3.301 | 1
1FK70334CF211SB1 | SIMOTICS S SYNCHRONOUS MOTOR 1FK7-HD PN=0,38 KW; UZK=300V M0=1,3NM (100K); NN=3000RPM; NATURAL COOLING, FRAME SIZE IMB 5 (IM V1, IM V3) FLANGE 1, WITH KTY TEMPERATURESENSOR POWER CONNECTOR ROTATABLE RESOLVER MULTI-POLE (RESOLVER P=3); SHAFT WITH FITTED KEY, TOLERANCE N; WITH HOLDING BRAKE PROTECTION CLASS IP65, | 1363 | TEM | 1 | MC | 3.301 | 1
1FK70334CF211SB2 | SIMOTICS S SYNCHRONOUS MOTOR 1FK7-HD PN=0,38 KW; UZK=300V M0=1,3NM (100K); NN=3000RPM; NATURAL COOLING, FRAME SIZE IMB 5 (IM V1, IM V3) FLANGE 1, WITH KTY TEMPERATURESENSOR POWER CONNECTOR ROTATABLE RESOLVER MULTI-POLE (RESOLVER P=3); SHAFT WITH FITTED KEY, TOLERANCE N; WITH HOLDING BRAKE PROTECTION CLASS IP65, FLANGE ON DRIVE END IP67; | 1363 | TEM | 1 | MC | 3.301 | 1
1FK70334CF211SG0 | SIMOTICS S SYNCHRONOUS MOTOR 1FK7-HD PN=0,38 KW; UZK=300V M0=1,3NM (100K); NN=3000RPM; NATURAL COOLING, FRAME SIZE IMB 5 (IM V1, IM V3) FLANGE 1, WITH KTY TEMPERATURESENSOR POWER CONNECTOR ROTATABLE RESOLVER MULTI-POLE (RESOLVER P=3); PLAIN SHAFT, TOLERANCE N; W/O HOLDING BRAKE PROTECTION CLASS IP64; | 965 | TEM | 1 | MC | 3.002 | 1
1FK70334CF211SG1 | SIMOTICS S SYNCHRONOUS MOTOR 1FK7-HD PN=0,38 KW; UZK=300V M0=1,3NM (100K); NN=3000RPM; NATURAL COOLING, FRAME SIZE IMB 5 (IM V1, IM V3) FLANGE 1, WITH KTY TEMPERATURESENSOR POWER CONNECTOR ROTATABLE RESOLVER MULTI-POLE (RESOLVER P=3); PLAIN SHAFT, TOLERANCE N; W/O HOLDING BRAKE PROTECTION CLASS IP65, | 1058 | TEM | 1 | MC | 3.002 | 1
1FK70334CF211SG2 | SIMOTICS S SYNCHRONOUS MOTOR 1FK7-HD PN=0,38 KW; UZK=300V M0=1,3NM (100K); NN=3000RPM; NATURAL COOLING, FRAME SIZE IMB 5 (IM V1, IM V3) FLANGE 1, WITH KTY TEMPERATURESENSOR POWER CONNECTOR ROTATABLE RESOLVER MULTI-POLE (RESOLVER P=3); PLAIN SHAFT, TOLERANCE N; W/O HOLDING BRAKE PROTECTION CLASS IP65, FLANGE ON DRIVE END IP67; | 1058 | TEM | 1 | MC | 3.002 | 1
1FK70334CF211SH0 | SIMOTICS S SYNCHRONOUS MOTOR 1FK7-HD PN=0,38 KW; UZK=300V M0=1,3NM (100K); NN=3000RPM; NATURAL COOLING, FRAME SIZE IMB 5 (IM V1, IM V3) FLANGE 1, WITH KTY TEMPERATURESENSOR POWER CONNECTOR ROTATABLE RESOLVER MULTI-POLE (RESOLVER P=3); PLAIN SHAFT, TOLERANCE N; WITH HOLDING BRAKE PROTECTION CLASS IP64; | 1181 | TEM | 1 | MC | 3.301 | 1
1FK70334CF211SH1 | SIMOTICS S SYNCHRONOUS MOTOR 1FK7-HD PN=0,38 KW; UZK=300V M0=1,3NM (100K); NN=3000RPM; NATURAL COOLING, FRAME SIZE IMB 5 (IM V1, IM V3) FLANGE 1, WITH KTY TEMPERATURESENSOR POWER CONNECTOR ROTATABLE RESOLVER MULTI-POLE (RESOLVER P=3); PLAIN SHAFT, TOLERANCE N; WITH HOLDING BRAKE PROTECTION CLASS IP65, | 1275 | TEM | 1 | MC | 3.301 | 1
1FK70334CF211SH2 | SIMOTICS S SYNCHRONOUS MOTOR 1FK7-HD PN=0,38 KW; UZK=300V M0=1,3NM (100K); NN=3000RPM; NATURAL COOLING, FRAME SIZE IMB 5 (IM V1, IM V3) FLANGE 1, WITH KTY TEMPERATURESENSOR POWER CONNECTOR ROTATABLE RESOLVER MULTI-POLE (RESOLVER P=3); PLAIN SHAFT, TOLERANCE N; WITH HOLDING BRAKE PROTECTION CLASS IP65, FLANGE ON DRIVE END IP67; | 1275 | TEM | 1 | MC | 3.301 | 1
1FK70334CF211TA0 | SIMOTICS S SYNCHRONOUS MOTOR 1FK7-HD PN=0,38 KW; UZK=300V M0=1,3NM (100K); NN=3000RPM; NATURAL COOLING, FRAME SIZE IMB 5 (IM V1, IM V3) FLANGE 1, WITH KTY TEMPERATURESENSOR POWER CONNECTOR ROTATABLE RESOLVER 2-POLE (RESOLVER P=1); SHAFT WITH FITTED KEY, TOLERANCE N; W/O HOLDING BRAKE PROTECTION CLASS IP64; | 1051 | TEM | 1 | MC | 3.002 | 1
1FK70334CF211TA1 | SIMOTICS S SYNCHRONOUS MOTOR 1FK7-HD PN=0,38 KW; UZK=300V M0=1,3NM (100K); NN=3000RPM; NATURAL COOLING, FRAME SIZE IMB 5 (IM V1, IM V3) FLANGE 1, WITH KTY TEMPERATURESENSOR POWER CONNECTOR ROTATABLE RESOLVER 2-POLE (RESOLVER P=1); SHAFT WITH FITTED KEY, TOLERANCE N; W/O HOLDING BRAKE PROTECTION CLASS IP65, | 1144 | TEM | 1 | MC | 3.002 | 1
1FK70334CF211TA2 | SIMOTICS S SYNCHRONOUS MOTOR 1FK7-HD PN=0,38 KW; UZK=300V M0=1,3NM (100K); NN=3000RPM; NATURAL COOLING, FRAME SIZE IMB 5 (IM V1, IM V3) FLANGE 1, WITH KTY TEMPERATURESENSOR POWER CONNECTOR ROTATABLE RESOLVER 2-POLE (RESOLVER P=1); SHAFT WITH FITTED KEY, TOLERANCE N; W/O HOLDING BRAKE PROTECTION CLASS IP65, FLANGE ON DRIVE END IP67; | 1144 | TEM | 1 | MC | 3.002 | 1
1FK70334CF211TB0 | SIMOTICS S SYNCHRONOUS MOTOR 1FK7-HD PN=0,38 KW; UZK=300V M0=1,3NM (100K); NN=3000RPM; NATURAL COOLING, FRAME SIZE IMB 5 (IM V1, IM V3) FLANGE 1, WITH KTY TEMPERATURESENSOR POWER CONNECTOR ROTATABLE RESOLVER 2-POLE (RESOLVER P=1); SHAFT WITH FITTED KEY, TOLERANCE N; WITH HOLDING BRAKE PROTECTION CLASS IP64; | 1270 | TEM | 1 | MC | 3.301 | 1
1FK70334CF211TB1 | SIMOTICS S SYNCHRONOUS MOTOR 1FK7-HD PN=0,38 KW; UZK=300V M0=1,3NM (100K); NN=3000RPM; NATURAL COOLING, FRAME SIZE IMB 5 (IM V1, IM V3) FLANGE 1, WITH KTY TEMPERATURESENSOR POWER CONNECTOR ROTATABLE RESOLVER 2-POLE (RESOLVER P=1); SHAFT WITH FITTED KEY, TOLERANCE N; WITH HOLDING BRAKE PROTECTION CLASS IP65, | 1363 | TEM | 1 | MC | 3.301 | 1
1FK70334CF211TB2 | SIMOTICS S SYNCHRONOUS MOTOR 1FK7-HD PN=0,38 KW; UZK=300V M0=1,3NM (100K); NN=3000RPM; NATURAL COOLING, FRAME SIZE IMB 5 (IM V1, IM V3) FLANGE 1, WITH KTY TEMPERATURESENSOR POWER CONNECTOR ROTATABLE RESOLVER 2-POLE (RESOLVER P=1); SHAFT WITH FITTED KEY, TOLERANCE N; WITH HOLDING BRAKE PROTECTION CLASS IP65, FLANGE ON DRIVE END IP67; | 1363 | TEM | 1 | MC | 3.301 | 1
1FK70334CF211TG0 | SIMOTICS S SYNCHRONOUS MOTOR 1FK7-HD PN=0,38 KW; UZK=300V M0=1,3NM (100K); NN=3000RPM; NATURAL COOLING, FRAME SIZE IMB 5 (IM V1, IM V3) FLANGE 1, WITH KTY TEMPERATURESENSOR POWER CONNECTOR ROTATABLE RESOLVER 2-POLE (RESOLVER P=1); PLAIN SHAFT, TOLERANCE N; W/O HOLDING BRAKE PROTECTION CLASS IP64; | 965 | TEM | 1 | MC | 3.002 | 1
1FK70334CF211TG1 | SIMOTICS S SYNCHRONOUS MOTOR 1FK7-HD PN=0,38 KW; UZK=300V M0=1,3NM (100K); NN=3000RPM; NATURAL COOLING, FRAME SIZE IMB 5 (IM V1, IM V3) FLANGE 1, WITH KTY TEMPERATURESENSOR POWER CONNECTOR ROTATABLE RESOLVER 2-POLE (RESOLVER P=1); PLAIN SHAFT, TOLERANCE N; W/O HOLDING BRAKE PROTECTION CLASS IP65, | 1058 | TEM | 1 | MC | 3.002 | 1
1FK70334CF211TG2 | SIMOTICS S SYNCHRONOUS MOTOR 1FK7-HD PN=0,38 KW; UZK=300V M0=1,3NM (100K); NN=3000RPM; NATURAL COOLING, FRAME SIZE IMB 5 (IM V1, IM V3) FLANGE 1, WITH KTY TEMPERATURESENSOR POWER CONNECTOR ROTATABLE RESOLVER 2-POLE (RESOLVER P=1); PLAIN SHAFT, TOLERANCE N; W/O HOLDING BRAKE PROTECTION CLASS IP65, FLANGE ON DRIVE END IP67; | 1058 | TEM | 1 | MC | 3.002 | 1
1FK70334CF211TH0 | SIMOTICS S SYNCHRONOUS MOTOR 1FK7-HD PN=0,38 KW; UZK=300V M0=1,3NM (100K); NN=3000RPM; NATURAL COOLING, FRAME SIZE IMB 5 (IM V1, IM V3) FLANGE 1, WITH KTY TEMPERATURESENSOR POWER CONNECTOR ROTATABLE RESOLVER 2-POLE (RESOLVER P=1); PLAIN SHAFT, TOLERANCE N; WITH HOLDING BRAKE PROTECTION CLASS IP64; | 1181 | TEM | 1 | MC | 3.301 | 1
1FK70334CF211TH1 | SIMOTICS S SYNCHRONOUS MOTOR 1FK7-HD PN=0,38 KW; UZK=300V M0=1,3NM (100K); NN=3000RPM; NATURAL COOLING, FRAME SIZE IMB 5 (IM V1, IM V3) FLANGE 1, WITH KTY TEMPERATURESENSOR POWER CONNECTOR ROTATABLE RESOLVER 2-POLE (RESOLVER P=1); PLAIN SHAFT, TOLERANCE N; WITH HOLDING BRAKE PROTECTION CLASS IP65, | 1275 | TEM | 1 | MC | 3.301 | 1
1FK70334CF211TH2 | SIMOTICS S SYNCHRONOUS MOTOR 1FK7-HD PN=0,38 KW; UZK=300V M0=1,3NM (100K); NN=3000RPM; NATURAL COOLING, FRAME SIZE IMB 5 (IM V1, IM V3) FLANGE 1, WITH KTY TEMPERATURESENSOR POWER CONNECTOR ROTATABLE RESOLVER 2-POLE (RESOLVER P=1); PLAIN SHAFT, TOLERANCE N; WITH HOLDING BRAKE PROTECTION CLASS IP65, FLANGE ON DRIVE END IP67; | 1275 | TEM | 1 | MC | 3.301 | 1
1FK70334CF211UA0 | SIMOTICS S SYNCHRONOUS MOTOR 1FK7-HD PN=0,38 KW; UZK=300V M0=1,3NM (100K); NN=3000RPM; NATURAL COOLING, FRAME SIZE IMB 5 (IM V1, IM V3) FLANGE 1 POWER CONNECTOR ROTATABLE RESOLVER MULTI-POLE WITH DRIVE-CLIQ INTERFACE; SHAFT WITH FITTED KEY, TOLERANCE N; W/O HOLDING BRAKE PROTECTION CLASS IP64; | 1292 | TEM | 1 | MC | 3.002 | 1
1FK70334CF211UA1 | SIMOTICS S SYNCHRONOUS MOTOR 1FK7-HD PN=0,38 KW; UZK=300V M0=1,3NM (100K); NN=3000RPM; NATURAL COOLING, FRAME SIZE IMB 5 (IM V1, IM V3) FLANGE 1 POWER CONNECTOR ROTATABLE RESOLVER MULTI-POLE WITH DRIVE-CLIQ INTERFACE; SHAFT WITH FITTED KEY, TOLERANCE N; W/O HOLDING BRAKE PROTECTION CLASS IP65, | 1385 | TEM | 1 | MC | 3.002 | 1
1FK70334CF211UA2 | SIMOTICS S SYNCHRONOUS MOTOR 1FK7-HD PN=0,38 KW; UZK=300V M0=1,3NM (100K); NN=3000RPM; NATURAL COOLING, FRAME SIZE IMB 5 (IM V1, IM V3) FLANGE 1 POWER CONNECTOR ROTATABLE RESOLVER MULTI-POLE WITH DRIVE-CLIQ INTERFACE; SHAFT WITH FITTED KEY, TOLERANCE N; W/O HOLDING BRAKE PROTECTION CLASS IP65, FLANGE ON DRIVE END IP67; | 1385 | TEM | 1 | MC | 3.002 | 1
1FK70334CF211UB0 | SIMOTICS S SYNCHRONOUS MOTOR 1FK7-HD PN=0,38 KW; UZK=300V M0=1,3NM (100K); NN=3000RPM; NATURAL COOLING, FRAME SIZE IMB 5 (IM V1, IM V3) FLANGE 1 POWER CONNECTOR ROTATABLE RESOLVER MULTI-POLE WITH DRIVE-CLIQ INTERFACE; SHAFT WITH FITTED KEY, TOLERANCE N; WITH HOLDING BRAKE PROTECTION CLASS IP64; | 1511 | TEM | 1 | MC | 3.301 | 1
1FK70334CF211UB1 | SIMOTICS S SYNCHRONOUS MOTOR 1FK7-HD PN=0,38 KW; UZK=300V M0=1,3NM (100K); NN=3000RPM; NATURAL COOLING, FRAME SIZE IMB 5 (IM V1, IM V3) FLANGE 1 POWER CONNECTOR ROTATABLE RESOLVER MULTI-POLE WITH DRIVE-CLIQ INTERFACE; SHAFT WITH FITTED KEY, TOLERANCE N; WITH HOLDING BRAKE PROTECTION CLASS IP65, | 1604 | TEM | 1 | MC | 3.301 | 1
1FK70334CF211UB2 | SIMOTICS S SYNCHRONOUS MOTOR 1FK7-HD PN=0,38 KW; UZK=300V M0=1,3NM (100K); NN=3000RPM; NATURAL COOLING, FRAME SIZE IMB 5 (IM V1, IM V3) FLANGE 1 POWER CONNECTOR ROTATABLE RESOLVER MULTI-POLE WITH DRIVE-CLIQ INTERFACE; SHAFT WITH FITTED KEY, TOLERANCE N; WITH HOLDING BRAKE PROTECTION CLASS IP65, FLANGE ON DRIVE END IP67; | 1604 | TEM | 1 | MC | 3.301 | 1
1FK70334CF211UG0 | SIMOTICS S SYNCHRONOUS MOTOR 1FK7-HD PN=0,38 KW; UZK=300V M0=1,3NM (100K); NN=3000RPM; NATURAL COOLING, FRAME SIZE IMB 5 (IM V1, IM V3) FLANGE 1 POWER CONNECTOR ROTATABLE RESOLVER MULTI-POLE WITH DRIVE-CLIQ INTERFACE; PLAIN SHAFT, TOLERANCE N; W/O HOLDING BRAKE PROTECTION CLASS IP64; | 1206 | TEM | 1 | MC | 3.002 | 1
1FK70334CF211UG1 | SIMOTICS S SYNCHRONOUS MOTOR 1FK7-HD PN=0,38 KW; UZK=300V M0=1,3NM (100K); NN=3000RPM; NATURAL COOLING, FRAME SIZE IMB 5 (IM V1, IM V3) FLANGE 1 POWER CONNECTOR ROTATABLE RESOLVER MULTI-POLE WITH DRIVE-CLIQ INTERFACE; PLAIN SHAFT, TOLERANCE N; W/O HOLDING BRAKE PROTECTION CLASS IP65, | 1299 | TEM | 1 | MC | 3.002 | 1
1FK70334CF211UG2 | SIMOTICS S SYNCHRONOUS MOTOR 1FK7-HD PN=0,38 KW; UZK=300V M0=1,3NM (100K); NN=3000RPM; NATURAL COOLING, FRAME SIZE IMB 5 (IM V1, IM V3) FLANGE 1 POWER CONNECTOR ROTATABLE RESOLVER MULTI-POLE WITH DRIVE-CLIQ INTERFACE; PLAIN SHAFT, TOLERANCE N; W/O HOLDING BRAKE PROTECTION CLASS IP65, FLANGE ON DRIVE END IP67; | 1299 | TEM | 1 | MC | 3.002 | 1
1FK70334CF211UH0 | SIMOTICS S SYNCHRONOUS MOTOR 1FK7-HD PN=0,38 KW; UZK=300V M0=1,3NM (100K); NN=3000RPM; NATURAL COOLING, FRAME SIZE IMB 5 (IM V1, IM V3) FLANGE 1 POWER CONNECTOR ROTATABLE RESOLVER MULTI-POLE WITH DRIVE-CLIQ INTERFACE; PLAIN SHAFT, TOLERANCE N; WITH HOLDING BRAKE PROTECTION CLASS IP64; | 1422 | TEM | 1 | MC | 3.301 | 1
1FK70334CF211UH1 | SIMOTICS S SYNCHRONOUS MOTOR 1FK7-HD PN=0,38 KW; UZK=300V M0=1,3NM (100K); NN=3000RPM; NATURAL COOLING, FRAME SIZE IMB 5 (IM V1, IM V3) FLANGE 1 POWER CONNECTOR ROTATABLE RESOLVER MULTI-POLE WITH DRIVE-CLIQ INTERFACE; PLAIN SHAFT, TOLERANCE N; WITH HOLDING BRAKE PROTECTION CLASS IP65, | 1516 | TEM | 1 | MC | 3.301 | 1
1FK70334CF211UH2 | SIMOTICS S SYNCHRONOUS MOTOR 1FK7-HD PN=0,38 KW; UZK=300V M0=1,3NM (100K); NN=3000RPM; NATURAL COOLING, FRAME SIZE IMB 5 (IM V1, IM V3) FLANGE 1 POWER CONNECTOR ROTATABLE RESOLVER MULTI-POLE WITH DRIVE-CLIQ INTERFACE; PLAIN SHAFT, TOLERANCE N; WITH HOLDING BRAKE PROTECTION CLASS IP65, FLANGE ON DRIVE END IP67; | 1516 | TEM | 1 | MC | 3.301 | 1
1FK70334CK711AA0 | SIMOTICS S SYNCHRONOUS MOTOR 1FK7-HD PN=0,57 KW; UZK=600V M0=1,3NM (100K); NN=6000RPM; NATURAL COOLING, FRAME SIZE IMB 5 (IM V1, IM V3) FLANGE 1, WITH KTY TEMPERATURESENSOR POWER CONNECTOR ROTATABLE INCREMENTAL ENCODER SIN/COS 1VPP;2048 S/R W. C-AND D-SPUR (ENCODER IC2048S/R) SHAFT WITH FITTED KEY, TOLERANCE N; W/O HOLDING BRAKE PROTECTION CLASS IP64; | 1637 | TEM | 1 | MC | 3.001 | 1
1FK70334CK711AA1 | SIMOTICS S SYNCHRONOUS MOTOR 1FK7-HD PN=0,57 KW; UZK=600V M0=1,3NM (100K); NN=6000RPM; NATURAL COOLING, FRAME SIZE IMB 5 (IM V1, IM V3) FLANGE 1, WITH KTY TEMPERATURESENSOR POWER CONNECTOR ROTATABLE INCREMENTAL ENCODER SIN/COS 1VPP;2048 S/R W. C-AND D-SPUR (ENCODER IC2048S/R) SHAFT WITH FITTED KEY, TOLERANCE N; W/O HOLDING BRAKE PROTECTION CLASS IP65, | 1730 | TEM | 1 | MC | 3.001 | 1
1FK70334CK711AA2 | SIMOTICS S SYNCHRONOUS MOTOR 1FK7-HD PN=0,57 KW; UZK=600V M0=1,3NM (100K); NN=6000RPM; NATURAL COOLING, FRAME SIZE IMB 5 (IM V1, IM V3) FLANGE 1, WITH KTY TEMPERATURESENSOR POWER CONNECTOR ROTATABLE INCREMENTAL ENCODER SIN/COS 1VPP;2048 S/R W. C-AND D-SPUR (ENCODER IC2048S/R) SHAFT WITH FITTED KEY, TOLERANCE N; W/O HOLDING BRAKE PROTECTION CLASS IP65, FLANGE ON DRIVE END IP67; | 1730 | TEM | 1 | MC | 3.001 | 1
1FK70334CK711AB0 | SIMOTICS S SYNCHRONOUS MOTOR 1FK7-HD PN=0,57 KW; UZK=600V M0=1,3NM (100K); NN=6000RPM; NATURAL COOLING, FRAME SIZE IMB 5 (IM V1, IM V3) FLANGE 1, WITH KTY TEMPERATURESENSOR POWER CONNECTOR ROTATABLE INCREMENTAL ENCODER SIN/COS 1VPP;2048 S/R W. C-AND D-SPUR (ENCODER IC2048S/R) SHAFT WITH FITTED KEY, TOLERANCE N; WITH HOLDING BRAKE PROTECTION CLASS IP64; | 1856 | TEM | 1 | MC | 3.3 | 1
1FK70334CK711AB1 | SIMOTICS S SYNCHRONOUS MOTOR 1FK7-HD PN=0,57 KW; UZK=600V M0=1,3NM (100K); NN=6000RPM; NATURAL COOLING, FRAME SIZE IMB 5 (IM V1, IM V3) FLANGE 1, WITH KTY TEMPERATURESENSOR POWER CONNECTOR ROTATABLE INCREMENTAL ENCODER SIN/COS 1VPP;2048 S/R W. C-AND D-SPUR (ENCODER IC2048S/R) SHAFT WITH FITTED KEY, TOLERANCE N; WITH HOLDING BRAKE PROTECTION CLASS IP65, | 1949 | TEM | 1 | MC | 3.3 | 1
1FK70334CK711AB2 | SIMOTICS S SYNCHRONOUS MOTOR 1FK7-HD PN=0,57 KW; UZK=600V M0=1,3NM (100K); NN=6000RPM; NATURAL COOLING, FRAME SIZE IMB 5 (IM V1, IM V3) FLANGE 1, WITH KTY TEMPERATURESENSOR POWER CONNECTOR ROTATABLE INCREMENTAL ENCODER SIN/COS 1VPP;2048 S/R W. C-AND D-SPUR (ENCODER IC2048S/R) SHAFT WITH FITTED KEY, TOLERANCE N; WITH HOLDING BRAKE PROTECTION CLASS IP65, FLANGE ON DRIVE END IP67; | 1949 | TEM | 1 | MC | 3.3 | 1
1FK70334CK711AG0 | SIMOTICS S SYNCHRONOUS MOTOR 1FK7-HD PN=0,57 KW; UZK=600V M0=1,3NM (100K); NN=6000RPM; NATURAL COOLING, FRAME SIZE IMB 5 (IM V1, IM V3) FLANGE 1, WITH KTY TEMPERATURESENSOR POWER CONNECTOR ROTATABLE INCREMENTAL ENCODER SIN/COS 1VPP;2048 S/R W. C-AND D-SPUR (ENCODER IC2048S/R) PLAIN SHAFT, TOLERANCE N; W/O HOLDING BRAKE PROTECTION CLASS IP64; | 1551 | TEM | 1 | MC | 3.001 | 1
1FK70334CK711AG1 | SIMOTICS S SYNCHRONOUS MOTOR 1FK7-HD PN=0,57 KW; UZK=600V M0=1,3NM (100K); NN=6000RPM; NATURAL COOLING, FRAME SIZE IMB 5 (IM V1, IM V3) FLANGE 1, WITH KTY TEMPERATURESENSOR POWER CONNECTOR ROTATABLE INCREMENTAL ENCODER SIN/COS 1VPP;2048 S/R W. C-AND D-SPUR (ENCODER IC2048S/R) PLAIN SHAFT, TOLERANCE N; W/O HOLDING BRAKE PROTECTION CLASS IP65, | 1644 | TEM | 1 | MC | 3.001 | 1
1FK70334CK711AG2 | SIMOTICS S SYNCHRONOUS MOTOR 1FK7-HD PN=0,57 KW; UZK=600V M0=1,3NM (100K); NN=6000RPM; NATURAL COOLING, FRAME SIZE IMB 5 (IM V1, IM V3) FLANGE 1, WITH KTY TEMPERATURESENSOR POWER CONNECTOR ROTATABLE INCREMENTAL ENCODER SIN/COS 1VPP;2048 S/R W. C-AND D-SPUR (ENCODER IC2048S/R) PLAIN SHAFT, TOLERANCE N; W/O HOLDING BRAKE PROTECTION CLASS IP65, FLANGE ON DRIVE END IP67; | 1644 | TEM | 1 | MC | 3.001 | 1
1FK70334CK711AH0 | SIMOTICS S SYNCHRONOUS MOTOR 1FK7-HD PN=0,57 KW; UZK=600V M0=1,3NM (100K); NN=6000RPM; NATURAL COOLING, FRAME SIZE IMB 5 (IM V1, IM V3) FLANGE 1, WITH KTY TEMPERATURESENSOR POWER CONNECTOR ROTATABLE INCREMENTAL ENCODER SIN/COS 1VPP;2048 S/R W. C-AND D-SPUR (ENCODER IC2048S/R) PLAIN SHAFT, TOLERANCE N; WITH HOLDING BRAKE PROTECTION CLASS IP64; | 1767 | TEM | 1 | MC | 3.3 | 1
1FK70334CK711AH1 | SIMOTICS S SYNCHRONOUS MOTOR 1FK7-HD PN=0,57 KW; UZK=600V M0=1,3NM (100K); NN=6000RPM; NATURAL COOLING, FRAME SIZE IMB 5 (IM V1, IM V3) FLANGE 1, WITH KTY TEMPERATURESENSOR POWER CONNECTOR ROTATABLE INCREMENTAL ENCODER SIN/COS 1VPP;2048 S/R W. C-AND D-SPUR (ENCODER IC2048S/R) PLAIN SHAFT, TOLERANCE N; WITH HOLDING BRAKE PROTECTION CLASS IP65, | 1861 | TEM | 1 | MC | 3.3 | 1
1FK70334CK711AH2 | SIMOTICS S SYNCHRONOUS MOTOR 1FK7-HD PN=0,57 KW; UZK=600V M0=1,3NM (100K); NN=6000RPM; NATURAL COOLING, FRAME SIZE IMB 5 (IM V1, IM V3) FLANGE 1, WITH KTY TEMPERATURESENSOR POWER CONNECTOR ROTATABLE INCREMENTAL ENCODER SIN/COS 1VPP;2048 S/R W. C-AND D-SPUR (ENCODER IC2048S/R) PLAIN SHAFT, TOLERANCE N; WITH HOLDING BRAKE PROTECTION CLASS IP65, FLANGE ON DRIVE END IP67; | 1861 | TEM | 1 | MC | 3.3 | 1
1FK70334CK711BA0 | SIMOTICS S SYNCHRONOUS MOTOR 1FK7-HD PN=0,57 KW; UZK=600V M0=1,3NM (100K); NN=6000RPM; NATURAL COOLING, FRAME SIZE IMB 5 (IM V1, IM V3) FLANGE 1 POWER CONNECTOR ROTATABLE ABSOLUTE ENCODER SINGLETURN 24 BIT WITH DRIVE CLIQ INTERFACE (ENCODER AS24DQI) SHAFT WITH FITTED KEY, TOLERANCE N; W/O HOLDING BRAKE PROTECTION CLASS IP64; | 1878 | TEM | 1 | MC | 3.001 | 1
1FK70334CK711BA1 | SIMOTICS S SYNCHRONOUS MOTOR 1FK7-HD PN=0,57 KW; UZK=600V M0=1,3NM (100K); NN=6000RPM; NATURAL COOLING, FRAME SIZE IMB 5 (IM V1, IM V3) FLANGE 1 POWER CONNECTOR ROTATABLE ABSOLUTE ENCODER SINGLETURN 24 BIT WITH DRIVE CLIQ INTERFACE (ENCODER AS24DQI) SHAFT WITH FITTED KEY, TOLERANCE N; W/O HOLDING BRAKE PROTECTION CLASS IP65, | 1971 | TEM | 1 | MC | 3.001 | 1
1FK70334CK711BA2 | SIMOTICS S SYNCHRONOUS MOTOR 1FK7-HD PN=0,57 KW; UZK=600V M0=1,3NM (100K); NN=6000RPM; NATURAL COOLING, FRAME SIZE IMB 5 (IM V1, IM V3) FLANGE 1 POWER CONNECTOR ROTATABLE ABSOLUTE ENCODER SINGLETURN 24 BIT WITH DRIVE CLIQ INTERFACE (ENCODER AS24DQI) SHAFT WITH FITTED KEY, TOLERANCE N; W/O HOLDING BRAKE PROTECTION CLASS IP65, FLANGE ON DRIVE END IP67; | 1971 | TEM | 1 | MC | 3.001 | 1
1FK70334CK711BB0 | SIMOTICS S SYNCHRONOUS MOTOR 1FK7-HD PN=0,57 KW; UZK=600V M0=1,3NM (100K); NN=6000RPM; NATURAL COOLING, FRAME SIZE IMB 5 (IM V1, IM V3) FLANGE 1 POWER CONNECTOR ROTATABLE ABSOLUTE ENCODER SINGLETURN 24 BIT WITH DRIVE CLIQ INTERFACE (ENCODER AS24DQI) SHAFT WITH FITTED KEY, TOLERANCE N; WITH HOLDING BRAKE PROTECTION CLASS IP64; | 2097 | TEM | 1 | MC | 3.3 | 1
1FK70334CK711BB1 | SIMOTICS S SYNCHRONOUS MOTOR 1FK7-HD PN=0,57 KW; UZK=600V M0=1,3NM (100K); NN=6000RPM; NATURAL COOLING, FRAME SIZE IMB 5 (IM V1, IM V3) FLANGE 1 POWER CONNECTOR ROTATABLE ABSOLUTE ENCODER SINGLETURN 24 BIT WITH DRIVE CLIQ INTERFACE (ENCODER AS24DQI) SHAFT WITH FITTED KEY, TOLERANCE N; WITH HOLDING BRAKE PROTECTION CLASS IP65, | 2190 | TEM | 1 | MC | 3.3 | 1
1FK70334CK711BB2 | SIMOTICS S SYNCHRONOUS MOTOR 1FK7-HD PN=0,57 KW; UZK=600V M0=1,3NM (100K); NN=6000RPM; NATURAL COOLING, FRAME SIZE IMB 5 (IM V1, IM V3) FLANGE 1 POWER CONNECTOR ROTATABLE ABSOLUTE ENCODER SINGLETURN 24 BIT WITH DRIVE CLIQ INTERFACE (ENCODER AS24DQI) SHAFT WITH FITTED KEY, TOLERANCE N; WITH HOLDING BRAKE PROTECTION CLASS IP65, FLANGE ON DRIVE END IP67; | 2190 | TEM | 1 | MC | 3.3 | 1
1FK70334CK711BG0 | SIMOTICS S SYNCHRONOUS MOTOR 1FK7-HD PN=0,57 KW; UZK=600V M0=1,3NM (100K); NN=6000RPM; NATURAL COOLING, FRAME SIZE IMB 5 (IM V1, IM V3) FLANGE 1 POWER CONNECTOR ROTATABLE ABSOLUTE ENCODER SINGLETURN 24 BIT WITH DRIVE CLIQ INTERFACE (ENCODER AS24DQI) PLAIN SHAFT, TOLERANCE N; W/O HOLDING BRAKE PROTECTION CLASS IP64; | 1792 | TEM | 1 | MC | 3.001 | 1
1FK70334CK711BG1 | SIMOTICS S SYNCHRONOUS MOTOR 1FK7-HD PN=0,57 KW; UZK=600V M0=1,3NM (100K); NN=6000RPM; NATURAL COOLING, FRAME SIZE IMB 5 (IM V1, IM V3) FLANGE 1 POWER CONNECTOR ROTATABLE ABSOLUTE ENCODER SINGLETURN 24 BIT WITH DRIVE CLIQ INTERFACE (ENCODER AS24DQI) PLAIN SHAFT, TOLERANCE N; W/O HOLDING BRAKE PROTECTION CLASS IP65, | 1885 | TEM | 1 | MC | 3.001 | 1
1FK70334CK711BG2 | SIMOTICS S SYNCHRONOUS MOTOR 1FK7-HD PN=0,57 KW; UZK=600V M0=1,3NM (100K); NN=6000RPM; NATURAL COOLING, FRAME SIZE IMB 5 (IM V1, IM V3) FLANGE 1 POWER CONNECTOR ROTATABLE ABSOLUTE ENCODER SINGLETURN 24 BIT WITH DRIVE CLIQ INTERFACE (ENCODER AS24DQI) PLAIN SHAFT, TOLERANCE N; W/O HOLDING BRAKE PROTECTION CLASS IP65, FLANGE ON DRIVE END IP67; | 1885 | TEM | 1 | MC | 3.001 | 1
1FK70334CK711BH0 | SIMOTICS S SYNCHRONOUS MOTOR 1FK7-HD PN=0,57 KW; UZK=600V M0=1,3NM (100K); NN=6000RPM; NATURAL COOLING, FRAME SIZE IMB 5 (IM V1, IM V3) FLANGE 1 POWER CONNECTOR ROTATABLE ABSOLUTE ENCODER SINGLETURN 24 BIT WITH DRIVE CLIQ INTERFACE (ENCODER AS24DQI) PLAIN SHAFT, TOLERANCE N; WITH HOLDING BRAKE PROTECTION CLASS IP64; | 2008 | TEM | 1 | MC | 3.3 | 1
1FK70334CK711BH1 | SIMOTICS S SYNCHRONOUS MOTOR 1FK7-HD PN=0,57 KW; UZK=600V M0=1,3NM (100K); NN=6000RPM; NATURAL COOLING, FRAME SIZE IMB 5 (IM V1, IM V3) FLANGE 1 POWER CONNECTOR ROTATABLE ABSOLUTE ENCODER SINGLETURN 24 BIT WITH DRIVE CLIQ INTERFACE (ENCODER AS24DQI) PLAIN SHAFT, TOLERANCE N; WITH HOLDING BRAKE PROTECTION CLASS IP65, | 2102 | TEM | 1 | MC | 3.3 | 1
1FK70334CK711BH2 | SIMOTICS S SYNCHRONOUS MOTOR 1FK7-HD PN=0,57 KW; UZK=600V M0=1,3NM (100K); NN=6000RPM; NATURAL COOLING, FRAME SIZE IMB 5 (IM V1, IM V3) FLANGE 1 POWER CONNECTOR ROTATABLE ABSOLUTE ENCODER SINGLETURN 24 BIT WITH DRIVE CLIQ INTERFACE (ENCODER AS24DQI) PLAIN SHAFT, TOLERANCE N; WITH HOLDING BRAKE PROTECTION CLASS IP65, FLANGE ON DRIVE END IP67; | 2102 | TEM | 1 | MC | 3.3 | 1
1FK70334CK711CA0 | SIMOTICS S SYNCHRONOUS MOTOR 1FK7-HD PN=0,57 KW; UZK=600V M0=1,3NM (100K); NN=6000RPM; NATURAL COOLING, FRAME SIZE IMB 5 (IM V1, IM V3) FLANGE 1 POWER CONNECTOR ROTATABLE ABSOLUTE ENCODER 24 BIT + 12 BIT MULTITURN WITH DRIVE-CLIQ INTERFACE (ENCODER AM24DQI) SHAFT WITH FITTED KEY, TOLERANCE N; W/O HOLDING BRAKE PROTECTION CLASS IP64; | 2247 | TEM | 1 | MC | 3.001 | 1
1FK70334CK711CA1 | SIMOTICS S SYNCHRONOUS MOTOR 1FK7-HD PN=0,57 KW; UZK=600V M0=1,3NM (100K); NN=6000RPM; NATURAL COOLING, FRAME SIZE IMB 5 (IM V1, IM V3) FLANGE 1 POWER CONNECTOR ROTATABLE ABSOLUTE ENCODER 24 BIT + 12 BIT MULTITURN WITH DRIVE-CLIQ INTERFACE (ENCODER AM24DQI) SHAFT WITH FITTED KEY, TOLERANCE N; W/O HOLDING BRAKE PROTECTION CLASS IP65, | 2341 | TEM | 1 | MC | 3.001 | 1
1FK70334CK711CA2 | SIMOTICS S SYNCHRONOUS MOTOR 1FK7-HD PN=0,57 KW; UZK=600V M0=1,3NM (100K); NN=6000RPM; NATURAL COOLING, FRAME SIZE IMB 5 (IM V1, IM V3) FLANGE 1 POWER CONNECTOR ROTATABLE ABSOLUTE ENCODER 24 BIT + 12 BIT MULTITURN WITH DRIVE-CLIQ INTERFACE (ENCODER AM24DQI) SHAFT WITH FITTED KEY, TOLERANCE N; W/O HOLDING BRAKE PROTECTION CLASS IP65, FLANGE ON DRIVE END IP67; | 2341 | TEM | 1 | MC | 3.001 | 1
1FK70334CK711CB0 | SIMOTICS S SYNCHRONOUS MOTOR 1FK7-HD PN=0,57 KW; UZK=600V M0=1,3NM (100K); NN=6000RPM; NATURAL COOLING, FRAME SIZE IMB 5 (IM V1, IM V3) FLANGE 1 POWER CONNECTOR ROTATABLE ABSOLUTE ENCODER 24 BIT + 12 BIT MULTITURN WITH DRIVE-CLIQ INTERFACE (ENCODER AM24DQI) SHAFT WITH FITTED KEY, TOLERANCE N; WITH HOLDING BRAKE PROTECTION CLASS IP64; | 2466 | TEM | 1 | MC | 3.3 | 1
1FK70334CK711CB1 | SIMOTICS S SYNCHRONOUS MOTOR 1FK7-HD PN=0,57 KW; UZK=600V M0=1,3NM (100K); NN=6000RPM; NATURAL COOLING, FRAME SIZE IMB 5 (IM V1, IM V3) FLANGE 1 POWER CONNECTOR ROTATABLE ABSOLUTE ENCODER 24 BIT + 12 BIT MULTITURN WITH DRIVE-CLIQ INTERFACE (ENCODER AM24DQI) SHAFT WITH FITTED KEY, TOLERANCE N; WITH HOLDING BRAKE PROTECTION CLASS IP65, | 2560 | TEM | 1 | MC | 3.3 | 1
1FK70334CK711CB2 | SIMOTICS S SYNCHRONOUS MOTOR 1FK7-HD PN=0,57 KW; UZK=600V M0=1,3NM (100K); NN=6000RPM; NATURAL COOLING, FRAME SIZE IMB 5 (IM V1, IM V3) FLANGE 1 POWER CONNECTOR ROTATABLE ABSOLUTE ENCODER 24 BIT + 12 BIT MULTITURN WITH DRIVE-CLIQ INTERFACE (ENCODER AM24DQI) SHAFT WITH FITTED KEY, TOLERANCE N; WITH HOLDING BRAKE PROTECTION CLASS IP65, FLANGE ON DRIVE END IP67; | 2560 | TEM | 1 | MC | 3.3 | 1
1FK70334CK711CG0 | SIMOTICS S SYNCHRONOUS MOTOR 1FK7-HD PN=0,57 KW; UZK=600V M0=1,3NM (100K); NN=6000RPM; NATURAL COOLING, FRAME SIZE IMB 5 (IM V1, IM V3) FLANGE 1 POWER CONNECTOR ROTATABLE ABSOLUTE ENCODER 24 BIT + 12 BIT MULTITURN WITH DRIVE-CLIQ INTERFACE (ENCODER AM24DQI) PLAIN SHAFT, TOLERANCE N; W/O HOLDING BRAKE PROTECTION CLASS IP64; | 2161 | TEM | 1 | MC | 3.001 | 1
1FK70334CK711CG1 | SIMOTICS S SYNCHRONOUS MOTOR 1FK7-HD PN=0,57 KW; UZK=600V M0=1,3NM (100K); NN=6000RPM; NATURAL COOLING, FRAME SIZE IMB 5 (IM V1, IM V3) FLANGE 1 POWER CONNECTOR ROTATABLE ABSOLUTE ENCODER 24 BIT + 12 BIT MULTITURN WITH DRIVE-CLIQ INTERFACE (ENCODER AM24DQI) PLAIN SHAFT, TOLERANCE N; W/O HOLDING BRAKE PROTECTION CLASS IP65, | 2254 | TEM | 1 | MC | 3.001 | 1
1FK70334CK711CG2 | SIMOTICS S SYNCHRONOUS MOTOR 1FK7-HD PN=0,57 KW; UZK=600V M0=1,3NM (100K); NN=6000RPM; NATURAL COOLING, FRAME SIZE IMB 5 (IM V1, IM V3) FLANGE 1 POWER CONNECTOR ROTATABLE ABSOLUTE ENCODER 24 BIT + 12 BIT MULTITURN WITH DRIVE-CLIQ INTERFACE (ENCODER AM24DQI) PLAIN SHAFT, TOLERANCE N; W/O HOLDING BRAKE PROTECTION CLASS IP65, FLANGE ON DRIVE END IP67; | 2254 | TEM | 1 | MC | 3.001 | 1
1FK70334CK711CH0 | SIMOTICS S SYNCHRONOUS MOTOR 1FK7-HD PN=0,57 KW; UZK=600V M0=1,3NM (100K); NN=6000RPM; NATURAL COOLING, FRAME SIZE IMB 5 (IM V1, IM V3) FLANGE 1 POWER CONNECTOR ROTATABLE ABSOLUTE ENCODER 24 BIT + 12 BIT MULTITURN WITH DRIVE-CLIQ INTERFACE (ENCODER AM24DQI) PLAIN SHAFT, TOLERANCE N; WITH HOLDING BRAKE PROTECTION CLASS IP64; | 2377 | TEM | 1 | MC | 3.3 | 1
1FK70334CK711CH1 | SIMOTICS S SYNCHRONOUS MOTOR 1FK7-HD PN=0,57 KW; UZK=600V M0=1,3NM (100K); NN=6000RPM; NATURAL COOLING, FRAME SIZE IMB 5 (IM V1, IM V3) FLANGE 1 POWER CONNECTOR ROTATABLE ABSOLUTE ENCODER 24 BIT + 12 BIT MULTITURN WITH DRIVE-CLIQ INTERFACE (ENCODER AM24DQI) PLAIN SHAFT, TOLERANCE N; WITH HOLDING BRAKE PROTECTION CLASS IP65, | 2471 | TEM | 1 | MC | 3.3 | 1
1FK70334CK711CH2 | SIMOTICS S SYNCHRONOUS MOTOR 1FK7-HD PN=0,57 KW; UZK=600V M0=1,3NM (100K); NN=6000RPM; NATURAL COOLING, FRAME SIZE IMB 5 (IM V1, IM V3) FLANGE 1 POWER CONNECTOR ROTATABLE ABSOLUTE ENCODER 24 BIT + 12 BIT MULTITURN WITH DRIVE-CLIQ INTERFACE (ENCODER AM24DQI) PLAIN SHAFT, TOLERANCE N; WITH HOLDING BRAKE PROTECTION CLASS IP65, FLANGE ON DRIVE END IP67; | 2471 | TEM | 1 | MC | 3.3 | 1
1FK70334CK711DA0 | SIMOTICS S SYNCHRONOUS MOTOR 1FK7-HD PN=0,57 KW; UZK=600V M0=1,3NM (100K); NN=6000RPM; NATURAL COOLING, FRAME SIZE IMB 5 (IM V1, IM V3) FLANGE 1 POWER CONNECTOR ROTATABLE INCREMENTAL ENCODER 22 BIT WITH DRIVE-CLIQ INTERFACE (ENCODER IC22DQ) SHAFT WITH FITTED KEY, TOLERANCE N; W/O HOLDING BRAKE PROTECTION CLASS IP64; | 1958 | TEM | 1 | MC | 3.002 | 1
1FK70334CK711DG0 | SIMOTICS S SYNCHRONOUS MOTOR 1FK7-HD PN=0,57 KW; UZK=600V M0=1,3NM (100K); NN=6000RPM; NATURAL COOLING, FRAME SIZE IMB 5 (IM V1, IM V3) FLANGE 1 POWER CONNECTOR ROTATABLE INCREMENTAL ENCODER 22 BIT WITH DRIVE-CLIQ INTERFACE (ENCODER IC22DQ) PLAIN SHAFT, TOLERANCE N; W/O HOLDING BRAKE PROTECTION CLASS IP64; | 1872 | TEM | 1 | MC | 3.002 | 1
1FK70334CK711EA0 | SIMOTICS S SYNCHRONOUS MOTOR 1FK7-HD PN=0,57 KW; UZK=600V M0=1,3NM (100K); NN=6000RPM; NATURAL COOLING, FRAME SIZE IMB 5 (IM V1, IM V3) FLANGE 1, WITH KTY TEMPERATURESENSOR POWER CONNECTOR ROTATABLE ABSOLUTE ENCODERR 2048 S/R + 4096 UMDREHUNGEN MULTITURN, WITH ENDAT-SCHNITTSTELLE (ENCODER AM2048S/R) SHAFT WITH FITTED KEY, TOLERANCE N; W/O HOLDING BRAKE PROTECTION CLASS IP64; | 2008 | TEM | 1 | MC | 3.001 | 1
1FK70334CK711EA1 | SIMOTICS S SYNCHRONOUS MOTOR 1FK7-HD PN=0,57 KW; UZK=600V M0=1,3NM (100K); NN=6000RPM; NATURAL COOLING, FRAME SIZE IMB 5 (IM V1, IM V3) FLANGE 1, WITH KTY TEMPERATURESENSOR POWER CONNECTOR ROTATABLE ABSOLUTE ENCODERR 2048 S/R + 4096 UMDREHUNGEN MULTITURN, WITH ENDAT-SCHNITTSTELLE (ENCODER AM2048S/R) SHAFT WITH FITTED KEY, TOLERANCE N; W/O HOLDING BRAKE PROTECTION CLASS IP65, | 2102 | TEM | 1 | MC | 3.001 | 1
1FK70334CK711EA2 | SIMOTICS S SYNCHRONOUS MOTOR 1FK7-HD PN=0,57 KW; UZK=600V M0=1,3NM (100K); NN=6000RPM; NATURAL COOLING, FRAME SIZE IMB 5 (IM V1, IM V3) FLANGE 1, WITH KTY TEMPERATURESENSOR POWER CONNECTOR ROTATABLE ABSOLUTE ENCODERR 2048 S/R + 4096 UMDREHUNGEN MULTITURN, WITH ENDAT-SCHNITTSTELLE (ENCODER AM2048S/R) SHAFT WITH FITTED KEY, TOLERANCE N; W/O HOLDING BRAKE PROTECTION CLASS IP65, FLANGE ON DRIVE END IP67; | 2102 | TEM | 1 | MC | 3.001 | 1
1FK70334CK711EB0 | SIMOTICS S SYNCHRONOUS MOTOR 1FK7-HD PN=0,57 KW; UZK=600V M0=1,3NM (100K); NN=6000RPM; NATURAL COOLING, FRAME SIZE IMB 5 (IM V1, IM V3) FLANGE 1, WITH KTY TEMPERATURESENSOR POWER CONNECTOR ROTATABLE ABSOLUTE ENCODERR 2048 S/R + 4096 UMDREHUNGEN MULTITURN, WITH ENDAT-SCHNITTSTELLE (ENCODER AM2048S/R) SHAFT WITH FITTED KEY, TOLERANCE N; WITH HOLDING BRAKE PROTECTION CLASS IP64; | 2227 | TEM | 1 | MC | 3.3 | 1
1FK70334CK711EB1 | SIMOTICS S SYNCHRONOUS MOTOR 1FK7-HD PN=0,57 KW; UZK=600V M0=1,3NM (100K); NN=6000RPM; NATURAL COOLING, FRAME SIZE IMB 5 (IM V1, IM V3) FLANGE 1, WITH KTY TEMPERATURESENSOR POWER CONNECTOR ROTATABLE ABSOLUTE ENCODERR 2048 S/R + 4096 UMDREHUNGEN MULTITURN, WITH ENDAT-SCHNITTSTELLE (ENCODER AM2048S/R) SHAFT WITH FITTED KEY, TOLERANCE N; WITH HOLDING BRAKE PROTECTION CLASS IP65, | 2321 | TEM | 1 | MC | 3.3 | 1
1FK70334CK711EB2 | SIMOTICS S SYNCHRONOUS MOTOR 1FK7-HD PN=0,57 KW; UZK=600V M0=1,3NM (100K); NN=6000RPM; NATURAL COOLING, FRAME SIZE IMB 5 (IM V1, IM V3) FLANGE 1, WITH KTY TEMPERATURESENSOR POWER CONNECTOR ROTATABLE ABSOLUTE ENCODERR 2048 S/R + 4096 UMDREHUNGEN MULTITURN, WITH ENDAT-SCHNITTSTELLE (ENCODER AM2048S/R) SHAFT WITH FITTED KEY, TOLERANCE N; WITH HOLDING BRAKE PROTECTION CLASS IP65, FLANGE ON DRIVE END IP67; | 2321 | TEM | 1 | MC | 3.3 | 1
1FK70334CK711EG0 | SIMOTICS S SYNCHRONOUS MOTOR 1FK7-HD PN=0,57 KW; UZK=600V M0=1,3NM (100K); NN=6000RPM; NATURAL COOLING, FRAME SIZE IMB 5 (IM V1, IM V3) FLANGE 1, WITH KTY TEMPERATURESENSOR POWER CONNECTOR ROTATABLE ABSOLUTE ENCODERR 2048 S/R + 4096 UMDREHUNGEN MULTITURN, WITH ENDAT-SCHNITTSTELLE (ENCODER AM2048S/R) PLAIN SHAFT, TOLERANCE N; W/O HOLDING BRAKE PROTECTION CLASS IP64; | 1922 | TEM | 1 | MC | 3.001 | 1
1FK70334CK711EG1 | SIMOTICS S SYNCHRONOUS MOTOR 1FK7-HD PN=0,57 KW; UZK=600V M0=1,3NM (100K); NN=6000RPM; NATURAL COOLING, FRAME SIZE IMB 5 (IM V1, IM V3) FLANGE 1, WITH KTY TEMPERATURESENSOR POWER CONNECTOR ROTATABLE ABSOLUTE ENCODERR 2048 S/R + 4096 UMDREHUNGEN MULTITURN, WITH ENDAT-SCHNITTSTELLE (ENCODER AM2048S/R) PLAIN SHAFT, TOLERANCE N; W/O HOLDING BRAKE PROTECTION CLASS IP65, | 2016 | TEM | 1 | MC | 3.001 | 1
1FK70334CK711EG2 | SIMOTICS S SYNCHRONOUS MOTOR 1FK7-HD PN=0,57 KW; UZK=600V M0=1,3NM (100K); NN=6000RPM; NATURAL COOLING, FRAME SIZE IMB 5 (IM V1, IM V3) FLANGE 1, WITH KTY TEMPERATURESENSOR POWER CONNECTOR ROTATABLE ABSOLUTE ENCODERR 2048 S/R + 4096 UMDREHUNGEN MULTITURN, WITH ENDAT-SCHNITTSTELLE (ENCODER AM2048S/R) PLAIN SHAFT, TOLERANCE N; W/O HOLDING BRAKE PROTECTION CLASS IP65, FLANGE ON DRIVE END IP67; | 2016 | TEM | 1 | MC | 3.001 | 1
1FK70334CK711EH0 | SIMOTICS S SYNCHRONOUS MOTOR 1FK7-HD PN=0,57 KW; UZK=600V M0=1,3NM (100K); NN=6000RPM; NATURAL COOLING, FRAME SIZE IMB 5 (IM V1, IM V3) FLANGE 1, WITH KTY TEMPERATURESENSOR POWER CONNECTOR ROTATABLE ABSOLUTE ENCODERR 2048 S/R + 4096 UMDREHUNGEN MULTITURN, WITH ENDAT-SCHNITTSTELLE (ENCODER AM2048S/R) PLAIN SHAFT, TOLERANCE N; WITH HOLDING BRAKE PROTECTION CLASS IP64; | 2139 | TEM | 1 | MC | 3.3 | 1
1FK70334CK711EH1 | SIMOTICS S SYNCHRONOUS MOTOR 1FK7-HD PN=0,57 KW; UZK=600V M0=1,3NM (100K); NN=6000RPM; NATURAL COOLING, FRAME SIZE IMB 5 (IM V1, IM V3) FLANGE 1, WITH KTY TEMPERATURESENSOR POWER CONNECTOR ROTATABLE ABSOLUTE ENCODERR 2048 S/R + 4096 UMDREHUNGEN MULTITURN, WITH ENDAT-SCHNITTSTELLE (ENCODER AM2048S/R) PLAIN SHAFT, TOLERANCE N; WITH HOLDING BRAKE PROTECTION CLASS IP65, | 2232 | TEM | 1 | MC | 3.3 | 1
1FK70334CK711EH2 | SIMOTICS S SYNCHRONOUS MOTOR 1FK7-HD PN=0,57 KW; UZK=600V M0=1,3NM (100K); NN=6000RPM; NATURAL COOLING, FRAME SIZE IMB 5 (IM V1, IM V3) FLANGE 1, WITH KTY TEMPERATURESENSOR POWER CONNECTOR ROTATABLE ABSOLUTE ENCODERR 2048 S/R + 4096 UMDREHUNGEN MULTITURN, WITH ENDAT-SCHNITTSTELLE (ENCODER AM2048S/R) PLAIN SHAFT, TOLERANCE N; WITH HOLDING BRAKE PROTECTION CLASS IP65, FLANGE ON DRIVE END IP67; | 2232 | TEM | 1 | MC | 3.3 | 1
1FK70334CK711PA0 | SIMOTICS S SYNCHRONOUS MOTOR 1FK7-HD PN=0,57 KW; UZK=600V M0=1,3NM (100K); NN=6000RPM; NATURAL COOLING, FRAME SIZE IMB 5 (IM V1, IM V3) FLANGE 1 POWER CONNECTOR ROTATABLE RESOLVER 2-POLE, WITH DRIVE CLIQ-INTERFACE SHAFT WITH FITTED KEY, TOLERANCE N; W/O HOLDING BRAKE PROTECTION CLASS IP64; | 1292 | TEM | 1 | MC | 3.101 | 1
1FK70334CK711PA1 | SIMOTICS S SYNCHRONOUS MOTOR 1FK7-HD PN=0,57 KW; UZK=600V M0=1,3NM (100K); NN=6000RPM; NATURAL COOLING, FRAME SIZE IMB 5 (IM V1, IM V3) FLANGE 1 POWER CONNECTOR ROTATABLE RESOLVER 2-POLE, WITH DRIVE CLIQ-INTERFACE SHAFT WITH FITTED KEY, TOLERANCE N; W/O HOLDING BRAKE PROTECTION CLASS IP65, | 1385 | TEM | 1 | MC | 3.101 | 1
1FK70334CK711PA2 | SIMOTICS S SYNCHRONOUS MOTOR 1FK7-HD PN=0,57 KW; UZK=600V M0=1,3NM (100K); NN=6000RPM; NATURAL COOLING, FRAME SIZE IMB 5 (IM V1, IM V3) FLANGE 1 POWER CONNECTOR ROTATABLE RESOLVER 2-POLE, WITH DRIVE CLIQ-INTERFACE SHAFT WITH FITTED KEY, TOLERANCE N; W/O HOLDING BRAKE PROTECTION CLASS IP65, FLANGE ON DRIVE END IP67; | 1385 | TEM | 1 | MC | 3.101 | 1
1FK70334CK711PB0 | SIMOTICS S SYNCHRONOUS MOTOR 1FK7-HD PN=0,57 KW; UZK=600V M0=1,3NM (100K); NN=6000RPM; NATURAL COOLING, FRAME SIZE IMB 5 (IM V1, IM V3) FLANGE 1 POWER CONNECTOR ROTATABLE RESOLVER 2-POLE, WITH DRIVE CLIQ-INTERFACE SHAFT WITH FITTED KEY, TOLERANCE N; WITH HOLDING BRAKE PROTECTION CLASS IP64; | 1511 | TEM | 1 | MC | 3.4 | 1
1FK70334CK711PB1 | SIMOTICS S SYNCHRONOUS MOTOR 1FK7-HD PN=0,57 KW; UZK=600V M0=1,3NM (100K); NN=6000RPM; NATURAL COOLING, FRAME SIZE IMB 5 (IM V1, IM V3) FLANGE 1 POWER CONNECTOR ROTATABLE RESOLVER 2-POLE, WITH DRIVE CLIQ-INTERFACE SHAFT WITH FITTED KEY, TOLERANCE N; WITH HOLDING BRAKE PROTECTION CLASS IP65, | 1604 | TEM | 1 | MC | 3.4 | 1
1FK70334CK711PB2 | SIMOTICS S SYNCHRONOUS MOTOR 1FK7-HD PN=0,57 KW; UZK=600V M0=1,3NM (100K); NN=6000RPM; NATURAL COOLING, FRAME SIZE IMB 5 (IM V1, IM V3) FLANGE 1 POWER CONNECTOR ROTATABLE RESOLVER 2-POLE, WITH DRIVE CLIQ-INTERFACE SHAFT WITH FITTED KEY, TOLERANCE N; WITH HOLDING BRAKE PROTECTION CLASS IP65, FLANGE ON DRIVE END IP67; | 1604 | TEM | 1 | MC | 3.4 | 1
1FK70334CK711PG0 | SIMOTICS S SYNCHRONOUS MOTOR 1FK7-HD PN=0,57 KW; UZK=600V M0=1,3NM (100K); NN=6000RPM; NATURAL COOLING, FRAME SIZE IMB 5 (IM V1, IM V3) FLANGE 1 POWER CONNECTOR ROTATABLE RESOLVER 2-POLE, WITH DRIVE CLIQ-INTERFACE PLAIN SHAFT, TOLERANCE N; W/O HOLDING BRAKE PROTECTION CLASS IP64; | 1206 | TEM | 1 | MC | 3.101 | 1
1FK70334CK711PG1 | SIMOTICS S SYNCHRONOUS MOTOR 1FK7-HD PN=0,57 KW; UZK=600V M0=1,3NM (100K); NN=6000RPM; NATURAL COOLING, FRAME SIZE IMB 5 (IM V1, IM V3) FLANGE 1 POWER CONNECTOR ROTATABLE RESOLVER 2-POLE, WITH DRIVE CLIQ-INTERFACE PLAIN SHAFT, TOLERANCE N; W/O HOLDING BRAKE PROTECTION CLASS IP65, | 1299 | TEM | 1 | MC | 3.101 | 1
1FK70334CK711PG2 | SIMOTICS S SYNCHRONOUS MOTOR 1FK7-HD PN=0,57 KW; UZK=600V M0=1,3NM (100K); NN=6000RPM; NATURAL COOLING, FRAME SIZE IMB 5 (IM V1, IM V3) FLANGE 1 POWER CONNECTOR ROTATABLE RESOLVER 2-POLE, WITH DRIVE CLIQ-INTERFACE PLAIN SHAFT, TOLERANCE N; W/O HOLDING BRAKE PROTECTION CLASS IP65, FLANGE ON DRIVE END IP67; | 1299 | TEM | 1 | MC | 3.101 | 1
1FK70334CK711PH0 | SIMOTICS S SYNCHRONOUS MOTOR 1FK7-HD PN=0,57 KW; UZK=600V M0=1,3NM (100K); NN=6000RPM; NATURAL COOLING, FRAME SIZE IMB 5 (IM V1, IM V3) FLANGE 1 POWER CONNECTOR ROTATABLE RESOLVER 2-POLE, WITH DRIVE CLIQ-INTERFACE PLAIN SHAFT, TOLERANCE N; WITH HOLDING BRAKE PROTECTION CLASS IP64; | 1422 | TEM | 1 | MC | 3.4 | 1
1FK70334CK711PH1 | SIMOTICS S SYNCHRONOUS MOTOR 1FK7-HD PN=0,57 KW; UZK=600V M0=1,3NM (100K); NN=6000RPM; NATURAL COOLING, FRAME SIZE IMB 5 (IM V1, IM V3) FLANGE 1 POWER CONNECTOR ROTATABLE RESOLVER 2-POLE, WITH DRIVE CLIQ-INTERFACE PLAIN SHAFT, TOLERANCE N; WITH HOLDING BRAKE PROTECTION CLASS IP65, | 1516 | TEM | 1 | MC | 3.4 | 1
1FK70334CK711PH2 | SIMOTICS S SYNCHRONOUS MOTOR 1FK7-HD PN=0,57 KW; UZK=600V M0=1,3NM (100K); NN=6000RPM; NATURAL COOLING, FRAME SIZE IMB 5 (IM V1, IM V3) FLANGE 1 POWER CONNECTOR ROTATABLE RESOLVER 2-POLE, WITH DRIVE CLIQ-INTERFACE PLAIN SHAFT, TOLERANCE N; WITH HOLDING BRAKE PROTECTION CLASS IP65, FLANGE ON DRIVE END IP67; | 1516 | TEM | 1 | MC | 3.4 | 1
1FK70334CK711QA0 | SIMOTICS S SYNCHRONOUS MOTOR 1FK7-HD PN=0,57 KW; UZK=600V M0=1,3NM (100K); NN=6000RPM; NATURAL COOLING, FRAME SIZE IMB 5 (IM V1, IM V3) FLANGE 1 POWER CONNECTOR ROTATABLE ABSOLUTE ENCODER SINGLETURN 20 BIT WITH DRIVE-CLIQ INTERFACE (ENCODER AS20DQI) SHAFT WITH FITTED KEY, TOLERANCE N; W/O HOLDING BRAKE PROTECTION CLASS IP64; | 1395 | TEM | 1 | MC | 3.001 | 1
1FK70334CK711QA1 | SIMOTICS S SYNCHRONOUS MOTOR 1FK7-HD PN=0,57 KW; UZK=600V M0=1,3NM (100K); NN=6000RPM; NATURAL COOLING, FRAME SIZE IMB 5 (IM V1, IM V3) FLANGE 1 POWER CONNECTOR ROTATABLE ABSOLUTE ENCODER SINGLETURN 20 BIT WITH DRIVE-CLIQ INTERFACE (ENCODER AS20DQI) SHAFT WITH FITTED KEY, TOLERANCE N; W/O HOLDING BRAKE PROTECTION CLASS IP65, | 1488 | TEM | 1 | MC | 3.001 | 1
1FK70334CK711QA2 | SIMOTICS S SYNCHRONOUS MOTOR 1FK7-HD PN=0,57 KW; UZK=600V M0=1,3NM (100K); NN=6000RPM; NATURAL COOLING, FRAME SIZE IMB 5 (IM V1, IM V3) FLANGE 1 POWER CONNECTOR ROTATABLE ABSOLUTE ENCODER SINGLETURN 20 BIT WITH DRIVE-CLIQ INTERFACE (ENCODER AS20DQI) SHAFT WITH FITTED KEY, TOLERANCE N; W/O HOLDING BRAKE PROTECTION CLASS IP65, FLANGE ON DRIVE END IP67; | 1488 | TEM | 1 | MC | 3.001 | 1
1FK70334CK711QB0 | SIMOTICS S SYNCHRONOUS MOTOR 1FK7-HD PN=0,57 KW; UZK=600V M0=1,3NM (100K); NN=6000RPM; NATURAL COOLING, FRAME SIZE IMB 5 (IM V1, IM V3) FLANGE 1 POWER CONNECTOR ROTATABLE ABSOLUTE ENCODER SINGLETURN 20 BIT WITH DRIVE-CLIQ INTERFACE (ENCODER AS20DQI) SHAFT WITH FITTED KEY, TOLERANCE N; WITH HOLDING BRAKE PROTECTION CLASS IP64; | 1614 | TEM | 1 | MC | 3.3 | 1
1FK70334CK711QB1 | SIMOTICS S SYNCHRONOUS MOTOR 1FK7-HD PN=0,57 KW; UZK=600V M0=1,3NM (100K); NN=6000RPM; NATURAL COOLING, FRAME SIZE IMB 5 (IM V1, IM V3) FLANGE 1 POWER CONNECTOR ROTATABLE ABSOLUTE ENCODER SINGLETURN 20 BIT WITH DRIVE-CLIQ INTERFACE (ENCODER AS20DQI) SHAFT WITH FITTED KEY, TOLERANCE N; WITH HOLDING BRAKE PROTECTION CLASS IP65, | 1707 | TEM | 1 | MC | 3.3 | 1
1FK70334CK711QB2 | SIMOTICS S SYNCHRONOUS MOTOR 1FK7-HD PN=0,57 KW; UZK=600V M0=1,3NM (100K); NN=6000RPM; NATURAL COOLING, FRAME SIZE IMB 5 (IM V1, IM V3) FLANGE 1 POWER CONNECTOR ROTATABLE ABSOLUTE ENCODER SINGLETURN 20 BIT WITH DRIVE-CLIQ INTERFACE (ENCODER AS20DQI) SHAFT WITH FITTED KEY, TOLERANCE N; WITH HOLDING BRAKE PROTECTION CLASS IP65, FLANGE ON DRIVE END IP67; | 1707 | TEM | 1 | MC | 3.3 | 1
1FK70334CK711QG0 | SIMOTICS S SYNCHRONOUS MOTOR 1FK7-HD PN=0,57 KW; UZK=600V M0=1,3NM (100K); NN=6000RPM; NATURAL COOLING, FRAME SIZE IMB 5 (IM V1, IM V3) FLANGE 1 POWER CONNECTOR ROTATABLE ABSOLUTE ENCODER SINGLETURN 20 BIT WITH DRIVE-CLIQ INTERFACE (ENCODER AS20DQI) PLAIN SHAFT, TOLERANCE N; W/O HOLDING BRAKE PROTECTION CLASS IP64; | 1309 | TEM | 1 | MC | 3.001 | 1
1FK70334CK711QG1 | SIMOTICS S SYNCHRONOUS MOTOR 1FK7-HD PN=0,57 KW; UZK=600V M0=1,3NM (100K); NN=6000RPM; NATURAL COOLING, FRAME SIZE IMB 5 (IM V1, IM V3) FLANGE 1 POWER CONNECTOR ROTATABLE ABSOLUTE ENCODER SINGLETURN 20 BIT WITH DRIVE-CLIQ INTERFACE (ENCODER AS20DQI) PLAIN SHAFT, TOLERANCE N; W/O HOLDING BRAKE PROTECTION CLASS IP65, | 1402 | TEM | 1 | MC | 3.001 | 1
1FK70334CK711QG2 | SIMOTICS S SYNCHRONOUS MOTOR 1FK7-HD PN=0,57 KW; UZK=600V M0=1,3NM (100K); NN=6000RPM; NATURAL COOLING, FRAME SIZE IMB 5 (IM V1, IM V3) FLANGE 1 POWER CONNECTOR ROTATABLE ABSOLUTE ENCODER SINGLETURN 20 BIT WITH DRIVE-CLIQ INTERFACE (ENCODER AS20DQI) PLAIN SHAFT, TOLERANCE N; W/O HOLDING BRAKE PROTECTION CLASS IP65, FLANGE ON DRIVE END IP67; | 1402 | TEM | 1 | MC | 3.001 | 1
1FK70334CK711QH0 | SIMOTICS S SYNCHRONOUS MOTOR 1FK7-HD PN=0,57 KW; UZK=600V M0=1,3NM (100K); NN=6000RPM; NATURAL COOLING, FRAME SIZE IMB 5 (IM V1, IM V3) FLANGE 1 POWER CONNECTOR ROTATABLE ABSOLUTE ENCODER SINGLETURN 20 BIT WITH DRIVE-CLIQ INTERFACE (ENCODER AS20DQI) PLAIN SHAFT, TOLERANCE N; WITH HOLDING BRAKE PROTECTION CLASS IP64; | 1525 | TEM | 1 | MC | 3.3 | 1
1FK70334CK711QH1 | SIMOTICS S SYNCHRONOUS MOTOR 1FK7-HD PN=0,57 KW; UZK=600V M0=1,3NM (100K); NN=6000RPM; NATURAL COOLING, FRAME SIZE IMB 5 (IM V1, IM V3) FLANGE 1 POWER CONNECTOR ROTATABLE ABSOLUTE ENCODER SINGLETURN 20 BIT WITH DRIVE-CLIQ INTERFACE (ENCODER AS20DQI) PLAIN SHAFT, TOLERANCE N; WITH HOLDING BRAKE PROTECTION CLASS IP65, | 1619 | TEM | 1 | MC | 3.3 | 1
1FK70334CK711QH2 | SIMOTICS S SYNCHRONOUS MOTOR 1FK7-HD PN=0,57 KW; UZK=600V M0=1,3NM (100K); NN=6000RPM; NATURAL COOLING, FRAME SIZE IMB 5 (IM V1, IM V3) FLANGE 1 POWER CONNECTOR ROTATABLE ABSOLUTE ENCODER SINGLETURN 20 BIT WITH DRIVE-CLIQ INTERFACE (ENCODER AS20DQI) PLAIN SHAFT, TOLERANCE N; WITH HOLDING BRAKE PROTECTION CLASS IP65, FLANGE ON DRIVE END IP67; | 1619 | TEM | 1 | MC | 3.3 | 1
1FK70334CK711RA0 | SIMOTICS S SYNCHRONOUS MOTOR 1FK7-HD PN=0,57 KW; UZK=600V M0=1,3NM (100K); NN=6000RPM; NATURAL COOLING, FRAME SIZE IMB 5 (IM V1, IM V3) FLANGE 1 POWER CONNECTOR ROTATABLE ABSOLUTE ENCODER 20 BIT + 12 BIT MULTITURN WITH DRIVE-CLIQ INTERFACE (ENCODER AM20DQI) SHAFT WITH FITTED KEY, TOLERANCE N; W/O HOLDING BRAKE PROTECTION CLASS IP64; | 1769 | TEM | 1 | MC | 3.001 | 1
1FK70334CK711RA1 | SIMOTICS S SYNCHRONOUS MOTOR 1FK7-HD PN=0,57 KW; UZK=600V M0=1,3NM (100K); NN=6000RPM; NATURAL COOLING, FRAME SIZE IMB 5 (IM V1, IM V3) FLANGE 1 POWER CONNECTOR ROTATABLE ABSOLUTE ENCODER 20 BIT + 12 BIT MULTITURN WITH DRIVE-CLIQ INTERFACE (ENCODER AM20DQI) SHAFT WITH FITTED KEY, TOLERANCE N; W/O HOLDING BRAKE PROTECTION CLASS IP65, | 1863 | TEM | 1 | MC | 3.001 | 1
1FK70334CK711RA2 | SIMOTICS S SYNCHRONOUS MOTOR 1FK7-HD PN=0,57 KW; UZK=600V M0=1,3NM (100K); NN=6000RPM; NATURAL COOLING, FRAME SIZE IMB 5 (IM V1, IM V3) FLANGE 1 POWER CONNECTOR ROTATABLE ABSOLUTE ENCODER 20 BIT + 12 BIT MULTITURN WITH DRIVE-CLIQ INTERFACE (ENCODER AM20DQI) SHAFT WITH FITTED KEY, TOLERANCE N; W/O HOLDING BRAKE PROTECTION CLASS IP65, FLANGE ON DRIVE END IP67; | 1863 | TEM | 1 | MC | 3.001 | 1
1FK70334CK711RB0 | SIMOTICS S SYNCHRONOUS MOTOR 1FK7-HD PN=0,57 KW; UZK=600V M0=1,3NM (100K); NN=6000RPM; NATURAL COOLING, FRAME SIZE IMB 5 (IM V1, IM V3) FLANGE 1 POWER CONNECTOR ROTATABLE ABSOLUTE ENCODER 20 BIT + 12 BIT MULTITURN WITH DRIVE-CLIQ INTERFACE (ENCODER AM20DQI) SHAFT WITH FITTED KEY, TOLERANCE N; WITH HOLDING BRAKE PROTECTION CLASS IP64; | 1988 | TEM | 1 | MC | 3.3 | 1
1FK70334CK711RB1 | SIMOTICS S SYNCHRONOUS MOTOR 1FK7-HD PN=0,57 KW; UZK=600V M0=1,3NM (100K); NN=6000RPM; NATURAL COOLING, FRAME SIZE IMB 5 (IM V1, IM V3) FLANGE 1 POWER CONNECTOR ROTATABLE ABSOLUTE ENCODER 20 BIT + 12 BIT MULTITURN WITH DRIVE-CLIQ INTERFACE (ENCODER AM20DQI) SHAFT WITH FITTED KEY, TOLERANCE N; WITH HOLDING BRAKE PROTECTION CLASS IP65, | 2081 | TEM | 1 | MC | 3.3 | 1
1FK70334CK711RB2 | SIMOTICS S SYNCHRONOUS MOTOR 1FK7-HD PN=0,57 KW; UZK=600V M0=1,3NM (100K); NN=6000RPM; NATURAL COOLING, FRAME SIZE IMB 5 (IM V1, IM V3) FLANGE 1 POWER CONNECTOR ROTATABLE ABSOLUTE ENCODER 20 BIT + 12 BIT MULTITURN WITH DRIVE-CLIQ INTERFACE (ENCODER AM20DQI) SHAFT WITH FITTED KEY, TOLERANCE N; WITH HOLDING BRAKE PROTECTION CLASS IP65, FLANGE ON DRIVE END IP67; | 2081 | TEM | 1 | MC | 3.3 | 1
1FK70334CK711RG0 | SIMOTICS S SYNCHRONOUS MOTOR 1FK7-HD PN=0,57 KW; UZK=600V M0=1,3NM (100K); NN=6000RPM; NATURAL COOLING, FRAME SIZE IMB 5 (IM V1, IM V3) FLANGE 1 POWER CONNECTOR ROTATABLE ABSOLUTE ENCODER 20 BIT + 12 BIT MULTITURN WITH DRIVE-CLIQ INTERFACE (ENCODER AM20DQI) PLAIN SHAFT, TOLERANCE N; W/O HOLDING BRAKE PROTECTION CLASS IP64; | 1683 | TEM | 1 | MC | 3.001 | 1
1FK70334CK711RG1 | SIMOTICS S SYNCHRONOUS MOTOR 1FK7-HD PN=0,57 KW; UZK=600V M0=1,3NM (100K); NN=6000RPM; NATURAL COOLING, FRAME SIZE IMB 5 (IM V1, IM V3) FLANGE 1 POWER CONNECTOR ROTATABLE ABSOLUTE ENCODER 20 BIT + 12 BIT MULTITURN WITH DRIVE-CLIQ INTERFACE (ENCODER AM20DQI) PLAIN SHAFT, TOLERANCE N; W/O HOLDING BRAKE PROTECTION CLASS IP65, | 1776 | TEM | 1 | MC | 3.001 | 1
1FK70334CK711RG2 | SIMOTICS S SYNCHRONOUS MOTOR 1FK7-HD PN=0,57 KW; UZK=600V M0=1,3NM (100K); NN=6000RPM; NATURAL COOLING, FRAME SIZE IMB 5 (IM V1, IM V3) FLANGE 1 POWER CONNECTOR ROTATABLE ABSOLUTE ENCODER 20 BIT + 12 BIT MULTITURN WITH DRIVE-CLIQ INTERFACE (ENCODER AM20DQI) PLAIN SHAFT, TOLERANCE N; W/O HOLDING BRAKE PROTECTION CLASS IP65, FLANGE ON DRIVE END IP67; | 1776 | TEM | 1 | MC | 3.001 | 1
1FK70334CK711RH0 | SIMOTICS S SYNCHRONOUS MOTOR 1FK7-HD PN=0,57 KW; UZK=600V M0=1,3NM (100K); NN=6000RPM; NATURAL COOLING, FRAME SIZE IMB 5 (IM V1, IM V3) FLANGE 1 POWER CONNECTOR ROTATABLE ABSOLUTE ENCODER 20 BIT + 12 BIT MULTITURN WITH DRIVE-CLIQ INTERFACE (ENCODER AM20DQI) PLAIN SHAFT, TOLERANCE N; WITH HOLDING BRAKE PROTECTION CLASS IP64; | 1899 | TEM | 1 | MC | 3.3 | 1
1FK70334CK711RH1 | SIMOTICS S SYNCHRONOUS MOTOR 1FK7-HD PN=0,57 KW; UZK=600V M0=1,3NM (100K); NN=6000RPM; NATURAL COOLING, FRAME SIZE IMB 5 (IM V1, IM V3) FLANGE 1 POWER CONNECTOR ROTATABLE ABSOLUTE ENCODER 20 BIT + 12 BIT MULTITURN WITH DRIVE-CLIQ INTERFACE (ENCODER AM20DQI) PLAIN SHAFT, TOLERANCE N; WITH HOLDING BRAKE PROTECTION CLASS IP65, | 1993 | TEM | 1 | MC | 3.3 | 1
1FK70334CK711RH2 | SIMOTICS S SYNCHRONOUS MOTOR 1FK7-HD PN=0,57 KW; UZK=600V M0=1,3NM (100K); NN=6000RPM; NATURAL COOLING, FRAME SIZE IMB 5 (IM V1, IM V3) FLANGE 1 POWER CONNECTOR ROTATABLE ABSOLUTE ENCODER 20 BIT + 12 BIT MULTITURN WITH DRIVE-CLIQ INTERFACE (ENCODER AM20DQI) PLAIN SHAFT, TOLERANCE N; WITH HOLDING BRAKE PROTECTION CLASS IP65, FLANGE ON DRIVE END IP67; | 1993 | TEM | 1 | MC | 3.3 | 1
1FK70334CK711SA0 | SIMOTICS S SYNCHRONOUS MOTOR 1FK7-HD PN=0,57 KW; UZK=600V M0=1,3NM (100K); NN=6000RPM; NATURAL COOLING, FRAME SIZE IMB 5 (IM V1, IM V3) FLANGE 1, WITH KTY TEMPERATURESENSOR POWER CONNECTOR ROTATABLE RESOLVER MULTI-POLE (RESOLVER P=3); SHAFT WITH FITTED KEY, TOLERANCE N; W/O HOLDING BRAKE PROTECTION CLASS IP64; | 1051 | TEM | 1 | MC | 3.002 | 1
1FK70334CK711SA1 | SIMOTICS S SYNCHRONOUS MOTOR 1FK7-HD PN=0,57 KW; UZK=600V M0=1,3NM (100K); NN=6000RPM; NATURAL COOLING, FRAME SIZE IMB 5 (IM V1, IM V3) FLANGE 1, WITH KTY TEMPERATURESENSOR POWER CONNECTOR ROTATABLE RESOLVER MULTI-POLE (RESOLVER P=3); SHAFT WITH FITTED KEY, TOLERANCE N; W/O HOLDING BRAKE PROTECTION CLASS IP65, | 1144 | TEM | 1 | MC | 3.002 | 1
1FK70334CK711SA2 | SIMOTICS S SYNCHRONOUS MOTOR 1FK7-HD PN=0,57 KW; UZK=600V M0=1,3NM (100K); NN=6000RPM; NATURAL COOLING, FRAME SIZE IMB 5 (IM V1, IM V3) FLANGE 1, WITH KTY TEMPERATURESENSOR POWER CONNECTOR ROTATABLE RESOLVER MULTI-POLE (RESOLVER P=3); SHAFT WITH FITTED KEY, TOLERANCE N; W/O HOLDING BRAKE PROTECTION CLASS IP65, FLANGE ON DRIVE END IP67; | 1144 | TEM | 1 | MC | 3.002 | 1
1FK70334CK711SB0 | SIMOTICS S SYNCHRONOUS MOTOR 1FK7-HD PN=0,57 KW; UZK=600V M0=1,3NM (100K); NN=6000RPM; NATURAL COOLING, FRAME SIZE IMB 5 (IM V1, IM V3) FLANGE 1, WITH KTY TEMPERATURESENSOR POWER CONNECTOR ROTATABLE RESOLVER MULTI-POLE (RESOLVER P=3); SHAFT WITH FITTED KEY, TOLERANCE N; WITH HOLDING BRAKE PROTECTION CLASS IP64; | 1270 | TEM | 1 | MC | 3.301 | 1
1FK70334CK711SB1 | SIMOTICS S SYNCHRONOUS MOTOR 1FK7-HD PN=0,57 KW; UZK=600V M0=1,3NM (100K); NN=6000RPM; NATURAL COOLING, FRAME SIZE IMB 5 (IM V1, IM V3) FLANGE 1, WITH KTY TEMPERATURESENSOR POWER CONNECTOR ROTATABLE RESOLVER MULTI-POLE (RESOLVER P=3); SHAFT WITH FITTED KEY, TOLERANCE N; WITH HOLDING BRAKE PROTECTION CLASS IP65, | 1363 | TEM | 1 | MC | 3.301 | 1
1FK70334CK711SB2 | SIMOTICS S SYNCHRONOUS MOTOR 1FK7-HD PN=0,57 KW; UZK=600V M0=1,3NM (100K); NN=6000RPM; NATURAL COOLING, FRAME SIZE IMB 5 (IM V1, IM V3) FLANGE 1, WITH KTY TEMPERATURESENSOR POWER CONNECTOR ROTATABLE RESOLVER MULTI-POLE (RESOLVER P=3); SHAFT WITH FITTED KEY, TOLERANCE N; WITH HOLDING BRAKE PROTECTION CLASS IP65, FLANGE ON DRIVE END IP67; | 1363 | TEM | 1 | MC | 3.301 | 1
1FK70334CK711SG0 | SIMOTICS S SYNCHRONOUS MOTOR 1FK7-HD PN=0,57 KW; UZK=600V M0=1,3NM (100K); NN=6000RPM; NATURAL COOLING, FRAME SIZE IMB 5 (IM V1, IM V3) FLANGE 1, WITH KTY TEMPERATURESENSOR POWER CONNECTOR ROTATABLE RESOLVER MULTI-POLE (RESOLVER P=3); PLAIN SHAFT, TOLERANCE N; W/O HOLDING BRAKE PROTECTION CLASS IP64; | 965 | TEM | 1 | MC | 3.002 | 1
1FK70334CK711SG1 | SIMOTICS S SYNCHRONOUS MOTOR 1FK7-HD PN=0,57 KW; UZK=600V M0=1,3NM (100K); NN=6000RPM; NATURAL COOLING, FRAME SIZE IMB 5 (IM V1, IM V3) FLANGE 1, WITH KTY TEMPERATURESENSOR POWER CONNECTOR ROTATABLE RESOLVER MULTI-POLE (RESOLVER P=3); PLAIN SHAFT, TOLERANCE N; W/O HOLDING BRAKE PROTECTION CLASS IP65, | 1058 | TEM | 1 | MC | 3.002 | 1
1FK70334CK711SG2 | SIMOTICS S SYNCHRONOUS MOTOR 1FK7-HD PN=0,57 KW; UZK=600V M0=1,3NM (100K); NN=6000RPM; NATURAL COOLING, FRAME SIZE IMB 5 (IM V1, IM V3) FLANGE 1, WITH KTY TEMPERATURESENSOR POWER CONNECTOR ROTATABLE RESOLVER MULTI-POLE (RESOLVER P=3); PLAIN SHAFT, TOLERANCE N; W/O HOLDING BRAKE PROTECTION CLASS IP65, FLANGE ON DRIVE END IP67; | 1058 | TEM | 1 | MC | 3.002 | 1
1FK70334CK711SH0 | SIMOTICS S SYNCHRONOUS MOTOR 1FK7-HD PN=0,57 KW; UZK=600V M0=1,3NM (100K); NN=6000RPM; NATURAL COOLING, FRAME SIZE IMB 5 (IM V1, IM V3) FLANGE 1, WITH KTY TEMPERATURESENSOR POWER CONNECTOR ROTATABLE RESOLVER MULTI-POLE (RESOLVER P=3); PLAIN SHAFT, TOLERANCE N; WITH HOLDING BRAKE PROTECTION CLASS IP64; | 1181 | TEM | 1 | MC | 3.301 | 1
1FK70334CK711SH1 | SIMOTICS S SYNCHRONOUS MOTOR 1FK7-HD PN=0,57 KW; UZK=600V M0=1,3NM (100K); NN=6000RPM; NATURAL COOLING, FRAME SIZE IMB 5 (IM V1, IM V3) FLANGE 1, WITH KTY TEMPERATURESENSOR POWER CONNECTOR ROTATABLE RESOLVER MULTI-POLE (RESOLVER P=3); PLAIN SHAFT, TOLERANCE N; WITH HOLDING BRAKE PROTECTION CLASS IP65, | 1275 | TEM | 1 | MC | 3.301 | 1
1FK70334CK711SH2 | SIMOTICS S SYNCHRONOUS MOTOR 1FK7-HD PN=0,57 KW; UZK=600V M0=1,3NM (100K); NN=6000RPM; NATURAL COOLING, FRAME SIZE IMB 5 (IM V1, IM V3) FLANGE 1, WITH KTY TEMPERATURESENSOR POWER CONNECTOR ROTATABLE RESOLVER MULTI-POLE (RESOLVER P=3); PLAIN SHAFT, TOLERANCE N; WITH HOLDING BRAKE PROTECTION CLASS IP65, FLANGE ON DRIVE END IP67; | 1275 | TEM | 1 | MC | 3.301 | 1
1FK70334CK711TA0 | SIMOTICS S SYNCHRONOUS MOTOR 1FK7-HD PN=0,57 KW; UZK=600V M0=1,3NM (100K); NN=6000RPM; NATURAL COOLING, FRAME SIZE IMB 5 (IM V1, IM V3) FLANGE 1, WITH KTY TEMPERATURESENSOR POWER CONNECTOR ROTATABLE RESOLVER 2-POLE (RESOLVER P=1); SHAFT WITH FITTED KEY, TOLERANCE N; W/O HOLDING BRAKE PROTECTION CLASS IP64; | 1051 | TEM | 1 | MC | 3.002 | 1
1FK70334CK711TA1 | SIMOTICS S SYNCHRONOUS MOTOR 1FK7-HD PN=0,57 KW; UZK=600V M0=1,3NM (100K); NN=6000RPM; NATURAL COOLING, FRAME SIZE IMB 5 (IM V1, IM V3) FLANGE 1, WITH KTY TEMPERATURESENSOR POWER CONNECTOR ROTATABLE RESOLVER 2-POLE (RESOLVER P=1); SHAFT WITH FITTED KEY, TOLERANCE N; W/O HOLDING BRAKE PROTECTION CLASS IP65, | 1144 | TEM | 1 | MC | 3.002 | 1
1FK70334CK711TA2 | SIMOTICS S SYNCHRONOUS MOTOR 1FK7-HD PN=0,57 KW; UZK=600V M0=1,3NM (100K); NN=6000RPM; NATURAL COOLING, FRAME SIZE IMB 5 (IM V1, IM V3) FLANGE 1, WITH KTY TEMPERATURESENSOR POWER CONNECTOR ROTATABLE RESOLVER 2-POLE (RESOLVER P=1); SHAFT WITH FITTED KEY, TOLERANCE N; W/O HOLDING BRAKE PROTECTION CLASS IP65, FLANGE ON DRIVE END IP67; | 1144 | TEM | 1 | MC | 3.002 | 1
1FK70334CK711TB0 | SIMOTICS S SYNCHRONOUS MOTOR 1FK7-HD PN=0,57 KW; UZK=600V M0=1,3NM (100K); NN=6000RPM; NATURAL COOLING, FRAME SIZE IMB 5 (IM V1, IM V3) FLANGE 1, WITH KTY TEMPERATURESENSOR POWER CONNECTOR ROTATABLE RESOLVER 2-POLE (RESOLVER P=1); SHAFT WITH FITTED KEY, TOLERANCE N; WITH HOLDING BRAKE PROTECTION CLASS IP64; | 1270 | TEM | 1 | MC | 3.301 | 1
1FK70334CK711TB1 | SIMOTICS S SYNCHRONOUS MOTOR 1FK7-HD PN=0,57 KW; UZK=600V M0=1,3NM (100K); NN=6000RPM; NATURAL COOLING, FRAME SIZE IMB 5 (IM V1, IM V3) FLANGE 1, WITH KTY TEMPERATURESENSOR POWER CONNECTOR ROTATABLE RESOLVER 2-POLE (RESOLVER P=1); SHAFT WITH FITTED KEY, TOLERANCE N; WITH HOLDING BRAKE PROTECTION CLASS IP65, | 1363 | TEM | 1 | MC | 3.301 | 1
1FK70334CK711TB2 | SIMOTICS S SYNCHRONOUS MOTOR 1FK7-HD PN=0,57 KW; UZK=600V M0=1,3NM (100K); NN=6000RPM; NATURAL COOLING, FRAME SIZE IMB 5 (IM V1, IM V3) FLANGE 1, WITH KTY TEMPERATURESENSOR POWER CONNECTOR ROTATABLE RESOLVER 2-POLE (RESOLVER P=1); SHAFT WITH FITTED KEY, TOLERANCE N; WITH HOLDING BRAKE PROTECTION CLASS IP65, FLANGE ON DRIVE END IP67; | 1363 | TEM | 1 | MC | 3.301 | 1
1FK70334CK711TG0 | SIMOTICS S SYNCHRONOUS MOTOR 1FK7-HD PN=0,57 KW; UZK=600V M0=1,3NM (100K); NN=6000RPM; NATURAL COOLING, FRAME SIZE IMB 5 (IM V1, IM V3) FLANGE 1, WITH KTY TEMPERATURESENSOR POWER CONNECTOR ROTATABLE RESOLVER 2-POLE (RESOLVER P=1); PLAIN SHAFT, TOLERANCE N; W/O HOLDING BRAKE PROTECTION CLASS IP64; | 965 | TEM | 1 | MC | 3.002 | 1
1FK70334CK711TG1 | SIMOTICS S SYNCHRONOUS MOTOR 1FK7-HD PN=0,57 KW; UZK=600V M0=1,3NM (100K); NN=6000RPM; NATURAL COOLING, FRAME SIZE IMB 5 (IM V1, IM V3) FLANGE 1, WITH KTY TEMPERATURESENSOR POWER CONNECTOR ROTATABLE RESOLVER 2-POLE (RESOLVER P=1); PLAIN SHAFT, TOLERANCE N; W/O HOLDING BRAKE PROTECTION CLASS IP65, | 1058 | TEM | 1 | MC | 3.002 | 1
1FK70334CK711TG2 | SIMOTICS S SYNCHRONOUS MOTOR 1FK7-HD PN=0,57 KW; UZK=600V M0=1,3NM (100K); NN=6000RPM; NATURAL COOLING, FRAME SIZE IMB 5 (IM V1, IM V3) FLANGE 1, WITH KTY TEMPERATURESENSOR POWER CONNECTOR ROTATABLE RESOLVER 2-POLE (RESOLVER P=1); PLAIN SHAFT, TOLERANCE N; W/O HOLDING BRAKE PROTECTION CLASS IP65, FLANGE ON DRIVE END IP67; | 1058 | TEM | 1 | MC | 3.002 | 1
1FK70334CK711TH0 | SIMOTICS S SYNCHRONOUS MOTOR 1FK7-HD PN=0,57 KW; UZK=600V M0=1,3NM (100K); NN=6000RPM; NATURAL COOLING, FRAME SIZE IMB 5 (IM V1, IM V3) FLANGE 1, WITH KTY TEMPERATURESENSOR POWER CONNECTOR ROTATABLE RESOLVER 2-POLE (RESOLVER P=1); PLAIN SHAFT, TOLERANCE N; WITH HOLDING BRAKE PROTECTION CLASS IP64; | 1181 | TEM | 1 | MC | 3.301 | 1
1FK70334CK711TH1 | SIMOTICS S SYNCHRONOUS MOTOR 1FK7-HD PN=0,57 KW; UZK=600V M0=1,3NM (100K); NN=6000RPM; NATURAL COOLING, FRAME SIZE IMB 5 (IM V1, IM V3) FLANGE 1, WITH KTY TEMPERATURESENSOR POWER CONNECTOR ROTATABLE RESOLVER 2-POLE (RESOLVER P=1); PLAIN SHAFT, TOLERANCE N; WITH HOLDING BRAKE PROTECTION CLASS IP65, | 1275 | TEM | 1 | MC | 3.301 | 1
1FK70334CK711TH2 | SIMOTICS S SYNCHRONOUS MOTOR 1FK7-HD PN=0,57 KW; UZK=600V M0=1,3NM (100K); NN=6000RPM; NATURAL COOLING, FRAME SIZE IMB 5 (IM V1, IM V3) FLANGE 1, WITH KTY TEMPERATURESENSOR POWER CONNECTOR ROTATABLE RESOLVER 2-POLE (RESOLVER P=1); PLAIN SHAFT, TOLERANCE N; WITH HOLDING BRAKE PROTECTION CLASS IP65, FLANGE ON DRIVE END IP67; | 1275 | TEM | 1 | MC | 3.301 | 1
1FK70334CK711UA0 | SIMOTICS S SYNCHRONOUS MOTOR 1FK7-HD PN=0,57 KW; UZK=600V M0=1,3NM (100K); NN=6000RPM; NATURAL COOLING, FRAME SIZE IMB 5 (IM V1, IM V3) FLANGE 1 POWER CONNECTOR ROTATABLE RESOLVER MULTI-POLE WITH DRIVE-CLIQ INTERFACE; SHAFT WITH FITTED KEY, TOLERANCE N; W/O HOLDING BRAKE PROTECTION CLASS IP64; | 1292 | TEM | 1 | MC | 3.002 | 1
1FK70334CK711UA1 | SIMOTICS S SYNCHRONOUS MOTOR 1FK7-HD PN=0,57 KW; UZK=600V M0=1,3NM (100K); NN=6000RPM; NATURAL COOLING, FRAME SIZE IMB 5 (IM V1, IM V3) FLANGE 1 POWER CONNECTOR ROTATABLE RESOLVER MULTI-POLE WITH DRIVE-CLIQ INTERFACE; SHAFT WITH FITTED KEY, TOLERANCE N; W/O HOLDING BRAKE PROTECTION CLASS IP65, | 1385 | TEM | 1 | MC | 3.002 | 1
1FK70334CK711UA2 | SIMOTICS S SYNCHRONOUS MOTOR 1FK7-HD PN=0,57 KW; UZK=600V M0=1,3NM (100K); NN=6000RPM; NATURAL COOLING, FRAME SIZE IMB 5 (IM V1, IM V3) FLANGE 1 POWER CONNECTOR ROTATABLE RESOLVER MULTI-POLE WITH DRIVE-CLIQ INTERFACE; SHAFT WITH FITTED KEY, TOLERANCE N; W/O HOLDING BRAKE PROTECTION CLASS IP65, FLANGE ON DRIVE END IP67; | 1385 | TEM | 1 | MC | 3.002 | 1
1FK70334CK711UB0 | SIMOTICS S SYNCHRONOUS MOTOR 1FK7-HD PN=0,57 KW; UZK=600V M0=1,3NM (100K); NN=6000RPM; NATURAL COOLING, FRAME SIZE IMB 5 (IM V1, IM V3) FLANGE 1 POWER CONNECTOR ROTATABLE RESOLVER MULTI-POLE WITH DRIVE-CLIQ INTERFACE; SHAFT WITH FITTED KEY, TOLERANCE N; WITH HOLDING BRAKE PROTECTION CLASS IP64; | 1511 | TEM | 1 | MC | 3.301 | 1
1FK70334CK711UB1 | SIMOTICS S SYNCHRONOUS MOTOR 1FK7-HD PN=0,57 KW; UZK=600V M0=1,3NM (100K); NN=6000RPM; NATURAL COOLING, FRAME SIZE IMB 5 (IM V1, IM V3) FLANGE 1 POWER CONNECTOR ROTATABLE RESOLVER MULTI-POLE WITH DRIVE-CLIQ INTERFACE; SHAFT WITH FITTED KEY, TOLERANCE N; WITH HOLDING BRAKE PROTECTION CLASS IP65, | 1604 | TEM | 1 | MC | 3.301 | 1
1FK70334CK711UB2 | SIMOTICS S SYNCHRONOUS MOTOR 1FK7-HD PN=0,57 KW; UZK=600V M0=1,3NM (100K); NN=6000RPM; NATURAL COOLING, FRAME SIZE IMB 5 (IM V1, IM V3) FLANGE 1 POWER CONNECTOR ROTATABLE RESOLVER MULTI-POLE WITH DRIVE-CLIQ INTERFACE; SHAFT WITH FITTED KEY, TOLERANCE N; WITH HOLDING BRAKE PROTECTION CLASS IP65, FLANGE ON DRIVE END IP67; | 1604 | TEM | 1 | MC | 3.301 | 1
1FK70334CK711UG0 | SIMOTICS S SYNCHRONOUS MOTOR 1FK7-HD PN=0,57 KW; UZK=600V M0=1,3NM (100K); NN=6000RPM; NATURAL COOLING, FRAME SIZE IMB 5 (IM V1, IM V3) FLANGE 1 POWER CONNECTOR ROTATABLE RESOLVER MULTI-POLE WITH DRIVE-CLIQ INTERFACE; PLAIN SHAFT, TOLERANCE N; W/O HOLDING BRAKE PROTECTION CLASS IP64; | 1206 | TEM | 1 | MC | 3.002 | 1
1FK70334CK711UG1 | SIMOTICS S SYNCHRONOUS MOTOR 1FK7-HD PN=0,57 KW; UZK=600V M0=1,3NM (100K); NN=6000RPM; NATURAL COOLING, FRAME SIZE IMB 5 (IM V1, IM V3) FLANGE 1 POWER CONNECTOR ROTATABLE RESOLVER MULTI-POLE WITH DRIVE-CLIQ INTERFACE; PLAIN SHAFT, TOLERANCE N; W/O HOLDING BRAKE PROTECTION CLASS IP65, | 1299 | TEM | 1 | MC | 3.002 | 1
1FK70334CK711UG2 | SIMOTICS S SYNCHRONOUS MOTOR 1FK7-HD PN=0,57 KW; UZK=600V M0=1,3NM (100K); NN=6000RPM; NATURAL COOLING, FRAME SIZE IMB 5 (IM V1, IM V3) FLANGE 1 POWER CONNECTOR ROTATABLE RESOLVER MULTI-POLE WITH DRIVE-CLIQ INTERFACE; PLAIN SHAFT, TOLERANCE N; W/O HOLDING BRAKE PROTECTION CLASS IP65, FLANGE ON DRIVE END IP67; | 1299 | TEM | 1 | MC | 3.002 | 1
1FK70334CK711UH0 | SIMOTICS S SYNCHRONOUS MOTOR 1FK7-HD PN=0,57 KW; UZK=600V M0=1,3NM (100K); NN=6000RPM; NATURAL COOLING, FRAME SIZE IMB 5 (IM V1, IM V3) FLANGE 1 POWER CONNECTOR ROTATABLE RESOLVER MULTI-POLE WITH DRIVE-CLIQ INTERFACE; PLAIN SHAFT, TOLERANCE N; WITH HOLDING BRAKE PROTECTION CLASS IP64; | 1422 | TEM | 1 | MC | 3.301 | 1
1FK70334CK711UH1 | SIMOTICS S SYNCHRONOUS MOTOR 1FK7-HD PN=0,57 KW; UZK=600V M0=1,3NM (100K); NN=6000RPM; NATURAL COOLING, FRAME SIZE IMB 5 (IM V1, IM V3) FLANGE 1 POWER CONNECTOR ROTATABLE RESOLVER MULTI-POLE WITH DRIVE-CLIQ INTERFACE; PLAIN SHAFT, TOLERANCE N; WITH HOLDING BRAKE PROTECTION CLASS IP65, | 1516 | TEM | 1 | MC | 3.301 | 1
1FK70334CK711UH2 | SIMOTICS S SYNCHRONOUS MOTOR 1FK7-HD PN=0,57 KW; UZK=600V M0=1,3NM (100K); NN=6000RPM; NATURAL COOLING, FRAME SIZE IMB 5 (IM V1, IM V3) FLANGE 1 POWER CONNECTOR ROTATABLE RESOLVER MULTI-POLE WITH DRIVE-CLIQ INTERFACE; PLAIN SHAFT, TOLERANCE N; WITH HOLDING BRAKE PROTECTION CLASS IP65, FLANGE ON DRIVE END IP67; | 1516 | TEM | 1 | MC | 3.301 | 1
1FK70337AF211AA0 | SIMOTICS S SYNCHRONOUS SERVOMOTOR, 1FK7 HIGH DYNAMIC, ZK 300 V 1.3 NM, 100 K, 3000 RPM, NATURAL COOLING, IM B5 (V1, V3) POWER/SIGNAL CONNECTORS CONNECTOR CAN BE ROTATED BY 270 DEGR. INCREM. ENCODER, SIN/COS 1 VPP 2048 P/REV (ENCODER I-2048); SHAFT WITH FITTED KEY, TOLERANCE N; W/O HOLDING BRAKE DEGREE OF PROTECTION IP64 | 1778 | TEM | 1 | MC | 3.103 | 1
1FK70337AF211AA2 | SIMOTICS S SYNCHRONOUS SERVOMOTOR, 1FK7 HIGH DYNAMIC, ZK 300 V 1.3 NM, 100 K, 3000 RPM, NATURAL COOLING, IM B5 (V1, V3) POWER/SIGNAL CONNECTORS CONNECTOR CAN BE ROTATED BY 270 DEGR. INCREM. ENCODER, SIN/COS 1 VPP 2048 P/REV (ENCODER I-2048); SHAFT WITH FITTED KEY, TOLERANCE N; W/O HOLDING BRAKE DEGREE OF PROTECTION IP65 FLANGE ON DRIVE END IP67 | 1879 | TEM | 1 | MC | 3.103 | 1
1FK70337AF211AA3 | SIMOTICS S SYNCHRONOUS SERVOMOTOR, 1FK7 HIGH DYNAMIC, ZK 300 V 1.3 NM, 100 K, 3000 RPM, NATURAL COOLING, IM B5 (V1, V3) POWER/SIGNAL CONNECTORS CONNECTOR CAN BE ROTATED BY 270 DEGR. INCREM. ENCODER, SIN/COS 1 VPP 2048 P/REV (ENCODER I-2048); SHAFT WITH FITTED KEY, TOLERANCE N; W/O HOLDING BRAKE DEGREE OF PROTECTION IP64; PAINT FINISH RAL7016 | 1827 | TEM | 1 | MC | 3.103 | 1
1FK70337AF211AA5 | SIMOTICS S SYNCHRONOUS SERVOMOTOR, 1FK7 HIGH DYNAMIC, ZK 300 V 1.3 NM, 100 K, 3000 RPM, NATURAL COOLING, IM B5 (V1, V3) POWER/SIGNAL CONNECTORS CONNECTOR CAN BE ROTATED BY 270 DEGR. INCREM. ENCODER, SIN/COS 1 VPP 2048 P/REV (ENCODER I-2048); SHAFT WITH FITTED KEY, TOLERANCE N; W/O HOLDING BRAKE DEGREE OF PROTECTION IP65 AS FLANGE IP67; PAINT FINISH RAL7016 | 1928 | TEM | 1 | MC | 3.103 | 1
1FK70337AF211AA8 | SIMOTICS S SYNCHRONOUS SERVOMOTOR, 1FK7 HIGH DYNAMIC, ZK 300 V 1.3 NM, 100 K, 3000 RPM, NATURAL COOLING, IM B5 (V1, V3) POWER/SIGNAL CONNECTORS CONNECTOR CAN BE ROTATED BY 270 DEGR. INCREM. ENCODER, SIN/COS 1 VPP 2048 P/REV (ENCODER I-2048); SHAFT WITH FITTED KEY, TOLERANCE N; W/O HOLDING BRAKE DEGREE OF PROTECTION IP65 IP67 D-END FLANGE; RAL7016 COATING; METALLIC RATING PLATE AT MOTOR | 2037 | TEM | 1 | MC | 3.103 | 1
1FK70337AF211AB0 | SIMOTICS S SYNCHRONOUS SERVOMOTOR, 1FK7 HIGH DYNAMIC, ZK 300 V 1.3 NM, 100 K, 3000 RPM, NATURAL COOLING, IM B5 (V1, V3) POWER/SIGNAL CONNECTORS CONNECTOR CAN BE ROTATED BY 270 DEGR. INCREM. ENCODER, SIN/COS 1 VPP 2048 P/REV (ENCODER I-2048); SHAFT WITH FITTED KEY, TOLERANCE N; WITH HOLDING BRAKE DEGREE OF PROTECTION IP64 | 2015 | TEM | 1 | MC | 3.402 | 1
1FK70337AF211AB2 | SIMOTICS S SYNCHRONOUS SERVOMOTOR, 1FK7 HIGH DYNAMIC, ZK 300 V 1.3 NM, 100 K, 3000 RPM, NATURAL COOLING, IM B5 (V1, V3) POWER/SIGNAL CONNECTORS CONNECTOR CAN BE ROTATED BY 270 DEGR. INCREM. ENCODER, SIN/COS 1 VPP 2048 P/REV (ENCODER I-2048); SHAFT WITH FITTED KEY, TOLERANCE N; WITH HOLDING BRAKE DEGREE OF PROTECTION IP65 FLANGE ON DRIVE END IP67 | 2117 | TEM | 1 | MC | 3.402 | 1
1FK70337AF211AB3 | SIMOTICS S SYNCHRONOUS SERVOMOTOR, 1FK7 HIGH DYNAMIC, ZK 300 V 1.3 NM, 100 K, 3000 RPM, NATURAL COOLING, IM B5 (V1, V3) POWER/SIGNAL CONNECTORS CONNECTOR CAN BE ROTATED BY 270 DEGR. INCREM. ENCODER, SIN/COS 1 VPP 2048 P/REV (ENCODER I-2048); SHAFT WITH FITTED KEY, TOLERANCE N; WITH HOLDING BRAKE DEGREE OF PROTECTION IP64; PAINT FINISH RAL7016 | 2065 | TEM | 1 | MC | 3.402 | 1
1FK70337AF211AB5 | SIMOTICS S SYNCHRONOUS SERVOMOTOR, 1FK7 HIGH DYNAMIC, ZK 300 V 1.3 NM, 100 K, 3000 RPM, NATURAL COOLING, IM B5 (V1, V3) POWER/SIGNAL CONNECTORS CONNECTOR CAN BE ROTATED BY 270 DEGR. INCREM. ENCODER, SIN/COS 1 VPP 2048 P/REV (ENCODER I-2048); SHAFT WITH FITTED KEY, TOLERANCE N; WITH HOLDING BRAKE DEGREE OF PROTECTION IP65 AS FLANGE IP67; PAINT FINISH RAL7016 | 2166 | TEM | 1 | MC | 3.402 | 1
1FK70337AF211AB8 | SIMOTICS S SYNCHRONOUS SERVOMOTOR, 1FK7 HIGH DYNAMIC, ZK 300 V 1.3 NM, 100 K, 3000 RPM, NATURAL COOLING, IM B5 (V1, V3) POWER/SIGNAL CONNECTORS CONNECTOR CAN BE ROTATED BY 270 DEGR. INCREM. ENCODER, SIN/COS 1 VPP 2048 P/REV (ENCODER I-2048); SHAFT WITH FITTED KEY, TOLERANCE N; WITH HOLDING BRAKE DEGREE OF PROTECTION IP65 IP67 D-END FLANGE; RAL7016 COATING; METALLIC RATING PLATE AT MOTOR | 2275 | TEM | 1 | MC | 3.402 | 1
1FK70337AF211AG0 | SIMOTICS S SYNCHRONOUS SERVOMOTOR, 1FK7 HIGH DYNAMIC, ZK 300 V 1.3 NM, 100 K, 3000 RPM, NATURAL COOLING, IM B5 (V1, V3) POWER/SIGNAL CONNECTORS CONNECTOR CAN BE ROTATED BY 270 DEGR. INCREM. ENCODER, SIN/COS 1 VPP 2048 P/REV (ENCODER I-2048); PLAIN SHAFT, TOLERANCE N; W/O HOLDING BRAKE DEGREE OF PROTECTION IP64 | 1684 | TEM | 1 | MC | 3.103 | 1
1FK70337AF211AG2 | SIMOTICS S SYNCHRONOUS SERVOMOTOR, 1FK7 HIGH DYNAMIC, ZK 300 V 1.3 NM, 100 K, 3000 RPM, NATURAL COOLING, IM B5 (V1, V3) POWER/SIGNAL CONNECTORS CONNECTOR CAN BE ROTATED BY 270 DEGR. INCREM. ENCODER, SIN/COS 1 VPP 2048 P/REV (ENCODER I-2048); PLAIN SHAFT, TOLERANCE N; W/O HOLDING BRAKE DEGREE OF PROTECTION IP65 FLANGE ON DRIVE END IP67 | 1786 | TEM | 1 | MC | 3.103 | 1
1FK70337AF211AG3 | SIMOTICS S SYNCHRONOUS SERVOMOTOR, 1FK7 HIGH DYNAMIC, ZK 300 V 1.3 NM, 100 K, 3000 RPM, NATURAL COOLING, IM B5 (V1, V3) POWER/SIGNAL CONNECTORS CONNECTOR CAN BE ROTATED BY 270 DEGR. INCREM. ENCODER, SIN/COS 1 VPP 2048 P/REV (ENCODER I-2048); PLAIN SHAFT, TOLERANCE N; W/O HOLDING BRAKE DEGREE OF PROTECTION IP64; PAINT FINISH RAL7016 | 1733 | TEM | 1 | MC | 3.103 | 1
1FK70337AF211AG5 | SIMOTICS S SYNCHRONOUS SERVOMOTOR, 1FK7 HIGH DYNAMIC, ZK 300 V 1.3 NM, 100 K, 3000 RPM, NATURAL COOLING, IM B5 (V1, V3) POWER/SIGNAL CONNECTORS CONNECTOR CAN BE ROTATED BY 270 DEGR. INCREM. ENCODER, SIN/COS 1 VPP 2048 P/REV (ENCODER I-2048); PLAIN SHAFT, TOLERANCE N; W/O HOLDING BRAKE DEGREE OF PROTECTION IP65 AS FLANGE IP67; PAINT FINISH RAL7016 | 1835 | TEM | 1 | MC | 3.103 | 1
1FK70337AF211AG8 | SIMOTICS S SYNCHRONOUS SERVOMOTOR, 1FK7 HIGH DYNAMIC, ZK 300 V 1.3 NM, 100 K, 3000 RPM, NATURAL COOLING, IM B5 (V1, V3) POWER/SIGNAL CONNECTORS CONNECTOR CAN BE ROTATED BY 270 DEGR. INCREM. ENCODER, SIN/COS 1 VPP 2048 P/REV (ENCODER I-2048); PLAIN SHAFT, TOLERANCE N; W/O HOLDING BRAKE DEGREE OF PROTECTION IP65 IP67 D-END FLANGE; RAL7016 COATING; METALLIC RATING PLATE AT MOTOR | 1943 | TEM | 1 | MC | 3.103 | 1
1FK70337AF211AH0 | SIMOTICS S SYNCHRONOUS SERVOMOTOR, 1FK7 HIGH DYNAMIC, ZK 300 V 1.3 NM, 100 K, 3000 RPM, NATURAL COOLING, IM B5 (V1, V3) POWER/SIGNAL CONNECTORS CONNECTOR CAN BE ROTATED BY 270 DEGR. INCREM. ENCODER, SIN/COS 1 VPP 2048 P/REV (ENCODER I-2048); PLAIN SHAFT, TOLERANCE N; WITH HOLDING BRAKE DEGREE OF PROTECTION IP64 | 1919 | TEM | 1 | MC | 3.402 | 1
1FK70337AF211AH2 | SIMOTICS S SYNCHRONOUS SERVOMOTOR, 1FK7 HIGH DYNAMIC, ZK 300 V 1.3 NM, 100 K, 3000 RPM, NATURAL COOLING, IM B5 (V1, V3) POWER/SIGNAL CONNECTORS CONNECTOR CAN BE ROTATED BY 270 DEGR. INCREM. ENCODER, SIN/COS 1 VPP 2048 P/REV (ENCODER I-2048); PLAIN SHAFT, TOLERANCE N; WITH HOLDING BRAKE DEGREE OF PROTECTION IP65 FLANGE ON DRIVE END IP67 | 2021 | TEM | 1 | MC | 3.402 | 1
1FK70337AF211AH3 | SIMOTICS S SYNCHRONOUS SERVOMOTOR, 1FK7 HIGH DYNAMIC, ZK 300 V 1.3 NM, 100 K, 3000 RPM, NATURAL COOLING, IM B5 (V1, V3) POWER/SIGNAL CONNECTORS CONNECTOR CAN BE ROTATED BY 270 DEGR. INCREM. ENCODER, SIN/COS 1 VPP 2048 P/REV (ENCODER I-2048); PLAIN SHAFT, TOLERANCE N; WITH HOLDING BRAKE DEGREE OF PROTECTION IP64; PAINT FINISH RAL7016 | 1968 | TEM | 1 | MC | 3.402 | 1
1FK70337AF211AH5 | SIMOTICS S SYNCHRONOUS SERVOMOTOR, 1FK7 HIGH DYNAMIC, ZK 300 V 1.3 NM, 100 K, 3000 RPM, NATURAL COOLING, IM B5 (V1, V3) POWER/SIGNAL CONNECTORS CONNECTOR CAN BE ROTATED BY 270 DEGR. INCREM. ENCODER, SIN/COS 1 VPP 2048 P/REV (ENCODER I-2048); PLAIN SHAFT, TOLERANCE N; WITH HOLDING BRAKE DEGREE OF PROTECTION IP65 AS FLANGE IP67; PAINT FINISH RAL7016 | 2070 | TEM | 1 | MC | 3.402 | 1
1FK70337AF211AH8 | SIMOTICS S SYNCHRONOUS SERVOMOTOR, 1FK7 HIGH DYNAMIC, ZK 300 V 1.3 NM, 100 K, 3000 RPM, NATURAL COOLING, IM B5 (V1, V3) POWER/SIGNAL CONNECTORS CONNECTOR CAN BE ROTATED BY 270 DEGR. INCREM. ENCODER, SIN/COS 1 VPP 2048 P/REV (ENCODER I-2048); PLAIN SHAFT, TOLERANCE N; WITH HOLDING BRAKE DEGREE OF PROTECTION IP65 IP67 D-END FLANGE; RAL7016 COATING; METALLIC RATING PLATE AT MOTOR | 2179 | TEM | 1 | MC | 3.402 | 1
1FK70337AF211DA0 | SIMOTICS S SYNCHRONOUS SERVOMOTOR, 1FK7 HIGH DYNAMIC, ZK 300 V 1.3 NM, 100 K, 3000 RPM, NATURAL COOLING, IM B5 (V1, V3) POWER/SIGNAL CONNECTORS CONNECTOR CAN BE ROTATED BY 270 DEGR. INCREMENTAL ENCODER 2048 P/REV (ENCODER I-2048) WITH DRIVE-CLIQ INTERFACE; SHAFT WITH FITTED KEY, TOLERANCE N; W/O HOLDING BRAKE DEGREE OF PROTECTION IP64 | 2039 | TEM | 1 | MC | 3.103 | 1
1FK70337AF211DA2 | SIMOTICS S SYNCHRONOUS SERVOMOTOR, 1FK7 HIGH DYNAMIC, ZK 300 V 1.3 NM, 100 K, 3000 RPM, NATURAL COOLING, IM B5 (V1, V3) POWER/SIGNAL CONNECTORS CONNECTOR CAN BE ROTATED BY 270 DEGR. INCREMENTAL ENCODER 2048 P/REV (ENCODER I-2048) WITH DRIVE-CLIQ INTERFACE; SHAFT WITH FITTED KEY, TOLERANCE N; W/O HOLDING BRAKE DEGREE OF PROTECTION IP65 FLANGE ON DRIVE END IP67 | 2141 | TEM | 1 | MC | 3.103 | 1
1FK70337AF211DA3 | SIMOTICS S SYNCHRONOUS SERVOMOTOR, 1FK7 HIGH DYNAMIC, ZK 300 V 1.3 NM, 100 K, 3000 RPM, NATURAL COOLING, IM B5 (V1, V3) POWER/SIGNAL CONNECTORS CONNECTOR CAN BE ROTATED BY 270 DEGR. INCREMENTAL ENCODER 2048 P/REV (ENCODER I-2048) WITH DRIVE-CLIQ INTERFACE; SHAFT WITH FITTED KEY, TOLERANCE N; W/O HOLDING BRAKE DEGREE OF PROTECTION IP64; PAINT FINISH RAL7016 | 2089 | TEM | 1 | MC | 3.103 | 1
1FK70337AF211DA5 | SIMOTICS S SYNCHRONOUS SERVOMOTOR, 1FK7 HIGH DYNAMIC, ZK 300 V 1.3 NM, 100 K, 3000 RPM, NATURAL COOLING, IM B5 (V1, V3) POWER/SIGNAL CONNECTORS CONNECTOR CAN BE ROTATED BY 270 DEGR. INCREMENTAL ENCODER 2048 P/REV (ENCODER I-2048) WITH DRIVE-CLIQ INTERFACE; SHAFT WITH FITTED KEY, TOLERANCE N; W/O HOLDING BRAKE DEGREE OF PROTECTION IP65 AS FLANGE IP67; PAINT FINISH RAL7016 | 2190 | TEM | 1 | MC | 3.103 | 1
1FK70337AF211DA8 | SIMOTICS S SYNCHRONOUS SERVOMOTOR, 1FK7 HIGH DYNAMIC, ZK 300 V 1.3 NM, 100 K, 3000 RPM, NATURAL COOLING, IM B5 (V1, V3) POWER/SIGNAL CONNECTORS CONNECTOR CAN BE ROTATED BY 270 DEGR. INCREMENTAL ENCODER 2048 P/REV (ENCODER I-2048) WITH DRIVE-CLIQ INTERFACE; SHAFT WITH FITTED KEY, TOLERANCE N; W/O HOLDING BRAKE DEGREE OF PROTECTION IP65 IP67 D-END FLANGE; RAL7016 COATING; METALLIC RATING PLATE AT MOTOR | 2299 | TEM | 1 | MC | 3.103 | 1
1FK70337AF211DB0 | SIMOTICS S SYNCHRONOUS SERVOMOTOR, 1FK7 HIGH DYNAMIC, ZK 300 V 1.3 NM, 100 K, 3000 RPM, NATURAL COOLING, IM B5 (V1, V3) POWER/SIGNAL CONNECTORS CONNECTOR CAN BE ROTATED BY 270 DEGR. INCREMENTAL ENCODER 2048 P/REV (ENCODER I-2048) WITH DRIVE-CLIQ INTERFACE; SHAFT WITH FITTED KEY, TOLERANCE N; WITH HOLDING BRAKE DEGREE OF PROTECTION IP64 | 2277 | TEM | 1 | MC | 3.402 | 1
1FK70337AF211DB2 | SIMOTICS S SYNCHRONOUS SERVOMOTOR, 1FK7 HIGH DYNAMIC, ZK 300 V 1.3 NM, 100 K, 3000 RPM, NATURAL COOLING, IM B5 (V1, V3) POWER/SIGNAL CONNECTORS CONNECTOR CAN BE ROTATED BY 270 DEGR. INCREMENTAL ENCODER 2048 P/REV (ENCODER I-2048) WITH DRIVE-CLIQ INTERFACE; SHAFT WITH FITTED KEY, TOLERANCE N; WITH HOLDING BRAKE DEGREE OF PROTECTION IP65 FLANGE ON DRIVE END IP67 | 2379 | TEM | 1 | MC | 3.402 | 1
1FK70337AF211DB3 | SIMOTICS S SYNCHRONOUS SERVOMOTOR, 1FK7 HIGH DYNAMIC, ZK 300 V 1.3 NM, 100 K, 3000 RPM, NATURAL COOLING, IM B5 (V1, V3) POWER/SIGNAL CONNECTORS CONNECTOR CAN BE ROTATED BY 270 DEGR. INCREMENTAL ENCODER 2048 P/REV (ENCODER I-2048) WITH DRIVE-CLIQ INTERFACE; SHAFT WITH FITTED KEY, TOLERANCE N; WITH HOLDING BRAKE DEGREE OF PROTECTION IP64; PAINT FINISH RAL7016 | 2326 | TEM | 1 | MC | 3.402 | 1
1FK70337AF211DB5 | SIMOTICS S SYNCHRONOUS SERVOMOTOR, 1FK7 HIGH DYNAMIC, ZK 300 V 1.3 NM, 100 K, 3000 RPM, NATURAL COOLING, IM B5 (V1, V3) POWER/SIGNAL CONNECTORS CONNECTOR CAN BE ROTATED BY 270 DEGR. INCREMENTAL ENCODER 2048 P/REV (ENCODER I-2048) WITH DRIVE-CLIQ INTERFACE; SHAFT WITH FITTED KEY, TOLERANCE N; WITH HOLDING BRAKE DEGREE OF PROTECTION IP65 AS FLANGE IP67; PAINT FINISH RAL7016 | 2428 | TEM | 1 | MC | 3.402 | 1
1FK70337AF211DB8 | SIMOTICS S SYNCHRONOUS SERVOMOTOR, 1FK7 HIGH DYNAMIC, ZK 300 V 1.3 NM, 100 K, 3000 RPM, NATURAL COOLING, IM B5 (V1, V3) POWER/SIGNAL CONNECTORS CONNECTOR CAN BE ROTATED BY 270 DEGR. INCREMENTAL ENCODER 2048 P/REV (ENCODER I-2048) WITH DRIVE-CLIQ INTERFACE; SHAFT WITH FITTED KEY, TOLERANCE N; WITH HOLDING BRAKE DEGREE OF PROTECTION IP65 IP67 D-END FLANGE; RAL7016 COATING; METALLIC RATING PLATE AT MOTOR | 2537 | TEM | 1 | MC | 3.402 | 1
1FK70337AF211DG0 | SIMOTICS S SYNCHRONOUS SERVOMOTOR, 1FK7 HIGH DYNAMIC, ZK 300 V 1.3 NM, 100 K, 3000 RPM, NATURAL COOLING, IM B5 (V1, V3) POWER/SIGNAL CONNECTORS CONNECTOR CAN BE ROTATED BY 270 DEGR. INCREMENTAL ENCODER 2048 P/REV (ENCODER I-2048) WITH DRIVE-CLIQ INTERFACE; PLAIN SHAFT, TOLERANCE N; W/O HOLDING BRAKE DEGREE OF PROTECTION IP64 | 1946 | TEM | 1 | MC | 3.103 | 1
1FK70337AF211DG2 | SIMOTICS S SYNCHRONOUS SERVOMOTOR, 1FK7 HIGH DYNAMIC, ZK 300 V 1.3 NM, 100 K, 3000 RPM, NATURAL COOLING, IM B5 (V1, V3) POWER/SIGNAL CONNECTORS CONNECTOR CAN BE ROTATED BY 270 DEGR. INCREMENTAL ENCODER 2048 P/REV (ENCODER I-2048) WITH DRIVE-CLIQ INTERFACE; PLAIN SHAFT, TOLERANCE N; W/O HOLDING BRAKE DEGREE OF PROTECTION IP65 FLANGE ON DRIVE END IP67 | 2047 | TEM | 1 | MC | 3.103 | 1
1FK70337AF211DG3 | SIMOTICS S SYNCHRONOUS SERVOMOTOR, 1FK7 HIGH DYNAMIC, ZK 300 V 1.3 NM, 100 K, 3000 RPM, NATURAL COOLING, IM B5 (V1, V3) POWER/SIGNAL CONNECTORS CONNECTOR CAN BE ROTATED BY 270 DEGR. INCREMENTAL ENCODER 2048 P/REV (ENCODER I-2048) WITH DRIVE-CLIQ INTERFACE; PLAIN SHAFT, TOLERANCE N; W/O HOLDING BRAKE DEGREE OF PROTECTION IP64; PAINT FINISH RAL7016 | 1995 | TEM | 1 | MC | 3.103 | 1
1FK70337AF211DG5 | SIMOTICS S SYNCHRONOUS SERVOMOTOR, 1FK7 HIGH DYNAMIC, ZK 300 V 1.3 NM, 100 K, 3000 RPM, NATURAL COOLING, IM B5 (V1, V3) POWER/SIGNAL CONNECTORS CONNECTOR CAN BE ROTATED BY 270 DEGR. INCREMENTAL ENCODER 2048 P/REV (ENCODER I-2048) WITH DRIVE-CLIQ INTERFACE; PLAIN SHAFT, TOLERANCE N; W/O HOLDING BRAKE DEGREE OF PROTECTION IP65 AS FLANGE IP67; PAINT FINISH RAL7016 | 2097 | TEM | 1 | MC | 3.103 | 1
1FK70337AF211DG8 | SIMOTICS S SYNCHRONOUS SERVOMOTOR, 1FK7 HIGH DYNAMIC, ZK 300 V 1.3 NM, 100 K, 3000 RPM, NATURAL COOLING, IM B5 (V1, V3) POWER/SIGNAL CONNECTORS CONNECTOR CAN BE ROTATED BY 270 DEGR. INCREMENTAL ENCODER 2048 P/REV (ENCODER I-2048) WITH DRIVE-CLIQ INTERFACE; PLAIN SHAFT, TOLERANCE N; W/O HOLDING BRAKE DEGREE OF PROTECTION IP65 IP67 D-END FLANGE; RAL7016 COATING; METALLIC RATING PLATE AT MOTOR | 2205 | TEM | 1 | MC | 3.103 | 1
1FK70337AF211DH0 | SIMOTICS S SYNCHRONOUS SERVOMOTOR, 1FK7 HIGH DYNAMIC, ZK 300 V 1.3 NM, 100 K, 3000 RPM, NATURAL COOLING, IM B5 (V1, V3) POWER/SIGNAL CONNECTORS CONNECTOR CAN BE ROTATED BY 270 DEGR. INCREMENTAL ENCODER 2048 P/REV (ENCODER I-2048) WITH DRIVE-CLIQ INTERFACE; PLAIN SHAFT, TOLERANCE N; WITH HOLDING BRAKE DEGREE OF PROTECTION IP64 | 2181 | TEM | 1 | MC | 3.402 | 1
1FK70337AF211DH2 | SIMOTICS S SYNCHRONOUS SERVOMOTOR, 1FK7 HIGH DYNAMIC, ZK 300 V 1.3 NM, 100 K, 3000 RPM, NATURAL COOLING, IM B5 (V1, V3) POWER/SIGNAL CONNECTORS CONNECTOR CAN BE ROTATED BY 270 DEGR. INCREMENTAL ENCODER 2048 P/REV (ENCODER I-2048) WITH DRIVE-CLIQ INTERFACE; PLAIN SHAFT, TOLERANCE N; WITH HOLDING BRAKE DEGREE OF PROTECTION IP65 FLANGE ON DRIVE END IP67 | 2283 | TEM | 1 | MC | 3.402 | 1
1FK70337AF211DH3 | SIMOTICS S SYNCHRONOUS SERVOMOTOR, 1FK7 HIGH DYNAMIC, ZK 300 V 1.3 NM, 100 K, 3000 RPM, NATURAL COOLING, IM B5 (V1, V3) POWER/SIGNAL CONNECTORS CONNECTOR CAN BE ROTATED BY 270 DEGR. INCREMENTAL ENCODER 2048 P/REV (ENCODER I-2048) WITH DRIVE-CLIQ INTERFACE; PLAIN SHAFT, TOLERANCE N; WITH HOLDING BRAKE DEGREE OF PROTECTION IP64; PAINT FINISH RAL7016 | 2230 | TEM | 1 | MC | 3.402 | 1
1FK70337AF211DH5 | SIMOTICS S SYNCHRONOUS SERVOMOTOR, 1FK7 HIGH DYNAMIC, ZK 300 V 1.3 NM, 100 K, 3000 RPM, NATURAL COOLING, IM B5 (V1, V3) POWER/SIGNAL CONNECTORS CONNECTOR CAN BE ROTATED BY 270 DEGR. INCREMENTAL ENCODER 2048 P/REV (ENCODER I-2048) WITH DRIVE-CLIQ INTERFACE; PLAIN SHAFT, TOLERANCE N; WITH HOLDING BRAKE DEGREE OF PROTECTION IP65 AS FLANGE IP67; PAINT FINISH RAL7016 | 2332 | TEM | 1 | MC | 3.402 | 1
1FK70337AF211DH8 | SIMOTICS S SYNCHRONOUS SERVOMOTOR, 1FK7 HIGH DYNAMIC, ZK 300 V 1.3 NM, 100 K, 3000 RPM, NATURAL COOLING, IM B5 (V1, V3) POWER/SIGNAL CONNECTORS CONNECTOR CAN BE ROTATED BY 270 DEGR. INCREMENTAL ENCODER 2048 P/REV (ENCODER I-2048) WITH DRIVE-CLIQ INTERFACE; PLAIN SHAFT, TOLERANCE N; WITH HOLDING BRAKE DEGREE OF PROTECTION IP65 IP67 D-END FLANGE; RAL7016 COATING; METALLIC RATING PLATE AT MOTOR | 2440 | TEM | 1 | MC | 3.402 | 1
1FK70337AF211HA0 | SIMOTICS S SYNCHRONOUS SERVOMOTOR, 1FK7 HIGH DYNAMIC, ZK 300 V 1.3 NM, 100 K, 3000 RPM, NATURAL COOLING, IM B5 (V1, V3) POWER/SIGNAL CONNECTORS CONNECTOR CAN BE ROTATED BY 270 DEGR. ABSOLUTE ENCODER 512 P/REV (ENCODER A-512); PERFORMANCE REDUCTION BY 10% DUE TO ABSOLUTE ENCODER; SHAFT WITH FITTED KEY, TOLERANCE N; W/O HOLDING BRAKE DEGREE OF PROTECTION IP64 | 2181 | TEM | 1 | MC | 3.103 | 1
1FK70337AF211HA2 | SIMOTICS S SYNCHRONOUS SERVOMOTOR, 1FK7 HIGH DYNAMIC, ZK 300 V 1.3 NM, 100 K, 3000 RPM, NATURAL COOLING, IM B5 (V1, V3) POWER/SIGNAL CONNECTORS CONNECTOR CAN BE ROTATED BY 270 DEGR. ABSOLUTE ENCODER 512 P/REV (ENCODER A-512); PERFORMANCE REDUCTION BY 10% DUE TO ABSOLUTE ENCODER; SHAFT WITH FITTED KEY, TOLERANCE N; W/O HOLDING BRAKE DEGREE OF PROTECTION IP65 FLANGE ON DRIVE END IP67 | 2283 | TEM | 1 | MC | 3.103 | 1
1FK70337AF211HA3 | SIMOTICS S SYNCHRONOUS SERVOMOTOR, 1FK7 HIGH DYNAMIC, ZK 300 V 1.3 NM, 100 K, 3000 RPM, NATURAL COOLING, IM B5 (V1, V3) POWER/SIGNAL CONNECTORS CONNECTOR CAN BE ROTATED BY 270 DEGR. ABSOLUTE ENCODER 512 P/REV (ENCODER A-512); PERFORMANCE REDUCTION BY 10% DUE TO ABSOLUTE ENCODER; SHAFT WITH FITTED KEY, TOLERANCE N; W/O HOLDING BRAKE DEGREE OF PROTECTION IP64; PAINT FINISH RAL7016 | 2230 | TEM | 1 | MC | 3.103 | 1
1FK70337AF211HA5 | SIMOTICS S SYNCHRONOUS SERVOMOTOR, 1FK7 HIGH DYNAMIC, ZK 300 V 1.3 NM, 100 K, 3000 RPM, NATURAL COOLING, IM B5 (V1, V3) POWER/SIGNAL CONNECTORS CONNECTOR CAN BE ROTATED BY 270 DEGR. ABSOLUTE ENCODER 512 P/REV (ENCODER A-512); PERFORMANCE REDUCTION BY 10% DUE TO ABSOLUTE ENCODER; SHAFT WITH FITTED KEY, TOLERANCE N; W/O HOLDING BRAKE DEGREE OF PROTECTION IP65 AS FLANGE IP67; PAINT FINISH RAL7016 | 2332 | TEM | 1 | MC | 3.103 | 1
1FK70337AF211HA8 | SIMOTICS S SYNCHRONOUS SERVOMOTOR, 1FK7 HIGH DYNAMIC, ZK 300 V 1.3 NM, 100 K, 3000 RPM, NATURAL COOLING, IM B5 (V1, V3) POWER/SIGNAL CONNECTORS CONNECTOR CAN BE ROTATED BY 270 DEGR. ABSOLUTE ENCODER 512 P/REV (ENCODER A-512); PERFORMANCE REDUCTION BY 10% DUE TO ABSOLUTE ENCODER; SHAFT WITH FITTED KEY, TOLERANCE N; W/O HOLDING BRAKE DEGREE OF PROTECTION IP65 IP67 D-END FLANGE; RAL7016 COATING; METALLIC RATING PLATE AT MOTOR | 2441 | TEM | 1 | MC | 3.103 | 1
1FK70337AF211HB0 | SIMOTICS S SYNCHRONOUS SERVOMOTOR, 1FK7 HIGH DYNAMIC, ZK 300 V 1.3 NM, 100 K, 3000 RPM, NATURAL COOLING, IM B5 (V1, V3) POWER/SIGNAL CONNECTORS CONNECTOR CAN BE ROTATED BY 270 DEGR. ABSOLUTE ENCODER 512 P/REV (ENCODER A-512); PERFORMANCE REDUCTION BY 10% DUE TO ABSOLUTE ENCODER; SHAFT WITH FITTED KEY, TOLERANCE N; WITH HOLDING BRAKE DEGREE OF PROTECTION IP64 | 2419 | TEM | 1 | MC | 3.402 | 1
1FK70337AF211HB2 | SIMOTICS S SYNCHRONOUS SERVOMOTOR, 1FK7 HIGH DYNAMIC, ZK 300 V 1.3 NM, 100 K, 3000 RPM, NATURAL COOLING, IM B5 (V1, V3) POWER/SIGNAL CONNECTORS CONNECTOR CAN BE ROTATED BY 270 DEGR. ABSOLUTE ENCODER 512 P/REV (ENCODER A-512); PERFORMANCE REDUCTION BY 10% DUE TO ABSOLUTE ENCODER; SHAFT WITH FITTED KEY, TOLERANCE N; WITH HOLDING BRAKE DEGREE OF PROTECTION IP65 FLANGE ON DRIVE END IP67 | 2521 | TEM | 1 | MC | 3.402 | 1
1FK70337AF211HB3 | SIMOTICS S SYNCHRONOUS SERVOMOTOR, 1FK7 HIGH DYNAMIC, ZK 300 V 1.3 NM, 100 K, 3000 RPM, NATURAL COOLING, IM B5 (V1, V3) POWER/SIGNAL CONNECTORS CONNECTOR CAN BE ROTATED BY 270 DEGR. ABSOLUTE ENCODER 512 P/REV (ENCODER A-512); PERFORMANCE REDUCTION BY 10% DUE TO ABSOLUTE ENCODER; SHAFT WITH FITTED KEY, TOLERANCE N; WITH HOLDING BRAKE DEGREE OF PROTECTION IP64; PAINT FINISH RAL7016 | 2468 | TEM | 1 | MC | 3.402 | 1
1FK70337AF211HB5 | SIMOTICS S SYNCHRONOUS SERVOMOTOR, 1FK7 HIGH DYNAMIC, ZK 300 V 1.3 NM, 100 K, 3000 RPM, NATURAL COOLING, IM B5 (V1, V3) POWER/SIGNAL CONNECTORS CONNECTOR CAN BE ROTATED BY 270 DEGR. ABSOLUTE ENCODER 512 P/REV (ENCODER A-512); PERFORMANCE REDUCTION BY 10% DUE TO ABSOLUTE ENCODER; SHAFT WITH FITTED KEY, TOLERANCE N; WITH HOLDING BRAKE DEGREE OF PROTECTION IP65 AS FLANGE IP67; PAINT FINISH RAL7016 | 2570 | TEM | 1 | MC | 3.402 | 1
1FK70337AF211HB8 | SIMOTICS S SYNCHRONOUS SERVOMOTOR, 1FK7 HIGH DYNAMIC, ZK 300 V 1.3 NM, 100 K, 3000 RPM, NATURAL COOLING, IM B5 (V1, V3) POWER/SIGNAL CONNECTORS CONNECTOR CAN BE ROTATED BY 270 DEGR. ABSOLUTE ENCODER 512 P/REV (ENCODER A-512); PERFORMANCE REDUCTION BY 10% DUE TO ABSOLUTE ENCODER; SHAFT WITH FITTED KEY, TOLERANCE N; WITH HOLDING BRAKE DEGREE OF PROTECTION IP65 IP67 D-END FLANGE; RAL7016 COATING; METALLIC RATING PLATE AT MOTOR | 2678 | TEM | 1 | MC | 3.402 | 1
1FK70337AF211HG0 | SIMOTICS S SYNCHRONOUS SERVOMOTOR, 1FK7 HIGH DYNAMIC, ZK 300 V 1.3 NM, 100 K, 3000 RPM, NATURAL COOLING, IM B5 (V1, V3) POWER/SIGNAL CONNECTORS CONNECTOR CAN BE ROTATED BY 270 DEGR. ABSOLUTE ENCODER 512 P/REV (ENCODER A-512); PERFORMANCE REDUCTION BY 10% DUE TO ABSOLUTE ENCODER; PLAIN SHAFT, TOLERANCE N; W/O HOLDING BRAKE DEGREE OF PROTECTION IP64 | 2088 | TEM | 1 | MC | 3.103 | 1
1FK70337AF211HG2 | SIMOTICS S SYNCHRONOUS SERVOMOTOR, 1FK7 HIGH DYNAMIC, ZK 300 V 1.3 NM, 100 K, 3000 RPM, NATURAL COOLING, IM B5 (V1, V3) POWER/SIGNAL CONNECTORS CONNECTOR CAN BE ROTATED BY 270 DEGR. ABSOLUTE ENCODER 512 P/REV (ENCODER A-512); PERFORMANCE REDUCTION BY 10% DUE TO ABSOLUTE ENCODER; PLAIN SHAFT, TOLERANCE N; W/O HOLDING BRAKE DEGREE OF PROTECTION IP65 FLANGE ON DRIVE END IP67 | 2189 | TEM | 1 | MC | 3.103 | 1
1FK70337AF211HG3 | SIMOTICS S SYNCHRONOUS SERVOMOTOR, 1FK7 HIGH DYNAMIC, ZK 300 V 1.3 NM, 100 K, 3000 RPM, NATURAL COOLING, IM B5 (V1, V3) POWER/SIGNAL CONNECTORS CONNECTOR CAN BE ROTATED BY 270 DEGR. ABSOLUTE ENCODER 512 P/REV (ENCODER A-512); PERFORMANCE REDUCTION BY 10% DUE TO ABSOLUTE ENCODER; PLAIN SHAFT, TOLERANCE N; W/O HOLDING BRAKE DEGREE OF PROTECTION IP64; PAINT FINISH RAL7016 | 2137 | TEM | 1 | MC | 3.103 | 1
1FK70337AF211HG5 | SIMOTICS S SYNCHRONOUS SERVOMOTOR, 1FK7 HIGH DYNAMIC, ZK 300 V 1.3 NM, 100 K, 3000 RPM, NATURAL COOLING, IM B5 (V1, V3) POWER/SIGNAL CONNECTORS CONNECTOR CAN BE ROTATED BY 270 DEGR. ABSOLUTE ENCODER 512 P/REV (ENCODER A-512); PERFORMANCE REDUCTION BY 10% DUE TO ABSOLUTE ENCODER; PLAIN SHAFT, TOLERANCE N; W/O HOLDING BRAKE DEGREE OF PROTECTION IP65 AS FLANGE IP67; PAINT FINISH RAL7016 | 2238 | TEM | 1 | MC | 3.103 | 1
1FK70337AF211HG8 | SIMOTICS S SYNCHRONOUS SERVOMOTOR, 1FK7 HIGH DYNAMIC, ZK 300 V 1.3 NM, 100 K, 3000 RPM, NATURAL COOLING, IM B5 (V1, V3) POWER/SIGNAL CONNECTORS CONNECTOR CAN BE ROTATED BY 270 DEGR. ABSOLUTE ENCODER 512 P/REV (ENCODER A-512); PERFORMANCE REDUCTION BY 10% DUE TO ABSOLUTE ENCODER; PLAIN SHAFT, TOLERANCE N; W/O HOLDING BRAKE DEGREE OF PROTECTION IP65 IP67 D-END FLANGE; RAL7016 COATING; METALLIC RATING PLATE AT MOTOR | 2347 | TEM | 1 | MC | 3.103 | 1
1FK70337AF211HH0 | SIMOTICS S SYNCHRONOUS SERVOMOTOR, 1FK7 HIGH DYNAMIC, ZK 300 V 1.3 NM, 100 K, 3000 RPM, NATURAL COOLING, IM B5 (V1, V3) POWER/SIGNAL CONNECTORS CONNECTOR CAN BE ROTATED BY 270 DEGR. ABSOLUTE ENCODER 512 P/REV (ENCODER A-512); PERFORMANCE REDUCTION BY 10% DUE TO ABSOLUTE ENCODER; PLAIN SHAFT, TOLERANCE N; WITH HOLDING BRAKE DEGREE OF PROTECTION IP64 | 2323 | TEM | 1 | MC | 3.402 | 1
1FK70337AF211HH2 | SIMOTICS S SYNCHRONOUS SERVOMOTOR, 1FK7 HIGH DYNAMIC, ZK 300 V 1.3 NM, 100 K, 3000 RPM, NATURAL COOLING, IM B5 (V1, V3) POWER/SIGNAL CONNECTORS CONNECTOR CAN BE ROTATED BY 270 DEGR. ABSOLUTE ENCODER 512 P/REV (ENCODER A-512); PERFORMANCE REDUCTION BY 10% DUE TO ABSOLUTE ENCODER; PLAIN SHAFT, TOLERANCE N; WITH HOLDING BRAKE DEGREE OF PROTECTION IP65 FLANGE ON DRIVE END IP67 | 2424 | TEM | 1 | MC | 3.402 | 1
1FK70337AF211HH3 | SIMOTICS S SYNCHRONOUS SERVOMOTOR, 1FK7 HIGH DYNAMIC, ZK 300 V 1.3 NM, 100 K, 3000 RPM, NATURAL COOLING, IM B5 (V1, V3) POWER/SIGNAL CONNECTORS CONNECTOR CAN BE ROTATED BY 270 DEGR. ABSOLUTE ENCODER 512 P/REV (ENCODER A-512); PERFORMANCE REDUCTION BY 10% DUE TO ABSOLUTE ENCODER; PLAIN SHAFT, TOLERANCE N; WITH HOLDING BRAKE DEGREE OF PROTECTION IP64; PAINT FINISH RAL7016 | 2372 | TEM | 1 | MC | 3.402 | 1
1FK70337AF211HH5 | SIMOTICS S SYNCHRONOUS SERVOMOTOR, 1FK7 HIGH DYNAMIC, ZK 300 V 1.3 NM, 100 K, 3000 RPM, NATURAL COOLING, IM B5 (V1, V3) POWER/SIGNAL CONNECTORS CONNECTOR CAN BE ROTATED BY 270 DEGR. ABSOLUTE ENCODER 512 P/REV (ENCODER A-512); PERFORMANCE REDUCTION BY 10% DUE TO ABSOLUTE ENCODER; PLAIN SHAFT, TOLERANCE N; WITH HOLDING BRAKE DEGREE OF PROTECTION IP65 AS FLANGE IP67; PAINT FINISH RAL7016 | 2473 | TEM | 1 | MC | 3.402 | 1
1FK70337AF211HH8 | SIMOTICS S SYNCHRONOUS SERVOMOTOR, 1FK7 HIGH DYNAMIC, ZK 300 V 1.3 NM, 100 K, 3000 RPM, NATURAL COOLING, IM B5 (V1, V3) POWER/SIGNAL CONNECTORS CONNECTOR CAN BE ROTATED BY 270 DEGR. ABSOLUTE ENCODER 512 P/REV (ENCODER A-512); PERFORMANCE REDUCTION BY 10% DUE TO ABSOLUTE ENCODER; PLAIN SHAFT, TOLERANCE N; WITH HOLDING BRAKE DEGREE OF PROTECTION IP65 IP67 D-END FLANGE; RAL7016 COATING; METALLIC RATING PLATE AT MOTOR | 2582 | TEM | 1 | MC | 3.402 | 1
1FK70337AF211JA0 | SIMOTICS S SYNCHRONOUS SERVOMOTOR, 1FK7 HIGH DYNAMIC, ZK 300 V 1.3 NM, 100 K, 3000 RPM, NATURAL COOLING, IM B5 (V1, V3) POWER/SIGNAL CONNECTORS CONNECTOR CAN BE ROTATED BY 270 DEGR. ABSOLUTE ENCODER 16 S/R (ENCODER A-16); PERFORMANCE REDUCTION BY 10% DUE TO ABSOLUTE ENCODER; SHAFT WITH FITTED KEY, TOLERANCE N; W/O HOLDING BRAKE DEGREE OF PROTECTION IP64 | 1618 | TEM | 1 | MC | 3.103 | 1
1FK70337AF211JA2 | SIMOTICS S SYNCHRONOUS SERVOMOTOR, 1FK7 HIGH DYNAMIC, ZK 300 V 1.3 NM, 100 K, 3000 RPM, NATURAL COOLING, IM B5 (V1, V3) POWER/SIGNAL CONNECTORS CONNECTOR CAN BE ROTATED BY 270 DEGR. ABSOLUTE ENCODER 16 S/R (ENCODER A-16); PERFORMANCE REDUCTION BY 10% DUE TO ABSOLUTE ENCODER; SHAFT WITH FITTED KEY, TOLERANCE N; W/O HOLDING BRAKE DEGREE OF PROTECTION IP65 FLANGE ON DRIVE END IP67 | 1720 | TEM | 1 | MC | 3.103 | 1
1FK70337AF211JA3 | SIMOTICS S SYNCHRONOUS SERVOMOTOR, 1FK7 HIGH DYNAMIC, ZK 300 V 1.3 NM, 100 K, 3000 RPM, NATURAL COOLING, IM B5 (V1, V3) POWER/SIGNAL CONNECTORS CONNECTOR CAN BE ROTATED BY 270 DEGR. ABSOLUTE ENCODER 16 S/R (ENCODER A-16); PERFORMANCE REDUCTION BY 10% DUE TO ABSOLUTE ENCODER; SHAFT WITH FITTED KEY, TOLERANCE N; W/O HOLDING BRAKE DEGREE OF PROTECTION IP64; PAINT FINISH RAL7016 | 1668 | TEM | 1 | MC | 3.103 | 1
1FK70337AF211JA5 | SIMOTICS S SYNCHRONOUS SERVOMOTOR, 1FK7 HIGH DYNAMIC, ZK 300 V 1.3 NM, 100 K, 3000 RPM, NATURAL COOLING, IM B5 (V1, V3) POWER/SIGNAL CONNECTORS CONNECTOR CAN BE ROTATED BY 270 DEGR. ABSOLUTE ENCODER 16 S/R (ENCODER A-16); PERFORMANCE REDUCTION BY 10% DUE TO ABSOLUTE ENCODER; SHAFT WITH FITTED KEY, TOLERANCE N; W/O HOLDING BRAKE DEGREE OF PROTECTION IP65 AS FLANGE IP67; PAINT FINISH RAL7016 | 1769 | TEM | 1 | MC | 3.103 | 1
1FK70337AF211JA8 | SIMOTICS S SYNCHRONOUS SERVOMOTOR, 1FK7 HIGH DYNAMIC, ZK 300 V 1.3 NM, 100 K, 3000 RPM, NATURAL COOLING, IM B5 (V1, V3) POWER/SIGNAL CONNECTORS CONNECTOR CAN BE ROTATED BY 270 DEGR. ABSOLUTE ENCODER 16 S/R (ENCODER A-16); PERFORMANCE REDUCTION BY 10% DUE TO ABSOLUTE ENCODER; SHAFT WITH FITTED KEY, TOLERANCE N; W/O HOLDING BRAKE DEGREE OF PROTECTION IP65 IP67 D-END FLANGE; RAL7016 COATING; METALLIC RATING PLATE AT MOTOR | 1878 | TEM | 1 | MC | 3.103 | 1
1FK70337AF211JB0 | SIMOTICS S SYNCHRONOUS SERVOMOTOR, 1FK7 HIGH DYNAMIC, ZK 300 V 1.3 NM, 100 K, 3000 RPM, NATURAL COOLING, IM B5 (V1, V3) POWER/SIGNAL CONNECTORS CONNECTOR CAN BE ROTATED BY 270 DEGR. ABSOLUTE ENCODER 16 S/R (ENCODER A-16); PERFORMANCE REDUCTION BY 10% DUE TO ABSOLUTE ENCODER; SHAFT WITH FITTED KEY, TOLERANCE N; WITH HOLDING BRAKE DEGREE OF PROTECTION IP64 | 1856 | TEM | 1 | MC | 3.402 | 1
1FK70337AF211JB2 | SIMOTICS S SYNCHRONOUS SERVOMOTOR, 1FK7 HIGH DYNAMIC, ZK 300 V 1.3 NM, 100 K, 3000 RPM, NATURAL COOLING, IM B5 (V1, V3) POWER/SIGNAL CONNECTORS CONNECTOR CAN BE ROTATED BY 270 DEGR. ABSOLUTE ENCODER 16 S/R (ENCODER A-16); PERFORMANCE REDUCTION BY 10% DUE TO ABSOLUTE ENCODER; SHAFT WITH FITTED KEY, TOLERANCE N; WITH HOLDING BRAKE DEGREE OF PROTECTION IP65 FLANGE ON DRIVE END IP67 | 1958 | TEM | 1 | MC | 3.402 | 1
1FK70337AF211JB3 | SIMOTICS S SYNCHRONOUS SERVOMOTOR, 1FK7 HIGH DYNAMIC, ZK 300 V 1.3 NM, 100 K, 3000 RPM, NATURAL COOLING, IM B5 (V1, V3) POWER/SIGNAL CONNECTORS CONNECTOR CAN BE ROTATED BY 270 DEGR. ABSOLUTE ENCODER 16 S/R (ENCODER A-16); PERFORMANCE REDUCTION BY 10% DUE TO ABSOLUTE ENCODER; SHAFT WITH FITTED KEY, TOLERANCE N; WITH HOLDING BRAKE DEGREE OF PROTECTION IP64; PAINT FINISH RAL7016 | 1905 | TEM | 1 | MC | 3.402 | 1
1FK70337AF211JB5 | SIMOTICS S SYNCHRONOUS SERVOMOTOR, 1FK7 HIGH DYNAMIC, ZK 300 V 1.3 NM, 100 K, 3000 RPM, NATURAL COOLING, IM B5 (V1, V3) POWER/SIGNAL CONNECTORS CONNECTOR CAN BE ROTATED BY 270 DEGR. ABSOLUTE ENCODER 16 S/R (ENCODER A-16); PERFORMANCE REDUCTION BY 10% DUE TO ABSOLUTE ENCODER; SHAFT WITH FITTED KEY, TOLERANCE N; WITH HOLDING BRAKE DEGREE OF PROTECTION IP65 AS FLANGE IP67; PAINT FINISH RAL7016 | 2007 | TEM | 1 | MC | 3.402 | 1
1FK70337AF211JB8 | SIMOTICS S SYNCHRONOUS SERVOMOTOR, 1FK7 HIGH DYNAMIC, ZK 300 V 1.3 NM, 100 K, 3000 RPM, NATURAL COOLING, IM B5 (V1, V3) POWER/SIGNAL CONNECTORS CONNECTOR CAN BE ROTATED BY 270 DEGR. ABSOLUTE ENCODER 16 S/R (ENCODER A-16); PERFORMANCE REDUCTION BY 10% DUE TO ABSOLUTE ENCODER; SHAFT WITH FITTED KEY, TOLERANCE N; WITH HOLDING BRAKE DEGREE OF PROTECTION IP65 IP67 D-END FLANGE; RAL7016 COATING; METALLIC RATING PLATE AT MOTOR | 2116 | TEM | 1 | MC | 3.402 | 1
1FK70337AF211JG0 | SIMOTICS S SYNCHRONOUS SERVOMOTOR, 1FK7 HIGH DYNAMIC, ZK 300 V 1.3 NM, 100 K, 3000 RPM, NATURAL COOLING, IM B5 (V1, V3) POWER/SIGNAL CONNECTORS CONNECTOR CAN BE ROTATED BY 270 DEGR. ABSOLUTE ENCODER 16 S/R (ENCODER A-16); PERFORMANCE REDUCTION BY 10% DUE TO ABSOLUTE ENCODER; PLAIN SHAFT, TOLERANCE N; W/O HOLDING BRAKE DEGREE OF PROTECTION IP64 | 1525 | TEM | 1 | MC | 3.103 | 1
1FK70337AF211JG2 | SIMOTICS S SYNCHRONOUS SERVOMOTOR, 1FK7 HIGH DYNAMIC, ZK 300 V 1.3 NM, 100 K, 3000 RPM, NATURAL COOLING, IM B5 (V1, V3) POWER/SIGNAL CONNECTORS CONNECTOR CAN BE ROTATED BY 270 DEGR. ABSOLUTE ENCODER 16 S/R (ENCODER A-16); PERFORMANCE REDUCTION BY 10% DUE TO ABSOLUTE ENCODER; PLAIN SHAFT, TOLERANCE N; W/O HOLDING BRAKE DEGREE OF PROTECTION IP65 FLANGE ON DRIVE END IP67 | 1626 | TEM | 1 | MC | 3.103 | 1
1FK70337AF211JG3 | SIMOTICS S SYNCHRONOUS SERVOMOTOR, 1FK7 HIGH DYNAMIC, ZK 300 V 1.3 NM, 100 K, 3000 RPM, NATURAL COOLING, IM B5 (V1, V3) POWER/SIGNAL CONNECTORS CONNECTOR CAN BE ROTATED BY 270 DEGR. ABSOLUTE ENCODER 16 S/R (ENCODER A-16); PERFORMANCE REDUCTION BY 10% DUE TO ABSOLUTE ENCODER; PLAIN SHAFT, TOLERANCE N; W/O HOLDING BRAKE DEGREE OF PROTECTION IP64; PAINT FINISH RAL7016 | 1574 | TEM | 1 | MC | 3.103 | 1
1FK70337AF211JG5 | SIMOTICS S SYNCHRONOUS SERVOMOTOR, 1FK7 HIGH DYNAMIC, ZK 300 V 1.3 NM, 100 K, 3000 RPM, NATURAL COOLING, IM B5 (V1, V3) POWER/SIGNAL CONNECTORS CONNECTOR CAN BE ROTATED BY 270 DEGR. ABSOLUTE ENCODER 16 S/R (ENCODER A-16); PERFORMANCE REDUCTION BY 10% DUE TO ABSOLUTE ENCODER; PLAIN SHAFT, TOLERANCE N; W/O HOLDING BRAKE DEGREE OF PROTECTION IP65 AS FLANGE IP67; PAINT FINISH RAL7016 | 1676 | TEM | 1 | MC | 3.103 | 1
1FK70337AF211JG8 | SIMOTICS S SYNCHRONOUS SERVOMOTOR, 1FK7 HIGH DYNAMIC, ZK 300 V 1.3 NM, 100 K, 3000 RPM, NATURAL COOLING, IM B5 (V1, V3) POWER/SIGNAL CONNECTORS CONNECTOR CAN BE ROTATED BY 270 DEGR. ABSOLUTE ENCODER 16 S/R (ENCODER A-16); PERFORMANCE REDUCTION BY 10% DUE TO ABSOLUTE ENCODER; PLAIN SHAFT, TOLERANCE N; W/O HOLDING BRAKE DEGREE OF PROTECTION IP65 IP67 D-END FLANGE; RAL7016 COATING; METALLIC RATING PLATE AT MOTOR | 1784 | TEM | 1 | MC | 3.103 | 1
1FK70337AF211JH0 | SIMOTICS S SYNCHRONOUS SERVOMOTOR, 1FK7 HIGH DYNAMIC, ZK 300 V 1.3 NM, 100 K, 3000 RPM, NATURAL COOLING, IM B5 (V1, V3) POWER/SIGNAL CONNECTORS CONNECTOR CAN BE ROTATED BY 270 DEGR. ABSOLUTE ENCODER 16 S/R (ENCODER A-16); PERFORMANCE REDUCTION BY 10% DUE TO ABSOLUTE ENCODER; PLAIN SHAFT, TOLERANCE N; WITH HOLDING BRAKE DEGREE OF PROTECTION IP64 | 1760 | TEM | 1 | MC | 3.402 | 1
1FK70337AF211JH2 | SIMOTICS S SYNCHRONOUS SERVOMOTOR, 1FK7 HIGH DYNAMIC, ZK 300 V 1.3 NM, 100 K, 3000 RPM, NATURAL COOLING, IM B5 (V1, V3) POWER/SIGNAL CONNECTORS CONNECTOR CAN BE ROTATED BY 270 DEGR. ABSOLUTE ENCODER 16 S/R (ENCODER A-16); PERFORMANCE REDUCTION BY 10% DUE TO ABSOLUTE ENCODER; PLAIN SHAFT, TOLERANCE N; WITH HOLDING BRAKE DEGREE OF PROTECTION IP65 FLANGE ON DRIVE END IP67 | 1861 | TEM | 1 | MC | 3.402 | 1
1FK70337AF211JH3 | SIMOTICS S SYNCHRONOUS SERVOMOTOR, 1FK7 HIGH DYNAMIC, ZK 300 V 1.3 NM, 100 K, 3000 RPM, NATURAL COOLING, IM B5 (V1, V3) POWER/SIGNAL CONNECTORS CONNECTOR CAN BE ROTATED BY 270 DEGR. ABSOLUTE ENCODER 16 S/R (ENCODER A-16); PERFORMANCE REDUCTION BY 10% DUE TO ABSOLUTE ENCODER; PLAIN SHAFT, TOLERANCE N; WITH HOLDING BRAKE DEGREE OF PROTECTION IP64; PAINT FINISH RAL7016 | 1809 | TEM | 1 | MC | 3.402 | 1
1FK70337AF211JH5 | SIMOTICS S SYNCHRONOUS SERVOMOTOR, 1FK7 HIGH DYNAMIC, ZK 300 V 1.3 NM, 100 K, 3000 RPM, NATURAL COOLING, IM B5 (V1, V3) POWER/SIGNAL CONNECTORS CONNECTOR CAN BE ROTATED BY 270 DEGR. ABSOLUTE ENCODER 16 S/R (ENCODER A-16); PERFORMANCE REDUCTION BY 10% DUE TO ABSOLUTE ENCODER; PLAIN SHAFT, TOLERANCE N; WITH HOLDING BRAKE DEGREE OF PROTECTION IP65 AS FLANGE IP67; PAINT FINISH RAL7016 | 1911 | TEM | 1 | MC | 3.402 | 1
1FK70337AF211JH8 | SIMOTICS S SYNCHRONOUS SERVOMOTOR, 1FK7 HIGH DYNAMIC, ZK 300 V 1.3 NM, 100 K, 3000 RPM, NATURAL COOLING, IM B5 (V1, V3) POWER/SIGNAL CONNECTORS CONNECTOR CAN BE ROTATED BY 270 DEGR. ABSOLUTE ENCODER 16 S/R (ENCODER A-16); PERFORMANCE REDUCTION BY 10% DUE TO ABSOLUTE ENCODER; PLAIN SHAFT, TOLERANCE N; WITH HOLDING BRAKE DEGREE OF PROTECTION IP65 IP67 D-END FLANGE; RAL7016 COATING; METALLIC RATING PLATE AT MOTOR | 2019 | TEM | 1 | MC | 3.402 | 1
1FK70337AF211LA0 | SIMOTICS S SYNCHRONOUS SERVOMOTOR, 1FK7 HIGH DYNAMIC, ZK 300 V 1.3 NM, 100 K, 3000 RPM, NATURAL COOLING, IM B5 (V1, V3) POWER/SIGNAL CONNECTORS CONNECTOR CAN BE ROTATED BY 270 DEGR. ABSOLUTE ENCODER 512 P/REV (ENCODER A-512) WITH DRIVE-CLIQ INTERFACE; PERFORMANCE REDUCTION BY 10% DUE TO ABSOLUTE ENCODER; SHAFT WITH FITTED KEY, TOLERANCE N; W/O HOLDING BRAKE DEGREE OF PROTECTION IP64 | 2441 | TEM | 1 | MC | 3.103 | 1
1FK70337AF211LA2 | SIMOTICS S SYNCHRONOUS SERVOMOTOR, 1FK7 HIGH DYNAMIC, ZK 300 V 1.3 NM, 100 K, 3000 RPM, NATURAL COOLING, IM B5 (V1, V3) POWER/SIGNAL CONNECTORS CONNECTOR CAN BE ROTATED BY 270 DEGR. ABSOLUTE ENCODER 512 P/REV (ENCODER A-512) WITH DRIVE-CLIQ INTERFACE; PERFORMANCE REDUCTION BY 10% DUE TO ABSOLUTE ENCODER; SHAFT WITH FITTED KEY, TOLERANCE N; W/O HOLDING BRAKE DEGREE OF PROTECTION IP65 FLANGE ON DRIVE END IP67 | 2542 | TEM | 1 | MC | 3.103 | 1
1FK70337AF211LA3 | SIMOTICS S SYNCHRONOUS SERVOMOTOR, 1FK7 HIGH DYNAMIC, ZK 300 V 1.3 NM, 100 K, 3000 RPM, NATURAL COOLING, IM B5 (V1, V3) POWER/SIGNAL CONNECTORS CONNECTOR CAN BE ROTATED BY 270 DEGR. ABSOLUTE ENCODER 512 P/REV (ENCODER A-512) WITH DRIVE-CLIQ INTERFACE; PERFORMANCE REDUCTION BY 10% DUE TO ABSOLUTE ENCODER; SHAFT WITH FITTED KEY, TOLERANCE N; W/O HOLDING BRAKE DEGREE OF PROTECTION IP64; PAINT FINISH RAL7016 | 2490 | TEM | 1 | MC | 3.103 | 1
1FK70337AF211LA5 | SIMOTICS S SYNCHRONOUS SERVOMOTOR, 1FK7 HIGH DYNAMIC, ZK 300 V 1.3 NM, 100 K, 3000 RPM, NATURAL COOLING, IM B5 (V1, V3) POWER/SIGNAL CONNECTORS CONNECTOR CAN BE ROTATED BY 270 DEGR. ABSOLUTE ENCODER 512 P/REV (ENCODER A-512) WITH DRIVE-CLIQ INTERFACE; PERFORMANCE REDUCTION BY 10% DUE TO ABSOLUTE ENCODER; SHAFT WITH FITTED KEY, TOLERANCE N; W/O HOLDING BRAKE DEGREE OF PROTECTION IP65 AS FLANGE IP67; PAINT FINISH RAL7016 | 2591 | TEM | 1 | MC | 3.103 | 1
1FK70337AF211LA8 | SIMOTICS S SYNCHRONOUS SERVOMOTOR, 1FK7 HIGH DYNAMIC, ZK 300 V 1.3 NM, 100 K, 3000 RPM, NATURAL COOLING, IM B5 (V1, V3) POWER/SIGNAL CONNECTORS CONNECTOR CAN BE ROTATED BY 270 DEGR. ABSOLUTE ENCODER 512 P/REV (ENCODER A-512) WITH DRIVE-CLIQ INTERFACE; PERFORMANCE REDUCTION BY 10% DUE TO ABSOLUTE ENCODER; SHAFT WITH FITTED KEY, TOLERANCE N; W/O HOLDING BRAKE DEGREE OF PROTECTION IP65 IP67 D-END FLANGE; RAL7016 COATING; METALLIC RATING PLATE AT MOTOR | 2700 | TEM | 1 | MC | 3.103 | 1
1FK70337AF211LB0 | SIMOTICS S SYNCHRONOUS SERVOMOTOR, 1FK7 HIGH DYNAMIC, ZK 300 V 1.3 NM, 100 K, 3000 RPM, NATURAL COOLING, IM B5 (V1, V3) POWER/SIGNAL CONNECTORS CONNECTOR CAN BE ROTATED BY 270 DEGR. ABSOLUTE ENCODER 512 P/REV (ENCODER A-512) WITH DRIVE-CLIQ INTERFACE; PERFORMANCE REDUCTION BY 10% DUE TO ABSOLUTE ENCODER; SHAFT WITH FITTED KEY, TOLERANCE N; WITH HOLDING BRAKE DEGREE OF PROTECTION IP64 | 2678 | TEM | 1 | MC | 3.402 | 1
1FK70337AF211LB2 | SIMOTICS S SYNCHRONOUS SERVOMOTOR, 1FK7 HIGH DYNAMIC, ZK 300 V 1.3 NM, 100 K, 3000 RPM, NATURAL COOLING, IM B5 (V1, V3) POWER/SIGNAL CONNECTORS CONNECTOR CAN BE ROTATED BY 270 DEGR. ABSOLUTE ENCODER 512 P/REV (ENCODER A-512) WITH DRIVE-CLIQ INTERFACE; PERFORMANCE REDUCTION BY 10% DUE TO ABSOLUTE ENCODER; SHAFT WITH FITTED KEY, TOLERANCE N; WITH HOLDING BRAKE DEGREE OF PROTECTION IP65 FLANGE ON DRIVE END IP67 | 2780 | TEM | 1 | MC | 3.402 | 1
1FK70337AF211LB3 | SIMOTICS S SYNCHRONOUS SERVOMOTOR, 1FK7 HIGH DYNAMIC, ZK 300 V 1.3 NM, 100 K, 3000 RPM, NATURAL COOLING, IM B5 (V1, V3) POWER/SIGNAL CONNECTORS CONNECTOR CAN BE ROTATED BY 270 DEGR. ABSOLUTE ENCODER 512 P/REV (ENCODER A-512) WITH DRIVE-CLIQ INTERFACE; PERFORMANCE REDUCTION BY 10% DUE TO ABSOLUTE ENCODER; SHAFT WITH FITTED KEY, TOLERANCE N; WITH HOLDING BRAKE DEGREE OF PROTECTION IP64; PAINT FINISH RAL7016 | 2728 | TEM | 1 | MC | 3.402 | 1
1FK70337AF211LB5 | SIMOTICS S SYNCHRONOUS SERVOMOTOR, 1FK7 HIGH DYNAMIC, ZK 300 V 1.3 NM, 100 K, 3000 RPM, NATURAL COOLING, IM B5 (V1, V3) POWER/SIGNAL CONNECTORS CONNECTOR CAN BE ROTATED BY 270 DEGR. ABSOLUTE ENCODER 512 P/REV (ENCODER A-512) WITH DRIVE-CLIQ INTERFACE; PERFORMANCE REDUCTION BY 10% DUE TO ABSOLUTE ENCODER; SHAFT WITH FITTED KEY, TOLERANCE N; WITH HOLDING BRAKE DEGREE OF PROTECTION IP65 AS FLANGE IP67; PAINT FINISH RAL7016 | 2829 | TEM | 1 | MC | 3.402 | 1
1FK70337AF211LB8 | SIMOTICS S SYNCHRONOUS SERVOMOTOR, 1FK7 HIGH DYNAMIC, ZK 300 V 1.3 NM, 100 K, 3000 RPM, NATURAL COOLING, IM B5 (V1, V3) POWER/SIGNAL CONNECTORS CONNECTOR CAN BE ROTATED BY 270 DEGR. ABSOLUTE ENCODER 512 P/REV (ENCODER A-512) WITH DRIVE-CLIQ INTERFACE; PERFORMANCE REDUCTION BY 10% DUE TO ABSOLUTE ENCODER; SHAFT WITH FITTED KEY, TOLERANCE N; WITH HOLDING BRAKE DEGREE OF PROTECTION IP65 IP67 D-END FLANGE; RAL7016 COATING; METALLIC RATING PLATE AT MOTOR | 2938 | TEM | 1 | MC | 3.402 | 1
1FK70337AF211LG0 | SIMOTICS S SYNCHRONOUS SERVOMOTOR, 1FK7 HIGH DYNAMIC, ZK 300 V 1.3 NM, 100 K, 3000 RPM, NATURAL COOLING, IM B5 (V1, V3) POWER/SIGNAL CONNECTORS CONNECTOR CAN BE ROTATED BY 270 DEGR. ABSOLUTE ENCODER 512 P/REV (ENCODER A-512) WITH DRIVE-CLIQ INTERFACE; PERFORMANCE REDUCTION BY 10% DUE TO ABSOLUTE ENCODER; PLAIN SHAFT, TOLERANCE N; W/O HOLDING BRAKE DEGREE OF PROTECTION IP64 | 2347 | TEM | 1 | MC | 3.103 | 1
1FK70337AF211LG2 | SIMOTICS S SYNCHRONOUS SERVOMOTOR, 1FK7 HIGH DYNAMIC, ZK 300 V 1.3 NM, 100 K, 3000 RPM, NATURAL COOLING, IM B5 (V1, V3) POWER/SIGNAL CONNECTORS CONNECTOR CAN BE ROTATED BY 270 DEGR. ABSOLUTE ENCODER 512 P/REV (ENCODER A-512) WITH DRIVE-CLIQ INTERFACE; PERFORMANCE REDUCTION BY 10% DUE TO ABSOLUTE ENCODER; PLAIN SHAFT, TOLERANCE N; W/O HOLDING BRAKE DEGREE OF PROTECTION IP65 FLANGE ON DRIVE END IP67 | 2448 | TEM | 1 | MC | 3.103 | 1
1FK70337AF211LG3 | SIMOTICS S SYNCHRONOUS SERVOMOTOR, 1FK7 HIGH DYNAMIC, ZK 300 V 1.3 NM, 100 K, 3000 RPM, NATURAL COOLING, IM B5 (V1, V3) POWER/SIGNAL CONNECTORS CONNECTOR CAN BE ROTATED BY 270 DEGR. ABSOLUTE ENCODER 512 P/REV (ENCODER A-512) WITH DRIVE-CLIQ INTERFACE; PERFORMANCE REDUCTION BY 10% DUE TO ABSOLUTE ENCODER; PLAIN SHAFT, TOLERANCE N; W/O HOLDING BRAKE DEGREE OF PROTECTION IP64; PAINT FINISH RAL7016 | 2396 | TEM | 1 | MC | 3.103 | 1
1FK70337AF211LG5 | SIMOTICS S SYNCHRONOUS SERVOMOTOR, 1FK7 HIGH DYNAMIC, ZK 300 V 1.3 NM, 100 K, 3000 RPM, NATURAL COOLING, IM B5 (V1, V3) POWER/SIGNAL CONNECTORS CONNECTOR CAN BE ROTATED BY 270 DEGR. ABSOLUTE ENCODER 512 P/REV (ENCODER A-512) WITH DRIVE-CLIQ INTERFACE; PERFORMANCE REDUCTION BY 10% DUE TO ABSOLUTE ENCODER; PLAIN SHAFT, TOLERANCE N; W/O HOLDING BRAKE DEGREE OF PROTECTION IP65 AS FLANGE IP67; PAINT FINISH RAL7016 | 2498 | TEM | 1 | MC | 3.103 | 1
1FK70337AF211LG8 | SIMOTICS S SYNCHRONOUS SERVOMOTOR, 1FK7 HIGH DYNAMIC, ZK 300 V 1.3 NM, 100 K, 3000 RPM, NATURAL COOLING, IM B5 (V1, V3) POWER/SIGNAL CONNECTORS CONNECTOR CAN BE ROTATED BY 270 DEGR. ABSOLUTE ENCODER 512 P/REV (ENCODER A-512) WITH DRIVE-CLIQ INTERFACE; PERFORMANCE REDUCTION BY 10% DUE TO ABSOLUTE ENCODER; PLAIN SHAFT, TOLERANCE N; W/O HOLDING BRAKE DEGREE OF PROTECTION IP65 IP67 D-END FLANGE; RAL7016 COATING; METALLIC RATING PLATE AT MOTOR | 2606 | TEM | 1 | MC | 3.103 | 1
1FK70337AF211LH0 | SIMOTICS S SYNCHRONOUS SERVOMOTOR, 1FK7 HIGH DYNAMIC, ZK 300 V 1.3 NM, 100 K, 3000 RPM, NATURAL COOLING, IM B5 (V1, V3) POWER/SIGNAL CONNECTORS CONNECTOR CAN BE ROTATED BY 270 DEGR. ABSOLUTE ENCODER 512 P/REV (ENCODER A-512) WITH DRIVE-CLIQ INTERFACE; PERFORMANCE REDUCTION BY 10% DUE TO ABSOLUTE ENCODER; PLAIN SHAFT, TOLERANCE N; WITH HOLDING BRAKE DEGREE OF PROTECTION IP64 | 2582 | TEM | 1 | MC | 3.402 | 1
1FK70337AF211LH2 | SIMOTICS S SYNCHRONOUS SERVOMOTOR, 1FK7 HIGH DYNAMIC, ZK 300 V 1.3 NM, 100 K, 3000 RPM, NATURAL COOLING, IM B5 (V1, V3) POWER/SIGNAL CONNECTORS CONNECTOR CAN BE ROTATED BY 270 DEGR. ABSOLUTE ENCODER 512 P/REV (ENCODER A-512) WITH DRIVE-CLIQ INTERFACE; PERFORMANCE REDUCTION BY 10% DUE TO ABSOLUTE ENCODER; PLAIN SHAFT, TOLERANCE N; WITH HOLDING BRAKE DEGREE OF PROTECTION IP65 FLANGE ON DRIVE END IP67 | 2684 | TEM | 1 | MC | 3.402 | 1
1FK70337AF211LH3 | SIMOTICS S SYNCHRONOUS SERVOMOTOR, 1FK7 HIGH DYNAMIC, ZK 300 V 1.3 NM, 100 K, 3000 RPM, NATURAL COOLING, IM B5 (V1, V3) POWER/SIGNAL CONNECTORS CONNECTOR CAN BE ROTATED BY 270 DEGR. ABSOLUTE ENCODER 512 P/REV (ENCODER A-512) WITH DRIVE-CLIQ INTERFACE; PERFORMANCE REDUCTION BY 10% DUE TO ABSOLUTE ENCODER; PLAIN SHAFT, TOLERANCE N; WITH HOLDING BRAKE DEGREE OF PROTECTION IP64; PAINT FINISH RAL7016 | 2631 | TEM | 1 | MC | 3.402 | 1
1FK70337AF211LH5 | SIMOTICS S SYNCHRONOUS SERVOMOTOR, 1FK7 HIGH DYNAMIC, ZK 300 V 1.3 NM, 100 K, 3000 RPM, NATURAL COOLING, IM B5 (V1, V3) POWER/SIGNAL CONNECTORS CONNECTOR CAN BE ROTATED BY 270 DEGR. ABSOLUTE ENCODER 512 P/REV (ENCODER A-512) WITH DRIVE-CLIQ INTERFACE; PERFORMANCE REDUCTION BY 10% DUE TO ABSOLUTE ENCODER; PLAIN SHAFT, TOLERANCE N; WITH HOLDING BRAKE DEGREE OF PROTECTION IP65 AS FLANGE IP67; PAINT FINISH RAL7016 | 2733 | TEM | 1 | MC | 3.402 | 1
1FK70337AF211LH8 | SIMOTICS S SYNCHRONOUS SERVOMOTOR, 1FK7 HIGH DYNAMIC, ZK 300 V 1.3 NM, 100 K, 3000 RPM, NATURAL COOLING, IM B5 (V1, V3) POWER/SIGNAL CONNECTORS CONNECTOR CAN BE ROTATED BY 270 DEGR. ABSOLUTE ENCODER 512 P/REV (ENCODER A-512) WITH DRIVE-CLIQ INTERFACE; PERFORMANCE REDUCTION BY 10% DUE TO ABSOLUTE ENCODER; PLAIN SHAFT, TOLERANCE N; WITH HOLDING BRAKE DEGREE OF PROTECTION IP65 IP67 D-END FLANGE; RAL7016 COATING; METALLIC RATING PLATE AT MOTOR | 2841 | TEM | 1 | MC | 3.402 | 1
1FK70337AF211PA0 | SIMOTICS S SYNCHRONOUS SERVOMOTOR, 1FK7 HIGH DYNAMIC, ZK 300 V 1.3 NM, 100 K, 3000 RPM, NATURAL COOLING, IM B5 (V1, V3) POWER/SIGNAL CONNECTORS CONNECTOR CAN BE ROTATED BY 270 DEGR. RESOLVER 2-POLE (RESOLVER P=1) WITH DRIVE-CLIQ INTERFACE; SHAFT WITH FITTED KEY, TOLERANCE N; W/O HOLDING BRAKE DEGREE OF PROTECTION IP64 | 1403 | TEM | 1 | MC | 3.103 | 1
1FK70337AF211PA2 | SIMOTICS S SYNCHRONOUS SERVOMOTOR, 1FK7 HIGH DYNAMIC, ZK 300 V 1.3 NM, 100 K, 3000 RPM, NATURAL COOLING, IM B5 (V1, V3) POWER/SIGNAL CONNECTORS CONNECTOR CAN BE ROTATED BY 270 DEGR. RESOLVER 2-POLE (RESOLVER P=1) WITH DRIVE-CLIQ INTERFACE; SHAFT WITH FITTED KEY, TOLERANCE N; W/O HOLDING BRAKE DEGREE OF PROTECTION IP65 FLANGE ON DRIVE END IP67 | 1505 | TEM | 1 | MC | 3.103 | 1
1FK70337AF211PA3 | SIMOTICS S SYNCHRONOUS SERVOMOTOR, 1FK7 HIGH DYNAMIC, ZK 300 V 1.3 NM, 100 K, 3000 RPM, NATURAL COOLING, IM B5 (V1, V3) POWER/SIGNAL CONNECTORS CONNECTOR CAN BE ROTATED BY 270 DEGR. RESOLVER 2-POLE (RESOLVER P=1) WITH DRIVE-CLIQ INTERFACE; SHAFT WITH FITTED KEY, TOLERANCE N; W/O HOLDING BRAKE DEGREE OF PROTECTION IP64; PAINT FINISH RAL7016 | 1452 | TEM | 1 | MC | 3.103 | 1
1FK70337AF211PA5 | SIMOTICS S SYNCHRONOUS SERVOMOTOR, 1FK7 HIGH DYNAMIC, ZK 300 V 1.3 NM, 100 K, 3000 RPM, NATURAL COOLING, IM B5 (V1, V3) POWER/SIGNAL CONNECTORS CONNECTOR CAN BE ROTATED BY 270 DEGR. RESOLVER 2-POLE (RESOLVER P=1) WITH DRIVE-CLIQ INTERFACE; SHAFT WITH FITTED KEY, TOLERANCE N; W/O HOLDING BRAKE DEGREE OF PROTECTION IP65 AS FLANGE IP67; PAINT FINISH RAL7016 | 1554 | TEM | 1 | MC | 3.103 | 1
1FK70337AF211PA8 | SIMOTICS S SYNCHRONOUS SERVOMOTOR, 1FK7 HIGH DYNAMIC, ZK 300 V 1.3 NM, 100 K, 3000 RPM, NATURAL COOLING, IM B5 (V1, V3) POWER/SIGNAL CONNECTORS CONNECTOR CAN BE ROTATED BY 270 DEGR. RESOLVER 2-POLE (RESOLVER P=1) WITH DRIVE-CLIQ INTERFACE; SHAFT WITH FITTED KEY, TOLERANCE N; W/O HOLDING BRAKE DEGREE OF PROTECTION IP65 IP67 D-END FLANGE; RAL7016 COATING; METALLIC RATING PLATE AT MOTOR | 1662 | TEM | 1 | MC | 3.103 | 1
1FK70337AF211PB0 | SIMOTICS S SYNCHRONOUS SERVOMOTOR, 1FK7 HIGH DYNAMIC, ZK 300 V 1.3 NM, 100 K, 3000 RPM, NATURAL COOLING, IM B5 (V1, V3) POWER/SIGNAL CONNECTORS CONNECTOR CAN BE ROTATED BY 270 DEGR. RESOLVER 2-POLE (RESOLVER P=1) WITH DRIVE-CLIQ INTERFACE; SHAFT WITH FITTED KEY, TOLERANCE N; WITH HOLDING BRAKE DEGREE OF PROTECTION IP64 | 1641 | TEM | 1 | MC | 3.402 | 1
1FK70337AF211PB2 | SIMOTICS S SYNCHRONOUS SERVOMOTOR, 1FK7 HIGH DYNAMIC, ZK 300 V 1.3 NM, 100 K, 3000 RPM, NATURAL COOLING, IM B5 (V1, V3) POWER/SIGNAL CONNECTORS CONNECTOR CAN BE ROTATED BY 270 DEGR. RESOLVER 2-POLE (RESOLVER P=1) WITH DRIVE-CLIQ INTERFACE; SHAFT WITH FITTED KEY, TOLERANCE N; WITH HOLDING BRAKE DEGREE OF PROTECTION IP65 FLANGE ON DRIVE END IP67 | 1742 | TEM | 1 | MC | 3.402 | 1
1FK70337AF211PB3 | SIMOTICS S SYNCHRONOUS SERVOMOTOR, 1FK7 HIGH DYNAMIC, ZK 300 V 1.3 NM, 100 K, 3000 RPM, NATURAL COOLING, IM B5 (V1, V3) POWER/SIGNAL CONNECTORS CONNECTOR CAN BE ROTATED BY 270 DEGR. RESOLVER 2-POLE (RESOLVER P=1) WITH DRIVE-CLIQ INTERFACE; SHAFT WITH FITTED KEY, TOLERANCE N; WITH HOLDING BRAKE DEGREE OF PROTECTION IP64; PAINT FINISH RAL7016 | 1690 | TEM | 1 | MC | 3.402 | 1
1FK70337AF211PB5 | SIMOTICS S SYNCHRONOUS SERVOMOTOR, 1FK7 HIGH DYNAMIC, ZK 300 V 1.3 NM, 100 K, 3000 RPM, NATURAL COOLING, IM B5 (V1, V3) POWER/SIGNAL CONNECTORS CONNECTOR CAN BE ROTATED BY 270 DEGR. RESOLVER 2-POLE (RESOLVER P=1) WITH DRIVE-CLIQ INTERFACE; SHAFT WITH FITTED KEY, TOLERANCE N; WITH HOLDING BRAKE DEGREE OF PROTECTION IP65 AS FLANGE IP67; PAINT FINISH RAL7016 | 1792 | TEM | 1 | MC | 3.402 | 1
1FK70337AF211PB8 | SIMOTICS S SYNCHRONOUS SERVOMOTOR, 1FK7 HIGH DYNAMIC, ZK 300 V 1.3 NM, 100 K, 3000 RPM, NATURAL COOLING, IM B5 (V1, V3) POWER/SIGNAL CONNECTORS CONNECTOR CAN BE ROTATED BY 270 DEGR. RESOLVER 2-POLE (RESOLVER P=1) WITH DRIVE-CLIQ INTERFACE; SHAFT WITH FITTED KEY, TOLERANCE N; WITH HOLDING BRAKE DEGREE OF PROTECTION IP65 IP67 D-END FLANGE; RAL7016 COATING; METALLIC RATING PLATE AT MOTOR | 1900 | TEM | 1 | MC | 3.402 | 1
1FK70337AF211PG0 | SIMOTICS S SYNCHRONOUS SERVOMOTOR, 1FK7 HIGH DYNAMIC, ZK 300 V 1.3 NM, 100 K, 3000 RPM, NATURAL COOLING, IM B5 (V1, V3) POWER/SIGNAL CONNECTORS CONNECTOR CAN BE ROTATED BY 270 DEGR. RESOLVER 2-POLE (RESOLVER P=1) WITH DRIVE-CLIQ INTERFACE; PLAIN SHAFT, TOLERANCE N; W/O HOLDING BRAKE DEGREE OF PROTECTION IP64 | 1309 | TEM | 1 | MC | 3.103 | 1
1FK70337AF211PG2 | SIMOTICS S SYNCHRONOUS SERVOMOTOR, 1FK7 HIGH DYNAMIC, ZK 300 V 1.3 NM, 100 K, 3000 RPM, NATURAL COOLING, IM B5 (V1, V3) POWER/SIGNAL CONNECTORS CONNECTOR CAN BE ROTATED BY 270 DEGR. RESOLVER 2-POLE (RESOLVER P=1) WITH DRIVE-CLIQ INTERFACE; PLAIN SHAFT, TOLERANCE N; W/O HOLDING BRAKE DEGREE OF PROTECTION IP65 FLANGE ON DRIVE END IP67 | 1411 | TEM | 1 | MC | 3.103 | 1
1FK70337AF211PG3 | SIMOTICS S SYNCHRONOUS SERVOMOTOR, 1FK7 HIGH DYNAMIC, ZK 300 V 1.3 NM, 100 K, 3000 RPM, NATURAL COOLING, IM B5 (V1, V3) POWER/SIGNAL CONNECTORS CONNECTOR CAN BE ROTATED BY 270 DEGR. RESOLVER 2-POLE (RESOLVER P=1) WITH DRIVE-CLIQ INTERFACE; PLAIN SHAFT, TOLERANCE N; W/O HOLDING BRAKE DEGREE OF PROTECTION IP64; PAINT FINISH RAL7016 | 1359 | TEM | 1 | MC | 3.103 | 1
1FK70337AF211PG5 | SIMOTICS S SYNCHRONOUS SERVOMOTOR, 1FK7 HIGH DYNAMIC, ZK 300 V 1.3 NM, 100 K, 3000 RPM, NATURAL COOLING, IM B5 (V1, V3) POWER/SIGNAL CONNECTORS CONNECTOR CAN BE ROTATED BY 270 DEGR. RESOLVER 2-POLE (RESOLVER P=1) WITH DRIVE-CLIQ INTERFACE; PLAIN SHAFT, TOLERANCE N; W/O HOLDING BRAKE DEGREE OF PROTECTION IP65 AS FLANGE IP67; PAINT FINISH RAL7016 | 1460 | TEM | 1 | MC | 3.103 | 1
1FK70337AF211PG8 | SIMOTICS S SYNCHRONOUS SERVOMOTOR, 1FK7 HIGH DYNAMIC, ZK 300 V 1.3 NM, 100 K, 3000 RPM, NATURAL COOLING, IM B5 (V1, V3) POWER/SIGNAL CONNECTORS CONNECTOR CAN BE ROTATED BY 270 DEGR. RESOLVER 2-POLE (RESOLVER P=1) WITH DRIVE-CLIQ INTERFACE; PLAIN SHAFT, TOLERANCE N; W/O HOLDING BRAKE DEGREE OF PROTECTION IP65 IP67 D-END FLANGE; RAL7016 COATING; METALLIC RATING PLATE AT MOTOR | 1569 | TEM | 1 | MC | 3.103 | 1
1FK70337AF211PH0 | SIMOTICS S SYNCHRONOUS SERVOMOTOR, 1FK7 HIGH DYNAMIC, ZK 300 V 1.3 NM, 100 K, 3000 RPM, NATURAL COOLING, IM B5 (V1, V3) POWER/SIGNAL CONNECTORS CONNECTOR CAN BE ROTATED BY 270 DEGR. RESOLVER 2-POLE (RESOLVER P=1) WITH DRIVE-CLIQ INTERFACE; PLAIN SHAFT, TOLERANCE N; WITH HOLDING BRAKE DEGREE OF PROTECTION IP64 | 1545 | TEM | 1 | MC | 3.402 | 1
1FK70337AF211PH2 | SIMOTICS S SYNCHRONOUS SERVOMOTOR, 1FK7 HIGH DYNAMIC, ZK 300 V 1.3 NM, 100 K, 3000 RPM, NATURAL COOLING, IM B5 (V1, V3) POWER/SIGNAL CONNECTORS CONNECTOR CAN BE ROTATED BY 270 DEGR. RESOLVER 2-POLE (RESOLVER P=1) WITH DRIVE-CLIQ INTERFACE; PLAIN SHAFT, TOLERANCE N; WITH HOLDING BRAKE DEGREE OF PROTECTION IP65 FLANGE ON DRIVE END IP67 | 1646 | TEM | 1 | MC | 3.402 | 1
1FK70337AF211PH3 | SIMOTICS S SYNCHRONOUS SERVOMOTOR, 1FK7 HIGH DYNAMIC, ZK 300 V 1.3 NM, 100 K, 3000 RPM, NATURAL COOLING, IM B5 (V1, V3) POWER/SIGNAL CONNECTORS CONNECTOR CAN BE ROTATED BY 270 DEGR. RESOLVER 2-POLE (RESOLVER P=1) WITH DRIVE-CLIQ INTERFACE; PLAIN SHAFT, TOLERANCE N; WITH HOLDING BRAKE DEGREE OF PROTECTION IP64; PAINT FINISH RAL7016 | 1594 | TEM | 1 | MC | 3.402 | 1
1FK70337AF211PH5 | SIMOTICS S SYNCHRONOUS SERVOMOTOR, 1FK7 HIGH DYNAMIC, ZK 300 V 1.3 NM, 100 K, 3000 RPM, NATURAL COOLING, IM B5 (V1, V3) POWER/SIGNAL CONNECTORS CONNECTOR CAN BE ROTATED BY 270 DEGR. RESOLVER 2-POLE (RESOLVER P=1) WITH DRIVE-CLIQ INTERFACE; PLAIN SHAFT, TOLERANCE N; WITH HOLDING BRAKE DEGREE OF PROTECTION IP65 AS FLANGE IP67; PAINT FINISH RAL7016 | 1695 | TEM | 1 | MC | 3.402 | 1
1FK70337AF211PH8 | SIMOTICS S SYNCHRONOUS SERVOMOTOR, 1FK7 HIGH DYNAMIC, ZK 300 V 1.3 NM, 100 K, 3000 RPM, NATURAL COOLING, IM B5 (V1, V3) POWER/SIGNAL CONNECTORS CONNECTOR CAN BE ROTATED BY 270 DEGR. RESOLVER 2-POLE (RESOLVER P=1) WITH DRIVE-CLIQ INTERFACE; PLAIN SHAFT, TOLERANCE N; WITH HOLDING BRAKE DEGREE OF PROTECTION IP65 IP67 D-END FLANGE; RAL7016 COATING; METALLIC RATING PLATE AT MOTOR | 1804 | TEM | 1 | MC | 3.402 | 1
1FK70337AF211SA0 | SIMOTICS S SYNCHRONOUS SERVOMOTOR, 1FK7 HIGH DYNAMIC, ZK 300 V 1.3 NM, 100 K, 3000 RPM, NATURAL COOLING, IM B5 (V1, V3) POWER/SIGNAL CONNECTORS CONNECTOR CAN BE ROTATED BY 270 DEGR. RESOLVER MULTI-POLE (RESOLVER P=3); SHAFT WITH FITTED KEY, TOLERANCE N; W/O HOLDING BRAKE DEGREE OF PROTECTION IP64 | 1141 | TEM | 1 | MC | 3.103 | 1
1FK70337AF211SA2 | SIMOTICS S SYNCHRONOUS SERVOMOTOR, 1FK7 HIGH DYNAMIC, ZK 300 V 1.3 NM, 100 K, 3000 RPM, NATURAL COOLING, IM B5 (V1, V3) POWER/SIGNAL CONNECTORS CONNECTOR CAN BE ROTATED BY 270 DEGR. RESOLVER MULTI-POLE (RESOLVER P=3); SHAFT WITH FITTED KEY, TOLERANCE N; W/O HOLDING BRAKE DEGREE OF PROTECTION IP65 FLANGE ON DRIVE END IP67 | 1243 | TEM | 1 | MC | 3.103 | 1
1FK70337AF211SA3 | SIMOTICS S SYNCHRONOUS SERVOMOTOR, 1FK7 HIGH DYNAMIC, ZK 300 V 1.3 NM, 100 K, 3000 RPM, NATURAL COOLING, IM B5 (V1, V3) POWER/SIGNAL CONNECTORS CONNECTOR CAN BE ROTATED BY 270 DEGR. RESOLVER MULTI-POLE (RESOLVER P=3); SHAFT WITH FITTED KEY, TOLERANCE N; W/O HOLDING BRAKE DEGREE OF PROTECTION IP64; PAINT FINISH RAL7016 | 1190 | TEM | 1 | MC | 3.103 | 1
1FK70337AF211SA5 | SIMOTICS S SYNCHRONOUS SERVOMOTOR, 1FK7 HIGH DYNAMIC, ZK 300 V 1.3 NM, 100 K, 3000 RPM, NATURAL COOLING, IM B5 (V1, V3) POWER/SIGNAL CONNECTORS CONNECTOR CAN BE ROTATED BY 270 DEGR. RESOLVER MULTI-POLE (RESOLVER P=3); SHAFT WITH FITTED KEY, TOLERANCE N; W/O HOLDING BRAKE DEGREE OF PROTECTION IP65 AS FLANGE IP67; PAINT FINISH RAL7016 | 1292 | TEM | 1 | MC | 3.103 | 1
1FK70337AF211SA8 | SIMOTICS S SYNCHRONOUS SERVOMOTOR, 1FK7 HIGH DYNAMIC, ZK 300 V 1.3 NM, 100 K, 3000 RPM, NATURAL COOLING, IM B5 (V1, V3) POWER/SIGNAL CONNECTORS CONNECTOR CAN BE ROTATED BY 270 DEGR. RESOLVER MULTI-POLE (RESOLVER P=3); SHAFT WITH FITTED KEY, TOLERANCE N; W/O HOLDING BRAKE DEGREE OF PROTECTION IP65 IP67 D-END FLANGE; RAL7016 COATING; METALLIC RATING PLATE AT MOTOR | 1401 | TEM | 1 | MC | 3.103 | 1
1FK70337AF211SB0 | SIMOTICS S SYNCHRONOUS SERVOMOTOR, 1FK7 HIGH DYNAMIC, ZK 300 V 1.3 NM, 100 K, 3000 RPM, NATURAL COOLING, IM B5 (V1, V3) POWER/SIGNAL CONNECTORS CONNECTOR CAN BE ROTATED BY 270 DEGR. RESOLVER MULTI-POLE (RESOLVER P=3); SHAFT WITH FITTED KEY, TOLERANCE N; WITH HOLDING BRAKE DEGREE OF PROTECTION IP64 | 1379 | TEM | 1 | MC | 3.402 | 1
1FK70337AF211SB2 | SIMOTICS S SYNCHRONOUS SERVOMOTOR, 1FK7 HIGH DYNAMIC, ZK 300 V 1.3 NM, 100 K, 3000 RPM, NATURAL COOLING, IM B5 (V1, V3) POWER/SIGNAL CONNECTORS CONNECTOR CAN BE ROTATED BY 270 DEGR. RESOLVER MULTI-POLE (RESOLVER P=3); SHAFT WITH FITTED KEY, TOLERANCE N; WITH HOLDING BRAKE DEGREE OF PROTECTION IP65 FLANGE ON DRIVE END IP67 | 1481 | TEM | 1 | MC | 3.402 | 1
1FK70337AF211SB3 | SIMOTICS S SYNCHRONOUS SERVOMOTOR, 1FK7 HIGH DYNAMIC, ZK 300 V 1.3 NM, 100 K, 3000 RPM, NATURAL COOLING, IM B5 (V1, V3) POWER/SIGNAL CONNECTORS CONNECTOR CAN BE ROTATED BY 270 DEGR. RESOLVER MULTI-POLE (RESOLVER P=3); SHAFT WITH FITTED KEY, TOLERANCE N; WITH HOLDING BRAKE DEGREE OF PROTECTION IP64; PAINT FINISH RAL7016 | 1428 | TEM | 1 | MC | 3.402 | 1
1FK70337AF211SB5 | SIMOTICS S SYNCHRONOUS SERVOMOTOR, 1FK7 HIGH DYNAMIC, ZK 300 V 1.3 NM, 100 K, 3000 RPM, NATURAL COOLING, IM B5 (V1, V3) POWER/SIGNAL CONNECTORS CONNECTOR CAN BE ROTATED BY 270 DEGR. RESOLVER MULTI-POLE (RESOLVER P=3); SHAFT WITH FITTED KEY, TOLERANCE N; WITH HOLDING BRAKE DEGREE OF PROTECTION IP65 AS FLANGE IP67; PAINT FINISH RAL7016 | 1530 | TEM | 1 | MC | 3.402 | 1
1FK70337AF211SB8 | SIMOTICS S SYNCHRONOUS SERVOMOTOR, 1FK7 HIGH DYNAMIC, ZK 300 V 1.3 NM, 100 K, 3000 RPM, NATURAL COOLING, IM B5 (V1, V3) POWER/SIGNAL CONNECTORS CONNECTOR CAN BE ROTATED BY 270 DEGR. RESOLVER MULTI-POLE (RESOLVER P=3); SHAFT WITH FITTED KEY, TOLERANCE N; WITH HOLDING BRAKE DEGREE OF PROTECTION IP65 IP67 D-END FLANGE; RAL7016 COATING; METALLIC RATING PLATE AT MOTOR | 1638 | TEM | 1 | MC | 3.402 | 1
1FK70337AF211SG0 | SIMOTICS S SYNCHRONOUS SERVOMOTOR, 1FK7 HIGH DYNAMIC, ZK 300 V 1.3 NM, 100 K, 3000 RPM, NATURAL COOLING, IM B5 (V1, V3) POWER/SIGNAL CONNECTORS CONNECTOR CAN BE ROTATED BY 270 DEGR. RESOLVER MULTI-POLE (RESOLVER P=3); PLAIN SHAFT, TOLERANCE N; W/O HOLDING BRAKE DEGREE OF PROTECTION IP64 | 1048 | TEM | 1 | MC | 3.103 | 1
1FK70337AF211SG2 | SIMOTICS S SYNCHRONOUS SERVOMOTOR, 1FK7 HIGH DYNAMIC, ZK 300 V 1.3 NM, 100 K, 3000 RPM, NATURAL COOLING, IM B5 (V1, V3) POWER/SIGNAL CONNECTORS CONNECTOR CAN BE ROTATED BY 270 DEGR. RESOLVER MULTI-POLE (RESOLVER P=3); PLAIN SHAFT, TOLERANCE N; W/O HOLDING BRAKE DEGREE OF PROTECTION IP65 FLANGE ON DRIVE END IP67 | 1149 | TEM | 1 | MC | 3.103 | 1
1FK70337AF211SG3 | SIMOTICS S SYNCHRONOUS SERVOMOTOR, 1FK7 HIGH DYNAMIC, ZK 300 V 1.3 NM, 100 K, 3000 RPM, NATURAL COOLING, IM B5 (V1, V3) POWER/SIGNAL CONNECTORS CONNECTOR CAN BE ROTATED BY 270 DEGR. RESOLVER MULTI-POLE (RESOLVER P=3); PLAIN SHAFT, TOLERANCE N; W/O HOLDING BRAKE DEGREE OF PROTECTION IP64; PAINT FINISH RAL7016 | 1097 | TEM | 1 | MC | 3.103 | 1
1FK70337AF211SG5 | SIMOTICS S SYNCHRONOUS SERVOMOTOR, 1FK7 HIGH DYNAMIC, ZK 300 V 1.3 NM, 100 K, 3000 RPM, NATURAL COOLING, IM B5 (V1, V3) POWER/SIGNAL CONNECTORS CONNECTOR CAN BE ROTATED BY 270 DEGR. RESOLVER MULTI-POLE (RESOLVER P=3); PLAIN SHAFT, TOLERANCE N; W/O HOLDING BRAKE DEGREE OF PROTECTION IP65 AS FLANGE IP67; PAINT FINISH RAL7016 | 1198 | TEM | 1 | MC | 3.103 | 1
1FK70337AF211SG8 | SIMOTICS S SYNCHRONOUS SERVOMOTOR, 1FK7 HIGH DYNAMIC, ZK 300 V 1.3 NM, 100 K, 3000 RPM, NATURAL COOLING, IM B5 (V1, V3) POWER/SIGNAL CONNECTORS CONNECTOR CAN BE ROTATED BY 270 DEGR. RESOLVER MULTI-POLE (RESOLVER P=3); PLAIN SHAFT, TOLERANCE N; W/O HOLDING BRAKE DEGREE OF PROTECTION IP65 IP67 D-END FLANGE; RAL7016 COATING; METALLIC RATING PLATE AT MOTOR | 1307 | TEM | 1 | MC | 3.103 | 1
1FK70337AF211SH0 | SIMOTICS S SYNCHRONOUS SERVOMOTOR, 1FK7 HIGH DYNAMIC, ZK 300 V 1.3 NM, 100 K, 3000 RPM, NATURAL COOLING, IM B5 (V1, V3) POWER/SIGNAL CONNECTORS CONNECTOR CAN BE ROTATED BY 270 DEGR. RESOLVER MULTI-POLE (RESOLVER P=3); PLAIN SHAFT, TOLERANCE N; WITH HOLDING BRAKE DEGREE OF PROTECTION IP64 | 1283 | TEM | 1 | MC | 3.402 | 1
1FK70337AF211SH2 | SIMOTICS S SYNCHRONOUS SERVOMOTOR, 1FK7 HIGH DYNAMIC, ZK 300 V 1.3 NM, 100 K, 3000 RPM, NATURAL COOLING, IM B5 (V1, V3) POWER/SIGNAL CONNECTORS CONNECTOR CAN BE ROTATED BY 270 DEGR. RESOLVER MULTI-POLE (RESOLVER P=3); PLAIN SHAFT, TOLERANCE N; WITH HOLDING BRAKE DEGREE OF PROTECTION IP65 FLANGE ON DRIVE END IP67 | 1384 | TEM | 1 | MC | 3.402 | 1
1FK70337AF211SH3 | SIMOTICS S SYNCHRONOUS SERVOMOTOR, 1FK7 HIGH DYNAMIC, ZK 300 V 1.3 NM, 100 K, 3000 RPM, NATURAL COOLING, IM B5 (V1, V3) POWER/SIGNAL CONNECTORS CONNECTOR CAN BE ROTATED BY 270 DEGR. RESOLVER MULTI-POLE (RESOLVER P=3); PLAIN SHAFT, TOLERANCE N; WITH HOLDING BRAKE DEGREE OF PROTECTION IP64; PAINT FINISH RAL7016 | 1332 | TEM | 1 | MC | 3.402 | 1
1FK70337AF211SH5 | SIMOTICS S SYNCHRONOUS SERVOMOTOR, 1FK7 HIGH DYNAMIC, ZK 300 V 1.3 NM, 100 K, 3000 RPM, NATURAL COOLING, IM B5 (V1, V3) POWER/SIGNAL CONNECTORS CONNECTOR CAN BE ROTATED BY 270 DEGR. RESOLVER MULTI-POLE (RESOLVER P=3); PLAIN SHAFT, TOLERANCE N; WITH HOLDING BRAKE DEGREE OF PROTECTION IP65 AS FLANGE IP67; PAINT FINISH RAL7016 | 1434 | TEM | 1 | MC | 3.402 | 1
1FK70337AF211SH8 | SIMOTICS S SYNCHRONOUS SERVOMOTOR, 1FK7 HIGH DYNAMIC, ZK 300 V 1.3 NM, 100 K, 3000 RPM, NATURAL COOLING, IM B5 (V1, V3) POWER/SIGNAL CONNECTORS CONNECTOR CAN BE ROTATED BY 270 DEGR. RESOLVER MULTI-POLE (RESOLVER P=3); PLAIN SHAFT, TOLERANCE N; WITH HOLDING BRAKE DEGREE OF PROTECTION IP65 IP67 D-END FLANGE; RAL7016 COATING; METALLIC RATING PLATE AT MOTOR | 1542 | TEM | 1 | MC | 3.402 | 1
1FK70337AF211TA0 | SIMOTICS S SYNCHRONOUS SERVOMOTOR, 1FK7 HIGH DYNAMIC, ZK 300 V 1.3 NM, 100 K, 3000 RPM, NATURAL COOLING, IM B5 (V1, V3) POWER/SIGNAL CONNECTORS CONNECTOR CAN BE ROTATED BY 270 DEGR. RESOLVER 2-POLE (RESOLVER P=1); SHAFT WITH FITTED KEY, TOLERANCE N; W/O HOLDING BRAKE DEGREE OF PROTECTION IP64 | 1141 | TEM | 1 | MC | 3.103 | 1
1FK70337AF211TA2 | SIMOTICS S SYNCHRONOUS SERVOMOTOR, 1FK7 HIGH DYNAMIC, ZK 300 V 1.3 NM, 100 K, 3000 RPM, NATURAL COOLING, IM B5 (V1, V3) POWER/SIGNAL CONNECTORS CONNECTOR CAN BE ROTATED BY 270 DEGR. RESOLVER 2-POLE (RESOLVER P=1); SHAFT WITH FITTED KEY, TOLERANCE N; W/O HOLDING BRAKE DEGREE OF PROTECTION IP65 FLANGE ON DRIVE END IP67 | 1243 | TEM | 1 | MC | 3.103 | 1
1FK70337AF211TA3 | SIMOTICS S SYNCHRONOUS SERVOMOTOR, 1FK7 HIGH DYNAMIC, ZK 300 V 1.3 NM, 100 K, 3000 RPM, NATURAL COOLING, IM B5 (V1, V3) POWER/SIGNAL CONNECTORS CONNECTOR CAN BE ROTATED BY 270 DEGR. RESOLVER 2-POLE (RESOLVER P=1); SHAFT WITH FITTED KEY, TOLERANCE N; W/O HOLDING BRAKE DEGREE OF PROTECTION IP64; PAINT FINISH RAL7016 | 1190 | TEM | 1 | MC | 3.103 | 1
1FK70337AF211TA5 | SIMOTICS S SYNCHRONOUS SERVOMOTOR, 1FK7 HIGH DYNAMIC, ZK 300 V 1.3 NM, 100 K, 3000 RPM, NATURAL COOLING, IM B5 (V1, V3) POWER/SIGNAL CONNECTORS CONNECTOR CAN BE ROTATED BY 270 DEGR. RESOLVER 2-POLE (RESOLVER P=1); SHAFT WITH FITTED KEY, TOLERANCE N; W/O HOLDING BRAKE DEGREE OF PROTECTION IP65 AS FLANGE IP67; PAINT FINISH RAL7016 | 1292 | TEM | 1 | MC | 3.103 | 1
1FK70337AF211TA8 | SIMOTICS S SYNCHRONOUS SERVOMOTOR, 1FK7 HIGH DYNAMIC, ZK 300 V 1.3 NM, 100 K, 3000 RPM, NATURAL COOLING, IM B5 (V1, V3) POWER/SIGNAL CONNECTORS CONNECTOR CAN BE ROTATED BY 270 DEGR. RESOLVER 2-POLE (RESOLVER P=1); SHAFT WITH FITTED KEY, TOLERANCE N; W/O HOLDING BRAKE DEGREE OF PROTECTION IP65 IP67 D-END FLANGE; RAL7016 COATING; METALLIC RATING PLATE AT MOTOR | 1401 | TEM | 1 | MC | 3.103 | 1
1FK70337AF211TB0 | SIMOTICS S SYNCHRONOUS SERVOMOTOR, 1FK7 HIGH DYNAMIC, ZK 300 V 1.3 NM, 100 K, 3000 RPM, NATURAL COOLING, IM B5 (V1, V3) POWER/SIGNAL CONNECTORS CONNECTOR CAN BE ROTATED BY 270 DEGR. RESOLVER 2-POLE (RESOLVER P=1); SHAFT WITH FITTED KEY, TOLERANCE N; WITH HOLDING BRAKE DEGREE OF PROTECTION IP64 | 1379 | TEM | 1 | MC | 3.402 | 1
1FK70337AF211TB2 | SIMOTICS S SYNCHRONOUS SERVOMOTOR, 1FK7 HIGH DYNAMIC, ZK 300 V 1.3 NM, 100 K, 3000 RPM, NATURAL COOLING, IM B5 (V1, V3) POWER/SIGNAL CONNECTORS CONNECTOR CAN BE ROTATED BY 270 DEGR. RESOLVER 2-POLE (RESOLVER P=1); SHAFT WITH FITTED KEY, TOLERANCE N; WITH HOLDING BRAKE DEGREE OF PROTECTION IP65 FLANGE ON DRIVE END IP67 | 1481 | TEM | 1 | MC | 3.402 | 1
1FK70337AF211TB3 | SIMOTICS S SYNCHRONOUS SERVOMOTOR, 1FK7 HIGH DYNAMIC, ZK 300 V 1.3 NM, 100 K, 3000 RPM, NATURAL COOLING, IM B5 (V1, V3) POWER/SIGNAL CONNECTORS CONNECTOR CAN BE ROTATED BY 270 DEGR. RESOLVER 2-POLE (RESOLVER P=1); SHAFT WITH FITTED KEY, TOLERANCE N; WITH HOLDING BRAKE DEGREE OF PROTECTION IP64; PAINT FINISH RAL7016 | 1428 | TEM | 1 | MC | 3.402 | 1
1FK70337AF211TB5 | SIMOTICS S SYNCHRONOUS SERVOMOTOR, 1FK7 HIGH DYNAMIC, ZK 300 V 1.3 NM, 100 K, 3000 RPM, NATURAL COOLING, IM B5 (V1, V3) POWER/SIGNAL CONNECTORS CONNECTOR CAN BE ROTATED BY 270 DEGR. RESOLVER 2-POLE (RESOLVER P=1); SHAFT WITH FITTED KEY, TOLERANCE N; WITH HOLDING BRAKE DEGREE OF PROTECTION IP65 AS FLANGE IP67; PAINT FINISH RAL7016 | 1530 | TEM | 1 | MC | 3.402 | 1
1FK70337AF211TB8 | SIMOTICS S SYNCHRONOUS SERVOMOTOR, 1FK7 HIGH DYNAMIC, ZK 300 V 1.3 NM, 100 K, 3000 RPM, NATURAL COOLING, IM B5 (V1, V3) POWER/SIGNAL CONNECTORS CONNECTOR CAN BE ROTATED BY 270 DEGR. RESOLVER 2-POLE (RESOLVER P=1); SHAFT WITH FITTED KEY, TOLERANCE N; WITH HOLDING BRAKE DEGREE OF PROTECTION IP65 IP67 D-END FLANGE; RAL7016 COATING; METALLIC RATING PLATE AT MOTOR | 1638 | TEM | 1 | MC | 3.402 | 1
1FK70337AF211TG0 | SIMOTICS S SYNCHRONOUS SERVOMOTOR, 1FK7 HIGH DYNAMIC, ZK 300 V 1.3 NM, 100 K, 3000 RPM, NATURAL COOLING, IM B5 (V1, V3) POWER/SIGNAL CONNECTORS CONNECTOR CAN BE ROTATED BY 270 DEGR. RESOLVER 2-POLE (RESOLVER P=1); PLAIN SHAFT, TOLERANCE N; W/O HOLDING BRAKE DEGREE OF PROTECTION IP64 | 1048 | TEM | 1 | MC | 3.103 | 1
1FK70337AF211TG2 | SIMOTICS S SYNCHRONOUS SERVOMOTOR, 1FK7 HIGH DYNAMIC, ZK 300 V 1.3 NM, 100 K, 3000 RPM, NATURAL COOLING, IM B5 (V1, V3) POWER/SIGNAL CONNECTORS CONNECTOR CAN BE ROTATED BY 270 DEGR. RESOLVER 2-POLE (RESOLVER P=1); PLAIN SHAFT, TOLERANCE N; W/O HOLDING BRAKE DEGREE OF PROTECTION IP65 FLANGE ON DRIVE END IP67 | 1149 | TEM | 1 | MC | 3.103 | 1
1FK70337AF211TG3 | SIMOTICS S SYNCHRONOUS SERVOMOTOR, 1FK7 HIGH DYNAMIC, ZK 300 V 1.3 NM, 100 K, 3000 RPM, NATURAL COOLING, IM B5 (V1, V3) POWER/SIGNAL CONNECTORS CONNECTOR CAN BE ROTATED BY 270 DEGR. RESOLVER 2-POLE (RESOLVER P=1); PLAIN SHAFT, TOLERANCE N; W/O HOLDING BRAKE DEGREE OF PROTECTION IP64; PAINT FINISH RAL7016 | 1097 | TEM | 1 | MC | 3.103 | 1
1FK70337AF211TG5 | SIMOTICS S SYNCHRONOUS SERVOMOTOR, 1FK7 HIGH DYNAMIC, ZK 300 V 1.3 NM, 100 K, 3000 RPM, NATURAL COOLING, IM B5 (V1, V3) POWER/SIGNAL CONNECTORS CONNECTOR CAN BE ROTATED BY 270 DEGR. RESOLVER 2-POLE (RESOLVER P=1); PLAIN SHAFT, TOLERANCE N; W/O HOLDING BRAKE DEGREE OF PROTECTION IP65 AS FLANGE IP67; PAINT FINISH RAL7016 | 1198 | TEM | 1 | MC | 3.103 | 1
1FK70337AF211TG8 | SIMOTICS S SYNCHRONOUS SERVOMOTOR, 1FK7 HIGH DYNAMIC, ZK 300 V 1.3 NM, 100 K, 3000 RPM, NATURAL COOLING, IM B5 (V1, V3) POWER/SIGNAL CONNECTORS CONNECTOR CAN BE ROTATED BY 270 DEGR. RESOLVER 2-POLE (RESOLVER P=1); PLAIN SHAFT, TOLERANCE N; W/O HOLDING BRAKE DEGREE OF PROTECTION IP65 IP67 D-END FLANGE; RAL7016 COATING; METALLIC RATING PLATE AT MOTOR | 1307 | TEM | 1 | MC | 3.103 | 1
1FK70337AF211TH0 | SIMOTICS S SYNCHRONOUS SERVOMOTOR, 1FK7 HIGH DYNAMIC, ZK 300 V 1.3 NM, 100 K, 3000 RPM, NATURAL COOLING, IM B5 (V1, V3) POWER/SIGNAL CONNECTORS CONNECTOR CAN BE ROTATED BY 270 DEGR. RESOLVER 2-POLE (RESOLVER P=1); PLAIN SHAFT, TOLERANCE N; WITH HOLDING BRAKE DEGREE OF PROTECTION IP64 | 1283 | TEM | 1 | MC | 3.402 | 1
1FK70337AF211TH2 | SIMOTICS S SYNCHRONOUS SERVOMOTOR, 1FK7 HIGH DYNAMIC, ZK 300 V 1.3 NM, 100 K, 3000 RPM, NATURAL COOLING, IM B5 (V1, V3) POWER/SIGNAL CONNECTORS CONNECTOR CAN BE ROTATED BY 270 DEGR. RESOLVER 2-POLE (RESOLVER P=1); PLAIN SHAFT, TOLERANCE N; WITH HOLDING BRAKE DEGREE OF PROTECTION IP65 FLANGE ON DRIVE END IP67 | 1384 | TEM | 1 | MC | 3.402 | 1
1FK70337AF211TH3 | SIMOTICS S SYNCHRONOUS SERVOMOTOR, 1FK7 HIGH DYNAMIC, ZK 300 V 1.3 NM, 100 K, 3000 RPM, NATURAL COOLING, IM B5 (V1, V3) POWER/SIGNAL CONNECTORS CONNECTOR CAN BE ROTATED BY 270 DEGR. RESOLVER 2-POLE (RESOLVER P=1); PLAIN SHAFT, TOLERANCE N; WITH HOLDING BRAKE DEGREE OF PROTECTION IP64; PAINT FINISH RAL7016 | 1332 | TEM | 1 | MC | 3.402 | 1
1FK70337AF211TH5 | SIMOTICS S SYNCHRONOUS SERVOMOTOR, 1FK7 HIGH DYNAMIC, ZK 300 V 1.3 NM, 100 K, 3000 RPM, NATURAL COOLING, IM B5 (V1, V3) POWER/SIGNAL CONNECTORS CONNECTOR CAN BE ROTATED BY 270 DEGR. RESOLVER 2-POLE (RESOLVER P=1); PLAIN SHAFT, TOLERANCE N; WITH HOLDING BRAKE DEGREE OF PROTECTION IP65 AS FLANGE IP67; PAINT FINISH RAL7016 | 1434 | TEM | 1 | MC | 3.402 | 1
1FK70337AF211TH8 | SIMOTICS S SYNCHRONOUS SERVOMOTOR, 1FK7 HIGH DYNAMIC, ZK 300 V 1.3 NM, 100 K, 3000 RPM, NATURAL COOLING, IM B5 (V1, V3) POWER/SIGNAL CONNECTORS CONNECTOR CAN BE ROTATED BY 270 DEGR. RESOLVER 2-POLE (RESOLVER P=1); PLAIN SHAFT, TOLERANCE N; WITH HOLDING BRAKE DEGREE OF PROTECTION IP65 IP67 D-END FLANGE; RAL7016 COATING; METALLIC RATING PLATE AT MOTOR | 1542 | TEM | 1 | MC | 3.402 | 1
1FK70337AF211UA0 | SIMOTICS S SYNCHRONOUS SERVOMOTOR, 1FK7 HIGH DYNAMIC, ZK 300 V 1.3 NM, 100 K, 3000 RPM, NATURAL COOLING, IM B5 (V1, V3) POWER/SIGNAL CONNECTORS CONNECTOR CAN BE ROTATED BY 270 DEGR. RESOLVER MULTI-POLE (RESOLVER P=3); WITH DRIVE-CLIQ INTERFACE; SHAFT WITH FITTED KEY, TOLERANCE N; W/O HOLDING BRAKE DEGREE OF PROTECTION IP64 | 1372 | TEM | 1 | MC | 3.103 | 1
1FK70337AF211UA2 | SIMOTICS S SYNCHRONOUS SERVOMOTOR, 1FK7 HIGH DYNAMIC, ZK 300 V 1.3 NM, 100 K, 3000 RPM, NATURAL COOLING, IM B5 (V1, V3) POWER/SIGNAL CONNECTORS CONNECTOR CAN BE ROTATED BY 270 DEGR. RESOLVER MULTI-POLE (RESOLVER P=3); WITH DRIVE-CLIQ INTERFACE; SHAFT WITH FITTED KEY, TOLERANCE N; W/O HOLDING BRAKE DEGREE OF PROTECTION IP65 FLANGE ON DRIVE END IP67 | 1473 | TEM | 1 | MC | 3.103 | 1
1FK70337AF211UA3 | SIMOTICS S SYNCHRONOUS SERVOMOTOR, 1FK7 HIGH DYNAMIC, ZK 300 V 1.3 NM, 100 K, 3000 RPM, NATURAL COOLING, IM B5 (V1, V3) POWER/SIGNAL CONNECTORS CONNECTOR CAN BE ROTATED BY 270 DEGR. RESOLVER MULTI-POLE (RESOLVER P=3); WITH DRIVE-CLIQ INTERFACE; SHAFT WITH FITTED KEY, TOLERANCE N; W/O HOLDING BRAKE DEGREE OF PROTECTION IP64; PAINT FINISH RAL7016 | 1421 | TEM | 1 | MC | 3.103 | 1
1FK70337AF211UA5 | SIMOTICS S SYNCHRONOUS SERVOMOTOR, 1FK7 HIGH DYNAMIC, ZK 300 V 1.3 NM, 100 K, 3000 RPM, NATURAL COOLING, IM B5 (V1, V3) POWER/SIGNAL CONNECTORS CONNECTOR CAN BE ROTATED BY 270 DEGR. RESOLVER MULTI-POLE (RESOLVER P=3); WITH DRIVE-CLIQ INTERFACE; SHAFT WITH FITTED KEY, TOLERANCE N; W/O HOLDING BRAKE DEGREE OF PROTECTION IP65 AS FLANGE IP67; PAINT FINISH RAL7016 | 1523 | TEM | 1 | MC | 3.103 | 1
1FK70337AF211UA8 | SIMOTICS S SYNCHRONOUS SERVOMOTOR, 1FK7 HIGH DYNAMIC, ZK 300 V 1.3 NM, 100 K, 3000 RPM, NATURAL COOLING, IM B5 (V1, V3) POWER/SIGNAL CONNECTORS CONNECTOR CAN BE ROTATED BY 270 DEGR. RESOLVER MULTI-POLE (RESOLVER P=3); WITH DRIVE-CLIQ INTERFACE; SHAFT WITH FITTED KEY, TOLERANCE N; W/O HOLDING BRAKE DEGREE OF PROTECTION IP65 IP67 D-END FLANGE; RAL7016 COATING; METALLIC RATING PLATE AT MOTOR | 1631 | TEM | 1 | MC | 3.103 | 1
1FK70337AF211UB0 | SIMOTICS S SYNCHRONOUS SERVOMOTOR, 1FK7 HIGH DYNAMIC, ZK 300 V 1.3 NM, 100 K, 3000 RPM, NATURAL COOLING, IM B5 (V1, V3) POWER/SIGNAL CONNECTORS CONNECTOR CAN BE ROTATED BY 270 DEGR. RESOLVER MULTI-POLE (RESOLVER P=3); WITH DRIVE-CLIQ INTERFACE; SHAFT WITH FITTED KEY, TOLERANCE N; WITH HOLDING BRAKE DEGREE OF PROTECTION IP64 | 1610 | TEM | 1 | MC | 3.402 | 1
1FK70337AF211UB2 | SIMOTICS S SYNCHRONOUS SERVOMOTOR, 1FK7 HIGH DYNAMIC, ZK 300 V 1.3 NM, 100 K, 3000 RPM, NATURAL COOLING, IM B5 (V1, V3) POWER/SIGNAL CONNECTORS CONNECTOR CAN BE ROTATED BY 270 DEGR. RESOLVER MULTI-POLE (RESOLVER P=3); WITH DRIVE-CLIQ INTERFACE; SHAFT WITH FITTED KEY, TOLERANCE N; WITH HOLDING BRAKE DEGREE OF PROTECTION IP65 FLANGE ON DRIVE END IP67 | 1711 | TEM | 1 | MC | 3.402 | 1
1FK70337AF211UB3 | SIMOTICS S SYNCHRONOUS SERVOMOTOR, 1FK7 HIGH DYNAMIC, ZK 300 V 1.3 NM, 100 K, 3000 RPM, NATURAL COOLING, IM B5 (V1, V3) POWER/SIGNAL CONNECTORS CONNECTOR CAN BE ROTATED BY 270 DEGR. RESOLVER MULTI-POLE (RESOLVER P=3); WITH DRIVE-CLIQ INTERFACE; SHAFT WITH FITTED KEY, TOLERANCE N; WITH HOLDING BRAKE DEGREE OF PROTECTION IP64; PAINT FINISH RAL7016 | 1659 | TEM | 1 | MC | 3.402 | 1
1FK70337AF211UB5 | SIMOTICS S SYNCHRONOUS SERVOMOTOR, 1FK7 HIGH DYNAMIC, ZK 300 V 1.3 NM, 100 K, 3000 RPM, NATURAL COOLING, IM B5 (V1, V3) POWER/SIGNAL CONNECTORS CONNECTOR CAN BE ROTATED BY 270 DEGR. RESOLVER MULTI-POLE (RESOLVER P=3); WITH DRIVE-CLIQ INTERFACE; SHAFT WITH FITTED KEY, TOLERANCE N; WITH HOLDING BRAKE DEGREE OF PROTECTION IP65 AS FLANGE IP67; PAINT FINISH RAL7016 | 1760 | TEM | 1 | MC | 3.402 | 1
1FK70337AF211UB8 | SIMOTICS S SYNCHRONOUS SERVOMOTOR, 1FK7 HIGH DYNAMIC, ZK 300 V 1.3 NM, 100 K, 3000 RPM, NATURAL COOLING, IM B5 (V1, V3) POWER/SIGNAL CONNECTORS CONNECTOR CAN BE ROTATED BY 270 DEGR. RESOLVER MULTI-POLE (RESOLVER P=3); WITH DRIVE-CLIQ INTERFACE; SHAFT WITH FITTED KEY, TOLERANCE N; WITH HOLDING BRAKE DEGREE OF PROTECTION IP65 IP67 D-END FLANGE; RAL7016 COATING; METALLIC RATING PLATE AT MOTOR | 1869 | TEM | 1 | MC | 3.402 | 1
1FK70337AF211UG0 | SIMOTICS S SYNCHRONOUS SERVOMOTOR, 1FK7 HIGH DYNAMIC, ZK 300 V 1.3 NM, 100 K, 3000 RPM, NATURAL COOLING, IM B5 (V1, V3) POWER/SIGNAL CONNECTORS CONNECTOR CAN BE ROTATED BY 270 DEGR. RESOLVER MULTI-POLE (RESOLVER P=3); WITH DRIVE-CLIQ INTERFACE; PLAIN SHAFT, TOLERANCE N; W/O HOLDING BRAKE DEGREE OF PROTECTION IP64 | 1278 | TEM | 1 | MC | 3.103 | 1
1FK70337AF211UG2 | SIMOTICS S SYNCHRONOUS SERVOMOTOR, 1FK7 HIGH DYNAMIC, ZK 300 V 1.3 NM, 100 K, 3000 RPM, NATURAL COOLING, IM B5 (V1, V3) POWER/SIGNAL CONNECTORS CONNECTOR CAN BE ROTATED BY 270 DEGR. RESOLVER MULTI-POLE (RESOLVER P=3); WITH DRIVE-CLIQ INTERFACE; PLAIN SHAFT, TOLERANCE N; W/O HOLDING BRAKE DEGREE OF PROTECTION IP65 FLANGE ON DRIVE END IP67 | 1380 | TEM | 1 | MC | 3.103 | 1
1FK70337AF211UG3 | SIMOTICS S SYNCHRONOUS SERVOMOTOR, 1FK7 HIGH DYNAMIC, ZK 300 V 1.3 NM, 100 K, 3000 RPM, NATURAL COOLING, IM B5 (V1, V3) POWER/SIGNAL CONNECTORS CONNECTOR CAN BE ROTATED BY 270 DEGR. RESOLVER MULTI-POLE (RESOLVER P=3); WITH DRIVE-CLIQ INTERFACE; PLAIN SHAFT, TOLERANCE N; W/O HOLDING BRAKE DEGREE OF PROTECTION IP64; PAINT FINISH RAL7016 | 1327 | TEM | 1 | MC | 3.103 | 1
1FK70337AF211UG5 | SIMOTICS S SYNCHRONOUS SERVOMOTOR, 1FK7 HIGH DYNAMIC, ZK 300 V 1.3 NM, 100 K, 3000 RPM, NATURAL COOLING, IM B5 (V1, V3) POWER/SIGNAL CONNECTORS CONNECTOR CAN BE ROTATED BY 270 DEGR. RESOLVER MULTI-POLE (RESOLVER P=3); WITH DRIVE-CLIQ INTERFACE; PLAIN SHAFT, TOLERANCE N; W/O HOLDING BRAKE DEGREE OF PROTECTION IP65 AS FLANGE IP67; PAINT FINISH RAL7016 | 1429 | TEM | 1 | MC | 3.103 | 1
1FK70337AF211UG8 | SIMOTICS S SYNCHRONOUS SERVOMOTOR, 1FK7 HIGH DYNAMIC, ZK 300 V 1.3 NM, 100 K, 3000 RPM, NATURAL COOLING, IM B5 (V1, V3) POWER/SIGNAL CONNECTORS CONNECTOR CAN BE ROTATED BY 270 DEGR. RESOLVER MULTI-POLE (RESOLVER P=3); WITH DRIVE-CLIQ INTERFACE; PLAIN SHAFT, TOLERANCE N; W/O HOLDING BRAKE DEGREE OF PROTECTION IP65 IP67 D-END FLANGE; RAL7016 COATING; METALLIC RATING PLATE AT MOTOR | 1538 | TEM | 1 | MC | 3.103 | 1
1FK70337AF211UH0 | SIMOTICS S SYNCHRONOUS SERVOMOTOR, 1FK7 HIGH DYNAMIC, ZK 300 V 1.3 NM, 100 K, 3000 RPM, NATURAL COOLING, IM B5 (V1, V3) POWER/SIGNAL CONNECTORS CONNECTOR CAN BE ROTATED BY 270 DEGR. RESOLVER MULTI-POLE (RESOLVER P=3); WITH DRIVE-CLIQ INTERFACE; PLAIN SHAFT, TOLERANCE N; WITH HOLDING BRAKE DEGREE OF PROTECTION IP64 | 1513 | TEM | 1 | MC | 3.402 | 1
1FK70337AF211UH2 | SIMOTICS S SYNCHRONOUS SERVOMOTOR, 1FK7 HIGH DYNAMIC, ZK 300 V 1.3 NM, 100 K, 3000 RPM, NATURAL COOLING, IM B5 (V1, V3) POWER/SIGNAL CONNECTORS CONNECTOR CAN BE ROTATED BY 270 DEGR. RESOLVER MULTI-POLE (RESOLVER P=3); WITH DRIVE-CLIQ INTERFACE; PLAIN SHAFT, TOLERANCE N; WITH HOLDING BRAKE DEGREE OF PROTECTION IP65 FLANGE ON DRIVE END IP67 | 1615 | TEM | 1 | MC | 3.402 | 1
1FK70337AF211UH3 | SIMOTICS S SYNCHRONOUS SERVOMOTOR, 1FK7 HIGH DYNAMIC, ZK 300 V 1.3 NM, 100 K, 3000 RPM, NATURAL COOLING, IM B5 (V1, V3) POWER/SIGNAL CONNECTORS CONNECTOR CAN BE ROTATED BY 270 DEGR. RESOLVER MULTI-POLE (RESOLVER P=3); WITH DRIVE-CLIQ INTERFACE; PLAIN SHAFT, TOLERANCE N; WITH HOLDING BRAKE DEGREE OF PROTECTION IP64; PAINT FINISH RAL7016 | 1563 | TEM | 1 | MC | 3.402 | 1
1FK70337AF211UH5 | SIMOTICS S SYNCHRONOUS SERVOMOTOR, 1FK7 HIGH DYNAMIC, ZK 300 V 1.3 NM, 100 K, 3000 RPM, NATURAL COOLING, IM B5 (V1, V3) POWER/SIGNAL CONNECTORS CONNECTOR CAN BE ROTATED BY 270 DEGR. RESOLVER MULTI-POLE (RESOLVER P=3); WITH DRIVE-CLIQ INTERFACE; PLAIN SHAFT, TOLERANCE N; WITH HOLDING BRAKE DEGREE OF PROTECTION IP65 AS FLANGE IP67; PAINT FINISH RAL7016 | 1664 | TEM | 1 | MC | 3.402 | 1
1FK70337AF211UH8 | SIMOTICS S SYNCHRONOUS SERVOMOTOR, 1FK7 HIGH DYNAMIC, ZK 300 V 1.3 NM, 100 K, 3000 RPM, NATURAL COOLING, IM B5 (V1, V3) POWER/SIGNAL CONNECTORS CONNECTOR CAN BE ROTATED BY 270 DEGR. RESOLVER MULTI-POLE (RESOLVER P=3); WITH DRIVE-CLIQ INTERFACE; PLAIN SHAFT, TOLERANCE N; WITH HOLDING BRAKE DEGREE OF PROTECTION IP65 IP67 D-END FLANGE; RAL7016 COATING; METALLIC RATING PLATE AT MOTOR | 1773 | TEM | 1 | MC | 3.402 | 1
1FK70337AF211VA0 | SIMOTICS S SYNCHRONOUS SERVOMOTOR, 1FK7 HIGH DYNAMIC, ZK 300 V 1.3 NM, 100 K, 3000 RPM, NATURAL COOLING, IM B5 (V1, V3) POWER/SIGNAL CONNECTORS CONNECTOR CAN BE ROTATED BY 270 DEGR. BASIC ABSOLUTE ENCODER 16 P/REV (ENCODER A-16) WITH DRIVE-CLIQ INTERFACE; PERFORMANCE REDUCTION BY 10% DUE TO ABSOLUTE ENCODER; SHAFT WITH FITTED KEY, TOLERANCE N; W/O HOLDING BRAKE DEGREE OF PROTECTION IP64 | 1879 | TEM | 1 | MC | 3.103 | 1
1FK70337AF211VA2 | SIMOTICS S SYNCHRONOUS SERVOMOTOR, 1FK7 HIGH DYNAMIC, ZK 300 V 1.3 NM, 100 K, 3000 RPM, NATURAL COOLING, IM B5 (V1, V3) POWER/SIGNAL CONNECTORS CONNECTOR CAN BE ROTATED BY 270 DEGR. BASIC ABSOLUTE ENCODER 16 P/REV (ENCODER A-16) WITH DRIVE-CLIQ INTERFACE; PERFORMANCE REDUCTION BY 10% DUE TO ABSOLUTE ENCODER; SHAFT WITH FITTED KEY, TOLERANCE N; W/O HOLDING BRAKE DEGREE OF PROTECTION IP65 FLANGE ON DRIVE END IP67 | 1980 | TEM | 1 | MC | 3.103 | 1
1FK70337AF211VA3 | SIMOTICS S SYNCHRONOUS SERVOMOTOR, 1FK7 HIGH DYNAMIC, ZK 300 V 1.3 NM, 100 K, 3000 RPM, NATURAL COOLING, IM B5 (V1, V3) POWER/SIGNAL CONNECTORS CONNECTOR CAN BE ROTATED BY 270 DEGR. BASIC ABSOLUTE ENCODER 16 P/REV (ENCODER A-16) WITH DRIVE-CLIQ INTERFACE; PERFORMANCE REDUCTION BY 10% DUE TO ABSOLUTE ENCODER; SHAFT WITH FITTED KEY, TOLERANCE N; W/O HOLDING BRAKE DEGREE OF PROTECTION IP64; PAINT FINISH RAL7016 | 1928 | TEM | 1 | MC | 3.103 | 1
1FK70337AF211VA5 | SIMOTICS S SYNCHRONOUS SERVOMOTOR, 1FK7 HIGH DYNAMIC, ZK 300 V 1.3 NM, 100 K, 3000 RPM, NATURAL COOLING, IM B5 (V1, V3) POWER/SIGNAL CONNECTORS CONNECTOR CAN BE ROTATED BY 270 DEGR. BASIC ABSOLUTE ENCODER 16 P/REV (ENCODER A-16) WITH DRIVE-CLIQ INTERFACE; PERFORMANCE REDUCTION BY 10% DUE TO ABSOLUTE ENCODER; SHAFT WITH FITTED KEY, TOLERANCE N; W/O HOLDING BRAKE DEGREE OF PROTECTION IP65 AS FLANGE IP67; PAINT FINISH RAL7016 | 2029 | TEM | 1 | MC | 3.103 | 1
1FK70337AF211VA8 | SIMOTICS S SYNCHRONOUS SERVOMOTOR, 1FK7 HIGH DYNAMIC, ZK 300 V 1.3 NM, 100 K, 3000 RPM, NATURAL COOLING, IM B5 (V1, V3) POWER/SIGNAL CONNECTORS CONNECTOR CAN BE ROTATED BY 270 DEGR. BASIC ABSOLUTE ENCODER 16 P/REV (ENCODER A-16) WITH DRIVE-CLIQ INTERFACE; PERFORMANCE REDUCTION BY 10% DUE TO ABSOLUTE ENCODER; SHAFT WITH FITTED KEY, TOLERANCE N; W/O HOLDING BRAKE DEGREE OF PROTECTION IP65 IP67 D-END FLANGE; RAL7016 COATING; METALLIC RATING PLATE AT MOTOR | 2138 | TEM | 1 | MC | 3.103 | 1
1FK70337AF211VB0 | SIMOTICS S SYNCHRONOUS SERVOMOTOR, 1FK7 HIGH DYNAMIC, ZK 300 V 1.3 NM, 100 K, 3000 RPM, NATURAL COOLING, IM B5 (V1, V3) POWER/SIGNAL CONNECTORS CONNECTOR CAN BE ROTATED BY 270 DEGR. BASIC ABSOLUTE ENCODER 16 P/REV (ENCODER A-16) WITH DRIVE-CLIQ INTERFACE; PERFORMANCE REDUCTION BY 10% DUE TO ABSOLUTE ENCODER; SHAFT WITH FITTED KEY, TOLERANCE N; WITH HOLDING BRAKE DEGREE OF PROTECTION IP64 | 2116 | TEM | 1 | MC | 3.402 | 1
1FK70337AF211VB2 | SIMOTICS S SYNCHRONOUS SERVOMOTOR, 1FK7 HIGH DYNAMIC, ZK 300 V 1.3 NM, 100 K, 3000 RPM, NATURAL COOLING, IM B5 (V1, V3) POWER/SIGNAL CONNECTORS CONNECTOR CAN BE ROTATED BY 270 DEGR. BASIC ABSOLUTE ENCODER 16 P/REV (ENCODER A-16) WITH DRIVE-CLIQ INTERFACE; PERFORMANCE REDUCTION BY 10% DUE TO ABSOLUTE ENCODER; SHAFT WITH FITTED KEY, TOLERANCE N; WITH HOLDING BRAKE DEGREE OF PROTECTION IP65 FLANGE ON DRIVE END IP67 | 2218 | TEM | 1 | MC | 3.402 | 1
1FK70337AF211VB3 | SIMOTICS S SYNCHRONOUS SERVOMOTOR, 1FK7 HIGH DYNAMIC, ZK 300 V 1.3 NM, 100 K, 3000 RPM, NATURAL COOLING, IM B5 (V1, V3) POWER/SIGNAL CONNECTORS CONNECTOR CAN BE ROTATED BY 270 DEGR. BASIC ABSOLUTE ENCODER 16 P/REV (ENCODER A-16) WITH DRIVE-CLIQ INTERFACE; PERFORMANCE REDUCTION BY 10% DUE TO ABSOLUTE ENCODER; SHAFT WITH FITTED KEY, TOLERANCE N; WITH HOLDING BRAKE DEGREE OF PROTECTION IP64; PAINT FINISH RAL7016 | 2166 | TEM | 1 | MC | 3.402 | 1
1FK70337AF211VB5 | SIMOTICS S SYNCHRONOUS SERVOMOTOR, 1FK7 HIGH DYNAMIC, ZK 300 V 1.3 NM, 100 K, 3000 RPM, NATURAL COOLING, IM B5 (V1, V3) POWER/SIGNAL CONNECTORS CONNECTOR CAN BE ROTATED BY 270 DEGR. BASIC ABSOLUTE ENCODER 16 P/REV (ENCODER A-16) WITH DRIVE-CLIQ INTERFACE; PERFORMANCE REDUCTION BY 10% DUE TO ABSOLUTE ENCODER; SHAFT WITH FITTED KEY, TOLERANCE N; WITH HOLDING BRAKE DEGREE OF PROTECTION IP65 AS FLANGE IP67; PAINT FINISH RAL7016 | 2267 | TEM | 1 | MC | 3.402 | 1
1FK70337AF211VB8 | SIMOTICS S SYNCHRONOUS SERVOMOTOR, 1FK7 HIGH DYNAMIC, ZK 300 V 1.3 NM, 100 K, 3000 RPM, NATURAL COOLING, IM B5 (V1, V3) POWER/SIGNAL CONNECTORS CONNECTOR CAN BE ROTATED BY 270 DEGR. BASIC ABSOLUTE ENCODER 16 P/REV (ENCODER A-16) WITH DRIVE-CLIQ INTERFACE; PERFORMANCE REDUCTION BY 10% DUE TO ABSOLUTE ENCODER; SHAFT WITH FITTED KEY, TOLERANCE N; WITH HOLDING BRAKE DEGREE OF PROTECTION IP65 IP67 D-END FLANGE; RAL7016 COATING; METALLIC RATING PLATE AT MOTOR | 2376 | TEM | 1 | MC | 3.402 | 1
1FK70337AF211VG0 | SIMOTICS S SYNCHRONOUS SERVOMOTOR, 1FK7 HIGH DYNAMIC, ZK 300 V 1.3 NM, 100 K, 3000 RPM, NATURAL COOLING, IM B5 (V1, V3) POWER/SIGNAL CONNECTORS CONNECTOR CAN BE ROTATED BY 270 DEGR. BASIC ABSOLUTE ENCODER 16 P/REV (ENCODER A-16) WITH DRIVE-CLIQ INTERFACE; PERFORMANCE REDUCTION BY 10% DUE TO ABSOLUTE ENCODER; PLAIN SHAFT, TOLERANCE N; W/O HOLDING BRAKE DEGREE OF PROTECTION IP64 | 1785 | TEM | 1 | MC | 3.103 | 1
1FK70337AF211VG2 | SIMOTICS S SYNCHRONOUS SERVOMOTOR, 1FK7 HIGH DYNAMIC, ZK 300 V 1.3 NM, 100 K, 3000 RPM, NATURAL COOLING, IM B5 (V1, V3) POWER/SIGNAL CONNECTORS CONNECTOR CAN BE ROTATED BY 270 DEGR. BASIC ABSOLUTE ENCODER 16 P/REV (ENCODER A-16) WITH DRIVE-CLIQ INTERFACE; PERFORMANCE REDUCTION BY 10% DUE TO ABSOLUTE ENCODER; PLAIN SHAFT, TOLERANCE N; W/O HOLDING BRAKE DEGREE OF PROTECTION IP65 FLANGE ON DRIVE END IP67 | 1887 | TEM | 1 | MC | 3.103 | 1
1FK70337AF211VG3 | SIMOTICS S SYNCHRONOUS SERVOMOTOR, 1FK7 HIGH DYNAMIC, ZK 300 V 1.3 NM, 100 K, 3000 RPM, NATURAL COOLING, IM B5 (V1, V3) POWER/SIGNAL CONNECTORS CONNECTOR CAN BE ROTATED BY 270 DEGR. BASIC ABSOLUTE ENCODER 16 P/REV (ENCODER A-16) WITH DRIVE-CLIQ INTERFACE; PERFORMANCE REDUCTION BY 10% DUE TO ABSOLUTE ENCODER; PLAIN SHAFT, TOLERANCE N; W/O HOLDING BRAKE DEGREE OF PROTECTION IP64; PAINT FINISH RAL7016 | 1834 | TEM | 1 | MC | 3.103 | 1
1FK70337AF211VG5 | SIMOTICS S SYNCHRONOUS SERVOMOTOR, 1FK7 HIGH DYNAMIC, ZK 300 V 1.3 NM, 100 K, 3000 RPM, NATURAL COOLING, IM B5 (V1, V3) POWER/SIGNAL CONNECTORS CONNECTOR CAN BE ROTATED BY 270 DEGR. BASIC ABSOLUTE ENCODER 16 P/REV (ENCODER A-16) WITH DRIVE-CLIQ INTERFACE; PERFORMANCE REDUCTION BY 10% DUE TO ABSOLUTE ENCODER; PLAIN SHAFT, TOLERANCE N; W/O HOLDING BRAKE DEGREE OF PROTECTION IP65 AS FLANGE IP67; PAINT FINISH RAL7016 | 1936 | TEM | 1 | MC | 3.103 | 1
1FK70337AF211VG8 | SIMOTICS S SYNCHRONOUS SERVOMOTOR, 1FK7 HIGH DYNAMIC, ZK 300 V 1.3 NM, 100 K, 3000 RPM, NATURAL COOLING, IM B5 (V1, V3) POWER/SIGNAL CONNECTORS CONNECTOR CAN BE ROTATED BY 270 DEGR. BASIC ABSOLUTE ENCODER 16 P/REV (ENCODER A-16) WITH DRIVE-CLIQ INTERFACE; PERFORMANCE REDUCTION BY 10% DUE TO ABSOLUTE ENCODER; PLAIN SHAFT, TOLERANCE N; W/O HOLDING BRAKE DEGREE OF PROTECTION IP65 IP67 D-END FLANGE; RAL7016 COATING; METALLIC RATING PLATE AT MOTOR | 2044 | TEM | 1 | MC | 3.103 | 1
1FK70337AF211VH0 | SIMOTICS S SYNCHRONOUS SERVOMOTOR, 1FK7 HIGH DYNAMIC, ZK 300 V 1.3 NM, 100 K, 3000 RPM, NATURAL COOLING, IM B5 (V1, V3) POWER/SIGNAL CONNECTORS CONNECTOR CAN BE ROTATED BY 270 DEGR. BASIC ABSOLUTE ENCODER 16 P/REV (ENCODER A-16) WITH DRIVE-CLIQ INTERFACE; PERFORMANCE REDUCTION BY 10% DUE TO ABSOLUTE ENCODER; PLAIN SHAFT, TOLERANCE N; WITH HOLDING BRAKE DEGREE OF PROTECTION IP64 | 2020 | TEM | 1 | MC | 3.402 | 1
1FK70337AF211VH2 | SIMOTICS S SYNCHRONOUS SERVOMOTOR, 1FK7 HIGH DYNAMIC, ZK 300 V 1.3 NM, 100 K, 3000 RPM, NATURAL COOLING, IM B5 (V1, V3) POWER/SIGNAL CONNECTORS CONNECTOR CAN BE ROTATED BY 270 DEGR. BASIC ABSOLUTE ENCODER 16 P/REV (ENCODER A-16) WITH DRIVE-CLIQ INTERFACE; PERFORMANCE REDUCTION BY 10% DUE TO ABSOLUTE ENCODER; PLAIN SHAFT, TOLERANCE N; WITH HOLDING BRAKE DEGREE OF PROTECTION IP65 FLANGE ON DRIVE END IP67 | 2122 | TEM | 1 | MC | 3.402 | 1
1FK70337AF211VH3 | SIMOTICS S SYNCHRONOUS SERVOMOTOR, 1FK7 HIGH DYNAMIC, ZK 300 V 1.3 NM, 100 K, 3000 RPM, NATURAL COOLING, IM B5 (V1, V3) POWER/SIGNAL CONNECTORS CONNECTOR CAN BE ROTATED BY 270 DEGR. BASIC ABSOLUTE ENCODER 16 P/REV (ENCODER A-16) WITH DRIVE-CLIQ INTERFACE; PERFORMANCE REDUCTION BY 10% DUE TO ABSOLUTE ENCODER; PLAIN SHAFT, TOLERANCE N; WITH HOLDING BRAKE DEGREE OF PROTECTION IP64; PAINT FINISH RAL7016 | 2069 | TEM | 1 | MC | 3.402 | 1
1FK70337AF211VH5 | SIMOTICS S SYNCHRONOUS SERVOMOTOR, 1FK7 HIGH DYNAMIC, ZK 300 V 1.3 NM, 100 K, 3000 RPM, NATURAL COOLING, IM B5 (V1, V3) POWER/SIGNAL CONNECTORS CONNECTOR CAN BE ROTATED BY 270 DEGR. BASIC ABSOLUTE ENCODER 16 P/REV (ENCODER A-16) WITH DRIVE-CLIQ INTERFACE; PERFORMANCE REDUCTION BY 10% DUE TO ABSOLUTE ENCODER; PLAIN SHAFT, TOLERANCE N; WITH HOLDING BRAKE DEGREE OF PROTECTION IP65 AS FLANGE IP67; PAINT FINISH RAL7016 | 2171 | TEM | 1 | MC | 3.402 | 1
1FK70337AF211VH8 | SIMOTICS S SYNCHRONOUS SERVOMOTOR, 1FK7 HIGH DYNAMIC, ZK 300 V 1.3 NM, 100 K, 3000 RPM, NATURAL COOLING, IM B5 (V1, V3) POWER/SIGNAL CONNECTORS CONNECTOR CAN BE ROTATED BY 270 DEGR. BASIC ABSOLUTE ENCODER 16 P/REV (ENCODER A-16) WITH DRIVE-CLIQ INTERFACE; PERFORMANCE REDUCTION BY 10% DUE TO ABSOLUTE ENCODER; PLAIN SHAFT, TOLERANCE N; WITH HOLDING BRAKE DEGREE OF PROTECTION IP65 IP67 D-END FLANGE; RAL7016 COATING; METALLIC RATING PLATE AT MOTOR | 2279 | TEM | 1 | MC | 3.402 | 1
1FK70337AK711AA0 | SIMOTICS S SYNCHRONOUS SERVOMOTOR, 1FK7 HIGH DYNAMIC 1.3 NM, 100 K, 6000 RPM, 0.57KW, NATURAL COOLING, IM B5 (V1, V3) POWER/SIGNAL CONNECTORS CONNECTOR CAN BE ROTATED BY 270 DEGR. INCREM. ENCODER, SIN/COS 1 VPP 2048 P/REV (ENCODER I-2048); SHAFT WITH FITTED KEY, TOLERANCE N; W/O HOLDING BRAKE DEGREE OF PROTECTION IP64 | 1778 | TEM | 1 | MC | 3.103 | 1
1FK70337AK711AA2 | SIMOTICS S SYNCHRONOUS SERVOMOTOR, 1FK7 HIGH DYNAMIC 1.3 NM, 100 K, 6000 RPM, 0.57KW, NATURAL COOLING, IM B5 (V1, V3) POWER/SIGNAL CONNECTORS CONNECTOR CAN BE ROTATED BY 270 DEGR. INCREM. ENCODER, SIN/COS 1 VPP 2048 P/REV (ENCODER I-2048); SHAFT WITH FITTED KEY, TOLERANCE N; W/O HOLDING BRAKE DEGREE OF PROTECTION IP65 FLANGE ON DRIVE END IP67 | 1879 | TEM | 1 | MC | 3.103 | 1
1FK70337AK711AA3 | SIMOTICS S SYNCHRONOUS SERVOMOTOR, 1FK7 HIGH DYNAMIC 1.3 NM, 100 K, 6000 RPM, 0.57KW, NATURAL COOLING, IM B5 (V1, V3) POWER/SIGNAL CONNECTORS CONNECTOR CAN BE ROTATED BY 270 DEGR. INCREM. ENCODER, SIN/COS 1 VPP 2048 P/REV (ENCODER I-2048); SHAFT WITH FITTED KEY, TOLERANCE N; W/O HOLDING BRAKE DEGREE OF PROTECTION IP64; PAINT FINISH RAL7016 | 1827 | TEM | 1 | MC | 3.103 | 1
1FK70337AK711AA5 | SIMOTICS S SYNCHRONOUS SERVOMOTOR, 1FK7 HIGH DYNAMIC 1.3 NM, 100 K, 6000 RPM, 0.57KW, NATURAL COOLING, IM B5 (V1, V3) POWER/SIGNAL CONNECTORS CONNECTOR CAN BE ROTATED BY 270 DEGR. INCREM. ENCODER, SIN/COS 1 VPP 2048 P/REV (ENCODER I-2048); SHAFT WITH FITTED KEY, TOLERANCE N; W/O HOLDING BRAKE DEGREE OF PROTECTION IP65 AS FLANGE IP67; PAINT FINISH RAL7016 | 1928 | TEM | 1 | MC | 3.103 | 1
1FK70337AK711AA8 | SIMOTICS S SYNCHRONOUS SERVOMOTOR, 1FK7 HIGH DYNAMIC 1.3 NM, 100 K, 6000 RPM, 0.57KW, NATURAL COOLING, IM B5 (V1, V3) POWER/SIGNAL CONNECTORS CONNECTOR CAN BE ROTATED BY 270 DEGR. INCREM. ENCODER, SIN/COS 1 VPP 2048 P/REV (ENCODER I-2048); SHAFT WITH FITTED KEY, TOLERANCE N; W/O HOLDING BRAKE DEGREE OF PROTECTION IP65 IP67 D-END FLANGE; RAL7016 COATING; METALLIC RATING PLATE AT MOTOR | 2037 | TEM | 1 | MC | 3.103 | 1
1FK70337AK711AB0 | SIMOTICS S SYNCHRONOUS SERVOMOTOR, 1FK7 HIGH DYNAMIC 1.3 NM, 100 K, 6000 RPM, 0.57KW, NATURAL COOLING, IM B5 (V1, V3) POWER/SIGNAL CONNECTORS CONNECTOR CAN BE ROTATED BY 270 DEGR. INCREM. ENCODER, SIN/COS 1 VPP 2048 P/REV (ENCODER I-2048); SHAFT WITH FITTED KEY, TOLERANCE N; WITH HOLDING BRAKE DEGREE OF PROTECTION IP64 | 2015 | TEM | 1 | MC | 3.402 | 1
1FK70337AK711AB2 | SIMOTICS S SYNCHRONOUS SERVOMOTOR, 1FK7 HIGH DYNAMIC 1.3 NM, 100 K, 6000 RPM, 0.57KW, NATURAL COOLING, IM B5 (V1, V3) POWER/SIGNAL CONNECTORS CONNECTOR CAN BE ROTATED BY 270 DEGR. INCREM. ENCODER, SIN/COS 1 VPP 2048 P/REV (ENCODER I-2048); SHAFT WITH FITTED KEY, TOLERANCE N; WITH HOLDING BRAKE DEGREE OF PROTECTION IP65 FLANGE ON DRIVE END IP67 | 2117 | TEM | 1 | MC | 3.402 | 1
1FK70337AK711AB3 | SIMOTICS S SYNCHRONOUS SERVOMOTOR, 1FK7 HIGH DYNAMIC 1.3 NM, 100 K, 6000 RPM, 0.57KW, NATURAL COOLING, IM B5 (V1, V3) POWER/SIGNAL CONNECTORS CONNECTOR CAN BE ROTATED BY 270 DEGR. INCREM. ENCODER, SIN/COS 1 VPP 2048 P/REV (ENCODER I-2048); SHAFT WITH FITTED KEY, TOLERANCE N; WITH HOLDING BRAKE DEGREE OF PROTECTION IP64; PAINT FINISH RAL7016 | 2065 | TEM | 1 | MC | 3.402 | 1
1FK70337AK711AB5 | SIMOTICS S SYNCHRONOUS SERVOMOTOR, 1FK7 HIGH DYNAMIC 1.3 NM, 100 K, 6000 RPM, 0.57KW, NATURAL COOLING, IM B5 (V1, V3) POWER/SIGNAL CONNECTORS CONNECTOR CAN BE ROTATED BY 270 DEGR. INCREM. ENCODER, SIN/COS 1 VPP 2048 P/REV (ENCODER I-2048); SHAFT WITH FITTED KEY, TOLERANCE N; WITH HOLDING BRAKE DEGREE OF PROTECTION IP65 AS FLANGE IP67; PAINT FINISH RAL7016 | 2166 | TEM | 1 | MC | 3.402 | 1
1FK70337AK711AB8 | SIMOTICS S SYNCHRONOUS SERVOMOTOR, 1FK7 HIGH DYNAMIC 1.3 NM, 100 K, 6000 RPM, 0.57KW, NATURAL COOLING, IM B5 (V1, V3) POWER/SIGNAL CONNECTORS CONNECTOR CAN BE ROTATED BY 270 DEGR. INCREM. ENCODER, SIN/COS 1 VPP 2048 P/REV (ENCODER I-2048); SHAFT WITH FITTED KEY, TOLERANCE N; WITH HOLDING BRAKE DEGREE OF PROTECTION IP65 IP67 D-END FLANGE; RAL7016 COATING; METALLIC RATING PLATE AT MOTOR | 2275 | TEM | 1 | MC | 3.402 | 1
1FK70337AK711AG0 | SIMOTICS S SYNCHRONOUS SERVOMOTOR, 1FK7 HIGH DYNAMIC 1.3 NM, 100 K, 6000 RPM, 0.57KW, NATURAL COOLING, IM B5 (V1, V3) POWER/SIGNAL CONNECTORS CONNECTOR CAN BE ROTATED BY 270 DEGR. INCREM. ENCODER, SIN/COS 1 VPP 2048 P/REV (ENCODER I-2048); PLAIN SHAFT, TOLERANCE N; W/O HOLDING BRAKE DEGREE OF PROTECTION IP64 | 1684 | TEM | 1 | MC | 3.103 | 1
1FK70337AK711AG2 | SIMOTICS S SYNCHRONOUS SERVOMOTOR, 1FK7 HIGH DYNAMIC 1.3 NM, 100 K, 6000 RPM, 0.57KW, NATURAL COOLING, IM B5 (V1, V3) POWER/SIGNAL CONNECTORS CONNECTOR CAN BE ROTATED BY 270 DEGR. INCREM. ENCODER, SIN/COS 1 VPP 2048 P/REV (ENCODER I-2048); PLAIN SHAFT, TOLERANCE N; W/O HOLDING BRAKE DEGREE OF PROTECTION IP65 FLANGE ON DRIVE END IP67 | 1786 | TEM | 1 | MC | 3.103 | 1
1FK70337AK711AG3 | SIMOTICS S SYNCHRONOUS SERVOMOTOR, 1FK7 HIGH DYNAMIC 1.3 NM, 100 K, 6000 RPM, 0.57KW, NATURAL COOLING, IM B5 (V1, V3) POWER/SIGNAL CONNECTORS CONNECTOR CAN BE ROTATED BY 270 DEGR. INCREM. ENCODER, SIN/COS 1 VPP 2048 P/REV (ENCODER I-2048); PLAIN SHAFT, TOLERANCE N; W/O HOLDING BRAKE DEGREE OF PROTECTION IP64; PAINT FINISH RAL7016 | 1733 | TEM | 1 | MC | 3.103 | 1
1FK70337AK711AG5 | SIMOTICS S SYNCHRONOUS SERVOMOTOR, 1FK7 HIGH DYNAMIC 1.3 NM, 100 K, 6000 RPM, 0.57KW, NATURAL COOLING, IM B5 (V1, V3) POWER/SIGNAL CONNECTORS CONNECTOR CAN BE ROTATED BY 270 DEGR. INCREM. ENCODER, SIN/COS 1 VPP 2048 P/REV (ENCODER I-2048); PLAIN SHAFT, TOLERANCE N; W/O HOLDING BRAKE DEGREE OF PROTECTION IP65 AS FLANGE IP67; PAINT FINISH RAL7016 | 1835 | TEM | 1 | MC | 3.103 | 1
1FK70337AK711AG8 | SIMOTICS S SYNCHRONOUS SERVOMOTOR, 1FK7 HIGH DYNAMIC 1.3 NM, 100 K, 6000 RPM, 0.57KW, NATURAL COOLING, IM B5 (V1, V3) POWER/SIGNAL CONNECTORS CONNECTOR CAN BE ROTATED BY 270 DEGR. INCREM. ENCODER, SIN/COS 1 VPP 2048 P/REV (ENCODER I-2048); PLAIN SHAFT, TOLERANCE N; W/O HOLDING BRAKE DEGREE OF PROTECTION IP65 IP67 D-END FLANGE; RAL7016 COATING; METALLIC RATING PLATE AT MOTOR | 1943 | TEM | 1 | MC | 3.103 | 1
1FK70337AK711AH0 | SIMOTICS S SYNCHRONOUS SERVOMOTOR, 1FK7 HIGH DYNAMIC 1.3 NM, 100 K, 6000 RPM, 0.57KW, NATURAL COOLING, IM B5 (V1, V3) POWER/SIGNAL CONNECTORS CONNECTOR CAN BE ROTATED BY 270 DEGR. INCREM. ENCODER, SIN/COS 1 VPP 2048 P/REV (ENCODER I-2048); PLAIN SHAFT, TOLERANCE N; WITH HOLDING BRAKE DEGREE OF PROTECTION IP64 | 1919 | TEM | 1 | MC | 3.402 | 1
1FK70337AK711AH2 | SIMOTICS S SYNCHRONOUS SERVOMOTOR, 1FK7 HIGH DYNAMIC 1.3 NM, 100 K, 6000 RPM, 0.57KW, NATURAL COOLING, IM B5 (V1, V3) POWER/SIGNAL CONNECTORS CONNECTOR CAN BE ROTATED BY 270 DEGR. INCREM. ENCODER, SIN/COS 1 VPP 2048 P/REV (ENCODER I-2048); PLAIN SHAFT, TOLERANCE N; WITH HOLDING BRAKE DEGREE OF PROTECTION IP65 FLANGE ON DRIVE END IP67 | 2021 | TEM | 1 | MC | 3.402 | 1
1FK70337AK711AH3 | SIMOTICS S SYNCHRONOUS SERVOMOTOR, 1FK7 HIGH DYNAMIC 1.3 NM, 100 K, 6000 RPM, 0.57KW, NATURAL COOLING, IM B5 (V1, V3) POWER/SIGNAL CONNECTORS CONNECTOR CAN BE ROTATED BY 270 DEGR. INCREM. ENCODER, SIN/COS 1 VPP 2048 P/REV (ENCODER I-2048); PLAIN SHAFT, TOLERANCE N; WITH HOLDING BRAKE DEGREE OF PROTECTION IP64; PAINT FINISH RAL7016 | 1968 | TEM | 1 | MC | 3.402 | 1
1FK70337AK711AH5 | SIMOTICS S SYNCHRONOUS SERVOMOTOR, 1FK7 HIGH DYNAMIC 1.3 NM, 100 K, 6000 RPM, 0.57KW, NATURAL COOLING, IM B5 (V1, V3) POWER/SIGNAL CONNECTORS CONNECTOR CAN BE ROTATED BY 270 DEGR. INCREM. ENCODER, SIN/COS 1 VPP 2048 P/REV (ENCODER I-2048); PLAIN SHAFT, TOLERANCE N; WITH HOLDING BRAKE DEGREE OF PROTECTION IP65 AS FLANGE IP67; PAINT FINISH RAL7016 | 2070 | TEM | 1 | MC | 3.402 | 1
1FK70337AK711AH8 | SIMOTICS S SYNCHRONOUS SERVOMOTOR, 1FK7 HIGH DYNAMIC 1.3 NM, 100 K, 6000 RPM, 0.57KW, NATURAL COOLING, IM B5 (V1, V3) POWER/SIGNAL CONNECTORS CONNECTOR CAN BE ROTATED BY 270 DEGR. INCREM. ENCODER, SIN/COS 1 VPP 2048 P/REV (ENCODER I-2048); PLAIN SHAFT, TOLERANCE N; WITH HOLDING BRAKE DEGREE OF PROTECTION IP65 IP67 D-END FLANGE; RAL7016 COATING; METALLIC RATING PLATE AT MOTOR | 2179 | TEM | 1 | MC | 3.402 | 1
1FK70337AK711DA0 | SIMOTICS S SYNCHRONOUS SERVOMOTOR, 1FK7 HIGH DYNAMIC 1.3 NM, 100 K, 6000 RPM, 0.57KW, NATURAL COOLING, IM B5 (V1, V3) POWER/SIGNAL CONNECTORS CONNECTOR CAN BE ROTATED BY 270 DEGR. INCREMENTAL ENCODER 2048 P/REV (ENCODER I-2048) WITH DRIVE-CLIQ INTERFACE; SHAFT WITH FITTED KEY, TOLERANCE N; W/O HOLDING BRAKE DEGREE OF PROTECTION IP64 | 2039 | TEM | 1 | MC | 3.103 | 1
1FK70337AK711DA2 | SIMOTICS S SYNCHRONOUS SERVOMOTOR, 1FK7 HIGH DYNAMIC 1.3 NM, 100 K, 6000 RPM, 0.57KW, NATURAL COOLING, IM B5 (V1, V3) POWER/SIGNAL CONNECTORS CONNECTOR CAN BE ROTATED BY 270 DEGR. INCREMENTAL ENCODER 2048 P/REV (ENCODER I-2048) WITH DRIVE-CLIQ INTERFACE; SHAFT WITH FITTED KEY, TOLERANCE N; W/O HOLDING BRAKE DEGREE OF PROTECTION IP65 FLANGE ON DRIVE END IP67 | 2141 | TEM | 1 | MC | 3.103 | 1
1FK70337AK711DA3 | SIMOTICS S SYNCHRONOUS SERVOMOTOR, 1FK7 HIGH DYNAMIC 1.3 NM, 100 K, 6000 RPM, 0.57KW, NATURAL COOLING, IM B5 (V1, V3) POWER/SIGNAL CONNECTORS CONNECTOR CAN BE ROTATED BY 270 DEGR. INCREMENTAL ENCODER 2048 P/REV (ENCODER I-2048) WITH DRIVE-CLIQ INTERFACE; SHAFT WITH FITTED KEY, TOLERANCE N; W/O HOLDING BRAKE DEGREE OF PROTECTION IP64; PAINT FINISH RAL7016 | 2089 | TEM | 1 | MC | 3.103 | 1
1FK70337AK711DA5 | SIMOTICS S SYNCHRONOUS SERVOMOTOR, 1FK7 HIGH DYNAMIC 1.3 NM, 100 K, 6000 RPM, 0.57KW, NATURAL COOLING, IM B5 (V1, V3) POWER/SIGNAL CONNECTORS CONNECTOR CAN BE ROTATED BY 270 DEGR. INCREMENTAL ENCODER 2048 P/REV (ENCODER I-2048) WITH DRIVE-CLIQ INTERFACE; SHAFT WITH FITTED KEY, TOLERANCE N; W/O HOLDING BRAKE DEGREE OF PROTECTION IP65 AS FLANGE IP67; PAINT FINISH RAL7016 | 2190 | TEM | 1 | MC | 3.103 | 1
1FK70337AK711DA8 | SIMOTICS S SYNCHRONOUS SERVOMOTOR, 1FK7 HIGH DYNAMIC 1.3 NM, 100 K, 6000 RPM, 0.57KW, NATURAL COOLING, IM B5 (V1, V3) POWER/SIGNAL CONNECTORS CONNECTOR CAN BE ROTATED BY 270 DEGR. INCREMENTAL ENCODER 2048 P/REV (ENCODER I-2048) WITH DRIVE-CLIQ INTERFACE; SHAFT WITH FITTED KEY, TOLERANCE N; W/O HOLDING BRAKE DEGREE OF PROTECTION IP65 IP67 D-END FLANGE; RAL7016 COATING; METALLIC RATING PLATE AT MOTOR | 2299 | TEM | 1 | MC | 3.103 | 1
1FK70337AK711DB0 | SIMOTICS S SYNCHRONOUS SERVOMOTOR, 1FK7 HIGH DYNAMIC 1.3 NM, 100 K, 6000 RPM, 0.57KW, NATURAL COOLING, IM B5 (V1, V3) POWER/SIGNAL CONNECTORS CONNECTOR CAN BE ROTATED BY 270 DEGR. INCREMENTAL ENCODER 2048 P/REV (ENCODER I-2048) WITH DRIVE-CLIQ INTERFACE; SHAFT WITH FITTED KEY, TOLERANCE N; WITH HOLDING BRAKE DEGREE OF PROTECTION IP64 | 2277 | TEM | 1 | MC | 3.402 | 1
1FK70337AK711DB2 | SIMOTICS S SYNCHRONOUS SERVOMOTOR, 1FK7 HIGH DYNAMIC 1.3 NM, 100 K, 6000 RPM, 0.57KW, NATURAL COOLING, IM B5 (V1, V3) POWER/SIGNAL CONNECTORS CONNECTOR CAN BE ROTATED BY 270 DEGR. INCREMENTAL ENCODER 2048 P/REV (ENCODER I-2048) WITH DRIVE-CLIQ INTERFACE; SHAFT WITH FITTED KEY, TOLERANCE N; WITH HOLDING BRAKE DEGREE OF PROTECTION IP65 FLANGE ON DRIVE END IP67 | 2379 | TEM | 1 | MC | 3.402 | 1
1FK70337AK711DB3 | SIMOTICS S SYNCHRONOUS SERVOMOTOR, 1FK7 HIGH DYNAMIC 1.3 NM, 100 K, 6000 RPM, 0.57KW, NATURAL COOLING, IM B5 (V1, V3) POWER/SIGNAL CONNECTORS CONNECTOR CAN BE ROTATED BY 270 DEGR. INCREMENTAL ENCODER 2048 P/REV (ENCODER I-2048) WITH DRIVE-CLIQ INTERFACE; SHAFT WITH FITTED KEY, TOLERANCE N; WITH HOLDING BRAKE DEGREE OF PROTECTION IP64; PAINT FINISH RAL7016 | 2326 | TEM | 1 | MC | 3.402 | 1
1FK70337AK711DB5 | SIMOTICS S SYNCHRONOUS SERVOMOTOR, 1FK7 HIGH DYNAMIC 1.3 NM, 100 K, 6000 RPM, 0.57KW, NATURAL COOLING, IM B5 (V1, V3) POWER/SIGNAL CONNECTORS CONNECTOR CAN BE ROTATED BY 270 DEGR. INCREMENTAL ENCODER 2048 P/REV (ENCODER I-2048) WITH DRIVE-CLIQ INTERFACE; SHAFT WITH FITTED KEY, TOLERANCE N; WITH HOLDING BRAKE DEGREE OF PROTECTION IP65 AS FLANGE IP67; PAINT FINISH RAL7016 | 2428 | TEM | 1 | MC | 3.402 | 1
1FK70337AK711DB8 | SIMOTICS S SYNCHRONOUS SERVOMOTOR, 1FK7 HIGH DYNAMIC 1.3 NM, 100 K, 6000 RPM, 0.57KW, NATURAL COOLING, IM B5 (V1, V3) POWER/SIGNAL CONNECTORS CONNECTOR CAN BE ROTATED BY 270 DEGR. INCREMENTAL ENCODER 2048 P/REV (ENCODER I-2048) WITH DRIVE-CLIQ INTERFACE; SHAFT WITH FITTED KEY, TOLERANCE N; WITH HOLDING BRAKE DEGREE OF PROTECTION IP65 IP67 D-END FLANGE; RAL7016 COATING; METALLIC RATING PLATE AT MOTOR | 2537 | TEM | 1 | MC | 3.402 | 1
1FK70337AK711DG0 | SIMOTICS S SYNCHRONOUS SERVOMOTOR, 1FK7 HIGH DYNAMIC 1.3 NM, 100 K, 6000 RPM, 0.57KW, NATURAL COOLING, IM B5 (V1, V3) POWER/SIGNAL CONNECTORS CONNECTOR CAN BE ROTATED BY 270 DEGR. INCREMENTAL ENCODER 2048 P/REV (ENCODER I-2048) WITH DRIVE-CLIQ INTERFACE; PLAIN SHAFT, TOLERANCE N; W/O HOLDING BRAKE DEGREE OF PROTECTION IP64 | 1946 | TEM | 1 | MC | 3.103 | 1
1FK70337AK711DG2 | SIMOTICS S SYNCHRONOUS SERVOMOTOR, 1FK7 HIGH DYNAMIC 1.3 NM, 100 K, 6000 RPM, 0.57KW, NATURAL COOLING, IM B5 (V1, V3) POWER/SIGNAL CONNECTORS CONNECTOR CAN BE ROTATED BY 270 DEGR. INCREMENTAL ENCODER 2048 P/REV (ENCODER I-2048) WITH DRIVE-CLIQ INTERFACE; PLAIN SHAFT, TOLERANCE N; W/O HOLDING BRAKE DEGREE OF PROTECTION IP65 FLANGE ON DRIVE END IP67 | 2047 | TEM | 1 | MC | 3.103 | 1
1FK70337AK711DG3 | SIMOTICS S SYNCHRONOUS SERVOMOTOR, 1FK7 HIGH DYNAMIC 1.3 NM, 100 K, 6000 RPM, 0.57KW, NATURAL COOLING, IM B5 (V1, V3) POWER/SIGNAL CONNECTORS CONNECTOR CAN BE ROTATED BY 270 DEGR. INCREMENTAL ENCODER 2048 P/REV (ENCODER I-2048) WITH DRIVE-CLIQ INTERFACE; PLAIN SHAFT, TOLERANCE N; W/O HOLDING BRAKE DEGREE OF PROTECTION IP64; PAINT FINISH RAL7016 | 1995 | TEM | 1 | MC | 3.103 | 1
1FK70337AK711DG5 | SIMOTICS S SYNCHRONOUS SERVOMOTOR, 1FK7 HIGH DYNAMIC 1.3 NM, 100 K, 6000 RPM, 0.57KW, NATURAL COOLING, IM B5 (V1, V3) POWER/SIGNAL CONNECTORS CONNECTOR CAN BE ROTATED BY 270 DEGR. INCREMENTAL ENCODER 2048 P/REV (ENCODER I-2048) WITH DRIVE-CLIQ INTERFACE; PLAIN SHAFT, TOLERANCE N; W/O HOLDING BRAKE DEGREE OF PROTECTION IP65 AS FLANGE IP67; PAINT FINISH RAL7016 | 2097 | TEM | 1 | MC | 3.103 | 1
1FK70337AK711DG8 | SIMOTICS S SYNCHRONOUS SERVOMOTOR, 1FK7 HIGH DYNAMIC 1.3 NM, 100 K, 6000 RPM, 0.57KW, NATURAL COOLING, IM B5 (V1, V3) POWER/SIGNAL CONNECTORS CONNECTOR CAN BE ROTATED BY 270 DEGR. INCREMENTAL ENCODER 2048 P/REV (ENCODER I-2048) WITH DRIVE-CLIQ INTERFACE; PLAIN SHAFT, TOLERANCE N; W/O HOLDING BRAKE DEGREE OF PROTECTION IP65 IP67 D-END FLANGE; RAL7016 COATING; METALLIC RATING PLATE AT MOTOR | 2205 | TEM | 1 | MC | 3.103 | 1
1FK70337AK711DH0 | SIMOTICS S SYNCHRONOUS SERVOMOTOR, 1FK7 HIGH DYNAMIC 1.3 NM, 100 K, 6000 RPM, 0.57KW, NATURAL COOLING, IM B5 (V1, V3) POWER/SIGNAL CONNECTORS CONNECTOR CAN BE ROTATED BY 270 DEGR. INCREMENTAL ENCODER 2048 P/REV (ENCODER I-2048) WITH DRIVE-CLIQ INTERFACE; PLAIN SHAFT, TOLERANCE N; WITH HOLDING BRAKE DEGREE OF PROTECTION IP64 | 2181 | TEM | 1 | MC | 3.402 | 1
1FK70337AK711DH2 | SIMOTICS S SYNCHRONOUS SERVOMOTOR, 1FK7 HIGH DYNAMIC 1.3 NM, 100 K, 6000 RPM, 0.57KW, NATURAL COOLING, IM B5 (V1, V3) POWER/SIGNAL CONNECTORS CONNECTOR CAN BE ROTATED BY 270 DEGR. INCREMENTAL ENCODER 2048 P/REV (ENCODER I-2048) WITH DRIVE-CLIQ INTERFACE; PLAIN SHAFT, TOLERANCE N; WITH HOLDING BRAKE DEGREE OF PROTECTION IP65 FLANGE ON DRIVE END IP67 | 2283 | TEM | 1 | MC | 3.402 | 1
1FK70337AK711DH3 | SIMOTICS S SYNCHRONOUS SERVOMOTOR, 1FK7 HIGH DYNAMIC 1.3 NM, 100 K, 6000 RPM, 0.57KW, NATURAL COOLING, IM B5 (V1, V3) POWER/SIGNAL CONNECTORS CONNECTOR CAN BE ROTATED BY 270 DEGR. INCREMENTAL ENCODER 2048 P/REV (ENCODER I-2048) WITH DRIVE-CLIQ INTERFACE; PLAIN SHAFT, TOLERANCE N; WITH HOLDING BRAKE DEGREE OF PROTECTION IP64; PAINT FINISH RAL7016 | 2230 | TEM | 1 | MC | 3.402 | 1
1FK70337AK711DH5 | SIMOTICS S SYNCHRONOUS SERVOMOTOR, 1FK7 HIGH DYNAMIC 1.3 NM, 100 K, 6000 RPM, 0.57KW, NATURAL COOLING, IM B5 (V1, V3) POWER/SIGNAL CONNECTORS CONNECTOR CAN BE ROTATED BY 270 DEGR. INCREMENTAL ENCODER 2048 P/REV (ENCODER I-2048) WITH DRIVE-CLIQ INTERFACE; PLAIN SHAFT, TOLERANCE N; WITH HOLDING BRAKE DEGREE OF PROTECTION IP65 AS FLANGE IP67; PAINT FINISH RAL7016 | 2332 | TEM | 1 | MC | 3.402 | 1
1FK70337AK711DH8 | SIMOTICS S SYNCHRONOUS SERVOMOTOR, 1FK7 HIGH DYNAMIC 1.3 NM, 100 K, 6000 RPM, 0.57KW, NATURAL COOLING, IM B5 (V1, V3) POWER/SIGNAL CONNECTORS CONNECTOR CAN BE ROTATED BY 270 DEGR. INCREMENTAL ENCODER 2048 P/REV (ENCODER I-2048) WITH DRIVE-CLIQ INTERFACE; PLAIN SHAFT, TOLERANCE N; WITH HOLDING BRAKE DEGREE OF PROTECTION IP65 IP67 D-END FLANGE; RAL7016 COATING; METALLIC RATING PLATE AT MOTOR | 2440 | TEM | 1 | MC | 3.402 | 1
1FK70337AK711HA0 | SIMOTICS S SYNCHRONOUS SERVOMOTOR, 1FK7 HIGH DYNAMIC 1.3 NM, 100 K, 6000 RPM, 0.57KW, NATURAL COOLING, IM B5 (V1, V3) POWER/SIGNAL CONNECTORS CONNECTOR CAN BE ROTATED BY 270 DEGR. ABSOLUTE ENCODER 512 P/REV (ENCODER A-512); PERFORMANCE REDUCTION BY 10% DUE TO ABSOLUTE ENCODER; SHAFT WITH FITTED KEY, TOLERANCE N; W/O HOLDING BRAKE DEGREE OF PROTECTION IP64 | 2181 | TEM | 1 | MC | 3.103 | 1
1FK70337AK711HA2 | SIMOTICS S SYNCHRONOUS SERVOMOTOR, 1FK7 HIGH DYNAMIC 1.3 NM, 100 K, 6000 RPM, 0.57KW, NATURAL COOLING, IM B5 (V1, V3) POWER/SIGNAL CONNECTORS CONNECTOR CAN BE ROTATED BY 270 DEGR. ABSOLUTE ENCODER 512 P/REV (ENCODER A-512); PERFORMANCE REDUCTION BY 10% DUE TO ABSOLUTE ENCODER; SHAFT WITH FITTED KEY, TOLERANCE N; W/O HOLDING BRAKE DEGREE OF PROTECTION IP65 FLANGE ON DRIVE END IP67 | 2283 | TEM | 1 | MC | 3.103 | 1
1FK70337AK711HA3 | SIMOTICS S SYNCHRONOUS SERVOMOTOR, 1FK7 HIGH DYNAMIC 1.3 NM, 100 K, 6000 RPM, 0.57KW, NATURAL COOLING, IM B5 (V1, V3) POWER/SIGNAL CONNECTORS CONNECTOR CAN BE ROTATED BY 270 DEGR. ABSOLUTE ENCODER 512 P/REV (ENCODER A-512); PERFORMANCE REDUCTION BY 10% DUE TO ABSOLUTE ENCODER; SHAFT WITH FITTED KEY, TOLERANCE N; W/O HOLDING BRAKE DEGREE OF PROTECTION IP64; PAINT FINISH RAL7016 | 2230 | TEM | 1 | MC | 3.103 | 1
1FK70337AK711HA5 | SIMOTICS S SYNCHRONOUS SERVOMOTOR, 1FK7 HIGH DYNAMIC 1.3 NM, 100 K, 6000 RPM, 0.57KW, NATURAL COOLING, IM B5 (V1, V3) POWER/SIGNAL CONNECTORS CONNECTOR CAN BE ROTATED BY 270 DEGR. ABSOLUTE ENCODER 512 P/REV (ENCODER A-512); PERFORMANCE REDUCTION BY 10% DUE TO ABSOLUTE ENCODER; SHAFT WITH FITTED KEY, TOLERANCE N; W/O HOLDING BRAKE DEGREE OF PROTECTION IP65 AS FLANGE IP67; PAINT FINISH RAL7016 | 2332 | TEM | 1 | MC | 3.103 | 1
1FK70337AK711HA8 | SIMOTICS S SYNCHRONOUS SERVOMOTOR, 1FK7 HIGH DYNAMIC 1.3 NM, 100 K, 6000 RPM, 0.57KW, NATURAL COOLING, IM B5 (V1, V3) POWER/SIGNAL CONNECTORS CONNECTOR CAN BE ROTATED BY 270 DEGR. ABSOLUTE ENCODER 512 P/REV (ENCODER A-512); PERFORMANCE REDUCTION BY 10% DUE TO ABSOLUTE ENCODER; SHAFT WITH FITTED KEY, TOLERANCE N; W/O HOLDING BRAKE DEGREE OF PROTECTION IP65 IP67 D-END FLANGE; RAL7016 COATING; METALLIC RATING PLATE AT MOTOR | 2441 | TEM | 1 | MC | 3.103 | 1
1FK70337AK711HB0 | SIMOTICS S SYNCHRONOUS SERVOMOTOR, 1FK7 HIGH DYNAMIC 1.3 NM, 100 K, 6000 RPM, 0.57KW, NATURAL COOLING, IM B5 (V1, V3) POWER/SIGNAL CONNECTORS CONNECTOR CAN BE ROTATED BY 270 DEGR. ABSOLUTE ENCODER 512 P/REV (ENCODER A-512); PERFORMANCE REDUCTION BY 10% DUE TO ABSOLUTE ENCODER; SHAFT WITH FITTED KEY, TOLERANCE N; WITH HOLDING BRAKE DEGREE OF PROTECTION IP64 | 2419 | TEM | 1 | MC | 3.402 | 1
1FK70337AK711HB2 | SIMOTICS S SYNCHRONOUS SERVOMOTOR, 1FK7 HIGH DYNAMIC 1.3 NM, 100 K, 6000 RPM, 0.57KW, NATURAL COOLING, IM B5 (V1, V3) POWER/SIGNAL CONNECTORS CONNECTOR CAN BE ROTATED BY 270 DEGR. ABSOLUTE ENCODER 512 P/REV (ENCODER A-512); PERFORMANCE REDUCTION BY 10% DUE TO ABSOLUTE ENCODER; SHAFT WITH FITTED KEY, TOLERANCE N; WITH HOLDING BRAKE DEGREE OF PROTECTION IP65 FLANGE ON DRIVE END IP67 | 2521 | TEM | 1 | MC | 3.402 | 1
1FK70337AK711HB3 | SIMOTICS S SYNCHRONOUS SERVOMOTOR, 1FK7 HIGH DYNAMIC 1.3 NM, 100 K, 6000 RPM, 0.57KW, NATURAL COOLING, IM B5 (V1, V3) POWER/SIGNAL CONNECTORS CONNECTOR CAN BE ROTATED BY 270 DEGR. ABSOLUTE ENCODER 512 P/REV (ENCODER A-512); PERFORMANCE REDUCTION BY 10% DUE TO ABSOLUTE ENCODER; SHAFT WITH FITTED KEY, TOLERANCE N; WITH HOLDING BRAKE DEGREE OF PROTECTION IP64; PAINT FINISH RAL7016 | 2468 | TEM | 1 | MC | 3.402 | 1
1FK70337AK711HB5 | SIMOTICS S SYNCHRONOUS SERVOMOTOR, 1FK7 HIGH DYNAMIC 1.3 NM, 100 K, 6000 RPM, 0.57KW, NATURAL COOLING, IM B5 (V1, V3) POWER/SIGNAL CONNECTORS CONNECTOR CAN BE ROTATED BY 270 DEGR. ABSOLUTE ENCODER 512 P/REV (ENCODER A-512); PERFORMANCE REDUCTION BY 10% DUE TO ABSOLUTE ENCODER; SHAFT WITH FITTED KEY, TOLERANCE N; WITH HOLDING BRAKE DEGREE OF PROTECTION IP65 AS FLANGE IP67; PAINT FINISH RAL7016 | 2570 | TEM | 1 | MC | 3.402 | 1
1FK70337AK711HB8 | SIMOTICS S SYNCHRONOUS SERVOMOTOR, 1FK7 HIGH DYNAMIC 1.3 NM, 100 K, 6000 RPM, 0.57KW, NATURAL COOLING, IM B5 (V1, V3) POWER/SIGNAL CONNECTORS CONNECTOR CAN BE ROTATED BY 270 DEGR. ABSOLUTE ENCODER 512 P/REV (ENCODER A-512); PERFORMANCE REDUCTION BY 10% DUE TO ABSOLUTE ENCODER; SHAFT WITH FITTED KEY, TOLERANCE N; WITH HOLDING BRAKE DEGREE OF PROTECTION IP65 IP67 D-END FLANGE; RAL7016 COATING; METALLIC RATING PLATE AT MOTOR | 2678 | TEM | 1 | MC | 3.402 | 1
1FK70337AK711HG0 | SIMOTICS S SYNCHRONOUS SERVOMOTOR, 1FK7 HIGH DYNAMIC 1.3 NM, 100 K, 6000 RPM, 0.57KW, NATURAL COOLING, IM B5 (V1, V3) POWER/SIGNAL CONNECTORS CONNECTOR CAN BE ROTATED BY 270 DEGR. ABSOLUTE ENCODER 512 P/REV (ENCODER A-512); PERFORMANCE REDUCTION BY 10% DUE TO ABSOLUTE ENCODER; PLAIN SHAFT, TOLERANCE N; W/O HOLDING BRAKE DEGREE OF PROTECTION IP64 | 2088 | TEM | 1 | MC | 3.103 | 1
1FK70337AK711HG2 | SIMOTICS S SYNCHRONOUS SERVOMOTOR, 1FK7 HIGH DYNAMIC 1.3 NM, 100 K, 6000 RPM, 0.57KW, NATURAL COOLING, IM B5 (V1, V3) POWER/SIGNAL CONNECTORS CONNECTOR CAN BE ROTATED BY 270 DEGR. ABSOLUTE ENCODER 512 P/REV (ENCODER A-512); PERFORMANCE REDUCTION BY 10% DUE TO ABSOLUTE ENCODER; PLAIN SHAFT, TOLERANCE N; W/O HOLDING BRAKE DEGREE OF PROTECTION IP65 FLANGE ON DRIVE END IP67 | 2189 | TEM | 1 | MC | 3.103 | 1
1FK70337AK711HG3 | SIMOTICS S SYNCHRONOUS SERVOMOTOR, 1FK7 HIGH DYNAMIC 1.3 NM, 100 K, 6000 RPM, 0.57KW, NATURAL COOLING, IM B5 (V1, V3) POWER/SIGNAL CONNECTORS CONNECTOR CAN BE ROTATED BY 270 DEGR. ABSOLUTE ENCODER 512 P/REV (ENCODER A-512); PERFORMANCE REDUCTION BY 10% DUE TO ABSOLUTE ENCODER; PLAIN SHAFT, TOLERANCE N; W/O HOLDING BRAKE DEGREE OF PROTECTION IP64; PAINT FINISH RAL7016 | 2137 | TEM | 1 | MC | 3.103 | 1
1FK70337AK711HG5 | SIMOTICS S SYNCHRONOUS SERVOMOTOR, 1FK7 HIGH DYNAMIC 1.3 NM, 100 K, 6000 RPM, 0.57KW, NATURAL COOLING, IM B5 (V1, V3) POWER/SIGNAL CONNECTORS CONNECTOR CAN BE ROTATED BY 270 DEGR. ABSOLUTE ENCODER 512 P/REV (ENCODER A-512); PERFORMANCE REDUCTION BY 10% DUE TO ABSOLUTE ENCODER; PLAIN SHAFT, TOLERANCE N; W/O HOLDING BRAKE DEGREE OF PROTECTION IP65 AS FLANGE IP67; PAINT FINISH RAL7016 | 2238 | TEM | 1 | MC | 3.103 | 1
1FK70337AK711HG8 | SIMOTICS S SYNCHRONOUS SERVOMOTOR, 1FK7 HIGH DYNAMIC 1.3 NM, 100 K, 6000 RPM, 0.57KW, NATURAL COOLING, IM B5 (V1, V3) POWER/SIGNAL CONNECTORS CONNECTOR CAN BE ROTATED BY 270 DEGR. ABSOLUTE ENCODER 512 P/REV (ENCODER A-512); PERFORMANCE REDUCTION BY 10% DUE TO ABSOLUTE ENCODER; PLAIN SHAFT, TOLERANCE N; W/O HOLDING BRAKE DEGREE OF PROTECTION IP65 IP67 D-END FLANGE; RAL7016 COATING; METALLIC RATING PLATE AT MOTOR | 2347 | TEM | 1 | MC | 3.103 | 1
1FK70337AK711HH0 | SIMOTICS S SYNCHRONOUS SERVOMOTOR, 1FK7 HIGH DYNAMIC 1.3 NM, 100 K, 6000 RPM, 0.57KW, NATURAL COOLING, IM B5 (V1, V3) POWER/SIGNAL CONNECTORS CONNECTOR CAN BE ROTATED BY 270 DEGR. ABSOLUTE ENCODER 512 P/REV (ENCODER A-512); PERFORMANCE REDUCTION BY 10% DUE TO ABSOLUTE ENCODER; PLAIN SHAFT, TOLERANCE N; WITH HOLDING BRAKE DEGREE OF PROTECTION IP64 | 2323 | TEM | 1 | MC | 3.402 | 1
1FK70337AK711HH2 | SIMOTICS S SYNCHRONOUS SERVOMOTOR, 1FK7 HIGH DYNAMIC 1.3 NM, 100 K, 6000 RPM, 0.57KW, NATURAL COOLING, IM B5 (V1, V3) POWER/SIGNAL CONNECTORS CONNECTOR CAN BE ROTATED BY 270 DEGR. ABSOLUTE ENCODER 512 P/REV (ENCODER A-512); PERFORMANCE REDUCTION BY 10% DUE TO ABSOLUTE ENCODER; PLAIN SHAFT, TOLERANCE N; WITH HOLDING BRAKE DEGREE OF PROTECTION IP65 FLANGE ON DRIVE END IP67 | 2424 | TEM | 1 | MC | 3.402 | 1
1FK70337AK711HH3 | SIMOTICS S SYNCHRONOUS SERVOMOTOR, 1FK7 HIGH DYNAMIC 1.3 NM, 100 K, 6000 RPM, 0.57KW, NATURAL COOLING, IM B5 (V1, V3) POWER/SIGNAL CONNECTORS CONNECTOR CAN BE ROTATED BY 270 DEGR. ABSOLUTE ENCODER 512 P/REV (ENCODER A-512); PERFORMANCE REDUCTION BY 10% DUE TO ABSOLUTE ENCODER; PLAIN SHAFT, TOLERANCE N; WITH HOLDING BRAKE DEGREE OF PROTECTION IP64; PAINT FINISH RAL7016 | 2372 | TEM | 1 | MC | 3.402 | 1
1FK70337AK711HH5 | SIMOTICS S SYNCHRONOUS SERVOMOTOR, 1FK7 HIGH DYNAMIC 1.3 NM, 100 K, 6000 RPM, 0.57KW, NATURAL COOLING, IM B5 (V1, V3) POWER/SIGNAL CONNECTORS CONNECTOR CAN BE ROTATED BY 270 DEGR. ABSOLUTE ENCODER 512 P/REV (ENCODER A-512); PERFORMANCE REDUCTION BY 10% DUE TO ABSOLUTE ENCODER; PLAIN SHAFT, TOLERANCE N; WITH HOLDING BRAKE DEGREE OF PROTECTION IP65 AS FLANGE IP67; PAINT FINISH RAL7016 | 2473 | TEM | 1 | MC | 3.402 | 1
1FK70337AK711HH8 | SIMOTICS S SYNCHRONOUS SERVOMOTOR, 1FK7 HIGH DYNAMIC 1.3 NM, 100 K, 6000 RPM, 0.57KW, NATURAL COOLING, IM B5 (V1, V3) POWER/SIGNAL CONNECTORS CONNECTOR CAN BE ROTATED BY 270 DEGR. ABSOLUTE ENCODER 512 P/REV (ENCODER A-512); PERFORMANCE REDUCTION BY 10% DUE TO ABSOLUTE ENCODER; PLAIN SHAFT, TOLERANCE N; WITH HOLDING BRAKE DEGREE OF PROTECTION IP65 IP67 D-END FLANGE; RAL7016 COATING; METALLIC RATING PLATE AT MOTOR | 2582 | TEM | 1 | MC | 3.402 | 1
1FK70337AK711JA0 | SIMOTICS S SYNCHRONOUS SERVOMOTOR, 1FK7 HIGH DYNAMIC 1.3 NM, 100 K, 6000 RPM, 0.57KW, NATURAL COOLING, IM B5 (V1, V3) POWER/SIGNAL CONNECTORS CONNECTOR CAN BE ROTATED BY 270 DEGR. ABSOLUTE ENCODER 16 S/R (ENCODER A-16); PERFORMANCE REDUCTION BY 10% DUE TO ABSOLUTE ENCODER; SHAFT WITH FITTED KEY, TOLERANCE N; W/O HOLDING BRAKE DEGREE OF PROTECTION IP64 | 1618 | TEM | 1 | MC | 3.103 | 1
1FK70337AK711JA2 | SIMOTICS S SYNCHRONOUS SERVOMOTOR, 1FK7 HIGH DYNAMIC 1.3 NM, 100 K, 6000 RPM, 0.57KW, NATURAL COOLING, IM B5 (V1, V3) POWER/SIGNAL CONNECTORS CONNECTOR CAN BE ROTATED BY 270 DEGR. ABSOLUTE ENCODER 16 S/R (ENCODER A-16); PERFORMANCE REDUCTION BY 10% DUE TO ABSOLUTE ENCODER; SHAFT WITH FITTED KEY, TOLERANCE N; W/O HOLDING BRAKE DEGREE OF PROTECTION IP65 FLANGE ON DRIVE END IP67 | 1720 | TEM | 1 | MC | 3.103 | 1
1FK70337AK711JA3 | SIMOTICS S SYNCHRONOUS SERVOMOTOR, 1FK7 HIGH DYNAMIC 1.3 NM, 100 K, 6000 RPM, 0.57KW, NATURAL COOLING, IM B5 (V1, V3) POWER/SIGNAL CONNECTORS CONNECTOR CAN BE ROTATED BY 270 DEGR. ABSOLUTE ENCODER 16 S/R (ENCODER A-16); PERFORMANCE REDUCTION BY 10% DUE TO ABSOLUTE ENCODER; SHAFT WITH FITTED KEY, TOLERANCE N; W/O HOLDING BRAKE DEGREE OF PROTECTION IP64; PAINT FINISH RAL7016 | 1668 | TEM | 1 | MC | 3.103 | 1
1FK70337AK711JA5 | SIMOTICS S SYNCHRONOUS SERVOMOTOR, 1FK7 HIGH DYNAMIC 1.3 NM, 100 K, 6000 RPM, 0.57KW, NATURAL COOLING, IM B5 (V1, V3) POWER/SIGNAL CONNECTORS CONNECTOR CAN BE ROTATED BY 270 DEGR. ABSOLUTE ENCODER 16 S/R (ENCODER A-16); PERFORMANCE REDUCTION BY 10% DUE TO ABSOLUTE ENCODER; SHAFT WITH FITTED KEY, TOLERANCE N; W/O HOLDING BRAKE DEGREE OF PROTECTION IP65 AS FLANGE IP67; PAINT FINISH RAL7016 | 1769 | TEM | 1 | MC | 3.103 | 1
1FK70337AK711JA8 | SIMOTICS S SYNCHRONOUS SERVOMOTOR, 1FK7 HIGH DYNAMIC 1.3 NM, 100 K, 6000 RPM, 0.57KW, NATURAL COOLING, IM B5 (V1, V3) POWER/SIGNAL CONNECTORS CONNECTOR CAN BE ROTATED BY 270 DEGR. ABSOLUTE ENCODER 16 S/R (ENCODER A-16); PERFORMANCE REDUCTION BY 10% DUE TO ABSOLUTE ENCODER; SHAFT WITH FITTED KEY, TOLERANCE N; W/O HOLDING BRAKE DEGREE OF PROTECTION IP65 IP67 D-END FLANGE; RAL7016 COATING; METALLIC RATING PLATE AT MOTOR | 1878 | TEM | 1 | MC | 3.103 | 1
1FK70337AK711JB0 | SIMOTICS S SYNCHRONOUS SERVOMOTOR, 1FK7 HIGH DYNAMIC 1.3 NM, 100 K, 6000 RPM, 0.57KW, NATURAL COOLING, IM B5 (V1, V3) POWER/SIGNAL CONNECTORS CONNECTOR CAN BE ROTATED BY 270 DEGR. ABSOLUTE ENCODER 16 S/R (ENCODER A-16); PERFORMANCE REDUCTION BY 10% DUE TO ABSOLUTE ENCODER; SHAFT WITH FITTED KEY, TOLERANCE N; WITH HOLDING BRAKE DEGREE OF PROTECTION IP64 | 1856 | TEM | 1 | MC | 3.402 | 1
1FK70337AK711JB2 | SIMOTICS S SYNCHRONOUS SERVOMOTOR, 1FK7 HIGH DYNAMIC 1.3 NM, 100 K, 6000 RPM, 0.57KW, NATURAL COOLING, IM B5 (V1, V3) POWER/SIGNAL CONNECTORS CONNECTOR CAN BE ROTATED BY 270 DEGR. ABSOLUTE ENCODER 16 S/R (ENCODER A-16); PERFORMANCE REDUCTION BY 10% DUE TO ABSOLUTE ENCODER; SHAFT WITH FITTED KEY, TOLERANCE N; WITH HOLDING BRAKE DEGREE OF PROTECTION IP65 FLANGE ON DRIVE END IP67 | 1958 | TEM | 1 | MC | 3.402 | 1
1FK70337AK711JB3 | SIMOTICS S SYNCHRONOUS SERVOMOTOR, 1FK7 HIGH DYNAMIC 1.3 NM, 100 K, 6000 RPM, 0.57KW, NATURAL COOLING, IM B5 (V1, V3) POWER/SIGNAL CONNECTORS CONNECTOR CAN BE ROTATED BY 270 DEGR. ABSOLUTE ENCODER 16 S/R (ENCODER A-16); PERFORMANCE REDUCTION BY 10% DUE TO ABSOLUTE ENCODER; SHAFT WITH FITTED KEY, TOLERANCE N; WITH HOLDING BRAKE DEGREE OF PROTECTION IP64; PAINT FINISH RAL7016 | 1905 | TEM | 1 | MC | 3.402 | 1
1FK70337AK711JB5 | SIMOTICS S SYNCHRONOUS SERVOMOTOR, 1FK7 HIGH DYNAMIC 1.3 NM, 100 K, 6000 RPM, 0.57KW, NATURAL COOLING, IM B5 (V1, V3) POWER/SIGNAL CONNECTORS CONNECTOR CAN BE ROTATED BY 270 DEGR. ABSOLUTE ENCODER 16 S/R (ENCODER A-16); PERFORMANCE REDUCTION BY 10% DUE TO ABSOLUTE ENCODER; SHAFT WITH FITTED KEY, TOLERANCE N; WITH HOLDING BRAKE DEGREE OF PROTECTION IP65 AS FLANGE IP67; PAINT FINISH RAL7016 | 2007 | TEM | 1 | MC | 3.402 | 1
1FK70337AK711JB8 | SIMOTICS S SYNCHRONOUS SERVOMOTOR, 1FK7 HIGH DYNAMIC 1.3 NM, 100 K, 6000 RPM, 0.57KW, NATURAL COOLING, IM B5 (V1, V3) POWER/SIGNAL CONNECTORS CONNECTOR CAN BE ROTATED BY 270 DEGR. ABSOLUTE ENCODER 16 S/R (ENCODER A-16); PERFORMANCE REDUCTION BY 10% DUE TO ABSOLUTE ENCODER; SHAFT WITH FITTED KEY, TOLERANCE N; WITH HOLDING BRAKE DEGREE OF PROTECTION IP65 IP67 D-END FLANGE; RAL7016 COATING; METALLIC RATING PLATE AT MOTOR | 2116 | TEM | 1 | MC | 3.402 | 1
1FK70337AK711JG0 | SIMOTICS S SYNCHRONOUS SERVOMOTOR, 1FK7 HIGH DYNAMIC 1.3 NM, 100 K, 6000 RPM, 0.57KW, NATURAL COOLING, IM B5 (V1, V3) POWER/SIGNAL CONNECTORS CONNECTOR CAN BE ROTATED BY 270 DEGR. ABSOLUTE ENCODER 16 S/R (ENCODER A-16); PERFORMANCE REDUCTION BY 10% DUE TO ABSOLUTE ENCODER; PLAIN SHAFT, TOLERANCE N; W/O HOLDING BRAKE DEGREE OF PROTECTION IP64 | 1525 | TEM | 1 | MC | 3.103 | 1
1FK70337AK711JG2 | SIMOTICS S SYNCHRONOUS SERVOMOTOR, 1FK7 HIGH DYNAMIC 1.3 NM, 100 K, 6000 RPM, 0.57KW, NATURAL COOLING, IM B5 (V1, V3) POWER/SIGNAL CONNECTORS CONNECTOR CAN BE ROTATED BY 270 DEGR. ABSOLUTE ENCODER 16 S/R (ENCODER A-16); PERFORMANCE REDUCTION BY 10% DUE TO ABSOLUTE ENCODER; PLAIN SHAFT, TOLERANCE N; W/O HOLDING BRAKE DEGREE OF PROTECTION IP65 FLANGE ON DRIVE END IP67 | 1626 | TEM | 1 | MC | 3.103 | 1
1FK70337AK711JG3 | SIMOTICS S SYNCHRONOUS SERVOMOTOR, 1FK7 HIGH DYNAMIC 1.3 NM, 100 K, 6000 RPM, 0.57KW, NATURAL COOLING, IM B5 (V1, V3) POWER/SIGNAL CONNECTORS CONNECTOR CAN BE ROTATED BY 270 DEGR. ABSOLUTE ENCODER 16 S/R (ENCODER A-16); PERFORMANCE REDUCTION BY 10% DUE TO ABSOLUTE ENCODER; PLAIN SHAFT, TOLERANCE N; W/O HOLDING BRAKE DEGREE OF PROTECTION IP64; PAINT FINISH RAL7016 | 1574 | TEM | 1 | MC | 3.103 | 1
1FK70337AK711JG5 | SIMOTICS S SYNCHRONOUS SERVOMOTOR, 1FK7 HIGH DYNAMIC 1.3 NM, 100 K, 6000 RPM, 0.57KW, NATURAL COOLING, IM B5 (V1, V3) POWER/SIGNAL CONNECTORS CONNECTOR CAN BE ROTATED BY 270 DEGR. ABSOLUTE ENCODER 16 S/R (ENCODER A-16); PERFORMANCE REDUCTION BY 10% DUE TO ABSOLUTE ENCODER; PLAIN SHAFT, TOLERANCE N; W/O HOLDING BRAKE DEGREE OF PROTECTION IP65 AS FLANGE IP67; PAINT FINISH RAL7016 | 1676 | TEM | 1 | MC | 3.103 | 1
1FK70337AK711JG8 | SIMOTICS S SYNCHRONOUS SERVOMOTOR, 1FK7 HIGH DYNAMIC 1.3 NM, 100 K, 6000 RPM, 0.57KW, NATURAL COOLING, IM B5 (V1, V3) POWER/SIGNAL CONNECTORS CONNECTOR CAN BE ROTATED BY 270 DEGR. ABSOLUTE ENCODER 16 S/R (ENCODER A-16); PERFORMANCE REDUCTION BY 10% DUE TO ABSOLUTE ENCODER; PLAIN SHAFT, TOLERANCE N; W/O HOLDING BRAKE DEGREE OF PROTECTION IP65 IP67 D-END FLANGE; RAL7016 COATING; METALLIC RATING PLATE AT MOTOR | 1784 | TEM | 1 | MC | 3.103 | 1
1FK70337AK711JH0 | SIMOTICS S SYNCHRONOUS SERVOMOTOR, 1FK7 HIGH DYNAMIC 1.3 NM, 100 K, 6000 RPM, 0.57KW, NATURAL COOLING, IM B5 (V1, V3) POWER/SIGNAL CONNECTORS CONNECTOR CAN BE ROTATED BY 270 DEGR. ABSOLUTE ENCODER 16 S/R (ENCODER A-16); PERFORMANCE REDUCTION BY 10% DUE TO ABSOLUTE ENCODER; PLAIN SHAFT, TOLERANCE N; WITH HOLDING BRAKE DEGREE OF PROTECTION IP64 | 1760 | TEM | 1 | MC | 3.402 | 1
1FK70337AK711JH2 | SIMOTICS S SYNCHRONOUS SERVOMOTOR, 1FK7 HIGH DYNAMIC 1.3 NM, 100 K, 6000 RPM, 0.57KW, NATURAL COOLING, IM B5 (V1, V3) POWER/SIGNAL CONNECTORS CONNECTOR CAN BE ROTATED BY 270 DEGR. ABSOLUTE ENCODER 16 S/R (ENCODER A-16); PERFORMANCE REDUCTION BY 10% DUE TO ABSOLUTE ENCODER; PLAIN SHAFT, TOLERANCE N; WITH HOLDING BRAKE DEGREE OF PROTECTION IP65 FLANGE ON DRIVE END IP67 | 1861 | TEM | 1 | MC | 3.402 | 1
1FK70337AK711JH3 | SIMOTICS S SYNCHRONOUS SERVOMOTOR, 1FK7 HIGH DYNAMIC 1.3 NM, 100 K, 6000 RPM, 0.57KW, NATURAL COOLING, IM B5 (V1, V3) POWER/SIGNAL CONNECTORS CONNECTOR CAN BE ROTATED BY 270 DEGR. ABSOLUTE ENCODER 16 S/R (ENCODER A-16); PERFORMANCE REDUCTION BY 10% DUE TO ABSOLUTE ENCODER; PLAIN SHAFT, TOLERANCE N; WITH HOLDING BRAKE DEGREE OF PROTECTION IP64; PAINT FINISH RAL7016 | 1809 | TEM | 1 | MC | 3.402 | 1
1FK70337AK711JH5 | SIMOTICS S SYNCHRONOUS SERVOMOTOR, 1FK7 HIGH DYNAMIC 1.3 NM, 100 K, 6000 RPM, 0.57KW, NATURAL COOLING, IM B5 (V1, V3) POWER/SIGNAL CONNECTORS CONNECTOR CAN BE ROTATED BY 270 DEGR. ABSOLUTE ENCODER 16 S/R (ENCODER A-16); PERFORMANCE REDUCTION BY 10% DUE TO ABSOLUTE ENCODER; PLAIN SHAFT, TOLERANCE N; WITH HOLDING BRAKE DEGREE OF PROTECTION IP65 AS FLANGE IP67; PAINT FINISH RAL7016 | 1911 | TEM | 1 | MC | 3.402 | 1
1FK70337AK711JH8 | SIMOTICS S SYNCHRONOUS SERVOMOTOR, 1FK7 HIGH DYNAMIC 1.3 NM, 100 K, 6000 RPM, 0.57KW, NATURAL COOLING, IM B5 (V1, V3) POWER/SIGNAL CONNECTORS CONNECTOR CAN BE ROTATED BY 270 DEGR. ABSOLUTE ENCODER 16 S/R (ENCODER A-16); PERFORMANCE REDUCTION BY 10% DUE TO ABSOLUTE ENCODER; PLAIN SHAFT, TOLERANCE N; WITH HOLDING BRAKE DEGREE OF PROTECTION IP65 IP67 D-END FLANGE; RAL7016 COATING; METALLIC RATING PLATE AT MOTOR | 2019 | TEM | 1 | MC | 3.402 | 1
1FK70337AK711LA0 | SIMOTICS S SYNCHRONOUS SERVOMOTOR, 1FK7 HIGH DYNAMIC 1.3 NM, 100 K, 6000 RPM, 0.57KW, NATURAL COOLING, IM B5 (V1, V3) POWER/SIGNAL CONNECTORS CONNECTOR CAN BE ROTATED BY 270 DEGR. ABSOLUTE ENCODER 512 P/REV (ENCODER A-512) WITH DRIVE-CLIQ INTERFACE; PERFORMANCE REDUCTION BY 10% DUE TO ABSOLUTE ENCODER; SHAFT WITH FITTED KEY, TOLERANCE N; W/O HOLDING BRAKE DEGREE OF PROTECTION IP64 | 2441 | TEM | 1 | MC | 3.103 | 1
1FK70337AK711LA2 | SIMOTICS S SYNCHRONOUS SERVOMOTOR, 1FK7 HIGH DYNAMIC 1.3 NM, 100 K, 6000 RPM, 0.57KW, NATURAL COOLING, IM B5 (V1, V3) POWER/SIGNAL CONNECTORS CONNECTOR CAN BE ROTATED BY 270 DEGR. ABSOLUTE ENCODER 512 P/REV (ENCODER A-512) WITH DRIVE-CLIQ INTERFACE; PERFORMANCE REDUCTION BY 10% DUE TO ABSOLUTE ENCODER; SHAFT WITH FITTED KEY, TOLERANCE N; W/O HOLDING BRAKE DEGREE OF PROTECTION IP65 FLANGE ON DRIVE END IP67 | 2542 | TEM | 1 | MC | 3.103 | 1
1FK70337AK711LA3 | SIMOTICS S SYNCHRONOUS SERVOMOTOR, 1FK7 HIGH DYNAMIC 1.3 NM, 100 K, 6000 RPM, 0.57KW, NATURAL COOLING, IM B5 (V1, V3) POWER/SIGNAL CONNECTORS CONNECTOR CAN BE ROTATED BY 270 DEGR. ABSOLUTE ENCODER 512 P/REV (ENCODER A-512) WITH DRIVE-CLIQ INTERFACE; PERFORMANCE REDUCTION BY 10% DUE TO ABSOLUTE ENCODER; SHAFT WITH FITTED KEY, TOLERANCE N; W/O HOLDING BRAKE DEGREE OF PROTECTION IP64; PAINT FINISH RAL7016 | 2490 | TEM | 1 | MC | 3.103 | 1
1FK70337AK711LA5 | SIMOTICS S SYNCHRONOUS SERVOMOTOR, 1FK7 HIGH DYNAMIC 1.3 NM, 100 K, 6000 RPM, 0.57KW, NATURAL COOLING, IM B5 (V1, V3) POWER/SIGNAL CONNECTORS CONNECTOR CAN BE ROTATED BY 270 DEGR. ABSOLUTE ENCODER 512 P/REV (ENCODER A-512) WITH DRIVE-CLIQ INTERFACE; PERFORMANCE REDUCTION BY 10% DUE TO ABSOLUTE ENCODER; SHAFT WITH FITTED KEY, TOLERANCE N; W/O HOLDING BRAKE DEGREE OF PROTECTION IP65 AS FLANGE IP67; PAINT FINISH RAL7016 | 2591 | TEM | 1 | MC | 3.103 | 1
1FK70337AK711LA8 | SIMOTICS S SYNCHRONOUS SERVOMOTOR, 1FK7 HIGH DYNAMIC 1.3 NM, 100 K, 6000 RPM, 0.57KW, NATURAL COOLING, IM B5 (V1, V3) POWER/SIGNAL CONNECTORS CONNECTOR CAN BE ROTATED BY 270 DEGR. ABSOLUTE ENCODER 512 P/REV (ENCODER A-512) WITH DRIVE-CLIQ INTERFACE; PERFORMANCE REDUCTION BY 10% DUE TO ABSOLUTE ENCODER; SHAFT WITH FITTED KEY, TOLERANCE N; W/O HOLDING BRAKE DEGREE OF PROTECTION IP65 IP67 D-END FLANGE; RAL7016 COATING; METALLIC RATING PLATE AT MOTOR | 2700 | TEM | 1 | MC | 3.103 | 1
1FK70337AK711LB0 | SIMOTICS S SYNCHRONOUS SERVOMOTOR, 1FK7 HIGH DYNAMIC 1.3 NM, 100 K, 6000 RPM, 0.57KW, NATURAL COOLING, IM B5 (V1, V3) POWER/SIGNAL CONNECTORS CONNECTOR CAN BE ROTATED BY 270 DEGR. ABSOLUTE ENCODER 512 P/REV (ENCODER A-512) WITH DRIVE-CLIQ INTERFACE; PERFORMANCE REDUCTION BY 10% DUE TO ABSOLUTE ENCODER; SHAFT WITH FITTED KEY, TOLERANCE N; WITH HOLDING BRAKE DEGREE OF PROTECTION IP64 | 2678 | TEM | 1 | MC | 3.402 | 1
1FK70337AK711LB2 | SIMOTICS S SYNCHRONOUS SERVOMOTOR, 1FK7 HIGH DYNAMIC 1.3 NM, 100 K, 6000 RPM, 0.57KW, NATURAL COOLING, IM B5 (V1, V3) POWER/SIGNAL CONNECTORS CONNECTOR CAN BE ROTATED BY 270 DEGR. ABSOLUTE ENCODER 512 P/REV (ENCODER A-512) WITH DRIVE-CLIQ INTERFACE; PERFORMANCE REDUCTION BY 10% DUE TO ABSOLUTE ENCODER; SHAFT WITH FITTED KEY, TOLERANCE N; WITH HOLDING BRAKE DEGREE OF PROTECTION IP65 FLANGE ON DRIVE END IP67 | 2780 | TEM | 1 | MC | 3.402 | 1
1FK70337AK711LB3 | SIMOTICS S SYNCHRONOUS SERVOMOTOR, 1FK7 HIGH DYNAMIC 1.3 NM, 100 K, 6000 RPM, 0.57KW, NATURAL COOLING, IM B5 (V1, V3) POWER/SIGNAL CONNECTORS CONNECTOR CAN BE ROTATED BY 270 DEGR. ABSOLUTE ENCODER 512 P/REV (ENCODER A-512) WITH DRIVE-CLIQ INTERFACE; PERFORMANCE REDUCTION BY 10% DUE TO ABSOLUTE ENCODER; SHAFT WITH FITTED KEY, TOLERANCE N; WITH HOLDING BRAKE DEGREE OF PROTECTION IP64; PAINT FINISH RAL7016 | 2728 | TEM | 1 | MC | 3.402 | 1
1FK70337AK711LB5 | SIMOTICS S SYNCHRONOUS SERVOMOTOR, 1FK7 HIGH DYNAMIC 1.3 NM, 100 K, 6000 RPM, 0.57KW, NATURAL COOLING, IM B5 (V1, V3) POWER/SIGNAL CONNECTORS CONNECTOR CAN BE ROTATED BY 270 DEGR. ABSOLUTE ENCODER 512 P/REV (ENCODER A-512) WITH DRIVE-CLIQ INTERFACE; PERFORMANCE REDUCTION BY 10% DUE TO ABSOLUTE ENCODER; SHAFT WITH FITTED KEY, TOLERANCE N; WITH HOLDING BRAKE DEGREE OF PROTECTION IP65 AS FLANGE IP67; PAINT FINISH RAL7016 | 2829 | TEM | 1 | MC | 3.402 | 1
1FK70337AK711LB8 | SIMOTICS S SYNCHRONOUS SERVOMOTOR, 1FK7 HIGH DYNAMIC 1.3 NM, 100 K, 6000 RPM, 0.57KW, NATURAL COOLING, IM B5 (V1, V3) POWER/SIGNAL CONNECTORS CONNECTOR CAN BE ROTATED BY 270 DEGR. ABSOLUTE ENCODER 512 P/REV (ENCODER A-512) WITH DRIVE-CLIQ INTERFACE; PERFORMANCE REDUCTION BY 10% DUE TO ABSOLUTE ENCODER; SHAFT WITH FITTED KEY, TOLERANCE N; WITH HOLDING BRAKE DEGREE OF PROTECTION IP65 IP67 D-END FLANGE; RAL7016 COATING; METALLIC RATING PLATE AT MOTOR | 2938 | TEM | 1 | MC | 3.402 | 1
1FK70337AK711LG0 | SIMOTICS S SYNCHRONOUS SERVOMOTOR, 1FK7 HIGH DYNAMIC 1.3 NM, 100 K, 6000 RPM, 0.57KW, NATURAL COOLING, IM B5 (V1, V3) POWER/SIGNAL CONNECTORS CONNECTOR CAN BE ROTATED BY 270 DEGR. ABSOLUTE ENCODER 512 P/REV (ENCODER A-512) WITH DRIVE-CLIQ INTERFACE; PERFORMANCE REDUCTION BY 10% DUE TO ABSOLUTE ENCODER; PLAIN SHAFT, TOLERANCE N; W/O HOLDING BRAKE DEGREE OF PROTECTION IP64 | 2347 | TEM | 1 | MC | 3.103 | 1
1FK70337AK711LG2 | SIMOTICS S SYNCHRONOUS SERVOMOTOR, 1FK7 HIGH DYNAMIC 1.3 NM, 100 K, 6000 RPM, 0.57KW, NATURAL COOLING, IM B5 (V1, V3) POWER/SIGNAL CONNECTORS CONNECTOR CAN BE ROTATED BY 270 DEGR. ABSOLUTE ENCODER 512 P/REV (ENCODER A-512) WITH DRIVE-CLIQ INTERFACE; PERFORMANCE REDUCTION BY 10% DUE TO ABSOLUTE ENCODER; PLAIN SHAFT, TOLERANCE N; W/O HOLDING BRAKE DEGREE OF PROTECTION IP65 FLANGE ON DRIVE END IP67 | 2448 | TEM | 1 | MC | 3.103 | 1
1FK70337AK711LG3 | SIMOTICS S SYNCHRONOUS SERVOMOTOR, 1FK7 HIGH DYNAMIC 1.3 NM, 100 K, 6000 RPM, 0.57KW, NATURAL COOLING, IM B5 (V1, V3) POWER/SIGNAL CONNECTORS CONNECTOR CAN BE ROTATED BY 270 DEGR. ABSOLUTE ENCODER 512 P/REV (ENCODER A-512) WITH DRIVE-CLIQ INTERFACE; PERFORMANCE REDUCTION BY 10% DUE TO ABSOLUTE ENCODER; PLAIN SHAFT, TOLERANCE N; W/O HOLDING BRAKE DEGREE OF PROTECTION IP64; PAINT FINISH RAL7016 | 2396 | TEM | 1 | MC | 3.103 | 1
1FK70337AK711LG5 | SIMOTICS S SYNCHRONOUS SERVOMOTOR, 1FK7 HIGH DYNAMIC 1.3 NM, 100 K, 6000 RPM, 0.57KW, NATURAL COOLING, IM B5 (V1, V3) POWER/SIGNAL CONNECTORS CONNECTOR CAN BE ROTATED BY 270 DEGR. ABSOLUTE ENCODER 512 P/REV (ENCODER A-512) WITH DRIVE-CLIQ INTERFACE; PERFORMANCE REDUCTION BY 10% DUE TO ABSOLUTE ENCODER; PLAIN SHAFT, TOLERANCE N; W/O HOLDING BRAKE DEGREE OF PROTECTION IP65 AS FLANGE IP67; PAINT FINISH RAL7016 | 2498 | TEM | 1 | MC | 3.103 | 1
1FK70337AK711LG8 | SIMOTICS S SYNCHRONOUS SERVOMOTOR, 1FK7 HIGH DYNAMIC 1.3 NM, 100 K, 6000 RPM, 0.57KW, NATURAL COOLING, IM B5 (V1, V3) POWER/SIGNAL CONNECTORS CONNECTOR CAN BE ROTATED BY 270 DEGR. ABSOLUTE ENCODER 512 P/REV (ENCODER A-512) WITH DRIVE-CLIQ INTERFACE; PERFORMANCE REDUCTION BY 10% DUE TO ABSOLUTE ENCODER; PLAIN SHAFT, TOLERANCE N; W/O HOLDING BRAKE DEGREE OF PROTECTION IP65 IP67 D-END FLANGE; RAL7016 COATING; METALLIC RATING PLATE AT MOTOR | 2606 | TEM | 1 | MC | 3.103 | 1
1FK70337AK711LH0 | SIMOTICS S SYNCHRONOUS SERVOMOTOR, 1FK7 HIGH DYNAMIC 1.3 NM, 100 K, 6000 RPM, 0.57KW, NATURAL COOLING, IM B5 (V1, V3) POWER/SIGNAL CONNECTORS CONNECTOR CAN BE ROTATED BY 270 DEGR. ABSOLUTE ENCODER 512 P/REV (ENCODER A-512) WITH DRIVE-CLIQ INTERFACE; PERFORMANCE REDUCTION BY 10% DUE TO ABSOLUTE ENCODER; PLAIN SHAFT, TOLERANCE N; WITH HOLDING BRAKE DEGREE OF PROTECTION IP64 | 2582 | TEM | 1 | MC | 3.402 | 1
1FK70337AK711LH2 | SIMOTICS S SYNCHRONOUS SERVOMOTOR, 1FK7 HIGH DYNAMIC 1.3 NM, 100 K, 6000 RPM, 0.57KW, NATURAL COOLING, IM B5 (V1, V3) POWER/SIGNAL CONNECTORS CONNECTOR CAN BE ROTATED BY 270 DEGR. ABSOLUTE ENCODER 512 P/REV (ENCODER A-512) WITH DRIVE-CLIQ INTERFACE; PERFORMANCE REDUCTION BY 10% DUE TO ABSOLUTE ENCODER; PLAIN SHAFT, TOLERANCE N; WITH HOLDING BRAKE DEGREE OF PROTECTION IP65 FLANGE ON DRIVE END IP67 | 2684 | TEM | 1 | MC | 3.402 | 1
1FK70337AK711LH3 | SIMOTICS S SYNCHRONOUS SERVOMOTOR, 1FK7 HIGH DYNAMIC 1.3 NM, 100 K, 6000 RPM, 0.57KW, NATURAL COOLING, IM B5 (V1, V3) POWER/SIGNAL CONNECTORS CONNECTOR CAN BE ROTATED BY 270 DEGR. ABSOLUTE ENCODER 512 P/REV (ENCODER A-512) WITH DRIVE-CLIQ INTERFACE; PERFORMANCE REDUCTION BY 10% DUE TO ABSOLUTE ENCODER; PLAIN SHAFT, TOLERANCE N; WITH HOLDING BRAKE DEGREE OF PROTECTION IP64; PAINT FINISH RAL7016 | 2631 | TEM | 1 | MC | 3.402 | 1
1FK70337AK711LH5 | SIMOTICS S SYNCHRONOUS SERVOMOTOR, 1FK7 HIGH DYNAMIC 1.3 NM, 100 K, 6000 RPM, 0.57KW, NATURAL COOLING, IM B5 (V1, V3) POWER/SIGNAL CONNECTORS CONNECTOR CAN BE ROTATED BY 270 DEGR. ABSOLUTE ENCODER 512 P/REV (ENCODER A-512) WITH DRIVE-CLIQ INTERFACE; PERFORMANCE REDUCTION BY 10% DUE TO ABSOLUTE ENCODER; PLAIN SHAFT, TOLERANCE N; WITH HOLDING BRAKE DEGREE OF PROTECTION IP65 AS FLANGE IP67; PAINT FINISH RAL7016 | 2733 | TEM | 1 | MC | 3.402 | 1
1FK70337AK711LH8 | SIMOTICS S SYNCHRONOUS SERVOMOTOR, 1FK7 HIGH DYNAMIC 1.3 NM, 100 K, 6000 RPM, 0.57KW, NATURAL COOLING, IM B5 (V1, V3) POWER/SIGNAL CONNECTORS CONNECTOR CAN BE ROTATED BY 270 DEGR. ABSOLUTE ENCODER 512 P/REV (ENCODER A-512) WITH DRIVE-CLIQ INTERFACE; PERFORMANCE REDUCTION BY 10% DUE TO ABSOLUTE ENCODER; PLAIN SHAFT, TOLERANCE N; WITH HOLDING BRAKE DEGREE OF PROTECTION IP65 IP67 D-END FLANGE; RAL7016 COATING; METALLIC RATING PLATE AT MOTOR | 2841 | TEM | 1 | MC | 3.402 | 1
1FK70337AK711PA0 | SIMOTICS S SYNCHRONOUS SERVOMOTOR, 1FK7 HIGH DYNAMIC 1.3 NM, 100 K, 6000 RPM, 0.57KW, NATURAL COOLING, IM B5 (V1, V3) POWER/SIGNAL CONNECTORS CONNECTOR CAN BE ROTATED BY 270 DEGR. RESOLVER 2-POLE (RESOLVER P=1) WITH DRIVE-CLIQ INTERFACE; SHAFT WITH FITTED KEY, TOLERANCE N; W/O HOLDING BRAKE DEGREE OF PROTECTION IP64 | 1403 | TEM | 1 | MC | 3.103 | 1
1FK70337AK711PA2 | SIMOTICS S SYNCHRONOUS SERVOMOTOR, 1FK7 HIGH DYNAMIC 1.3 NM, 100 K, 6000 RPM, 0.57KW, NATURAL COOLING, IM B5 (V1, V3) POWER/SIGNAL CONNECTORS CONNECTOR CAN BE ROTATED BY 270 DEGR. RESOLVER 2-POLE (RESOLVER P=1) WITH DRIVE-CLIQ INTERFACE; SHAFT WITH FITTED KEY, TOLERANCE N; W/O HOLDING BRAKE DEGREE OF PROTECTION IP65 FLANGE ON DRIVE END IP67 | 1505 | TEM | 1 | MC | 3.103 | 1
1FK70337AK711PA3 | SIMOTICS S SYNCHRONOUS SERVOMOTOR, 1FK7 HIGH DYNAMIC 1.3 NM, 100 K, 6000 RPM, 0.57KW, NATURAL COOLING, IM B5 (V1, V3) POWER/SIGNAL CONNECTORS CONNECTOR CAN BE ROTATED BY 270 DEGR. RESOLVER 2-POLE (RESOLVER P=1) WITH DRIVE-CLIQ INTERFACE; SHAFT WITH FITTED KEY, TOLERANCE N; W/O HOLDING BRAKE DEGREE OF PROTECTION IP64; PAINT FINISH RAL7016 | 1452 | TEM | 1 | MC | 3.103 | 1
1FK70337AK711PA5 | SIMOTICS S SYNCHRONOUS SERVOMOTOR, 1FK7 HIGH DYNAMIC 1.3 NM, 100 K, 6000 RPM, 0.57KW, NATURAL COOLING, IM B5 (V1, V3) POWER/SIGNAL CONNECTORS CONNECTOR CAN BE ROTATED BY 270 DEGR. RESOLVER 2-POLE (RESOLVER P=1) WITH DRIVE-CLIQ INTERFACE; SHAFT WITH FITTED KEY, TOLERANCE N; W/O HOLDING BRAKE DEGREE OF PROTECTION IP65 AS FLANGE IP67; PAINT FINISH RAL7016 | 1554 | TEM | 1 | MC | 3.103 | 1
1FK70337AK711PA8 | SIMOTICS S SYNCHRONOUS SERVOMOTOR, 1FK7 HIGH DYNAMIC 1.3 NM, 100 K, 6000 RPM, 0.57KW, NATURAL COOLING, IM B5 (V1, V3) POWER/SIGNAL CONNECTORS CONNECTOR CAN BE ROTATED BY 270 DEGR. RESOLVER 2-POLE (RESOLVER P=1) WITH DRIVE-CLIQ INTERFACE; SHAFT WITH FITTED KEY, TOLERANCE N; W/O HOLDING BRAKE DEGREE OF PROTECTION IP65 IP67 D-END FLANGE; RAL7016 COATING; METALLIC RATING PLATE AT MOTOR | 1662 | TEM | 1 | MC | 3.103 | 1
1FK70337AK711PB0 | SIMOTICS S SYNCHRONOUS SERVOMOTOR, 1FK7 HIGH DYNAMIC 1.3 NM, 100 K, 6000 RPM, 0.57KW, NATURAL COOLING, IM B5 (V1, V3) POWER/SIGNAL CONNECTORS CONNECTOR CAN BE ROTATED BY 270 DEGR. RESOLVER 2-POLE (RESOLVER P=1) WITH DRIVE-CLIQ INTERFACE; SHAFT WITH FITTED KEY, TOLERANCE N; WITH HOLDING BRAKE DEGREE OF PROTECTION IP64 | 1641 | TEM | 1 | MC | 3.402 | 1
1FK70337AK711PB2 | SIMOTICS S SYNCHRONOUS SERVOMOTOR, 1FK7 HIGH DYNAMIC 1.3 NM, 100 K, 6000 RPM, 0.57KW, NATURAL COOLING, IM B5 (V1, V3) POWER/SIGNAL CONNECTORS CONNECTOR CAN BE ROTATED BY 270 DEGR. RESOLVER 2-POLE (RESOLVER P=1) WITH DRIVE-CLIQ INTERFACE; SHAFT WITH FITTED KEY, TOLERANCE N; WITH HOLDING BRAKE DEGREE OF PROTECTION IP65 FLANGE ON DRIVE END IP67 | 1742 | TEM | 1 | MC | 3.402 | 1
1FK70337AK711PB3 | SIMOTICS S SYNCHRONOUS SERVOMOTOR, 1FK7 HIGH DYNAMIC 1.3 NM, 100 K, 6000 RPM, 0.57KW, NATURAL COOLING, IM B5 (V1, V3) POWER/SIGNAL CONNECTORS CONNECTOR CAN BE ROTATED BY 270 DEGR. RESOLVER 2-POLE (RESOLVER P=1) WITH DRIVE-CLIQ INTERFACE; SHAFT WITH FITTED KEY, TOLERANCE N; WITH HOLDING BRAKE DEGREE OF PROTECTION IP64; PAINT FINISH RAL7016 | 1690 | TEM | 1 | MC | 3.402 | 1
1FK70337AK711PB5 | SIMOTICS S SYNCHRONOUS SERVOMOTOR, 1FK7 HIGH DYNAMIC 1.3 NM, 100 K, 6000 RPM, 0.57KW, NATURAL COOLING, IM B5 (V1, V3) POWER/SIGNAL CONNECTORS CONNECTOR CAN BE ROTATED BY 270 DEGR. RESOLVER 2-POLE (RESOLVER P=1) WITH DRIVE-CLIQ INTERFACE; SHAFT WITH FITTED KEY, TOLERANCE N; WITH HOLDING BRAKE DEGREE OF PROTECTION IP65 AS FLANGE IP67; PAINT FINISH RAL7016 | 1792 | TEM | 1 | MC | 3.402 | 1
1FK70337AK711PB8 | SIMOTICS S SYNCHRONOUS SERVOMOTOR, 1FK7 HIGH DYNAMIC 1.3 NM, 100 K, 6000 RPM, 0.57KW, NATURAL COOLING, IM B5 (V1, V3) POWER/SIGNAL CONNECTORS CONNECTOR CAN BE ROTATED BY 270 DEGR. RESOLVER 2-POLE (RESOLVER P=1) WITH DRIVE-CLIQ INTERFACE; SHAFT WITH FITTED KEY, TOLERANCE N; WITH HOLDING BRAKE DEGREE OF PROTECTION IP65 IP67 D-END FLANGE; RAL7016 COATING; METALLIC RATING PLATE AT MOTOR | 1900 | TEM | 1 | MC | 3.402 | 1
1FK70337AK711PG0 | SIMOTICS S SYNCHRONOUS SERVOMOTOR, 1FK7 HIGH DYNAMIC 1.3 NM, 100 K, 6000 RPM, 0.57KW, NATURAL COOLING, IM B5 (V1, V3) POWER/SIGNAL CONNECTORS CONNECTOR CAN BE ROTATED BY 270 DEGR. RESOLVER 2-POLE (RESOLVER P=1) WITH DRIVE-CLIQ INTERFACE; PLAIN SHAFT, TOLERANCE N; W/O HOLDING BRAKE DEGREE OF PROTECTION IP64 | 1309 | TEM | 1 | MC | 3.103 | 1
1FK70337AK711PG2 | SIMOTICS S SYNCHRONOUS SERVOMOTOR, 1FK7 HIGH DYNAMIC 1.3 NM, 100 K, 6000 RPM, 0.57KW, NATURAL COOLING, IM B5 (V1, V3) POWER/SIGNAL CONNECTORS CONNECTOR CAN BE ROTATED BY 270 DEGR. RESOLVER 2-POLE (RESOLVER P=1) WITH DRIVE-CLIQ INTERFACE; PLAIN SHAFT, TOLERANCE N; W/O HOLDING BRAKE DEGREE OF PROTECTION IP65 FLANGE ON DRIVE END IP67 | 1411 | TEM | 1 | MC | 3.103 | 1
1FK70337AK711PG3 | SIMOTICS S SYNCHRONOUS SERVOMOTOR, 1FK7 HIGH DYNAMIC 1.3 NM, 100 K, 6000 RPM, 0.57KW, NATURAL COOLING, IM B5 (V1, V3) POWER/SIGNAL CONNECTORS CONNECTOR CAN BE ROTATED BY 270 DEGR. RESOLVER 2-POLE (RESOLVER P=1) WITH DRIVE-CLIQ INTERFACE; PLAIN SHAFT, TOLERANCE N; W/O HOLDING BRAKE DEGREE OF PROTECTION IP64; PAINT FINISH RAL7016 | 1359 | TEM | 1 | MC | 3.103 | 1
1FK70337AK711PG5 | SIMOTICS S SYNCHRONOUS SERVOMOTOR, 1FK7 HIGH DYNAMIC 1.3 NM, 100 K, 6000 RPM, 0.57KW, NATURAL COOLING, IM B5 (V1, V3) POWER/SIGNAL CONNECTORS CONNECTOR CAN BE ROTATED BY 270 DEGR. RESOLVER 2-POLE (RESOLVER P=1) WITH DRIVE-CLIQ INTERFACE; PLAIN SHAFT, TOLERANCE N; W/O HOLDING BRAKE DEGREE OF PROTECTION IP65 AS FLANGE IP67; PAINT FINISH RAL7016 | 1460 | TEM | 1 | MC | 3.103 | 1
1FK70337AK711PG8 | SIMOTICS S SYNCHRONOUS SERVOMOTOR, 1FK7 HIGH DYNAMIC 1.3 NM, 100 K, 6000 RPM, 0.57KW, NATURAL COOLING, IM B5 (V1, V3) POWER/SIGNAL CONNECTORS CONNECTOR CAN BE ROTATED BY 270 DEGR. RESOLVER 2-POLE (RESOLVER P=1) WITH DRIVE-CLIQ INTERFACE; PLAIN SHAFT, TOLERANCE N; W/O HOLDING BRAKE DEGREE OF PROTECTION IP65 IP67 D-END FLANGE; RAL7016 COATING; METALLIC RATING PLATE AT MOTOR | 1569 | TEM | 1 | MC | 3.103 | 1
1FK70337AK711PH0 | SIMOTICS S SYNCHRONOUS SERVOMOTOR, 1FK7 HIGH DYNAMIC 1.3 NM, 100 K, 6000 RPM, 0.57KW, NATURAL COOLING, IM B5 (V1, V3) POWER/SIGNAL CONNECTORS CONNECTOR CAN BE ROTATED BY 270 DEGR. RESOLVER 2-POLE (RESOLVER P=1) WITH DRIVE-CLIQ INTERFACE; PLAIN SHAFT, TOLERANCE N; WITH HOLDING BRAKE DEGREE OF PROTECTION IP64 | 1545 | TEM | 1 | MC | 3.402 | 1
1FK70337AK711PH2 | SIMOTICS S SYNCHRONOUS SERVOMOTOR, 1FK7 HIGH DYNAMIC 1.3 NM, 100 K, 6000 RPM, 0.57KW, NATURAL COOLING, IM B5 (V1, V3) POWER/SIGNAL CONNECTORS CONNECTOR CAN BE ROTATED BY 270 DEGR. RESOLVER 2-POLE (RESOLVER P=1) WITH DRIVE-CLIQ INTERFACE; PLAIN SHAFT, TOLERANCE N; WITH HOLDING BRAKE DEGREE OF PROTECTION IP65 FLANGE ON DRIVE END IP67 | 1646 | TEM | 1 | MC | 3.402 | 1
1FK70337AK711PH3 | SIMOTICS S SYNCHRONOUS SERVOMOTOR, 1FK7 HIGH DYNAMIC 1.3 NM, 100 K, 6000 RPM, 0.57KW, NATURAL COOLING, IM B5 (V1, V3) POWER/SIGNAL CONNECTORS CONNECTOR CAN BE ROTATED BY 270 DEGR. RESOLVER 2-POLE (RESOLVER P=1) WITH DRIVE-CLIQ INTERFACE; PLAIN SHAFT, TOLERANCE N; WITH HOLDING BRAKE DEGREE OF PROTECTION IP64; PAINT FINISH RAL7016 | 1594 | TEM | 1 | MC | 3.402 | 1
1FK70337AK711PH5 | SIMOTICS S SYNCHRONOUS SERVOMOTOR, 1FK7 HIGH DYNAMIC 1.3 NM, 100 K, 6000 RPM, 0.57KW, NATURAL COOLING, IM B5 (V1, V3) POWER/SIGNAL CONNECTORS CONNECTOR CAN BE ROTATED BY 270 DEGR. RESOLVER 2-POLE (RESOLVER P=1) WITH DRIVE-CLIQ INTERFACE; PLAIN SHAFT, TOLERANCE N; WITH HOLDING BRAKE DEGREE OF PROTECTION IP65 AS FLANGE IP67; PAINT FINISH RAL7016 | 1695 | TEM | 1 | MC | 3.402 | 1
1FK70337AK711PH8 | SIMOTICS S SYNCHRONOUS SERVOMOTOR, 1FK7 HIGH DYNAMIC 1.3 NM, 100 K, 6000 RPM, 0.57KW, NATURAL COOLING, IM B5 (V1, V3) POWER/SIGNAL CONNECTORS CONNECTOR CAN BE ROTATED BY 270 DEGR. RESOLVER 2-POLE (RESOLVER P=1) WITH DRIVE-CLIQ INTERFACE; PLAIN SHAFT, TOLERANCE N; WITH HOLDING BRAKE DEGREE OF PROTECTION IP65 IP67 D-END FLANGE; RAL7016 COATING; METALLIC RATING PLATE AT MOTOR | 1804 | TEM | 1 | MC | 3.402 | 1
1FK70337AK711SA0 | SIMOTICS S SYNCHRONOUS SERVOMOTOR, 1FK7 HIGH DYNAMIC 1.3 NM, 100 K, 6000 RPM, 0.57KW, NATURAL COOLING, IM B5 (V1, V3) POWER/SIGNAL CONNECTORS CONNECTOR CAN BE ROTATED BY 270 DEGR. RESOLVER MULTI-POLE (RESOLVER P=3); SHAFT WITH FITTED KEY, TOLERANCE N; W/O HOLDING BRAKE DEGREE OF PROTECTION IP64 | 1141 | TEM | 1 | MC | 3.103 | 1
1FK70337AK711SA2 | SIMOTICS S SYNCHRONOUS SERVOMOTOR, 1FK7 HIGH DYNAMIC 1.3 NM, 100 K, 6000 RPM, 0.57KW, NATURAL COOLING, IM B5 (V1, V3) POWER/SIGNAL CONNECTORS CONNECTOR CAN BE ROTATED BY 270 DEGR. RESOLVER MULTI-POLE (RESOLVER P=3); SHAFT WITH FITTED KEY, TOLERANCE N; W/O HOLDING BRAKE DEGREE OF PROTECTION IP65 FLANGE ON DRIVE END IP67 | 1243 | TEM | 1 | MC | 3.103 | 1
1FK70337AK711SA3 | SIMOTICS S SYNCHRONOUS SERVOMOTOR, 1FK7 HIGH DYNAMIC 1.3 NM, 100 K, 6000 RPM, 0.57KW, NATURAL COOLING, IM B5 (V1, V3) POWER/SIGNAL CONNECTORS CONNECTOR CAN BE ROTATED BY 270 DEGR. RESOLVER MULTI-POLE (RESOLVER P=3); SHAFT WITH FITTED KEY, TOLERANCE N; W/O HOLDING BRAKE DEGREE OF PROTECTION IP64; PAINT FINISH RAL7016 | 1190 | TEM | 1 | MC | 3.103 | 1
1FK70337AK711SA5 | SIMOTICS S SYNCHRONOUS SERVOMOTOR, 1FK7 HIGH DYNAMIC 1.3 NM, 100 K, 6000 RPM, 0.57KW, NATURAL COOLING, IM B5 (V1, V3) POWER/SIGNAL CONNECTORS CONNECTOR CAN BE ROTATED BY 270 DEGR. RESOLVER MULTI-POLE (RESOLVER P=3); SHAFT WITH FITTED KEY, TOLERANCE N; W/O HOLDING BRAKE DEGREE OF PROTECTION IP65 AS FLANGE IP67; PAINT FINISH RAL7016 | 1292 | TEM | 1 | MC | 3.103 | 1
1FK70337AK711SA8 | SIMOTICS S SYNCHRONOUS SERVOMOTOR, 1FK7 HIGH DYNAMIC 1.3 NM, 100 K, 6000 RPM, 0.57KW, NATURAL COOLING, IM B5 (V1, V3) POWER/SIGNAL CONNECTORS CONNECTOR CAN BE ROTATED BY 270 DEGR. RESOLVER MULTI-POLE (RESOLVER P=3); SHAFT WITH FITTED KEY, TOLERANCE N; W/O HOLDING BRAKE DEGREE OF PROTECTION IP65 IP67 D-END FLANGE; RAL7016 COATING; METALLIC RATING PLATE AT MOTOR | 1401 | TEM | 1 | MC | 3.103 | 1
1FK70337AK711SB0 | SIMOTICS S SYNCHRONOUS SERVOMOTOR, 1FK7 HIGH DYNAMIC 1.3 NM, 100 K, 6000 RPM, 0.57KW, NATURAL COOLING, IM B5 (V1, V3) POWER/SIGNAL CONNECTORS CONNECTOR CAN BE ROTATED BY 270 DEGR. RESOLVER MULTI-POLE (RESOLVER P=3); SHAFT WITH FITTED KEY, TOLERANCE N; WITH HOLDING BRAKE DEGREE OF PROTECTION IP64 | 1379 | TEM | 1 | MC | 3.402 | 1
1FK70337AK711SB2 | SIMOTICS S SYNCHRONOUS SERVOMOTOR, 1FK7 HIGH DYNAMIC 1.3 NM, 100 K, 6000 RPM, 0.57KW, NATURAL COOLING, IM B5 (V1, V3) POWER/SIGNAL CONNECTORS CONNECTOR CAN BE ROTATED BY 270 DEGR. RESOLVER MULTI-POLE (RESOLVER P=3); SHAFT WITH FITTED KEY, TOLERANCE N; WITH HOLDING BRAKE DEGREE OF PROTECTION IP65 FLANGE ON DRIVE END IP67 | 1481 | TEM | 1 | MC | 3.402 | 1
1FK70337AK711SB3 | SIMOTICS S SYNCHRONOUS SERVOMOTOR, 1FK7 HIGH DYNAMIC 1.3 NM, 100 K, 6000 RPM, 0.57KW, NATURAL COOLING, IM B5 (V1, V3) POWER/SIGNAL CONNECTORS CONNECTOR CAN BE ROTATED BY 270 DEGR. RESOLVER MULTI-POLE (RESOLVER P=3); SHAFT WITH FITTED KEY, TOLERANCE N; WITH HOLDING BRAKE DEGREE OF PROTECTION IP64; PAINT FINISH RAL7016 | 1428 | TEM | 1 | MC | 3.402 | 1
1FK70337AK711SB5 | SIMOTICS S SYNCHRONOUS SERVOMOTOR, 1FK7 HIGH DYNAMIC 1.3 NM, 100 K, 6000 RPM, 0.57KW, NATURAL COOLING, IM B5 (V1, V3) POWER/SIGNAL CONNECTORS CONNECTOR CAN BE ROTATED BY 270 DEGR. RESOLVER MULTI-POLE (RESOLVER P=3); SHAFT WITH FITTED KEY, TOLERANCE N; WITH HOLDING BRAKE DEGREE OF PROTECTION IP65 AS FLANGE IP67; PAINT FINISH RAL7016 | 1530 | TEM | 1 | MC | 3.402 | 1
1FK70337AK711SB8 | SIMOTICS S SYNCHRONOUS SERVOMOTOR, 1FK7 HIGH DYNAMIC 1.3 NM, 100 K, 6000 RPM, 0.57KW, NATURAL COOLING, IM B5 (V1, V3) POWER/SIGNAL CONNECTORS CONNECTOR CAN BE ROTATED BY 270 DEGR. RESOLVER MULTI-POLE (RESOLVER P=3); SHAFT WITH FITTED KEY, TOLERANCE N; WITH HOLDING BRAKE DEGREE OF PROTECTION IP65 IP67 D-END FLANGE; RAL7016 COATING; METALLIC RATING PLATE AT MOTOR | 1638 | TEM | 1 | MC | 3.402 | 1
1FK70337AK711SG0 | SIMOTICS S SYNCHRONOUS SERVOMOTOR, 1FK7 HIGH DYNAMIC 1.3 NM, 100 K, 6000 RPM, 0.57KW, NATURAL COOLING, IM B5 (V1, V3) POWER/SIGNAL CONNECTORS CONNECTOR CAN BE ROTATED BY 270 DEGR. RESOLVER MULTI-POLE (RESOLVER P=3); PLAIN SHAFT, TOLERANCE N; W/O HOLDING BRAKE DEGREE OF PROTECTION IP64 | 1048 | TEM | 1 | MC | 3.103 | 1
1FK70337AK711SG2 | SIMOTICS S SYNCHRONOUS SERVOMOTOR, 1FK7 HIGH DYNAMIC 1.3 NM, 100 K, 6000 RPM, 0.57KW, NATURAL COOLING, IM B5 (V1, V3) POWER/SIGNAL CONNECTORS CONNECTOR CAN BE ROTATED BY 270 DEGR. RESOLVER MULTI-POLE (RESOLVER P=3); PLAIN SHAFT, TOLERANCE N; W/O HOLDING BRAKE DEGREE OF PROTECTION IP65 FLANGE ON DRIVE END IP67 | 1149 | TEM | 1 | MC | 3.103 | 1
1FK70337AK711SG3 | SIMOTICS S SYNCHRONOUS SERVOMOTOR, 1FK7 HIGH DYNAMIC 1.3 NM, 100 K, 6000 RPM, 0.57KW, NATURAL COOLING, IM B5 (V1, V3) POWER/SIGNAL CONNECTORS CONNECTOR CAN BE ROTATED BY 270 DEGR. RESOLVER MULTI-POLE (RESOLVER P=3); PLAIN SHAFT, TOLERANCE N; W/O HOLDING BRAKE DEGREE OF PROTECTION IP64; PAINT FINISH RAL7016 | 1097 | TEM | 1 | MC | 3.103 | 1
1FK70337AK711SG5 | SIMOTICS S SYNCHRONOUS SERVOMOTOR, 1FK7 HIGH DYNAMIC 1.3 NM, 100 K, 6000 RPM, 0.57KW, NATURAL COOLING, IM B5 (V1, V3) POWER/SIGNAL CONNECTORS CONNECTOR CAN BE ROTATED BY 270 DEGR. RESOLVER MULTI-POLE (RESOLVER P=3); PLAIN SHAFT, TOLERANCE N; W/O HOLDING BRAKE DEGREE OF PROTECTION IP65 AS FLANGE IP67; PAINT FINISH RAL7016 | 1198 | TEM | 1 | MC | 3.103 | 1
1FK70337AK711SG8 | SIMOTICS S SYNCHRONOUS SERVOMOTOR, 1FK7 HIGH DYNAMIC 1.3 NM, 100 K, 6000 RPM, 0.57KW, NATURAL COOLING, IM B5 (V1, V3) POWER/SIGNAL CONNECTORS CONNECTOR CAN BE ROTATED BY 270 DEGR. RESOLVER MULTI-POLE (RESOLVER P=3); PLAIN SHAFT, TOLERANCE N; W/O HOLDING BRAKE DEGREE OF PROTECTION IP65 IP67 D-END FLANGE; RAL7016 COATING; METALLIC RATING PLATE AT MOTOR | 1307 | TEM | 1 | MC | 3.103 | 1
1FK70337AK711SH0 | SIMOTICS S SYNCHRONOUS SERVOMOTOR, 1FK7 HIGH DYNAMIC 1.3 NM, 100 K, 6000 RPM, 0.57KW, NATURAL COOLING, IM B5 (V1, V3) POWER/SIGNAL CONNECTORS CONNECTOR CAN BE ROTATED BY 270 DEGR. RESOLVER MULTI-POLE (RESOLVER P=3); PLAIN SHAFT, TOLERANCE N; WITH HOLDING BRAKE DEGREE OF PROTECTION IP64 | 1283 | TEM | 1 | MC | 3.402 | 1
1FK70337AK711SH2 | SIMOTICS S SYNCHRONOUS SERVOMOTOR, 1FK7 HIGH DYNAMIC 1.3 NM, 100 K, 6000 RPM, 0.57KW, NATURAL COOLING, IM B5 (V1, V3) POWER/SIGNAL CONNECTORS CONNECTOR CAN BE ROTATED BY 270 DEGR. RESOLVER MULTI-POLE (RESOLVER P=3); PLAIN SHAFT, TOLERANCE N; WITH HOLDING BRAKE DEGREE OF PROTECTION IP65 FLANGE ON DRIVE END IP67 | 1384 | TEM | 1 | MC | 3.402 | 1
1FK70337AK711SH3 | SIMOTICS S SYNCHRONOUS SERVOMOTOR, 1FK7 HIGH DYNAMIC 1.3 NM, 100 K, 6000 RPM, 0.57KW, NATURAL COOLING, IM B5 (V1, V3) POWER/SIGNAL CONNECTORS CONNECTOR CAN BE ROTATED BY 270 DEGR. RESOLVER MULTI-POLE (RESOLVER P=3); PLAIN SHAFT, TOLERANCE N; WITH HOLDING BRAKE DEGREE OF PROTECTION IP64; PAINT FINISH RAL7016 | 1332 | TEM | 1 | MC | 3.402 | 1
1FK70337AK711SH5 | SIMOTICS S SYNCHRONOUS SERVOMOTOR, 1FK7 HIGH DYNAMIC 1.3 NM, 100 K, 6000 RPM, 0.57KW, NATURAL COOLING, IM B5 (V1, V3) POWER/SIGNAL CONNECTORS CONNECTOR CAN BE ROTATED BY 270 DEGR. RESOLVER MULTI-POLE (RESOLVER P=3); PLAIN SHAFT, TOLERANCE N; WITH HOLDING BRAKE DEGREE OF PROTECTION IP65 AS FLANGE IP67; PAINT FINISH RAL7016 | 1434 | TEM | 1 | MC | 3.402 | 1
1FK70337AK711SH8 | SIMOTICS S SYNCHRONOUS SERVOMOTOR, 1FK7 HIGH DYNAMIC 1.3 NM, 100 K, 6000 RPM, 0.57KW, NATURAL COOLING, IM B5 (V1, V3) POWER/SIGNAL CONNECTORS CONNECTOR CAN BE ROTATED BY 270 DEGR. RESOLVER MULTI-POLE (RESOLVER P=3); PLAIN SHAFT, TOLERANCE N; WITH HOLDING BRAKE DEGREE OF PROTECTION IP65 IP67 D-END FLANGE; RAL7016 COATING; METALLIC RATING PLATE AT MOTOR | 1542 | TEM | 1 | MC | 3.402 | 1
1FK70337AK711TA0 | SIMOTICS S SYNCHRONOUS SERVOMOTOR, 1FK7 HIGH DYNAMIC 1.3 NM, 100 K, 6000 RPM, 0.57KW, NATURAL COOLING, IM B5 (V1, V3) POWER/SIGNAL CONNECTORS CONNECTOR CAN BE ROTATED BY 270 DEGR. RESOLVER 2-POLE (RESOLVER P=1); SHAFT WITH FITTED KEY, TOLERANCE N; W/O HOLDING BRAKE DEGREE OF PROTECTION IP64 | 1141 | TEM | 1 | MC | 3.103 | 1
1FK70337AK711TA2 | SIMOTICS S SYNCHRONOUS SERVOMOTOR, 1FK7 HIGH DYNAMIC 1.3 NM, 100 K, 6000 RPM, 0.57KW, NATURAL COOLING, IM B5 (V1, V3) POWER/SIGNAL CONNECTORS CONNECTOR CAN BE ROTATED BY 270 DEGR. RESOLVER 2-POLE (RESOLVER P=1); SHAFT WITH FITTED KEY, TOLERANCE N; W/O HOLDING BRAKE DEGREE OF PROTECTION IP65 FLANGE ON DRIVE END IP67 | 1243 | TEM | 1 | MC | 3.103 | 1
1FK70337AK711TA3 | SIMOTICS S SYNCHRONOUS SERVOMOTOR, 1FK7 HIGH DYNAMIC 1.3 NM, 100 K, 6000 RPM, 0.57KW, NATURAL COOLING, IM B5 (V1, V3) POWER/SIGNAL CONNECTORS CONNECTOR CAN BE ROTATED BY 270 DEGR. RESOLVER 2-POLE (RESOLVER P=1); SHAFT WITH FITTED KEY, TOLERANCE N; W/O HOLDING BRAKE DEGREE OF PROTECTION IP64; PAINT FINISH RAL7016 | 1190 | TEM | 1 | MC | 3.103 | 1
1FK70337AK711TA5 | SIMOTICS S SYNCHRONOUS SERVOMOTOR, 1FK7 HIGH DYNAMIC 1.3 NM, 100 K, 6000 RPM, 0.57KW, NATURAL COOLING, IM B5 (V1, V3) POWER/SIGNAL CONNECTORS CONNECTOR CAN BE ROTATED BY 270 DEGR. RESOLVER 2-POLE (RESOLVER P=1); SHAFT WITH FITTED KEY, TOLERANCE N; W/O HOLDING BRAKE DEGREE OF PROTECTION IP65 AS FLANGE IP67; PAINT FINISH RAL7016 | 1292 | TEM | 1 | MC | 3.103 | 1
1FK70337AK711TA8 | SIMOTICS S SYNCHRONOUS SERVOMOTOR, 1FK7 HIGH DYNAMIC 1.3 NM, 100 K, 6000 RPM, 0.57KW, NATURAL COOLING, IM B5 (V1, V3) POWER/SIGNAL CONNECTORS CONNECTOR CAN BE ROTATED BY 270 DEGR. RESOLVER 2-POLE (RESOLVER P=1); SHAFT WITH FITTED KEY, TOLERANCE N; W/O HOLDING BRAKE DEGREE OF PROTECTION IP65 IP67 D-END FLANGE; RAL7016 COATING; METALLIC RATING PLATE AT MOTOR | 1401 | TEM | 1 | MC | 3.103 | 1
1FK70337AK711TB0 | SIMOTICS S SYNCHRONOUS SERVOMOTOR, 1FK7 HIGH DYNAMIC 1.3 NM, 100 K, 6000 RPM, 0.57KW, NATURAL COOLING, IM B5 (V1, V3) POWER/SIGNAL CONNECTORS CONNECTOR CAN BE ROTATED BY 270 DEGR. RESOLVER 2-POLE (RESOLVER P=1); SHAFT WITH FITTED KEY, TOLERANCE N; WITH HOLDING BRAKE DEGREE OF PROTECTION IP64 | 1379 | TEM | 1 | MC | 3.402 | 1
1FK70337AK711TB2 | SIMOTICS S SYNCHRONOUS SERVOMOTOR, 1FK7 HIGH DYNAMIC 1.3 NM, 100 K, 6000 RPM, 0.57KW, NATURAL COOLING, IM B5 (V1, V3) POWER/SIGNAL CONNECTORS CONNECTOR CAN BE ROTATED BY 270 DEGR. RESOLVER 2-POLE (RESOLVER P=1); SHAFT WITH FITTED KEY, TOLERANCE N; WITH HOLDING BRAKE DEGREE OF PROTECTION IP65 FLANGE ON DRIVE END IP67 | 1481 | TEM | 1 | MC | 3.402 | 1
1FK70337AK711TB3 | SIMOTICS S SYNCHRONOUS SERVOMOTOR, 1FK7 HIGH DYNAMIC 1.3 NM, 100 K, 6000 RPM, 0.57KW, NATURAL COOLING, IM B5 (V1, V3) POWER/SIGNAL CONNECTORS CONNECTOR CAN BE ROTATED BY 270 DEGR. RESOLVER 2-POLE (RESOLVER P=1); SHAFT WITH FITTED KEY, TOLERANCE N; WITH HOLDING BRAKE DEGREE OF PROTECTION IP64; PAINT FINISH RAL7016 | 1428 | TEM | 1 | MC | 3.402 | 1
1FK70337AK711TB5 | SIMOTICS S SYNCHRONOUS SERVOMOTOR, 1FK7 HIGH DYNAMIC 1.3 NM, 100 K, 6000 RPM, 0.57KW, NATURAL COOLING, IM B5 (V1, V3) POWER/SIGNAL CONNECTORS CONNECTOR CAN BE ROTATED BY 270 DEGR. RESOLVER 2-POLE (RESOLVER P=1); SHAFT WITH FITTED KEY, TOLERANCE N; WITH HOLDING BRAKE DEGREE OF PROTECTION IP65 AS FLANGE IP67; PAINT FINISH RAL7016 | 1530 | TEM | 1 | MC | 3.402 | 1
1FK70337AK711TB8 | SIMOTICS S SYNCHRONOUS SERVOMOTOR, 1FK7 HIGH DYNAMIC 1.3 NM, 100 K, 6000 RPM, 0.57KW, NATURAL COOLING, IM B5 (V1, V3) POWER/SIGNAL CONNECTORS CONNECTOR CAN BE ROTATED BY 270 DEGR. RESOLVER 2-POLE (RESOLVER P=1); SHAFT WITH FITTED KEY, TOLERANCE N; WITH HOLDING BRAKE DEGREE OF PROTECTION IP65 IP67 D-END FLANGE; RAL7016 COATING; METALLIC RATING PLATE AT MOTOR | 1638 | TEM | 1 | MC | 3.402 | 1
1FK70337AK711TG0 | SIMOTICS S SYNCHRONOUS SERVOMOTOR, 1FK7 HIGH DYNAMIC 1.3 NM, 100 K, 6000 RPM, 0.57KW, NATURAL COOLING, IM B5 (V1, V3) POWER/SIGNAL CONNECTORS CONNECTOR CAN BE ROTATED BY 270 DEGR. RESOLVER 2-POLE (RESOLVER P=1); PLAIN SHAFT, TOLERANCE N; W/O HOLDING BRAKE DEGREE OF PROTECTION IP64 | 1048 | TEM | 1 | MC | 3.103 | 1
1FK70337AK711TG2 | SIMOTICS S SYNCHRONOUS SERVOMOTOR, 1FK7 HIGH DYNAMIC 1.3 NM, 100 K, 6000 RPM, 0.57KW, NATURAL COOLING, IM B5 (V1, V3) POWER/SIGNAL CONNECTORS CONNECTOR CAN BE ROTATED BY 270 DEGR. RESOLVER 2-POLE (RESOLVER P=1); PLAIN SHAFT, TOLERANCE N; W/O HOLDING BRAKE DEGREE OF PROTECTION IP65 FLANGE ON DRIVE END IP67 | 1149 | TEM | 1 | MC | 3.103 | 1
1FK70337AK711TG3 | SIMOTICS S SYNCHRONOUS SERVOMOTOR, 1FK7 HIGH DYNAMIC 1.3 NM, 100 K, 6000 RPM, 0.57KW, NATURAL COOLING, IM B5 (V1, V3) POWER/SIGNAL CONNECTORS CONNECTOR CAN BE ROTATED BY 270 DEGR. RESOLVER 2-POLE (RESOLVER P=1); PLAIN SHAFT, TOLERANCE N; W/O HOLDING BRAKE DEGREE OF PROTECTION IP64; PAINT FINISH RAL7016 | 1097 | TEM | 1 | MC | 3.103 | 1
1FK70337AK711TG5 | SIMOTICS S SYNCHRONOUS SERVOMOTOR, 1FK7 HIGH DYNAMIC 1.3 NM, 100 K, 6000 RPM, 0.57KW, NATURAL COOLING, IM B5 (V1, V3) POWER/SIGNAL CONNECTORS CONNECTOR CAN BE ROTATED BY 270 DEGR. RESOLVER 2-POLE (RESOLVER P=1); PLAIN SHAFT, TOLERANCE N; W/O HOLDING BRAKE DEGREE OF PROTECTION IP65 AS FLANGE IP67; PAINT FINISH RAL7016 | 1198 | TEM | 1 | MC | 3.103 | 1
1FK70337AK711TG8 | SIMOTICS S SYNCHRONOUS SERVOMOTOR, 1FK7 HIGH DYNAMIC 1.3 NM, 100 K, 6000 RPM, 0.57KW, NATURAL COOLING, IM B5 (V1, V3) POWER/SIGNAL CONNECTORS CONNECTOR CAN BE ROTATED BY 270 DEGR. RESOLVER 2-POLE (RESOLVER P=1); PLAIN SHAFT, TOLERANCE N; W/O HOLDING BRAKE DEGREE OF PROTECTION IP65 IP67 D-END FLANGE; RAL7016 COATING; METALLIC RATING PLATE AT MOTOR | 1307 | TEM | 1 | MC | 3.103 | 1
1FK70337AK711TH0 | SIMOTICS S SYNCHRONOUS SERVOMOTOR, 1FK7 HIGH DYNAMIC 1.3 NM, 100 K, 6000 RPM, 0.57KW, NATURAL COOLING, IM B5 (V1, V3) POWER/SIGNAL CONNECTORS CONNECTOR CAN BE ROTATED BY 270 DEGR. RESOLVER 2-POLE (RESOLVER P=1); PLAIN SHAFT, TOLERANCE N; WITH HOLDING BRAKE DEGREE OF PROTECTION IP64 | 1283 | TEM | 1 | MC | 3.402 | 1
1FK70337AK711TH2 | SIMOTICS S SYNCHRONOUS SERVOMOTOR, 1FK7 HIGH DYNAMIC 1.3 NM, 100 K, 6000 RPM, 0.57KW, NATURAL COOLING, IM B5 (V1, V3) POWER/SIGNAL CONNECTORS CONNECTOR CAN BE ROTATED BY 270 DEGR. RESOLVER 2-POLE (RESOLVER P=1); PLAIN SHAFT, TOLERANCE N; WITH HOLDING BRAKE DEGREE OF PROTECTION IP65 FLANGE ON DRIVE END IP67 | 1384 | TEM | 1 | MC | 3.402 | 1
1FK70337AK711TH3 | SIMOTICS S SYNCHRONOUS SERVOMOTOR, 1FK7 HIGH DYNAMIC 1.3 NM, 100 K, 6000 RPM, 0.57KW, NATURAL COOLING, IM B5 (V1, V3) POWER/SIGNAL CONNECTORS CONNECTOR CAN BE ROTATED BY 270 DEGR. RESOLVER 2-POLE (RESOLVER P=1); PLAIN SHAFT, TOLERANCE N; WITH HOLDING BRAKE DEGREE OF PROTECTION IP64; PAINT FINISH RAL7016 | 1332 | TEM | 1 | MC | 3.402 | 1
1FK70337AK711TH5 | SIMOTICS S SYNCHRONOUS SERVOMOTOR, 1FK7 HIGH DYNAMIC 1.3 NM, 100 K, 6000 RPM, 0.57KW, NATURAL COOLING, IM B5 (V1, V3) POWER/SIGNAL CONNECTORS CONNECTOR CAN BE ROTATED BY 270 DEGR. RESOLVER 2-POLE (RESOLVER P=1); PLAIN SHAFT, TOLERANCE N; WITH HOLDING BRAKE DEGREE OF PROTECTION IP65 AS FLANGE IP67; PAINT FINISH RAL7016 | 1434 | TEM | 1 | MC | 3.402 | 1
1FK70337AK711TH8 | SIMOTICS S SYNCHRONOUS SERVOMOTOR, 1FK7 HIGH DYNAMIC 1.3 NM, 100 K, 6000 RPM, 0.57KW, NATURAL COOLING, IM B5 (V1, V3) POWER/SIGNAL CONNECTORS CONNECTOR CAN BE ROTATED BY 270 DEGR. RESOLVER 2-POLE (RESOLVER P=1); PLAIN SHAFT, TOLERANCE N; WITH HOLDING BRAKE DEGREE OF PROTECTION IP65 IP67 D-END FLANGE; RAL7016 COATING; METALLIC RATING PLATE AT MOTOR | 1542 | TEM | 1 | MC | 3.402 | 1
1FK70337AK711UA0 | SIMOTICS S SYNCHRONOUS SERVOMOTOR, 1FK7 HIGH DYNAMIC 1.3 NM, 100 K, 6000 RPM, 0.57KW, NATURAL COOLING, IM B5 (V1, V3) POWER/SIGNAL CONNECTORS CONNECTOR CAN BE ROTATED BY 270 DEGR. RESOLVER MULTI-POLE (RESOLVER P=3) WITH DRIVE-CLIQ INTERFACE; SHAFT WITH FITTED KEY, TOLERANCE N; W/O HOLDING BRAKE DEGREE OF PROTECTION IP64 | 1403 | TEM | 1 | MC | 3.103 | 1
1FK70337AK711UA2 | SIMOTICS S SYNCHRONOUS SERVOMOTOR, 1FK7 HIGH DYNAMIC 1.3 NM, 100 K, 6000 RPM, 0.57KW, NATURAL COOLING, IM B5 (V1, V3) POWER/SIGNAL CONNECTORS CONNECTOR CAN BE ROTATED BY 270 DEGR. RESOLVER MULTI-POLE (RESOLVER P=3) WITH DRIVE-CLIQ INTERFACE; SHAFT WITH FITTED KEY, TOLERANCE N; W/O HOLDING BRAKE DEGREE OF PROTECTION IP65 FLANGE ON DRIVE END IP67 | 1505 | TEM | 1 | MC | 3.103 | 1
1FK70337AK711UA3 | SIMOTICS S SYNCHRONOUS SERVOMOTOR, 1FK7 HIGH DYNAMIC 1.3 NM, 100 K, 6000 RPM, 0.57KW, NATURAL COOLING, IM B5 (V1, V3) POWER/SIGNAL CONNECTORS CONNECTOR CAN BE ROTATED BY 270 DEGR. RESOLVER MULTI-POLE (RESOLVER P=3) WITH DRIVE-CLIQ INTERFACE; SHAFT WITH FITTED KEY, TOLERANCE N; W/O HOLDING BRAKE DEGREE OF PROTECTION IP64; PAINT FINISH RAL7016 | 1452 | TEM | 1 | MC | 3.103 | 1
1FK70337AK711UA5 | SIMOTICS S SYNCHRONOUS SERVOMOTOR, 1FK7 HIGH DYNAMIC 1.3 NM, 100 K, 6000 RPM, 0.57KW, NATURAL COOLING, IM B5 (V1, V3) POWER/SIGNAL CONNECTORS CONNECTOR CAN BE ROTATED BY 270 DEGR. RESOLVER MULTI-POLE (RESOLVER P=3) WITH DRIVE-CLIQ INTERFACE; SHAFT WITH FITTED KEY, TOLERANCE N; W/O HOLDING BRAKE DEGREE OF PROTECTION IP65 AS FLANGE IP67; PAINT FINISH RAL7016 | 1554 | TEM | 1 | MC | 3.103 | 1
1FK70337AK711UA8 | SIMOTICS S SYNCHRONOUS SERVOMOTOR, 1FK7 HIGH DYNAMIC 1.3 NM, 100 K, 6000 RPM, 0.57KW, NATURAL COOLING, IM B5 (V1, V3) POWER/SIGNAL CONNECTORS CONNECTOR CAN BE ROTATED BY 270 DEGR. RESOLVER MULTI-POLE (RESOLVER P=3) WITH DRIVE-CLIQ INTERFACE; SHAFT WITH FITTED KEY, TOLERANCE N; W/O HOLDING BRAKE DEGREE OF PROTECTION IP65 IP67 D-END FLANGE; RAL7016 COATING; METALLIC RATING PLATE AT MOTOR | 1662 | TEM | 1 | MC | 3.103 | 1
1FK70337AK711UB0 | SIMOTICS S SYNCHRONOUS SERVOMOTOR, 1FK7 HIGH DYNAMIC 1.3 NM, 100 K, 6000 RPM, 0.57KW, NATURAL COOLING, IM B5 (V1, V3) POWER/SIGNAL CONNECTORS CONNECTOR CAN BE ROTATED BY 270 DEGR. RESOLVER MULTI-POLE (RESOLVER P=3) WITH DRIVE-CLIQ INTERFACE; SHAFT WITH FITTED KEY, TOLERANCE N; WITH HOLDING BRAKE DEGREE OF PROTECTION IP64 | 1641 | TEM | 1 | MC | 3.402 | 1
1FK70337AK711UB2 | SIMOTICS S SYNCHRONOUS SERVOMOTOR, 1FK7 HIGH DYNAMIC 1.3 NM, 100 K, 6000 RPM, 0.57KW, NATURAL COOLING, IM B5 (V1, V3) POWER/SIGNAL CONNECTORS CONNECTOR CAN BE ROTATED BY 270 DEGR. RESOLVER MULTI-POLE (RESOLVER P=3) WITH DRIVE-CLIQ INTERFACE; SHAFT WITH FITTED KEY, TOLERANCE N; WITH HOLDING BRAKE DEGREE OF PROTECTION IP65 FLANGE ON DRIVE END IP67 | 1742 | TEM | 1 | MC | 3.402 | 1
1FK70337AK711UB3 | SIMOTICS S SYNCHRONOUS SERVOMOTOR, 1FK7 HIGH DYNAMIC 1.3 NM, 100 K, 6000 RPM, 0.57KW, NATURAL COOLING, IM B5 (V1, V3) POWER/SIGNAL CONNECTORS CONNECTOR CAN BE ROTATED BY 270 DEGR. RESOLVER MULTI-POLE (RESOLVER P=3) WITH DRIVE-CLIQ INTERFACE; SHAFT WITH FITTED KEY, TOLERANCE N; WITH HOLDING BRAKE DEGREE OF PROTECTION IP64; PAINT FINISH RAL7016 | 1690 | TEM | 1 | MC | 3.402 | 1
1FK70337AK711UB5 | SIMOTICS S SYNCHRONOUS SERVOMOTOR, 1FK7 HIGH DYNAMIC 1.3 NM, 100 K, 6000 RPM, 0.57KW, NATURAL COOLING, IM B5 (V1, V3) POWER/SIGNAL CONNECTORS CONNECTOR CAN BE ROTATED BY 270 DEGR. RESOLVER MULTI-POLE (RESOLVER P=3) WITH DRIVE-CLIQ INTERFACE; SHAFT WITH FITTED KEY, TOLERANCE N; WITH HOLDING BRAKE DEGREE OF PROTECTION IP65 AS FLANGE IP67; PAINT FINISH RAL7016 | 1792 | TEM | 1 | MC | 3.402 | 1
1FK70337AK711UB8 | SIMOTICS S SYNCHRONOUS SERVOMOTOR, 1FK7 HIGH DYNAMIC 1.3 NM, 100 K, 6000 RPM, 0.57KW, NATURAL COOLING, IM B5 (V1, V3) POWER/SIGNAL CONNECTORS CONNECTOR CAN BE ROTATED BY 270 DEGR. RESOLVER MULTI-POLE (RESOLVER P=3) WITH DRIVE-CLIQ INTERFACE; SHAFT WITH FITTED KEY, TOLERANCE N; WITH HOLDING BRAKE DEGREE OF PROTECTION IP65 IP67 D-END FLANGE; RAL7016 COATING; METALLIC RATING PLATE AT MOTOR | 1900 | TEM | 1 | MC | 3.402 | 1
1FK70337AK711UG0 | SIMOTICS S SYNCHRONOUS SERVOMOTOR, 1FK7 HIGH DYNAMIC 1.3 NM, 100 K, 6000 RPM, 0.57KW, NATURAL COOLING, IM B5 (V1, V3) POWER/SIGNAL CONNECTORS CONNECTOR CAN BE ROTATED BY 270 DEGR. RESOLVER MULTI-POLE (RESOLVER P=3) WITH DRIVE-CLIQ INTERFACE; PLAIN SHAFT, TOLERANCE N; W/O HOLDING BRAKE DEGREE OF PROTECTION IP64 | 1309 | TEM | 1 | MC | 3.103 | 1
1FK70337AK711UG2 | SIMOTICS S SYNCHRONOUS SERVOMOTOR, 1FK7 HIGH DYNAMIC 1.3 NM, 100 K, 6000 RPM, 0.57KW, NATURAL COOLING, IM B5 (V1, V3) POWER/SIGNAL CONNECTORS CONNECTOR CAN BE ROTATED BY 270 DEGR. RESOLVER MULTI-POLE (RESOLVER P=3) WITH DRIVE-CLIQ INTERFACE; PLAIN SHAFT, TOLERANCE N; W/O HOLDING BRAKE DEGREE OF PROTECTION IP65 FLANGE ON DRIVE END IP67 | 1411 | TEM | 1 | MC | 3.103 | 1
1FK70337AK711UG3 | SIMOTICS S SYNCHRONOUS SERVOMOTOR, 1FK7 HIGH DYNAMIC 1.3 NM, 100 K, 6000 RPM, 0.57KW, NATURAL COOLING, IM B5 (V1, V3) POWER/SIGNAL CONNECTORS CONNECTOR CAN BE ROTATED BY 270 DEGR. RESOLVER MULTI-POLE (RESOLVER P=3) WITH DRIVE-CLIQ INTERFACE; PLAIN SHAFT, TOLERANCE N; W/O HOLDING BRAKE DEGREE OF PROTECTION IP64; PAINT FINISH RAL7016 | 1359 | TEM | 1 | MC | 3.103 | 1
1FK70337AK711UG5 | SIMOTICS S SYNCHRONOUS SERVOMOTOR, 1FK7 HIGH DYNAMIC 1.3 NM, 100 K, 6000 RPM, 0.57KW, NATURAL COOLING, IM B5 (V1, V3) POWER/SIGNAL CONNECTORS CONNECTOR CAN BE ROTATED BY 270 DEGR. RESOLVER MULTI-POLE (RESOLVER P=3) WITH DRIVE-CLIQ INTERFACE; PLAIN SHAFT, TOLERANCE N; W/O HOLDING BRAKE DEGREE OF PROTECTION IP65 AS FLANGE IP67; PAINT FINISH RAL7016 | 1460 | TEM | 1 | MC | 3.103 | 1
1FK70337AK711UG8 | SIMOTICS S SYNCHRONOUS SERVOMOTOR, 1FK7 HIGH DYNAMIC 1.3 NM, 100 K, 6000 RPM, 0.57KW, NATURAL COOLING, IM B5 (V1, V3) POWER/SIGNAL CONNECTORS CONNECTOR CAN BE ROTATED BY 270 DEGR. RESOLVER MULTI-POLE (RESOLVER P=3) WITH DRIVE-CLIQ INTERFACE; PLAIN SHAFT, TOLERANCE N; W/O HOLDING BRAKE DEGREE OF PROTECTION IP65 IP67 D-END FLANGE; RAL7016 COATING; METALLIC RATING PLATE AT MOTOR | 1569 | TEM | 1 | MC | 3.103 | 1
1FK70337AK711UH0 | SIMOTICS S SYNCHRONOUS SERVOMOTOR, 1FK7 HIGH DYNAMIC 1.3 NM, 100 K, 6000 RPM, 0.57KW, NATURAL COOLING, IM B5 (V1, V3) POWER/SIGNAL CONNECTORS CONNECTOR CAN BE ROTATED BY 270 DEGR. RESOLVER MULTI-POLE (RESOLVER P=3) WITH DRIVE-CLIQ INTERFACE; PLAIN SHAFT, TOLERANCE N; WITH HOLDING BRAKE DEGREE OF PROTECTION IP64 | 1545 | TEM | 1 | MC | 3.402 | 1
1FK70337AK711UH2 | SIMOTICS S SYNCHRONOUS SERVOMOTOR, 1FK7 HIGH DYNAMIC 1.3 NM, 100 K, 6000 RPM, 0.57KW, NATURAL COOLING, IM B5 (V1, V3) POWER/SIGNAL CONNECTORS CONNECTOR CAN BE ROTATED BY 270 DEGR. RESOLVER MULTI-POLE (RESOLVER P=3) WITH DRIVE-CLIQ INTERFACE; PLAIN SHAFT, TOLERANCE N; WITH HOLDING BRAKE DEGREE OF PROTECTION IP65 FLANGE ON DRIVE END IP67 | 1646 | TEM | 1 | MC | 3.402 | 1
1FK70337AK711UH3 | SIMOTICS S SYNCHRONOUS SERVOMOTOR, 1FK7 HIGH DYNAMIC 1.3 NM, 100 K, 6000 RPM, 0.57KW, NATURAL COOLING, IM B5 (V1, V3) POWER/SIGNAL CONNECTORS CONNECTOR CAN BE ROTATED BY 270 DEGR. RESOLVER MULTI-POLE (RESOLVER P=3) WITH DRIVE-CLIQ INTERFACE; PLAIN SHAFT, TOLERANCE N; WITH HOLDING BRAKE DEGREE OF PROTECTION IP64; PAINT FINISH RAL7016 | 1594 | TEM | 1 | MC | 3.402 | 1
1FK70337AK711UH5 | SIMOTICS S SYNCHRONOUS SERVOMOTOR, 1FK7 HIGH DYNAMIC 1.3 NM, 100 K, 6000 RPM, 0.57KW, NATURAL COOLING, IM B5 (V1, V3) POWER/SIGNAL CONNECTORS CONNECTOR CAN BE ROTATED BY 270 DEGR. RESOLVER MULTI-POLE (RESOLVER P=3) WITH DRIVE-CLIQ INTERFACE; PLAIN SHAFT, TOLERANCE N; WITH HOLDING BRAKE DEGREE OF PROTECTION IP65 AS FLANGE IP67; PAINT FINISH RAL7016 | 1695 | TEM | 1 | MC | 3.402 | 1
1FK70337AK711UH8 | SIMOTICS S SYNCHRONOUS SERVOMOTOR, 1FK7 HIGH DYNAMIC 1.3 NM, 100 K, 6000 RPM, 0.57KW, NATURAL COOLING, IM B5 (V1, V3) POWER/SIGNAL CONNECTORS CONNECTOR CAN BE ROTATED BY 270 DEGR. RESOLVER MULTI-POLE (RESOLVER P=3) WITH DRIVE-CLIQ INTERFACE; PLAIN SHAFT, TOLERANCE N; WITH HOLDING BRAKE DEGREE OF PROTECTION IP65 IP67 D-END FLANGE; RAL7016 COATING; METALLIC RATING PLATE AT MOTOR | 1804 | TEM | 1 | MC | 3.402 | 1
1FK70337AK711VA0 | SIMOTICS S SYNCHRONOUS SERVOMOTOR, 1FK7 HIGH DYNAMIC 1.3 NM, 100 K, 6000 RPM, 0.57KW, NATURAL COOLING, IM B5 (V1, V3) POWER/SIGNAL CONNECTORS CONNECTOR CAN BE ROTATED BY 270 DEGR. BASIC ABSOLUTE ENCODER 16 P/REV (ENCODER A-16) WITH DRIVE-CLIQ INTERFACE; PERFORMANCE REDUCTION BY 10% DUE TO ABSOLUTE ENCODER; SHAFT WITH FITTED KEY, TOLERANCE N; W/O HOLDING BRAKE DEGREE OF PROTECTION IP64 | 1879 | TEM | 1 | MC | 3.103 | 1
1FK70337AK711VA2 | SIMOTICS S SYNCHRONOUS SERVOMOTOR, 1FK7 HIGH DYNAMIC 1.3 NM, 100 K, 6000 RPM, 0.57KW, NATURAL COOLING, IM B5 (V1, V3) POWER/SIGNAL CONNECTORS CONNECTOR CAN BE ROTATED BY 270 DEGR. BASIC ABSOLUTE ENCODER 16 P/REV (ENCODER A-16) WITH DRIVE-CLIQ INTERFACE; PERFORMANCE REDUCTION BY 10% DUE TO ABSOLUTE ENCODER; SHAFT WITH FITTED KEY, TOLERANCE N; W/O HOLDING BRAKE DEGREE OF PROTECTION IP65 FLANGE ON DRIVE END IP67 | 1980 | TEM | 1 | MC | 3.103 | 1
1FK70337AK711VA3 | SIMOTICS S SYNCHRONOUS SERVOMOTOR, 1FK7 HIGH DYNAMIC 1.3 NM, 100 K, 6000 RPM, 0.57KW, NATURAL COOLING, IM B5 (V1, V3) POWER/SIGNAL CONNECTORS CONNECTOR CAN BE ROTATED BY 270 DEGR. BASIC ABSOLUTE ENCODER 16 P/REV (ENCODER A-16) WITH DRIVE-CLIQ INTERFACE; PERFORMANCE REDUCTION BY 10% DUE TO ABSOLUTE ENCODER; SHAFT WITH FITTED KEY, TOLERANCE N; W/O HOLDING BRAKE DEGREE OF PROTECTION IP64; PAINT FINISH RAL7016 | 1928 | TEM | 1 | MC | 3.103 | 1
1FK70337AK711VA5 | SIMOTICS S SYNCHRONOUS SERVOMOTOR, 1FK7 HIGH DYNAMIC 1.3 NM, 100 K, 6000 RPM, 0.57KW, NATURAL COOLING, IM B5 (V1, V3) POWER/SIGNAL CONNECTORS CONNECTOR CAN BE ROTATED BY 270 DEGR. BASIC ABSOLUTE ENCODER 16 P/REV (ENCODER A-16) WITH DRIVE-CLIQ INTERFACE; PERFORMANCE REDUCTION BY 10% DUE TO ABSOLUTE ENCODER; SHAFT WITH FITTED KEY, TOLERANCE N; W/O HOLDING BRAKE DEGREE OF PROTECTION IP65 AS FLANGE IP67; PAINT FINISH RAL7016 | 2029 | TEM | 1 | MC | 3.103 | 1
1FK70337AK711VA8 | SIMOTICS S SYNCHRONOUS SERVOMOTOR, 1FK7 HIGH DYNAMIC 1.3 NM, 100 K, 6000 RPM, 0.57KW, NATURAL COOLING, IM B5 (V1, V3) POWER/SIGNAL CONNECTORS CONNECTOR CAN BE ROTATED BY 270 DEGR. BASIC ABSOLUTE ENCODER 16 P/REV (ENCODER A-16) WITH DRIVE-CLIQ INTERFACE; PERFORMANCE REDUCTION BY 10% DUE TO ABSOLUTE ENCODER; SHAFT WITH FITTED KEY, TOLERANCE N; W/O HOLDING BRAKE DEGREE OF PROTECTION IP65 IP67 D-END FLANGE; RAL7016 COATING; METALLIC RATING PLATE AT MOTOR | 2138 | TEM | 1 | MC | 3.103 | 1
1FK70337AK711VB0 | SIMOTICS S SYNCHRONOUS SERVOMOTOR, 1FK7 HIGH DYNAMIC 1.3 NM, 100 K, 6000 RPM, 0.57KW, NATURAL COOLING, IM B5 (V1, V3) POWER/SIGNAL CONNECTORS CONNECTOR CAN BE ROTATED BY 270 DEGR. BASIC ABSOLUTE ENCODER 16 P/REV (ENCODER A-16) WITH DRIVE-CLIQ INTERFACE; PERFORMANCE REDUCTION BY 10% DUE TO ABSOLUTE ENCODER; SHAFT WITH FITTED KEY, TOLERANCE N; WITH HOLDING BRAKE DEGREE OF PROTECTION IP64 | 2116 | TEM | 1 | MC | 3.402 | 1
1FK70337AK711VB2 | SIMOTICS S SYNCHRONOUS SERVOMOTOR, 1FK7 HIGH DYNAMIC 1.3 NM, 100 K, 6000 RPM, 0.57KW, NATURAL COOLING, IM B5 (V1, V3) POWER/SIGNAL CONNECTORS CONNECTOR CAN BE ROTATED BY 270 DEGR. BASIC ABSOLUTE ENCODER 16 P/REV (ENCODER A-16) WITH DRIVE-CLIQ INTERFACE; PERFORMANCE REDUCTION BY 10% DUE TO ABSOLUTE ENCODER; SHAFT WITH FITTED KEY, TOLERANCE N; WITH HOLDING BRAKE DEGREE OF PROTECTION IP65 FLANGE ON DRIVE END IP67 | 2218 | TEM | 1 | MC | 3.402 | 1
1FK70337AK711VB3 | SIMOTICS S SYNCHRONOUS SERVOMOTOR, 1FK7 HIGH DYNAMIC 1.3 NM, 100 K, 6000 RPM, 0.57KW, NATURAL COOLING, IM B5 (V1, V3) POWER/SIGNAL CONNECTORS CONNECTOR CAN BE ROTATED BY 270 DEGR. BASIC ABSOLUTE ENCODER 16 P/REV (ENCODER A-16) WITH DRIVE-CLIQ INTERFACE; PERFORMANCE REDUCTION BY 10% DUE TO ABSOLUTE ENCODER; SHAFT WITH FITTED KEY, TOLERANCE N; WITH HOLDING BRAKE DEGREE OF PROTECTION IP64; PAINT FINISH RAL7016 | 2166 | TEM | 1 | MC | 3.402 | 1
1FK70337AK711VB5 | SIMOTICS S SYNCHRONOUS SERVOMOTOR, 1FK7 HIGH DYNAMIC 1.3 NM, 100 K, 6000 RPM, 0.57KW, NATURAL COOLING, IM B5 (V1, V3) POWER/SIGNAL CONNECTORS CONNECTOR CAN BE ROTATED BY 270 DEGR. BASIC ABSOLUTE ENCODER 16 P/REV (ENCODER A-16) WITH DRIVE-CLIQ INTERFACE; PERFORMANCE REDUCTION BY 10% DUE TO ABSOLUTE ENCODER; SHAFT WITH FITTED KEY, TOLERANCE N; WITH HOLDING BRAKE DEGREE OF PROTECTION IP65 AS FLANGE IP67; PAINT FINISH RAL7016 | 2267 | TEM | 1 | MC | 3.402 | 1
1FK70337AK711VB8 | SIMOTICS S SYNCHRONOUS SERVOMOTOR, 1FK7 HIGH DYNAMIC 1.3 NM, 100 K, 6000 RPM, 0.57KW, NATURAL COOLING, IM B5 (V1, V3) POWER/SIGNAL CONNECTORS CONNECTOR CAN BE ROTATED BY 270 DEGR. BASIC ABSOLUTE ENCODER 16 P/REV (ENCODER A-16) WITH DRIVE-CLIQ INTERFACE; PERFORMANCE REDUCTION BY 10% DUE TO ABSOLUTE ENCODER; SHAFT WITH FITTED KEY, TOLERANCE N; WITH HOLDING BRAKE DEGREE OF PROTECTION IP65 IP67 D-END FLANGE; RAL7016 COATING; METALLIC RATING PLATE AT MOTOR | 2376 | TEM | 1 | MC | 3.402 | 1
1FK70337AK711VG0 | SIMOTICS S SYNCHRONOUS SERVOMOTOR, 1FK7 HIGH DYNAMIC 1.3 NM, 100 K, 6000 RPM, 0.57KW, NATURAL COOLING, IM B5 (V1, V3) POWER/SIGNAL CONNECTORS CONNECTOR CAN BE ROTATED BY 270 DEGR. BASIC ABSOLUTE ENCODER 16 P/REV (ENCODER A-16) WITH DRIVE-CLIQ INTERFACE; PERFORMANCE REDUCTION BY 10% DUE TO ABSOLUTE ENCODER; PLAIN SHAFT, TOLERANCE N; W/O HOLDING BRAKE DEGREE OF PROTECTION IP64 | 1785 | TEM | 1 | MC | 3.103 | 1
1FK70337AK711VG2 | SIMOTICS S SYNCHRONOUS SERVOMOTOR, 1FK7 HIGH DYNAMIC 1.3 NM, 100 K, 6000 RPM, 0.57KW, NATURAL COOLING, IM B5 (V1, V3) POWER/SIGNAL CONNECTORS CONNECTOR CAN BE ROTATED BY 270 DEGR. BASIC ABSOLUTE ENCODER 16 P/REV (ENCODER A-16) WITH DRIVE-CLIQ INTERFACE; PERFORMANCE REDUCTION BY 10% DUE TO ABSOLUTE ENCODER; PLAIN SHAFT, TOLERANCE N; W/O HOLDING BRAKE DEGREE OF PROTECTION IP65 FLANGE ON DRIVE END IP67 | 1887 | TEM | 1 | MC | 3.103 | 1
1FK70337AK711VG3 | SIMOTICS S SYNCHRONOUS SERVOMOTOR, 1FK7 HIGH DYNAMIC 1.3 NM, 100 K, 6000 RPM, 0.57KW, NATURAL COOLING, IM B5 (V1, V3) POWER/SIGNAL CONNECTORS CONNECTOR CAN BE ROTATED BY 270 DEGR. BASIC ABSOLUTE ENCODER 16 P/REV (ENCODER A-16) WITH DRIVE-CLIQ INTERFACE; PERFORMANCE REDUCTION BY 10% DUE TO ABSOLUTE ENCODER; PLAIN SHAFT, TOLERANCE N; W/O HOLDING BRAKE DEGREE OF PROTECTION IP64; PAINT FINISH RAL7016 | 1834 | TEM | 1 | MC | 3.103 | 1
1FK70337AK711VG5 | SIMOTICS S SYNCHRONOUS SERVOMOTOR, 1FK7 HIGH DYNAMIC 1.3 NM, 100 K, 6000 RPM, 0.57KW, NATURAL COOLING, IM B5 (V1, V3) POWER/SIGNAL CONNECTORS CONNECTOR CAN BE ROTATED BY 270 DEGR. BASIC ABSOLUTE ENCODER 16 P/REV (ENCODER A-16) WITH DRIVE-CLIQ INTERFACE; PERFORMANCE REDUCTION BY 10% DUE TO ABSOLUTE ENCODER; PLAIN SHAFT, TOLERANCE N; W/O HOLDING BRAKE DEGREE OF PROTECTION IP65 AS FLANGE IP67; PAINT FINISH RAL7016 | 1936 | TEM | 1 | MC | 3.103 | 1
1FK70337AK711VG8 | SIMOTICS S SYNCHRONOUS SERVOMOTOR, 1FK7 HIGH DYNAMIC 1.3 NM, 100 K, 6000 RPM, 0.57KW, NATURAL COOLING, IM B5 (V1, V3) POWER/SIGNAL CONNECTORS CONNECTOR CAN BE ROTATED BY 270 DEGR. BASIC ABSOLUTE ENCODER 16 P/REV (ENCODER A-16) WITH DRIVE-CLIQ INTERFACE; PERFORMANCE REDUCTION BY 10% DUE TO ABSOLUTE ENCODER; PLAIN SHAFT, TOLERANCE N; W/O HOLDING BRAKE DEGREE OF PROTECTION IP65 IP67 D-END FLANGE; RAL7016 COATING; METALLIC RATING PLATE AT MOTOR | 2044 | TEM | 1 | MC | 3.103 | 1
1FK70337AK711VH0 | SIMOTICS S SYNCHRONOUS SERVOMOTOR, 1FK7 HIGH DYNAMIC 1.3 NM, 100 K, 6000 RPM, 0.57KW, NATURAL COOLING, IM B5 (V1, V3) POWER/SIGNAL CONNECTORS CONNECTOR CAN BE ROTATED BY 270 DEGR. BASIC ABSOLUTE ENCODER 16 P/REV (ENCODER A-16) WITH DRIVE-CLIQ INTERFACE; PERFORMANCE REDUCTION BY 10% DUE TO ABSOLUTE ENCODER; PLAIN SHAFT, TOLERANCE N; WITH HOLDING BRAKE DEGREE OF PROTECTION IP64 | 2020 | TEM | 1 | MC | 3.402 | 1
1FK70337AK711VH2 | SIMOTICS S SYNCHRONOUS SERVOMOTOR, 1FK7 HIGH DYNAMIC 1.3 NM, 100 K, 6000 RPM, 0.57KW, NATURAL COOLING, IM B5 (V1, V3) POWER/SIGNAL CONNECTORS CONNECTOR CAN BE ROTATED BY 270 DEGR. BASIC ABSOLUTE ENCODER 16 P/REV (ENCODER A-16) WITH DRIVE-CLIQ INTERFACE; PERFORMANCE REDUCTION BY 10% DUE TO ABSOLUTE ENCODER; PLAIN SHAFT, TOLERANCE N; WITH HOLDING BRAKE DEGREE OF PROTECTION IP65 FLANGE ON DRIVE END IP67 | 2122 | TEM | 1 | MC | 3.402 | 1
1FK70337AK711VH3 | SIMOTICS S SYNCHRONOUS SERVOMOTOR, 1FK7 HIGH DYNAMIC 1.3 NM, 100 K, 6000 RPM, 0.57KW, NATURAL COOLING, IM B5 (V1, V3) POWER/SIGNAL CONNECTORS CONNECTOR CAN BE ROTATED BY 270 DEGR. BASIC ABSOLUTE ENCODER 16 P/REV (ENCODER A-16) WITH DRIVE-CLIQ INTERFACE; PERFORMANCE REDUCTION BY 10% DUE TO ABSOLUTE ENCODER; PLAIN SHAFT, TOLERANCE N; WITH HOLDING BRAKE DEGREE OF PROTECTION IP64; PAINT FINISH RAL7016 | 2069 | TEM | 1 | MC | 3.402 | 1
1FK70337AK711VH5 | SIMOTICS S SYNCHRONOUS SERVOMOTOR, 1FK7 HIGH DYNAMIC 1.3 NM, 100 K, 6000 RPM, 0.57KW, NATURAL COOLING, IM B5 (V1, V3) POWER/SIGNAL CONNECTORS CONNECTOR CAN BE ROTATED BY 270 DEGR. BASIC ABSOLUTE ENCODER 16 P/REV (ENCODER A-16) WITH DRIVE-CLIQ INTERFACE; PERFORMANCE REDUCTION BY 10% DUE TO ABSOLUTE ENCODER; PLAIN SHAFT, TOLERANCE N; WITH HOLDING BRAKE DEGREE OF PROTECTION IP65 AS FLANGE IP67; PAINT FINISH RAL7016 | 2171 | TEM | 1 | MC | 3.402 | 1
1FK70337AK711VH8 | SIMOTICS S SYNCHRONOUS SERVOMOTOR, 1FK7 HIGH DYNAMIC 1.3 NM, 100 K, 6000 RPM, 0.57KW, NATURAL COOLING, IM B5 (V1, V3) POWER/SIGNAL CONNECTORS CONNECTOR CAN BE ROTATED BY 270 DEGR. BASIC ABSOLUTE ENCODER 16 P/REV (ENCODER A-16) WITH DRIVE-CLIQ INTERFACE; PERFORMANCE REDUCTION BY 10% DUE TO ABSOLUTE ENCODER; PLAIN SHAFT, TOLERANCE N; WITH HOLDING BRAKE DEGREE OF PROTECTION IP65 IP67 D-END FLANGE; RAL7016 COATING; METALLIC RATING PLATE AT MOTOR | 2279 | TEM | 1 | MC | 3.402 | 1
1FK70337AK713AG5 | SIMOTICS S SYNCHRONOUS SERVOMOTOR, 1FK7 HIGH DYNAMIC 1.3 NM, 100 K, 6000 RPM, NATURAL COOLING, IM B5 (V1, V3) POWER/SIGNAL CONNECTORS OUTGOING TO ND-END INCREM. ENCODER, SIN/COS 1 VPP 2048 P/REV (ENCODER I-2048); PLAIN SHAFT, TOLERANCE N; W/O HOLDING BRAKE DEGREE OF PROTECTION IP65 AS FLANGE IP67; PAINT FINISH RAL7016 | 1835 | TEM | 1 | MC | 3.1 | 1
1FK70337AY211UG0 | SIMOTICS S SYNCHRONOUS SERVOMOTOR 1FK7 HIGH DYNAMIC, NATURAL COOLING, ZK 300V, 0.38KW, 1.3 NM (100 K), SPECIAL VERSION IM B5 (V1, V3) ROTATABLE PLUG FOR SIGNAL AND P RESOLVER MULTIPOLE (RESOLVER P=3), WITH DRIVE-CLIQ INTERFACE, PLAIN SHAFT, TOLERANCE N WITHOUT BRAKE, PROTECTION CLASS IP64 | 1278 | TEM | 1 | MC | 3.1 | 1
1FK70342AF211AA0 | SIMOTICS S SYNCHRONOUS MOTOR 1FK7-CT PN=0,47 KW; UZK=300V M0=1,6NM (100K); NN=3000RPM; NATURAL COOLING, FRAME SIZE IMB 5 (IM V1, IM V3) FLANGE 1, WITH KTY TEMPERATURESENSOR POWER CONNECTOR ROTATABLE INCREMENTAL ENCODER SIN/COS 1VPP;2048 S/R W. C-AND D-SPUR (ENCODER IC2048S/R) SHAFT WITH FITTED KEY, TOLERANCE N; W/O HOLDING BRAKE PROTECTION CLASS IP64; | 1688 | TEM | 1 | MC | 3.701 | 1
1FK70342AF211AA1 | SIMOTICS S SYNCHRONOUS MOTOR 1FK7-CT PN=0,47 KW; UZK=300V M0=1,6NM (100K); NN=3000RPM; NATURAL COOLING, FRAME SIZE IMB 5 (IM V1, IM V3) FLANGE 1, WITH KTY TEMPERATURESENSOR POWER CONNECTOR ROTATABLE INCREMENTAL ENCODER SIN/COS 1VPP;2048 S/R W. C-AND D-SPUR (ENCODER IC2048S/R) SHAFT WITH FITTED KEY, TOLERANCE N; W/O HOLDING BRAKE PROTECTION CLASS IP65, | 1781 | TEM | 1 | MC | 3.701 | 1
1FK70342AF211AA2 | SIMOTICS S SYNCHRONOUS MOTOR 1FK7-CT PN=0,47 KW; UZK=300V M0=1,6NM (100K); NN=3000RPM; NATURAL COOLING, FRAME SIZE IMB 5 (IM V1, IM V3) FLANGE 1, WITH KTY TEMPERATURESENSOR POWER CONNECTOR ROTATABLE INCREMENTAL ENCODER SIN/COS 1VPP;2048 S/R W. C-AND D-SPUR (ENCODER IC2048S/R) SHAFT WITH FITTED KEY, TOLERANCE N; W/O HOLDING BRAKE PROTECTION CLASS IP65, FLANGE ON DRIVE END IP67; | 1781 | TEM | 1 | MC | 3.701 | 1
1FK70342AF211AB0 | SIMOTICS S SYNCHRONOUS MOTOR 1FK7-CT PN=0,47 KW; UZK=300V M0=1,6NM (100K); NN=3000RPM; NATURAL COOLING, FRAME SIZE IMB 5 (IM V1, IM V3) FLANGE 1, WITH KTY TEMPERATURESENSOR POWER CONNECTOR ROTATABLE INCREMENTAL ENCODER SIN/COS 1VPP;2048 S/R W. C-AND D-SPUR (ENCODER IC2048S/R) SHAFT WITH FITTED KEY, TOLERANCE N; WITH HOLDING BRAKE PROTECTION CLASS IP64; | 1907 | TEM | 1 | MC | 4 | 1
1FK70342AF211AB1 | SIMOTICS S SYNCHRONOUS MOTOR 1FK7-CT PN=0,47 KW; UZK=300V M0=1,6NM (100K); NN=3000RPM; NATURAL COOLING, FRAME SIZE IMB 5 (IM V1, IM V3) FLANGE 1, WITH KTY TEMPERATURESENSOR POWER CONNECTOR ROTATABLE INCREMENTAL ENCODER SIN/COS 1VPP;2048 S/R W. C-AND D-SPUR (ENCODER IC2048S/R) SHAFT WITH FITTED KEY, TOLERANCE N; WITH HOLDING BRAKE PROTECTION CLASS IP65, | 2000 | TEM | 1 | MC | 4 | 1
1FK70342AF211AB2 | SIMOTICS S SYNCHRONOUS MOTOR 1FK7-CT PN=0,47 KW; UZK=300V M0=1,6NM (100K); NN=3000RPM; NATURAL COOLING, FRAME SIZE IMB 5 (IM V1, IM V3) FLANGE 1, WITH KTY TEMPERATURESENSOR POWER CONNECTOR ROTATABLE INCREMENTAL ENCODER SIN/COS 1VPP;2048 S/R W. C-AND D-SPUR (ENCODER IC2048S/R) SHAFT WITH FITTED KEY, TOLERANCE N; WITH HOLDING BRAKE PROTECTION CLASS IP65, FLANGE ON DRIVE END IP67; | 2000 | TEM | 1 | MC | 4 | 1
1FK70342AF211AG0 | SIMOTICS S SYNCHRONOUS MOTOR 1FK7-CT PN=0,47 KW; UZK=300V M0=1,6NM (100K); NN=3000RPM; NATURAL COOLING, FRAME SIZE IMB 5 (IM V1, IM V3) FLANGE 1, WITH KTY TEMPERATURESENSOR POWER CONNECTOR ROTATABLE INCREMENTAL ENCODER SIN/COS 1VPP;2048 S/R W. C-AND D-SPUR (ENCODER IC2048S/R) PLAIN SHAFT, TOLERANCE N; W/O HOLDING BRAKE PROTECTION CLASS IP64; | 1601 | TEM | 1 | MC | 3.701 | 1
1FK70342AF211AG1 | SIMOTICS S SYNCHRONOUS MOTOR 1FK7-CT PN=0,47 KW; UZK=300V M0=1,6NM (100K); NN=3000RPM; NATURAL COOLING, FRAME SIZE IMB 5 (IM V1, IM V3) FLANGE 1, WITH KTY TEMPERATURESENSOR POWER CONNECTOR ROTATABLE INCREMENTAL ENCODER SIN/COS 1VPP;2048 S/R W. C-AND D-SPUR (ENCODER IC2048S/R) PLAIN SHAFT, TOLERANCE N; W/O HOLDING BRAKE PROTECTION CLASS IP65, | 1695 | TEM | 1 | MC | 3.701 | 1
1FK70342AF211AG2 | SIMOTICS S SYNCHRONOUS MOTOR 1FK7-CT PN=0,47 KW; UZK=300V M0=1,6NM (100K); NN=3000RPM; NATURAL COOLING, FRAME SIZE IMB 5 (IM V1, IM V3) FLANGE 1, WITH KTY TEMPERATURESENSOR POWER CONNECTOR ROTATABLE INCREMENTAL ENCODER SIN/COS 1VPP;2048 S/R W. C-AND D-SPUR (ENCODER IC2048S/R) PLAIN SHAFT, TOLERANCE N; W/O HOLDING BRAKE PROTECTION CLASS IP65, FLANGE ON DRIVE END IP67; | 1695 | TEM | 1 | MC | 3.701 | 1
1FK70342AF211AH0 | SIMOTICS S SYNCHRONOUS MOTOR 1FK7-CT PN=0,47 KW; UZK=300V M0=1,6NM (100K); NN=3000RPM; NATURAL COOLING, FRAME SIZE IMB 5 (IM V1, IM V3) FLANGE 1, WITH KTY TEMPERATURESENSOR POWER CONNECTOR ROTATABLE INCREMENTAL ENCODER SIN/COS 1VPP;2048 S/R W. C-AND D-SPUR (ENCODER IC2048S/R) PLAIN SHAFT, TOLERANCE N; WITH HOLDING BRAKE PROTECTION CLASS IP64; | 1818 | TEM | 1 | MC | 4 | 1
1FK70342AF211AH1 | SIMOTICS S SYNCHRONOUS MOTOR 1FK7-CT PN=0,47 KW; UZK=300V M0=1,6NM (100K); NN=3000RPM; NATURAL COOLING, FRAME SIZE IMB 5 (IM V1, IM V3) FLANGE 1, WITH KTY TEMPERATURESENSOR POWER CONNECTOR ROTATABLE INCREMENTAL ENCODER SIN/COS 1VPP;2048 S/R W. C-AND D-SPUR (ENCODER IC2048S/R) PLAIN SHAFT, TOLERANCE N; WITH HOLDING BRAKE PROTECTION CLASS IP65, | 1911 | TEM | 1 | MC | 4 | 1
1FK70342AF211AH2 | SIMOTICS S SYNCHRONOUS MOTOR 1FK7-CT PN=0,47 KW; UZK=300V M0=1,6NM (100K); NN=3000RPM; NATURAL COOLING, FRAME SIZE IMB 5 (IM V1, IM V3) FLANGE 1, WITH KTY TEMPERATURESENSOR POWER CONNECTOR ROTATABLE INCREMENTAL ENCODER SIN/COS 1VPP;2048 S/R W. C-AND D-SPUR (ENCODER IC2048S/R) PLAIN SHAFT, TOLERANCE N; WITH HOLDING BRAKE PROTECTION CLASS IP65, FLANGE ON DRIVE END IP67; | 1911 | TEM | 1 | MC | 4 | 1
1FK70342AF211BA0 | SIMOTICS S SYNCHRONOUS MOTOR 1FK7-CT PN=0,47 KW; UZK=300V M0=1,6NM (100K); NN=3000RPM; NATURAL COOLING, FRAME SIZE IMB 5 (IM V1, IM V3) FLANGE 1 POWER CONNECTOR ROTATABLE ABSOLUTE ENCODER SINGLETURN 24 BIT WITH DRIVE CLIQ INTERFACE (ENCODER AS24DQI) SHAFT WITH FITTED KEY, TOLERANCE N; W/O HOLDING BRAKE PROTECTION CLASS IP64; | 1929 | TEM | 1 | MC | 3.701 | 1
1FK70342AF211BA1 | SIMOTICS S SYNCHRONOUS MOTOR 1FK7-CT PN=0,47 KW; UZK=300V M0=1,6NM (100K); NN=3000RPM; NATURAL COOLING, FRAME SIZE IMB 5 (IM V1, IM V3) FLANGE 1 POWER CONNECTOR ROTATABLE ABSOLUTE ENCODER SINGLETURN 24 BIT WITH DRIVE CLIQ INTERFACE (ENCODER AS24DQI) SHAFT WITH FITTED KEY, TOLERANCE N; W/O HOLDING BRAKE PROTECTION CLASS IP65, | 2022 | TEM | 1 | MC | 3.701 | 1
1FK70342AF211BA2 | SIMOTICS S SYNCHRONOUS MOTOR 1FK7-CT PN=0,47 KW; UZK=300V M0=1,6NM (100K); NN=3000RPM; NATURAL COOLING, FRAME SIZE IMB 5 (IM V1, IM V3) FLANGE 1 POWER CONNECTOR ROTATABLE ABSOLUTE ENCODER SINGLETURN 24 BIT WITH DRIVE CLIQ INTERFACE (ENCODER AS24DQI) SHAFT WITH FITTED KEY, TOLERANCE N; W/O HOLDING BRAKE PROTECTION CLASS IP65, FLANGE ON DRIVE END IP67; | 2022 | TEM | 1 | MC | 3.701 | 1
1FK70342AF211BB0 | SIMOTICS S SYNCHRONOUS MOTOR 1FK7-CT PN=0,47 KW; UZK=300V M0=1,6NM (100K); NN=3000RPM; NATURAL COOLING, FRAME SIZE IMB 5 (IM V1, IM V3) FLANGE 1 POWER CONNECTOR ROTATABLE ABSOLUTE ENCODER SINGLETURN 24 BIT WITH DRIVE CLIQ INTERFACE (ENCODER AS24DQI) SHAFT WITH FITTED KEY, TOLERANCE N; WITH HOLDING BRAKE PROTECTION CLASS IP64; | 2148 | TEM | 1 | MC | 4 | 1
1FK70342AF211BB1 | SIMOTICS S SYNCHRONOUS MOTOR 1FK7-CT PN=0,47 KW; UZK=300V M0=1,6NM (100K); NN=3000RPM; NATURAL COOLING, FRAME SIZE IMB 5 (IM V1, IM V3) FLANGE 1 POWER CONNECTOR ROTATABLE ABSOLUTE ENCODER SINGLETURN 24 BIT WITH DRIVE CLIQ INTERFACE (ENCODER AS24DQI) SHAFT WITH FITTED KEY, TOLERANCE N; WITH HOLDING BRAKE PROTECTION CLASS IP65, | 2241 | TEM | 1 | MC | 4 | 1
1FK70342AF211BB2 | SIMOTICS S SYNCHRONOUS MOTOR 1FK7-CT PN=0,47 KW; UZK=300V M0=1,6NM (100K); NN=3000RPM; NATURAL COOLING, FRAME SIZE IMB 5 (IM V1, IM V3) FLANGE 1 POWER CONNECTOR ROTATABLE ABSOLUTE ENCODER SINGLETURN 24 BIT WITH DRIVE CLIQ INTERFACE (ENCODER AS24DQI) SHAFT WITH FITTED KEY, TOLERANCE N; WITH HOLDING BRAKE PROTECTION CLASS IP65, FLANGE ON DRIVE END IP67; | 2241 | TEM | 1 | MC | 4 | 1
1FK70342AF211BG0 | SIMOTICS S SYNCHRONOUS MOTOR 1FK7-CT PN=0,47 KW; UZK=300V M0=1,6NM (100K); NN=3000RPM; NATURAL COOLING, FRAME SIZE IMB 5 (IM V1, IM V3) FLANGE 1 POWER CONNECTOR ROTATABLE ABSOLUTE ENCODER SINGLETURN 24 BIT WITH DRIVE CLIQ INTERFACE (ENCODER AS24DQI) PLAIN SHAFT, TOLERANCE N; W/O HOLDING BRAKE PROTECTION CLASS IP64; | 1842 | TEM | 1 | MC | 3.701 | 1
1FK70342AF211BG1 | SIMOTICS S SYNCHRONOUS MOTOR 1FK7-CT PN=0,47 KW; UZK=300V M0=1,6NM (100K); NN=3000RPM; NATURAL COOLING, FRAME SIZE IMB 5 (IM V1, IM V3) FLANGE 1 POWER CONNECTOR ROTATABLE ABSOLUTE ENCODER SINGLETURN 24 BIT WITH DRIVE CLIQ INTERFACE (ENCODER AS24DQI) PLAIN SHAFT, TOLERANCE N; W/O HOLDING BRAKE PROTECTION CLASS IP65, | 1936 | TEM | 1 | MC | 3.701 | 1
1FK70342AF211BG2 | SIMOTICS S SYNCHRONOUS MOTOR 1FK7-CT PN=0,47 KW; UZK=300V M0=1,6NM (100K); NN=3000RPM; NATURAL COOLING, FRAME SIZE IMB 5 (IM V1, IM V3) FLANGE 1 POWER CONNECTOR ROTATABLE ABSOLUTE ENCODER SINGLETURN 24 BIT WITH DRIVE CLIQ INTERFACE (ENCODER AS24DQI) PLAIN SHAFT, TOLERANCE N; W/O HOLDING BRAKE PROTECTION CLASS IP65, FLANGE ON DRIVE END IP67; | 1936 | TEM | 1 | MC | 3.701 | 1
1FK70342AF211BH0 | SIMOTICS S SYNCHRONOUS MOTOR 1FK7-CT PN=0,47 KW; UZK=300V M0=1,6NM (100K); NN=3000RPM; NATURAL COOLING, FRAME SIZE IMB 5 (IM V1, IM V3) FLANGE 1 POWER CONNECTOR ROTATABLE ABSOLUTE ENCODER SINGLETURN 24 BIT WITH DRIVE CLIQ INTERFACE (ENCODER AS24DQI) PLAIN SHAFT, TOLERANCE N; WITH HOLDING BRAKE PROTECTION CLASS IP64; | 2059 | TEM | 1 | MC | 4 | 1
1FK70342AF211BH1 | SIMOTICS S SYNCHRONOUS MOTOR 1FK7-CT PN=0,47 KW; UZK=300V M0=1,6NM (100K); NN=3000RPM; NATURAL COOLING, FRAME SIZE IMB 5 (IM V1, IM V3) FLANGE 1 POWER CONNECTOR ROTATABLE ABSOLUTE ENCODER SINGLETURN 24 BIT WITH DRIVE CLIQ INTERFACE (ENCODER AS24DQI) PLAIN SHAFT, TOLERANCE N; WITH HOLDING BRAKE PROTECTION CLASS IP65, | 2152 | TEM | 1 | MC | 4 | 1
1FK70342AF211BH2 | SIMOTICS S SYNCHRONOUS MOTOR 1FK7-CT PN=0,47 KW; UZK=300V M0=1,6NM (100K); NN=3000RPM; NATURAL COOLING, FRAME SIZE IMB 5 (IM V1, IM V3) FLANGE 1 POWER CONNECTOR ROTATABLE ABSOLUTE ENCODER SINGLETURN 24 BIT WITH DRIVE CLIQ INTERFACE (ENCODER AS24DQI) PLAIN SHAFT, TOLERANCE N; WITH HOLDING BRAKE PROTECTION CLASS IP65, FLANGE ON DRIVE END IP67; | 2152 | TEM | 1 | MC | 4 | 1
1FK70342AF211CA0 | SIMOTICS S SYNCHRONOUS MOTOR 1FK7-CT PN=0,47 KW; UZK=300V M0=1,6NM (100K); NN=3000RPM; NATURAL COOLING, FRAME SIZE IMB 5 (IM V1, IM V3) FLANGE 1 POWER CONNECTOR ROTATABLE ABSOLUTE ENCODER 24 BIT + 12 BIT MULTITURN WITH DRIVE-CLIQ INTERFACE (ENCODER AM24DQI) SHAFT WITH FITTED KEY, TOLERANCE N; W/O HOLDING BRAKE PROTECTION CLASS IP64; | 2298 | TEM | 1 | MC | 3.701 | 1
1FK70342AF211CA1 | SIMOTICS S SYNCHRONOUS MOTOR 1FK7-CT PN=0,47 KW; UZK=300V M0=1,6NM (100K); NN=3000RPM; NATURAL COOLING, FRAME SIZE IMB 5 (IM V1, IM V3) FLANGE 1 POWER CONNECTOR ROTATABLE ABSOLUTE ENCODER 24 BIT + 12 BIT MULTITURN WITH DRIVE-CLIQ INTERFACE (ENCODER AM24DQI) SHAFT WITH FITTED KEY, TOLERANCE N; W/O HOLDING BRAKE PROTECTION CLASS IP65, | 2391 | TEM | 1 | MC | 3.701 | 1
1FK70342AF211CA2 | SIMOTICS S SYNCHRONOUS MOTOR 1FK7-CT PN=0,47 KW; UZK=300V M0=1,6NM (100K); NN=3000RPM; NATURAL COOLING, FRAME SIZE IMB 5 (IM V1, IM V3) FLANGE 1 POWER CONNECTOR ROTATABLE ABSOLUTE ENCODER 24 BIT + 12 BIT MULTITURN WITH DRIVE-CLIQ INTERFACE (ENCODER AM24DQI) SHAFT WITH FITTED KEY, TOLERANCE N; W/O HOLDING BRAKE PROTECTION CLASS IP65, FLANGE ON DRIVE END IP67; | 2391 | TEM | 1 | MC | 3.701 | 1
1FK70342AF211CB0 | SIMOTICS S SYNCHRONOUS MOTOR 1FK7-CT PN=0,47 KW; UZK=300V M0=1,6NM (100K); NN=3000RPM; NATURAL COOLING, FRAME SIZE IMB 5 (IM V1, IM V3) FLANGE 1 POWER CONNECTOR ROTATABLE ABSOLUTE ENCODER 24 BIT + 12 BIT MULTITURN WITH DRIVE-CLIQ INTERFACE (ENCODER AM24DQI) SHAFT WITH FITTED KEY, TOLERANCE N; WITH HOLDING BRAKE PROTECTION CLASS IP64; | 2517 | TEM | 1 | MC | 4 | 1
1FK70342AF211CB1 | SIMOTICS S SYNCHRONOUS MOTOR 1FK7-CT PN=0,47 KW; UZK=300V M0=1,6NM (100K); NN=3000RPM; NATURAL COOLING, FRAME SIZE IMB 5 (IM V1, IM V3) FLANGE 1 POWER CONNECTOR ROTATABLE ABSOLUTE ENCODER 24 BIT + 12 BIT MULTITURN WITH DRIVE-CLIQ INTERFACE (ENCODER AM24DQI) SHAFT WITH FITTED KEY, TOLERANCE N; WITH HOLDING BRAKE PROTECTION CLASS IP65, | 2610 | TEM | 1 | MC | 4 | 1
1FK70342AF211CB2 | SIMOTICS S SYNCHRONOUS MOTOR 1FK7-CT PN=0,47 KW; UZK=300V M0=1,6NM (100K); NN=3000RPM; NATURAL COOLING, FRAME SIZE IMB 5 (IM V1, IM V3) FLANGE 1 POWER CONNECTOR ROTATABLE ABSOLUTE ENCODER 24 BIT + 12 BIT MULTITURN WITH DRIVE-CLIQ INTERFACE (ENCODER AM24DQI) SHAFT WITH FITTED KEY, TOLERANCE N; WITH HOLDING BRAKE PROTECTION CLASS IP65, FLANGE ON DRIVE END IP67; | 2610 | TEM | 1 | MC | 4 | 1
1FK70342AF211CG0 | SIMOTICS S SYNCHRONOUS MOTOR 1FK7-CT PN=0,47 KW; UZK=300V M0=1,6NM (100K); NN=3000RPM; NATURAL COOLING, FRAME SIZE IMB 5 (IM V1, IM V3) FLANGE 1 POWER CONNECTOR ROTATABLE ABSOLUTE ENCODER 24 BIT + 12 BIT MULTITURN WITH DRIVE-CLIQ INTERFACE (ENCODER AM24DQI) PLAIN SHAFT, TOLERANCE N; W/O HOLDING BRAKE PROTECTION CLASS IP64; | 2212 | TEM | 1 | MC | 3.701 | 1
1FK70342AF211CG1 | SIMOTICS S SYNCHRONOUS MOTOR 1FK7-CT PN=0,47 KW; UZK=300V M0=1,6NM (100K); NN=3000RPM; NATURAL COOLING, FRAME SIZE IMB 5 (IM V1, IM V3) FLANGE 1 POWER CONNECTOR ROTATABLE ABSOLUTE ENCODER 24 BIT + 12 BIT MULTITURN WITH DRIVE-CLIQ INTERFACE (ENCODER AM24DQI) PLAIN SHAFT, TOLERANCE N; W/O HOLDING BRAKE PROTECTION CLASS IP65, | 2305 | TEM | 1 | MC | 3.701 | 1
1FK70342AF211CG2 | SIMOTICS S SYNCHRONOUS MOTOR 1FK7-CT PN=0,47 KW; UZK=300V M0=1,6NM (100K); NN=3000RPM; NATURAL COOLING, FRAME SIZE IMB 5 (IM V1, IM V3) FLANGE 1 POWER CONNECTOR ROTATABLE ABSOLUTE ENCODER 24 BIT + 12 BIT MULTITURN WITH DRIVE-CLIQ INTERFACE (ENCODER AM24DQI) PLAIN SHAFT, TOLERANCE N; W/O HOLDING BRAKE PROTECTION CLASS IP65, FLANGE ON DRIVE END IP67; | 2305 | TEM | 1 | MC | 3.701 | 1
1FK70342AF211CH0 | SIMOTICS S SYNCHRONOUS MOTOR 1FK7-CT PN=0,47 KW; UZK=300V M0=1,6NM (100K); NN=3000RPM; NATURAL COOLING, FRAME SIZE IMB 5 (IM V1, IM V3) FLANGE 1 POWER CONNECTOR ROTATABLE ABSOLUTE ENCODER 24 BIT + 12 BIT MULTITURN WITH DRIVE-CLIQ INTERFACE (ENCODER AM24DQI) PLAIN SHAFT, TOLERANCE N; WITH HOLDING BRAKE PROTECTION CLASS IP64; | 2428 | TEM | 1 | MC | 4 | 1
1FK70342AF211CH1 | SIMOTICS S SYNCHRONOUS MOTOR 1FK7-CT PN=0,47 KW; UZK=300V M0=1,6NM (100K); NN=3000RPM; NATURAL COOLING, FRAME SIZE IMB 5 (IM V1, IM V3) FLANGE 1 POWER CONNECTOR ROTATABLE ABSOLUTE ENCODER 24 BIT + 12 BIT MULTITURN WITH DRIVE-CLIQ INTERFACE (ENCODER AM24DQI) PLAIN SHAFT, TOLERANCE N; WITH HOLDING BRAKE PROTECTION CLASS IP65, | 2522 | TEM | 1 | MC | 4 | 1
1FK70342AF211CH2 | SIMOTICS S SYNCHRONOUS MOTOR 1FK7-CT PN=0,47 KW; UZK=300V M0=1,6NM (100K); NN=3000RPM; NATURAL COOLING, FRAME SIZE IMB 5 (IM V1, IM V3) FLANGE 1 POWER CONNECTOR ROTATABLE ABSOLUTE ENCODER 24 BIT + 12 BIT MULTITURN WITH DRIVE-CLIQ INTERFACE (ENCODER AM24DQI) PLAIN SHAFT, TOLERANCE N; WITH HOLDING BRAKE PROTECTION CLASS IP65, FLANGE ON DRIVE END IP67; | 2522 | TEM | 1 | MC | 4 | 1
1FK70342AF211DA1 | SIMOTICS S SYNCHRONOUS MOTOR 1FK7-CT PN=0,47 KW; UZK=300V M0=1,6NM (100K); NN=3000RPM; NATURAL COOLING, FRAME SIZE IMB 5 (IM V1, IM V3) FLANGE 1 POWER CONNECTOR ROTATABLE INCREMENTAL ENCODER 22 BIT WITH DRIVE-CLIQ INTERFACE (ENCODER IC22DQ) SHAFT WITH FITTED KEY, TOLERANCE N; W/O HOLDING BRAKE PROTECTION CLASS IP65, | 2102 | TEM | 1 | MC | 3.702 | 1
1FK70342AF211DA2 | SIMOTICS S SYNCHRONOUS MOTOR 1FK7-CT PN=0,47 KW; UZK=300V M0=1,6NM (100K); NN=3000RPM; NATURAL COOLING, FRAME SIZE IMB 5 (IM V1, IM V3) FLANGE 1 POWER CONNECTOR ROTATABLE INCREMENTAL ENCODER 22 BIT WITH DRIVE-CLIQ INTERFACE (ENCODER IC22DQ) SHAFT WITH FITTED KEY, TOLERANCE N; W/O HOLDING BRAKE PROTECTION CLASS IP65, FLANGE ON DRIVE END IP67; | 2102 | TEM | 1 | MC | 3.702 | 1
1FK70342AF211DB1 | SIMOTICS S SYNCHRONOUS MOTOR 1FK7-CT PN=0,47 KW; UZK=300V M0=1,6NM (100K); NN=3000RPM; NATURAL COOLING, FRAME SIZE IMB 5 (IM V1, IM V3) FLANGE 1 POWER CONNECTOR ROTATABLE INCREMENTAL ENCODER 22 BIT WITH DRIVE-CLIQ INTERFACE (ENCODER IC22DQ) SHAFT WITH FITTED KEY, TOLERANCE N; WITH HOLDING BRAKE PROTECTION CLASS IP65, | 2321 | TEM | 1 | MC | 4.001 | 1
1FK70342AF211DG0 | SIMOTICS S SYNCHRONOUS MOTOR 1FK7-CT PN=0,47 KW; UZK=300V M0=1,6NM (100K); NN=3000RPM; NATURAL COOLING, FRAME SIZE IMB 5 (IM V1, IM V3) FLANGE 1 POWER CONNECTOR ROTATABLE INCREMENTAL ENCODER 22 BIT WITH DRIVE-CLIQ INTERFACE (ENCODER IC22DQ) PLAIN SHAFT, TOLERANCE N; W/O HOLDING BRAKE PROTECTION CLASS IP64; | 1923 | TEM | 1 | MC | 3.702 | 1
1FK70342AF211DG2 | SIMOTICS S SYNCHRONOUS MOTOR 1FK7-CT PN=0,47 KW; UZK=300V M0=1,6NM (100K); NN=3000RPM; NATURAL COOLING, FRAME SIZE IMB 5 (IM V1, IM V3) FLANGE 1 POWER CONNECTOR ROTATABLE INCREMENTAL ENCODER 22 BIT WITH DRIVE-CLIQ INTERFACE (ENCODER IC22DQ) PLAIN SHAFT, TOLERANCE N; W/O HOLDING BRAKE PROTECTION CLASS IP65, FLANGE ON DRIVE END IP67; | 2016 | TEM | 1 | MC | 3.702 | 1
1FK70342AF211DH0 | SIMOTICS S SYNCHRONOUS MOTOR 1FK7-CT PN=0,47 KW; UZK=300V M0=1,6NM (100K); NN=3000RPM; NATURAL COOLING, FRAME SIZE IMB 5 (IM V1, IM V3) FLANGE 1 POWER CONNECTOR ROTATABLE INCREMENTAL ENCODER 22 BIT WITH DRIVE-CLIQ INTERFACE (ENCODER IC22DQ) PLAIN SHAFT, TOLERANCE N; WITH HOLDING BRAKE PROTECTION CLASS IP64; | 2139 | TEM | 1 | MC | 4.001 | 1
1FK70342AF211EA0 | SIMOTICS S SYNCHRONOUS MOTOR 1FK7-CT PN=0,47 KW; UZK=300V M0=1,6NM (100K); NN=3000RPM; NATURAL COOLING, FRAME SIZE IMB 5 (IM V1, IM V3) FLANGE 1, WITH KTY TEMPERATURESENSOR POWER CONNECTOR ROTATABLE ABSOLUTE ENCODERR 2048 S/R + 4096 UMDREHUNGEN MULTITURN, WITH ENDAT-SCHNITTSTELLE (ENCODER AM2048S/R) SHAFT WITH FITTED KEY, TOLERANCE N; W/O HOLDING BRAKE PROTECTION CLASS IP64; | 2059 | TEM | 1 | MC | 3.701 | 1
1FK70342AF211EA1 | SIMOTICS S SYNCHRONOUS MOTOR 1FK7-CT PN=0,47 KW; UZK=300V M0=1,6NM (100K); NN=3000RPM; NATURAL COOLING, FRAME SIZE IMB 5 (IM V1, IM V3) FLANGE 1, WITH KTY TEMPERATURESENSOR POWER CONNECTOR ROTATABLE ABSOLUTE ENCODERR 2048 S/R + 4096 UMDREHUNGEN MULTITURN, WITH ENDAT-SCHNITTSTELLE (ENCODER AM2048S/R) SHAFT WITH FITTED KEY, TOLERANCE N; W/O HOLDING BRAKE PROTECTION CLASS IP65, | 2153 | TEM | 1 | MC | 3.701 | 1
1FK70342AF211EA2 | SIMOTICS S SYNCHRONOUS MOTOR 1FK7-CT PN=0,47 KW; UZK=300V M0=1,6NM (100K); NN=3000RPM; NATURAL COOLING, FRAME SIZE IMB 5 (IM V1, IM V3) FLANGE 1, WITH KTY TEMPERATURESENSOR POWER CONNECTOR ROTATABLE ABSOLUTE ENCODERR 2048 S/R + 4096 UMDREHUNGEN MULTITURN, WITH ENDAT-SCHNITTSTELLE (ENCODER AM2048S/R) SHAFT WITH FITTED KEY, TOLERANCE N; W/O HOLDING BRAKE PROTECTION CLASS IP65, FLANGE ON DRIVE END IP67; | 2153 | TEM | 1 | MC | 3.701 | 1
1FK70342AF211EB0 | SIMOTICS S SYNCHRONOUS MOTOR 1FK7-CT PN=0,47 KW; UZK=300V M0=1,6NM (100K); NN=3000RPM; NATURAL COOLING, FRAME SIZE IMB 5 (IM V1, IM V3) FLANGE 1, WITH KTY TEMPERATURESENSOR POWER CONNECTOR ROTATABLE ABSOLUTE ENCODERR 2048 S/R + 4096 UMDREHUNGEN MULTITURN, WITH ENDAT-SCHNITTSTELLE (ENCODER AM2048S/R) SHAFT WITH FITTED KEY, TOLERANCE N; WITH HOLDING BRAKE PROTECTION CLASS IP64; | 2278 | TEM | 1 | MC | 4 | 1
1FK70342AF211EB1 | SIMOTICS S SYNCHRONOUS MOTOR 1FK7-CT PN=0,47 KW; UZK=300V M0=1,6NM (100K); NN=3000RPM; NATURAL COOLING, FRAME SIZE IMB 5 (IM V1, IM V3) FLANGE 1, WITH KTY TEMPERATURESENSOR POWER CONNECTOR ROTATABLE ABSOLUTE ENCODERR 2048 S/R + 4096 UMDREHUNGEN MULTITURN, WITH ENDAT-SCHNITTSTELLE (ENCODER AM2048S/R) SHAFT WITH FITTED KEY, TOLERANCE N; WITH HOLDING BRAKE PROTECTION CLASS IP65, | 2372 | TEM | 1 | MC | 4 | 1
1FK70342AF211EB2 | SIMOTICS S SYNCHRONOUS MOTOR 1FK7-CT PN=0,47 KW; UZK=300V M0=1,6NM (100K); NN=3000RPM; NATURAL COOLING, FRAME SIZE IMB 5 (IM V1, IM V3) FLANGE 1, WITH KTY TEMPERATURESENSOR POWER CONNECTOR ROTATABLE ABSOLUTE ENCODERR 2048 S/R + 4096 UMDREHUNGEN MULTITURN, WITH ENDAT-SCHNITTSTELLE (ENCODER AM2048S/R) SHAFT WITH FITTED KEY, TOLERANCE N; WITH HOLDING BRAKE PROTECTION CLASS IP65, FLANGE ON DRIVE END IP67; | 2372 | TEM | 1 | MC | 4 | 1
1FK70342AF211EG0 | SIMOTICS S SYNCHRONOUS MOTOR 1FK7-CT PN=0,47 KW; UZK=300V M0=1,6NM (100K); NN=3000RPM; NATURAL COOLING, FRAME SIZE IMB 5 (IM V1, IM V3) FLANGE 1, WITH KTY TEMPERATURESENSOR POWER CONNECTOR ROTATABLE ABSOLUTE ENCODERR 2048 S/R + 4096 UMDREHUNGEN MULTITURN, WITH ENDAT-SCHNITTSTELLE (ENCODER AM2048S/R) PLAIN SHAFT, TOLERANCE N; W/O HOLDING BRAKE PROTECTION CLASS IP64; | 1973 | TEM | 1 | MC | 3.701 | 1
1FK70342AF211EG1 | SIMOTICS S SYNCHRONOUS MOTOR 1FK7-CT PN=0,47 KW; UZK=300V M0=1,6NM (100K); NN=3000RPM; NATURAL COOLING, FRAME SIZE IMB 5 (IM V1, IM V3) FLANGE 1, WITH KTY TEMPERATURESENSOR POWER CONNECTOR ROTATABLE ABSOLUTE ENCODERR 2048 S/R + 4096 UMDREHUNGEN MULTITURN, WITH ENDAT-SCHNITTSTELLE (ENCODER AM2048S/R) PLAIN SHAFT, TOLERANCE N; W/O HOLDING BRAKE PROTECTION CLASS IP65, | 2066 | TEM | 1 | MC | 3.701 | 1
1FK70342AF211EG2 | SIMOTICS S SYNCHRONOUS MOTOR 1FK7-CT PN=0,47 KW; UZK=300V M0=1,6NM (100K); NN=3000RPM; NATURAL COOLING, FRAME SIZE IMB 5 (IM V1, IM V3) FLANGE 1, WITH KTY TEMPERATURESENSOR POWER CONNECTOR ROTATABLE ABSOLUTE ENCODERR 2048 S/R + 4096 UMDREHUNGEN MULTITURN, WITH ENDAT-SCHNITTSTELLE (ENCODER AM2048S/R) PLAIN SHAFT, TOLERANCE N; W/O HOLDING BRAKE PROTECTION CLASS IP65, FLANGE ON DRIVE END IP67; | 2066 | TEM | 1 | MC | 3.701 | 1
1FK70342AF211EH0 | SIMOTICS S SYNCHRONOUS MOTOR 1FK7-CT PN=0,47 KW; UZK=300V M0=1,6NM (100K); NN=3000RPM; NATURAL COOLING, FRAME SIZE IMB 5 (IM V1, IM V3) FLANGE 1, WITH KTY TEMPERATURESENSOR POWER CONNECTOR ROTATABLE ABSOLUTE ENCODERR 2048 S/R + 4096 UMDREHUNGEN MULTITURN, WITH ENDAT-SCHNITTSTELLE (ENCODER AM2048S/R) PLAIN SHAFT, TOLERANCE N; WITH HOLDING BRAKE PROTECTION CLASS IP64; | 2189 | TEM | 1 | MC | 4 | 1
1FK70342AF211EH1 | SIMOTICS S SYNCHRONOUS MOTOR 1FK7-CT PN=0,47 KW; UZK=300V M0=1,6NM (100K); NN=3000RPM; NATURAL COOLING, FRAME SIZE IMB 5 (IM V1, IM V3) FLANGE 1, WITH KTY TEMPERATURESENSOR POWER CONNECTOR ROTATABLE ABSOLUTE ENCODERR 2048 S/R + 4096 UMDREHUNGEN MULTITURN, WITH ENDAT-SCHNITTSTELLE (ENCODER AM2048S/R) PLAIN SHAFT, TOLERANCE N; WITH HOLDING BRAKE PROTECTION CLASS IP65, | 2283 | TEM | 1 | MC | 4 | 1
1FK70342AF211EH2 | SIMOTICS S SYNCHRONOUS MOTOR 1FK7-CT PN=0,47 KW; UZK=300V M0=1,6NM (100K); NN=3000RPM; NATURAL COOLING, FRAME SIZE IMB 5 (IM V1, IM V3) FLANGE 1, WITH KTY TEMPERATURESENSOR POWER CONNECTOR ROTATABLE ABSOLUTE ENCODERR 2048 S/R + 4096 UMDREHUNGEN MULTITURN, WITH ENDAT-SCHNITTSTELLE (ENCODER AM2048S/R) PLAIN SHAFT, TOLERANCE N; WITH HOLDING BRAKE PROTECTION CLASS IP65, FLANGE ON DRIVE END IP67; | 2283 | TEM | 1 | MC | 4 | 1
1FK70342AF211FB0 | SIMOTICS S SYNCHRONOUS MOTOR 1FK7-CT PN=0,47 KW; UZK=300V M0=1,6NM (100K); NN=3000RPM; NATURAL COOLING, FRAME SIZE IMB 5 (IM V1, IM V3) FLANGE 1 POWER CONNECTOR ROTATABLE ABSOLUTE ENCODER 22BIT + 12 BIT MULTITURN, WITH DRIVE-CLIQ INTERFACE (ENCODER AM22DQ) SHAFT WITH FITTED KEY, TOLERANCE N; WITH HOLDING BRAKE PROTECTION CLASS IP64; | 2597 | TEM | 1 | MC | 4 | 1
1FK70342AF211FG0 | SIMOTICS S SYNCHRONOUS MOTOR 1FK7-CT PN=0,47 KW; UZK=300V M0=1,6NM (100K); NN=3000RPM; NATURAL COOLING, FRAME SIZE IMB 5 (IM V1, IM V3) FLANGE 1 POWER CONNECTOR ROTATABLE ABSOLUTE ENCODER 22BIT + 12 BIT MULTITURN, WITH DRIVE-CLIQ INTERFACE (ENCODER AM22DQ) PLAIN SHAFT, TOLERANCE N; W/O HOLDING BRAKE PROTECTION CLASS IP64; | 2292 | TEM | 1 | MC | 3.701 | 1
1FK70342AF211FG2 | SIMOTICS S SYNCHRONOUS MOTOR 1FK7-CT PN=0,47 KW; UZK=300V M0=1,6NM (100K); NN=3000RPM; NATURAL COOLING, FRAME SIZE IMB 5 (IM V1, IM V3) FLANGE 1 POWER CONNECTOR ROTATABLE ABSOLUTE ENCODER 22BIT + 12 BIT MULTITURN, WITH DRIVE-CLIQ INTERFACE (ENCODER AM22DQ) PLAIN SHAFT, TOLERANCE N; W/O HOLDING BRAKE PROTECTION CLASS IP65, FLANGE ON DRIVE END IP67; | 2385 | TEM | 1 | MC | 3.701 | 1
1FK70342AF211FH0 | SIMOTICS S SYNCHRONOUS MOTOR 1FK7-CT PN=0,47 KW; UZK=300V M0=1,6NM (100K); NN=3000RPM; NATURAL COOLING, FRAME SIZE IMB 5 (IM V1, IM V3) FLANGE 1 POWER CONNECTOR ROTATABLE ABSOLUTE ENCODER 22BIT + 12 BIT MULTITURN, WITH DRIVE-CLIQ INTERFACE (ENCODER AM22DQ) PLAIN SHAFT, TOLERANCE N; WITH HOLDING BRAKE PROTECTION CLASS IP64; | 2508 | TEM | 1 | MC | 4 | 1
1FK70342AF211PA0 | SIMOTICS S SYNCHRONOUS MOTOR 1FK7-CT PN=0,47 KW; UZK=300V M0=1,6NM (100K); NN=3000RPM; NATURAL COOLING, FRAME SIZE IMB 5 (IM V1, IM V3) FLANGE 1 POWER CONNECTOR ROTATABLE RESOLVER 2-POLE, WITH DRIVE CLIQ-INTERFACE SHAFT WITH FITTED KEY, TOLERANCE N; W/O HOLDING BRAKE PROTECTION CLASS IP64; | 1343 | TEM | 1 | MC | 3.801 | 1
1FK70342AF211PA1 | SIMOTICS S SYNCHRONOUS MOTOR 1FK7-CT PN=0,47 KW; UZK=300V M0=1,6NM (100K); NN=3000RPM; NATURAL COOLING, FRAME SIZE IMB 5 (IM V1, IM V3) FLANGE 1 POWER CONNECTOR ROTATABLE RESOLVER 2-POLE, WITH DRIVE CLIQ-INTERFACE SHAFT WITH FITTED KEY, TOLERANCE N; W/O HOLDING BRAKE PROTECTION CLASS IP65, | 1436 | TEM | 1 | MC | 3.801 | 1
1FK70342AF211PA2 | SIMOTICS S SYNCHRONOUS MOTOR 1FK7-CT PN=0,47 KW; UZK=300V M0=1,6NM (100K); NN=3000RPM; NATURAL COOLING, FRAME SIZE IMB 5 (IM V1, IM V3) FLANGE 1 POWER CONNECTOR ROTATABLE RESOLVER 2-POLE, WITH DRIVE CLIQ-INTERFACE SHAFT WITH FITTED KEY, TOLERANCE N; W/O HOLDING BRAKE PROTECTION CLASS IP65, FLANGE ON DRIVE END IP67; | 1436 | TEM | 1 | MC | 3.801 | 1
1FK70342AF211PB0 | SIMOTICS S SYNCHRONOUS MOTOR 1FK7-CT PN=0,47 KW; UZK=300V M0=1,6NM (100K); NN=3000RPM; NATURAL COOLING, FRAME SIZE IMB 5 (IM V1, IM V3) FLANGE 1 POWER CONNECTOR ROTATABLE RESOLVER 2-POLE, WITH DRIVE CLIQ-INTERFACE SHAFT WITH FITTED KEY, TOLERANCE N; WITH HOLDING BRAKE PROTECTION CLASS IP64; | 1562 | TEM | 1 | MC | 4.1 | 1
1FK70342AF211PB1 | SIMOTICS S SYNCHRONOUS MOTOR 1FK7-CT PN=0,47 KW; UZK=300V M0=1,6NM (100K); NN=3000RPM; NATURAL COOLING, FRAME SIZE IMB 5 (IM V1, IM V3) FLANGE 1 POWER CONNECTOR ROTATABLE RESOLVER 2-POLE, WITH DRIVE CLIQ-INTERFACE SHAFT WITH FITTED KEY, TOLERANCE N; WITH HOLDING BRAKE PROTECTION CLASS IP65, | 1655 | TEM | 1 | MC | 4.1 | 1
1FK70342AF211PB2 | SIMOTICS S SYNCHRONOUS MOTOR 1FK7-CT PN=0,47 KW; UZK=300V M0=1,6NM (100K); NN=3000RPM; NATURAL COOLING, FRAME SIZE IMB 5 (IM V1, IM V3) FLANGE 1 POWER CONNECTOR ROTATABLE RESOLVER 2-POLE, WITH DRIVE CLIQ-INTERFACE SHAFT WITH FITTED KEY, TOLERANCE N; WITH HOLDING BRAKE PROTECTION CLASS IP65, FLANGE ON DRIVE END IP67; | 1655 | TEM | 1 | MC | 4.1 | 1
1FK70342AF211PG0 | SIMOTICS S SYNCHRONOUS MOTOR 1FK7-CT PN=0,47 KW; UZK=300V M0=1,6NM (100K); NN=3000RPM; NATURAL COOLING, FRAME SIZE IMB 5 (IM V1, IM V3) FLANGE 1 POWER CONNECTOR ROTATABLE RESOLVER 2-POLE, WITH DRIVE CLIQ-INTERFACE PLAIN SHAFT, TOLERANCE N; W/O HOLDING BRAKE PROTECTION CLASS IP64; | 1257 | TEM | 1 | MC | 3.801 | 1
1FK70342AF211PG1 | SIMOTICS S SYNCHRONOUS MOTOR 1FK7-CT PN=0,47 KW; UZK=300V M0=1,6NM (100K); NN=3000RPM; NATURAL COOLING, FRAME SIZE IMB 5 (IM V1, IM V3) FLANGE 1 POWER CONNECTOR ROTATABLE RESOLVER 2-POLE, WITH DRIVE CLIQ-INTERFACE PLAIN SHAFT, TOLERANCE N; W/O HOLDING BRAKE PROTECTION CLASS IP65, | 1350 | TEM | 1 | MC | 3.801 | 1
1FK70342AF211PG2 | SIMOTICS S SYNCHRONOUS MOTOR 1FK7-CT PN=0,47 KW; UZK=300V M0=1,6NM (100K); NN=3000RPM; NATURAL COOLING, FRAME SIZE IMB 5 (IM V1, IM V3) FLANGE 1 POWER CONNECTOR ROTATABLE RESOLVER 2-POLE, WITH DRIVE CLIQ-INTERFACE PLAIN SHAFT, TOLERANCE N; W/O HOLDING BRAKE PROTECTION CLASS IP65, FLANGE ON DRIVE END IP67; | 1350 | TEM | 1 | MC | 3.801 | 1
1FK70342AF211PH0 | SIMOTICS S SYNCHRONOUS MOTOR 1FK7-CT PN=0,47 KW; UZK=300V M0=1,6NM (100K); NN=3000RPM; NATURAL COOLING, FRAME SIZE IMB 5 (IM V1, IM V3) FLANGE 1 POWER CONNECTOR ROTATABLE RESOLVER 2-POLE, WITH DRIVE CLIQ-INTERFACE PLAIN SHAFT, TOLERANCE N; WITH HOLDING BRAKE PROTECTION CLASS IP64; | 1473 | TEM | 1 | MC | 4.1 | 1
1FK70342AF211PH1 | SIMOTICS S SYNCHRONOUS MOTOR 1FK7-CT PN=0,47 KW; UZK=300V M0=1,6NM (100K); NN=3000RPM; NATURAL COOLING, FRAME SIZE IMB 5 (IM V1, IM V3) FLANGE 1 POWER CONNECTOR ROTATABLE RESOLVER 2-POLE, WITH DRIVE CLIQ-INTERFACE PLAIN SHAFT, TOLERANCE N; WITH HOLDING BRAKE PROTECTION CLASS IP65, | 1567 | TEM | 1 | MC | 4.1 | 1
1FK70342AF211PH2 | SIMOTICS S SYNCHRONOUS MOTOR 1FK7-CT PN=0,47 KW; UZK=300V M0=1,6NM (100K); NN=3000RPM; NATURAL COOLING, FRAME SIZE IMB 5 (IM V1, IM V3) FLANGE 1 POWER CONNECTOR ROTATABLE RESOLVER 2-POLE, WITH DRIVE CLIQ-INTERFACE PLAIN SHAFT, TOLERANCE N; WITH HOLDING BRAKE PROTECTION CLASS IP65, FLANGE ON DRIVE END IP67; | 1567 | TEM | 1 | MC | 4.1 | 1
1FK70342AF211QA0 | SIMOTICS S SYNCHRONOUS MOTOR 1FK7-CT PN=0,47 KW; UZK=300V M0=1,6NM (100K); NN=3000RPM; NATURAL COOLING, FRAME SIZE IMB 5 (IM V1, IM V3) FLANGE 1 POWER CONNECTOR ROTATABLE ABSOLUTE ENCODER SINGLETURN 20 BIT WITH DRIVE-CLIQ INTERFACE (ENCODER AS20DQI) SHAFT WITH FITTED KEY, TOLERANCE N; W/O HOLDING BRAKE PROTECTION CLASS IP64; | 1446 | TEM | 1 | MC | 3.701 | 1
1FK70342AF211QA1 | SIMOTICS S SYNCHRONOUS MOTOR 1FK7-CT PN=0,47 KW; UZK=300V M0=1,6NM (100K); NN=3000RPM; NATURAL COOLING, FRAME SIZE IMB 5 (IM V1, IM V3) FLANGE 1 POWER CONNECTOR ROTATABLE ABSOLUTE ENCODER SINGLETURN 20 BIT WITH DRIVE-CLIQ INTERFACE (ENCODER AS20DQI) SHAFT WITH FITTED KEY, TOLERANCE N; W/O HOLDING BRAKE PROTECTION CLASS IP65, | 1539 | TEM | 1 | MC | 3.701 | 1
1FK70342AF211QA2 | SIMOTICS S SYNCHRONOUS MOTOR 1FK7-CT PN=0,47 KW; UZK=300V M0=1,6NM (100K); NN=3000RPM; NATURAL COOLING, FRAME SIZE IMB 5 (IM V1, IM V3) FLANGE 1 POWER CONNECTOR ROTATABLE ABSOLUTE ENCODER SINGLETURN 20 BIT WITH DRIVE-CLIQ INTERFACE (ENCODER AS20DQI) SHAFT WITH FITTED KEY, TOLERANCE N; W/O HOLDING BRAKE PROTECTION CLASS IP65, FLANGE ON DRIVE END IP67; | 1539 | TEM | 1 | MC | 3.701 | 1
1FK70342AF211QB0 | SIMOTICS S SYNCHRONOUS MOTOR 1FK7-CT PN=0,47 KW; UZK=300V M0=1,6NM (100K); NN=3000RPM; NATURAL COOLING, FRAME SIZE IMB 5 (IM V1, IM V3) FLANGE 1 POWER CONNECTOR ROTATABLE ABSOLUTE ENCODER SINGLETURN 20 BIT WITH DRIVE-CLIQ INTERFACE (ENCODER AS20DQI) SHAFT WITH FITTED KEY, TOLERANCE N; WITH HOLDING BRAKE PROTECTION CLASS IP64; | 1665 | TEM | 1 | MC | 4 | 1
1FK70342AF211QB1 | SIMOTICS S SYNCHRONOUS MOTOR 1FK7-CT PN=0,47 KW; UZK=300V M0=1,6NM (100K); NN=3000RPM; NATURAL COOLING, FRAME SIZE IMB 5 (IM V1, IM V3) FLANGE 1 POWER CONNECTOR ROTATABLE ABSOLUTE ENCODER SINGLETURN 20 BIT WITH DRIVE-CLIQ INTERFACE (ENCODER AS20DQI) SHAFT WITH FITTED KEY, TOLERANCE N; WITH HOLDING BRAKE PROTECTION CLASS IP65, | 1758 | TEM | 1 | MC | 4 | 1
1FK70342AF211QB2 | SIMOTICS S SYNCHRONOUS MOTOR 1FK7-CT PN=0,47 KW; UZK=300V M0=1,6NM (100K); NN=3000RPM; NATURAL COOLING, FRAME SIZE IMB 5 (IM V1, IM V3) FLANGE 1 POWER CONNECTOR ROTATABLE ABSOLUTE ENCODER SINGLETURN 20 BIT WITH DRIVE-CLIQ INTERFACE (ENCODER AS20DQI) SHAFT WITH FITTED KEY, TOLERANCE N; WITH HOLDING BRAKE PROTECTION CLASS IP65, FLANGE ON DRIVE END IP67; | 1758 | TEM | 1 | MC | 4 | 1
1FK70342AF211QG0 | SIMOTICS S SYNCHRONOUS MOTOR 1FK7-CT PN=0,47 KW; UZK=300V M0=1,6NM (100K); NN=3000RPM; NATURAL COOLING, FRAME SIZE IMB 5 (IM V1, IM V3) FLANGE 1 POWER CONNECTOR ROTATABLE ABSOLUTE ENCODER SINGLETURN 20 BIT WITH DRIVE-CLIQ INTERFACE (ENCODER AS20DQI) PLAIN SHAFT, TOLERANCE N; W/O HOLDING BRAKE PROTECTION CLASS IP64; | 1360 | TEM | 1 | MC | 3.701 | 1
1FK70342AF211QG1 | SIMOTICS S SYNCHRONOUS MOTOR 1FK7-CT PN=0,47 KW; UZK=300V M0=1,6NM (100K); NN=3000RPM; NATURAL COOLING, FRAME SIZE IMB 5 (IM V1, IM V3) FLANGE 1 POWER CONNECTOR ROTATABLE ABSOLUTE ENCODER SINGLETURN 20 BIT WITH DRIVE-CLIQ INTERFACE (ENCODER AS20DQI) PLAIN SHAFT, TOLERANCE N; W/O HOLDING BRAKE PROTECTION CLASS IP65, | 1453 | TEM | 1 | MC | 3.701 | 1
1FK70342AF211QG2 | SIMOTICS S SYNCHRONOUS MOTOR 1FK7-CT PN=0,47 KW; UZK=300V M0=1,6NM (100K); NN=3000RPM; NATURAL COOLING, FRAME SIZE IMB 5 (IM V1, IM V3) FLANGE 1 POWER CONNECTOR ROTATABLE ABSOLUTE ENCODER SINGLETURN 20 BIT WITH DRIVE-CLIQ INTERFACE (ENCODER AS20DQI) PLAIN SHAFT, TOLERANCE N; W/O HOLDING BRAKE PROTECTION CLASS IP65, FLANGE ON DRIVE END IP67; | 1453 | TEM | 1 | MC | 3.701 | 1
1FK70342AF211QH0 | SIMOTICS S SYNCHRONOUS MOTOR 1FK7-CT PN=0,47 KW; UZK=300V M0=1,6NM (100K); NN=3000RPM; NATURAL COOLING, FRAME SIZE IMB 5 (IM V1, IM V3) FLANGE 1 POWER CONNECTOR ROTATABLE ABSOLUTE ENCODER SINGLETURN 20 BIT WITH DRIVE-CLIQ INTERFACE (ENCODER AS20DQI) PLAIN SHAFT, TOLERANCE N; WITH HOLDING BRAKE PROTECTION CLASS IP64; | 1576 | TEM | 1 | MC | 4 | 1
1FK70342AF211QH1 | SIMOTICS S SYNCHRONOUS MOTOR 1FK7-CT PN=0,47 KW; UZK=300V M0=1,6NM (100K); NN=3000RPM; NATURAL COOLING, FRAME SIZE IMB 5 (IM V1, IM V3) FLANGE 1 POWER CONNECTOR ROTATABLE ABSOLUTE ENCODER SINGLETURN 20 BIT WITH DRIVE-CLIQ INTERFACE (ENCODER AS20DQI) PLAIN SHAFT, TOLERANCE N; WITH HOLDING BRAKE PROTECTION CLASS IP65, | 1670 | TEM | 1 | MC | 4 | 1
1FK70342AF211QH2 | SIMOTICS S SYNCHRONOUS MOTOR 1FK7-CT PN=0,47 KW; UZK=300V M0=1,6NM (100K); NN=3000RPM; NATURAL COOLING, FRAME SIZE IMB 5 (IM V1, IM V3) FLANGE 1 POWER CONNECTOR ROTATABLE ABSOLUTE ENCODER SINGLETURN 20 BIT WITH DRIVE-CLIQ INTERFACE (ENCODER AS20DQI) PLAIN SHAFT, TOLERANCE N; WITH HOLDING BRAKE PROTECTION CLASS IP65, FLANGE ON DRIVE END IP67; | 1670 | TEM | 1 | MC | 4 | 1
1FK70342AF211RA0 | SIMOTICS S SYNCHRONOUS MOTOR 1FK7-CT PN=0,47 KW; UZK=300V M0=1,6NM (100K); NN=3000RPM; NATURAL COOLING, FRAME SIZE IMB 5 (IM V1, IM V3) FLANGE 1 POWER CONNECTOR ROTATABLE ABSOLUTE ENCODER 20 BIT + 12 BIT MULTITURN WITH DRIVE-CLIQ INTERFACE (ENCODER AM20DQI) SHAFT WITH FITTED KEY, TOLERANCE N; W/O HOLDING BRAKE PROTECTION CLASS IP64; | 1820 | TEM | 1 | MC | 3.701 | 1
1FK70342AF211RA1 | SIMOTICS S SYNCHRONOUS MOTOR 1FK7-CT PN=0,47 KW; UZK=300V M0=1,6NM (100K); NN=3000RPM; NATURAL COOLING, FRAME SIZE IMB 5 (IM V1, IM V3) FLANGE 1 POWER CONNECTOR ROTATABLE ABSOLUTE ENCODER 20 BIT + 12 BIT MULTITURN WITH DRIVE-CLIQ INTERFACE (ENCODER AM20DQI) SHAFT WITH FITTED KEY, TOLERANCE N; W/O HOLDING BRAKE PROTECTION CLASS IP65, | 1913 | TEM | 1 | MC | 3.701 | 1
1FK70342AF211RA2 | SIMOTICS S SYNCHRONOUS MOTOR 1FK7-CT PN=0,47 KW; UZK=300V M0=1,6NM (100K); NN=3000RPM; NATURAL COOLING, FRAME SIZE IMB 5 (IM V1, IM V3) FLANGE 1 POWER CONNECTOR ROTATABLE ABSOLUTE ENCODER 20 BIT + 12 BIT MULTITURN WITH DRIVE-CLIQ INTERFACE (ENCODER AM20DQI) SHAFT WITH FITTED KEY, TOLERANCE N; W/O HOLDING BRAKE PROTECTION CLASS IP65, FLANGE ON DRIVE END IP67; | 1913 | TEM | 1 | MC | 3.701 | 1
1FK70342AF211RB0 | SIMOTICS S SYNCHRONOUS MOTOR 1FK7-CT PN=0,47 KW; UZK=300V M0=1,6NM (100K); NN=3000RPM; NATURAL COOLING, FRAME SIZE IMB 5 (IM V1, IM V3) FLANGE 1 POWER CONNECTOR ROTATABLE ABSOLUTE ENCODER 20 BIT + 12 BIT MULTITURN WITH DRIVE-CLIQ INTERFACE (ENCODER AM20DQI) SHAFT WITH FITTED KEY, TOLERANCE N; WITH HOLDING BRAKE PROTECTION CLASS IP64; | 2039 | TEM | 1 | MC | 4 | 1
1FK70342AF211RB1 | SIMOTICS S SYNCHRONOUS MOTOR 1FK7-CT PN=0,47 KW; UZK=300V M0=1,6NM (100K); NN=3000RPM; NATURAL COOLING, FRAME SIZE IMB 5 (IM V1, IM V3) FLANGE 1 POWER CONNECTOR ROTATABLE ABSOLUTE ENCODER 20 BIT + 12 BIT MULTITURN WITH DRIVE-CLIQ INTERFACE (ENCODER AM20DQI) SHAFT WITH FITTED KEY, TOLERANCE N; WITH HOLDING BRAKE PROTECTION CLASS IP65, | 2132 | TEM | 1 | MC | 4 | 1
1FK70342AF211RB2 | SIMOTICS S SYNCHRONOUS MOTOR 1FK7-CT PN=0,47 KW; UZK=300V M0=1,6NM (100K); NN=3000RPM; NATURAL COOLING, FRAME SIZE IMB 5 (IM V1, IM V3) FLANGE 1 POWER CONNECTOR ROTATABLE ABSOLUTE ENCODER 20 BIT + 12 BIT MULTITURN WITH DRIVE-CLIQ INTERFACE (ENCODER AM20DQI) SHAFT WITH FITTED KEY, TOLERANCE N; WITH HOLDING BRAKE PROTECTION CLASS IP65, FLANGE ON DRIVE END IP67; | 2132 | TEM | 1 | MC | 4 | 1
1FK70342AF211RG0 | SIMOTICS S SYNCHRONOUS MOTOR 1FK7-CT PN=0,47 KW; UZK=300V M0=1,6NM (100K); NN=3000RPM; NATURAL COOLING, FRAME SIZE IMB 5 (IM V1, IM V3) FLANGE 1 POWER CONNECTOR ROTATABLE ABSOLUTE ENCODER 20 BIT + 12 BIT MULTITURN WITH DRIVE-CLIQ INTERFACE (ENCODER AM20DQI) PLAIN SHAFT, TOLERANCE N; W/O HOLDING BRAKE PROTECTION CLASS IP64; | 1734 | TEM | 1 | MC | 3.701 | 1
1FK70342AF211RG1 | SIMOTICS S SYNCHRONOUS MOTOR 1FK7-CT PN=0,47 KW; UZK=300V M0=1,6NM (100K); NN=3000RPM; NATURAL COOLING, FRAME SIZE IMB 5 (IM V1, IM V3) FLANGE 1 POWER CONNECTOR ROTATABLE ABSOLUTE ENCODER 20 BIT + 12 BIT MULTITURN WITH DRIVE-CLIQ INTERFACE (ENCODER AM20DQI) PLAIN SHAFT, TOLERANCE N; W/O HOLDING BRAKE PROTECTION CLASS IP65, | 1827 | TEM | 1 | MC | 3.701 | 1
1FK70342AF211RG2 | SIMOTICS S SYNCHRONOUS MOTOR 1FK7-CT PN=0,47 KW; UZK=300V M0=1,6NM (100K); NN=3000RPM; NATURAL COOLING, FRAME SIZE IMB 5 (IM V1, IM V3) FLANGE 1 POWER CONNECTOR ROTATABLE ABSOLUTE ENCODER 20 BIT + 12 BIT MULTITURN WITH DRIVE-CLIQ INTERFACE (ENCODER AM20DQI) PLAIN SHAFT, TOLERANCE N; W/O HOLDING BRAKE PROTECTION CLASS IP65, FLANGE ON DRIVE END IP67; | 1827 | TEM | 1 | MC | 3.701 | 1
1FK70342AF211RH0 | SIMOTICS S SYNCHRONOUS MOTOR 1FK7-CT PN=0,47 KW; UZK=300V M0=1,6NM (100K); NN=3000RPM; NATURAL COOLING, FRAME SIZE IMB 5 (IM V1, IM V3) FLANGE 1 POWER CONNECTOR ROTATABLE ABSOLUTE ENCODER 20 BIT + 12 BIT MULTITURN WITH DRIVE-CLIQ INTERFACE (ENCODER AM20DQI) PLAIN SHAFT, TOLERANCE N; WITH HOLDING BRAKE PROTECTION CLASS IP64; | 1950 | TEM | 1 | MC | 4 | 1
1FK70342AF211RH1 | SIMOTICS S SYNCHRONOUS MOTOR 1FK7-CT PN=0,47 KW; UZK=300V M0=1,6NM (100K); NN=3000RPM; NATURAL COOLING, FRAME SIZE IMB 5 (IM V1, IM V3) FLANGE 1 POWER CONNECTOR ROTATABLE ABSOLUTE ENCODER 20 BIT + 12 BIT MULTITURN WITH DRIVE-CLIQ INTERFACE (ENCODER AM20DQI) PLAIN SHAFT, TOLERANCE N; WITH HOLDING BRAKE PROTECTION CLASS IP65, | 2044 | TEM | 1 | MC | 4 | 1
1FK70342AF211RH2 | SIMOTICS S SYNCHRONOUS MOTOR 1FK7-CT PN=0,47 KW; UZK=300V M0=1,6NM (100K); NN=3000RPM; NATURAL COOLING, FRAME SIZE IMB 5 (IM V1, IM V3) FLANGE 1 POWER CONNECTOR ROTATABLE ABSOLUTE ENCODER 20 BIT + 12 BIT MULTITURN WITH DRIVE-CLIQ INTERFACE (ENCODER AM20DQI) PLAIN SHAFT, TOLERANCE N; WITH HOLDING BRAKE PROTECTION CLASS IP65, FLANGE ON DRIVE END IP67; | 2044 | TEM | 1 | MC | 4 | 1
1FK70342AF211SA0 | SIMOTICS S SYNCHRONOUS MOTOR 1FK7-CT PN=0,47 KW; UZK=300V M0=1,6NM (100K); NN=3000RPM; NATURAL COOLING, FRAME SIZE IMB 5 (IM V1, IM V3) FLANGE 1, WITH KTY TEMPERATURESENSOR POWER CONNECTOR ROTATABLE RESOLVER MULTI-POLE (RESOLVER P=3); SHAFT WITH FITTED KEY, TOLERANCE N; W/O HOLDING BRAKE PROTECTION CLASS IP64; | 1102 | TEM | 1 | MC | 3.702 | 1
1FK70342AF211SA1 | SIMOTICS S SYNCHRONOUS MOTOR 1FK7-CT PN=0,47 KW; UZK=300V M0=1,6NM (100K); NN=3000RPM; NATURAL COOLING, FRAME SIZE IMB 5 (IM V1, IM V3) FLANGE 1, WITH KTY TEMPERATURESENSOR POWER CONNECTOR ROTATABLE RESOLVER MULTI-POLE (RESOLVER P=3); SHAFT WITH FITTED KEY, TOLERANCE N; W/O HOLDING BRAKE PROTECTION CLASS IP65, | 1195 | TEM | 1 | MC | 3.702 | 1
1FK70342AF211SA2 | SIMOTICS S SYNCHRONOUS MOTOR 1FK7-CT PN=0,47 KW; UZK=300V M0=1,6NM (100K); NN=3000RPM; NATURAL COOLING, FRAME SIZE IMB 5 (IM V1, IM V3) FLANGE 1, WITH KTY TEMPERATURESENSOR POWER CONNECTOR ROTATABLE RESOLVER MULTI-POLE (RESOLVER P=3); SHAFT WITH FITTED KEY, TOLERANCE N; W/O HOLDING BRAKE PROTECTION CLASS IP65, FLANGE ON DRIVE END IP67; | 1195 | TEM | 1 | MC | 3.702 | 1
1FK70342AF211SB0 | SIMOTICS S SYNCHRONOUS MOTOR 1FK7-CT PN=0,47 KW; UZK=300V M0=1,6NM (100K); NN=3000RPM; NATURAL COOLING, FRAME SIZE IMB 5 (IM V1, IM V3) FLANGE 1, WITH KTY TEMPERATURESENSOR POWER CONNECTOR ROTATABLE RESOLVER MULTI-POLE (RESOLVER P=3); SHAFT WITH FITTED KEY, TOLERANCE N; WITH HOLDING BRAKE PROTECTION CLASS IP64; | 1321 | TEM | 1 | MC | 4.001 | 1
1FK70342AF211SB1 | SIMOTICS S SYNCHRONOUS MOTOR 1FK7-CT PN=0,47 KW; UZK=300V M0=1,6NM (100K); NN=3000RPM; NATURAL COOLING, FRAME SIZE IMB 5 (IM V1, IM V3) FLANGE 1, WITH KTY TEMPERATURESENSOR POWER CONNECTOR ROTATABLE RESOLVER MULTI-POLE (RESOLVER P=3); SHAFT WITH FITTED KEY, TOLERANCE N; WITH HOLDING BRAKE PROTECTION CLASS IP65, | 1414 | TEM | 1 | MC | 4.001 | 1
1FK70342AF211SB2 | SIMOTICS S SYNCHRONOUS MOTOR 1FK7-CT PN=0,47 KW; UZK=300V M0=1,6NM (100K); NN=3000RPM; NATURAL COOLING, FRAME SIZE IMB 5 (IM V1, IM V3) FLANGE 1, WITH KTY TEMPERATURESENSOR POWER CONNECTOR ROTATABLE RESOLVER MULTI-POLE (RESOLVER P=3); SHAFT WITH FITTED KEY, TOLERANCE N; WITH HOLDING BRAKE PROTECTION CLASS IP65, FLANGE ON DRIVE END IP67; | 1414 | TEM | 1 | MC | 4.001 | 1
1FK70342AF211SG0 | SIMOTICS S SYNCHRONOUS MOTOR 1FK7-CT PN=0,47 KW; UZK=300V M0=1,6NM (100K); NN=3000RPM; NATURAL COOLING, FRAME SIZE IMB 5 (IM V1, IM V3) FLANGE 1, WITH KTY TEMPERATURESENSOR POWER CONNECTOR ROTATABLE RESOLVER MULTI-POLE (RESOLVER P=3); PLAIN SHAFT, TOLERANCE N; W/O HOLDING BRAKE PROTECTION CLASS IP64; | 1015 | TEM | 1 | MC | 3.702 | 1
1FK70342AF211SG1 | SIMOTICS S SYNCHRONOUS MOTOR 1FK7-CT PN=0,47 KW; UZK=300V M0=1,6NM (100K); NN=3000RPM; NATURAL COOLING, FRAME SIZE IMB 5 (IM V1, IM V3) FLANGE 1, WITH KTY TEMPERATURESENSOR POWER CONNECTOR ROTATABLE RESOLVER MULTI-POLE (RESOLVER P=3); PLAIN SHAFT, TOLERANCE N; W/O HOLDING BRAKE PROTECTION CLASS IP65, | 1109 | TEM | 1 | MC | 3.702 | 1
1FK70342AF211SG2 | SIMOTICS S SYNCHRONOUS MOTOR 1FK7-CT PN=0,47 KW; UZK=300V M0=1,6NM (100K); NN=3000RPM; NATURAL COOLING, FRAME SIZE IMB 5 (IM V1, IM V3) FLANGE 1, WITH KTY TEMPERATURESENSOR POWER CONNECTOR ROTATABLE RESOLVER MULTI-POLE (RESOLVER P=3); PLAIN SHAFT, TOLERANCE N; W/O HOLDING BRAKE PROTECTION CLASS IP65, FLANGE ON DRIVE END IP67; | 1109 | TEM | 1 | MC | 3.702 | 1
1FK70342AF211SH0 | SIMOTICS S SYNCHRONOUS MOTOR 1FK7-CT PN=0,47 KW; UZK=300V M0=1,6NM (100K); NN=3000RPM; NATURAL COOLING, FRAME SIZE IMB 5 (IM V1, IM V3) FLANGE 1, WITH KTY TEMPERATURESENSOR POWER CONNECTOR ROTATABLE RESOLVER MULTI-POLE (RESOLVER P=3); PLAIN SHAFT, TOLERANCE N; WITH HOLDING BRAKE PROTECTION CLASS IP64; | 1232 | TEM | 1 | MC | 4.001 | 1
1FK70342AF211SH1 | SIMOTICS S SYNCHRONOUS MOTOR 1FK7-CT PN=0,47 KW; UZK=300V M0=1,6NM (100K); NN=3000RPM; NATURAL COOLING, FRAME SIZE IMB 5 (IM V1, IM V3) FLANGE 1, WITH KTY TEMPERATURESENSOR POWER CONNECTOR ROTATABLE RESOLVER MULTI-POLE (RESOLVER P=3); PLAIN SHAFT, TOLERANCE N; WITH HOLDING BRAKE PROTECTION CLASS IP65, | 1325 | TEM | 1 | MC | 4.001 | 1
1FK70342AF211SH2 | SIMOTICS S SYNCHRONOUS MOTOR 1FK7-CT PN=0,47 KW; UZK=300V M0=1,6NM (100K); NN=3000RPM; NATURAL COOLING, FRAME SIZE IMB 5 (IM V1, IM V3) FLANGE 1, WITH KTY TEMPERATURESENSOR POWER CONNECTOR ROTATABLE RESOLVER MULTI-POLE (RESOLVER P=3); PLAIN SHAFT, TOLERANCE N; WITH HOLDING BRAKE PROTECTION CLASS IP65, FLANGE ON DRIVE END IP67; | 1325 | TEM | 1 | MC | 4.001 | 1
1FK70342AF211TA0 | SIMOTICS S SYNCHRONOUS MOTOR 1FK7-CT PN=0,47 KW; UZK=300V M0=1,6NM (100K); NN=3000RPM; NATURAL COOLING, FRAME SIZE IMB 5 (IM V1, IM V3) FLANGE 1, WITH KTY TEMPERATURESENSOR POWER CONNECTOR ROTATABLE RESOLVER 2-POLE (RESOLVER P=1); SHAFT WITH FITTED KEY, TOLERANCE N; W/O HOLDING BRAKE PROTECTION CLASS IP64; | 1102 | TEM | 1 | MC | 3.702 | 1
1FK70342AF211TA1 | SIMOTICS S SYNCHRONOUS MOTOR 1FK7-CT PN=0,47 KW; UZK=300V M0=1,6NM (100K); NN=3000RPM; NATURAL COOLING, FRAME SIZE IMB 5 (IM V1, IM V3) FLANGE 1, WITH KTY TEMPERATURESENSOR POWER CONNECTOR ROTATABLE RESOLVER 2-POLE (RESOLVER P=1); SHAFT WITH FITTED KEY, TOLERANCE N; W/O HOLDING BRAKE PROTECTION CLASS IP65, | 1195 | TEM | 1 | MC | 3.702 | 1
1FK70342AF211TA2 | SIMOTICS S SYNCHRONOUS MOTOR 1FK7-CT PN=0,47 KW; UZK=300V M0=1,6NM (100K); NN=3000RPM; NATURAL COOLING, FRAME SIZE IMB 5 (IM V1, IM V3) FLANGE 1, WITH KTY TEMPERATURESENSOR POWER CONNECTOR ROTATABLE RESOLVER 2-POLE (RESOLVER P=1); SHAFT WITH FITTED KEY, TOLERANCE N; W/O HOLDING BRAKE PROTECTION CLASS IP65, FLANGE ON DRIVE END IP67; | 1195 | TEM | 1 | MC | 3.702 | 1
1FK70342AF211TB0 | SIMOTICS S SYNCHRONOUS MOTOR 1FK7-CT PN=0,47 KW; UZK=300V M0=1,6NM (100K); NN=3000RPM; NATURAL COOLING, FRAME SIZE IMB 5 (IM V1, IM V3) FLANGE 1, WITH KTY TEMPERATURESENSOR POWER CONNECTOR ROTATABLE RESOLVER 2-POLE (RESOLVER P=1); SHAFT WITH FITTED KEY, TOLERANCE N; WITH HOLDING BRAKE PROTECTION CLASS IP64; | 1321 | TEM | 1 | MC | 4.001 | 1
1FK70342AF211TB1 | SIMOTICS S SYNCHRONOUS MOTOR 1FK7-CT PN=0,47 KW; UZK=300V M0=1,6NM (100K); NN=3000RPM; NATURAL COOLING, FRAME SIZE IMB 5 (IM V1, IM V3) FLANGE 1, WITH KTY TEMPERATURESENSOR POWER CONNECTOR ROTATABLE RESOLVER 2-POLE (RESOLVER P=1); SHAFT WITH FITTED KEY, TOLERANCE N; WITH HOLDING BRAKE PROTECTION CLASS IP65, | 1414 | TEM | 1 | MC | 4.001 | 1
1FK70342AF211TB2 | SIMOTICS S SYNCHRONOUS MOTOR 1FK7-CT PN=0,47 KW; UZK=300V M0=1,6NM (100K); NN=3000RPM; NATURAL COOLING, FRAME SIZE IMB 5 (IM V1, IM V3) FLANGE 1, WITH KTY TEMPERATURESENSOR POWER CONNECTOR ROTATABLE RESOLVER 2-POLE (RESOLVER P=1); SHAFT WITH FITTED KEY, TOLERANCE N; WITH HOLDING BRAKE PROTECTION CLASS IP65, FLANGE ON DRIVE END IP67; | 1414 | TEM | 1 | MC | 4.001 | 1
1FK70342AF211TG0 | SIMOTICS S SYNCHRONOUS MOTOR 1FK7-CT PN=0,47 KW; UZK=300V M0=1,6NM (100K); NN=3000RPM; NATURAL COOLING, FRAME SIZE IMB 5 (IM V1, IM V3) FLANGE 1, WITH KTY TEMPERATURESENSOR POWER CONNECTOR ROTATABLE RESOLVER 2-POLE (RESOLVER P=1); PLAIN SHAFT, TOLERANCE N; W/O HOLDING BRAKE PROTECTION CLASS IP64; | 1015 | TEM | 1 | MC | 3.702 | 1
1FK70342AF211TG1 | SIMOTICS S SYNCHRONOUS MOTOR 1FK7-CT PN=0,47 KW; UZK=300V M0=1,6NM (100K); NN=3000RPM; NATURAL COOLING, FRAME SIZE IMB 5 (IM V1, IM V3) FLANGE 1, WITH KTY TEMPERATURESENSOR POWER CONNECTOR ROTATABLE RESOLVER 2-POLE (RESOLVER P=1); PLAIN SHAFT, TOLERANCE N; W/O HOLDING BRAKE PROTECTION CLASS IP65, | 1109 | TEM | 1 | MC | 3.702 | 1
1FK70342AF211TG2 | SIMOTICS S SYNCHRONOUS MOTOR 1FK7-CT PN=0,47 KW; UZK=300V M0=1,6NM (100K); NN=3000RPM; NATURAL COOLING, FRAME SIZE IMB 5 (IM V1, IM V3) FLANGE 1, WITH KTY TEMPERATURESENSOR POWER CONNECTOR ROTATABLE RESOLVER 2-POLE (RESOLVER P=1); PLAIN SHAFT, TOLERANCE N; W/O HOLDING BRAKE PROTECTION CLASS IP65, FLANGE ON DRIVE END IP67; | 1109 | TEM | 1 | MC | 3.702 | 1
1FK70342AF211TH0 | SIMOTICS S SYNCHRONOUS MOTOR 1FK7-CT PN=0,47 KW; UZK=300V M0=1,6NM (100K); NN=3000RPM; NATURAL COOLING, FRAME SIZE IMB 5 (IM V1, IM V3) FLANGE 1, WITH KTY TEMPERATURESENSOR POWER CONNECTOR ROTATABLE RESOLVER 2-POLE (RESOLVER P=1); PLAIN SHAFT, TOLERANCE N; WITH HOLDING BRAKE PROTECTION CLASS IP64; | 1232 | TEM | 1 | MC | 4.001 | 1
1FK70342AF211TH1 | SIMOTICS S SYNCHRONOUS MOTOR 1FK7-CT PN=0,47 KW; UZK=300V M0=1,6NM (100K); NN=3000RPM; NATURAL COOLING, FRAME SIZE IMB 5 (IM V1, IM V3) FLANGE 1, WITH KTY TEMPERATURESENSOR POWER CONNECTOR ROTATABLE RESOLVER 2-POLE (RESOLVER P=1); PLAIN SHAFT, TOLERANCE N; WITH HOLDING BRAKE PROTECTION CLASS IP65, | 1325 | TEM | 1 | MC | 4.001 | 1
1FK70342AF211TH2 | SIMOTICS S SYNCHRONOUS MOTOR 1FK7-CT PN=0,47 KW; UZK=300V M0=1,6NM (100K); NN=3000RPM; NATURAL COOLING, FRAME SIZE IMB 5 (IM V1, IM V3) FLANGE 1, WITH KTY TEMPERATURESENSOR POWER CONNECTOR ROTATABLE RESOLVER 2-POLE (RESOLVER P=1); PLAIN SHAFT, TOLERANCE N; WITH HOLDING BRAKE PROTECTION CLASS IP65, FLANGE ON DRIVE END IP67; | 1325 | TEM | 1 | MC | 4.001 | 1
1FK70342AF211UA0 | SIMOTICS S SYNCHRONOUS MOTOR 1FK7-CT PN=0,47 KW; UZK=300V M0=1,6NM (100K); NN=3000RPM; NATURAL COOLING, FRAME SIZE IMB 5 (IM V1, IM V3) FLANGE 1 POWER CONNECTOR ROTATABLE RESOLVER MULTI-POLE WITH DRIVE-CLIQ INTERFACE; SHAFT WITH FITTED KEY, TOLERANCE N; W/O HOLDING BRAKE PROTECTION CLASS IP64; | 1343 | TEM | 1 | MC | 3.702 | 1
1FK70342AF211UA1 | SIMOTICS S SYNCHRONOUS MOTOR 1FK7-CT PN=0,47 KW; UZK=300V M0=1,6NM (100K); NN=3000RPM; NATURAL COOLING, FRAME SIZE IMB 5 (IM V1, IM V3) FLANGE 1 POWER CONNECTOR ROTATABLE RESOLVER MULTI-POLE WITH DRIVE-CLIQ INTERFACE; SHAFT WITH FITTED KEY, TOLERANCE N; W/O HOLDING BRAKE PROTECTION CLASS IP65, | 1436 | TEM | 1 | MC | 3.702 | 1
1FK70342AF211UA2 | SIMOTICS S SYNCHRONOUS MOTOR 1FK7-CT PN=0,47 KW; UZK=300V M0=1,6NM (100K); NN=3000RPM; NATURAL COOLING, FRAME SIZE IMB 5 (IM V1, IM V3) FLANGE 1 POWER CONNECTOR ROTATABLE RESOLVER MULTI-POLE WITH DRIVE-CLIQ INTERFACE; SHAFT WITH FITTED KEY, TOLERANCE N; W/O HOLDING BRAKE PROTECTION CLASS IP65, FLANGE ON DRIVE END IP67; | 1436 | TEM | 1 | MC | 3.702 | 1
1FK70342AF211UB0 | SIMOTICS S SYNCHRONOUS MOTOR 1FK7-CT PN=0,47 KW; UZK=300V M0=1,6NM (100K); NN=3000RPM; NATURAL COOLING, FRAME SIZE IMB 5 (IM V1, IM V3) FLANGE 1 POWER CONNECTOR ROTATABLE RESOLVER MULTI-POLE WITH DRIVE-CLIQ INTERFACE; SHAFT WITH FITTED KEY, TOLERANCE N; WITH HOLDING BRAKE PROTECTION CLASS IP64; | 1562 | TEM | 1 | MC | 4.001 | 1
1FK70342AF211UB1 | SIMOTICS S SYNCHRONOUS MOTOR 1FK7-CT PN=0,47 KW; UZK=300V M0=1,6NM (100K); NN=3000RPM; NATURAL COOLING, FRAME SIZE IMB 5 (IM V1, IM V3) FLANGE 1 POWER CONNECTOR ROTATABLE RESOLVER MULTI-POLE WITH DRIVE-CLIQ INTERFACE; SHAFT WITH FITTED KEY, TOLERANCE N; WITH HOLDING BRAKE PROTECTION CLASS IP65, | 1655 | TEM | 1 | MC | 4.001 | 1
1FK70342AF211UB2 | SIMOTICS S SYNCHRONOUS MOTOR 1FK7-CT PN=0,47 KW; UZK=300V M0=1,6NM (100K); NN=3000RPM; NATURAL COOLING, FRAME SIZE IMB 5 (IM V1, IM V3) FLANGE 1 POWER CONNECTOR ROTATABLE RESOLVER MULTI-POLE WITH DRIVE-CLIQ INTERFACE; SHAFT WITH FITTED KEY, TOLERANCE N; WITH HOLDING BRAKE PROTECTION CLASS IP65, FLANGE ON DRIVE END IP67; | 1655 | TEM | 1 | MC | 4.001 | 1
1FK70342AF211UG0 | SIMOTICS S SYNCHRONOUS MOTOR 1FK7-CT PN=0,47 KW; UZK=300V M0=1,6NM (100K); NN=3000RPM; NATURAL COOLING, FRAME SIZE IMB 5 (IM V1, IM V3) FLANGE 1 POWER CONNECTOR ROTATABLE RESOLVER MULTI-POLE WITH DRIVE-CLIQ INTERFACE; PLAIN SHAFT, TOLERANCE N; W/O HOLDING BRAKE PROTECTION CLASS IP64; | 1257 | TEM | 1 | MC | 3.702 | 1
1FK70342AF211UG1 | SIMOTICS S SYNCHRONOUS MOTOR 1FK7-CT PN=0,47 KW; UZK=300V M0=1,6NM (100K); NN=3000RPM; NATURAL COOLING, FRAME SIZE IMB 5 (IM V1, IM V3) FLANGE 1 POWER CONNECTOR ROTATABLE RESOLVER MULTI-POLE WITH DRIVE-CLIQ INTERFACE; PLAIN SHAFT, TOLERANCE N; W/O HOLDING BRAKE PROTECTION CLASS IP65, | 1350 | TEM | 1 | MC | 3.702 | 1
1FK70342AF211UG2 | SIMOTICS S SYNCHRONOUS MOTOR 1FK7-CT PN=0,47 KW; UZK=300V M0=1,6NM (100K); NN=3000RPM; NATURAL COOLING, FRAME SIZE IMB 5 (IM V1, IM V3) FLANGE 1 POWER CONNECTOR ROTATABLE RESOLVER MULTI-POLE WITH DRIVE-CLIQ INTERFACE; PLAIN SHAFT, TOLERANCE N; W/O HOLDING BRAKE PROTECTION CLASS IP65, FLANGE ON DRIVE END IP67; | 1350 | TEM | 1 | MC | 3.702 | 1
1FK70342AF211UH0 | SIMOTICS S SYNCHRONOUS MOTOR 1FK7-CT PN=0,47 KW; UZK=300V M0=1,6NM (100K); NN=3000RPM; NATURAL COOLING, FRAME SIZE IMB 5 (IM V1, IM V3) FLANGE 1 POWER CONNECTOR ROTATABLE RESOLVER MULTI-POLE WITH DRIVE-CLIQ INTERFACE; PLAIN SHAFT, TOLERANCE N; WITH HOLDING BRAKE PROTECTION CLASS IP64; | 1473 | TEM | 1 | MC | 4.001 | 1
1FK70342AF211UH1 | SIMOTICS S SYNCHRONOUS MOTOR 1FK7-CT PN=0,47 KW; UZK=300V M0=1,6NM (100K); NN=3000RPM; NATURAL COOLING, FRAME SIZE IMB 5 (IM V1, IM V3) FLANGE 1 POWER CONNECTOR ROTATABLE RESOLVER MULTI-POLE WITH DRIVE-CLIQ INTERFACE; PLAIN SHAFT, TOLERANCE N; WITH HOLDING BRAKE PROTECTION CLASS IP65, | 1567 | TEM | 1 | MC | 4.001 | 1
1FK70342AF211UH2 | SIMOTICS S SYNCHRONOUS MOTOR 1FK7-CT PN=0,47 KW; UZK=300V M0=1,6NM (100K); NN=3000RPM; NATURAL COOLING, FRAME SIZE IMB 5 (IM V1, IM V3) FLANGE 1 POWER CONNECTOR ROTATABLE RESOLVER MULTI-POLE WITH DRIVE-CLIQ INTERFACE; PLAIN SHAFT, TOLERANCE N; WITH HOLDING BRAKE PROTECTION CLASS IP65, FLANGE ON DRIVE END IP67; | 1567 | TEM | 1 | MC | 4.001 | 1
1FK70342AK711AA0 | SIMOTICS S SYNCHRONOUS MOTOR 1FK7-CT PN=0,63 KW; UZK=600V M0=1,6NM (100K); NN=6000RPM; NATURAL COOLING, FRAME SIZE IMB 5 (IM V1, IM V3) FLANGE 1, WITH KTY TEMPERATURESENSOR POWER CONNECTOR ROTATABLE INCREMENTAL ENCODER SIN/COS 1VPP;2048 S/R W. C-AND D-SPUR (ENCODER IC2048S/R) SHAFT WITH FITTED KEY, TOLERANCE N; W/O HOLDING BRAKE PROTECTION CLASS IP64; | 1688 | TEM | 1 | MC | 3.701 | 1
1FK70342AK711AA1 | SIMOTICS S SYNCHRONOUS MOTOR 1FK7-CT PN=0,63 KW; UZK=600V M0=1,6NM (100K); NN=6000RPM; NATURAL COOLING, FRAME SIZE IMB 5 (IM V1, IM V3) FLANGE 1, WITH KTY TEMPERATURESENSOR POWER CONNECTOR ROTATABLE INCREMENTAL ENCODER SIN/COS 1VPP;2048 S/R W. C-AND D-SPUR (ENCODER IC2048S/R) SHAFT WITH FITTED KEY, TOLERANCE N; W/O HOLDING BRAKE PROTECTION CLASS IP65, | 1781 | TEM | 1 | MC | 3.701 | 1
1FK70342AK711AA2 | SIMOTICS S SYNCHRONOUS MOTOR 1FK7-CT PN=0,63 KW; UZK=600V M0=1,6NM (100K); NN=6000RPM; NATURAL COOLING, FRAME SIZE IMB 5 (IM V1, IM V3) FLANGE 1, WITH KTY TEMPERATURESENSOR POWER CONNECTOR ROTATABLE INCREMENTAL ENCODER SIN/COS 1VPP;2048 S/R W. C-AND D-SPUR (ENCODER IC2048S/R) SHAFT WITH FITTED KEY, TOLERANCE N; W/O HOLDING BRAKE PROTECTION CLASS IP65, FLANGE ON DRIVE END IP67; | 1781 | TEM | 1 | MC | 3.701 | 1
1FK70342AK711AB0 | SIMOTICS S SYNCHRONOUS MOTOR 1FK7-CT PN=0,63 KW; UZK=600V M0=1,6NM (100K); NN=6000RPM; NATURAL COOLING, FRAME SIZE IMB 5 (IM V1, IM V3) FLANGE 1, WITH KTY TEMPERATURESENSOR POWER CONNECTOR ROTATABLE INCREMENTAL ENCODER SIN/COS 1VPP;2048 S/R W. C-AND D-SPUR (ENCODER IC2048S/R) SHAFT WITH FITTED KEY, TOLERANCE N; WITH HOLDING BRAKE PROTECTION CLASS IP64; | 1907 | TEM | 1 | MC | 4 | 1
1FK70342AK711AB1 | SIMOTICS S SYNCHRONOUS MOTOR 1FK7-CT PN=0,63 KW; UZK=600V M0=1,6NM (100K); NN=6000RPM; NATURAL COOLING, FRAME SIZE IMB 5 (IM V1, IM V3) FLANGE 1, WITH KTY TEMPERATURESENSOR POWER CONNECTOR ROTATABLE INCREMENTAL ENCODER SIN/COS 1VPP;2048 S/R W. C-AND D-SPUR (ENCODER IC2048S/R) SHAFT WITH FITTED KEY, TOLERANCE N; WITH HOLDING BRAKE PROTECTION CLASS IP65, | 2000 | TEM | 1 | MC | 4 | 1
1FK70342AK711AB2 | SIMOTICS S SYNCHRONOUS MOTOR 1FK7-CT PN=0,63 KW; UZK=600V M0=1,6NM (100K); NN=6000RPM; NATURAL COOLING, FRAME SIZE IMB 5 (IM V1, IM V3) FLANGE 1, WITH KTY TEMPERATURESENSOR POWER CONNECTOR ROTATABLE INCREMENTAL ENCODER SIN/COS 1VPP;2048 S/R W. C-AND D-SPUR (ENCODER IC2048S/R) SHAFT WITH FITTED KEY, TOLERANCE N; WITH HOLDING BRAKE PROTECTION CLASS IP65, FLANGE ON DRIVE END IP67; | 2000 | TEM | 1 | MC | 4 | 1
1FK70342AK711AG0 | SIMOTICS S SYNCHRONOUS MOTOR 1FK7-CT PN=0,63 KW; UZK=600V M0=1,6NM (100K); NN=6000RPM; NATURAL COOLING, FRAME SIZE IMB 5 (IM V1, IM V3) FLANGE 1, WITH KTY TEMPERATURESENSOR POWER CONNECTOR ROTATABLE INCREMENTAL ENCODER SIN/COS 1VPP;2048 S/R W. C-AND D-SPUR (ENCODER IC2048S/R) PLAIN SHAFT, TOLERANCE N; W/O HOLDING BRAKE PROTECTION CLASS IP64; | 1601 | TEM | 1 | MC | 3.701 | 1
1FK70342AK711AG1 | SIMOTICS S SYNCHRONOUS MOTOR 1FK7-CT PN=0,63 KW; UZK=600V M0=1,6NM (100K); NN=6000RPM; NATURAL COOLING, FRAME SIZE IMB 5 (IM V1, IM V3) FLANGE 1, WITH KTY TEMPERATURESENSOR POWER CONNECTOR ROTATABLE INCREMENTAL ENCODER SIN/COS 1VPP;2048 S/R W. C-AND D-SPUR (ENCODER IC2048S/R) PLAIN SHAFT, TOLERANCE N; W/O HOLDING BRAKE PROTECTION CLASS IP65, | 1695 | TEM | 1 | MC | 3.701 | 1
1FK70342AK711AG2 | SIMOTICS S SYNCHRONOUS MOTOR 1FK7-CT PN=0,63 KW; UZK=600V M0=1,6NM (100K); NN=6000RPM; NATURAL COOLING, FRAME SIZE IMB 5 (IM V1, IM V3) FLANGE 1, WITH KTY TEMPERATURESENSOR POWER CONNECTOR ROTATABLE INCREMENTAL ENCODER SIN/COS 1VPP;2048 S/R W. C-AND D-SPUR (ENCODER IC2048S/R) PLAIN SHAFT, TOLERANCE N; W/O HOLDING BRAKE PROTECTION CLASS IP65, FLANGE ON DRIVE END IP67; | 1695 | TEM | 1 | MC | 3.701 | 1
1FK70342AK711AH0 | SIMOTICS S SYNCHRONOUS MOTOR 1FK7-CT PN=0,63 KW; UZK=600V M0=1,6NM (100K); NN=6000RPM; NATURAL COOLING, FRAME SIZE IMB 5 (IM V1, IM V3) FLANGE 1, WITH KTY TEMPERATURESENSOR POWER CONNECTOR ROTATABLE INCREMENTAL ENCODER SIN/COS 1VPP;2048 S/R W. C-AND D-SPUR (ENCODER IC2048S/R) PLAIN SHAFT, TOLERANCE N; WITH HOLDING BRAKE PROTECTION CLASS IP64; | 1818 | TEM | 1 | MC | 4 | 1
1FK70342AK711AH1 | SIMOTICS S SYNCHRONOUS MOTOR 1FK7-CT PN=0,63 KW; UZK=600V M0=1,6NM (100K); NN=6000RPM; NATURAL COOLING, FRAME SIZE IMB 5 (IM V1, IM V3) FLANGE 1, WITH KTY TEMPERATURESENSOR POWER CONNECTOR ROTATABLE INCREMENTAL ENCODER SIN/COS 1VPP;2048 S/R W. C-AND D-SPUR (ENCODER IC2048S/R) PLAIN SHAFT, TOLERANCE N; WITH HOLDING BRAKE PROTECTION CLASS IP65, | 1911 | TEM | 1 | MC | 4 | 1
1FK70342AK711AH2 | SIMOTICS S SYNCHRONOUS MOTOR 1FK7-CT PN=0,63 KW; UZK=600V M0=1,6NM (100K); NN=6000RPM; NATURAL COOLING, FRAME SIZE IMB 5 (IM V1, IM V3) FLANGE 1, WITH KTY TEMPERATURESENSOR POWER CONNECTOR ROTATABLE INCREMENTAL ENCODER SIN/COS 1VPP;2048 S/R W. C-AND D-SPUR (ENCODER IC2048S/R) PLAIN SHAFT, TOLERANCE N; WITH HOLDING BRAKE PROTECTION CLASS IP65, FLANGE ON DRIVE END IP67; | 1911 | TEM | 1 | MC | 4 | 1
1FK70342AK711BA0 | SIMOTICS S SYNCHRONOUS MOTOR 1FK7-CT PN=0,63 KW; UZK=600V M0=1,6NM (100K); NN=6000RPM; NATURAL COOLING, FRAME SIZE IMB 5 (IM V1, IM V3) FLANGE 1 POWER CONNECTOR ROTATABLE ABSOLUTE ENCODER SINGLETURN 24 BIT WITH DRIVE CLIQ INTERFACE (ENCODER AS24DQI) SHAFT WITH FITTED KEY, TOLERANCE N; W/O HOLDING BRAKE PROTECTION CLASS IP64; | 1929 | TEM | 1 | MC | 3.701 | 1
1FK70342AK711BA1 | SIMOTICS S SYNCHRONOUS MOTOR 1FK7-CT PN=0,63 KW; UZK=600V M0=1,6NM (100K); NN=6000RPM; NATURAL COOLING, FRAME SIZE IMB 5 (IM V1, IM V3) FLANGE 1 POWER CONNECTOR ROTATABLE ABSOLUTE ENCODER SINGLETURN 24 BIT WITH DRIVE CLIQ INTERFACE (ENCODER AS24DQI) SHAFT WITH FITTED KEY, TOLERANCE N; W/O HOLDING BRAKE PROTECTION CLASS IP65, | 2022 | TEM | 1 | MC | 3.701 | 1
1FK70342AK711BA2 | SIMOTICS S SYNCHRONOUS MOTOR 1FK7-CT PN=0,63 KW; UZK=600V M0=1,6NM (100K); NN=6000RPM; NATURAL COOLING, FRAME SIZE IMB 5 (IM V1, IM V3) FLANGE 1 POWER CONNECTOR ROTATABLE ABSOLUTE ENCODER SINGLETURN 24 BIT WITH DRIVE CLIQ INTERFACE (ENCODER AS24DQI) SHAFT WITH FITTED KEY, TOLERANCE N; W/O HOLDING BRAKE PROTECTION CLASS IP65, FLANGE ON DRIVE END IP67; | 2022 | TEM | 1 | MC | 3.701 | 1
1FK70342AK711BB0 | SIMOTICS S SYNCHRONOUS MOTOR 1FK7-CT PN=0,63 KW; UZK=600V M0=1,6NM (100K); NN=6000RPM; NATURAL COOLING, FRAME SIZE IMB 5 (IM V1, IM V3) FLANGE 1 POWER CONNECTOR ROTATABLE ABSOLUTE ENCODER SINGLETURN 24 BIT WITH DRIVE CLIQ INTERFACE (ENCODER AS24DQI) SHAFT WITH FITTED KEY, TOLERANCE N; WITH HOLDING BRAKE PROTECTION CLASS IP64; | 2148 | TEM | 1 | MC | 4 | 1
1FK70342AK711BB1 | SIMOTICS S SYNCHRONOUS MOTOR 1FK7-CT PN=0,63 KW; UZK=600V M0=1,6NM (100K); NN=6000RPM; NATURAL COOLING, FRAME SIZE IMB 5 (IM V1, IM V3) FLANGE 1 POWER CONNECTOR ROTATABLE ABSOLUTE ENCODER SINGLETURN 24 BIT WITH DRIVE CLIQ INTERFACE (ENCODER AS24DQI) SHAFT WITH FITTED KEY, TOLERANCE N; WITH HOLDING BRAKE PROTECTION CLASS IP65, | 2241 | TEM | 1 | MC | 4 | 1
1FK70342AK711BB2 | SIMOTICS S SYNCHRONOUS MOTOR 1FK7-CT PN=0,63 KW; UZK=600V M0=1,6NM (100K); NN=6000RPM; NATURAL COOLING, FRAME SIZE IMB 5 (IM V1, IM V3) FLANGE 1 POWER CONNECTOR ROTATABLE ABSOLUTE ENCODER SINGLETURN 24 BIT WITH DRIVE CLIQ INTERFACE (ENCODER AS24DQI) SHAFT WITH FITTED KEY, TOLERANCE N; WITH HOLDING BRAKE PROTECTION CLASS IP65, FLANGE ON DRIVE END IP67; | 2241 | TEM | 1 | MC | 4 | 1
1FK70342AK711BG0 | SIMOTICS S SYNCHRONOUS MOTOR 1FK7-CT PN=0,63 KW; UZK=600V M0=1,6NM (100K); NN=6000RPM; NATURAL COOLING, FRAME SIZE IMB 5 (IM V1, IM V3) FLANGE 1 POWER CONNECTOR ROTATABLE ABSOLUTE ENCODER SINGLETURN 24 BIT WITH DRIVE CLIQ INTERFACE (ENCODER AS24DQI) PLAIN SHAFT, TOLERANCE N; W/O HOLDING BRAKE PROTECTION CLASS IP64; | 1842 | TEM | 1 | MC | 3.701 | 1
1FK70342AK711BG1 | SIMOTICS S SYNCHRONOUS MOTOR 1FK7-CT PN=0,63 KW; UZK=600V M0=1,6NM (100K); NN=6000RPM; NATURAL COOLING, FRAME SIZE IMB 5 (IM V1, IM V3) FLANGE 1 POWER CONNECTOR ROTATABLE ABSOLUTE ENCODER SINGLETURN 24 BIT WITH DRIVE CLIQ INTERFACE (ENCODER AS24DQI) PLAIN SHAFT, TOLERANCE N; W/O HOLDING BRAKE PROTECTION CLASS IP65, | 1936 | TEM | 1 | MC | 3.701 | 1
1FK70342AK711BG2 | SIMOTICS S SYNCHRONOUS MOTOR 1FK7-CT PN=0,63 KW; UZK=600V M0=1,6NM (100K); NN=6000RPM; NATURAL COOLING, FRAME SIZE IMB 5 (IM V1, IM V3) FLANGE 1 POWER CONNECTOR ROTATABLE ABSOLUTE ENCODER SINGLETURN 24 BIT WITH DRIVE CLIQ INTERFACE (ENCODER AS24DQI) PLAIN SHAFT, TOLERANCE N; W/O HOLDING BRAKE PROTECTION CLASS IP65, FLANGE ON DRIVE END IP67; | 1936 | TEM | 1 | MC | 3.701 | 1
1FK70342AK711BH0 | SIMOTICS S SYNCHRONOUS MOTOR 1FK7-CT PN=0,63 KW; UZK=600V M0=1,6NM (100K); NN=6000RPM; NATURAL COOLING, FRAME SIZE IMB 5 (IM V1, IM V3) FLANGE 1 POWER CONNECTOR ROTATABLE ABSOLUTE ENCODER SINGLETURN 24 BIT WITH DRIVE CLIQ INTERFACE (ENCODER AS24DQI) PLAIN SHAFT, TOLERANCE N; WITH HOLDING BRAKE PROTECTION CLASS IP64; | 2059 | TEM | 1 | MC | 4 | 1
1FK70342AK711BH1 | SIMOTICS S SYNCHRONOUS MOTOR 1FK7-CT PN=0,63 KW; UZK=600V M0=1,6NM (100K); NN=6000RPM; NATURAL COOLING, FRAME SIZE IMB 5 (IM V1, IM V3) FLANGE 1 POWER CONNECTOR ROTATABLE ABSOLUTE ENCODER SINGLETURN 24 BIT WITH DRIVE CLIQ INTERFACE (ENCODER AS24DQI) PLAIN SHAFT, TOLERANCE N; WITH HOLDING BRAKE PROTECTION CLASS IP65, | 2152 | TEM | 1 | MC | 4 | 1
1FK70342AK711BH2 | SIMOTICS S SYNCHRONOUS MOTOR 1FK7-CT PN=0,63 KW; UZK=600V M0=1,6NM (100K); NN=6000RPM; NATURAL COOLING, FRAME SIZE IMB 5 (IM V1, IM V3) FLANGE 1 POWER CONNECTOR ROTATABLE ABSOLUTE ENCODER SINGLETURN 24 BIT WITH DRIVE CLIQ INTERFACE (ENCODER AS24DQI) PLAIN SHAFT, TOLERANCE N; WITH HOLDING BRAKE PROTECTION CLASS IP65, FLANGE ON DRIVE END IP67; | 2152 | TEM | 1 | MC | 4 | 1
1FK70342AK711CA0 | SIMOTICS S SYNCHRONOUS MOTOR 1FK7-CT PN=0,63 KW; UZK=600V M0=1,6NM (100K); NN=6000RPM; NATURAL COOLING, FRAME SIZE IMB 5 (IM V1, IM V3) FLANGE 1 POWER CONNECTOR ROTATABLE ABSOLUTE ENCODER 24 BIT + 12 BIT MULTITURN WITH DRIVE-CLIQ INTERFACE (ENCODER AM24DQI) SHAFT WITH FITTED KEY, TOLERANCE N; W/O HOLDING BRAKE PROTECTION CLASS IP64; | 2298 | TEM | 1 | MC | 3.701 | 1
1FK70342AK711CA1 | SIMOTICS S SYNCHRONOUS MOTOR 1FK7-CT PN=0,63 KW; UZK=600V M0=1,6NM (100K); NN=6000RPM; NATURAL COOLING, FRAME SIZE IMB 5 (IM V1, IM V3) FLANGE 1 POWER CONNECTOR ROTATABLE ABSOLUTE ENCODER 24 BIT + 12 BIT MULTITURN WITH DRIVE-CLIQ INTERFACE (ENCODER AM24DQI) SHAFT WITH FITTED KEY, TOLERANCE N; W/O HOLDING BRAKE PROTECTION CLASS IP65, | 2391 | TEM | 1 | MC | 3.701 | 1
1FK70342AK711CA2 | SIMOTICS S SYNCHRONOUS MOTOR 1FK7-CT PN=0,63 KW; UZK=600V M0=1,6NM (100K); NN=6000RPM; NATURAL COOLING, FRAME SIZE IMB 5 (IM V1, IM V3) FLANGE 1 POWER CONNECTOR ROTATABLE ABSOLUTE ENCODER 24 BIT + 12 BIT MULTITURN WITH DRIVE-CLIQ INTERFACE (ENCODER AM24DQI) SHAFT WITH FITTED KEY, TOLERANCE N; W/O HOLDING BRAKE PROTECTION CLASS IP65, FLANGE ON DRIVE END IP67; | 2391 | TEM | 1 | MC | 3.701 | 1
1FK70342AK711CB0 | SIMOTICS S SYNCHRONOUS MOTOR 1FK7-CT PN=0,63 KW; UZK=600V M0=1,6NM (100K); NN=6000RPM; NATURAL COOLING, FRAME SIZE IMB 5 (IM V1, IM V3) FLANGE 1 POWER CONNECTOR ROTATABLE ABSOLUTE ENCODER 24 BIT + 12 BIT MULTITURN WITH DRIVE-CLIQ INTERFACE (ENCODER AM24DQI) SHAFT WITH FITTED KEY, TOLERANCE N; WITH HOLDING BRAKE PROTECTION CLASS IP64; | 2517 | TEM | 1 | MC | 4 | 1
1FK70342AK711CB1 | SIMOTICS S SYNCHRONOUS MOTOR 1FK7-CT PN=0,63 KW; UZK=600V M0=1,6NM (100K); NN=6000RPM; NATURAL COOLING, FRAME SIZE IMB 5 (IM V1, IM V3) FLANGE 1 POWER CONNECTOR ROTATABLE ABSOLUTE ENCODER 24 BIT + 12 BIT MULTITURN WITH DRIVE-CLIQ INTERFACE (ENCODER AM24DQI) SHAFT WITH FITTED KEY, TOLERANCE N; WITH HOLDING BRAKE PROTECTION CLASS IP65, | 2610 | TEM | 1 | MC | 4 | 1
1FK70342AK711CB2 | SIMOTICS S SYNCHRONOUS MOTOR 1FK7-CT PN=0,63 KW; UZK=600V M0=1,6NM (100K); NN=6000RPM; NATURAL COOLING, FRAME SIZE IMB 5 (IM V1, IM V3) FLANGE 1 POWER CONNECTOR ROTATABLE ABSOLUTE ENCODER 24 BIT + 12 BIT MULTITURN WITH DRIVE-CLIQ INTERFACE (ENCODER AM24DQI) SHAFT WITH FITTED KEY, TOLERANCE N; WITH HOLDING BRAKE PROTECTION CLASS IP65, FLANGE ON DRIVE END IP67; | 2610 | TEM | 1 | MC | 4 | 1
1FK70342AK711CG0 | SIMOTICS S SYNCHRONOUS MOTOR 1FK7-CT PN=0,63 KW; UZK=600V M0=1,6NM (100K); NN=6000RPM; NATURAL COOLING, FRAME SIZE IMB 5 (IM V1, IM V3) FLANGE 1 POWER CONNECTOR ROTATABLE ABSOLUTE ENCODER 24 BIT + 12 BIT MULTITURN WITH DRIVE-CLIQ INTERFACE (ENCODER AM24DQI) PLAIN SHAFT, TOLERANCE N; W/O HOLDING BRAKE PROTECTION CLASS IP64; | 2212 | TEM | 1 | MC | 3.701 | 1
1FK70342AK711CG1 | SIMOTICS S SYNCHRONOUS MOTOR 1FK7-CT PN=0,63 KW; UZK=600V M0=1,6NM (100K); NN=6000RPM; NATURAL COOLING, FRAME SIZE IMB 5 (IM V1, IM V3) FLANGE 1 POWER CONNECTOR ROTATABLE ABSOLUTE ENCODER 24 BIT + 12 BIT MULTITURN WITH DRIVE-CLIQ INTERFACE (ENCODER AM24DQI) PLAIN SHAFT, TOLERANCE N; W/O HOLDING BRAKE PROTECTION CLASS IP65, | 2305 | TEM | 1 | MC | 3.701 | 1
1FK70342AK711CG2 | SIMOTICS S SYNCHRONOUS MOTOR 1FK7-CT PN=0,63 KW; UZK=600V M0=1,6NM (100K); NN=6000RPM; NATURAL COOLING, FRAME SIZE IMB 5 (IM V1, IM V3) FLANGE 1 POWER CONNECTOR ROTATABLE ABSOLUTE ENCODER 24 BIT + 12 BIT MULTITURN WITH DRIVE-CLIQ INTERFACE (ENCODER AM24DQI) PLAIN SHAFT, TOLERANCE N; W/O HOLDING BRAKE PROTECTION CLASS IP65, FLANGE ON DRIVE END IP67; | 2305 | TEM | 1 | MC | 3.701 | 1
1FK70342AK711CH0 | SIMOTICS S SYNCHRONOUS MOTOR 1FK7-CT PN=0,63 KW; UZK=600V M0=1,6NM (100K); NN=6000RPM; NATURAL COOLING, FRAME SIZE IMB 5 (IM V1, IM V3) FLANGE 1 POWER CONNECTOR ROTATABLE ABSOLUTE ENCODER 24 BIT + 12 BIT MULTITURN WITH DRIVE-CLIQ INTERFACE (ENCODER AM24DQI) PLAIN SHAFT, TOLERANCE N; WITH HOLDING BRAKE PROTECTION CLASS IP64; | 2428 | TEM | 1 | MC | 4 | 1
1FK70342AK711CH1 | SIMOTICS S SYNCHRONOUS MOTOR 1FK7-CT PN=0,63 KW; UZK=600V M0=1,6NM (100K); NN=6000RPM; NATURAL COOLING, FRAME SIZE IMB 5 (IM V1, IM V3) FLANGE 1 POWER CONNECTOR ROTATABLE ABSOLUTE ENCODER 24 BIT + 12 BIT MULTITURN WITH DRIVE-CLIQ INTERFACE (ENCODER AM24DQI) PLAIN SHAFT, TOLERANCE N; WITH HOLDING BRAKE PROTECTION CLASS IP65, | 2522 | TEM | 1 | MC | 4 | 1
1FK70342AK711CH2 | SIMOTICS S SYNCHRONOUS MOTOR 1FK7-CT PN=0,63 KW; UZK=600V M0=1,6NM (100K); NN=6000RPM; NATURAL COOLING, FRAME SIZE IMB 5 (IM V1, IM V3) FLANGE 1 POWER CONNECTOR ROTATABLE ABSOLUTE ENCODER 24 BIT + 12 BIT MULTITURN WITH DRIVE-CLIQ INTERFACE (ENCODER AM24DQI) PLAIN SHAFT, TOLERANCE N; WITH HOLDING BRAKE PROTECTION CLASS IP65, FLANGE ON DRIVE END IP67; | 2522 | TEM | 1 | MC | 4 | 1
1FK70342AK711DA0 | SIMOTICS S SYNCHRONOUS MOTOR 1FK7-CT PN=0,63 KW; UZK=600V M0=1,6NM (100K); NN=6000RPM; NATURAL COOLING, FRAME SIZE IMB 5 (IM V1, IM V3) FLANGE 1 POWER CONNECTOR ROTATABLE INCREMENTAL ENCODER 22 BIT WITH DRIVE-CLIQ INTERFACE (ENCODER IC22DQ) SHAFT WITH FITTED KEY, TOLERANCE N; W/O HOLDING BRAKE PROTECTION CLASS IP64; | 2009 | TEM | 1 | MC | 3.702 | 1
1FK70342AK711DB0 | SIMOTICS S SYNCHRONOUS MOTOR 1FK7-CT PN=0,63 KW; UZK=600V M0=1,6NM (100K); NN=6000RPM; NATURAL COOLING, FRAME SIZE IMB 5 (IM V1, IM V3) FLANGE 1 POWER CONNECTOR ROTATABLE INCREMENTAL ENCODER 22 BIT WITH DRIVE-CLIQ INTERFACE (ENCODER IC22DQ) SHAFT WITH FITTED KEY, TOLERANCE N; WITH HOLDING BRAKE PROTECTION CLASS IP64; | 2228 | TEM | 1 | MC | 4.001 | 1
1FK70342AK711DG0 | SIMOTICS S SYNCHRONOUS MOTOR 1FK7-CT PN=0,63 KW; UZK=600V M0=1,6NM (100K); NN=6000RPM; NATURAL COOLING, FRAME SIZE IMB 5 (IM V1, IM V3) FLANGE 1 POWER CONNECTOR ROTATABLE INCREMENTAL ENCODER 22 BIT WITH DRIVE-CLIQ INTERFACE (ENCODER IC22DQ) PLAIN SHAFT, TOLERANCE N; W/O HOLDING BRAKE PROTECTION CLASS IP64; | 1923 | TEM | 1 | MC | 3.702 | 1
1FK70342AK711DH0 | SIMOTICS S SYNCHRONOUS MOTOR 1FK7-CT PN=0,63 KW; UZK=600V M0=1,6NM (100K); NN=6000RPM; NATURAL COOLING, FRAME SIZE IMB 5 (IM V1, IM V3) FLANGE 1 POWER CONNECTOR ROTATABLE INCREMENTAL ENCODER 22 BIT WITH DRIVE-CLIQ INTERFACE (ENCODER IC22DQ) PLAIN SHAFT, TOLERANCE N; WITH HOLDING BRAKE PROTECTION CLASS IP64; | 2139 | TEM | 1 | MC | 4.001 | 1
1FK70342AK711DH1 | SIMOTICS S SYNCHRONOUS MOTOR 1FK7-CT PN=0,63 KW; UZK=600V M0=1,6NM (100K); NN=6000RPM; NATURAL COOLING, FRAME SIZE IMB 5 (IM V1, IM V3) FLANGE 1 POWER CONNECTOR ROTATABLE INCREMENTAL ENCODER 22 BIT WITH DRIVE-CLIQ INTERFACE (ENCODER IC22DQ) PLAIN SHAFT, TOLERANCE N; WITH HOLDING BRAKE PROTECTION CLASS IP65, | 2233 | TEM | 1 | MC | 4.001 | 1
1FK70342AK711EA0 | SIMOTICS S SYNCHRONOUS MOTOR 1FK7-CT PN=0,63 KW; UZK=600V M0=1,6NM (100K); NN=6000RPM; NATURAL COOLING, FRAME SIZE IMB 5 (IM V1, IM V3) FLANGE 1, WITH KTY TEMPERATURESENSOR POWER CONNECTOR ROTATABLE ABSOLUTE ENCODERR 2048 S/R + 4096 UMDREHUNGEN MULTITURN, WITH ENDAT-SCHNITTSTELLE (ENCODER AM2048S/R) SHAFT WITH FITTED KEY, TOLERANCE N; W/O HOLDING BRAKE PROTECTION CLASS IP64; | 2059 | TEM | 1 | MC | 3.701 | 1
1FK70342AK711EA1 | SIMOTICS S SYNCHRONOUS MOTOR 1FK7-CT PN=0,63 KW; UZK=600V M0=1,6NM (100K); NN=6000RPM; NATURAL COOLING, FRAME SIZE IMB 5 (IM V1, IM V3) FLANGE 1, WITH KTY TEMPERATURESENSOR POWER CONNECTOR ROTATABLE ABSOLUTE ENCODERR 2048 S/R + 4096 UMDREHUNGEN MULTITURN, WITH ENDAT-SCHNITTSTELLE (ENCODER AM2048S/R) SHAFT WITH FITTED KEY, TOLERANCE N; W/O HOLDING BRAKE PROTECTION CLASS IP65, | 2153 | TEM | 1 | MC | 3.701 | 1
1FK70342AK711EA2 | SIMOTICS S SYNCHRONOUS MOTOR 1FK7-CT PN=0,63 KW; UZK=600V M0=1,6NM (100K); NN=6000RPM; NATURAL COOLING, FRAME SIZE IMB 5 (IM V1, IM V3) FLANGE 1, WITH KTY TEMPERATURESENSOR POWER CONNECTOR ROTATABLE ABSOLUTE ENCODERR 2048 S/R + 4096 UMDREHUNGEN MULTITURN, WITH ENDAT-SCHNITTSTELLE (ENCODER AM2048S/R) SHAFT WITH FITTED KEY, TOLERANCE N; W/O HOLDING BRAKE PROTECTION CLASS IP65, FLANGE ON DRIVE END IP67; | 2153 | TEM | 1 | MC | 3.701 | 1
1FK70342AK711EB0 | SIMOTICS S SYNCHRONOUS MOTOR 1FK7-CT PN=0,63 KW; UZK=600V M0=1,6NM (100K); NN=6000RPM; NATURAL COOLING, FRAME SIZE IMB 5 (IM V1, IM V3) FLANGE 1, WITH KTY TEMPERATURESENSOR POWER CONNECTOR ROTATABLE ABSOLUTE ENCODERR 2048 S/R + 4096 UMDREHUNGEN MULTITURN, WITH ENDAT-SCHNITTSTELLE (ENCODER AM2048S/R) SHAFT WITH FITTED KEY, TOLERANCE N; WITH HOLDING BRAKE PROTECTION CLASS IP64; | 2278 | TEM | 1 | MC | 4 | 1
1FK70342AK711EB1 | SIMOTICS S SYNCHRONOUS MOTOR 1FK7-CT PN=0,63 KW; UZK=600V M0=1,6NM (100K); NN=6000RPM; NATURAL COOLING, FRAME SIZE IMB 5 (IM V1, IM V3) FLANGE 1, WITH KTY TEMPERATURESENSOR POWER CONNECTOR ROTATABLE ABSOLUTE ENCODERR 2048 S/R + 4096 UMDREHUNGEN MULTITURN, WITH ENDAT-SCHNITTSTELLE (ENCODER AM2048S/R) SHAFT WITH FITTED KEY, TOLERANCE N; WITH HOLDING BRAKE PROTECTION CLASS IP65, | 2372 | TEM | 1 | MC | 4 | 1
1FK70342AK711EB2 | SIMOTICS S SYNCHRONOUS MOTOR 1FK7-CT PN=0,63 KW; UZK=600V M0=1,6NM (100K); NN=6000RPM; NATURAL COOLING, FRAME SIZE IMB 5 (IM V1, IM V3) FLANGE 1, WITH KTY TEMPERATURESENSOR POWER CONNECTOR ROTATABLE ABSOLUTE ENCODERR 2048 S/R + 4096 UMDREHUNGEN MULTITURN, WITH ENDAT-SCHNITTSTELLE (ENCODER AM2048S/R) SHAFT WITH FITTED KEY, TOLERANCE N; WITH HOLDING BRAKE PROTECTION CLASS IP65, FLANGE ON DRIVE END IP67; | 2372 | TEM | 1 | MC | 4 | 1
1FK70342AK711EG0 | SIMOTICS S SYNCHRONOUS MOTOR 1FK7-CT PN=0,63 KW; UZK=600V M0=1,6NM (100K); NN=6000RPM; NATURAL COOLING, FRAME SIZE IMB 5 (IM V1, IM V3) FLANGE 1, WITH KTY TEMPERATURESENSOR POWER CONNECTOR ROTATABLE ABSOLUTE ENCODERR 2048 S/R + 4096 UMDREHUNGEN MULTITURN, WITH ENDAT-SCHNITTSTELLE (ENCODER AM2048S/R) PLAIN SHAFT, TOLERANCE N; W/O HOLDING BRAKE PROTECTION CLASS IP64; | 1973 | TEM | 1 | MC | 3.701 | 1
1FK70342AK711EG1 | SIMOTICS S SYNCHRONOUS MOTOR 1FK7-CT PN=0,63 KW; UZK=600V M0=1,6NM (100K); NN=6000RPM; NATURAL COOLING, FRAME SIZE IMB 5 (IM V1, IM V3) FLANGE 1, WITH KTY TEMPERATURESENSOR POWER CONNECTOR ROTATABLE ABSOLUTE ENCODERR 2048 S/R + 4096 UMDREHUNGEN MULTITURN, WITH ENDAT-SCHNITTSTELLE (ENCODER AM2048S/R) PLAIN SHAFT, TOLERANCE N; W/O HOLDING BRAKE PROTECTION CLASS IP65, | 2066 | TEM | 1 | MC | 3.701 | 1
1FK70342AK711EG2 | SIMOTICS S SYNCHRONOUS MOTOR 1FK7-CT PN=0,63 KW; UZK=600V M0=1,6NM (100K); NN=6000RPM; NATURAL COOLING, FRAME SIZE IMB 5 (IM V1, IM V3) FLANGE 1, WITH KTY TEMPERATURESENSOR POWER CONNECTOR ROTATABLE ABSOLUTE ENCODERR 2048 S/R + 4096 UMDREHUNGEN MULTITURN, WITH ENDAT-SCHNITTSTELLE (ENCODER AM2048S/R) PLAIN SHAFT, TOLERANCE N; W/O HOLDING BRAKE PROTECTION CLASS IP65, FLANGE ON DRIVE END IP67; | 2066 | TEM | 1 | MC | 3.701 | 1
1FK70342AK711EH0 | SIMOTICS S SYNCHRONOUS MOTOR 1FK7-CT PN=0,63 KW; UZK=600V M0=1,6NM (100K); NN=6000RPM; NATURAL COOLING, FRAME SIZE IMB 5 (IM V1, IM V3) FLANGE 1, WITH KTY TEMPERATURESENSOR POWER CONNECTOR ROTATABLE ABSOLUTE ENCODERR 2048 S/R + 4096 UMDREHUNGEN MULTITURN, WITH ENDAT-SCHNITTSTELLE (ENCODER AM2048S/R) PLAIN SHAFT, TOLERANCE N; WITH HOLDING BRAKE PROTECTION CLASS IP64; | 2189 | TEM | 1 | MC | 4 | 1
1FK70342AK711EH1 | SIMOTICS S SYNCHRONOUS MOTOR 1FK7-CT PN=0,63 KW; UZK=600V M0=1,6NM (100K); NN=6000RPM; NATURAL COOLING, FRAME SIZE IMB 5 (IM V1, IM V3) FLANGE 1, WITH KTY TEMPERATURESENSOR POWER CONNECTOR ROTATABLE ABSOLUTE ENCODERR 2048 S/R + 4096 UMDREHUNGEN MULTITURN, WITH ENDAT-SCHNITTSTELLE (ENCODER AM2048S/R) PLAIN SHAFT, TOLERANCE N; WITH HOLDING BRAKE PROTECTION CLASS IP65, | 2283 | TEM | 1 | MC | 4 | 1
1FK70342AK711EH2 | SIMOTICS S SYNCHRONOUS MOTOR 1FK7-CT PN=0,63 KW; UZK=600V M0=1,6NM (100K); NN=6000RPM; NATURAL COOLING, FRAME SIZE IMB 5 (IM V1, IM V3) FLANGE 1, WITH KTY TEMPERATURESENSOR POWER CONNECTOR ROTATABLE ABSOLUTE ENCODERR 2048 S/R + 4096 UMDREHUNGEN MULTITURN, WITH ENDAT-SCHNITTSTELLE (ENCODER AM2048S/R) PLAIN SHAFT, TOLERANCE N; WITH HOLDING BRAKE PROTECTION CLASS IP65, FLANGE ON DRIVE END IP67; | 2283 | TEM | 1 | MC | 4 | 1
1FK70342AK711FA0 | SIMOTICS S SYNCHRONOUS MOTOR 1FK7-CT PN=0,63 KW; UZK=600V M0=1,6NM (100K); NN=6000RPM; NATURAL COOLING, FRAME SIZE IMB 5 (IM V1, IM V3) FLANGE 1 POWER CONNECTOR ROTATABLE ABSOLUTE ENCODER 22BIT + 12 BIT MULTITURN, WITH DRIVE-CLIQ INTERFACE (ENCODER AM22DQ) SHAFT WITH FITTED KEY, TOLERANCE N; W/O HOLDING BRAKE PROTECTION CLASS IP64; | 2378 | TEM | 1 | MC | 3.701 | 1
1FK70342AK711FA1 | SIMOTICS S SYNCHRONOUS MOTOR 1FK7-CT PN=0,63 KW; UZK=600V M0=1,6NM (100K); NN=6000RPM; NATURAL COOLING, FRAME SIZE IMB 5 (IM V1, IM V3) FLANGE 1 POWER CONNECTOR ROTATABLE ABSOLUTE ENCODER 22BIT + 12 BIT MULTITURN, WITH DRIVE-CLIQ INTERFACE (ENCODER AM22DQ) SHAFT WITH FITTED KEY, TOLERANCE N; W/O HOLDING BRAKE PROTECTION CLASS IP65, | 2472 | TEM | 1 | MC | 3.701 | 1
1FK70342AK711FB0 | SIMOTICS S SYNCHRONOUS MOTOR 1FK7-CT PN=0,63 KW; UZK=600V M0=1,6NM (100K); NN=6000RPM; NATURAL COOLING, FRAME SIZE IMB 5 (IM V1, IM V3) FLANGE 1 POWER CONNECTOR ROTATABLE ABSOLUTE ENCODER 22BIT + 12 BIT MULTITURN, WITH DRIVE-CLIQ INTERFACE (ENCODER AM22DQ) SHAFT WITH FITTED KEY, TOLERANCE N; WITH HOLDING BRAKE PROTECTION CLASS IP64; | 2597 | TEM | 1 | MC | 4 | 1
1FK70342AK711FB1 | SIMOTICS S SYNCHRONOUS MOTOR 1FK7-CT PN=0,63 KW; UZK=600V M0=1,6NM (100K); NN=6000RPM; NATURAL COOLING, FRAME SIZE IMB 5 (IM V1, IM V3) FLANGE 1 POWER CONNECTOR ROTATABLE ABSOLUTE ENCODER 22BIT + 12 BIT MULTITURN, WITH DRIVE-CLIQ INTERFACE (ENCODER AM22DQ) SHAFT WITH FITTED KEY, TOLERANCE N; WITH HOLDING BRAKE PROTECTION CLASS IP65, | 2691 | TEM | 1 | MC | 4 | 1
1FK70342AK711FG0 | SIMOTICS S SYNCHRONOUS MOTOR 1FK7-CT PN=0,63 KW; UZK=600V M0=1,6NM (100K); NN=6000RPM; NATURAL COOLING, FRAME SIZE IMB 5 (IM V1, IM V3) FLANGE 1 POWER CONNECTOR ROTATABLE ABSOLUTE ENCODER 22BIT + 12 BIT MULTITURN, WITH DRIVE-CLIQ INTERFACE (ENCODER AM22DQ) PLAIN SHAFT, TOLERANCE N; W/O HOLDING BRAKE PROTECTION CLASS IP64; | 2292 | TEM | 1 | MC | 3.701 | 1
1FK70342AK711FG1 | SIMOTICS S SYNCHRONOUS MOTOR 1FK7-CT PN=0,63 KW; UZK=600V M0=1,6NM (100K); NN=6000RPM; NATURAL COOLING, FRAME SIZE IMB 5 (IM V1, IM V3) FLANGE 1 POWER CONNECTOR ROTATABLE ABSOLUTE ENCODER 22BIT + 12 BIT MULTITURN, WITH DRIVE-CLIQ INTERFACE (ENCODER AM22DQ) PLAIN SHAFT, TOLERANCE N; W/O HOLDING BRAKE PROTECTION CLASS IP65, | 2385 | TEM | 1 | MC | 3.701 | 1
1FK70342AK711FG2 | SIMOTICS S SYNCHRONOUS MOTOR 1FK7-CT PN=0,63 KW; UZK=600V M0=1,6NM (100K); NN=6000RPM; NATURAL COOLING, FRAME SIZE IMB 5 (IM V1, IM V3) FLANGE 1 POWER CONNECTOR ROTATABLE ABSOLUTE ENCODER 22BIT + 12 BIT MULTITURN, WITH DRIVE-CLIQ INTERFACE (ENCODER AM22DQ) PLAIN SHAFT, TOLERANCE N; W/O HOLDING BRAKE PROTECTION CLASS IP65, FLANGE ON DRIVE END IP67; | 2385 | TEM | 1 | MC | 3.701 | 1
1FK70342AK711FH0 | SIMOTICS S SYNCHRONOUS MOTOR 1FK7-CT PN=0,63 KW; UZK=600V M0=1,6NM (100K); NN=6000RPM; NATURAL COOLING, FRAME SIZE IMB 5 (IM V1, IM V3) FLANGE 1 POWER CONNECTOR ROTATABLE ABSOLUTE ENCODER 22BIT + 12 BIT MULTITURN, WITH DRIVE-CLIQ INTERFACE (ENCODER AM22DQ) PLAIN SHAFT, TOLERANCE N; WITH HOLDING BRAKE PROTECTION CLASS IP64; | 2508 | TEM | 1 | MC | 4 | 1
1FK70342AK711FH2 | SIMOTICS S SYNCHRONOUS MOTOR 1FK7-CT PN=0,63 KW; UZK=600V M0=1,6NM (100K); NN=6000RPM; NATURAL COOLING, FRAME SIZE IMB 5 (IM V1, IM V3) FLANGE 1 POWER CONNECTOR ROTATABLE ABSOLUTE ENCODER 22BIT + 12 BIT MULTITURN, WITH DRIVE-CLIQ INTERFACE (ENCODER AM22DQ) PLAIN SHAFT, TOLERANCE N; WITH HOLDING BRAKE PROTECTION CLASS IP65, FLANGE ON DRIVE END IP67; | 2602 | TEM | 1 | MC | 4 | 1
1FK70342AK711PA0 | SIMOTICS S SYNCHRONOUS MOTOR 1FK7-CT PN=0,63 KW; UZK=600V M0=1,6NM (100K); NN=6000RPM; NATURAL COOLING, FRAME SIZE IMB 5 (IM V1, IM V3) FLANGE 1 POWER CONNECTOR ROTATABLE RESOLVER 2-POLE, WITH DRIVE CLIQ-INTERFACE SHAFT WITH FITTED KEY, TOLERANCE N; W/O HOLDING BRAKE PROTECTION CLASS IP64; | 1343 | TEM | 1 | MC | 3.801 | 1
1FK70342AK711PA1 | SIMOTICS S SYNCHRONOUS MOTOR 1FK7-CT PN=0,63 KW; UZK=600V M0=1,6NM (100K); NN=6000RPM; NATURAL COOLING, FRAME SIZE IMB 5 (IM V1, IM V3) FLANGE 1 POWER CONNECTOR ROTATABLE RESOLVER 2-POLE, WITH DRIVE CLIQ-INTERFACE SHAFT WITH FITTED KEY, TOLERANCE N; W/O HOLDING BRAKE PROTECTION CLASS IP65, | 1436 | TEM | 1 | MC | 3.801 | 1
1FK70342AK711PA2 | SIMOTICS S SYNCHRONOUS MOTOR 1FK7-CT PN=0,63 KW; UZK=600V M0=1,6NM (100K); NN=6000RPM; NATURAL COOLING, FRAME SIZE IMB 5 (IM V1, IM V3) FLANGE 1 POWER CONNECTOR ROTATABLE RESOLVER 2-POLE, WITH DRIVE CLIQ-INTERFACE SHAFT WITH FITTED KEY, TOLERANCE N; W/O HOLDING BRAKE PROTECTION CLASS IP65, FLANGE ON DRIVE END IP67; | 1436 | TEM | 1 | MC | 3.801 | 1
1FK70342AK711PB0 | SIMOTICS S SYNCHRONOUS MOTOR 1FK7-CT PN=0,63 KW; UZK=600V M0=1,6NM (100K); NN=6000RPM; NATURAL COOLING, FRAME SIZE IMB 5 (IM V1, IM V3) FLANGE 1 POWER CONNECTOR ROTATABLE RESOLVER 2-POLE, WITH DRIVE CLIQ-INTERFACE SHAFT WITH FITTED KEY, TOLERANCE N; WITH HOLDING BRAKE PROTECTION CLASS IP64; | 1562 | TEM | 1 | MC | 4.1 | 1
1FK70342AK711PB1 | SIMOTICS S SYNCHRONOUS MOTOR 1FK7-CT PN=0,63 KW; UZK=600V M0=1,6NM (100K); NN=6000RPM; NATURAL COOLING, FRAME SIZE IMB 5 (IM V1, IM V3) FLANGE 1 POWER CONNECTOR ROTATABLE RESOLVER 2-POLE, WITH DRIVE CLIQ-INTERFACE SHAFT WITH FITTED KEY, TOLERANCE N; WITH HOLDING BRAKE PROTECTION CLASS IP65, | 1655 | TEM | 1 | MC | 4.1 | 1
1FK70342AK711PB2 | SIMOTICS S SYNCHRONOUS MOTOR 1FK7-CT PN=0,63 KW; UZK=600V M0=1,6NM (100K); NN=6000RPM; NATURAL COOLING, FRAME SIZE IMB 5 (IM V1, IM V3) FLANGE 1 POWER CONNECTOR ROTATABLE RESOLVER 2-POLE, WITH DRIVE CLIQ-INTERFACE SHAFT WITH FITTED KEY, TOLERANCE N; WITH HOLDING BRAKE PROTECTION CLASS IP65, FLANGE ON DRIVE END IP67; | 1655 | TEM | 1 | MC | 4.1 | 1
1FK70342AK711PG0 | SIMOTICS S SYNCHRONOUS MOTOR 1FK7-CT PN=0,63 KW; UZK=600V M0=1,6NM (100K); NN=6000RPM; NATURAL COOLING, FRAME SIZE IMB 5 (IM V1, IM V3) FLANGE 1 POWER CONNECTOR ROTATABLE RESOLVER 2-POLE, WITH DRIVE CLIQ-INTERFACE PLAIN SHAFT, TOLERANCE N; W/O HOLDING BRAKE PROTECTION CLASS IP64; | 1257 | TEM | 1 | MC | 3.801 | 1
1FK70342AK711PG1 | SIMOTICS S SYNCHRONOUS MOTOR 1FK7-CT PN=0,63 KW; UZK=600V M0=1,6NM (100K); NN=6000RPM; NATURAL COOLING, FRAME SIZE IMB 5 (IM V1, IM V3) FLANGE 1 POWER CONNECTOR ROTATABLE RESOLVER 2-POLE, WITH DRIVE CLIQ-INTERFACE PLAIN SHAFT, TOLERANCE N; W/O HOLDING BRAKE PROTECTION CLASS IP65, | 1350 | TEM | 1 | MC | 3.801 | 1
1FK70342AK711PG2 | SIMOTICS S SYNCHRONOUS MOTOR 1FK7-CT PN=0,63 KW; UZK=600V M0=1,6NM (100K); NN=6000RPM; NATURAL COOLING, FRAME SIZE IMB 5 (IM V1, IM V3) FLANGE 1 POWER CONNECTOR ROTATABLE RESOLVER 2-POLE, WITH DRIVE CLIQ-INTERFACE PLAIN SHAFT, TOLERANCE N; W/O HOLDING BRAKE PROTECTION CLASS IP65, FLANGE ON DRIVE END IP67; | 1350 | TEM | 1 | MC | 3.801 | 1
1FK70342AK711PH0 | SIMOTICS S SYNCHRONOUS MOTOR 1FK7-CT PN=0,63 KW; UZK=600V M0=1,6NM (100K); NN=6000RPM; NATURAL COOLING, FRAME SIZE IMB 5 (IM V1, IM V3) FLANGE 1 POWER CONNECTOR ROTATABLE RESOLVER 2-POLE, WITH DRIVE CLIQ-INTERFACE PLAIN SHAFT, TOLERANCE N; WITH HOLDING BRAKE PROTECTION CLASS IP64; | 1473 | TEM | 1 | MC | 4.1 | 1
1FK70342AK711PH1 | SIMOTICS S SYNCHRONOUS MOTOR 1FK7-CT PN=0,63 KW; UZK=600V M0=1,6NM (100K); NN=6000RPM; NATURAL COOLING, FRAME SIZE IMB 5 (IM V1, IM V3) FLANGE 1 POWER CONNECTOR ROTATABLE RESOLVER 2-POLE, WITH DRIVE CLIQ-INTERFACE PLAIN SHAFT, TOLERANCE N; WITH HOLDING BRAKE PROTECTION CLASS IP65, | 1567 | TEM | 1 | MC | 4.1 | 1
1FK70342AK711PH2 | SIMOTICS S SYNCHRONOUS MOTOR 1FK7-CT PN=0,63 KW; UZK=600V M0=1,6NM (100K); NN=6000RPM; NATURAL COOLING, FRAME SIZE IMB 5 (IM V1, IM V3) FLANGE 1 POWER CONNECTOR ROTATABLE RESOLVER 2-POLE, WITH DRIVE CLIQ-INTERFACE PLAIN SHAFT, TOLERANCE N; WITH HOLDING BRAKE PROTECTION CLASS IP65, FLANGE ON DRIVE END IP67; | 1567 | TEM | 1 | MC | 4.1 | 1
1FK70342AK711QA0 | SIMOTICS S SYNCHRONOUS MOTOR 1FK7-CT PN=0,63 KW; UZK=600V M0=1,6NM (100K); NN=6000RPM; NATURAL COOLING, FRAME SIZE IMB 5 (IM V1, IM V3) FLANGE 1 POWER CONNECTOR ROTATABLE ABSOLUTE ENCODER SINGLETURN 20 BIT WITH DRIVE-CLIQ INTERFACE (ENCODER AS20DQI) SHAFT WITH FITTED KEY, TOLERANCE N; W/O HOLDING BRAKE PROTECTION CLASS IP64; | 1446 | TEM | 1 | MC | 3.701 | 1
1FK70342AK711QA1 | SIMOTICS S SYNCHRONOUS MOTOR 1FK7-CT PN=0,63 KW; UZK=600V M0=1,6NM (100K); NN=6000RPM; NATURAL COOLING, FRAME SIZE IMB 5 (IM V1, IM V3) FLANGE 1 POWER CONNECTOR ROTATABLE ABSOLUTE ENCODER SINGLETURN 20 BIT WITH DRIVE-CLIQ INTERFACE (ENCODER AS20DQI) SHAFT WITH FITTED KEY, TOLERANCE N; W/O HOLDING BRAKE PROTECTION CLASS IP65, | 1539 | TEM | 1 | MC | 3.701 | 1
1FK70342AK711QA2 | SIMOTICS S SYNCHRONOUS MOTOR 1FK7-CT PN=0,63 KW; UZK=600V M0=1,6NM (100K); NN=6000RPM; NATURAL COOLING, FRAME SIZE IMB 5 (IM V1, IM V3) FLANGE 1 POWER CONNECTOR ROTATABLE ABSOLUTE ENCODER SINGLETURN 20 BIT WITH DRIVE-CLIQ INTERFACE (ENCODER AS20DQI) SHAFT WITH FITTED KEY, TOLERANCE N; W/O HOLDING BRAKE PROTECTION CLASS IP65, FLANGE ON DRIVE END IP67; | 1539 | TEM | 1 | MC | 3.701 | 1
1FK70342AK711QB0 | SIMOTICS S SYNCHRONOUS MOTOR 1FK7-CT PN=0,63 KW; UZK=600V M0=1,6NM (100K); NN=6000RPM; NATURAL COOLING, FRAME SIZE IMB 5 (IM V1, IM V3) FLANGE 1 POWER CONNECTOR ROTATABLE ABSOLUTE ENCODER SINGLETURN 20 BIT WITH DRIVE-CLIQ INTERFACE (ENCODER AS20DQI) SHAFT WITH FITTED KEY, TOLERANCE N; WITH HOLDING BRAKE PROTECTION CLASS IP64; | 1665 | TEM | 1 | MC | 4 | 1
1FK70342AK711QB1 | SIMOTICS S SYNCHRONOUS MOTOR 1FK7-CT PN=0,63 KW; UZK=600V M0=1,6NM (100K); NN=6000RPM; NATURAL COOLING, FRAME SIZE IMB 5 (IM V1, IM V3) FLANGE 1 POWER CONNECTOR ROTATABLE ABSOLUTE ENCODER SINGLETURN 20 BIT WITH DRIVE-CLIQ INTERFACE (ENCODER AS20DQI) SHAFT WITH FITTED KEY, TOLERANCE N; WITH HOLDING BRAKE PROTECTION CLASS IP65, | 1758 | TEM | 1 | MC | 4 | 1
1FK70342AK711QB2 | SIMOTICS S SYNCHRONOUS MOTOR 1FK7-CT PN=0,63 KW; UZK=600V M0=1,6NM (100K); NN=6000RPM; NATURAL COOLING, FRAME SIZE IMB 5 (IM V1, IM V3) FLANGE 1 POWER CONNECTOR ROTATABLE ABSOLUTE ENCODER SINGLETURN 20 BIT WITH DRIVE-CLIQ INTERFACE (ENCODER AS20DQI) SHAFT WITH FITTED KEY, TOLERANCE N; WITH HOLDING BRAKE PROTECTION CLASS IP65, FLANGE ON DRIVE END IP67; | 1758 | TEM | 1 | MC | 4 | 1
1FK70342AK711QG0 | SIMOTICS S SYNCHRONOUS MOTOR 1FK7-CT PN=0,63 KW; UZK=600V M0=1,6NM (100K); NN=6000RPM; NATURAL COOLING, FRAME SIZE IMB 5 (IM V1, IM V3) FLANGE 1 POWER CONNECTOR ROTATABLE ABSOLUTE ENCODER SINGLETURN 20 BIT WITH DRIVE-CLIQ INTERFACE (ENCODER AS20DQI) PLAIN SHAFT, TOLERANCE N; W/O HOLDING BRAKE PROTECTION CLASS IP64; | 1360 | TEM | 1 | MC | 3.701 | 1
1FK70342AK711QG1 | SIMOTICS S SYNCHRONOUS MOTOR 1FK7-CT PN=0,63 KW; UZK=600V M0=1,6NM (100K); NN=6000RPM; NATURAL COOLING, FRAME SIZE IMB 5 (IM V1, IM V3) FLANGE 1 POWER CONNECTOR ROTATABLE ABSOLUTE ENCODER SINGLETURN 20 BIT WITH DRIVE-CLIQ INTERFACE (ENCODER AS20DQI) PLAIN SHAFT, TOLERANCE N; W/O HOLDING BRAKE PROTECTION CLASS IP65, | 1453 | TEM | 1 | MC | 3.701 | 1
1FK70342AK711QG2 | SIMOTICS S SYNCHRONOUS MOTOR 1FK7-CT PN=0,63 KW; UZK=600V M0=1,6NM (100K); NN=6000RPM; NATURAL COOLING, FRAME SIZE IMB 5 (IM V1, IM V3) FLANGE 1 POWER CONNECTOR ROTATABLE ABSOLUTE ENCODER SINGLETURN 20 BIT WITH DRIVE-CLIQ INTERFACE (ENCODER AS20DQI) PLAIN SHAFT, TOLERANCE N; W/O HOLDING BRAKE PROTECTION CLASS IP65, FLANGE ON DRIVE END IP67; | 1453 | TEM | 1 | MC | 3.701 | 1
1FK70342AK711QH0 | SIMOTICS S SYNCHRONOUS MOTOR 1FK7-CT PN=0,63 KW; UZK=600V M0=1,6NM (100K); NN=6000RPM; NATURAL COOLING, FRAME SIZE IMB 5 (IM V1, IM V3) FLANGE 1 POWER CONNECTOR ROTATABLE ABSOLUTE ENCODER SINGLETURN 20 BIT WITH DRIVE-CLIQ INTERFACE (ENCODER AS20DQI) PLAIN SHAFT, TOLERANCE N; WITH HOLDING BRAKE PROTECTION CLASS IP64; | 1576 | TEM | 1 | MC | 4 | 1
1FK70342AK711QH1 | SIMOTICS S SYNCHRONOUS MOTOR 1FK7-CT PN=0,63 KW; UZK=600V M0=1,6NM (100K); NN=6000RPM; NATURAL COOLING, FRAME SIZE IMB 5 (IM V1, IM V3) FLANGE 1 POWER CONNECTOR ROTATABLE ABSOLUTE ENCODER SINGLETURN 20 BIT WITH DRIVE-CLIQ INTERFACE (ENCODER AS20DQI) PLAIN SHAFT, TOLERANCE N; WITH HOLDING BRAKE PROTECTION CLASS IP65, | 1670 | TEM | 1 | MC | 4 | 1
1FK70342AK711QH2 | SIMOTICS S SYNCHRONOUS MOTOR 1FK7-CT PN=0,63 KW; UZK=600V M0=1,6NM (100K); NN=6000RPM; NATURAL COOLING, FRAME SIZE IMB 5 (IM V1, IM V3) FLANGE 1 POWER CONNECTOR ROTATABLE ABSOLUTE ENCODER SINGLETURN 20 BIT WITH DRIVE-CLIQ INTERFACE (ENCODER AS20DQI) PLAIN SHAFT, TOLERANCE N; WITH HOLDING BRAKE PROTECTION CLASS IP65, FLANGE ON DRIVE END IP67; | 1670 | TEM | 1 | MC | 4 | 1
1FK70342AK711RA0 | SIMOTICS S SYNCHRONOUS MOTOR 1FK7-CT PN=0,63 KW; UZK=600V M0=1,6NM (100K); NN=6000RPM; NATURAL COOLING, FRAME SIZE IMB 5 (IM V1, IM V3) FLANGE 1 POWER CONNECTOR ROTATABLE ABSOLUTE ENCODER 20 BIT + 12 BIT MULTITURN WITH DRIVE-CLIQ INTERFACE (ENCODER AM20DQI) SHAFT WITH FITTED KEY, TOLERANCE N; W/O HOLDING BRAKE PROTECTION CLASS IP64; | 1820 | TEM | 1 | MC | 3.701 | 1
1FK70342AK711RA1 | SIMOTICS S SYNCHRONOUS MOTOR 1FK7-CT PN=0,63 KW; UZK=600V M0=1,6NM (100K); NN=6000RPM; NATURAL COOLING, FRAME SIZE IMB 5 (IM V1, IM V3) FLANGE 1 POWER CONNECTOR ROTATABLE ABSOLUTE ENCODER 20 BIT + 12 BIT MULTITURN WITH DRIVE-CLIQ INTERFACE (ENCODER AM20DQI) SHAFT WITH FITTED KEY, TOLERANCE N; W/O HOLDING BRAKE PROTECTION CLASS IP65, | 1913 | TEM | 1 | MC | 3.701 | 1
1FK70342AK711RA2 | SIMOTICS S SYNCHRONOUS MOTOR 1FK7-CT PN=0,63 KW; UZK=600V M0=1,6NM (100K); NN=6000RPM; NATURAL COOLING, FRAME SIZE IMB 5 (IM V1, IM V3) FLANGE 1 POWER CONNECTOR ROTATABLE ABSOLUTE ENCODER 20 BIT + 12 BIT MULTITURN WITH DRIVE-CLIQ INTERFACE (ENCODER AM20DQI) SHAFT WITH FITTED KEY, TOLERANCE N; W/O HOLDING BRAKE PROTECTION CLASS IP65, FLANGE ON DRIVE END IP67; | 1913 | TEM | 1 | MC | 3.701 | 1
1FK70342AK711RB0 | SIMOTICS S SYNCHRONOUS MOTOR 1FK7-CT PN=0,63 KW; UZK=600V M0=1,6NM (100K); NN=6000RPM; NATURAL COOLING, FRAME SIZE IMB 5 (IM V1, IM V3) FLANGE 1 POWER CONNECTOR ROTATABLE ABSOLUTE ENCODER 20 BIT + 12 BIT MULTITURN WITH DRIVE-CLIQ INTERFACE (ENCODER AM20DQI) SHAFT WITH FITTED KEY, TOLERANCE N; WITH HOLDING BRAKE PROTECTION CLASS IP64; | 2039 | TEM | 1 | MC | 4 | 1
1FK70342AK711RB1 | SIMOTICS S SYNCHRONOUS MOTOR 1FK7-CT PN=0,63 KW; UZK=600V M0=1,6NM (100K); NN=6000RPM; NATURAL COOLING, FRAME SIZE IMB 5 (IM V1, IM V3) FLANGE 1 POWER CONNECTOR ROTATABLE ABSOLUTE ENCODER 20 BIT + 12 BIT MULTITURN WITH DRIVE-CLIQ INTERFACE (ENCODER AM20DQI) SHAFT WITH FITTED KEY, TOLERANCE N; WITH HOLDING BRAKE PROTECTION CLASS IP65, | 2132 | TEM | 1 | MC | 4 | 1
1FK70342AK711RB2 | SIMOTICS S SYNCHRONOUS MOTOR 1FK7-CT PN=0,63 KW; UZK=600V M0=1,6NM (100K); NN=6000RPM; NATURAL COOLING, FRAME SIZE IMB 5 (IM V1, IM V3) FLANGE 1 POWER CONNECTOR ROTATABLE ABSOLUTE ENCODER 20 BIT + 12 BIT MULTITURN WITH DRIVE-CLIQ INTERFACE (ENCODER AM20DQI) SHAFT WITH FITTED KEY, TOLERANCE N; WITH HOLDING BRAKE PROTECTION CLASS IP65, FLANGE ON DRIVE END IP67; | 2132 | TEM | 1 | MC | 4 | 1
1FK70342AK711RG0 | SIMOTICS S SYNCHRONOUS MOTOR 1FK7-CT PN=0,63 KW; UZK=600V M0=1,6NM (100K); NN=6000RPM; NATURAL COOLING, FRAME SIZE IMB 5 (IM V1, IM V3) FLANGE 1 POWER CONNECTOR ROTATABLE ABSOLUTE ENCODER 20 BIT + 12 BIT MULTITURN WITH DRIVE-CLIQ INTERFACE (ENCODER AM20DQI) PLAIN SHAFT, TOLERANCE N; W/O HOLDING BRAKE PROTECTION CLASS IP64; | 1734 | TEM | 1 | MC | 3.701 | 1
1FK70342AK711RG1 | SIMOTICS S SYNCHRONOUS MOTOR 1FK7-CT PN=0,63 KW; UZK=600V M0=1,6NM (100K); NN=6000RPM; NATURAL COOLING, FRAME SIZE IMB 5 (IM V1, IM V3) FLANGE 1 POWER CONNECTOR ROTATABLE ABSOLUTE ENCODER 20 BIT + 12 BIT MULTITURN WITH DRIVE-CLIQ INTERFACE (ENCODER AM20DQI) PLAIN SHAFT, TOLERANCE N; W/O HOLDING BRAKE PROTECTION CLASS IP65, | 1827 | TEM | 1 | MC | 3.701 | 1
1FK70342AK711RG2 | SIMOTICS S SYNCHRONOUS MOTOR 1FK7-CT PN=0,63 KW; UZK=600V M0=1,6NM (100K); NN=6000RPM; NATURAL COOLING, FRAME SIZE IMB 5 (IM V1, IM V3) FLANGE 1 POWER CONNECTOR ROTATABLE ABSOLUTE ENCODER 20 BIT + 12 BIT MULTITURN WITH DRIVE-CLIQ INTERFACE (ENCODER AM20DQI) PLAIN SHAFT, TOLERANCE N; W/O HOLDING BRAKE PROTECTION CLASS IP65, FLANGE ON DRIVE END IP67; | 1827 | TEM | 1 | MC | 3.701 | 1
1FK70342AK711RH0 | SIMOTICS S SYNCHRONOUS MOTOR 1FK7-CT PN=0,63 KW; UZK=600V M0=1,6NM (100K); NN=6000RPM; NATURAL COOLING, FRAME SIZE IMB 5 (IM V1, IM V3) FLANGE 1 POWER CONNECTOR ROTATABLE ABSOLUTE ENCODER 20 BIT + 12 BIT MULTITURN WITH DRIVE-CLIQ INTERFACE (ENCODER AM20DQI) PLAIN SHAFT, TOLERANCE N; WITH HOLDING BRAKE PROTECTION CLASS IP64; | 1950 | TEM | 1 | MC | 4 | 1
1FK70342AK711RH1 | SIMOTICS S SYNCHRONOUS MOTOR 1FK7-CT PN=0,63 KW; UZK=600V M0=1,6NM (100K); NN=6000RPM; NATURAL COOLING, FRAME SIZE IMB 5 (IM V1, IM V3) FLANGE 1 POWER CONNECTOR ROTATABLE ABSOLUTE ENCODER 20 BIT + 12 BIT MULTITURN WITH DRIVE-CLIQ INTERFACE (ENCODER AM20DQI) PLAIN SHAFT, TOLERANCE N; WITH HOLDING BRAKE PROTECTION CLASS IP65, | 2044 | TEM | 1 | MC | 4 | 1
1FK70342AK711RH2 | SIMOTICS S SYNCHRONOUS MOTOR 1FK7-CT PN=0,63 KW; UZK=600V M0=1,6NM (100K); NN=6000RPM; NATURAL COOLING, FRAME SIZE IMB 5 (IM V1, IM V3) FLANGE 1 POWER CONNECTOR ROTATABLE ABSOLUTE ENCODER 20 BIT + 12 BIT MULTITURN WITH DRIVE-CLIQ INTERFACE (ENCODER AM20DQI) PLAIN SHAFT, TOLERANCE N; WITH HOLDING BRAKE PROTECTION CLASS IP65, FLANGE ON DRIVE END IP67; | 2044 | TEM | 1 | MC | 4 | 1
1FK70342AK711SA0 | SIMOTICS S SYNCHRONOUS MOTOR 1FK7-CT PN=0,63 KW; UZK=600V M0=1,6NM (100K); NN=6000RPM; NATURAL COOLING, FRAME SIZE IMB 5 (IM V1, IM V3) FLANGE 1, WITH KTY TEMPERATURESENSOR POWER CONNECTOR ROTATABLE RESOLVER MULTI-POLE (RESOLVER P=3); SHAFT WITH FITTED KEY, TOLERANCE N; W/O HOLDING BRAKE PROTECTION CLASS IP64; | 1102 | TEM | 1 | MC | 3.702 | 1
1FK70342AK711SA1 | SIMOTICS S SYNCHRONOUS MOTOR 1FK7-CT PN=0,63 KW; UZK=600V M0=1,6NM (100K); NN=6000RPM; NATURAL COOLING, FRAME SIZE IMB 5 (IM V1, IM V3) FLANGE 1, WITH KTY TEMPERATURESENSOR POWER CONNECTOR ROTATABLE RESOLVER MULTI-POLE (RESOLVER P=3); SHAFT WITH FITTED KEY, TOLERANCE N; W/O HOLDING BRAKE PROTECTION CLASS IP65, | 1195 | TEM | 1 | MC | 3.702 | 1
1FK70342AK711SA2 | SIMOTICS S SYNCHRONOUS MOTOR 1FK7-CT PN=0,63 KW; UZK=600V M0=1,6NM (100K); NN=6000RPM; NATURAL COOLING, FRAME SIZE IMB 5 (IM V1, IM V3) FLANGE 1, WITH KTY TEMPERATURESENSOR POWER CONNECTOR ROTATABLE RESOLVER MULTI-POLE (RESOLVER P=3); SHAFT WITH FITTED KEY, TOLERANCE N; W/O HOLDING BRAKE PROTECTION CLASS IP65, FLANGE ON DRIVE END IP67; | 1195 | TEM | 1 | MC | 3.702 | 1
1FK70342AK711SB0 | SIMOTICS S SYNCHRONOUS MOTOR 1FK7-CT PN=0,63 KW; UZK=600V M0=1,6NM (100K); NN=6000RPM; NATURAL COOLING, FRAME SIZE IMB 5 (IM V1, IM V3) FLANGE 1, WITH KTY TEMPERATURESENSOR POWER CONNECTOR ROTATABLE RESOLVER MULTI-POLE (RESOLVER P=3); SHAFT WITH FITTED KEY, TOLERANCE N; WITH HOLDING BRAKE PROTECTION CLASS IP64; | 1321 | TEM | 1 | MC | 4.001 | 1
1FK70342AK711SB1 | SIMOTICS S SYNCHRONOUS MOTOR 1FK7-CT PN=0,63 KW; UZK=600V M0=1,6NM (100K); NN=6000RPM; NATURAL COOLING, FRAME SIZE IMB 5 (IM V1, IM V3) FLANGE 1, WITH KTY TEMPERATURESENSOR POWER CONNECTOR ROTATABLE RESOLVER MULTI-POLE (RESOLVER P=3); SHAFT WITH FITTED KEY, TOLERANCE N; WITH HOLDING BRAKE PROTECTION CLASS IP65, | 1414 | TEM | 1 | MC | 4.001 | 1
1FK70342AK711SB2 | SIMOTICS S SYNCHRONOUS MOTOR 1FK7-CT PN=0,63 KW; UZK=600V M0=1,6NM (100K); NN=6000RPM; NATURAL COOLING, FRAME SIZE IMB 5 (IM V1, IM V3) FLANGE 1, WITH KTY TEMPERATURESENSOR POWER CONNECTOR ROTATABLE RESOLVER MULTI-POLE (RESOLVER P=3); SHAFT WITH FITTED KEY, TOLERANCE N; WITH HOLDING BRAKE PROTECTION CLASS IP65, FLANGE ON DRIVE END IP67; | 1414 | TEM | 1 | MC | 4.001 | 1
1FK70342AK711SG0 | SIMOTICS S SYNCHRONOUS MOTOR 1FK7-CT PN=0,63 KW; UZK=600V M0=1,6NM (100K); NN=6000RPM; NATURAL COOLING, FRAME SIZE IMB 5 (IM V1, IM V3) FLANGE 1, WITH KTY TEMPERATURESENSOR POWER CONNECTOR ROTATABLE RESOLVER MULTI-POLE (RESOLVER P=3); PLAIN SHAFT, TOLERANCE N; W/O HOLDING BRAKE PROTECTION CLASS IP64; | 1015 | TEM | 1 | MC | 3.702 | 1
1FK70342AK711SG1 | SIMOTICS S SYNCHRONOUS MOTOR 1FK7-CT PN=0,63 KW; UZK=600V M0=1,6NM (100K); NN=6000RPM; NATURAL COOLING, FRAME SIZE IMB 5 (IM V1, IM V3) FLANGE 1, WITH KTY TEMPERATURESENSOR POWER CONNECTOR ROTATABLE RESOLVER MULTI-POLE (RESOLVER P=3); PLAIN SHAFT, TOLERANCE N; W/O HOLDING BRAKE PROTECTION CLASS IP65, | 1109 | TEM | 1 | MC | 3.702 | 1
1FK70342AK711SG2 | SIMOTICS S SYNCHRONOUS MOTOR 1FK7-CT PN=0,63 KW; UZK=600V M0=1,6NM (100K); NN=6000RPM; NATURAL COOLING, FRAME SIZE IMB 5 (IM V1, IM V3) FLANGE 1, WITH KTY TEMPERATURESENSOR POWER CONNECTOR ROTATABLE RESOLVER MULTI-POLE (RESOLVER P=3); PLAIN SHAFT, TOLERANCE N; W/O HOLDING BRAKE PROTECTION CLASS IP65, FLANGE ON DRIVE END IP67; | 1109 | TEM | 1 | MC | 3.702 | 1
1FK70342AK711SH0 | SIMOTICS S SYNCHRONOUS MOTOR 1FK7-CT PN=0,63 KW; UZK=600V M0=1,6NM (100K); NN=6000RPM; NATURAL COOLING, FRAME SIZE IMB 5 (IM V1, IM V3) FLANGE 1, WITH KTY TEMPERATURESENSOR POWER CONNECTOR ROTATABLE RESOLVER MULTI-POLE (RESOLVER P=3); PLAIN SHAFT, TOLERANCE N; WITH HOLDING BRAKE PROTECTION CLASS IP64; | 1232 | TEM | 1 | MC | 4.001 | 1
1FK70342AK711SH1 | SIMOTICS S SYNCHRONOUS MOTOR 1FK7-CT PN=0,63 KW; UZK=600V M0=1,6NM (100K); NN=6000RPM; NATURAL COOLING, FRAME SIZE IMB 5 (IM V1, IM V3) FLANGE 1, WITH KTY TEMPERATURESENSOR POWER CONNECTOR ROTATABLE RESOLVER MULTI-POLE (RESOLVER P=3); PLAIN SHAFT, TOLERANCE N; WITH HOLDING BRAKE PROTECTION CLASS IP65, | 1325 | TEM | 1 | MC | 4.001 | 1
1FK70342AK711SH2 | SIMOTICS S SYNCHRONOUS MOTOR 1FK7-CT PN=0,63 KW; UZK=600V M0=1,6NM (100K); NN=6000RPM; NATURAL COOLING, FRAME SIZE IMB 5 (IM V1, IM V3) FLANGE 1, WITH KTY TEMPERATURESENSOR POWER CONNECTOR ROTATABLE RESOLVER MULTI-POLE (RESOLVER P=3); PLAIN SHAFT, TOLERANCE N; WITH HOLDING BRAKE PROTECTION CLASS IP65, FLANGE ON DRIVE END IP67; | 1325 | TEM | 1 | MC | 4.001 | 1
1FK70342AK711TA0 | SIMOTICS S SYNCHRONOUS MOTOR 1FK7-CT PN=0,63 KW; UZK=600V M0=1,6NM (100K); NN=6000RPM; NATURAL COOLING, FRAME SIZE IMB 5 (IM V1, IM V3) FLANGE 1, WITH KTY TEMPERATURESENSOR POWER CONNECTOR ROTATABLE RESOLVER 2-POLE (RESOLVER P=1); SHAFT WITH FITTED KEY, TOLERANCE N; W/O HOLDING BRAKE PROTECTION CLASS IP64; | 1102 | TEM | 1 | MC | 3.702 | 1
1FK70342AK711TA1 | SIMOTICS S SYNCHRONOUS MOTOR 1FK7-CT PN=0,63 KW; UZK=600V M0=1,6NM (100K); NN=6000RPM; NATURAL COOLING, FRAME SIZE IMB 5 (IM V1, IM V3) FLANGE 1, WITH KTY TEMPERATURESENSOR POWER CONNECTOR ROTATABLE RESOLVER 2-POLE (RESOLVER P=1); SHAFT WITH FITTED KEY, TOLERANCE N; W/O HOLDING BRAKE PROTECTION CLASS IP65, | 1195 | TEM | 1 | MC | 3.702 | 1
1FK70342AK711TA2 | SIMOTICS S SYNCHRONOUS MOTOR 1FK7-CT PN=0,63 KW; UZK=600V M0=1,6NM (100K); NN=6000RPM; NATURAL COOLING, FRAME SIZE IMB 5 (IM V1, IM V3) FLANGE 1, WITH KTY TEMPERATURESENSOR POWER CONNECTOR ROTATABLE RESOLVER 2-POLE (RESOLVER P=1); SHAFT WITH FITTED KEY, TOLERANCE N; W/O HOLDING BRAKE PROTECTION CLASS IP65, FLANGE ON DRIVE END IP67; | 1195 | TEM | 1 | MC | 3.702 | 1
1FK70342AK711TB0 | SIMOTICS S SYNCHRONOUS MOTOR 1FK7-CT PN=0,63 KW; UZK=600V M0=1,6NM (100K); NN=6000RPM; NATURAL COOLING, FRAME SIZE IMB 5 (IM V1, IM V3) FLANGE 1, WITH KTY TEMPERATURESENSOR POWER CONNECTOR ROTATABLE RESOLVER 2-POLE (RESOLVER P=1); SHAFT WITH FITTED KEY, TOLERANCE N; WITH HOLDING BRAKE PROTECTION CLASS IP64; | 1321 | TEM | 1 | MC | 4.001 | 1
1FK70342AK711TB1 | SIMOTICS S SYNCHRONOUS MOTOR 1FK7-CT PN=0,63 KW; UZK=600V M0=1,6NM (100K); NN=6000RPM; NATURAL COOLING, FRAME SIZE IMB 5 (IM V1, IM V3) FLANGE 1, WITH KTY TEMPERATURESENSOR POWER CONNECTOR ROTATABLE RESOLVER 2-POLE (RESOLVER P=1); SHAFT WITH FITTED KEY, TOLERANCE N; WITH HOLDING BRAKE PROTECTION CLASS IP65, | 1414 | TEM | 1 | MC | 4.001 | 1
1FK70342AK711TB2 | SIMOTICS S SYNCHRONOUS MOTOR 1FK7-CT PN=0,63 KW; UZK=600V M0=1,6NM (100K); NN=6000RPM; NATURAL COOLING, FRAME SIZE IMB 5 (IM V1, IM V3) FLANGE 1, WITH KTY TEMPERATURESENSOR POWER CONNECTOR ROTATABLE RESOLVER 2-POLE (RESOLVER P=1); SHAFT WITH FITTED KEY, TOLERANCE N; WITH HOLDING BRAKE PROTECTION CLASS IP65, FLANGE ON DRIVE END IP67; | 1414 | TEM | 1 | MC | 4.001 | 1
1FK70342AK711TG0 | SIMOTICS S SYNCHRONOUS MOTOR 1FK7-CT PN=0,63 KW; UZK=600V M0=1,6NM (100K); NN=6000RPM; NATURAL COOLING, FRAME SIZE IMB 5 (IM V1, IM V3) FLANGE 1, WITH KTY TEMPERATURESENSOR POWER CONNECTOR ROTATABLE RESOLVER 2-POLE (RESOLVER P=1); PLAIN SHAFT, TOLERANCE N; W/O HOLDING BRAKE PROTECTION CLASS IP64; | 1015 | TEM | 1 | MC | 3.702 | 1
1FK70342AK711TG1 | SIMOTICS S SYNCHRONOUS MOTOR 1FK7-CT PN=0,63 KW; UZK=600V M0=1,6NM (100K); NN=6000RPM; NATURAL COOLING, FRAME SIZE IMB 5 (IM V1, IM V3) FLANGE 1, WITH KTY TEMPERATURESENSOR POWER CONNECTOR ROTATABLE RESOLVER 2-POLE (RESOLVER P=1); PLAIN SHAFT, TOLERANCE N; W/O HOLDING BRAKE PROTECTION CLASS IP65, | 1109 | TEM | 1 | MC | 3.702 | 1
1FK70342AK711TG2 | SIMOTICS S SYNCHRONOUS MOTOR 1FK7-CT PN=0,63 KW; UZK=600V M0=1,6NM (100K); NN=6000RPM; NATURAL COOLING, FRAME SIZE IMB 5 (IM V1, IM V3) FLANGE 1, WITH KTY TEMPERATURESENSOR POWER CONNECTOR ROTATABLE RESOLVER 2-POLE (RESOLVER P=1); PLAIN SHAFT, TOLERANCE N; W/O HOLDING BRAKE PROTECTION CLASS IP65, FLANGE ON DRIVE END IP67; | 1109 | TEM | 1 | MC | 3.702 | 1
1FK70342AK711TH0 | SIMOTICS S SYNCHRONOUS MOTOR 1FK7-CT PN=0,63 KW; UZK=600V M0=1,6NM (100K); NN=6000RPM; NATURAL COOLING, FRAME SIZE IMB 5 (IM V1, IM V3) FLANGE 1, WITH KTY TEMPERATURESENSOR POWER CONNECTOR ROTATABLE RESOLVER 2-POLE (RESOLVER P=1); PLAIN SHAFT, TOLERANCE N; WITH HOLDING BRAKE PROTECTION CLASS IP64; | 1232 | TEM | 1 | MC | 4.001 | 1
1FK70342AK711TH1 | SIMOTICS S SYNCHRONOUS MOTOR 1FK7-CT PN=0,63 KW; UZK=600V M0=1,6NM (100K); NN=6000RPM; NATURAL COOLING, FRAME SIZE IMB 5 (IM V1, IM V3) FLANGE 1, WITH KTY TEMPERATURESENSOR POWER CONNECTOR ROTATABLE RESOLVER 2-POLE (RESOLVER P=1); PLAIN SHAFT, TOLERANCE N; WITH HOLDING BRAKE PROTECTION CLASS IP65, | 1325 | TEM | 1 | MC | 4.001 | 1
1FK70342AK711TH2 | SIMOTICS S SYNCHRONOUS MOTOR 1FK7-CT PN=0,63 KW; UZK=600V M0=1,6NM (100K); NN=6000RPM; NATURAL COOLING, FRAME SIZE IMB 5 (IM V1, IM V3) FLANGE 1, WITH KTY TEMPERATURESENSOR POWER CONNECTOR ROTATABLE RESOLVER 2-POLE (RESOLVER P=1); PLAIN SHAFT, TOLERANCE N; WITH HOLDING BRAKE PROTECTION CLASS IP65, FLANGE ON DRIVE END IP67; | 1325 | TEM | 1 | MC | 4.001 | 1
1FK70342AK711UA0 | SIMOTICS S SYNCHRONOUS MOTOR 1FK7-CT PN=0,63 KW; UZK=600V M0=1,6NM (100K); NN=6000RPM; NATURAL COOLING, FRAME SIZE IMB 5 (IM V1, IM V3) FLANGE 1 POWER CONNECTOR ROTATABLE RESOLVER MULTI-POLE WITH DRIVE-CLIQ INTERFACE; SHAFT WITH FITTED KEY, TOLERANCE N; W/O HOLDING BRAKE PROTECTION CLASS IP64; | 1343 | TEM | 1 | MC | 3.702 | 1
1FK70342AK711UA1 | SIMOTICS S SYNCHRONOUS MOTOR 1FK7-CT PN=0,63 KW; UZK=600V M0=1,6NM (100K); NN=6000RPM; NATURAL COOLING, FRAME SIZE IMB 5 (IM V1, IM V3) FLANGE 1 POWER CONNECTOR ROTATABLE RESOLVER MULTI-POLE WITH DRIVE-CLIQ INTERFACE; SHAFT WITH FITTED KEY, TOLERANCE N; W/O HOLDING BRAKE PROTECTION CLASS IP65, | 1436 | TEM | 1 | MC | 3.702 | 1
1FK70342AK711UA2 | SIMOTICS S SYNCHRONOUS MOTOR 1FK7-CT PN=0,63 KW; UZK=600V M0=1,6NM (100K); NN=6000RPM; NATURAL COOLING, FRAME SIZE IMB 5 (IM V1, IM V3) FLANGE 1 POWER CONNECTOR ROTATABLE RESOLVER MULTI-POLE WITH DRIVE-CLIQ INTERFACE; SHAFT WITH FITTED KEY, TOLERANCE N; W/O HOLDING BRAKE PROTECTION CLASS IP65, FLANGE ON DRIVE END IP67; | 1436 | TEM | 1 | MC | 3.702 | 1
1FK70342AK711UB0 | SIMOTICS S SYNCHRONOUS MOTOR 1FK7-CT PN=0,63 KW; UZK=600V M0=1,6NM (100K); NN=6000RPM; NATURAL COOLING, FRAME SIZE IMB 5 (IM V1, IM V3) FLANGE 1 POWER CONNECTOR ROTATABLE RESOLVER MULTI-POLE WITH DRIVE-CLIQ INTERFACE; SHAFT WITH FITTED KEY, TOLERANCE N; WITH HOLDING BRAKE PROTECTION CLASS IP64; | 1562 | TEM | 1 | MC | 4.001 | 1
1FK70342AK711UB1 | SIMOTICS S SYNCHRONOUS MOTOR 1FK7-CT PN=0,63 KW; UZK=600V M0=1,6NM (100K); NN=6000RPM; NATURAL COOLING, FRAME SIZE IMB 5 (IM V1, IM V3) FLANGE 1 POWER CONNECTOR ROTATABLE RESOLVER MULTI-POLE WITH DRIVE-CLIQ INTERFACE; SHAFT WITH FITTED KEY, TOLERANCE N; WITH HOLDING BRAKE PROTECTION CLASS IP65, | 1655 | TEM | 1 | MC | 4.001 | 1
1FK70342AK711UB2 | SIMOTICS S SYNCHRONOUS MOTOR 1FK7-CT PN=0,63 KW; UZK=600V M0=1,6NM (100K); NN=6000RPM; NATURAL COOLING, FRAME SIZE IMB 5 (IM V1, IM V3) FLANGE 1 POWER CONNECTOR ROTATABLE RESOLVER MULTI-POLE WITH DRIVE-CLIQ INTERFACE; SHAFT WITH FITTED KEY, TOLERANCE N; WITH HOLDING BRAKE PROTECTION CLASS IP65, FLANGE ON DRIVE END IP67; | 1655 | TEM | 1 | MC | 4.001 | 1
1FK70342AK711UG0 | SIMOTICS S SYNCHRONOUS MOTOR 1FK7-CT PN=0,63 KW; UZK=600V M0=1,6NM (100K); NN=6000RPM; NATURAL COOLING, FRAME SIZE IMB 5 (IM V1, IM V3) FLANGE 1 POWER CONNECTOR ROTATABLE RESOLVER MULTI-POLE WITH DRIVE-CLIQ INTERFACE; PLAIN SHAFT, TOLERANCE N; W/O HOLDING BRAKE PROTECTION CLASS IP64; | 1257 | TEM | 1 | MC | 3.702 | 1
1FK70342AK711UG1 | SIMOTICS S SYNCHRONOUS MOTOR 1FK7-CT PN=0,63 KW; UZK=600V M0=1,6NM (100K); NN=6000RPM; NATURAL COOLING, FRAME SIZE IMB 5 (IM V1, IM V3) FLANGE 1 POWER CONNECTOR ROTATABLE RESOLVER MULTI-POLE WITH DRIVE-CLIQ INTERFACE; PLAIN SHAFT, TOLERANCE N; W/O HOLDING BRAKE PROTECTION CLASS IP65, | 1350 | TEM | 1 | MC | 3.702 | 1
1FK70342AK711UG2 | SIMOTICS S SYNCHRONOUS MOTOR 1FK7-CT PN=0,63 KW; UZK=600V M0=1,6NM (100K); NN=6000RPM; NATURAL COOLING, FRAME SIZE IMB 5 (IM V1, IM V3) FLANGE 1 POWER CONNECTOR ROTATABLE RESOLVER MULTI-POLE WITH DRIVE-CLIQ INTERFACE; PLAIN SHAFT, TOLERANCE N; W/O HOLDING BRAKE PROTECTION CLASS IP65, FLANGE ON DRIVE END IP67; | 1350 | TEM | 1 | MC | 3.702 | 1
1FK70342AK711UH0 | SIMOTICS S SYNCHRONOUS MOTOR 1FK7-CT PN=0,63 KW; UZK=600V M0=1,6NM (100K); NN=6000RPM; NATURAL COOLING, FRAME SIZE IMB 5 (IM V1, IM V3) FLANGE 1 POWER CONNECTOR ROTATABLE RESOLVER MULTI-POLE WITH DRIVE-CLIQ INTERFACE; PLAIN SHAFT, TOLERANCE N; WITH HOLDING BRAKE PROTECTION CLASS IP64; | 1473 | TEM | 1 | MC | 4.001 | 1
1FK70342AK711UH1 | SIMOTICS S SYNCHRONOUS MOTOR 1FK7-CT PN=0,63 KW; UZK=600V M0=1,6NM (100K); NN=6000RPM; NATURAL COOLING, FRAME SIZE IMB 5 (IM V1, IM V3) FLANGE 1 POWER CONNECTOR ROTATABLE RESOLVER MULTI-POLE WITH DRIVE-CLIQ INTERFACE; PLAIN SHAFT, TOLERANCE N; WITH HOLDING BRAKE PROTECTION CLASS IP65, | 1567 | TEM | 1 | MC | 4.001 | 1
1FK70342AK711UH2 | SIMOTICS S SYNCHRONOUS MOTOR 1FK7-CT PN=0,63 KW; UZK=600V M0=1,6NM (100K); NN=6000RPM; NATURAL COOLING, FRAME SIZE IMB 5 (IM V1, IM V3) FLANGE 1 POWER CONNECTOR ROTATABLE RESOLVER MULTI-POLE WITH DRIVE-CLIQ INTERFACE; PLAIN SHAFT, TOLERANCE N; WITH HOLDING BRAKE PROTECTION CLASS IP65, FLANGE ON DRIVE END IP67; | 1567 | TEM | 1 | MC | 4.001 | 1
1FK70345AF211AA0 | SIMOTICS S SYNCHRONOUS SERVOMOTOR 1FK7 COMPACT, ZK 300 V 1.6 NM, 100 K, 3000 RPM 0.46KW, NATURAL COOLING, POWER/SIGNAL CONNECTORS CONNECTOR CAN BE ROTATED BY 270 DEG. INCREMENTAL ENCODER SIN/COS 1VSS 2048 S/R (ENCODER I-2048); SHAFT WITH FITTED KEY, TOLERANCE N; W/O HOLDING BRAKE DEGREE OF PROTECTION IP64 | 1833 | TEM | 1 | MC | 3.703 | 1
1FK70345AF211AA2 | SIMOTICS S SYNCHRONOUS SERVOMOTOR 1FK7 COMPACT, ZK 300 V 1.6 NM, 100 K, 3000 RPM 0.46KW, NATURAL COOLING, POWER/SIGNAL CONNECTORS CONNECTOR CAN BE ROTATED BY 270 DEG. INCREMENTAL ENCODER SIN/COS 1VSS 2048 S/R (ENCODER I-2048); SHAFT WITH FITTED KEY, TOLERANCE N; W/O HOLDING BRAKE DEGREE OF PROTECTION IP65 FLANGE ON DRIVE END IP67 | 1935 | TEM | 1 | MC | 3.703 | 1
1FK70345AF211AA3 | SIMOTICS S SYNCHRONOUS SERVOMOTOR 1FK7 COMPACT, ZK 300 V 1.6 NM, 100 K, 3000 RPM 0.46KW, NATURAL COOLING, POWER/SIGNAL CONNECTORS CONNECTOR CAN BE ROTATED BY 270 DEG. INCREMENTAL ENCODER SIN/COS 1VSS 2048 S/R (ENCODER I-2048); SHAFT WITH FITTED KEY, TOLERANCE N; W/O HOLDING BRAKE DEGREE OF PROTECTION IP64; PAINT FINISH RAL7016 | 1882 | TEM | 1 | MC | 3.703 | 1
1FK70345AF211AA5 | SIMOTICS S SYNCHRONOUS SERVOMOTOR 1FK7 COMPACT, ZK 300 V 1.6 NM, 100 K, 3000 RPM 0.46KW, NATURAL COOLING, POWER/SIGNAL CONNECTORS CONNECTOR CAN BE ROTATED BY 270 DEG. INCREMENTAL ENCODER SIN/COS 1VSS 2048 S/R (ENCODER I-2048); SHAFT WITH FITTED KEY, TOLERANCE N; W/O HOLDING BRAKE DEGREE OF PROTECTION IP65 AS FLANGE IP67; PAINT FINISH RAL7016 | 1984 | TEM | 1 | MC | 3.703 | 1
1FK70345AF211AA8 | SIMOTICS S SYNCHRONOUS SERVOMOTOR 1FK7 COMPACT, ZK 300 V 1.6 NM, 100 K, 3000 RPM 0.46KW, NATURAL COOLING, POWER/SIGNAL CONNECTORS CONNECTOR CAN BE ROTATED BY 270 DEG. INCREMENTAL ENCODER SIN/COS 1VSS 2048 S/R (ENCODER I-2048); SHAFT WITH FITTED KEY, TOLERANCE N; W/O HOLDING BRAKE DEGREE OF PROTECTION IP65 IP67 D-END FLANGE; RAL7016 COATING; METALLIC RATING PLATE AT MOTOR | 2092 | TEM | 1 | MC | 3.703 | 1
1FK70345AF211AB0 | SIMOTICS S SYNCHRONOUS SERVOMOTOR 1FK7 COMPACT, ZK 300 V 1.6 NM, 100 K, 3000 RPM 0.46KW, NATURAL COOLING, POWER/SIGNAL CONNECTORS CONNECTOR CAN BE ROTATED BY 270 DEG. INCREMENTAL ENCODER SIN/COS 1VSS 2048 S/R (ENCODER I-2048); SHAFT WITH FITTED KEY, TOLERANCE N; WITH HOLDING BRAKE DEGREE OF PROTECTION IP64 | 2071 | TEM | 1 | MC | 4.002 | 1
1FK70345AF211AB2 | SIMOTICS S SYNCHRONOUS SERVOMOTOR 1FK7 COMPACT, ZK 300 V 1.6 NM, 100 K, 3000 RPM 0.46KW, NATURAL COOLING, POWER/SIGNAL CONNECTORS CONNECTOR CAN BE ROTATED BY 270 DEG. INCREMENTAL ENCODER SIN/COS 1VSS 2048 S/R (ENCODER I-2048); SHAFT WITH FITTED KEY, TOLERANCE N; WITH HOLDING BRAKE DEGREE OF PROTECTION IP65 FLANGE ON DRIVE END IP67 | 2172 | TEM | 1 | MC | 4.002 | 1
1FK70345AF211AB3 | SIMOTICS S SYNCHRONOUS SERVOMOTOR 1FK7 COMPACT, ZK 300 V 1.6 NM, 100 K, 3000 RPM 0.46KW, NATURAL COOLING, POWER/SIGNAL CONNECTORS CONNECTOR CAN BE ROTATED BY 270 DEG. INCREMENTAL ENCODER SIN/COS 1VSS 2048 S/R (ENCODER I-2048); SHAFT WITH FITTED KEY, TOLERANCE N; WITH HOLDING BRAKE DEGREE OF PROTECTION IP64; PAINT FINISH RAL7016 | 2120 | TEM | 1 | MC | 4.002 | 1
1FK70345AF211AB5 | SIMOTICS S SYNCHRONOUS SERVOMOTOR 1FK7 COMPACT, ZK 300 V 1.6 NM, 100 K, 3000 RPM 0.46KW, NATURAL COOLING, POWER/SIGNAL CONNECTORS CONNECTOR CAN BE ROTATED BY 270 DEG. INCREMENTAL ENCODER SIN/COS 1VSS 2048 S/R (ENCODER I-2048); SHAFT WITH FITTED KEY, TOLERANCE N; WITH HOLDING BRAKE DEGREE OF PROTECTION IP65 AS FLANGE IP67; PAINT FINISH RAL7016 | 2221 | TEM | 1 | MC | 4.002 | 1
1FK70345AF211AB8 | SIMOTICS S SYNCHRONOUS SERVOMOTOR 1FK7 COMPACT, ZK 300 V 1.6 NM, 100 K, 3000 RPM 0.46KW, NATURAL COOLING, POWER/SIGNAL CONNECTORS CONNECTOR CAN BE ROTATED BY 270 DEG. INCREMENTAL ENCODER SIN/COS 1VSS 2048 S/R (ENCODER I-2048); SHAFT WITH FITTED KEY, TOLERANCE N; WITH HOLDING BRAKE DEGREE OF PROTECTION IP65 IP67 D-END FLANGE; RAL7016 COATING; METALLIC RATING PLATE AT MOTOR | 2330 | TEM | 1 | MC | 4.002 | 1
1FK70345AF211AG0 | SIMOTICS S SYNCHRONOUS SERVOMOTOR 1FK7 COMPACT, ZK 300 V 1.6 NM, 100 K, 3000 RPM 0.46KW, NATURAL COOLING, POWER/SIGNAL CONNECTORS CONNECTOR CAN BE ROTATED BY 270 DEG. INCREMENTAL ENCODER SIN/COS 1VSS 2048 S/R (ENCODER I-2048); PLAIN SHAFT, TOLERANCE N; W/O HOLDING BRAKE DEGREE OF PROTECTION IP64 | 1739 | TEM | 1 | MC | 3.703 | 1
1FK70345AF211AG2 | SIMOTICS S SYNCHRONOUS SERVOMOTOR 1FK7 COMPACT, ZK 300 V 1.6 NM, 100 K, 3000 RPM 0.46KW, NATURAL COOLING, POWER/SIGNAL CONNECTORS CONNECTOR CAN BE ROTATED BY 270 DEG. INCREMENTAL ENCODER SIN/COS 1VSS 2048 S/R (ENCODER I-2048); PLAIN SHAFT, TOLERANCE N; W/O HOLDING BRAKE DEGREE OF PROTECTION IP65 FLANGE ON DRIVE END IP67 | 1841 | TEM | 1 | MC | 3.703 | 1
1FK70345AF211AG3 | SIMOTICS S SYNCHRONOUS SERVOMOTOR 1FK7 COMPACT, ZK 300 V 1.6 NM, 100 K, 3000 RPM 0.46KW, NATURAL COOLING, POWER/SIGNAL CONNECTORS CONNECTOR CAN BE ROTATED BY 270 DEG. INCREMENTAL ENCODER SIN/COS 1VSS 2048 S/R (ENCODER I-2048); PLAIN SHAFT, TOLERANCE N; W/O HOLDING BRAKE DEGREE OF PROTECTION IP64; PAINT FINISH RAL7016 | 1788 | TEM | 1 | MC | 3.703 | 1
1FK70345AF211AG5 | SIMOTICS S SYNCHRONOUS SERVOMOTOR 1FK7 COMPACT, ZK 300 V 1.6 NM, 100 K, 3000 RPM 0.46KW, NATURAL COOLING, POWER/SIGNAL CONNECTORS CONNECTOR CAN BE ROTATED BY 270 DEG. INCREMENTAL ENCODER SIN/COS 1VSS 2048 S/R (ENCODER I-2048); PLAIN SHAFT, TOLERANCE N; W/O HOLDING BRAKE DEGREE OF PROTECTION IP65 AS FLANGE IP67; PAINT FINISH RAL7016 | 1890 | TEM | 1 | MC | 3.703 | 1
1FK70345AF211AG8 | SIMOTICS S SYNCHRONOUS SERVOMOTOR 1FK7 COMPACT, ZK 300 V 1.6 NM, 100 K, 3000 RPM 0.46KW, NATURAL COOLING, POWER/SIGNAL CONNECTORS CONNECTOR CAN BE ROTATED BY 270 DEG. INCREMENTAL ENCODER SIN/COS 1VSS 2048 S/R (ENCODER I-2048); PLAIN SHAFT, TOLERANCE N; W/O HOLDING BRAKE DEGREE OF PROTECTION IP65 IP67 D-END FLANGE; RAL7016 COATING; METALLIC RATING PLATE AT MOTOR | 1999 | TEM | 1 | MC | 3.703 | 1
1FK70345AF211AH0 | SIMOTICS S SYNCHRONOUS SERVOMOTOR 1FK7 COMPACT, ZK 300 V 1.6 NM, 100 K, 3000 RPM 0.46KW, NATURAL COOLING, POWER/SIGNAL CONNECTORS CONNECTOR CAN BE ROTATED BY 270 DEG. INCREMENTAL ENCODER SIN/COS 1VSS 2048 S/R (ENCODER I-2048); PLAIN SHAFT, TOLERANCE N; WITH HOLDING BRAKE DEGREE OF PROTECTION IP64 | 1974 | TEM | 1 | MC | 4.002 | 1
1FK70345AF211AH2 | SIMOTICS S SYNCHRONOUS SERVOMOTOR 1FK7 COMPACT, ZK 300 V 1.6 NM, 100 K, 3000 RPM 0.46KW, NATURAL COOLING, POWER/SIGNAL CONNECTORS CONNECTOR CAN BE ROTATED BY 270 DEG. INCREMENTAL ENCODER SIN/COS 1VSS 2048 S/R (ENCODER I-2048); PLAIN SHAFT, TOLERANCE N; WITH HOLDING BRAKE DEGREE OF PROTECTION IP65 FLANGE ON DRIVE END IP67 | 2076 | TEM | 1 | MC | 4.002 | 1
1FK70345AF211AH3 | SIMOTICS S SYNCHRONOUS SERVOMOTOR 1FK7 COMPACT, ZK 300 V 1.6 NM, 100 K, 3000 RPM 0.46KW, NATURAL COOLING, POWER/SIGNAL CONNECTORS CONNECTOR CAN BE ROTATED BY 270 DEG. INCREMENTAL ENCODER SIN/COS 1VSS 2048 S/R (ENCODER I-2048); PLAIN SHAFT, TOLERANCE N; WITH HOLDING BRAKE DEGREE OF PROTECTION IP64; PAINT FINISH RAL7016 | 2024 | TEM | 1 | MC | 4.002 | 1
1FK70345AF211AH5 | SIMOTICS S SYNCHRONOUS SERVOMOTOR 1FK7 COMPACT, ZK 300 V 1.6 NM, 100 K, 3000 RPM 0.46KW, NATURAL COOLING, POWER/SIGNAL CONNECTORS CONNECTOR CAN BE ROTATED BY 270 DEG. INCREMENTAL ENCODER SIN/COS 1VSS 2048 S/R (ENCODER I-2048); PLAIN SHAFT, TOLERANCE N; WITH HOLDING BRAKE DEGREE OF PROTECTION IP65 AS FLANGE IP67; PAINT FINISH RAL7016 | 2125 | TEM | 1 | MC | 4.002 | 1
1FK70345AF211AH8 | SIMOTICS S SYNCHRONOUS SERVOMOTOR 1FK7 COMPACT, ZK 300 V 1.6 NM, 100 K, 3000 RPM 0.46KW, NATURAL COOLING, POWER/SIGNAL CONNECTORS CONNECTOR CAN BE ROTATED BY 270 DEG. INCREMENTAL ENCODER SIN/COS 1VSS 2048 S/R (ENCODER I-2048); PLAIN SHAFT, TOLERANCE N; WITH HOLDING BRAKE DEGREE OF PROTECTION IP65 IP67 D-END FLANGE; RAL7016 COATING; METALLIC RATING PLATE AT MOTOR | 2234 | TEM | 1 | MC | 4.002 | 1
1FK70345AF211DA0 | SIMOTICS S SYNCHRONOUS SERVOMOTOR 1FK7 COMPACT, ZK 300 V 1.6 NM, 100 K, 3000 RPM 0.46KW, NATURAL COOLING, POWER/SIGNAL CONNECTORS CONNECTOR CAN BE ROTATED BY 270 DEG. INCREMENTAL ENCODER 2048 P/REV (ENCODER I-2048) WITH DRIVE-CLIQ INTERFACE; SHAFT WITH FITTED KEY, TOLERANCE N; W/O HOLDING BRAKE DEGREE OF PROTECTION IP64 | 2095 | TEM | 1 | MC | 3.703 | 1
1FK70345AF211DA2 | SIMOTICS S SYNCHRONOUS SERVOMOTOR 1FK7 COMPACT, ZK 300 V 1.6 NM, 100 K, 3000 RPM 0.46KW, NATURAL COOLING, POWER/SIGNAL CONNECTORS CONNECTOR CAN BE ROTATED BY 270 DEG. INCREMENTAL ENCODER 2048 P/REV (ENCODER I-2048) WITH DRIVE-CLIQ INTERFACE; SHAFT WITH FITTED KEY, TOLERANCE N; W/O HOLDING BRAKE DEGREE OF PROTECTION IP65 FLANGE ON DRIVE END IP67 | 2196 | TEM | 1 | MC | 3.703 | 1
1FK70345AF211DA3 | SIMOTICS S SYNCHRONOUS SERVOMOTOR 1FK7 COMPACT, ZK 300 V 1.6 NM, 100 K, 3000 RPM 0.46KW, NATURAL COOLING, POWER/SIGNAL CONNECTORS CONNECTOR CAN BE ROTATED BY 270 DEG. INCREMENTAL ENCODER 2048 P/REV (ENCODER I-2048) WITH DRIVE-CLIQ INTERFACE; SHAFT WITH FITTED KEY, TOLERANCE N; W/O HOLDING BRAKE DEGREE OF PROTECTION IP64; PAINT FINISH RAL7016 | 2144 | TEM | 1 | MC | 3.703 | 1
1FK70345AF211DA5 | SIMOTICS S SYNCHRONOUS SERVOMOTOR 1FK7 COMPACT, ZK 300 V 1.6 NM, 100 K, 3000 RPM 0.46KW, NATURAL COOLING, POWER/SIGNAL CONNECTORS CONNECTOR CAN BE ROTATED BY 270 DEG. INCREMENTAL ENCODER 2048 P/REV (ENCODER I-2048) WITH DRIVE-CLIQ INTERFACE; SHAFT WITH FITTED KEY, TOLERANCE N; W/O HOLDING BRAKE DEGREE OF PROTECTION IP65 AS FLANGE IP67; PAINT FINISH RAL7016 | 2246 | TEM | 1 | MC | 3.703 | 1
1FK70345AF211DA8 | SIMOTICS S SYNCHRONOUS SERVOMOTOR 1FK7 COMPACT, ZK 300 V 1.6 NM, 100 K, 3000 RPM 0.46KW, NATURAL COOLING, POWER/SIGNAL CONNECTORS CONNECTOR CAN BE ROTATED BY 270 DEG. INCREMENTAL ENCODER 2048 P/REV (ENCODER I-2048) WITH DRIVE-CLIQ INTERFACE; SHAFT WITH FITTED KEY, TOLERANCE N; W/O HOLDING BRAKE DEGREE OF PROTECTION IP65 IP67 D-END FLANGE; RAL7016 COATING; METALLIC RATING PLATE AT MOTOR | 2354 | TEM | 1 | MC | 3.703 | 1
1FK70345AF211DB0 | SIMOTICS S SYNCHRONOUS SERVOMOTOR 1FK7 COMPACT, ZK 300 V 1.6 NM, 100 K, 3000 RPM 0.46KW, NATURAL COOLING, POWER/SIGNAL CONNECTORS CONNECTOR CAN BE ROTATED BY 270 DEG. INCREMENTAL ENCODER 2048 P/REV (ENCODER I-2048) WITH DRIVE-CLIQ INTERFACE; SHAFT WITH FITTED KEY, TOLERANCE N; WITH HOLDING BRAKE DEGREE OF PROTECTION IP64 | 2333 | TEM | 1 | MC | 4.002 | 1
1FK70345AF211DB2 | SIMOTICS S SYNCHRONOUS SERVOMOTOR 1FK7 COMPACT, ZK 300 V 1.6 NM, 100 K, 3000 RPM 0.46KW, NATURAL COOLING, POWER/SIGNAL CONNECTORS CONNECTOR CAN BE ROTATED BY 270 DEG. INCREMENTAL ENCODER 2048 P/REV (ENCODER I-2048) WITH DRIVE-CLIQ INTERFACE; SHAFT WITH FITTED KEY, TOLERANCE N; WITH HOLDING BRAKE DEGREE OF PROTECTION IP65 FLANGE ON DRIVE END IP67 | 2434 | TEM | 1 | MC | 4.002 | 1
1FK70345AF211DB3 | SIMOTICS S SYNCHRONOUS SERVOMOTOR 1FK7 COMPACT, ZK 300 V 1.6 NM, 100 K, 3000 RPM 0.46KW, NATURAL COOLING, POWER/SIGNAL CONNECTORS CONNECTOR CAN BE ROTATED BY 270 DEG. INCREMENTAL ENCODER 2048 P/REV (ENCODER I-2048) WITH DRIVE-CLIQ INTERFACE; SHAFT WITH FITTED KEY, TOLERANCE N; WITH HOLDING BRAKE DEGREE OF PROTECTION IP64; PAINT FINISH RAL7016 | 2382 | TEM | 1 | MC | 4.002 | 1
1FK70345AF211DB5 | SIMOTICS S SYNCHRONOUS SERVOMOTOR 1FK7 COMPACT, ZK 300 V 1.6 NM, 100 K, 3000 RPM 0.46KW, NATURAL COOLING, POWER/SIGNAL CONNECTORS CONNECTOR CAN BE ROTATED BY 270 DEG. INCREMENTAL ENCODER 2048 P/REV (ENCODER I-2048) WITH DRIVE-CLIQ INTERFACE; SHAFT WITH FITTED KEY, TOLERANCE N; WITH HOLDING BRAKE DEGREE OF PROTECTION IP65 AS FLANGE IP67; PAINT FINISH RAL7016 | 2483 | TEM | 1 | MC | 4.002 | 1
1FK70345AF211DB8 | SIMOTICS S SYNCHRONOUS SERVOMOTOR 1FK7 COMPACT, ZK 300 V 1.6 NM, 100 K, 3000 RPM 0.46KW, NATURAL COOLING, POWER/SIGNAL CONNECTORS CONNECTOR CAN BE ROTATED BY 270 DEG. INCREMENTAL ENCODER 2048 P/REV (ENCODER I-2048) WITH DRIVE-CLIQ INTERFACE; SHAFT WITH FITTED KEY, TOLERANCE N; WITH HOLDING BRAKE DEGREE OF PROTECTION IP65 IP67 D-END FLANGE; RAL7016 COATING; METALLIC RATING PLATE AT MOTOR | 2592 | TEM | 1 | MC | 4.002 | 1
1FK70345AF211DG0 | SIMOTICS S SYNCHRONOUS SERVOMOTOR 1FK7 COMPACT, ZK 300 V 1.6 NM, 100 K, 3000 RPM 0.46KW, NATURAL COOLING, POWER/SIGNAL CONNECTORS CONNECTOR CAN BE ROTATED BY 270 DEG. INCREMENTAL ENCODER 2048 P/REV (ENCODER I-2048) WITH DRIVE-CLIQ INTERFACE; PLAIN SHAFT, TOLERANCE N; W/O HOLDING BRAKE DEGREE OF PROTECTION IP64 | 2001 | TEM | 1 | MC | 3.703 | 1
1FK70345AF211DG2 | SIMOTICS S SYNCHRONOUS SERVOMOTOR 1FK7 COMPACT, ZK 300 V 1.6 NM, 100 K, 3000 RPM 0.46KW, NATURAL COOLING, POWER/SIGNAL CONNECTORS CONNECTOR CAN BE ROTATED BY 270 DEG. INCREMENTAL ENCODER 2048 P/REV (ENCODER I-2048) WITH DRIVE-CLIQ INTERFACE; PLAIN SHAFT, TOLERANCE N; W/O HOLDING BRAKE DEGREE OF PROTECTION IP65 FLANGE ON DRIVE END IP67 | 2103 | TEM | 1 | MC | 3.703 | 1
1FK70345AF211DG3 | SIMOTICS S SYNCHRONOUS SERVOMOTOR 1FK7 COMPACT, ZK 300 V 1.6 NM, 100 K, 3000 RPM 0.46KW, NATURAL COOLING, POWER/SIGNAL CONNECTORS CONNECTOR CAN BE ROTATED BY 270 DEG. INCREMENTAL ENCODER 2048 P/REV (ENCODER I-2048) WITH DRIVE-CLIQ INTERFACE; PLAIN SHAFT, TOLERANCE N; W/O HOLDING BRAKE DEGREE OF PROTECTION IP64; PAINT FINISH RAL7016 | 2050 | TEM | 1 | MC | 3.703 | 1
1FK70345AF211DG5 | SIMOTICS S SYNCHRONOUS SERVOMOTOR 1FK7 COMPACT, ZK 300 V 1.6 NM, 100 K, 3000 RPM 0.46KW, NATURAL COOLING, POWER/SIGNAL CONNECTORS CONNECTOR CAN BE ROTATED BY 270 DEG. INCREMENTAL ENCODER 2048 P/REV (ENCODER I-2048) WITH DRIVE-CLIQ INTERFACE; PLAIN SHAFT, TOLERANCE N; W/O HOLDING BRAKE DEGREE OF PROTECTION IP65 AS FLANGE IP67; PAINT FINISH RAL7016 | 2152 | TEM | 1 | MC | 3.703 | 1
1FK70345AF211DG8 | SIMOTICS S SYNCHRONOUS SERVOMOTOR 1FK7 COMPACT, ZK 300 V 1.6 NM, 100 K, 3000 RPM 0.46KW, NATURAL COOLING, POWER/SIGNAL CONNECTORS CONNECTOR CAN BE ROTATED BY 270 DEG. INCREMENTAL ENCODER 2048 P/REV (ENCODER I-2048) WITH DRIVE-CLIQ INTERFACE; PLAIN SHAFT, TOLERANCE N; W/O HOLDING BRAKE DEGREE OF PROTECTION IP65 IP67 D-END FLANGE; RAL7016 COATING; METALLIC RATING PLATE AT MOTOR | 2260 | TEM | 1 | MC | 3.703 | 1
1FK70345AF211DH0 | SIMOTICS S SYNCHRONOUS SERVOMOTOR 1FK7 COMPACT, ZK 300 V 1.6 NM, 100 K, 3000 RPM 0.46KW, NATURAL COOLING, POWER/SIGNAL CONNECTORS CONNECTOR CAN BE ROTATED BY 270 DEG. INCREMENTAL ENCODER 2048 P/REV (ENCODER I-2048) WITH DRIVE-CLIQ INTERFACE; PLAIN SHAFT, TOLERANCE N; WITH HOLDING BRAKE DEGREE OF PROTECTION IP64 | 2236 | TEM | 1 | MC | 4.002 | 1
1FK70345AF211DH2 | SIMOTICS S SYNCHRONOUS SERVOMOTOR 1FK7 COMPACT, ZK 300 V 1.6 NM, 100 K, 3000 RPM 0.46KW, NATURAL COOLING, POWER/SIGNAL CONNECTORS CONNECTOR CAN BE ROTATED BY 270 DEG. INCREMENTAL ENCODER 2048 P/REV (ENCODER I-2048) WITH DRIVE-CLIQ INTERFACE; PLAIN SHAFT, TOLERANCE N; WITH HOLDING BRAKE DEGREE OF PROTECTION IP65 FLANGE ON DRIVE END IP67 | 2338 | TEM | 1 | MC | 4.002 | 1
1FK70345AF211DH3 | SIMOTICS S SYNCHRONOUS SERVOMOTOR 1FK7 COMPACT, ZK 300 V 1.6 NM, 100 K, 3000 RPM 0.46KW, NATURAL COOLING, POWER/SIGNAL CONNECTORS CONNECTOR CAN BE ROTATED BY 270 DEG. INCREMENTAL ENCODER 2048 P/REV (ENCODER I-2048) WITH DRIVE-CLIQ INTERFACE; PLAIN SHAFT, TOLERANCE N; WITH HOLDING BRAKE DEGREE OF PROTECTION IP64; PAINT FINISH RAL7016 | 2285 | TEM | 1 | MC | 4.002 | 1
1FK70345AF211DH5 | SIMOTICS S SYNCHRONOUS SERVOMOTOR 1FK7 COMPACT, ZK 300 V 1.6 NM, 100 K, 3000 RPM 0.46KW, NATURAL COOLING, POWER/SIGNAL CONNECTORS CONNECTOR CAN BE ROTATED BY 270 DEG. INCREMENTAL ENCODER 2048 P/REV (ENCODER I-2048) WITH DRIVE-CLIQ INTERFACE; PLAIN SHAFT, TOLERANCE N; WITH HOLDING BRAKE DEGREE OF PROTECTION IP65 AS FLANGE IP67; PAINT FINISH RAL7016 | 2387 | TEM | 1 | MC | 4.002 | 1
1FK70345AF211DH8 | SIMOTICS S SYNCHRONOUS SERVOMOTOR 1FK7 COMPACT, ZK 300 V 1.6 NM, 100 K, 3000 RPM 0.46KW, NATURAL COOLING, POWER/SIGNAL CONNECTORS CONNECTOR CAN BE ROTATED BY 270 DEG. INCREMENTAL ENCODER 2048 P/REV (ENCODER I-2048) WITH DRIVE-CLIQ INTERFACE; PLAIN SHAFT, TOLERANCE N; WITH HOLDING BRAKE DEGREE OF PROTECTION IP65 IP67 D-END FLANGE; RAL7016 COATING; METALLIC RATING PLATE AT MOTOR | 2496 | TEM | 1 | MC | 4.002 | 1
1FK70345AF211HA0 | SIMOTICS S SYNCHRONOUS SERVOMOTOR 1FK7 COMPACT, ZK 300 V 1.6 NM, 100 K, 3000 RPM 0.46KW, NATURAL COOLING, POWER/SIGNAL CONNECTORS CONNECTOR CAN BE ROTATED BY 270 DEG. ABSOLUTE ENCODER 512 S/R (ENCODER A-512); PERFORMANCE REDUCTION BY 10% DUE TO ABSOLUTE ENCODER; SHAFT WITH FITTED KEY, TOLERANCE N; W/O HOLDING BRAKE DEGREE OF PROTECTION IP64 | 2236 | TEM | 1 | MC | 3.703 | 1
1FK70345AF211HA2 | SIMOTICS S SYNCHRONOUS SERVOMOTOR 1FK7 COMPACT, ZK 300 V 1.6 NM, 100 K, 3000 RPM 0.46KW, NATURAL COOLING, POWER/SIGNAL CONNECTORS CONNECTOR CAN BE ROTATED BY 270 DEG. ABSOLUTE ENCODER 512 S/R (ENCODER A-512); PERFORMANCE REDUCTION BY 10% DUE TO ABSOLUTE ENCODER; SHAFT WITH FITTED KEY, TOLERANCE N; W/O HOLDING BRAKE DEGREE OF PROTECTION IP65 FLANGE ON DRIVE END IP67 | 2338 | TEM | 1 | MC | 3.703 | 1
1FK70345AF211HA3 | SIMOTICS S SYNCHRONOUS SERVOMOTOR 1FK7 COMPACT, ZK 300 V 1.6 NM, 100 K, 3000 RPM 0.46KW, NATURAL COOLING, POWER/SIGNAL CONNECTORS CONNECTOR CAN BE ROTATED BY 270 DEG. ABSOLUTE ENCODER 512 S/R (ENCODER A-512); PERFORMANCE REDUCTION BY 10% DUE TO ABSOLUTE ENCODER; SHAFT WITH FITTED KEY, TOLERANCE N; W/O HOLDING BRAKE DEGREE OF PROTECTION IP64; PAINT FINISH RAL7016 | 2286 | TEM | 1 | MC | 3.703 | 1
1FK70345AF211HA5 | SIMOTICS S SYNCHRONOUS SERVOMOTOR 1FK7 COMPACT, ZK 300 V 1.6 NM, 100 K, 3000 RPM 0.46KW, NATURAL COOLING, POWER/SIGNAL CONNECTORS CONNECTOR CAN BE ROTATED BY 270 DEG. ABSOLUTE ENCODER 512 S/R (ENCODER A-512); PERFORMANCE REDUCTION BY 10% DUE TO ABSOLUTE ENCODER; SHAFT WITH FITTED KEY, TOLERANCE N; W/O HOLDING BRAKE DEGREE OF PROTECTION IP65 AS FLANGE IP67; PAINT FINISH RAL7016 | 2387 | TEM | 1 | MC | 3.703 | 1
1FK70345AF211HA8 | SIMOTICS S SYNCHRONOUS SERVOMOTOR 1FK7 COMPACT, ZK 300 V 1.6 NM, 100 K, 3000 RPM 0.46KW, NATURAL COOLING, POWER/SIGNAL CONNECTORS CONNECTOR CAN BE ROTATED BY 270 DEG. ABSOLUTE ENCODER 512 S/R (ENCODER A-512); PERFORMANCE REDUCTION BY 10% DUE TO ABSOLUTE ENCODER; SHAFT WITH FITTED KEY, TOLERANCE N; W/O HOLDING BRAKE DEGREE OF PROTECTION IP65 IP67 D-END FLANGE; RAL7016 COATING; METALLIC RATING PLATE AT MOTOR | 2496 | TEM | 1 | MC | 3.703 | 1
1FK70345AF211HB0 | SIMOTICS S SYNCHRONOUS SERVOMOTOR 1FK7 COMPACT, ZK 300 V 1.6 NM, 100 K, 3000 RPM 0.46KW, NATURAL COOLING, POWER/SIGNAL CONNECTORS CONNECTOR CAN BE ROTATED BY 270 DEG. ABSOLUTE ENCODER 512 S/R (ENCODER A-512); PERFORMANCE REDUCTION BY 10% DUE TO ABSOLUTE ENCODER; SHAFT WITH FITTED KEY, TOLERANCE N; WITH HOLDING BRAKE DEGREE OF PROTECTION IP64 | 2474 | TEM | 1 | MC | 4.002 | 1
1FK70345AF211HB2 | SIMOTICS S SYNCHRONOUS SERVOMOTOR 1FK7 COMPACT, ZK 300 V 1.6 NM, 100 K, 3000 RPM 0.46KW, NATURAL COOLING, POWER/SIGNAL CONNECTORS CONNECTOR CAN BE ROTATED BY 270 DEG. ABSOLUTE ENCODER 512 S/R (ENCODER A-512); PERFORMANCE REDUCTION BY 10% DUE TO ABSOLUTE ENCODER; SHAFT WITH FITTED KEY, TOLERANCE N; WITH HOLDING BRAKE DEGREE OF PROTECTION IP65 FLANGE ON DRIVE END IP67 | 2576 | TEM | 1 | MC | 4.002 | 1
1FK70345AF211HB3 | SIMOTICS S SYNCHRONOUS SERVOMOTOR 1FK7 COMPACT, ZK 300 V 1.6 NM, 100 K, 3000 RPM 0.46KW, NATURAL COOLING, POWER/SIGNAL CONNECTORS CONNECTOR CAN BE ROTATED BY 270 DEG. ABSOLUTE ENCODER 512 S/R (ENCODER A-512); PERFORMANCE REDUCTION BY 10% DUE TO ABSOLUTE ENCODER; SHAFT WITH FITTED KEY, TOLERANCE N; WITH HOLDING BRAKE DEGREE OF PROTECTION IP64; PAINT FINISH RAL7016 | 2523 | TEM | 1 | MC | 4.002 | 1
1FK70345AF211HB5 | SIMOTICS S SYNCHRONOUS SERVOMOTOR 1FK7 COMPACT, ZK 300 V 1.6 NM, 100 K, 3000 RPM 0.46KW, NATURAL COOLING, POWER/SIGNAL CONNECTORS CONNECTOR CAN BE ROTATED BY 270 DEG. ABSOLUTE ENCODER 512 S/R (ENCODER A-512); PERFORMANCE REDUCTION BY 10% DUE TO ABSOLUTE ENCODER; SHAFT WITH FITTED KEY, TOLERANCE N; WITH HOLDING BRAKE DEGREE OF PROTECTION IP65 AS FLANGE IP67; PAINT FINISH RAL7016 | 2625 | TEM | 1 | MC | 4.002 | 1
1FK70345AF211HB8 | SIMOTICS S SYNCHRONOUS SERVOMOTOR 1FK7 COMPACT, ZK 300 V 1.6 NM, 100 K, 3000 RPM 0.46KW, NATURAL COOLING, POWER/SIGNAL CONNECTORS CONNECTOR CAN BE ROTATED BY 270 DEG. ABSOLUTE ENCODER 512 S/R (ENCODER A-512); PERFORMANCE REDUCTION BY 10% DUE TO ABSOLUTE ENCODER; SHAFT WITH FITTED KEY, TOLERANCE N; WITH HOLDING BRAKE DEGREE OF PROTECTION IP65 IP67 D-END FLANGE; RAL7016 COATING; METALLIC RATING PLATE AT MOTOR | 2734 | TEM | 1 | MC | 4.002 | 1
1FK70345AF211HG0 | SIMOTICS S SYNCHRONOUS SERVOMOTOR 1FK7 COMPACT, ZK 300 V 1.6 NM, 100 K, 3000 RPM 0.46KW, NATURAL COOLING, POWER/SIGNAL CONNECTORS CONNECTOR CAN BE ROTATED BY 270 DEG. ABSOLUTE ENCODER 512 S/R (ENCODER A-512); PERFORMANCE REDUCTION BY 10% DUE TO ABSOLUTE ENCODER; PLAIN SHAFT, TOLERANCE N; W/O HOLDING BRAKE DEGREE OF PROTECTION IP64 | 2143 | TEM | 1 | MC | 3.703 | 1
1FK70345AF211HG2 | SIMOTICS S SYNCHRONOUS SERVOMOTOR 1FK7 COMPACT, ZK 300 V 1.6 NM, 100 K, 3000 RPM 0.46KW, NATURAL COOLING, POWER/SIGNAL CONNECTORS CONNECTOR CAN BE ROTATED BY 270 DEG. ABSOLUTE ENCODER 512 S/R (ENCODER A-512); PERFORMANCE REDUCTION BY 10% DUE TO ABSOLUTE ENCODER; PLAIN SHAFT, TOLERANCE N; W/O HOLDING BRAKE DEGREE OF PROTECTION IP65 FLANGE ON DRIVE END IP67 | 2244 | TEM | 1 | MC | 3.703 | 1
1FK70345AF211HG3 | SIMOTICS S SYNCHRONOUS SERVOMOTOR 1FK7 COMPACT, ZK 300 V 1.6 NM, 100 K, 3000 RPM 0.46KW, NATURAL COOLING, POWER/SIGNAL CONNECTORS CONNECTOR CAN BE ROTATED BY 270 DEG. ABSOLUTE ENCODER 512 S/R (ENCODER A-512); PERFORMANCE REDUCTION BY 10% DUE TO ABSOLUTE ENCODER; PLAIN SHAFT, TOLERANCE N; W/O HOLDING BRAKE DEGREE OF PROTECTION IP64; PAINT FINISH RAL7016 | 2192 | TEM | 1 | MC | 3.703 | 1
1FK70345AF211HG5 | SIMOTICS S SYNCHRONOUS SERVOMOTOR 1FK7 COMPACT, ZK 300 V 1.6 NM, 100 K, 3000 RPM 0.46KW, NATURAL COOLING, POWER/SIGNAL CONNECTORS CONNECTOR CAN BE ROTATED BY 270 DEG. ABSOLUTE ENCODER 512 S/R (ENCODER A-512); PERFORMANCE REDUCTION BY 10% DUE TO ABSOLUTE ENCODER; PLAIN SHAFT, TOLERANCE N; W/O HOLDING BRAKE DEGREE OF PROTECTION IP65 AS FLANGE IP67; PAINT FINISH RAL7016 | 2294 | TEM | 1 | MC | 3.703 | 1
1FK70345AF211HG8 | SIMOTICS S SYNCHRONOUS SERVOMOTOR 1FK7 COMPACT, ZK 300 V 1.6 NM, 100 K, 3000 RPM 0.46KW, NATURAL COOLING, POWER/SIGNAL CONNECTORS CONNECTOR CAN BE ROTATED BY 270 DEG. ABSOLUTE ENCODER 512 S/R (ENCODER A-512); PERFORMANCE REDUCTION BY 10% DUE TO ABSOLUTE ENCODER; PLAIN SHAFT, TOLERANCE N; W/O HOLDING BRAKE DEGREE OF PROTECTION IP65 IP67 D-END FLANGE; RAL7016 COATING; METALLIC RATING PLATE AT MOTOR | 2402 | TEM | 1 | MC | 3.703 | 1
1FK70345AF211HH0 | SIMOTICS S SYNCHRONOUS SERVOMOTOR 1FK7 COMPACT, ZK 300 V 1.6 NM, 100 K, 3000 RPM 0.46KW, NATURAL COOLING, POWER/SIGNAL CONNECTORS CONNECTOR CAN BE ROTATED BY 270 DEG. ABSOLUTE ENCODER 512 S/R (ENCODER A-512); PERFORMANCE REDUCTION BY 10% DUE TO ABSOLUTE ENCODER; PLAIN SHAFT, TOLERANCE N; WITH HOLDING BRAKE DEGREE OF PROTECTION IP64 | 2378 | TEM | 1 | MC | 4.002 | 1
1FK70345AF211HH2 | SIMOTICS S SYNCHRONOUS SERVOMOTOR 1FK7 COMPACT, ZK 300 V 1.6 NM, 100 K, 3000 RPM 0.46KW, NATURAL COOLING, POWER/SIGNAL CONNECTORS CONNECTOR CAN BE ROTATED BY 270 DEG. ABSOLUTE ENCODER 512 S/R (ENCODER A-512); PERFORMANCE REDUCTION BY 10% DUE TO ABSOLUTE ENCODER; PLAIN SHAFT, TOLERANCE N; WITH HOLDING BRAKE DEGREE OF PROTECTION IP65 FLANGE ON DRIVE END IP67 | 2479 | TEM | 1 | MC | 4.002 | 1
1FK70345AF211HH3 | SIMOTICS S SYNCHRONOUS SERVOMOTOR 1FK7 COMPACT, ZK 300 V 1.6 NM, 100 K, 3000 RPM 0.46KW, NATURAL COOLING, POWER/SIGNAL CONNECTORS CONNECTOR CAN BE ROTATED BY 270 DEG. ABSOLUTE ENCODER 512 S/R (ENCODER A-512); PERFORMANCE REDUCTION BY 10% DUE TO ABSOLUTE ENCODER; PLAIN SHAFT, TOLERANCE N; WITH HOLDING BRAKE DEGREE OF PROTECTION IP64; PAINT FINISH RAL7016 | 2427 | TEM | 1 | MC | 4.002 | 1
1FK70345AF211HH5 | SIMOTICS S SYNCHRONOUS SERVOMOTOR 1FK7 COMPACT, ZK 300 V 1.6 NM, 100 K, 3000 RPM 0.46KW, NATURAL COOLING, POWER/SIGNAL CONNECTORS CONNECTOR CAN BE ROTATED BY 270 DEG. ABSOLUTE ENCODER 512 S/R (ENCODER A-512); PERFORMANCE REDUCTION BY 10% DUE TO ABSOLUTE ENCODER; PLAIN SHAFT, TOLERANCE N; WITH HOLDING BRAKE DEGREE OF PROTECTION IP65 AS FLANGE IP67; PAINT FINISH RAL7016 | 2529 | TEM | 1 | MC | 4.002 | 1
1FK70345AF211HH8 | SIMOTICS S SYNCHRONOUS SERVOMOTOR 1FK7 COMPACT, ZK 300 V 1.6 NM, 100 K, 3000 RPM 0.46KW, NATURAL COOLING, POWER/SIGNAL CONNECTORS CONNECTOR CAN BE ROTATED BY 270 DEG. ABSOLUTE ENCODER 512 S/R (ENCODER A-512); PERFORMANCE REDUCTION BY 10% DUE TO ABSOLUTE ENCODER; PLAIN SHAFT, TOLERANCE N; WITH HOLDING BRAKE DEGREE OF PROTECTION IP65 IP67 D-END FLANGE; RAL7016 COATING; METALLIC RATING PLATE AT MOTOR | 2637 | TEM | 1 | MC | 4.002 | 1
1FK70345AF211JA0 | SIMOTICS S SYNCHRONOUS SERVOMOTOR 1FK7 COMPACT, ZK 300 V 1.6 NM, 100 K, 3000 RPM 0.46KW, NATURAL COOLING, POWER/SIGNAL CONNECTORS CONNECTOR CAN BE ROTATED BY 270 DEG. ABSOLUTE ENCODER 16 S/R (ENCODER A-16); PERFORMANCE REDUCTION BY 10% DUE TO ABSOLUTE ENCODER; SHAFT WITH FITTED KEY, TOLERANCE N; W/O HOLDING BRAKE DEGREE OF PROTECTION IP64 | 1674 | TEM | 1 | MC | 3.703 | 1
1FK70345AF211JA2 | SIMOTICS S SYNCHRONOUS SERVOMOTOR 1FK7 COMPACT, ZK 300 V 1.6 NM, 100 K, 3000 RPM 0.46KW, NATURAL COOLING, POWER/SIGNAL CONNECTORS CONNECTOR CAN BE ROTATED BY 270 DEG. ABSOLUTE ENCODER 16 S/R (ENCODER A-16); PERFORMANCE REDUCTION BY 10% DUE TO ABSOLUTE ENCODER; SHAFT WITH FITTED KEY, TOLERANCE N; W/O HOLDING BRAKE DEGREE OF PROTECTION IP65 FLANGE ON DRIVE END IP67 | 1775 | TEM | 1 | MC | 3.703 | 1
1FK70345AF211JA3 | SIMOTICS S SYNCHRONOUS SERVOMOTOR 1FK7 COMPACT, ZK 300 V 1.6 NM, 100 K, 3000 RPM 0.46KW, NATURAL COOLING, POWER/SIGNAL CONNECTORS CONNECTOR CAN BE ROTATED BY 270 DEG. ABSOLUTE ENCODER 16 S/R (ENCODER A-16); PERFORMANCE REDUCTION BY 10% DUE TO ABSOLUTE ENCODER; SHAFT WITH FITTED KEY, TOLERANCE N; W/O HOLDING BRAKE DEGREE OF PROTECTION IP64; PAINT FINISH RAL7016 | 1723 | TEM | 1 | MC | 3.703 | 1
1FK70345AF211JA5 | SIMOTICS S SYNCHRONOUS SERVOMOTOR 1FK7 COMPACT, ZK 300 V 1.6 NM, 100 K, 3000 RPM 0.46KW, NATURAL COOLING, POWER/SIGNAL CONNECTORS CONNECTOR CAN BE ROTATED BY 270 DEG. ABSOLUTE ENCODER 16 S/R (ENCODER A-16); PERFORMANCE REDUCTION BY 10% DUE TO ABSOLUTE ENCODER; SHAFT WITH FITTED KEY, TOLERANCE N; W/O HOLDING BRAKE DEGREE OF PROTECTION IP65 AS FLANGE IP67; PAINT FINISH RAL7016 | 1824 | TEM | 1 | MC | 3.703 | 1
1FK70345AF211JA8 | SIMOTICS S SYNCHRONOUS SERVOMOTOR 1FK7 COMPACT, ZK 300 V 1.6 NM, 100 K, 3000 RPM 0.46KW, NATURAL COOLING, POWER/SIGNAL CONNECTORS CONNECTOR CAN BE ROTATED BY 270 DEG. ABSOLUTE ENCODER 16 S/R (ENCODER A-16); PERFORMANCE REDUCTION BY 10% DUE TO ABSOLUTE ENCODER; SHAFT WITH FITTED KEY, TOLERANCE N; W/O HOLDING BRAKE DEGREE OF PROTECTION IP65 IP67 D-END FLANGE; RAL7016 COATING; METALLIC RATING PLATE AT MOTOR | 1933 | TEM | 1 | MC | 3.703 | 1
1FK70345AF211JB0 | SIMOTICS S SYNCHRONOUS SERVOMOTOR 1FK7 COMPACT, ZK 300 V 1.6 NM, 100 K, 3000 RPM 0.46KW, NATURAL COOLING, POWER/SIGNAL CONNECTORS CONNECTOR CAN BE ROTATED BY 270 DEG. ABSOLUTE ENCODER 16 S/R (ENCODER A-16); PERFORMANCE REDUCTION BY 10% DUE TO ABSOLUTE ENCODER; SHAFT WITH FITTED KEY, TOLERANCE N; WITH HOLDING BRAKE DEGREE OF PROTECTION IP64 | 1911 | TEM | 1 | MC | 4.002 | 1
1FK70345AF211JB2 | SIMOTICS S SYNCHRONOUS SERVOMOTOR 1FK7 COMPACT, ZK 300 V 1.6 NM, 100 K, 3000 RPM 0.46KW, NATURAL COOLING, POWER/SIGNAL CONNECTORS CONNECTOR CAN BE ROTATED BY 270 DEG. ABSOLUTE ENCODER 16 S/R (ENCODER A-16); PERFORMANCE REDUCTION BY 10% DUE TO ABSOLUTE ENCODER; SHAFT WITH FITTED KEY, TOLERANCE N; WITH HOLDING BRAKE DEGREE OF PROTECTION IP65 FLANGE ON DRIVE END IP67 | 2013 | TEM | 1 | MC | 4.002 | 1
1FK70345AF211JB3 | SIMOTICS S SYNCHRONOUS SERVOMOTOR 1FK7 COMPACT, ZK 300 V 1.6 NM, 100 K, 3000 RPM 0.46KW, NATURAL COOLING, POWER/SIGNAL CONNECTORS CONNECTOR CAN BE ROTATED BY 270 DEG. ABSOLUTE ENCODER 16 S/R (ENCODER A-16); PERFORMANCE REDUCTION BY 10% DUE TO ABSOLUTE ENCODER; SHAFT WITH FITTED KEY, TOLERANCE N; WITH HOLDING BRAKE DEGREE OF PROTECTION IP64; PAINT FINISH RAL7016 | 1961 | TEM | 1 | MC | 4.002 | 1
1FK70345AF211JB5 | SIMOTICS S SYNCHRONOUS SERVOMOTOR 1FK7 COMPACT, ZK 300 V 1.6 NM, 100 K, 3000 RPM 0.46KW, NATURAL COOLING, POWER/SIGNAL CONNECTORS CONNECTOR CAN BE ROTATED BY 270 DEG. ABSOLUTE ENCODER 16 S/R (ENCODER A-16); PERFORMANCE REDUCTION BY 10% DUE TO ABSOLUTE ENCODER; SHAFT WITH FITTED KEY, TOLERANCE N; WITH HOLDING BRAKE DEGREE OF PROTECTION IP65 AS FLANGE IP67; PAINT FINISH RAL7016 | 2062 | TEM | 1 | MC | 4.002 | 1
1FK70345AF211JB8 | SIMOTICS S SYNCHRONOUS SERVOMOTOR 1FK7 COMPACT, ZK 300 V 1.6 NM, 100 K, 3000 RPM 0.46KW, NATURAL COOLING, POWER/SIGNAL CONNECTORS CONNECTOR CAN BE ROTATED BY 270 DEG. ABSOLUTE ENCODER 16 S/R (ENCODER A-16); PERFORMANCE REDUCTION BY 10% DUE TO ABSOLUTE ENCODER; SHAFT WITH FITTED KEY, TOLERANCE N; WITH HOLDING BRAKE DEGREE OF PROTECTION IP65 IP67 D-END FLANGE; RAL7016 COATING; METALLIC RATING PLATE AT MOTOR | 2171 | TEM | 1 | MC | 4.002 | 1
1FK70345AF211JG0 | SIMOTICS S SYNCHRONOUS SERVOMOTOR 1FK7 COMPACT, ZK 300 V 1.6 NM, 100 K, 3000 RPM 0.46KW, NATURAL COOLING, POWER/SIGNAL CONNECTORS CONNECTOR CAN BE ROTATED BY 270 DEG. ABSOLUTE ENCODER 16 S/R (ENCODER A-16); PERFORMANCE REDUCTION BY 10% DUE TO ABSOLUTE ENCODER; PLAIN SHAFT, TOLERANCE N; W/O HOLDING BRAKE DEGREE OF PROTECTION IP64 | 1580 | TEM | 1 | MC | 3.703 | 1
1FK70345AF211JG2 | SIMOTICS S SYNCHRONOUS SERVOMOTOR 1FK7 COMPACT, ZK 300 V 1.6 NM, 100 K, 3000 RPM 0.46KW, NATURAL COOLING, POWER/SIGNAL CONNECTORS CONNECTOR CAN BE ROTATED BY 270 DEG. ABSOLUTE ENCODER 16 S/R (ENCODER A-16); PERFORMANCE REDUCTION BY 10% DUE TO ABSOLUTE ENCODER; PLAIN SHAFT, TOLERANCE N; W/O HOLDING BRAKE DEGREE OF PROTECTION IP65 FLANGE ON DRIVE END IP67 | 1682 | TEM | 1 | MC | 3.703 | 1
1FK70345AF211JG3 | SIMOTICS S SYNCHRONOUS SERVOMOTOR 1FK7 COMPACT, ZK 300 V 1.6 NM, 100 K, 3000 RPM 0.46KW, NATURAL COOLING, POWER/SIGNAL CONNECTORS CONNECTOR CAN BE ROTATED BY 270 DEG. ABSOLUTE ENCODER 16 S/R (ENCODER A-16); PERFORMANCE REDUCTION BY 10% DUE TO ABSOLUTE ENCODER; PLAIN SHAFT, TOLERANCE N; W/O HOLDING BRAKE DEGREE OF PROTECTION IP64; PAINT FINISH RAL7016 | 1629 | TEM | 1 | MC | 3.703 | 1
1FK70345AF211JG5 | SIMOTICS S SYNCHRONOUS SERVOMOTOR 1FK7 COMPACT, ZK 300 V 1.6 NM, 100 K, 3000 RPM 0.46KW, NATURAL COOLING, POWER/SIGNAL CONNECTORS CONNECTOR CAN BE ROTATED BY 270 DEG. ABSOLUTE ENCODER 16 S/R (ENCODER A-16); PERFORMANCE REDUCTION BY 10% DUE TO ABSOLUTE ENCODER; PLAIN SHAFT, TOLERANCE N; W/O HOLDING BRAKE DEGREE OF PROTECTION IP65 AS FLANGE IP67; PAINT FINISH RAL7016 | 1731 | TEM | 1 | MC | 3.703 | 1
1FK70345AF211JG8 | SIMOTICS S SYNCHRONOUS SERVOMOTOR 1FK7 COMPACT, ZK 300 V 1.6 NM, 100 K, 3000 RPM 0.46KW, NATURAL COOLING, POWER/SIGNAL CONNECTORS CONNECTOR CAN BE ROTATED BY 270 DEG. ABSOLUTE ENCODER 16 S/R (ENCODER A-16); PERFORMANCE REDUCTION BY 10% DUE TO ABSOLUTE ENCODER; PLAIN SHAFT, TOLERANCE N; W/O HOLDING BRAKE DEGREE OF PROTECTION IP65 IP67 D-END FLANGE; RAL7016 COATING; METALLIC RATING PLATE AT MOTOR | 1839 | TEM | 1 | MC | 3.703 | 1
1FK70345AF211JH0 | SIMOTICS S SYNCHRONOUS SERVOMOTOR 1FK7 COMPACT, ZK 300 V 1.6 NM, 100 K, 3000 RPM 0.46KW, NATURAL COOLING, POWER/SIGNAL CONNECTORS CONNECTOR CAN BE ROTATED BY 270 DEG. ABSOLUTE ENCODER 16 S/R (ENCODER A-16); PERFORMANCE REDUCTION BY 10% DUE TO ABSOLUTE ENCODER; PLAIN SHAFT, TOLERANCE N; WITH HOLDING BRAKE DEGREE OF PROTECTION IP64 | 1815 | TEM | 1 | MC | 4.002 | 1
1FK70345AF211JH2 | SIMOTICS S SYNCHRONOUS SERVOMOTOR 1FK7 COMPACT, ZK 300 V 1.6 NM, 100 K, 3000 RPM 0.46KW, NATURAL COOLING, POWER/SIGNAL CONNECTORS CONNECTOR CAN BE ROTATED BY 270 DEG. ABSOLUTE ENCODER 16 S/R (ENCODER A-16); PERFORMANCE REDUCTION BY 10% DUE TO ABSOLUTE ENCODER; PLAIN SHAFT, TOLERANCE N; WITH HOLDING BRAKE DEGREE OF PROTECTION IP65 FLANGE ON DRIVE END IP67 | 1917 | TEM | 1 | MC | 4.002 | 1
1FK70345AF211JH3 | SIMOTICS S SYNCHRONOUS SERVOMOTOR 1FK7 COMPACT, ZK 300 V 1.6 NM, 100 K, 3000 RPM 0.46KW, NATURAL COOLING, POWER/SIGNAL CONNECTORS CONNECTOR CAN BE ROTATED BY 270 DEG. ABSOLUTE ENCODER 16 S/R (ENCODER A-16); PERFORMANCE REDUCTION BY 10% DUE TO ABSOLUTE ENCODER; PLAIN SHAFT, TOLERANCE N; WITH HOLDING BRAKE DEGREE OF PROTECTION IP64; PAINT FINISH RAL7016 | 1864 | TEM | 1 | MC | 4.002 | 1
1FK70345AF211JH5 | SIMOTICS S SYNCHRONOUS SERVOMOTOR 1FK7 COMPACT, ZK 300 V 1.6 NM, 100 K, 3000 RPM 0.46KW, NATURAL COOLING, POWER/SIGNAL CONNECTORS CONNECTOR CAN BE ROTATED BY 270 DEG. ABSOLUTE ENCODER 16 S/R (ENCODER A-16); PERFORMANCE REDUCTION BY 10% DUE TO ABSOLUTE ENCODER; PLAIN SHAFT, TOLERANCE N; WITH HOLDING BRAKE DEGREE OF PROTECTION IP65 AS FLANGE IP67; PAINT FINISH RAL7016 | 1966 | TEM | 1 | MC | 4.002 | 1
1FK70345AF211JH8 | SIMOTICS S SYNCHRONOUS SERVOMOTOR 1FK7 COMPACT, ZK 300 V 1.6 NM, 100 K, 3000 RPM 0.46KW, NATURAL COOLING, POWER/SIGNAL CONNECTORS CONNECTOR CAN BE ROTATED BY 270 DEG. ABSOLUTE ENCODER 16 S/R (ENCODER A-16); PERFORMANCE REDUCTION BY 10% DUE TO ABSOLUTE ENCODER; PLAIN SHAFT, TOLERANCE N; WITH HOLDING BRAKE DEGREE OF PROTECTION IP65 IP67 D-END FLANGE; RAL7016 COATING; METALLIC RATING PLATE AT MOTOR | 2074 | TEM | 1 | MC | 4.002 | 1
1FK70345AF211LA0 | SIMOTICS S SYNCHRONOUS SERVOMOTOR 1FK7 COMPACT, ZK 300 V 1.6 NM, 100 K, 3000 RPM 0.46KW, NATURAL COOLING, POWER/SIGNAL CONNECTORS CONNECTOR CAN BE ROTATED BY 270 DEG. ABSOLUTE ENCODER 512 S/R (ENCODER A-512) WITH DRIVE-CLIQ INTERFACE; PERFORMANCE REDUCTION BY 10% DUE TO ABSOLUTE ENCODER; SHAFT WITH FITTED KEY, TOLERANCE N; W/O HOLDING BRAKE DEGREE OF PROTECTION IP64 | 2496 | TEM | 1 | MC | 3.703 | 1
1FK70345AF211LA2 | SIMOTICS S SYNCHRONOUS SERVOMOTOR 1FK7 COMPACT, ZK 300 V 1.6 NM, 100 K, 3000 RPM 0.46KW, NATURAL COOLING, POWER/SIGNAL CONNECTORS CONNECTOR CAN BE ROTATED BY 270 DEG. ABSOLUTE ENCODER 512 S/R (ENCODER A-512) WITH DRIVE-CLIQ INTERFACE; PERFORMANCE REDUCTION BY 10% DUE TO ABSOLUTE ENCODER; SHAFT WITH FITTED KEY, TOLERANCE N; W/O HOLDING BRAKE DEGREE OF PROTECTION IP65 FLANGE ON DRIVE END IP67 | 2597 | TEM | 1 | MC | 3.703 | 1
1FK70345AF211LA3 | SIMOTICS S SYNCHRONOUS SERVOMOTOR 1FK7 COMPACT, ZK 300 V 1.6 NM, 100 K, 3000 RPM 0.46KW, NATURAL COOLING, POWER/SIGNAL CONNECTORS CONNECTOR CAN BE ROTATED BY 270 DEG. ABSOLUTE ENCODER 512 S/R (ENCODER A-512) WITH DRIVE-CLIQ INTERFACE; PERFORMANCE REDUCTION BY 10% DUE TO ABSOLUTE ENCODER; SHAFT WITH FITTED KEY, TOLERANCE N; W/O HOLDING BRAKE DEGREE OF PROTECTION IP64; PAINT FINISH RAL7016 | 2545 | TEM | 1 | MC | 3.703 | 1
1FK70345AF211LA5 | SIMOTICS S SYNCHRONOUS SERVOMOTOR 1FK7 COMPACT, ZK 300 V 1.6 NM, 100 K, 3000 RPM 0.46KW, NATURAL COOLING, POWER/SIGNAL CONNECTORS CONNECTOR CAN BE ROTATED BY 270 DEG. ABSOLUTE ENCODER 512 S/R (ENCODER A-512) WITH DRIVE-CLIQ INTERFACE; PERFORMANCE REDUCTION BY 10% DUE TO ABSOLUTE ENCODER; SHAFT WITH FITTED KEY, TOLERANCE N; W/O HOLDING BRAKE DEGREE OF PROTECTION IP65 AS FLANGE IP67; PAINT FINISH RAL7016 | 2647 | TEM | 1 | MC | 3.703 | 1
1FK70345AF211LA8 | SIMOTICS S SYNCHRONOUS SERVOMOTOR 1FK7 COMPACT, ZK 300 V 1.6 NM, 100 K, 3000 RPM 0.46KW, NATURAL COOLING, POWER/SIGNAL CONNECTORS CONNECTOR CAN BE ROTATED BY 270 DEG. ABSOLUTE ENCODER 512 S/R (ENCODER A-512) WITH DRIVE-CLIQ INTERFACE; PERFORMANCE REDUCTION BY 10% DUE TO ABSOLUTE ENCODER; SHAFT WITH FITTED KEY, TOLERANCE N; W/O HOLDING BRAKE DEGREE OF PROTECTION IP65 IP67 D-END FLANGE; RAL7016 COATING; METALLIC RATING PLATE AT MOTOR | 2755 | TEM | 1 | MC | 3.703 | 1
1FK70345AF211LB0 | SIMOTICS S SYNCHRONOUS SERVOMOTOR 1FK7 COMPACT, ZK 300 V 1.6 NM, 100 K, 3000 RPM 0.46KW, NATURAL COOLING, POWER/SIGNAL CONNECTORS CONNECTOR CAN BE ROTATED BY 270 DEG. ABSOLUTE ENCODER 512 S/R (ENCODER A-512) WITH DRIVE-CLIQ INTERFACE; PERFORMANCE REDUCTION BY 10% DUE TO ABSOLUTE ENCODER; SHAFT WITH FITTED KEY, TOLERANCE N; WITH HOLDING BRAKE DEGREE OF PROTECTION IP64 | 2734 | TEM | 1 | MC | 4.002 | 1
1FK70345AF211LB2 | SIMOTICS S SYNCHRONOUS SERVOMOTOR 1FK7 COMPACT, ZK 300 V 1.6 NM, 100 K, 3000 RPM 0.46KW, NATURAL COOLING, POWER/SIGNAL CONNECTORS CONNECTOR CAN BE ROTATED BY 270 DEG. ABSOLUTE ENCODER 512 S/R (ENCODER A-512) WITH DRIVE-CLIQ INTERFACE; PERFORMANCE REDUCTION BY 10% DUE TO ABSOLUTE ENCODER; SHAFT WITH FITTED KEY, TOLERANCE N; WITH HOLDING BRAKE DEGREE OF PROTECTION IP65 FLANGE ON DRIVE END IP67 | 2835 | TEM | 1 | MC | 4.002 | 1
1FK70345AF211LB3 | SIMOTICS S SYNCHRONOUS SERVOMOTOR 1FK7 COMPACT, ZK 300 V 1.6 NM, 100 K, 3000 RPM 0.46KW, NATURAL COOLING, POWER/SIGNAL CONNECTORS CONNECTOR CAN BE ROTATED BY 270 DEG. ABSOLUTE ENCODER 512 S/R (ENCODER A-512) WITH DRIVE-CLIQ INTERFACE; PERFORMANCE REDUCTION BY 10% DUE TO ABSOLUTE ENCODER; SHAFT WITH FITTED KEY, TOLERANCE N; WITH HOLDING BRAKE DEGREE OF PROTECTION IP64; PAINT FINISH RAL7016 | 2783 | TEM | 1 | MC | 4.002 | 1
1FK70345AF211LB5 | SIMOTICS S SYNCHRONOUS SERVOMOTOR 1FK7 COMPACT, ZK 300 V 1.6 NM, 100 K, 3000 RPM 0.46KW, NATURAL COOLING, POWER/SIGNAL CONNECTORS CONNECTOR CAN BE ROTATED BY 270 DEG. ABSOLUTE ENCODER 512 S/R (ENCODER A-512) WITH DRIVE-CLIQ INTERFACE; PERFORMANCE REDUCTION BY 10% DUE TO ABSOLUTE ENCODER; SHAFT WITH FITTED KEY, TOLERANCE N; WITH HOLDING BRAKE DEGREE OF PROTECTION IP65 AS FLANGE IP67; PAINT FINISH RAL7016 | 2884 | TEM | 1 | MC | 4.002 | 1
1FK70345AF211LB8 | SIMOTICS S SYNCHRONOUS SERVOMOTOR 1FK7 COMPACT, ZK 300 V 1.6 NM, 100 K, 3000 RPM 0.46KW, NATURAL COOLING, POWER/SIGNAL CONNECTORS CONNECTOR CAN BE ROTATED BY 270 DEG. ABSOLUTE ENCODER 512 S/R (ENCODER A-512) WITH DRIVE-CLIQ INTERFACE; PERFORMANCE REDUCTION BY 10% DUE TO ABSOLUTE ENCODER; SHAFT WITH FITTED KEY, TOLERANCE N; WITH HOLDING BRAKE DEGREE OF PROTECTION IP65 IP67 D-END FLANGE; RAL7016 COATING; METALLIC RATING PLATE AT MOTOR | 2993 | TEM | 1 | MC | 4.002 | 1
1FK70345AF211LG0 | SIMOTICS S SYNCHRONOUS SERVOMOTOR 1FK7 COMPACT, ZK 300 V 1.6 NM, 100 K, 3000 RPM 0.46KW, NATURAL COOLING, POWER/SIGNAL CONNECTORS CONNECTOR CAN BE ROTATED BY 270 DEG. ABSOLUTE ENCODER 512 S/R (ENCODER A-512) WITH DRIVE-CLIQ INTERFACE; PERFORMANCE REDUCTION BY 10% DUE TO ABSOLUTE ENCODER; PLAIN SHAFT, TOLERANCE N; W/O HOLDING BRAKE DEGREE OF PROTECTION IP64 | 2402 | TEM | 1 | MC | 3.703 | 1
1FK70345AF211LG2 | SIMOTICS S SYNCHRONOUS SERVOMOTOR 1FK7 COMPACT, ZK 300 V 1.6 NM, 100 K, 3000 RPM 0.46KW, NATURAL COOLING, POWER/SIGNAL CONNECTORS CONNECTOR CAN BE ROTATED BY 270 DEG. ABSOLUTE ENCODER 512 S/R (ENCODER A-512) WITH DRIVE-CLIQ INTERFACE; PERFORMANCE REDUCTION BY 10% DUE TO ABSOLUTE ENCODER; PLAIN SHAFT, TOLERANCE N; W/O HOLDING BRAKE DEGREE OF PROTECTION IP65 FLANGE ON DRIVE END IP67 | 2504 | TEM | 1 | MC | 3.703 | 1
1FK70345AF211LG3 | SIMOTICS S SYNCHRONOUS SERVOMOTOR 1FK7 COMPACT, ZK 300 V 1.6 NM, 100 K, 3000 RPM 0.46KW, NATURAL COOLING, POWER/SIGNAL CONNECTORS CONNECTOR CAN BE ROTATED BY 270 DEG. ABSOLUTE ENCODER 512 S/R (ENCODER A-512) WITH DRIVE-CLIQ INTERFACE; PERFORMANCE REDUCTION BY 10% DUE TO ABSOLUTE ENCODER; PLAIN SHAFT, TOLERANCE N; W/O HOLDING BRAKE DEGREE OF PROTECTION IP64; PAINT FINISH RAL7016 | 2451 | TEM | 1 | MC | 3.703 | 1
1FK70345AF211LG5 | SIMOTICS S SYNCHRONOUS SERVOMOTOR 1FK7 COMPACT, ZK 300 V 1.6 NM, 100 K, 3000 RPM 0.46KW, NATURAL COOLING, POWER/SIGNAL CONNECTORS CONNECTOR CAN BE ROTATED BY 270 DEG. ABSOLUTE ENCODER 512 S/R (ENCODER A-512) WITH DRIVE-CLIQ INTERFACE; PERFORMANCE REDUCTION BY 10% DUE TO ABSOLUTE ENCODER; PLAIN SHAFT, TOLERANCE N; W/O HOLDING BRAKE DEGREE OF PROTECTION IP65 AS FLANGE IP67; PAINT FINISH RAL7016 | 2553 | TEM | 1 | MC | 3.703 | 1
1FK70345AF211LG8 | SIMOTICS S SYNCHRONOUS SERVOMOTOR 1FK7 COMPACT, ZK 300 V 1.6 NM, 100 K, 3000 RPM 0.46KW, NATURAL COOLING, POWER/SIGNAL CONNECTORS CONNECTOR CAN BE ROTATED BY 270 DEG. ABSOLUTE ENCODER 512 S/R (ENCODER A-512) WITH DRIVE-CLIQ INTERFACE; PERFORMANCE REDUCTION BY 10% DUE TO ABSOLUTE ENCODER; PLAIN SHAFT, TOLERANCE N; W/O HOLDING BRAKE DEGREE OF PROTECTION IP65 IP67 D-END FLANGE; RAL7016 COATING; METALLIC RATING PLATE AT MOTOR | 2662 | TEM | 1 | MC | 3.703 | 1
1FK70345AF211LH0 | SIMOTICS S SYNCHRONOUS SERVOMOTOR 1FK7 COMPACT, ZK 300 V 1.6 NM, 100 K, 3000 RPM 0.46KW, NATURAL COOLING, POWER/SIGNAL CONNECTORS CONNECTOR CAN BE ROTATED BY 270 DEG. ABSOLUTE ENCODER 512 S/R (ENCODER A-512) WITH DRIVE-CLIQ INTERFACE; PERFORMANCE REDUCTION BY 10% DUE TO ABSOLUTE ENCODER; PLAIN SHAFT, TOLERANCE N; WITH HOLDING BRAKE DEGREE OF PROTECTION IP64 | 2637 | TEM | 1 | MC | 4.002 | 1
1FK70345AF211LH2 | SIMOTICS S SYNCHRONOUS SERVOMOTOR 1FK7 COMPACT, ZK 300 V 1.6 NM, 100 K, 3000 RPM 0.46KW, NATURAL COOLING, POWER/SIGNAL CONNECTORS CONNECTOR CAN BE ROTATED BY 270 DEG. ABSOLUTE ENCODER 512 S/R (ENCODER A-512) WITH DRIVE-CLIQ INTERFACE; PERFORMANCE REDUCTION BY 10% DUE TO ABSOLUTE ENCODER; PLAIN SHAFT, TOLERANCE N; WITH HOLDING BRAKE DEGREE OF PROTECTION IP65 FLANGE ON DRIVE END IP67 | 2739 | TEM | 1 | MC | 4.002 | 1
1FK70345AF211LH3 | SIMOTICS S SYNCHRONOUS SERVOMOTOR 1FK7 COMPACT, ZK 300 V 1.6 NM, 100 K, 3000 RPM 0.46KW, NATURAL COOLING, POWER/SIGNAL CONNECTORS CONNECTOR CAN BE ROTATED BY 270 DEG. ABSOLUTE ENCODER 512 S/R (ENCODER A-512) WITH DRIVE-CLIQ INTERFACE; PERFORMANCE REDUCTION BY 10% DUE TO ABSOLUTE ENCODER; PLAIN SHAFT, TOLERANCE N; WITH HOLDING BRAKE DEGREE OF PROTECTION IP64; PAINT FINISH RAL7016 | 2687 | TEM | 1 | MC | 4.002 | 1
1FK70345AF211LH5 | SIMOTICS S SYNCHRONOUS SERVOMOTOR 1FK7 COMPACT, ZK 300 V 1.6 NM, 100 K, 3000 RPM 0.46KW, NATURAL COOLING, POWER/SIGNAL CONNECTORS CONNECTOR CAN BE ROTATED BY 270 DEG. ABSOLUTE ENCODER 512 S/R (ENCODER A-512) WITH DRIVE-CLIQ INTERFACE; PERFORMANCE REDUCTION BY 10% DUE TO ABSOLUTE ENCODER; PLAIN SHAFT, TOLERANCE N; WITH HOLDING BRAKE DEGREE OF PROTECTION IP65 AS FLANGE IP67; PAINT FINISH RAL7016 | 2788 | TEM | 1 | MC | 4.002 | 1
1FK70345AF211LH8 | SIMOTICS S SYNCHRONOUS SERVOMOTOR 1FK7 COMPACT, ZK 300 V 1.6 NM, 100 K, 3000 RPM 0.46KW, NATURAL COOLING, POWER/SIGNAL CONNECTORS CONNECTOR CAN BE ROTATED BY 270 DEG. ABSOLUTE ENCODER 512 S/R (ENCODER A-512) WITH DRIVE-CLIQ INTERFACE; PERFORMANCE REDUCTION BY 10% DUE TO ABSOLUTE ENCODER; PLAIN SHAFT, TOLERANCE N; WITH HOLDING BRAKE DEGREE OF PROTECTION IP65 IP67 D-END FLANGE; RAL7016 COATING; METALLIC RATING PLATE AT MOTOR | 2897 | TEM | 1 | MC | 4.002 | 1
1FK70345AF211PA0 | SIMOTICS S SYNCHRONOUS SERVOMOTOR 1FK7 COMPACT, ZK 300 V 1.6 NM, 100 K, 3000 RPM 0.46KW, NATURAL COOLING, POWER/SIGNAL CONNECTORS CONNECTOR CAN BE ROTATED BY 270 DEG. RESOLVER 2-POLE (RESOLVER P=1) WITH DRIVE-CLIQ INTERFACE; SHAFT WITH FITTED KEY, TOLERANCE N; W/O HOLDING BRAKE DEGREE OF PROTECTION IP64 | 1458 | TEM | 1 | MC | 3.703 | 1
1FK70345AF211PA2 | SIMOTICS S SYNCHRONOUS SERVOMOTOR 1FK7 COMPACT, ZK 300 V 1.6 NM, 100 K, 3000 RPM 0.46KW, NATURAL COOLING, POWER/SIGNAL CONNECTORS CONNECTOR CAN BE ROTATED BY 270 DEG. RESOLVER 2-POLE (RESOLVER P=1) WITH DRIVE-CLIQ INTERFACE; SHAFT WITH FITTED KEY, TOLERANCE N; W/O HOLDING BRAKE DEGREE OF PROTECTION IP65 FLANGE ON DRIVE END IP67 | 1560 | TEM | 1 | MC | 3.703 | 1
1FK70345AF211PA3 | SIMOTICS S SYNCHRONOUS SERVOMOTOR 1FK7 COMPACT, ZK 300 V 1.6 NM, 100 K, 3000 RPM 0.46KW, NATURAL COOLING, POWER/SIGNAL CONNECTORS CONNECTOR CAN BE ROTATED BY 270 DEG. RESOLVER 2-POLE (RESOLVER P=1) WITH DRIVE-CLIQ INTERFACE; SHAFT WITH FITTED KEY, TOLERANCE N; W/O HOLDING BRAKE DEGREE OF PROTECTION IP64; PAINT FINISH RAL7016 | 1508 | TEM | 1 | MC | 3.703 | 1
1FK70345AF211PA5 | SIMOTICS S SYNCHRONOUS SERVOMOTOR 1FK7 COMPACT, ZK 300 V 1.6 NM, 100 K, 3000 RPM 0.46KW, NATURAL COOLING, POWER/SIGNAL CONNECTORS CONNECTOR CAN BE ROTATED BY 270 DEG. RESOLVER 2-POLE (RESOLVER P=1) WITH DRIVE-CLIQ INTERFACE; SHAFT WITH FITTED KEY, TOLERANCE N; W/O HOLDING BRAKE DEGREE OF PROTECTION IP65 AS FLANGE IP67; PAINT FINISH RAL7016 | 1609 | TEM | 1 | MC | 3.703 | 1
1FK70345AF211PA8 | SIMOTICS S SYNCHRONOUS SERVOMOTOR 1FK7 COMPACT, ZK 300 V 1.6 NM, 100 K, 3000 RPM 0.46KW, NATURAL COOLING, POWER/SIGNAL CONNECTORS CONNECTOR CAN BE ROTATED BY 270 DEG. RESOLVER 2-POLE (RESOLVER P=1) WITH DRIVE-CLIQ INTERFACE; SHAFT WITH FITTED KEY, TOLERANCE N; W/O HOLDING BRAKE DEGREE OF PROTECTION IP65 IP67 D-END FLANGE; RAL7016 COATING; METALLIC RATING PLATE AT MOTOR | 1718 | TEM | 1 | MC | 3.703 | 1
1FK70345AF211PB0 | SIMOTICS S SYNCHRONOUS SERVOMOTOR 1FK7 COMPACT, ZK 300 V 1.6 NM, 100 K, 3000 RPM 0.46KW, NATURAL COOLING, POWER/SIGNAL CONNECTORS CONNECTOR CAN BE ROTATED BY 270 DEG. RESOLVER 2-POLE (RESOLVER P=1) WITH DRIVE-CLIQ INTERFACE; SHAFT WITH FITTED KEY, TOLERANCE N; WITH HOLDING BRAKE DEGREE OF PROTECTION IP64 | 1696 | TEM | 1 | MC | 4.002 | 1
1FK70345AF211PB2 | SIMOTICS S SYNCHRONOUS SERVOMOTOR 1FK7 COMPACT, ZK 300 V 1.6 NM, 100 K, 3000 RPM 0.46KW, NATURAL COOLING, POWER/SIGNAL CONNECTORS CONNECTOR CAN BE ROTATED BY 270 DEG. RESOLVER 2-POLE (RESOLVER P=1) WITH DRIVE-CLIQ INTERFACE; SHAFT WITH FITTED KEY, TOLERANCE N; WITH HOLDING BRAKE DEGREE OF PROTECTION IP65 FLANGE ON DRIVE END IP67 | 1798 | TEM | 1 | MC | 4.002 | 1
1FK70345AF211PB3 | SIMOTICS S SYNCHRONOUS SERVOMOTOR 1FK7 COMPACT, ZK 300 V 1.6 NM, 100 K, 3000 RPM 0.46KW, NATURAL COOLING, POWER/SIGNAL CONNECTORS CONNECTOR CAN BE ROTATED BY 270 DEG. RESOLVER 2-POLE (RESOLVER P=1) WITH DRIVE-CLIQ INTERFACE; SHAFT WITH FITTED KEY, TOLERANCE N; WITH HOLDING BRAKE DEGREE OF PROTECTION IP64; PAINT FINISH RAL7016 | 1745 | TEM | 1 | MC | 4.002 | 1
1FK70345AF211PB5 | SIMOTICS S SYNCHRONOUS SERVOMOTOR 1FK7 COMPACT, ZK 300 V 1.6 NM, 100 K, 3000 RPM 0.46KW, NATURAL COOLING, POWER/SIGNAL CONNECTORS CONNECTOR CAN BE ROTATED BY 270 DEG. RESOLVER 2-POLE (RESOLVER P=1) WITH DRIVE-CLIQ INTERFACE; SHAFT WITH FITTED KEY, TOLERANCE N; WITH HOLDING BRAKE DEGREE OF PROTECTION IP65 AS FLANGE IP67; PAINT FINISH RAL7016 | 1847 | TEM | 1 | MC | 4.002 | 1
1FK70345AF211PB8 | SIMOTICS S SYNCHRONOUS SERVOMOTOR 1FK7 COMPACT, ZK 300 V 1.6 NM, 100 K, 3000 RPM 0.46KW, NATURAL COOLING, POWER/SIGNAL CONNECTORS CONNECTOR CAN BE ROTATED BY 270 DEG. RESOLVER 2-POLE (RESOLVER P=1) WITH DRIVE-CLIQ INTERFACE; SHAFT WITH FITTED KEY, TOLERANCE N; WITH HOLDING BRAKE DEGREE OF PROTECTION IP65 IP67 D-END FLANGE; RAL7016 COATING; METALLIC RATING PLATE AT MOTOR | 1955 | TEM | 1 | MC | 4.002 | 1
1FK70345AF211PG0 | SIMOTICS S SYNCHRONOUS SERVOMOTOR 1FK7 COMPACT, ZK 300 V 1.6 NM, 100 K, 3000 RPM 0.46KW, NATURAL COOLING, POWER/SIGNAL CONNECTORS CONNECTOR CAN BE ROTATED BY 270 DEG. RESOLVER 2-POLE (RESOLVER P=1) WITH DRIVE-CLIQ INTERFACE; PLAIN SHAFT, TOLERANCE N; W/O HOLDING BRAKE DEGREE OF PROTECTION IP64 | 1365 | TEM | 1 | MC | 3.703 | 1
1FK70345AF211PG2 | SIMOTICS S SYNCHRONOUS SERVOMOTOR 1FK7 COMPACT, ZK 300 V 1.6 NM, 100 K, 3000 RPM 0.46KW, NATURAL COOLING, POWER/SIGNAL CONNECTORS CONNECTOR CAN BE ROTATED BY 270 DEG. RESOLVER 2-POLE (RESOLVER P=1) WITH DRIVE-CLIQ INTERFACE; PLAIN SHAFT, TOLERANCE N; W/O HOLDING BRAKE DEGREE OF PROTECTION IP65 FLANGE ON DRIVE END IP67 | 1466 | TEM | 1 | MC | 3.703 | 1
1FK70345AF211PG3 | SIMOTICS S SYNCHRONOUS SERVOMOTOR 1FK7 COMPACT, ZK 300 V 1.6 NM, 100 K, 3000 RPM 0.46KW, NATURAL COOLING, POWER/SIGNAL CONNECTORS CONNECTOR CAN BE ROTATED BY 270 DEG. RESOLVER 2-POLE (RESOLVER P=1) WITH DRIVE-CLIQ INTERFACE; PLAIN SHAFT, TOLERANCE N; W/O HOLDING BRAKE DEGREE OF PROTECTION IP64; PAINT FINISH RAL7016 | 1414 | TEM | 1 | MC | 3.703 | 1
1FK70345AF211PG5 | SIMOTICS S SYNCHRONOUS SERVOMOTOR 1FK7 COMPACT, ZK 300 V 1.6 NM, 100 K, 3000 RPM 0.46KW, NATURAL COOLING, POWER/SIGNAL CONNECTORS CONNECTOR CAN BE ROTATED BY 270 DEG. RESOLVER 2-POLE (RESOLVER P=1) WITH DRIVE-CLIQ INTERFACE; PLAIN SHAFT, TOLERANCE N; W/O HOLDING BRAKE DEGREE OF PROTECTION IP65 AS FLANGE IP67; PAINT FINISH RAL7016 | 1515 | TEM | 1 | MC | 3.703 | 1
1FK70345AF211PG8 | SIMOTICS S SYNCHRONOUS SERVOMOTOR 1FK7 COMPACT, ZK 300 V 1.6 NM, 100 K, 3000 RPM 0.46KW, NATURAL COOLING, POWER/SIGNAL CONNECTORS CONNECTOR CAN BE ROTATED BY 270 DEG. RESOLVER 2-POLE (RESOLVER P=1) WITH DRIVE-CLIQ INTERFACE; PLAIN SHAFT, TOLERANCE N; W/O HOLDING BRAKE DEGREE OF PROTECTION IP65 IP67 D-END FLANGE; RAL7016 COATING; METALLIC RATING PLATE AT MOTOR | 1624 | TEM | 1 | MC | 3.703 | 1
1FK70345AF211PH0 | SIMOTICS S SYNCHRONOUS SERVOMOTOR 1FK7 COMPACT, ZK 300 V 1.6 NM, 100 K, 3000 RPM 0.46KW, NATURAL COOLING, POWER/SIGNAL CONNECTORS CONNECTOR CAN BE ROTATED BY 270 DEG. RESOLVER 2-POLE (RESOLVER P=1) WITH DRIVE-CLIQ INTERFACE; PLAIN SHAFT, TOLERANCE N; WITH HOLDING BRAKE DEGREE OF PROTECTION IP64 | 1600 | TEM | 1 | MC | 4.002 | 1
1FK70345AF211PH2 | SIMOTICS S SYNCHRONOUS SERVOMOTOR 1FK7 COMPACT, ZK 300 V 1.6 NM, 100 K, 3000 RPM 0.46KW, NATURAL COOLING, POWER/SIGNAL CONNECTORS CONNECTOR CAN BE ROTATED BY 270 DEG. RESOLVER 2-POLE (RESOLVER P=1) WITH DRIVE-CLIQ INTERFACE; PLAIN SHAFT, TOLERANCE N; WITH HOLDING BRAKE DEGREE OF PROTECTION IP65 FLANGE ON DRIVE END IP67 | 1701 | TEM | 1 | MC | 4.002 | 1
1FK70345AF211PH3 | SIMOTICS S SYNCHRONOUS SERVOMOTOR 1FK7 COMPACT, ZK 300 V 1.6 NM, 100 K, 3000 RPM 0.46KW, NATURAL COOLING, POWER/SIGNAL CONNECTORS CONNECTOR CAN BE ROTATED BY 270 DEG. RESOLVER 2-POLE (RESOLVER P=1) WITH DRIVE-CLIQ INTERFACE; PLAIN SHAFT, TOLERANCE N; WITH HOLDING BRAKE DEGREE OF PROTECTION IP64; PAINT FINISH RAL7016 | 1649 | TEM | 1 | MC | 4.002 | 1
1FK70345AF211PH5 | SIMOTICS S SYNCHRONOUS SERVOMOTOR 1FK7 COMPACT, ZK 300 V 1.6 NM, 100 K, 3000 RPM 0.46KW, NATURAL COOLING, POWER/SIGNAL CONNECTORS CONNECTOR CAN BE ROTATED BY 270 DEG. RESOLVER 2-POLE (RESOLVER P=1) WITH DRIVE-CLIQ INTERFACE; PLAIN SHAFT, TOLERANCE N; WITH HOLDING BRAKE DEGREE OF PROTECTION IP65 AS FLANGE IP67; PAINT FINISH RAL7016 | 1751 | TEM | 1 | MC | 4.002 | 1
1FK70345AF211PH8 | SIMOTICS S SYNCHRONOUS SERVOMOTOR 1FK7 COMPACT, ZK 300 V 1.6 NM, 100 K, 3000 RPM 0.46KW, NATURAL COOLING, POWER/SIGNAL CONNECTORS CONNECTOR CAN BE ROTATED BY 270 DEG. RESOLVER 2-POLE (RESOLVER P=1) WITH DRIVE-CLIQ INTERFACE; PLAIN SHAFT, TOLERANCE N; WITH HOLDING BRAKE DEGREE OF PROTECTION IP65 IP67 D-END FLANGE; RAL7016 COATING; METALLIC RATING PLATE AT MOTOR | 1859 | TEM | 1 | MC | 4.002 | 1
1FK70345AF211SA0 | SIMOTICS S SYNCHRONOUS SERVOMOTOR 1FK7 COMPACT, ZK 300 V 1.6 NM, 100 K, 3000 RPM 0.46KW, NATURAL COOLING, POWER/SIGNAL CONNECTORS CONNECTOR CAN BE ROTATED BY 270 DEG. RESOLVER MULTI-POLE (RESOLVER P=3); SHAFT WITH FITTED KEY, TOLERANCE N; W/O HOLDING BRAKE DEGREE OF PROTECTION IP64 | 1197 | TEM | 1 | MC | 3.703 | 1
1FK70345AF211SA2 | SIMOTICS S SYNCHRONOUS SERVOMOTOR 1FK7 COMPACT, ZK 300 V 1.6 NM, 100 K, 3000 RPM 0.46KW, NATURAL COOLING, POWER/SIGNAL CONNECTORS CONNECTOR CAN BE ROTATED BY 270 DEG. RESOLVER MULTI-POLE (RESOLVER P=3); SHAFT WITH FITTED KEY, TOLERANCE N; W/O HOLDING BRAKE DEGREE OF PROTECTION IP65 FLANGE ON DRIVE END IP67 | 1298 | TEM | 1 | MC | 3.703 | 1
1FK70345AF211SA3 | SIMOTICS S SYNCHRONOUS SERVOMOTOR 1FK7 COMPACT, ZK 300 V 1.6 NM, 100 K, 3000 RPM 0.46KW, NATURAL COOLING, POWER/SIGNAL CONNECTORS CONNECTOR CAN BE ROTATED BY 270 DEG. RESOLVER MULTI-POLE (RESOLVER P=3); SHAFT WITH FITTED KEY, TOLERANCE N; W/O HOLDING BRAKE DEGREE OF PROTECTION IP64; PAINT FINISH RAL7016 | 1246 | TEM | 1 | MC | 3.703 | 1
1FK70345AF211SA5 | SIMOTICS S SYNCHRONOUS SERVOMOTOR 1FK7 COMPACT, ZK 300 V 1.6 NM, 100 K, 3000 RPM 0.46KW, NATURAL COOLING, POWER/SIGNAL CONNECTORS CONNECTOR CAN BE ROTATED BY 270 DEG. RESOLVER MULTI-POLE (RESOLVER P=3); SHAFT WITH FITTED KEY, TOLERANCE N; W/O HOLDING BRAKE DEGREE OF PROTECTION IP65 AS FLANGE IP67; PAINT FINISH RAL7016 | 1347 | TEM | 1 | MC | 3.703 | 1
1FK70345AF211SA8 | SIMOTICS S SYNCHRONOUS SERVOMOTOR 1FK7 COMPACT, ZK 300 V 1.6 NM, 100 K, 3000 RPM 0.46KW, NATURAL COOLING, POWER/SIGNAL CONNECTORS CONNECTOR CAN BE ROTATED BY 270 DEG. RESOLVER MULTI-POLE (RESOLVER P=3); SHAFT WITH FITTED KEY, TOLERANCE N; W/O HOLDING BRAKE DEGREE OF PROTECTION IP65 IP67 D-END FLANGE; RAL7016 COATING; METALLIC RATING PLATE AT MOTOR | 1456 | TEM | 1 | MC | 3.703 | 1
1FK70345AF211SB0 | SIMOTICS S SYNCHRONOUS SERVOMOTOR 1FK7 COMPACT, ZK 300 V 1.6 NM, 100 K, 3000 RPM 0.46KW, NATURAL COOLING, POWER/SIGNAL CONNECTORS CONNECTOR CAN BE ROTATED BY 270 DEG. RESOLVER MULTI-POLE (RESOLVER P=3); SHAFT WITH FITTED KEY, TOLERANCE N; WITH HOLDING BRAKE DEGREE OF PROTECTION IP64 | 1434 | TEM | 1 | MC | 4.002 | 1
1FK70345AF211SB2 | SIMOTICS S SYNCHRONOUS SERVOMOTOR 1FK7 COMPACT, ZK 300 V 1.6 NM, 100 K, 3000 RPM 0.46KW, NATURAL COOLING, POWER/SIGNAL CONNECTORS CONNECTOR CAN BE ROTATED BY 270 DEG. RESOLVER MULTI-POLE (RESOLVER P=3); SHAFT WITH FITTED KEY, TOLERANCE N; WITH HOLDING BRAKE DEGREE OF PROTECTION IP65 FLANGE ON DRIVE END IP67 | 1536 | TEM | 1 | MC | 4.002 | 1
1FK70345AF211SB3 | SIMOTICS S SYNCHRONOUS SERVOMOTOR 1FK7 COMPACT, ZK 300 V 1.6 NM, 100 K, 3000 RPM 0.46KW, NATURAL COOLING, POWER/SIGNAL CONNECTORS CONNECTOR CAN BE ROTATED BY 270 DEG. RESOLVER MULTI-POLE (RESOLVER P=3); SHAFT WITH FITTED KEY, TOLERANCE N; WITH HOLDING BRAKE DEGREE OF PROTECTION IP64; PAINT FINISH RAL7016 | 1483 | TEM | 1 | MC | 4.002 | 1
1FK70345AF211SB5 | SIMOTICS S SYNCHRONOUS SERVOMOTOR 1FK7 COMPACT, ZK 300 V 1.6 NM, 100 K, 3000 RPM 0.46KW, NATURAL COOLING, POWER/SIGNAL CONNECTORS CONNECTOR CAN BE ROTATED BY 270 DEG. RESOLVER MULTI-POLE (RESOLVER P=3); SHAFT WITH FITTED KEY, TOLERANCE N; WITH HOLDING BRAKE DEGREE OF PROTECTION IP65 AS FLANGE IP67; PAINT FINISH RAL7016 | 1585 | TEM | 1 | MC | 4.002 | 1
1FK70345AF211SB8 | SIMOTICS S SYNCHRONOUS SERVOMOTOR 1FK7 COMPACT, ZK 300 V 1.6 NM, 100 K, 3000 RPM 0.46KW, NATURAL COOLING, POWER/SIGNAL CONNECTORS CONNECTOR CAN BE ROTATED BY 270 DEG. RESOLVER MULTI-POLE (RESOLVER P=3); SHAFT WITH FITTED KEY, TOLERANCE N; WITH HOLDING BRAKE DEGREE OF PROTECTION IP65 IP67 D-END FLANGE; RAL7016 COATING; METALLIC RATING PLATE AT MOTOR | 1694 | TEM | 1 | MC | 4.002 | 1
1FK70345AF211SG0 | SIMOTICS S SYNCHRONOUS SERVOMOTOR 1FK7 COMPACT, ZK 300 V 1.6 NM, 100 K, 3000 RPM 0.46KW, NATURAL COOLING, POWER/SIGNAL CONNECTORS CONNECTOR CAN BE ROTATED BY 270 DEG. RESOLVER MULTI-POLE (RESOLVER P=3); PLAIN SHAFT, TOLERANCE N; W/O HOLDING BRAKE DEGREE OF PROTECTION IP64 | 1103 | TEM | 1 | MC | 3.703 | 1
1FK70345AF211SG2 | SIMOTICS S SYNCHRONOUS SERVOMOTOR 1FK7 COMPACT, ZK 300 V 1.6 NM, 100 K, 3000 RPM 0.46KW, NATURAL COOLING, POWER/SIGNAL CONNECTORS CONNECTOR CAN BE ROTATED BY 270 DEG. RESOLVER MULTI-POLE (RESOLVER P=3); PLAIN SHAFT, TOLERANCE N; W/O HOLDING BRAKE DEGREE OF PROTECTION IP65 FLANGE ON DRIVE END IP67 | 1204 | TEM | 1 | MC | 3.703 | 1
1FK70345AF211SG3 | SIMOTICS S SYNCHRONOUS SERVOMOTOR 1FK7 COMPACT, ZK 300 V 1.6 NM, 100 K, 3000 RPM 0.46KW, NATURAL COOLING, POWER/SIGNAL CONNECTORS CONNECTOR CAN BE ROTATED BY 270 DEG. RESOLVER MULTI-POLE (RESOLVER P=3); PLAIN SHAFT, TOLERANCE N; W/O HOLDING BRAKE DEGREE OF PROTECTION IP64; PAINT FINISH RAL7016 | 1152 | TEM | 1 | MC | 3.703 | 1
1FK70345AF211SG5 | SIMOTICS S SYNCHRONOUS SERVOMOTOR 1FK7 COMPACT, ZK 300 V 1.6 NM, 100 K, 3000 RPM 0.46KW, NATURAL COOLING, POWER/SIGNAL CONNECTORS CONNECTOR CAN BE ROTATED BY 270 DEG. RESOLVER MULTI-POLE (RESOLVER P=3); PLAIN SHAFT, TOLERANCE N; W/O HOLDING BRAKE DEGREE OF PROTECTION IP65 AS FLANGE IP67; PAINT FINISH RAL7016 | 1254 | TEM | 1 | MC | 3.703 | 1
1FK70345AF211SG8 | SIMOTICS S SYNCHRONOUS SERVOMOTOR 1FK7 COMPACT, ZK 300 V 1.6 NM, 100 K, 3000 RPM 0.46KW, NATURAL COOLING, POWER/SIGNAL CONNECTORS CONNECTOR CAN BE ROTATED BY 270 DEG. RESOLVER MULTI-POLE (RESOLVER P=3); PLAIN SHAFT, TOLERANCE N; W/O HOLDING BRAKE DEGREE OF PROTECTION IP65 IP67 D-END FLANGE; RAL7016 COATING; METALLIC RATING PLATE AT MOTOR | 1362 | TEM | 1 | MC | 3.703 | 1
1FK70345AF211SH0 | SIMOTICS S SYNCHRONOUS SERVOMOTOR 1FK7 COMPACT, ZK 300 V 1.6 NM, 100 K, 3000 RPM 0.46KW, NATURAL COOLING, POWER/SIGNAL CONNECTORS CONNECTOR CAN BE ROTATED BY 270 DEG. RESOLVER MULTI-POLE (RESOLVER P=3); PLAIN SHAFT, TOLERANCE N; WITH HOLDING BRAKE DEGREE OF PROTECTION IP64 | 1338 | TEM | 1 | MC | 4.002 | 1
1FK70345AF211SH2 | SIMOTICS S SYNCHRONOUS SERVOMOTOR 1FK7 COMPACT, ZK 300 V 1.6 NM, 100 K, 3000 RPM 0.46KW, NATURAL COOLING, POWER/SIGNAL CONNECTORS CONNECTOR CAN BE ROTATED BY 270 DEG. RESOLVER MULTI-POLE (RESOLVER P=3); PLAIN SHAFT, TOLERANCE N; WITH HOLDING BRAKE DEGREE OF PROTECTION IP65 FLANGE ON DRIVE END IP67 | 1440 | TEM | 1 | MC | 4.002 | 1
1FK70345AF211SH3 | SIMOTICS S SYNCHRONOUS SERVOMOTOR 1FK7 COMPACT, ZK 300 V 1.6 NM, 100 K, 3000 RPM 0.46KW, NATURAL COOLING, POWER/SIGNAL CONNECTORS CONNECTOR CAN BE ROTATED BY 270 DEG. RESOLVER MULTI-POLE (RESOLVER P=3); PLAIN SHAFT, TOLERANCE N; WITH HOLDING BRAKE DEGREE OF PROTECTION IP64; PAINT FINISH RAL7016 | 1387 | TEM | 1 | MC | 4.002 | 1
1FK70345AF211SH5 | SIMOTICS S SYNCHRONOUS SERVOMOTOR 1FK7 COMPACT, ZK 300 V 1.6 NM, 100 K, 3000 RPM 0.46KW, NATURAL COOLING, POWER/SIGNAL CONNECTORS CONNECTOR CAN BE ROTATED BY 270 DEG. RESOLVER MULTI-POLE (RESOLVER P=3); PLAIN SHAFT, TOLERANCE N; WITH HOLDING BRAKE DEGREE OF PROTECTION IP65 AS FLANGE IP67; PAINT FINISH RAL7016 | 1489 | TEM | 1 | MC | 4.002 | 1
1FK70345AF211SH8 | SIMOTICS S SYNCHRONOUS SERVOMOTOR 1FK7 COMPACT, ZK 300 V 1.6 NM, 100 K, 3000 RPM 0.46KW, NATURAL COOLING, POWER/SIGNAL CONNECTORS CONNECTOR CAN BE ROTATED BY 270 DEG. RESOLVER MULTI-POLE (RESOLVER P=3); PLAIN SHAFT, TOLERANCE N; WITH HOLDING BRAKE DEGREE OF PROTECTION IP65 IP67 D-END FLANGE; RAL7016 COATING; METALLIC RATING PLATE AT MOTOR | 1597 | TEM | 1 | MC | 4.002 | 1
1FK70345AF211TA0 | SIMOTICS S SYNCHRONOUS SERVOMOTOR 1FK7 COMPACT, ZK 300 V 1.6 NM, 100 K, 3000 RPM 0.46KW, NATURAL COOLING, POWER/SIGNAL CONNECTORS CONNECTOR CAN BE ROTATED BY 270 DEG. RESOLVER 2-POLE (RESOLVER P=1); SHAFT WITH FITTED KEY, TOLERANCE N; W/O HOLDING BRAKE DEGREE OF PROTECTION IP64 | 1197 | TEM | 1 | MC | 3.703 | 1
1FK70345AF211TA2 | SIMOTICS S SYNCHRONOUS SERVOMOTOR 1FK7 COMPACT, ZK 300 V 1.6 NM, 100 K, 3000 RPM 0.46KW, NATURAL COOLING, POWER/SIGNAL CONNECTORS CONNECTOR CAN BE ROTATED BY 270 DEG. RESOLVER 2-POLE (RESOLVER P=1); SHAFT WITH FITTED KEY, TOLERANCE N; W/O HOLDING BRAKE DEGREE OF PROTECTION IP65 FLANGE ON DRIVE END IP67 | 1298 | TEM | 1 | MC | 3.703 | 1
1FK70345AF211TA3 | SIMOTICS S SYNCHRONOUS SERVOMOTOR 1FK7 COMPACT, ZK 300 V 1.6 NM, 100 K, 3000 RPM 0.46KW, NATURAL COOLING, POWER/SIGNAL CONNECTORS CONNECTOR CAN BE ROTATED BY 270 DEG. RESOLVER 2-POLE (RESOLVER P=1); SHAFT WITH FITTED KEY, TOLERANCE N; W/O HOLDING BRAKE DEGREE OF PROTECTION IP64; PAINT FINISH RAL7016 | 1246 | TEM | 1 | MC | 3.703 | 1
1FK70345AF211TA5 | SIMOTICS S SYNCHRONOUS SERVOMOTOR 1FK7 COMPACT, ZK 300 V 1.6 NM, 100 K, 3000 RPM 0.46KW, NATURAL COOLING, POWER/SIGNAL CONNECTORS CONNECTOR CAN BE ROTATED BY 270 DEG. RESOLVER 2-POLE (RESOLVER P=1); SHAFT WITH FITTED KEY, TOLERANCE N; W/O HOLDING BRAKE DEGREE OF PROTECTION IP65 AS FLANGE IP67; PAINT FINISH RAL7016 | 1347 | TEM | 1 | MC | 3.703 | 1
1FK70345AF211TA8 | SIMOTICS S SYNCHRONOUS SERVOMOTOR 1FK7 COMPACT, ZK 300 V 1.6 NM, 100 K, 3000 RPM 0.46KW, NATURAL COOLING, POWER/SIGNAL CONNECTORS CONNECTOR CAN BE ROTATED BY 270 DEG. RESOLVER 2-POLE (RESOLVER P=1); SHAFT WITH FITTED KEY, TOLERANCE N; W/O HOLDING BRAKE DEGREE OF PROTECTION IP65 IP67 D-END FLANGE; RAL7016 COATING; METALLIC RATING PLATE AT MOTOR | 1456 | TEM | 1 | MC | 3.703 | 1
1FK70345AF211TB0 | SIMOTICS S SYNCHRONOUS SERVOMOTOR 1FK7 COMPACT, ZK 300 V 1.6 NM, 100 K, 3000 RPM 0.46KW, NATURAL COOLING, POWER/SIGNAL CONNECTORS CONNECTOR CAN BE ROTATED BY 270 DEG. RESOLVER 2-POLE (RESOLVER P=1); SHAFT WITH FITTED KEY, TOLERANCE N; WITH HOLDING BRAKE DEGREE OF PROTECTION IP64 | 1434 | TEM | 1 | MC | 4.002 | 1
1FK70345AF211TB2 | SIMOTICS S SYNCHRONOUS SERVOMOTOR 1FK7 COMPACT, ZK 300 V 1.6 NM, 100 K, 3000 RPM 0.46KW, NATURAL COOLING, POWER/SIGNAL CONNECTORS CONNECTOR CAN BE ROTATED BY 270 DEG. RESOLVER 2-POLE (RESOLVER P=1); SHAFT WITH FITTED KEY, TOLERANCE N; WITH HOLDING BRAKE DEGREE OF PROTECTION IP65 FLANGE ON DRIVE END IP67 | 1536 | TEM | 1 | MC | 4.002 | 1
1FK70345AF211TB3 | SIMOTICS S SYNCHRONOUS SERVOMOTOR 1FK7 COMPACT, ZK 300 V 1.6 NM, 100 K, 3000 RPM 0.46KW, NATURAL COOLING, POWER/SIGNAL CONNECTORS CONNECTOR CAN BE ROTATED BY 270 DEG. RESOLVER 2-POLE (RESOLVER P=1); SHAFT WITH FITTED KEY, TOLERANCE N; WITH HOLDING BRAKE DEGREE OF PROTECTION IP64; PAINT FINISH RAL7016 | 1483 | TEM | 1 | MC | 4.002 | 1
1FK70345AF211TB5 | SIMOTICS S SYNCHRONOUS SERVOMOTOR 1FK7 COMPACT, ZK 300 V 1.6 NM, 100 K, 3000 RPM 0.46KW, NATURAL COOLING, POWER/SIGNAL CONNECTORS CONNECTOR CAN BE ROTATED BY 270 DEG. RESOLVER 2-POLE (RESOLVER P=1); SHAFT WITH FITTED KEY, TOLERANCE N; WITH HOLDING BRAKE DEGREE OF PROTECTION IP65 AS FLANGE IP67; PAINT FINISH RAL7016 | 1585 | TEM | 1 | MC | 4.002 | 1
1FK70345AF211TB8 | SIMOTICS S SYNCHRONOUS SERVOMOTOR 1FK7 COMPACT, ZK 300 V 1.6 NM, 100 K, 3000 RPM 0.46KW, NATURAL COOLING, POWER/SIGNAL CONNECTORS CONNECTOR CAN BE ROTATED BY 270 DEG. RESOLVER 2-POLE (RESOLVER P=1); SHAFT WITH FITTED KEY, TOLERANCE N; WITH HOLDING BRAKE DEGREE OF PROTECTION IP65 IP67 D-END FLANGE; RAL7016 COATING; METALLIC RATING PLATE AT MOTOR | 1694 | TEM | 1 | MC | 4.002 | 1
1FK70345AF211TG0 | SIMOTICS S SYNCHRONOUS SERVOMOTOR 1FK7 COMPACT, ZK 300 V 1.6 NM, 100 K, 3000 RPM 0.46KW, NATURAL COOLING, POWER/SIGNAL CONNECTORS CONNECTOR CAN BE ROTATED BY 270 DEG. RESOLVER 2-POLE (RESOLVER P=1); PLAIN SHAFT, TOLERANCE N; W/O HOLDING BRAKE DEGREE OF PROTECTION IP64 | 1103 | TEM | 1 | MC | 3.703 | 1
1FK70345AF211TG2 | SIMOTICS S SYNCHRONOUS SERVOMOTOR 1FK7 COMPACT, ZK 300 V 1.6 NM, 100 K, 3000 RPM 0.46KW, NATURAL COOLING, POWER/SIGNAL CONNECTORS CONNECTOR CAN BE ROTATED BY 270 DEG. RESOLVER 2-POLE (RESOLVER P=1); PLAIN SHAFT, TOLERANCE N; W/O HOLDING BRAKE DEGREE OF PROTECTION IP65 FLANGE ON DRIVE END IP67 | 1204 | TEM | 1 | MC | 3.703 | 1
1FK70345AF211TG3 | SIMOTICS S SYNCHRONOUS SERVOMOTOR 1FK7 COMPACT, ZK 300 V 1.6 NM, 100 K, 3000 RPM 0.46KW, NATURAL COOLING, POWER/SIGNAL CONNECTORS CONNECTOR CAN BE ROTATED BY 270 DEG. RESOLVER 2-POLE (RESOLVER P=1); PLAIN SHAFT, TOLERANCE N; W/O HOLDING BRAKE DEGREE OF PROTECTION IP64; PAINT FINISH RAL7016 | 1152 | TEM | 1 | MC | 3.703 | 1
1FK70345AF211TG5 | SIMOTICS S SYNCHRONOUS SERVOMOTOR 1FK7 COMPACT, ZK 300 V 1.6 NM, 100 K, 3000 RPM 0.46KW, NATURAL COOLING, POWER/SIGNAL CONNECTORS CONNECTOR CAN BE ROTATED BY 270 DEG. RESOLVER 2-POLE (RESOLVER P=1); PLAIN SHAFT, TOLERANCE N; W/O HOLDING BRAKE DEGREE OF PROTECTION IP65 AS FLANGE IP67; PAINT FINISH RAL7016 | 1254 | TEM | 1 | MC | 3.703 | 1
1FK70345AF211TG8 | SIMOTICS S SYNCHRONOUS SERVOMOTOR 1FK7 COMPACT, ZK 300 V 1.6 NM, 100 K, 3000 RPM 0.46KW, NATURAL COOLING, POWER/SIGNAL CONNECTORS CONNECTOR CAN BE ROTATED BY 270 DEG. RESOLVER 2-POLE (RESOLVER P=1); PLAIN SHAFT, TOLERANCE N; W/O HOLDING BRAKE DEGREE OF PROTECTION IP65 IP67 D-END FLANGE; RAL7016 COATING; METALLIC RATING PLATE AT MOTOR | 1362 | TEM | 1 | MC | 3.703 | 1
1FK70345AF211TH0 | SIMOTICS S SYNCHRONOUS SERVOMOTOR 1FK7 COMPACT, ZK 300 V 1.6 NM, 100 K, 3000 RPM 0.46KW, NATURAL COOLING, POWER/SIGNAL CONNECTORS CONNECTOR CAN BE ROTATED BY 270 DEG. RESOLVER 2-POLE (RESOLVER P=1); PLAIN SHAFT, TOLERANCE N; WITH HOLDING BRAKE DEGREE OF PROTECTION IP64 | 1338 | TEM | 1 | MC | 4.002 | 1
1FK70345AF211TH2 | SIMOTICS S SYNCHRONOUS SERVOMOTOR 1FK7 COMPACT, ZK 300 V 1.6 NM, 100 K, 3000 RPM 0.46KW, NATURAL COOLING, POWER/SIGNAL CONNECTORS CONNECTOR CAN BE ROTATED BY 270 DEG. RESOLVER 2-POLE (RESOLVER P=1); PLAIN SHAFT, TOLERANCE N; WITH HOLDING BRAKE DEGREE OF PROTECTION IP65 FLANGE ON DRIVE END IP67 | 1440 | TEM | 1 | MC | 4.002 | 1
1FK70345AF211TH3 | SIMOTICS S SYNCHRONOUS SERVOMOTOR 1FK7 COMPACT, ZK 300 V 1.6 NM, 100 K, 3000 RPM 0.46KW, NATURAL COOLING, POWER/SIGNAL CONNECTORS CONNECTOR CAN BE ROTATED BY 270 DEG. RESOLVER 2-POLE (RESOLVER P=1); PLAIN SHAFT, TOLERANCE N; WITH HOLDING BRAKE DEGREE OF PROTECTION IP64; PAINT FINISH RAL7016 | 1387 | TEM | 1 | MC | 4.002 | 1
1FK70345AF211TH5 | SIMOTICS S SYNCHRONOUS SERVOMOTOR 1FK7 COMPACT, ZK 300 V 1.6 NM, 100 K, 3000 RPM 0.46KW, NATURAL COOLING, POWER/SIGNAL CONNECTORS CONNECTOR CAN BE ROTATED BY 270 DEG. RESOLVER 2-POLE (RESOLVER P=1); PLAIN SHAFT, TOLERANCE N; WITH HOLDING BRAKE DEGREE OF PROTECTION IP65 AS FLANGE IP67; PAINT FINISH RAL7016 | 1489 | TEM | 1 | MC | 4.002 | 1
1FK70345AF211TH8 | SIMOTICS S SYNCHRONOUS SERVOMOTOR 1FK7 COMPACT, ZK 300 V 1.6 NM, 100 K, 3000 RPM 0.46KW, NATURAL COOLING, POWER/SIGNAL CONNECTORS CONNECTOR CAN BE ROTATED BY 270 DEG. RESOLVER 2-POLE (RESOLVER P=1); PLAIN SHAFT, TOLERANCE N; WITH HOLDING BRAKE DEGREE OF PROTECTION IP65 IP67 D-END FLANGE; RAL7016 COATING; METALLIC RATING PLATE AT MOTOR | 1597 | TEM | 1 | MC | 4.002 | 1
1FK70345AF211UA0 | SIMOTICS S SYNCHRONOUS SERVOMOTOR 1FK7 COMPACT, ZK 300 V 1.6 NM, 100 K, 3000 RPM 0.46KW, NATURAL COOLING, POWER/SIGNAL CONNECTORS CONNECTOR CAN BE ROTATED BY 270 DEG. RESOLVER MULTI-POLE (RESOLVER P=3); WITH DRIVE-CLIQ INTERFACE; SHAFT WITH FITTED KEY, TOLERANCE N; W/O HOLDING BRAKE DEGREE OF PROTECTION IP64 | 1427 | TEM | 1 | MC | 3.703 | 1
1FK70345AF211UA2 | SIMOTICS S SYNCHRONOUS SERVOMOTOR 1FK7 COMPACT, ZK 300 V 1.6 NM, 100 K, 3000 RPM 0.46KW, NATURAL COOLING, POWER/SIGNAL CONNECTORS CONNECTOR CAN BE ROTATED BY 270 DEG. RESOLVER MULTI-POLE (RESOLVER P=3); WITH DRIVE-CLIQ INTERFACE; SHAFT WITH FITTED KEY, TOLERANCE N; W/O HOLDING BRAKE DEGREE OF PROTECTION IP65 FLANGE ON DRIVE END IP67 | 1529 | TEM | 1 | MC | 3.703 | 1
1FK70345AF211UA3 | SIMOTICS S SYNCHRONOUS SERVOMOTOR 1FK7 COMPACT, ZK 300 V 1.6 NM, 100 K, 3000 RPM 0.46KW, NATURAL COOLING, POWER/SIGNAL CONNECTORS CONNECTOR CAN BE ROTATED BY 270 DEG. RESOLVER MULTI-POLE (RESOLVER P=3); WITH DRIVE-CLIQ INTERFACE; SHAFT WITH FITTED KEY, TOLERANCE N; W/O HOLDING BRAKE DEGREE OF PROTECTION IP64; PAINT FINISH RAL7016 | 1476 | TEM | 1 | MC | 3.703 | 1
1FK70345AF211UA5 | SIMOTICS S SYNCHRONOUS SERVOMOTOR 1FK7 COMPACT, ZK 300 V 1.6 NM, 100 K, 3000 RPM 0.46KW, NATURAL COOLING, POWER/SIGNAL CONNECTORS CONNECTOR CAN BE ROTATED BY 270 DEG. RESOLVER MULTI-POLE (RESOLVER P=3); WITH DRIVE-CLIQ INTERFACE; SHAFT WITH FITTED KEY, TOLERANCE N; W/O HOLDING BRAKE DEGREE OF PROTECTION IP65 AS FLANGE IP67; PAINT FINISH RAL7016 | 1578 | TEM | 1 | MC | 3.703 | 1
1FK70345AF211UA8 | SIMOTICS S SYNCHRONOUS SERVOMOTOR 1FK7 COMPACT, ZK 300 V 1.6 NM, 100 K, 3000 RPM 0.46KW, NATURAL COOLING, POWER/SIGNAL CONNECTORS CONNECTOR CAN BE ROTATED BY 270 DEG. RESOLVER MULTI-POLE (RESOLVER P=3); WITH DRIVE-CLIQ INTERFACE; SHAFT WITH FITTED KEY, TOLERANCE N; W/O HOLDING BRAKE DEGREE OF PROTECTION IP65 IP67 D-END FLANGE; RAL7016 COATING; METALLIC RATING PLATE AT MOTOR | 1686 | TEM | 1 | MC | 3.703 | 1
1FK70345AF211UB0 | SIMOTICS S SYNCHRONOUS SERVOMOTOR 1FK7 COMPACT, ZK 300 V 1.6 NM, 100 K, 3000 RPM 0.46KW, NATURAL COOLING, POWER/SIGNAL CONNECTORS CONNECTOR CAN BE ROTATED BY 270 DEG. RESOLVER MULTI-POLE (RESOLVER P=3); WITH DRIVE-CLIQ INTERFACE; SHAFT WITH FITTED KEY, TOLERANCE N; WITH HOLDING BRAKE DEGREE OF PROTECTION IP64 | 1665 | TEM | 1 | MC | 4.002 | 1
1FK70345AF211UB2 | SIMOTICS S SYNCHRONOUS SERVOMOTOR 1FK7 COMPACT, ZK 300 V 1.6 NM, 100 K, 3000 RPM 0.46KW, NATURAL COOLING, POWER/SIGNAL CONNECTORS CONNECTOR CAN BE ROTATED BY 270 DEG. RESOLVER MULTI-POLE (RESOLVER P=3); WITH DRIVE-CLIQ INTERFACE; SHAFT WITH FITTED KEY, TOLERANCE N; WITH HOLDING BRAKE DEGREE OF PROTECTION IP65 FLANGE ON DRIVE END IP67 | 1766 | TEM | 1 | MC | 4.002 | 1
1FK70345AF211UB3 | SIMOTICS S SYNCHRONOUS SERVOMOTOR 1FK7 COMPACT, ZK 300 V 1.6 NM, 100 K, 3000 RPM 0.46KW, NATURAL COOLING, POWER/SIGNAL CONNECTORS CONNECTOR CAN BE ROTATED BY 270 DEG. RESOLVER MULTI-POLE (RESOLVER P=3); WITH DRIVE-CLIQ INTERFACE; SHAFT WITH FITTED KEY, TOLERANCE N; WITH HOLDING BRAKE DEGREE OF PROTECTION IP64; PAINT FINISH RAL7016 | 1714 | TEM | 1 | MC | 4.002 | 1
1FK70345AF211UB5 | SIMOTICS S SYNCHRONOUS SERVOMOTOR 1FK7 COMPACT, ZK 300 V 1.6 NM, 100 K, 3000 RPM 0.46KW, NATURAL COOLING, POWER/SIGNAL CONNECTORS CONNECTOR CAN BE ROTATED BY 270 DEG. RESOLVER MULTI-POLE (RESOLVER P=3); WITH DRIVE-CLIQ INTERFACE; SHAFT WITH FITTED KEY, TOLERANCE N; WITH HOLDING BRAKE DEGREE OF PROTECTION IP65 AS FLANGE IP67; PAINT FINISH RAL7016 | 1816 | TEM | 1 | MC | 4.002 | 1
1FK70345AF211UB8 | SIMOTICS S SYNCHRONOUS SERVOMOTOR 1FK7 COMPACT, ZK 300 V 1.6 NM, 100 K, 3000 RPM 0.46KW, NATURAL COOLING, POWER/SIGNAL CONNECTORS CONNECTOR CAN BE ROTATED BY 270 DEG. RESOLVER MULTI-POLE (RESOLVER P=3); WITH DRIVE-CLIQ INTERFACE; SHAFT WITH FITTED KEY, TOLERANCE N; WITH HOLDING BRAKE DEGREE OF PROTECTION IP65 IP67 D-END FLANGE; RAL7016 COATING; METALLIC RATING PLATE AT MOTOR | 1924 | TEM | 1 | MC | 4.002 | 1
1FK70345AF211UG0 | SIMOTICS S SYNCHRONOUS SERVOMOTOR 1FK7 COMPACT, ZK 300 V 1.6 NM, 100 K, 3000 RPM 0.46KW, NATURAL COOLING, POWER/SIGNAL CONNECTORS CONNECTOR CAN BE ROTATED BY 270 DEG. RESOLVER MULTI-POLE (RESOLVER P=3); WITH DRIVE-CLIQ INTERFACE; PLAIN SHAFT, TOLERANCE N; W/O HOLDING BRAKE DEGREE OF PROTECTION IP64 | 1333 | TEM | 1 | MC | 3.703 | 1
1FK70345AF211UG2 | SIMOTICS S SYNCHRONOUS SERVOMOTOR 1FK7 COMPACT, ZK 300 V 1.6 NM, 100 K, 3000 RPM 0.46KW, NATURAL COOLING, POWER/SIGNAL CONNECTORS CONNECTOR CAN BE ROTATED BY 270 DEG. RESOLVER MULTI-POLE (RESOLVER P=3); WITH DRIVE-CLIQ INTERFACE; PLAIN SHAFT, TOLERANCE N; W/O HOLDING BRAKE DEGREE OF PROTECTION IP65 FLANGE ON DRIVE END IP67 | 1435 | TEM | 1 | MC | 3.703 | 1
1FK70345AF211UG3 | SIMOTICS S SYNCHRONOUS SERVOMOTOR 1FK7 COMPACT, ZK 300 V 1.6 NM, 100 K, 3000 RPM 0.46KW, NATURAL COOLING, POWER/SIGNAL CONNECTORS CONNECTOR CAN BE ROTATED BY 270 DEG. RESOLVER MULTI-POLE (RESOLVER P=3); WITH DRIVE-CLIQ INTERFACE; PLAIN SHAFT, TOLERANCE N; W/O HOLDING BRAKE DEGREE OF PROTECTION IP64; PAINT FINISH RAL7016 | 1383 | TEM | 1 | MC | 3.703 | 1
1FK70345AF211UG5 | SIMOTICS S SYNCHRONOUS SERVOMOTOR 1FK7 COMPACT, ZK 300 V 1.6 NM, 100 K, 3000 RPM 0.46KW, NATURAL COOLING, POWER/SIGNAL CONNECTORS CONNECTOR CAN BE ROTATED BY 270 DEG. RESOLVER MULTI-POLE (RESOLVER P=3); WITH DRIVE-CLIQ INTERFACE; PLAIN SHAFT, TOLERANCE N; W/O HOLDING BRAKE DEGREE OF PROTECTION IP65 AS FLANGE IP67; PAINT FINISH RAL7016 | 1484 | TEM | 1 | MC | 3.703 | 1
1FK70345AF211UG8 | SIMOTICS S SYNCHRONOUS SERVOMOTOR 1FK7 COMPACT, ZK 300 V 1.6 NM, 100 K, 3000 RPM 0.46KW, NATURAL COOLING, POWER/SIGNAL CONNECTORS CONNECTOR CAN BE ROTATED BY 270 DEG. RESOLVER MULTI-POLE (RESOLVER P=3); WITH DRIVE-CLIQ INTERFACE; PLAIN SHAFT, TOLERANCE N; W/O HOLDING BRAKE DEGREE OF PROTECTION IP65 IP67 D-END FLANGE; RAL7016 COATING; METALLIC RATING PLATE AT MOTOR | 1593 | TEM | 1 | MC | 3.703 | 1
1FK70345AF211UH0 | SIMOTICS S SYNCHRONOUS SERVOMOTOR 1FK7 COMPACT, ZK 300 V 1.6 NM, 100 K, 3000 RPM 0.46KW, NATURAL COOLING, POWER/SIGNAL CONNECTORS CONNECTOR CAN BE ROTATED BY 270 DEG. RESOLVER MULTI-POLE (RESOLVER P=3); WITH DRIVE-CLIQ INTERFACE; PLAIN SHAFT, TOLERANCE N; WITH HOLDING BRAKE DEGREE OF PROTECTION IP64 | 1569 | TEM | 1 | MC | 4.002 | 1
1FK70345AF211UH2 | SIMOTICS S SYNCHRONOUS SERVOMOTOR 1FK7 COMPACT, ZK 300 V 1.6 NM, 100 K, 3000 RPM 0.46KW, NATURAL COOLING, POWER/SIGNAL CONNECTORS CONNECTOR CAN BE ROTATED BY 270 DEG. RESOLVER MULTI-POLE (RESOLVER P=3); WITH DRIVE-CLIQ INTERFACE; PLAIN SHAFT, TOLERANCE N; WITH HOLDING BRAKE DEGREE OF PROTECTION IP65 FLANGE ON DRIVE END IP67 | 1670 | TEM | 1 | MC | 4.002 | 1
1FK70345AF211UH3 | SIMOTICS S SYNCHRONOUS SERVOMOTOR 1FK7 COMPACT, ZK 300 V 1.6 NM, 100 K, 3000 RPM 0.46KW, NATURAL COOLING, POWER/SIGNAL CONNECTORS CONNECTOR CAN BE ROTATED BY 270 DEG. RESOLVER MULTI-POLE (RESOLVER P=3); WITH DRIVE-CLIQ INTERFACE; PLAIN SHAFT, TOLERANCE N; WITH HOLDING BRAKE DEGREE OF PROTECTION IP64; PAINT FINISH RAL7016 | 1618 | TEM | 1 | MC | 4.002 | 1
1FK70345AF211UH5 | SIMOTICS S SYNCHRONOUS SERVOMOTOR 1FK7 COMPACT, ZK 300 V 1.6 NM, 100 K, 3000 RPM 0.46KW, NATURAL COOLING, POWER/SIGNAL CONNECTORS CONNECTOR CAN BE ROTATED BY 270 DEG. RESOLVER MULTI-POLE (RESOLVER P=3); WITH DRIVE-CLIQ INTERFACE; PLAIN SHAFT, TOLERANCE N; WITH HOLDING BRAKE DEGREE OF PROTECTION IP65 AS FLANGE IP67; PAINT FINISH RAL7016 | 1719 | TEM | 1 | MC | 4.002 | 1
1FK70345AF211UH8 | SIMOTICS S SYNCHRONOUS SERVOMOTOR 1FK7 COMPACT, ZK 300 V 1.6 NM, 100 K, 3000 RPM 0.46KW, NATURAL COOLING, POWER/SIGNAL CONNECTORS CONNECTOR CAN BE ROTATED BY 270 DEG. RESOLVER MULTI-POLE (RESOLVER P=3); WITH DRIVE-CLIQ INTERFACE; PLAIN SHAFT, TOLERANCE N; WITH HOLDING BRAKE DEGREE OF PROTECTION IP65 IP67 D-END FLANGE; RAL7016 COATING; METALLIC RATING PLATE AT MOTOR | 1828 | TEM | 1 | MC | 4.002 | 1
1FK70345AF211VA0 | SIMOTICS S SYNCHRONOUS SERVOMOTOR 1FK7 COMPACT, ZK 300 V 1.6 NM, 100 K, 3000 RPM 0.46KW, NATURAL COOLING, POWER/SIGNAL CONNECTORS CONNECTOR CAN BE ROTATED BY 270 DEG. BASIC ABSOLUTE ENCODER 16 P/REV (ENCODER A-16) WITH DRIVE-CLIQ INTERFACE; PERFORMANCE REDUCTION BY 10% DUE TO ABSOLUTE ENCODER; SHAFT WITH FITTED KEY, TOLERANCE N; W/O HOLDING BRAKE DEGREE OF PROTECTION IP64 | 1934 | TEM | 1 | MC | 3.703 | 1
1FK70345AF211VA2 | SIMOTICS S SYNCHRONOUS SERVOMOTOR 1FK7 COMPACT, ZK 300 V 1.6 NM, 100 K, 3000 RPM 0.46KW, NATURAL COOLING, POWER/SIGNAL CONNECTORS CONNECTOR CAN BE ROTATED BY 270 DEG. BASIC ABSOLUTE ENCODER 16 P/REV (ENCODER A-16) WITH DRIVE-CLIQ INTERFACE; PERFORMANCE REDUCTION BY 10% DUE TO ABSOLUTE ENCODER; SHAFT WITH FITTED KEY, TOLERANCE N; W/O HOLDING BRAKE DEGREE OF PROTECTION IP65 FLANGE ON DRIVE END IP67 | 2035 | TEM | 1 | MC | 3.703 | 1
1FK70345AF211VA3 | SIMOTICS S SYNCHRONOUS SERVOMOTOR 1FK7 COMPACT, ZK 300 V 1.6 NM, 100 K, 3000 RPM 0.46KW, NATURAL COOLING, POWER/SIGNAL CONNECTORS CONNECTOR CAN BE ROTATED BY 270 DEG. BASIC ABSOLUTE ENCODER 16 P/REV (ENCODER A-16) WITH DRIVE-CLIQ INTERFACE; PERFORMANCE REDUCTION BY 10% DUE TO ABSOLUTE ENCODER; SHAFT WITH FITTED KEY, TOLERANCE N; W/O HOLDING BRAKE DEGREE OF PROTECTION IP64; PAINT FINISH RAL7016 | 1983 | TEM | 1 | MC | 3.703 | 1
1FK70345AF211VA5 | SIMOTICS S SYNCHRONOUS SERVOMOTOR 1FK7 COMPACT, ZK 300 V 1.6 NM, 100 K, 3000 RPM 0.46KW, NATURAL COOLING, POWER/SIGNAL CONNECTORS CONNECTOR CAN BE ROTATED BY 270 DEG. BASIC ABSOLUTE ENCODER 16 P/REV (ENCODER A-16) WITH DRIVE-CLIQ INTERFACE; PERFORMANCE REDUCTION BY 10% DUE TO ABSOLUTE ENCODER; SHAFT WITH FITTED KEY, TOLERANCE N; W/O HOLDING BRAKE DEGREE OF PROTECTION IP65 AS FLANGE IP67; PAINT FINISH RAL7016 | 2085 | TEM | 1 | MC | 3.703 | 1
1FK70345AF211VA8 | SIMOTICS S SYNCHRONOUS SERVOMOTOR 1FK7 COMPACT, ZK 300 V 1.6 NM, 100 K, 3000 RPM 0.46KW, NATURAL COOLING, POWER/SIGNAL CONNECTORS CONNECTOR CAN BE ROTATED BY 270 DEG. BASIC ABSOLUTE ENCODER 16 P/REV (ENCODER A-16) WITH DRIVE-CLIQ INTERFACE; PERFORMANCE REDUCTION BY 10% DUE TO ABSOLUTE ENCODER; SHAFT WITH FITTED KEY, TOLERANCE N; W/O HOLDING BRAKE DEGREE OF PROTECTION IP65 IP67 D-END FLANGE; RAL7016 COATING; METALLIC RATING PLATE AT MOTOR | 2193 | TEM | 1 | MC | 3.703 | 1
1FK70345AF211VB0 | SIMOTICS S SYNCHRONOUS SERVOMOTOR 1FK7 COMPACT, ZK 300 V 1.6 NM, 100 K, 3000 RPM 0.46KW, NATURAL COOLING, POWER/SIGNAL CONNECTORS CONNECTOR CAN BE ROTATED BY 270 DEG. BASIC ABSOLUTE ENCODER 16 P/REV (ENCODER A-16) WITH DRIVE-CLIQ INTERFACE; PERFORMANCE REDUCTION BY 10% DUE TO ABSOLUTE ENCODER; SHAFT WITH FITTED KEY, TOLERANCE N; WITH HOLDING BRAKE DEGREE OF PROTECTION IP64 | 2172 | TEM | 1 | MC | 4.002 | 1
1FK70345AF211VB2 | SIMOTICS S SYNCHRONOUS SERVOMOTOR 1FK7 COMPACT, ZK 300 V 1.6 NM, 100 K, 3000 RPM 0.46KW, NATURAL COOLING, POWER/SIGNAL CONNECTORS CONNECTOR CAN BE ROTATED BY 270 DEG. BASIC ABSOLUTE ENCODER 16 P/REV (ENCODER A-16) WITH DRIVE-CLIQ INTERFACE; PERFORMANCE REDUCTION BY 10% DUE TO ABSOLUTE ENCODER; SHAFT WITH FITTED KEY, TOLERANCE N; WITH HOLDING BRAKE DEGREE OF PROTECTION IP65 FLANGE ON DRIVE END IP67 | 2273 | TEM | 1 | MC | 4.002 | 1
1FK70345AF211VB3 | SIMOTICS S SYNCHRONOUS SERVOMOTOR 1FK7 COMPACT, ZK 300 V 1.6 NM, 100 K, 3000 RPM 0.46KW, NATURAL COOLING, POWER/SIGNAL CONNECTORS CONNECTOR CAN BE ROTATED BY 270 DEG. BASIC ABSOLUTE ENCODER 16 P/REV (ENCODER A-16) WITH DRIVE-CLIQ INTERFACE; PERFORMANCE REDUCTION BY 10% DUE TO ABSOLUTE ENCODER; SHAFT WITH FITTED KEY, TOLERANCE N; WITH HOLDING BRAKE DEGREE OF PROTECTION IP64; PAINT FINISH RAL7016 | 2221 | TEM | 1 | MC | 4.002 | 1
1FK70345AF211VB5 | SIMOTICS S SYNCHRONOUS SERVOMOTOR 1FK7 COMPACT, ZK 300 V 1.6 NM, 100 K, 3000 RPM 0.46KW, NATURAL COOLING, POWER/SIGNAL CONNECTORS CONNECTOR CAN BE ROTATED BY 270 DEG. BASIC ABSOLUTE ENCODER 16 P/REV (ENCODER A-16) WITH DRIVE-CLIQ INTERFACE; PERFORMANCE REDUCTION BY 10% DUE TO ABSOLUTE ENCODER; SHAFT WITH FITTED KEY, TOLERANCE N; WITH HOLDING BRAKE DEGREE OF PROTECTION IP65 AS FLANGE IP67; PAINT FINISH RAL7016 | 2322 | TEM | 1 | MC | 4.002 | 1
1FK70345AF211VB8 | SIMOTICS S SYNCHRONOUS SERVOMOTOR 1FK7 COMPACT, ZK 300 V 1.6 NM, 100 K, 3000 RPM 0.46KW, NATURAL COOLING, POWER/SIGNAL CONNECTORS CONNECTOR CAN BE ROTATED BY 270 DEG. BASIC ABSOLUTE ENCODER 16 P/REV (ENCODER A-16) WITH DRIVE-CLIQ INTERFACE; PERFORMANCE REDUCTION BY 10% DUE TO ABSOLUTE ENCODER; SHAFT WITH FITTED KEY, TOLERANCE N; WITH HOLDING BRAKE DEGREE OF PROTECTION IP65 IP67 D-END FLANGE; RAL7016 COATING; METALLIC RATING PLATE AT MOTOR | 2431 | TEM | 1 | MC | 4.002 | 1
1FK70345AF211VG0 | SIMOTICS S SYNCHRONOUS SERVOMOTOR 1FK7 COMPACT, ZK 300 V 1.6 NM, 100 K, 3000 RPM 0.46KW, NATURAL COOLING, POWER/SIGNAL CONNECTORS CONNECTOR CAN BE ROTATED BY 270 DEG. BASIC ABSOLUTE ENCODER 16 P/REV (ENCODER A-16) WITH DRIVE-CLIQ INTERFACE; PERFORMANCE REDUCTION BY 10% DUE TO ABSOLUTE ENCODER; PLAIN SHAFT, TOLERANCE N; W/O HOLDING BRAKE DEGREE OF PROTECTION IP64 | 1840 | TEM | 1 | MC | 3.703 | 1
1FK70345AF211VG2 | SIMOTICS S SYNCHRONOUS SERVOMOTOR 1FK7 COMPACT, ZK 300 V 1.6 NM, 100 K, 3000 RPM 0.46KW, NATURAL COOLING, POWER/SIGNAL CONNECTORS CONNECTOR CAN BE ROTATED BY 270 DEG. BASIC ABSOLUTE ENCODER 16 P/REV (ENCODER A-16) WITH DRIVE-CLIQ INTERFACE; PERFORMANCE REDUCTION BY 10% DUE TO ABSOLUTE ENCODER; PLAIN SHAFT, TOLERANCE N; W/O HOLDING BRAKE DEGREE OF PROTECTION IP65 FLANGE ON DRIVE END IP67 | 1942 | TEM | 1 | MC | 3.703 | 1
1FK70345AF211VG3 | SIMOTICS S SYNCHRONOUS SERVOMOTOR 1FK7 COMPACT, ZK 300 V 1.6 NM, 100 K, 3000 RPM 0.46KW, NATURAL COOLING, POWER/SIGNAL CONNECTORS CONNECTOR CAN BE ROTATED BY 270 DEG. BASIC ABSOLUTE ENCODER 16 P/REV (ENCODER A-16) WITH DRIVE-CLIQ INTERFACE; PERFORMANCE REDUCTION BY 10% DUE TO ABSOLUTE ENCODER; PLAIN SHAFT, TOLERANCE N; W/O HOLDING BRAKE DEGREE OF PROTECTION IP64; PAINT FINISH RAL7016 | 1889 | TEM | 1 | MC | 3.703 | 1
1FK70345AF211VG5 | SIMOTICS S SYNCHRONOUS SERVOMOTOR 1FK7 COMPACT, ZK 300 V 1.6 NM, 100 K, 3000 RPM 0.46KW, NATURAL COOLING, POWER/SIGNAL CONNECTORS CONNECTOR CAN BE ROTATED BY 270 DEG. BASIC ABSOLUTE ENCODER 16 P/REV (ENCODER A-16) WITH DRIVE-CLIQ INTERFACE; PERFORMANCE REDUCTION BY 10% DUE TO ABSOLUTE ENCODER; PLAIN SHAFT, TOLERANCE N; W/O HOLDING BRAKE DEGREE OF PROTECTION IP65 AS FLANGE IP67; PAINT FINISH RAL7016 | 1991 | TEM | 1 | MC | 3.703 | 1
1FK70345AF211VG8 | SIMOTICS S SYNCHRONOUS SERVOMOTOR 1FK7 COMPACT, ZK 300 V 1.6 NM, 100 K, 3000 RPM 0.46KW, NATURAL COOLING, POWER/SIGNAL CONNECTORS CONNECTOR CAN BE ROTATED BY 270 DEG. BASIC ABSOLUTE ENCODER 16 P/REV (ENCODER A-16) WITH DRIVE-CLIQ INTERFACE; PERFORMANCE REDUCTION BY 10% DUE TO ABSOLUTE ENCODER; PLAIN SHAFT, TOLERANCE N; W/O HOLDING BRAKE DEGREE OF PROTECTION IP65 IP67 D-END FLANGE; RAL7016 COATING; METALLIC RATING PLATE AT MOTOR | 2100 | TEM | 1 | MC | 3.703 | 1
1FK70345AF211VH0 | SIMOTICS S SYNCHRONOUS SERVOMOTOR 1FK7 COMPACT, ZK 300 V 1.6 NM, 100 K, 3000 RPM 0.46KW, NATURAL COOLING, POWER/SIGNAL CONNECTORS CONNECTOR CAN BE ROTATED BY 270 DEG. BASIC ABSOLUTE ENCODER 16 P/REV (ENCODER A-16) WITH DRIVE-CLIQ INTERFACE; PERFORMANCE REDUCTION BY 10% DUE TO ABSOLUTE ENCODER; PLAIN SHAFT, TOLERANCE N; WITH HOLDING BRAKE DEGREE OF PROTECTION IP64 | 2075 | TEM | 1 | MC | 4.002 | 1
1FK70345AF211VH2 | SIMOTICS S SYNCHRONOUS SERVOMOTOR 1FK7 COMPACT, ZK 300 V 1.6 NM, 100 K, 3000 RPM 0.46KW, NATURAL COOLING, POWER/SIGNAL CONNECTORS CONNECTOR CAN BE ROTATED BY 270 DEG. BASIC ABSOLUTE ENCODER 16 P/REV (ENCODER A-16) WITH DRIVE-CLIQ INTERFACE; PERFORMANCE REDUCTION BY 10% DUE TO ABSOLUTE ENCODER; PLAIN SHAFT, TOLERANCE N; WITH HOLDING BRAKE DEGREE OF PROTECTION IP65 FLANGE ON DRIVE END IP67 | 2177 | TEM | 1 | MC | 4.002 | 1
1FK70345AF211VH3 | SIMOTICS S SYNCHRONOUS SERVOMOTOR 1FK7 COMPACT, ZK 300 V 1.6 NM, 100 K, 3000 RPM 0.46KW, NATURAL COOLING, POWER/SIGNAL CONNECTORS CONNECTOR CAN BE ROTATED BY 270 DEG. BASIC ABSOLUTE ENCODER 16 P/REV (ENCODER A-16) WITH DRIVE-CLIQ INTERFACE; PERFORMANCE REDUCTION BY 10% DUE TO ABSOLUTE ENCODER; PLAIN SHAFT, TOLERANCE N; WITH HOLDING BRAKE DEGREE OF PROTECTION IP64; PAINT FINISH RAL7016 | 2125 | TEM | 1 | MC | 4.002 | 1
1FK70345AF211VH5 | SIMOTICS S SYNCHRONOUS SERVOMOTOR 1FK7 COMPACT, ZK 300 V 1.6 NM, 100 K, 3000 RPM 0.46KW, NATURAL COOLING, POWER/SIGNAL CONNECTORS CONNECTOR CAN BE ROTATED BY 270 DEG. BASIC ABSOLUTE ENCODER 16 P/REV (ENCODER A-16) WITH DRIVE-CLIQ INTERFACE; PERFORMANCE REDUCTION BY 10% DUE TO ABSOLUTE ENCODER; PLAIN SHAFT, TOLERANCE N; WITH HOLDING BRAKE DEGREE OF PROTECTION IP65 AS FLANGE IP67; PAINT FINISH RAL7016 | 2226 | TEM | 1 | MC | 4.002 | 1
1FK70345AF211VH8 | SIMOTICS S SYNCHRONOUS SERVOMOTOR 1FK7 COMPACT, ZK 300 V 1.6 NM, 100 K, 3000 RPM 0.46KW, NATURAL COOLING, POWER/SIGNAL CONNECTORS CONNECTOR CAN BE ROTATED BY 270 DEG. BASIC ABSOLUTE ENCODER 16 P/REV (ENCODER A-16) WITH DRIVE-CLIQ INTERFACE; PERFORMANCE REDUCTION BY 10% DUE TO ABSOLUTE ENCODER; PLAIN SHAFT, TOLERANCE N; WITH HOLDING BRAKE DEGREE OF PROTECTION IP65 IP67 D-END FLANGE; RAL7016 COATING; METALLIC RATING PLATE AT MOTOR | 2335 | TEM | 1 | MC | 4.002 | 1
1FK70345AK711AA0 | SIMOTICS S SYNCHRONOUS SERVOMOTOR 1FK7 COMPACT, 1.6 NM, 100 K, 6000 RPM, 0,63KW NATURAL COOLING, POWER/SIGNAL CONNECTORS CONNECTOR CAN BE ROTATED BY 270 DEG. INCREMENTAL ENCODER SIN/COS 1VSS 2048 S/R (ENCODER I-2048); SHAFT WITH FITTED KEY, TOLERANCE N; W/O HOLDING BRAKE DEGREE OF PROTECTION IP64 | 1833 | TEM | 1 | MC | 3.703 | 1
1FK70345AK711AA2 | SIMOTICS S SYNCHRONOUS SERVOMOTOR 1FK7 COMPACT, 1.6 NM, 100 K, 6000 RPM, 0,63KW NATURAL COOLING, POWER/SIGNAL CONNECTORS CONNECTOR CAN BE ROTATED BY 270 DEG. INCREMENTAL ENCODER SIN/COS 1VSS 2048 S/R (ENCODER I-2048); SHAFT WITH FITTED KEY, TOLERANCE N; W/O HOLDING BRAKE DEGREE OF PROTECTION IP65 FLANGE ON DRIVE END IP67 | 1935 | TEM | 1 | MC | 3.703 | 1
1FK70345AK711AA3 | SIMOTICS S SYNCHRONOUS SERVOMOTOR 1FK7 COMPACT, 1.6 NM, 100 K, 6000 RPM, 0,63KW NATURAL COOLING, POWER/SIGNAL CONNECTORS CONNECTOR CAN BE ROTATED BY 270 DEG. INCREMENTAL ENCODER SIN/COS 1VSS 2048 S/R (ENCODER I-2048); SHAFT WITH FITTED KEY, TOLERANCE N; W/O HOLDING BRAKE DEGREE OF PROTECTION IP64; PAINT FINISH RAL7016 | 1882 | TEM | 1 | MC | 3.703 | 1
1FK70345AK711AA5 | SIMOTICS S SYNCHRONOUS SERVOMOTOR 1FK7 COMPACT, 1.6 NM, 100 K, 6000 RPM, 0,63KW NATURAL COOLING, POWER/SIGNAL CONNECTORS CONNECTOR CAN BE ROTATED BY 270 DEG. INCREMENTAL ENCODER SIN/COS 1VSS 2048 S/R (ENCODER I-2048); SHAFT WITH FITTED KEY, TOLERANCE N; W/O HOLDING BRAKE DEGREE OF PROTECTION IP65 AS FLANGE IP67; PAINT FINISH RAL7016 | 1984 | TEM | 1 | MC | 3.703 | 1
1FK70345AK711AA8 | SIMOTICS S SYNCHRONOUS SERVOMOTOR 1FK7 COMPACT, 1.6 NM, 100 K, 6000 RPM, 0,63KW NATURAL COOLING, POWER/SIGNAL CONNECTORS CONNECTOR CAN BE ROTATED BY 270 DEG. INCREMENTAL ENCODER SIN/COS 1VSS 2048 S/R (ENCODER I-2048); SHAFT WITH FITTED KEY, TOLERANCE N; W/O HOLDING BRAKE DEGREE OF PROTECTION IP65 IP67 D-END FLANGE; RAL7016 COATING; METALLIC RATING PLATE AT MOTOR | 2092 | TEM | 1 | MC | 3.703 | 1
1FK70345AK711AB0 | SIMOTICS S SYNCHRONOUS SERVOMOTOR 1FK7 COMPACT, 1.6 NM, 100 K, 6000 RPM, 0,63KW NATURAL COOLING, POWER/SIGNAL CONNECTORS CONNECTOR CAN BE ROTATED BY 270 DEG. INCREMENTAL ENCODER SIN/COS 1VSS 2048 S/R (ENCODER I-2048); SHAFT WITH FITTED KEY, TOLERANCE N; WITH HOLDING BRAKE DEGREE OF PROTECTION IP64 | 2071 | TEM | 1 | MC | 4.002 | 1
1FK70345AK711AB2 | SIMOTICS S SYNCHRONOUS SERVOMOTOR 1FK7 COMPACT, 1.6 NM, 100 K, 6000 RPM, 0,63KW NATURAL COOLING, POWER/SIGNAL CONNECTORS CONNECTOR CAN BE ROTATED BY 270 DEG. INCREMENTAL ENCODER SIN/COS 1VSS 2048 S/R (ENCODER I-2048); SHAFT WITH FITTED KEY, TOLERANCE N; WITH HOLDING BRAKE DEGREE OF PROTECTION IP65 FLANGE ON DRIVE END IP67 | 2172 | TEM | 1 | MC | 4.002 | 1
1FK70345AK711AB3 | SIMOTICS S SYNCHRONOUS SERVOMOTOR 1FK7 COMPACT, 1.6 NM, 100 K, 6000 RPM, 0,63KW NATURAL COOLING, POWER/SIGNAL CONNECTORS CONNECTOR CAN BE ROTATED BY 270 DEG. INCREMENTAL ENCODER SIN/COS 1VSS 2048 S/R (ENCODER I-2048); SHAFT WITH FITTED KEY, TOLERANCE N; WITH HOLDING BRAKE DEGREE OF PROTECTION IP64; PAINT FINISH RAL7016 | 2120 | TEM | 1 | MC | 4.002 | 1
1FK70345AK711AB5 | SIMOTICS S SYNCHRONOUS SERVOMOTOR 1FK7 COMPACT, 1.6 NM, 100 K, 6000 RPM, 0,63KW NATURAL COOLING, POWER/SIGNAL CONNECTORS CONNECTOR CAN BE ROTATED BY 270 DEG. INCREMENTAL ENCODER SIN/COS 1VSS 2048 S/R (ENCODER I-2048); SHAFT WITH FITTED KEY, TOLERANCE N; WITH HOLDING BRAKE DEGREE OF PROTECTION IP65 AS FLANGE IP67; PAINT FINISH RAL7016 | 2221 | TEM | 1 | MC | 4.002 | 1
1FK70345AK711AB8 | SIMOTICS S SYNCHRONOUS SERVOMOTOR 1FK7 COMPACT, 1.6 NM, 100 K, 6000 RPM, 0,63KW NATURAL COOLING, POWER/SIGNAL CONNECTORS CONNECTOR CAN BE ROTATED BY 270 DEG. INCREMENTAL ENCODER SIN/COS 1VSS 2048 S/R (ENCODER I-2048); SHAFT WITH FITTED KEY, TOLERANCE N; WITH HOLDING BRAKE DEGREE OF PROTECTION IP65 IP67 D-END FLANGE; RAL7016 COATING; METALLIC RATING PLATE AT MOTOR | 2330 | TEM | 1 | MC | 4.002 | 1
1FK70345AK711AG0 | SIMOTICS S SYNCHRONOUS SERVOMOTOR 1FK7 COMPACT, 1.6 NM, 100 K, 6000 RPM, 0,63KW NATURAL COOLING, POWER/SIGNAL CONNECTORS CONNECTOR CAN BE ROTATED BY 270 DEG. INCREMENTAL ENCODER SIN/COS 1VSS 2048 S/R (ENCODER I-2048); PLAIN SHAFT, TOLERANCE N; W/O HOLDING BRAKE DEGREE OF PROTECTION IP64 | 1739 | TEM | 1 | MC | 3.703 | 1
1FK70345AK711AG2 | SIMOTICS S SYNCHRONOUS SERVOMOTOR 1FK7 COMPACT, 1.6 NM, 100 K, 6000 RPM, 0,63KW NATURAL COOLING, POWER/SIGNAL CONNECTORS CONNECTOR CAN BE ROTATED BY 270 DEG. INCREMENTAL ENCODER SIN/COS 1VSS 2048 S/R (ENCODER I-2048); PLAIN SHAFT, TOLERANCE N; W/O HOLDING BRAKE DEGREE OF PROTECTION IP65 FLANGE ON DRIVE END IP67 | 1841 | TEM | 1 | MC | 3.703 | 1
1FK70345AK711AG3 | SIMOTICS S SYNCHRONOUS SERVOMOTOR 1FK7 COMPACT, 1.6 NM, 100 K, 6000 RPM, 0,63KW NATURAL COOLING, POWER/SIGNAL CONNECTORS CONNECTOR CAN BE ROTATED BY 270 DEG. INCREMENTAL ENCODER SIN/COS 1VSS 2048 S/R (ENCODER I-2048); PLAIN SHAFT, TOLERANCE N; W/O HOLDING BRAKE DEGREE OF PROTECTION IP64; PAINT FINISH RAL7016 | 1788 | TEM | 1 | MC | 3.703 | 1
1FK70345AK711AG5 | SIMOTICS S SYNCHRONOUS SERVOMOTOR 1FK7 COMPACT, 1.6 NM, 100 K, 6000 RPM, 0,63KW NATURAL COOLING, POWER/SIGNAL CONNECTORS CONNECTOR CAN BE ROTATED BY 270 DEG. INCREMENTAL ENCODER SIN/COS 1VSS 2048 S/R (ENCODER I-2048); PLAIN SHAFT, TOLERANCE N; W/O HOLDING BRAKE DEGREE OF PROTECTION IP65 AS FLANGE IP67; PAINT FINISH RAL7016 | 1890 | TEM | 1 | MC | 3.703 | 1
1FK70345AK711AG8 | SIMOTICS S SYNCHRONOUS SERVOMOTOR 1FK7 COMPACT, 1.6 NM, 100 K, 6000 RPM, 0,63KW NATURAL COOLING, POWER/SIGNAL CONNECTORS CONNECTOR CAN BE ROTATED BY 270 DEG. INCREMENTAL ENCODER SIN/COS 1VSS 2048 S/R (ENCODER I-2048); PLAIN SHAFT, TOLERANCE N; W/O HOLDING BRAKE DEGREE OF PROTECTION IP65 IP67 D-END FLANGE; RAL7016 COATING; METALLIC RATING PLATE AT MOTOR | 1999 | TEM | 1 | MC | 3.703 | 1
1FK70345AK711AH0 | SIMOTICS S SYNCHRONOUS SERVOMOTOR 1FK7 COMPACT, 1.6 NM, 100 K, 6000 RPM, 0,63KW NATURAL COOLING, POWER/SIGNAL CONNECTORS CONNECTOR CAN BE ROTATED BY 270 DEG. INCREMENTAL ENCODER SIN/COS 1VSS 2048 S/R (ENCODER I-2048); PLAIN SHAFT, TOLERANCE N; WITH HOLDING BRAKE DEGREE OF PROTECTION IP64 | 1974 | TEM | 1 | MC | 4.002 | 1
1FK70345AK711AH2 | SIMOTICS S SYNCHRONOUS SERVOMOTOR 1FK7 COMPACT, 1.6 NM, 100 K, 6000 RPM, 0,63KW NATURAL COOLING, POWER/SIGNAL CONNECTORS CONNECTOR CAN BE ROTATED BY 270 DEG. INCREMENTAL ENCODER SIN/COS 1VSS 2048 S/R (ENCODER I-2048); PLAIN SHAFT, TOLERANCE N; WITH HOLDING BRAKE DEGREE OF PROTECTION IP65 FLANGE ON DRIVE END IP67 | 2076 | TEM | 1 | MC | 4.002 | 1
1FK70345AK711AH3 | SIMOTICS S SYNCHRONOUS SERVOMOTOR 1FK7 COMPACT, 1.6 NM, 100 K, 6000 RPM, 0,63KW NATURAL COOLING, POWER/SIGNAL CONNECTORS CONNECTOR CAN BE ROTATED BY 270 DEG. INCREMENTAL ENCODER SIN/COS 1VSS 2048 S/R (ENCODER I-2048); PLAIN SHAFT, TOLERANCE N; WITH HOLDING BRAKE DEGREE OF PROTECTION IP64; PAINT FINISH RAL7016 | 2024 | TEM | 1 | MC | 4.002 | 1
1FK70345AK711AH5 | SIMOTICS S SYNCHRONOUS SERVOMOTOR 1FK7 COMPACT, 1.6 NM, 100 K, 6000 RPM, 0,63KW NATURAL COOLING, POWER/SIGNAL CONNECTORS CONNECTOR CAN BE ROTATED BY 270 DEG. INCREMENTAL ENCODER SIN/COS 1VSS 2048 S/R (ENCODER I-2048); PLAIN SHAFT, TOLERANCE N; WITH HOLDING BRAKE DEGREE OF PROTECTION IP65 AS FLANGE IP67; PAINT FINISH RAL7016 | 2125 | TEM | 1 | MC | 4.002 | 1
1FK70345AK711AH8 | SIMOTICS S SYNCHRONOUS SERVOMOTOR 1FK7 COMPACT, 1.6 NM, 100 K, 6000 RPM, 0,63KW NATURAL COOLING, POWER/SIGNAL CONNECTORS CONNECTOR CAN BE ROTATED BY 270 DEG. INCREMENTAL ENCODER SIN/COS 1VSS 2048 S/R (ENCODER I-2048); PLAIN SHAFT, TOLERANCE N; WITH HOLDING BRAKE DEGREE OF PROTECTION IP65 IP67 D-END FLANGE; RAL7016 COATING; METALLIC RATING PLATE AT MOTOR | 2234 | TEM | 1 | MC | 4.002 | 1
1FK70345AK711DA0 | SIMOTICS S SYNCHRONOUS SERVOMOTOR 1FK7 COMPACT, 1.6 NM, 100 K, 6000 RPM, 0,63KW NATURAL COOLING, POWER/SIGNAL CONNECTORS CONNECTOR CAN BE ROTATED BY 270 DEG. INCREMENTAL ENCODER 2048 P/REV (ENCODER I-2048) WITH DRIVE-CLIQ INTERFACE; SHAFT WITH FITTED KEY, TOLERANCE N; W/O HOLDING BRAKE DEGREE OF PROTECTION IP64 | 2095 | TEM | 1 | MC | 3.703 | 1
1FK70345AK711DA2 | SIMOTICS S SYNCHRONOUS SERVOMOTOR 1FK7 COMPACT, 1.6 NM, 100 K, 6000 RPM, 0,63KW NATURAL COOLING, POWER/SIGNAL CONNECTORS CONNECTOR CAN BE ROTATED BY 270 DEG. INCREMENTAL ENCODER 2048 P/REV (ENCODER I-2048) WITH DRIVE-CLIQ INTERFACE; SHAFT WITH FITTED KEY, TOLERANCE N; W/O HOLDING BRAKE DEGREE OF PROTECTION IP65 FLANGE ON DRIVE END IP67 | 2196 | TEM | 1 | MC | 3.703 | 1
1FK70345AK711DA3 | SIMOTICS S SYNCHRONOUS SERVOMOTOR 1FK7 COMPACT, 1.6 NM, 100 K, 6000 RPM, 0,63KW NATURAL COOLING, POWER/SIGNAL CONNECTORS CONNECTOR CAN BE ROTATED BY 270 DEG. INCREMENTAL ENCODER 2048 P/REV (ENCODER I-2048) WITH DRIVE-CLIQ INTERFACE; SHAFT WITH FITTED KEY, TOLERANCE N; W/O HOLDING BRAKE DEGREE OF PROTECTION IP64; PAINT FINISH RAL7016 | 2144 | TEM | 1 | MC | 3.703 | 1
1FK70345AK711DA5 | SIMOTICS S SYNCHRONOUS SERVOMOTOR 1FK7 COMPACT, 1.6 NM, 100 K, 6000 RPM, 0,63KW NATURAL COOLING, POWER/SIGNAL CONNECTORS CONNECTOR CAN BE ROTATED BY 270 DEG. INCREMENTAL ENCODER 2048 P/REV (ENCODER I-2048) WITH DRIVE-CLIQ INTERFACE; SHAFT WITH FITTED KEY, TOLERANCE N; W/O HOLDING BRAKE DEGREE OF PROTECTION IP65 AS FLANGE IP67; PAINT FINISH RAL7016 | 2246 | TEM | 1 | MC | 3.703 | 1
1FK70345AK711DA8 | SIMOTICS S SYNCHRONOUS SERVOMOTOR 1FK7 COMPACT, 1.6 NM, 100 K, 6000 RPM, 0,63KW NATURAL COOLING, POWER/SIGNAL CONNECTORS CONNECTOR CAN BE ROTATED BY 270 DEG. INCREMENTAL ENCODER 2048 P/REV (ENCODER I-2048) WITH DRIVE-CLIQ INTERFACE; SHAFT WITH FITTED KEY, TOLERANCE N; W/O HOLDING BRAKE DEGREE OF PROTECTION IP65 IP67 D-END FLANGE; RAL7016 COATING; METALLIC RATING PLATE AT MOTOR | 2354 | TEM | 1 | MC | 3.703 | 1
1FK70345AK711DB0 | SIMOTICS S SYNCHRONOUS SERVOMOTOR 1FK7 COMPACT, 1.6 NM, 100 K, 6000 RPM, 0,63KW NATURAL COOLING, POWER/SIGNAL CONNECTORS CONNECTOR CAN BE ROTATED BY 270 DEG. INCREMENTAL ENCODER 2048 P/REV (ENCODER I-2048) WITH DRIVE-CLIQ INTERFACE; SHAFT WITH FITTED KEY, TOLERANCE N; WITH HOLDING BRAKE DEGREE OF PROTECTION IP64 | 2333 | TEM | 1 | MC | 4.002 | 1
1FK70345AK711DB2 | SIMOTICS S SYNCHRONOUS SERVOMOTOR 1FK7 COMPACT, 1.6 NM, 100 K, 6000 RPM, 0,63KW NATURAL COOLING, POWER/SIGNAL CONNECTORS CONNECTOR CAN BE ROTATED BY 270 DEG. INCREMENTAL ENCODER 2048 P/REV (ENCODER I-2048) WITH DRIVE-CLIQ INTERFACE; SHAFT WITH FITTED KEY, TOLERANCE N; WITH HOLDING BRAKE DEGREE OF PROTECTION IP65 FLANGE ON DRIVE END IP67 | 2434 | TEM | 1 | MC | 4.002 | 1
1FK70345AK711DB3 | SIMOTICS S SYNCHRONOUS SERVOMOTOR 1FK7 COMPACT, 1.6 NM, 100 K, 6000 RPM, 0,63KW NATURAL COOLING, POWER/SIGNAL CONNECTORS CONNECTOR CAN BE ROTATED BY 270 DEG. INCREMENTAL ENCODER 2048 P/REV (ENCODER I-2048) WITH DRIVE-CLIQ INTERFACE; SHAFT WITH FITTED KEY, TOLERANCE N; WITH HOLDING BRAKE DEGREE OF PROTECTION IP64; PAINT FINISH RAL7016 | 2382 | TEM | 1 | MC | 4.002 | 1
1FK70345AK711DB5 | SIMOTICS S SYNCHRONOUS SERVOMOTOR 1FK7 COMPACT, 1.6 NM, 100 K, 6000 RPM, 0,63KW NATURAL COOLING, POWER/SIGNAL CONNECTORS CONNECTOR CAN BE ROTATED BY 270 DEG. INCREMENTAL ENCODER 2048 P/REV (ENCODER I-2048) WITH DRIVE-CLIQ INTERFACE; SHAFT WITH FITTED KEY, TOLERANCE N; WITH HOLDING BRAKE DEGREE OF PROTECTION IP65 AS FLANGE IP67; PAINT FINISH RAL7016 | 2483 | TEM | 1 | MC | 4.002 | 1
1FK70345AK711DB8 | SIMOTICS S SYNCHRONOUS SERVOMOTOR 1FK7 COMPACT, 1.6 NM, 100 K, 6000 RPM, 0,63KW NATURAL COOLING, POWER/SIGNAL CONNECTORS CONNECTOR CAN BE ROTATED BY 270 DEG. INCREMENTAL ENCODER 2048 P/REV (ENCODER I-2048) WITH DRIVE-CLIQ INTERFACE; SHAFT WITH FITTED KEY, TOLERANCE N; WITH HOLDING BRAKE DEGREE OF PROTECTION IP65 IP67 D-END FLANGE; RAL7016 COATING; METALLIC RATING PLATE AT MOTOR | 2592 | TEM | 1 | MC | 4.002 | 1
1FK70345AK711DG0 | SIMOTICS S SYNCHRONOUS SERVOMOTOR 1FK7 COMPACT, 1.6 NM, 100 K, 6000 RPM, 0,63KW NATURAL COOLING, POWER/SIGNAL CONNECTORS CONNECTOR CAN BE ROTATED BY 270 DEG. INCREMENTAL ENCODER 2048 P/REV (ENCODER I-2048) WITH DRIVE-CLIQ INTERFACE; PLAIN SHAFT, TOLERANCE N; W/O HOLDING BRAKE DEGREE OF PROTECTION IP64 | 2001 | TEM | 1 | MC | 3.703 | 1
1FK70345AK711DG2 | SIMOTICS S SYNCHRONOUS SERVOMOTOR 1FK7 COMPACT, 1.6 NM, 100 K, 6000 RPM, 0,63KW NATURAL COOLING, POWER/SIGNAL CONNECTORS CONNECTOR CAN BE ROTATED BY 270 DEG. INCREMENTAL ENCODER 2048 P/REV (ENCODER I-2048) WITH DRIVE-CLIQ INTERFACE; PLAIN SHAFT, TOLERANCE N; W/O HOLDING BRAKE DEGREE OF PROTECTION IP65 FLANGE ON DRIVE END IP67 | 2103 | TEM | 1 | MC | 3.703 | 1
1FK70345AK711DG3 | SIMOTICS S SYNCHRONOUS SERVOMOTOR 1FK7 COMPACT, 1.6 NM, 100 K, 6000 RPM, 0,63KW NATURAL COOLING, POWER/SIGNAL CONNECTORS CONNECTOR CAN BE ROTATED BY 270 DEG. INCREMENTAL ENCODER 2048 P/REV (ENCODER I-2048) WITH DRIVE-CLIQ INTERFACE; PLAIN SHAFT, TOLERANCE N; W/O HOLDING BRAKE DEGREE OF PROTECTION IP64; PAINT FINISH RAL7016 | 2050 | TEM | 1 | MC | 3.703 | 1
1FK70345AK711DG5 | SIMOTICS S SYNCHRONOUS SERVOMOTOR 1FK7 COMPACT, 1.6 NM, 100 K, 6000 RPM, 0,63KW NATURAL COOLING, POWER/SIGNAL CONNECTORS CONNECTOR CAN BE ROTATED BY 270 DEG. INCREMENTAL ENCODER 2048 P/REV (ENCODER I-2048) WITH DRIVE-CLIQ INTERFACE; PLAIN SHAFT, TOLERANCE N; W/O HOLDING BRAKE DEGREE OF PROTECTION IP65 AS FLANGE IP67; PAINT FINISH RAL7016 | 2152 | TEM | 1 | MC | 3.703 | 1
1FK70345AK711DG8 | SIMOTICS S SYNCHRONOUS SERVOMOTOR 1FK7 COMPACT, 1.6 NM, 100 K, 6000 RPM, 0,63KW NATURAL COOLING, POWER/SIGNAL CONNECTORS CONNECTOR CAN BE ROTATED BY 270 DEG. INCREMENTAL ENCODER 2048 P/REV (ENCODER I-2048) WITH DRIVE-CLIQ INTERFACE; PLAIN SHAFT, TOLERANCE N; W/O HOLDING BRAKE DEGREE OF PROTECTION IP65 IP67 D-END FLANGE; RAL7016 COATING; METALLIC RATING PLATE AT MOTOR | 2260 | TEM | 1 | MC | 3.703 | 1
1FK70345AK711DH0 | SIMOTICS S SYNCHRONOUS SERVOMOTOR 1FK7 COMPACT, 1.6 NM, 100 K, 6000 RPM, 0,63KW NATURAL COOLING, POWER/SIGNAL CONNECTORS CONNECTOR CAN BE ROTATED BY 270 DEG. INCREMENTAL ENCODER 2048 P/REV (ENCODER I-2048) WITH DRIVE-CLIQ INTERFACE; PLAIN SHAFT, TOLERANCE N; WITH HOLDING BRAKE DEGREE OF PROTECTION IP64 | 2236 | TEM | 1 | MC | 4.002 | 1
1FK70345AK711DH2 | SIMOTICS S SYNCHRONOUS SERVOMOTOR 1FK7 COMPACT, 1.6 NM, 100 K, 6000 RPM, 0,63KW NATURAL COOLING, POWER/SIGNAL CONNECTORS CONNECTOR CAN BE ROTATED BY 270 DEG. INCREMENTAL ENCODER 2048 P/REV (ENCODER I-2048) WITH DRIVE-CLIQ INTERFACE; PLAIN SHAFT, TOLERANCE N; WITH HOLDING BRAKE DEGREE OF PROTECTION IP65 FLANGE ON DRIVE END IP67 | 2338 | TEM | 1 | MC | 4.002 | 1
1FK70345AK711DH3 | SIMOTICS S SYNCHRONOUS SERVOMOTOR 1FK7 COMPACT, 1.6 NM, 100 K, 6000 RPM, 0,63KW NATURAL COOLING, POWER/SIGNAL CONNECTORS CONNECTOR CAN BE ROTATED BY 270 DEG. INCREMENTAL ENCODER 2048 P/REV (ENCODER I-2048) WITH DRIVE-CLIQ INTERFACE; PLAIN SHAFT, TOLERANCE N; WITH HOLDING BRAKE DEGREE OF PROTECTION IP64; PAINT FINISH RAL7016 | 2285 | TEM | 1 | MC | 4.002 | 1
1FK70345AK711DH5 | SIMOTICS S SYNCHRONOUS SERVOMOTOR 1FK7 COMPACT, 1.6 NM, 100 K, 6000 RPM, 0,63KW NATURAL COOLING, POWER/SIGNAL CONNECTORS CONNECTOR CAN BE ROTATED BY 270 DEG. INCREMENTAL ENCODER 2048 P/REV (ENCODER I-2048) WITH DRIVE-CLIQ INTERFACE; PLAIN SHAFT, TOLERANCE N; WITH HOLDING BRAKE DEGREE OF PROTECTION IP65 AS FLANGE IP67; PAINT FINISH RAL7016 | 2387 | TEM | 1 | MC | 4.002 | 1
1FK70345AK711DH8 | SIMOTICS S SYNCHRONOUS SERVOMOTOR 1FK7 COMPACT, 1.6 NM, 100 K, 6000 RPM, 0,63KW NATURAL COOLING, POWER/SIGNAL CONNECTORS CONNECTOR CAN BE ROTATED BY 270 DEG. INCREMENTAL ENCODER 2048 P/REV (ENCODER I-2048) WITH DRIVE-CLIQ INTERFACE; PLAIN SHAFT, TOLERANCE N; WITH HOLDING BRAKE DEGREE OF PROTECTION IP65 IP67 D-END FLANGE; RAL7016 COATING; METALLIC RATING PLATE AT MOTOR | 2496 | TEM | 1 | MC | 4.002 | 1
1FK70345AK711DU5 | SIMOTICS S SYNCHRONOUS SERVO GEARMOTOR 1FK7 COMPACT, 0,63KW NATURAL COOLING POWER/ SIGNAL CONNECTOR CONNECTOR CAN BE ROTATED BY 270 DEGR. MOTOR WITHOUT HOLDING BRAKE, GEAR DIRECT MOUNTING INCREMENT. ENCODER SIN/COS 1VPP WITH DRIVE-CLIQ-INTERFACE RADIAL SHAFT SEAL, DEGREE OF PROTECTION IP65, PAINT FINISH RAL 7016 | 2103 | TEM | 1 | MC | 3.8 | 1
1FK70345AK711HA0 | SIMOTICS S SYNCHRONOUS SERVOMOTOR 1FK7 COMPACT, 1.6 NM, 100 K, 6000 RPM, 0,63KW NATURAL COOLING, POWER/SIGNAL CONNECTORS CONNECTOR CAN BE ROTATED BY 270 DEG. ABSOLUTE ENCODER 512 S/R (ENCODER A-512); PERFORMANCE REDUCTION BY 10% DUE TO ABSOLUTE ENCODER; SHAFT WITH FITTED KEY, TOLERANCE N; W/O HOLDING BRAKE DEGREE OF PROTECTION IP64 | 2236 | TEM | 1 | MC | 3.703 | 1
1FK70345AK711HA2 | SIMOTICS S SYNCHRONOUS SERVOMOTOR 1FK7 COMPACT, 1.6 NM, 100 K, 6000 RPM, 0,63KW NATURAL COOLING, POWER/SIGNAL CONNECTORS CONNECTOR CAN BE ROTATED BY 270 DEG. ABSOLUTE ENCODER 512 S/R (ENCODER A-512); PERFORMANCE REDUCTION BY 10% DUE TO ABSOLUTE ENCODER; SHAFT WITH FITTED KEY, TOLERANCE N; W/O HOLDING BRAKE DEGREE OF PROTECTION IP65 FLANGE ON DRIVE END IP67 | 2338 | TEM | 1 | MC | 3.703 | 1
1FK70345AK711HA3 | SIMOTICS S SYNCHRONOUS SERVOMOTOR 1FK7 COMPACT, 1.6 NM, 100 K, 6000 RPM, 0,63KW NATURAL COOLING, POWER/SIGNAL CONNECTORS CONNECTOR CAN BE ROTATED BY 270 DEG. ABSOLUTE ENCODER 512 S/R (ENCODER A-512); PERFORMANCE REDUCTION BY 10% DUE TO ABSOLUTE ENCODER; SHAFT WITH FITTED KEY, TOLERANCE N; W/O HOLDING BRAKE DEGREE OF PROTECTION IP64; PAINT FINISH RAL7016 | 2286 | TEM | 1 | MC | 3.703 | 1
1FK70345AK711HA5 | SIMOTICS S SYNCHRONOUS SERVOMOTOR 1FK7 COMPACT, 1.6 NM, 100 K, 6000 RPM, 0,63KW NATURAL COOLING, POWER/SIGNAL CONNECTORS CONNECTOR CAN BE ROTATED BY 270 DEG. ABSOLUTE ENCODER 512 S/R (ENCODER A-512); PERFORMANCE REDUCTION BY 10% DUE TO ABSOLUTE ENCODER; SHAFT WITH FITTED KEY, TOLERANCE N; W/O HOLDING BRAKE DEGREE OF PROTECTION IP65 AS FLANGE IP67; PAINT FINISH RAL7016 | 2387 | TEM | 1 | MC | 3.703 | 1
1FK70345AK711HA8 | SIMOTICS S SYNCHRONOUS SERVOMOTOR 1FK7 COMPACT, 1.6 NM, 100 K, 6000 RPM, 0,63KW NATURAL COOLING, POWER/SIGNAL CONNECTORS CONNECTOR CAN BE ROTATED BY 270 DEG. ABSOLUTE ENCODER 512 S/R (ENCODER A-512); PERFORMANCE REDUCTION BY 10% DUE TO ABSOLUTE ENCODER; SHAFT WITH FITTED KEY, TOLERANCE N; W/O HOLDING BRAKE DEGREE OF PROTECTION IP65 IP67 D-END FLANGE; RAL7016 COATING; METALLIC RATING PLATE AT MOTOR | 2496 | TEM | 1 | MC | 3.703 | 1
1FK70345AK711HB0 | SIMOTICS S SYNCHRONOUS SERVOMOTOR 1FK7 COMPACT, 1.6 NM, 100 K, 6000 RPM, 0,63KW NATURAL COOLING, POWER/SIGNAL CONNECTORS CONNECTOR CAN BE ROTATED BY 270 DEG. ABSOLUTE ENCODER 512 S/R (ENCODER A-512); PERFORMANCE REDUCTION BY 10% DUE TO ABSOLUTE ENCODER; SHAFT WITH FITTED KEY, TOLERANCE N; WITH HOLDING BRAKE DEGREE OF PROTECTION IP64 | 2474 | TEM | 1 | MC | 4.002 | 1
1FK70345AK711HB2 | SIMOTICS S SYNCHRONOUS SERVOMOTOR 1FK7 COMPACT, 1.6 NM, 100 K, 6000 RPM, 0,63KW NATURAL COOLING, POWER/SIGNAL CONNECTORS CONNECTOR CAN BE ROTATED BY 270 DEG. ABSOLUTE ENCODER 512 S/R (ENCODER A-512); PERFORMANCE REDUCTION BY 10% DUE TO ABSOLUTE ENCODER; SHAFT WITH FITTED KEY, TOLERANCE N; WITH HOLDING BRAKE DEGREE OF PROTECTION IP65 FLANGE ON DRIVE END IP67 | 2576 | TEM | 1 | MC | 4.002 | 1
1FK70345AK711HB3 | SIMOTICS S SYNCHRONOUS SERVOMOTOR 1FK7 COMPACT, 1.6 NM, 100 K, 6000 RPM, 0,63KW NATURAL COOLING, POWER/SIGNAL CONNECTORS CONNECTOR CAN BE ROTATED BY 270 DEG. ABSOLUTE ENCODER 512 S/R (ENCODER A-512); PERFORMANCE REDUCTION BY 10% DUE TO ABSOLUTE ENCODER; SHAFT WITH FITTED KEY, TOLERANCE N; WITH HOLDING BRAKE DEGREE OF PROTECTION IP64; PAINT FINISH RAL7016 | 2523 | TEM | 1 | MC | 4.002 | 1
1FK70345AK711HB5 | SIMOTICS S SYNCHRONOUS SERVOMOTOR 1FK7 COMPACT, 1.6 NM, 100 K, 6000 RPM, 0,63KW NATURAL COOLING, POWER/SIGNAL CONNECTORS CONNECTOR CAN BE ROTATED BY 270 DEG. ABSOLUTE ENCODER 512 S/R (ENCODER A-512); PERFORMANCE REDUCTION BY 10% DUE TO ABSOLUTE ENCODER; SHAFT WITH FITTED KEY, TOLERANCE N; WITH HOLDING BRAKE DEGREE OF PROTECTION IP65 AS FLANGE IP67; PAINT FINISH RAL7016 | 2625 | TEM | 1 | MC | 4.002 | 1
1FK70345AK711HB8 | SIMOTICS S SYNCHRONOUS SERVOMOTOR 1FK7 COMPACT, 1.6 NM, 100 K, 6000 RPM, 0,63KW NATURAL COOLING, POWER/SIGNAL CONNECTORS CONNECTOR CAN BE ROTATED BY 270 DEG. ABSOLUTE ENCODER 512 S/R (ENCODER A-512); PERFORMANCE REDUCTION BY 10% DUE TO ABSOLUTE ENCODER; SHAFT WITH FITTED KEY, TOLERANCE N; WITH HOLDING BRAKE DEGREE OF PROTECTION IP65 IP67 D-END FLANGE; RAL7016 COATING; METALLIC RATING PLATE AT MOTOR | 2734 | TEM | 1 | MC | 4.002 | 1
1FK70345AK711HG0 | SIMOTICS S SYNCHRONOUS SERVOMOTOR 1FK7 COMPACT, 1.6 NM, 100 K, 6000 RPM, 0,63KW NATURAL COOLING, POWER/SIGNAL CONNECTORS CONNECTOR CAN BE ROTATED BY 270 DEG. ABSOLUTE ENCODER 512 S/R (ENCODER A-512); PERFORMANCE REDUCTION BY 10% DUE TO ABSOLUTE ENCODER; PLAIN SHAFT, TOLERANCE N; W/O HOLDING BRAKE DEGREE OF PROTECTION IP64 | 2143 | TEM | 1 | MC | 3.703 | 1
1FK70345AK711HG2 | SIMOTICS S SYNCHRONOUS SERVOMOTOR 1FK7 COMPACT, 1.6 NM, 100 K, 6000 RPM, 0,63KW NATURAL COOLING, POWER/SIGNAL CONNECTORS CONNECTOR CAN BE ROTATED BY 270 DEG. ABSOLUTE ENCODER 512 S/R (ENCODER A-512); PERFORMANCE REDUCTION BY 10% DUE TO ABSOLUTE ENCODER; PLAIN SHAFT, TOLERANCE N; W/O HOLDING BRAKE DEGREE OF PROTECTION IP65 FLANGE ON DRIVE END IP67 | 2244 | TEM | 1 | MC | 3.703 | 1
1FK70345AK711HG3 | SIMOTICS S SYNCHRONOUS SERVOMOTOR 1FK7 COMPACT, 1.6 NM, 100 K, 6000 RPM, 0,63KW NATURAL COOLING, POWER/SIGNAL CONNECTORS CONNECTOR CAN BE ROTATED BY 270 DEG. ABSOLUTE ENCODER 512 S/R (ENCODER A-512); PERFORMANCE REDUCTION BY 10% DUE TO ABSOLUTE ENCODER; PLAIN SHAFT, TOLERANCE N; W/O HOLDING BRAKE DEGREE OF PROTECTION IP64; PAINT FINISH RAL7016 | 2192 | TEM | 1 | MC | 3.703 | 1
1FK70345AK711HG5 | SIMOTICS S SYNCHRONOUS SERVOMOTOR 1FK7 COMPACT, 1.6 NM, 100 K, 6000 RPM, 0,63KW NATURAL COOLING, POWER/SIGNAL CONNECTORS CONNECTOR CAN BE ROTATED BY 270 DEG. ABSOLUTE ENCODER 512 S/R (ENCODER A-512); PERFORMANCE REDUCTION BY 10% DUE TO ABSOLUTE ENCODER; PLAIN SHAFT, TOLERANCE N; W/O HOLDING BRAKE DEGREE OF PROTECTION IP65 AS FLANGE IP67; PAINT FINISH RAL7016 | 2294 | TEM | 1 | MC | 3.703 | 1
1FK70345AK711HG8 | SIMOTICS S SYNCHRONOUS SERVOMOTOR 1FK7 COMPACT, 1.6 NM, 100 K, 6000 RPM, 0,63KW NATURAL COOLING, POWER/SIGNAL CONNECTORS CONNECTOR CAN BE ROTATED BY 270 DEG. ABSOLUTE ENCODER 512 S/R (ENCODER A-512); PERFORMANCE REDUCTION BY 10% DUE TO ABSOLUTE ENCODER; PLAIN SHAFT, TOLERANCE N; W/O HOLDING BRAKE DEGREE OF PROTECTION IP65 IP67 D-END FLANGE; RAL7016 COATING; METALLIC RATING PLATE AT MOTOR | 2402 | TEM | 1 | MC | 3.703 | 1
1FK70345AK711HH0 | SIMOTICS S SYNCHRONOUS SERVOMOTOR 1FK7 COMPACT, 1.6 NM, 100 K, 6000 RPM, 0,63KW NATURAL COOLING, POWER/SIGNAL CONNECTORS CONNECTOR CAN BE ROTATED BY 270 DEG. ABSOLUTE ENCODER 512 S/R (ENCODER A-512); PERFORMANCE REDUCTION BY 10% DUE TO ABSOLUTE ENCODER; PLAIN SHAFT, TOLERANCE N; WITH HOLDING BRAKE DEGREE OF PROTECTION IP64 | 2378 | TEM | 1 | MC | 4.002 | 1
1FK70345AK711HH2 | SIMOTICS S SYNCHRONOUS SERVOMOTOR 1FK7 COMPACT, 1.6 NM, 100 K, 6000 RPM, 0,63KW NATURAL COOLING, POWER/SIGNAL CONNECTORS CONNECTOR CAN BE ROTATED BY 270 DEG. ABSOLUTE ENCODER 512 S/R (ENCODER A-512); PERFORMANCE REDUCTION BY 10% DUE TO ABSOLUTE ENCODER; PLAIN SHAFT, TOLERANCE N; WITH HOLDING BRAKE DEGREE OF PROTECTION IP65 FLANGE ON DRIVE END IP67 | 2479 | TEM | 1 | MC | 4.002 | 1
1FK70345AK711HH3 | SIMOTICS S SYNCHRONOUS SERVOMOTOR 1FK7 COMPACT, 1.6 NM, 100 K, 6000 RPM, 0,63KW NATURAL COOLING, POWER/SIGNAL CONNECTORS CONNECTOR CAN BE ROTATED BY 270 DEG. ABSOLUTE ENCODER 512 S/R (ENCODER A-512); PERFORMANCE REDUCTION BY 10% DUE TO ABSOLUTE ENCODER; PLAIN SHAFT, TOLERANCE N; WITH HOLDING BRAKE DEGREE OF PROTECTION IP64; PAINT FINISH RAL7016 | 2427 | TEM | 1 | MC | 4.002 | 1
1FK70345AK711HH5 | SIMOTICS S SYNCHRONOUS SERVOMOTOR 1FK7 COMPACT, 1.6 NM, 100 K, 6000 RPM, 0,63KW NATURAL COOLING, POWER/SIGNAL CONNECTORS CONNECTOR CAN BE ROTATED BY 270 DEG. ABSOLUTE ENCODER 512 S/R (ENCODER A-512); PERFORMANCE REDUCTION BY 10% DUE TO ABSOLUTE ENCODER; PLAIN SHAFT, TOLERANCE N; WITH HOLDING BRAKE DEGREE OF PROTECTION IP65 AS FLANGE IP67; PAINT FINISH RAL7016 | 2529 | TEM | 1 | MC | 4.002 | 1
1FK70345AK711HH8 | SIMOTICS S SYNCHRONOUS SERVOMOTOR 1FK7 COMPACT, 1.6 NM, 100 K, 6000 RPM, 0,63KW NATURAL COOLING, POWER/SIGNAL CONNECTORS CONNECTOR CAN BE ROTATED BY 270 DEG. ABSOLUTE ENCODER 512 S/R (ENCODER A-512); PERFORMANCE REDUCTION BY 10% DUE TO ABSOLUTE ENCODER; PLAIN SHAFT, TOLERANCE N; WITH HOLDING BRAKE DEGREE OF PROTECTION IP65 IP67 D-END FLANGE; RAL7016 COATING; METALLIC RATING PLATE AT MOTOR | 2637 | TEM | 1 | MC | 4.002 | 1
1FK70345AK711JA0 | SIMOTICS S SYNCHRONOUS SERVOMOTOR 1FK7 COMPACT, 1.6 NM, 100 K, 6000 RPM, 0,63KW NATURAL COOLING, POWER/SIGNAL CONNECTORS CONNECTOR CAN BE ROTATED BY 270 DEG. ABSOLUTE ENCODER 16 S/R (ENCODER A-16); PERFORMANCE REDUCTION BY 10% DUE TO ABSOLUTE ENCODER; SHAFT WITH FITTED KEY, TOLERANCE N; W/O HOLDING BRAKE DEGREE OF PROTECTION IP64 | 1674 | TEM | 1 | MC | 3.703 | 1
1FK70345AK711JA2 | SIMOTICS S SYNCHRONOUS SERVOMOTOR 1FK7 COMPACT, 1.6 NM, 100 K, 6000 RPM, 0,63KW NATURAL COOLING, POWER/SIGNAL CONNECTORS CONNECTOR CAN BE ROTATED BY 270 DEG. ABSOLUTE ENCODER 16 S/R (ENCODER A-16); PERFORMANCE REDUCTION BY 10% DUE TO ABSOLUTE ENCODER; SHAFT WITH FITTED KEY, TOLERANCE N; W/O HOLDING BRAKE DEGREE OF PROTECTION IP65 FLANGE ON DRIVE END IP67 | 1775 | TEM | 1 | MC | 3.703 | 1
1FK70345AK711JA3 | SIMOTICS S SYNCHRONOUS SERVOMOTOR 1FK7 COMPACT, 1.6 NM, 100 K, 6000 RPM, 0,63KW NATURAL COOLING, POWER/SIGNAL CONNECTORS CONNECTOR CAN BE ROTATED BY 270 DEG. ABSOLUTE ENCODER 16 S/R (ENCODER A-16); PERFORMANCE REDUCTION BY 10% DUE TO ABSOLUTE ENCODER; SHAFT WITH FITTED KEY, TOLERANCE N; W/O HOLDING BRAKE DEGREE OF PROTECTION IP64; PAINT FINISH RAL7016 | 1723 | TEM | 1 | MC | 3.703 | 1
1FK70345AK711JA5 | SIMOTICS S SYNCHRONOUS SERVOMOTOR 1FK7 COMPACT, 1.6 NM, 100 K, 6000 RPM, 0,63KW NATURAL COOLING, POWER/SIGNAL CONNECTORS CONNECTOR CAN BE ROTATED BY 270 DEG. ABSOLUTE ENCODER 16 S/R (ENCODER A-16); PERFORMANCE REDUCTION BY 10% DUE TO ABSOLUTE ENCODER; SHAFT WITH FITTED KEY, TOLERANCE N; W/O HOLDING BRAKE DEGREE OF PROTECTION IP65 AS FLANGE IP67; PAINT FINISH RAL7016 | 1824 | TEM | 1 | MC | 3.703 | 1
1FK70345AK711JA8 | SIMOTICS S SYNCHRONOUS SERVOMOTOR 1FK7 COMPACT, 1.6 NM, 100 K, 6000 RPM, 0,63KW NATURAL COOLING, POWER/SIGNAL CONNECTORS CONNECTOR CAN BE ROTATED BY 270 DEG. ABSOLUTE ENCODER 16 S/R (ENCODER A-16); PERFORMANCE REDUCTION BY 10% DUE TO ABSOLUTE ENCODER; SHAFT WITH FITTED KEY, TOLERANCE N; W/O HOLDING BRAKE DEGREE OF PROTECTION IP65 IP67 D-END FLANGE; RAL7016 COATING; METALLIC RATING PLATE AT MOTOR | 1933 | TEM | 1 | MC | 3.703 | 1
1FK70345AK711JB0 | SIMOTICS S SYNCHRONOUS SERVOMOTOR 1FK7 COMPACT, 1.6 NM, 100 K, 6000 RPM, 0,63KW NATURAL COOLING, POWER/SIGNAL CONNECTORS CONNECTOR CAN BE ROTATED BY 270 DEG. ABSOLUTE ENCODER 16 S/R (ENCODER A-16); PERFORMANCE REDUCTION BY 10% DUE TO ABSOLUTE ENCODER; SHAFT WITH FITTED KEY, TOLERANCE N; WITH HOLDING BRAKE DEGREE OF PROTECTION IP64 | 1911 | TEM | 1 | MC | 4.002 | 1
1FK70345AK711JB2 | SIMOTICS S SYNCHRONOUS SERVOMOTOR 1FK7 COMPACT, 1.6 NM, 100 K, 6000 RPM, 0,63KW NATURAL COOLING, POWER/SIGNAL CONNECTORS CONNECTOR CAN BE ROTATED BY 270 DEG. ABSOLUTE ENCODER 16 S/R (ENCODER A-16); PERFORMANCE REDUCTION BY 10% DUE TO ABSOLUTE ENCODER; SHAFT WITH FITTED KEY, TOLERANCE N; WITH HOLDING BRAKE DEGREE OF PROTECTION IP65 FLANGE ON DRIVE END IP67 | 2013 | TEM | 1 | MC | 4.002 | 1
1FK70345AK711JB3 | SIMOTICS S SYNCHRONOUS SERVOMOTOR 1FK7 COMPACT, 1.6 NM, 100 K, 6000 RPM, 0,63KW NATURAL COOLING, POWER/SIGNAL CONNECTORS CONNECTOR CAN BE ROTATED BY 270 DEG. ABSOLUTE ENCODER 16 S/R (ENCODER A-16); PERFORMANCE REDUCTION BY 10% DUE TO ABSOLUTE ENCODER; SHAFT WITH FITTED KEY, TOLERANCE N; WITH HOLDING BRAKE DEGREE OF PROTECTION IP64; PAINT FINISH RAL7016 | 1961 | TEM | 1 | MC | 4.002 | 1
1FK70345AK711JB5 | SIMOTICS S SYNCHRONOUS SERVOMOTOR 1FK7 COMPACT, 1.6 NM, 100 K, 6000 RPM, 0,63KW NATURAL COOLING, POWER/SIGNAL CONNECTORS CONNECTOR CAN BE ROTATED BY 270 DEG. ABSOLUTE ENCODER 16 S/R (ENCODER A-16); PERFORMANCE REDUCTION BY 10% DUE TO ABSOLUTE ENCODER; SHAFT WITH FITTED KEY, TOLERANCE N; WITH HOLDING BRAKE DEGREE OF PROTECTION IP65 AS FLANGE IP67; PAINT FINISH RAL7016 | 2062 | TEM | 1 | MC | 4.002 | 1
1FK70345AK711JB8 | SIMOTICS S SYNCHRONOUS SERVOMOTOR 1FK7 COMPACT, 1.6 NM, 100 K, 6000 RPM, 0,63KW NATURAL COOLING, POWER/SIGNAL CONNECTORS CONNECTOR CAN BE ROTATED BY 270 DEG. ABSOLUTE ENCODER 16 S/R (ENCODER A-16); PERFORMANCE REDUCTION BY 10% DUE TO ABSOLUTE ENCODER; SHAFT WITH FITTED KEY, TOLERANCE N; WITH HOLDING BRAKE DEGREE OF PROTECTION IP65 IP67 D-END FLANGE; RAL7016 COATING; METALLIC RATING PLATE AT MOTOR | 2171 | TEM | 1 | MC | 4.002 | 1
1FK70345AK711JG0 | SIMOTICS S SYNCHRONOUS SERVOMOTOR 1FK7 COMPACT, 1.6 NM, 100 K, 6000 RPM, 0,63KW NATURAL COOLING, POWER/SIGNAL CONNECTORS CONNECTOR CAN BE ROTATED BY 270 DEG. ABSOLUTE ENCODER 16 S/R (ENCODER A-16); PERFORMANCE REDUCTION BY 10% DUE TO ABSOLUTE ENCODER; PLAIN SHAFT, TOLERANCE N; W/O HOLDING BRAKE DEGREE OF PROTECTION IP64 | 1580 | TEM | 1 | MC | 3.703 | 1
1FK70345AK711JG2 | SIMOTICS S SYNCHRONOUS SERVOMOTOR 1FK7 COMPACT, 1.6 NM, 100 K, 6000 RPM, 0,63KW NATURAL COOLING, POWER/SIGNAL CONNECTORS CONNECTOR CAN BE ROTATED BY 270 DEG. ABSOLUTE ENCODER 16 S/R (ENCODER A-16); PERFORMANCE REDUCTION BY 10% DUE TO ABSOLUTE ENCODER; PLAIN SHAFT, TOLERANCE N; W/O HOLDING BRAKE DEGREE OF PROTECTION IP65 FLANGE ON DRIVE END IP67 | 1682 | TEM | 1 | MC | 3.703 | 1
1FK70345AK711JG3 | SIMOTICS S SYNCHRONOUS SERVOMOTOR 1FK7 COMPACT, 1.6 NM, 100 K, 6000 RPM, 0,63KW NATURAL COOLING, POWER/SIGNAL CONNECTORS CONNECTOR CAN BE ROTATED BY 270 DEG. ABSOLUTE ENCODER 16 S/R (ENCODER A-16); PERFORMANCE REDUCTION BY 10% DUE TO ABSOLUTE ENCODER; PLAIN SHAFT, TOLERANCE N; W/O HOLDING BRAKE DEGREE OF PROTECTION IP64; PAINT FINISH RAL7016 | 1629 | TEM | 1 | MC | 3.703 | 1
1FK70345AK711JG5 | SIMOTICS S SYNCHRONOUS SERVOMOTOR 1FK7 COMPACT, 1.6 NM, 100 K, 6000 RPM, 0,63KW NATURAL COOLING, POWER/SIGNAL CONNECTORS CONNECTOR CAN BE ROTATED BY 270 DEG. ABSOLUTE ENCODER 16 S/R (ENCODER A-16); PERFORMANCE REDUCTION BY 10% DUE TO ABSOLUTE ENCODER; PLAIN SHAFT, TOLERANCE N; W/O HOLDING BRAKE DEGREE OF PROTECTION IP65 AS FLANGE IP67; PAINT FINISH RAL7016 | 1731 | TEM | 1 | MC | 3.703 | 1
1FK70345AK711JG8 | SIMOTICS S SYNCHRONOUS SERVOMOTOR 1FK7 COMPACT, 1.6 NM, 100 K, 6000 RPM, 0,63KW NATURAL COOLING, POWER/SIGNAL CONNECTORS CONNECTOR CAN BE ROTATED BY 270 DEG. ABSOLUTE ENCODER 16 S/R (ENCODER A-16); PERFORMANCE REDUCTION BY 10% DUE TO ABSOLUTE ENCODER; PLAIN SHAFT, TOLERANCE N; W/O HOLDING BRAKE DEGREE OF PROTECTION IP65 IP67 D-END FLANGE; RAL7016 COATING; METALLIC RATING PLATE AT MOTOR | 1839 | TEM | 1 | MC | 3.703 | 1
1FK70345AK711JH0 | SIMOTICS S SYNCHRONOUS SERVOMOTOR 1FK7 COMPACT, 1.6 NM, 100 K, 6000 RPM, 0,63KW NATURAL COOLING, POWER/SIGNAL CONNECTORS CONNECTOR CAN BE ROTATED BY 270 DEG. ABSOLUTE ENCODER 16 S/R (ENCODER A-16); PERFORMANCE REDUCTION BY 10% DUE TO ABSOLUTE ENCODER; PLAIN SHAFT, TOLERANCE N; WITH HOLDING BRAKE DEGREE OF PROTECTION IP64 | 1815 | TEM | 1 | MC | 4.002 | 1
1FK70345AK711JH2 | SIMOTICS S SYNCHRONOUS SERVOMOTOR 1FK7 COMPACT, 1.6 NM, 100 K, 6000 RPM, 0,63KW NATURAL COOLING, POWER/SIGNAL CONNECTORS CONNECTOR CAN BE ROTATED BY 270 DEG. ABSOLUTE ENCODER 16 S/R (ENCODER A-16); PERFORMANCE REDUCTION BY 10% DUE TO ABSOLUTE ENCODER; PLAIN SHAFT, TOLERANCE N; WITH HOLDING BRAKE DEGREE OF PROTECTION IP65 FLANGE ON DRIVE END IP67 | 1917 | TEM | 1 | MC | 4.002 | 1
1FK70345AK711JH3 | SIMOTICS S SYNCHRONOUS SERVOMOTOR 1FK7 COMPACT, 1.6 NM, 100 K, 6000 RPM, 0,63KW NATURAL COOLING, POWER/SIGNAL CONNECTORS CONNECTOR CAN BE ROTATED BY 270 DEG. ABSOLUTE ENCODER 16 S/R (ENCODER A-16); PERFORMANCE REDUCTION BY 10% DUE TO ABSOLUTE ENCODER; PLAIN SHAFT, TOLERANCE N; WITH HOLDING BRAKE DEGREE OF PROTECTION IP64; PAINT FINISH RAL7016 | 1864 | TEM | 1 | MC | 4.002 | 1
1FK70345AK711JH5 | SIMOTICS S SYNCHRONOUS SERVOMOTOR 1FK7 COMPACT, 1.6 NM, 100 K, 6000 RPM, 0,63KW NATURAL COOLING, POWER/SIGNAL CONNECTORS CONNECTOR CAN BE ROTATED BY 270 DEG. ABSOLUTE ENCODER 16 S/R (ENCODER A-16); PERFORMANCE REDUCTION BY 10% DUE TO ABSOLUTE ENCODER; PLAIN SHAFT, TOLERANCE N; WITH HOLDING BRAKE DEGREE OF PROTECTION IP65 AS FLANGE IP67; PAINT FINISH RAL7016 | 1966 | TEM | 1 | MC | 4.002 | 1
1FK70345AK711JH8 | SIMOTICS S SYNCHRONOUS SERVOMOTOR 1FK7 COMPACT, 1.6 NM, 100 K, 6000 RPM, 0,63KW NATURAL COOLING, POWER/SIGNAL CONNECTORS CONNECTOR CAN BE ROTATED BY 270 DEG. ABSOLUTE ENCODER 16 S/R (ENCODER A-16); PERFORMANCE REDUCTION BY 10% DUE TO ABSOLUTE ENCODER; PLAIN SHAFT, TOLERANCE N; WITH HOLDING BRAKE DEGREE OF PROTECTION IP65 IP67 D-END FLANGE; RAL7016 COATING; METALLIC RATING PLATE AT MOTOR | 2074 | TEM | 1 | MC | 4.002 | 1
1FK70345AK711LA0 | SIMOTICS S SYNCHRONOUS SERVOMOTOR 1FK7 COMPACT, 1.6 NM, 100 K, 6000 RPM, 0,63KW NATURAL COOLING, POWER/SIGNAL CONNECTORS CONNECTOR CAN BE ROTATED BY 270 DEG. ABSOLUTE ENCODER 512 S/R (ENCODER A-512) WITH DRIVE-CLIQ INTERFACE; PERFORMANCE REDUCTION BY 10% DUE TO ABSOLUTE ENCODER; SHAFT WITH FITTED KEY, TOLERANCE N; W/O HOLDING BRAKE DEGREE OF PROTECTION IP64 | 2496 | TEM | 1 | MC | 3.703 | 1
1FK70345AK711LA2 | SIMOTICS S SYNCHRONOUS SERVOMOTOR 1FK7 COMPACT, 1.6 NM, 100 K, 6000 RPM, 0,63KW NATURAL COOLING, POWER/SIGNAL CONNECTORS CONNECTOR CAN BE ROTATED BY 270 DEG. ABSOLUTE ENCODER 512 S/R (ENCODER A-512) WITH DRIVE-CLIQ INTERFACE; PERFORMANCE REDUCTION BY 10% DUE TO ABSOLUTE ENCODER; SHAFT WITH FITTED KEY, TOLERANCE N; W/O HOLDING BRAKE DEGREE OF PROTECTION IP65 FLANGE ON DRIVE END IP67 | 2597 | TEM | 1 | MC | 3.703 | 1
1FK70345AK711LA3 | SIMOTICS S SYNCHRONOUS SERVOMOTOR 1FK7 COMPACT, 1.6 NM, 100 K, 6000 RPM, 0,63KW NATURAL COOLING, POWER/SIGNAL CONNECTORS CONNECTOR CAN BE ROTATED BY 270 DEG. ABSOLUTE ENCODER 512 S/R (ENCODER A-512) WITH DRIVE-CLIQ INTERFACE; PERFORMANCE REDUCTION BY 10% DUE TO ABSOLUTE ENCODER; SHAFT WITH FITTED KEY, TOLERANCE N; W/O HOLDING BRAKE DEGREE OF PROTECTION IP64; PAINT FINISH RAL7016 | 2545 | TEM | 1 | MC | 3.703 | 1
1FK70345AK711LA5 | SIMOTICS S SYNCHRONOUS SERVOMOTOR 1FK7 COMPACT, 1.6 NM, 100 K, 6000 RPM, 0,63KW NATURAL COOLING, POWER/SIGNAL CONNECTORS CONNECTOR CAN BE ROTATED BY 270 DEG. ABSOLUTE ENCODER 512 S/R (ENCODER A-512) WITH DRIVE-CLIQ INTERFACE; PERFORMANCE REDUCTION BY 10% DUE TO ABSOLUTE ENCODER; SHAFT WITH FITTED KEY, TOLERANCE N; W/O HOLDING BRAKE DEGREE OF PROTECTION IP65 AS FLANGE IP67; PAINT FINISH RAL7016 | 2647 | TEM | 1 | MC | 3.703 | 1
1FK70345AK711LA8 | SIMOTICS S SYNCHRONOUS SERVOMOTOR 1FK7 COMPACT, 1.6 NM, 100 K, 6000 RPM, 0,63KW NATURAL COOLING, POWER/SIGNAL CONNECTORS CONNECTOR CAN BE ROTATED BY 270 DEG. ABSOLUTE ENCODER 512 S/R (ENCODER A-512) WITH DRIVE-CLIQ INTERFACE; PERFORMANCE REDUCTION BY 10% DUE TO ABSOLUTE ENCODER; SHAFT WITH FITTED KEY, TOLERANCE N; W/O HOLDING BRAKE DEGREE OF PROTECTION IP65 IP67 D-END FLANGE; RAL7016 COATING; METALLIC RATING PLATE AT MOTOR | 2755 | TEM | 1 | MC | 3.703 | 1
1FK70345AK711LB0 | SIMOTICS S SYNCHRONOUS SERVOMOTOR 1FK7 COMPACT, 1.6 NM, 100 K, 6000 RPM, 0,63KW NATURAL COOLING, POWER/SIGNAL CONNECTORS CONNECTOR CAN BE ROTATED BY 270 DEG. ABSOLUTE ENCODER 512 S/R (ENCODER A-512) WITH DRIVE-CLIQ INTERFACE; PERFORMANCE REDUCTION BY 10% DUE TO ABSOLUTE ENCODER; SHAFT WITH FITTED KEY, TOLERANCE N; WITH HOLDING BRAKE DEGREE OF PROTECTION IP64 | 2734 | TEM | 1 | MC | 4.002 | 1
1FK70345AK711LB2 | SIMOTICS S SYNCHRONOUS SERVOMOTOR 1FK7 COMPACT, 1.6 NM, 100 K, 6000 RPM, 0,63KW NATURAL COOLING, POWER/SIGNAL CONNECTORS CONNECTOR CAN BE ROTATED BY 270 DEG. ABSOLUTE ENCODER 512 S/R (ENCODER A-512) WITH DRIVE-CLIQ INTERFACE; PERFORMANCE REDUCTION BY 10% DUE TO ABSOLUTE ENCODER; SHAFT WITH FITTED KEY, TOLERANCE N; WITH HOLDING BRAKE DEGREE OF PROTECTION IP65 FLANGE ON DRIVE END IP67 | 2835 | TEM | 1 | MC | 4.002 | 1
1FK70345AK711LB3 | SIMOTICS S SYNCHRONOUS SERVOMOTOR 1FK7 COMPACT, 1.6 NM, 100 K, 6000 RPM, 0,63KW NATURAL COOLING, POWER/SIGNAL CONNECTORS CONNECTOR CAN BE ROTATED BY 270 DEG. ABSOLUTE ENCODER 512 S/R (ENCODER A-512) WITH DRIVE-CLIQ INTERFACE; PERFORMANCE REDUCTION BY 10% DUE TO ABSOLUTE ENCODER; SHAFT WITH FITTED KEY, TOLERANCE N; WITH HOLDING BRAKE DEGREE OF PROTECTION IP64; PAINT FINISH RAL7016 | 2783 | TEM | 1 | MC | 4.002 | 1
1FK70345AK711LB5 | SIMOTICS S SYNCHRONOUS SERVOMOTOR 1FK7 COMPACT, 1.6 NM, 100 K, 6000 RPM, 0,63KW NATURAL COOLING, POWER/SIGNAL CONNECTORS CONNECTOR CAN BE ROTATED BY 270 DEG. ABSOLUTE ENCODER 512 S/R (ENCODER A-512) WITH DRIVE-CLIQ INTERFACE; PERFORMANCE REDUCTION BY 10% DUE TO ABSOLUTE ENCODER; SHAFT WITH FITTED KEY, TOLERANCE N; WITH HOLDING BRAKE DEGREE OF PROTECTION IP65 AS FLANGE IP67; PAINT FINISH RAL7016 | 2884 | TEM | 1 | MC | 4.002 | 1
1FK70345AK711LB8 | SIMOTICS S SYNCHRONOUS SERVOMOTOR 1FK7 COMPACT, 1.6 NM, 100 K, 6000 RPM, 0,63KW NATURAL COOLING, POWER/SIGNAL CONNECTORS CONNECTOR CAN BE ROTATED BY 270 DEG. ABSOLUTE ENCODER 512 S/R (ENCODER A-512) WITH DRIVE-CLIQ INTERFACE; PERFORMANCE REDUCTION BY 10% DUE TO ABSOLUTE ENCODER; SHAFT WITH FITTED KEY, TOLERANCE N; WITH HOLDING BRAKE DEGREE OF PROTECTION IP65 IP67 D-END FLANGE; RAL7016 COATING; METALLIC RATING PLATE AT MOTOR | 2993 | TEM | 1 | MC | 4.002 | 1
1FK70345AK711LG0 | SIMOTICS S SYNCHRONOUS SERVOMOTOR 1FK7 COMPACT, 1.6 NM, 100 K, 6000 RPM, 0,63KW NATURAL COOLING, POWER/SIGNAL CONNECTORS CONNECTOR CAN BE ROTATED BY 270 DEG. ABSOLUTE ENCODER 512 S/R (ENCODER A-512) WITH DRIVE-CLIQ INTERFACE; PERFORMANCE REDUCTION BY 10% DUE TO ABSOLUTE ENCODER; PLAIN SHAFT, TOLERANCE N; W/O HOLDING BRAKE DEGREE OF PROTECTION IP64 | 2402 | TEM | 1 | MC | 3.703 | 1
1FK70345AK711LG2 | SIMOTICS S SYNCHRONOUS SERVOMOTOR 1FK7 COMPACT, 1.6 NM, 100 K, 6000 RPM, 0,63KW NATURAL COOLING, POWER/SIGNAL CONNECTORS CONNECTOR CAN BE ROTATED BY 270 DEG. ABSOLUTE ENCODER 512 S/R (ENCODER A-512) WITH DRIVE-CLIQ INTERFACE; PERFORMANCE REDUCTION BY 10% DUE TO ABSOLUTE ENCODER; PLAIN SHAFT, TOLERANCE N; W/O HOLDING BRAKE DEGREE OF PROTECTION IP65 FLANGE ON DRIVE END IP67 | 2504 | TEM | 1 | MC | 3.703 | 1
1FK70345AK711LG3 | SIMOTICS S SYNCHRONOUS SERVOMOTOR 1FK7 COMPACT, 1.6 NM, 100 K, 6000 RPM, 0,63KW NATURAL COOLING, POWER/SIGNAL CONNECTORS CONNECTOR CAN BE ROTATED BY 270 DEG. ABSOLUTE ENCODER 512 S/R (ENCODER A-512) WITH DRIVE-CLIQ INTERFACE; PERFORMANCE REDUCTION BY 10% DUE TO ABSOLUTE ENCODER; PLAIN SHAFT, TOLERANCE N; W/O HOLDING BRAKE DEGREE OF PROTECTION IP64; PAINT FINISH RAL7016 | 2451 | TEM | 1 | MC | 3.703 | 1
1FK70345AK711LG5 | SIMOTICS S SYNCHRONOUS SERVOMOTOR 1FK7 COMPACT, 1.6 NM, 100 K, 6000 RPM, 0,63KW NATURAL COOLING, POWER/SIGNAL CONNECTORS CONNECTOR CAN BE ROTATED BY 270 DEG. ABSOLUTE ENCODER 512 S/R (ENCODER A-512) WITH DRIVE-CLIQ INTERFACE; PERFORMANCE REDUCTION BY 10% DUE TO ABSOLUTE ENCODER; PLAIN SHAFT, TOLERANCE N; W/O HOLDING BRAKE DEGREE OF PROTECTION IP65 AS FLANGE IP67; PAINT FINISH RAL7016 | 2553 | TEM | 1 | MC | 3.703 | 1
1FK70345AK711LG8 | SIMOTICS S SYNCHRONOUS SERVOMOTOR 1FK7 COMPACT, 1.6 NM, 100 K, 6000 RPM, 0,63KW NATURAL COOLING, POWER/SIGNAL CONNECTORS CONNECTOR CAN BE ROTATED BY 270 DEG. ABSOLUTE ENCODER 512 S/R (ENCODER A-512) WITH DRIVE-CLIQ INTERFACE; PERFORMANCE REDUCTION BY 10% DUE TO ABSOLUTE ENCODER; PLAIN SHAFT, TOLERANCE N; W/O HOLDING BRAKE DEGREE OF PROTECTION IP65 IP67 D-END FLANGE; RAL7016 COATING; METALLIC RATING PLATE AT MOTOR | 2662 | TEM | 1 | MC | 3.703 | 1
1FK70345AK711LH0 | SIMOTICS S SYNCHRONOUS SERVOMOTOR 1FK7 COMPACT, 1.6 NM, 100 K, 6000 RPM, 0,63KW NATURAL COOLING, POWER/SIGNAL CONNECTORS CONNECTOR CAN BE ROTATED BY 270 DEG. ABSOLUTE ENCODER 512 S/R (ENCODER A-512) WITH DRIVE-CLIQ INTERFACE; PERFORMANCE REDUCTION BY 10% DUE TO ABSOLUTE ENCODER; PLAIN SHAFT, TOLERANCE N; WITH HOLDING BRAKE DEGREE OF PROTECTION IP64 | 2637 | TEM | 1 | MC | 4.002 | 1
1FK70345AK711LH2 | SIMOTICS S SYNCHRONOUS SERVOMOTOR 1FK7 COMPACT, 1.6 NM, 100 K, 6000 RPM, 0,63KW NATURAL COOLING, POWER/SIGNAL CONNECTORS CONNECTOR CAN BE ROTATED BY 270 DEG. ABSOLUTE ENCODER 512 S/R (ENCODER A-512) WITH DRIVE-CLIQ INTERFACE; PERFORMANCE REDUCTION BY 10% DUE TO ABSOLUTE ENCODER; PLAIN SHAFT, TOLERANCE N; WITH HOLDING BRAKE DEGREE OF PROTECTION IP65 FLANGE ON DRIVE END IP67 | 2739 | TEM | 1 | MC | 4.002 | 1
1FK70345AK711LH3 | SIMOTICS S SYNCHRONOUS SERVOMOTOR 1FK7 COMPACT, 1.6 NM, 100 K, 6000 RPM, 0,63KW NATURAL COOLING, POWER/SIGNAL CONNECTORS CONNECTOR CAN BE ROTATED BY 270 DEG. ABSOLUTE ENCODER 512 S/R (ENCODER A-512) WITH DRIVE-CLIQ INTERFACE; PERFORMANCE REDUCTION BY 10% DUE TO ABSOLUTE ENCODER; PLAIN SHAFT, TOLERANCE N; WITH HOLDING BRAKE DEGREE OF PROTECTION IP64; PAINT FINISH RAL7016 | 2687 | TEM | 1 | MC | 4.002 | 1
1FK70345AK711LH5 | SIMOTICS S SYNCHRONOUS SERVOMOTOR 1FK7 COMPACT, 1.6 NM, 100 K, 6000 RPM, 0,63KW NATURAL COOLING, POWER/SIGNAL CONNECTORS CONNECTOR CAN BE ROTATED BY 270 DEG. ABSOLUTE ENCODER 512 S/R (ENCODER A-512) WITH DRIVE-CLIQ INTERFACE; PERFORMANCE REDUCTION BY 10% DUE TO ABSOLUTE ENCODER; PLAIN SHAFT, TOLERANCE N; WITH HOLDING BRAKE DEGREE OF PROTECTION IP65 AS FLANGE IP67; PAINT FINISH RAL7016 | 2788 | TEM | 1 | MC | 4.002 | 1
1FK70345AK711LH8 | SIMOTICS S SYNCHRONOUS SERVOMOTOR 1FK7 COMPACT, 1.6 NM, 100 K, 6000 RPM, 0,63KW NATURAL COOLING, POWER/SIGNAL CONNECTORS CONNECTOR CAN BE ROTATED BY 270 DEG. ABSOLUTE ENCODER 512 S/R (ENCODER A-512) WITH DRIVE-CLIQ INTERFACE; PERFORMANCE REDUCTION BY 10% DUE TO ABSOLUTE ENCODER; PLAIN SHAFT, TOLERANCE N; WITH HOLDING BRAKE DEGREE OF PROTECTION IP65 IP67 D-END FLANGE; RAL7016 COATING; METALLIC RATING PLATE AT MOTOR | 2897 | TEM | 1 | MC | 4.002 | 1
1FK70345AK711PA0 | SIMOTICS S SYNCHRONOUS SERVOMOTOR 1FK7 COMPACT, 1.6 NM, 100 K, 6000 RPM, 0,63KW NATURAL COOLING, POWER/SIGNAL CONNECTORS CONNECTOR CAN BE ROTATED BY 270 DEG. RESOLVER 2-POLE (RESOLVER P=1) WITH DRIVE-CLIQ INTERFACE; SHAFT WITH FITTED KEY, TOLERANCE N; W/O HOLDING BRAKE DEGREE OF PROTECTION IP64 | 1458 | TEM | 1 | MC | 3.703 | 1
1FK70345AK711PA2 | SIMOTICS S SYNCHRONOUS SERVOMOTOR 1FK7 COMPACT, 1.6 NM, 100 K, 6000 RPM, 0,63KW NATURAL COOLING, POWER/SIGNAL CONNECTORS CONNECTOR CAN BE ROTATED BY 270 DEG. RESOLVER 2-POLE (RESOLVER P=1) WITH DRIVE-CLIQ INTERFACE; SHAFT WITH FITTED KEY, TOLERANCE N; W/O HOLDING BRAKE DEGREE OF PROTECTION IP65 FLANGE ON DRIVE END IP67 | 1560 | TEM | 1 | MC | 3.703 | 1
1FK70345AK711PA3 | SIMOTICS S SYNCHRONOUS SERVOMOTOR 1FK7 COMPACT, 1.6 NM, 100 K, 6000 RPM, 0,63KW NATURAL COOLING, POWER/SIGNAL CONNECTORS CONNECTOR CAN BE ROTATED BY 270 DEG. RESOLVER 2-POLE (RESOLVER P=1) WITH DRIVE-CLIQ INTERFACE; SHAFT WITH FITTED KEY, TOLERANCE N; W/O HOLDING BRAKE DEGREE OF PROTECTION IP64; PAINT FINISH RAL7016 | 1508 | TEM | 1 | MC | 3.703 | 1
1FK70345AK711PA5 | SIMOTICS S SYNCHRONOUS SERVOMOTOR 1FK7 COMPACT, 1.6 NM, 100 K, 6000 RPM, 0,63KW NATURAL COOLING, POWER/SIGNAL CONNECTORS CONNECTOR CAN BE ROTATED BY 270 DEG. RESOLVER 2-POLE (RESOLVER P=1) WITH DRIVE-CLIQ INTERFACE; SHAFT WITH FITTED KEY, TOLERANCE N; W/O HOLDING BRAKE DEGREE OF PROTECTION IP65 AS FLANGE IP67; PAINT FINISH RAL7016 | 1609 | TEM | 1 | MC | 3.703 | 1
1FK70345AK711PA8 | SIMOTICS S SYNCHRONOUS SERVOMOTOR 1FK7 COMPACT, 1.6 NM, 100 K, 6000 RPM, 0,63KW NATURAL COOLING, POWER/SIGNAL CONNECTORS CONNECTOR CAN BE ROTATED BY 270 DEG. RESOLVER 2-POLE (RESOLVER P=1) WITH DRIVE-CLIQ INTERFACE; SHAFT WITH FITTED KEY, TOLERANCE N; W/O HOLDING BRAKE DEGREE OF PROTECTION IP65 IP67 D-END FLANGE; RAL7016 COATING; METALLIC RATING PLATE AT MOTOR | 1718 | TEM | 1 | MC | 3.703 | 1
1FK70345AK711PB0 | SIMOTICS S SYNCHRONOUS SERVOMOTOR 1FK7 COMPACT, 1.6 NM, 100 K, 6000 RPM, 0,63KW NATURAL COOLING, POWER/SIGNAL CONNECTORS CONNECTOR CAN BE ROTATED BY 270 DEG. RESOLVER 2-POLE (RESOLVER P=1) WITH DRIVE-CLIQ INTERFACE; SHAFT WITH FITTED KEY, TOLERANCE N; WITH HOLDING BRAKE DEGREE OF PROTECTION IP64 | 1696 | TEM | 1 | MC | 4.002 | 1
1FK70345AK711PB2 | SIMOTICS S SYNCHRONOUS SERVOMOTOR 1FK7 COMPACT, 1.6 NM, 100 K, 6000 RPM, 0,63KW NATURAL COOLING, POWER/SIGNAL CONNECTORS CONNECTOR CAN BE ROTATED BY 270 DEG. RESOLVER 2-POLE (RESOLVER P=1) WITH DRIVE-CLIQ INTERFACE; SHAFT WITH FITTED KEY, TOLERANCE N; WITH HOLDING BRAKE DEGREE OF PROTECTION IP65 FLANGE ON DRIVE END IP67 | 1798 | TEM | 1 | MC | 4.002 | 1
1FK70345AK711PB3 | SIMOTICS S SYNCHRONOUS SERVOMOTOR 1FK7 COMPACT, 1.6 NM, 100 K, 6000 RPM, 0,63KW NATURAL COOLING, POWER/SIGNAL CONNECTORS CONNECTOR CAN BE ROTATED BY 270 DEG. RESOLVER 2-POLE (RESOLVER P=1) WITH DRIVE-CLIQ INTERFACE; SHAFT WITH FITTED KEY, TOLERANCE N; WITH HOLDING BRAKE DEGREE OF PROTECTION IP64; PAINT FINISH RAL7016 | 1745 | TEM | 1 | MC | 4.002 | 1
1FK70345AK711PB5 | SIMOTICS S SYNCHRONOUS SERVOMOTOR 1FK7 COMPACT, 1.6 NM, 100 K, 6000 RPM, 0,63KW NATURAL COOLING, POWER/SIGNAL CONNECTORS CONNECTOR CAN BE ROTATED BY 270 DEG. RESOLVER 2-POLE (RESOLVER P=1) WITH DRIVE-CLIQ INTERFACE; SHAFT WITH FITTED KEY, TOLERANCE N; WITH HOLDING BRAKE DEGREE OF PROTECTION IP65 AS FLANGE IP67; PAINT FINISH RAL7016 | 1847 | TEM | 1 | MC | 4.002 | 1
1FK70345AK711PB8 | SIMOTICS S SYNCHRONOUS SERVOMOTOR 1FK7 COMPACT, 1.6 NM, 100 K, 6000 RPM, 0,63KW NATURAL COOLING, POWER/SIGNAL CONNECTORS CONNECTOR CAN BE ROTATED BY 270 DEG. RESOLVER 2-POLE (RESOLVER P=1) WITH DRIVE-CLIQ INTERFACE; SHAFT WITH FITTED KEY, TOLERANCE N; WITH HOLDING BRAKE DEGREE OF PROTECTION IP65 IP67 D-END FLANGE; RAL7016 COATING; METALLIC RATING PLATE AT MOTOR | 1955 | TEM | 1 | MC | 4.002 | 1
1FK70345AK711PG0 | SIMOTICS S SYNCHRONOUS SERVOMOTOR 1FK7 COMPACT, 1.6 NM, 100 K, 6000 RPM, 0,63KW NATURAL COOLING, POWER/SIGNAL CONNECTORS CONNECTOR CAN BE ROTATED BY 270 DEG. RESOLVER 2-POLE (RESOLVER P=1) WITH DRIVE-CLIQ INTERFACE; PLAIN SHAFT, TOLERANCE N; W/O HOLDING BRAKE DEGREE OF PROTECTION IP64 | 1365 | TEM | 1 | MC | 3.703 | 1
1FK70345AK711PG2 | SIMOTICS S SYNCHRONOUS SERVOMOTOR 1FK7 COMPACT, 1.6 NM, 100 K, 6000 RPM, 0,63KW NATURAL COOLING, POWER/SIGNAL CONNECTORS CONNECTOR CAN BE ROTATED BY 270 DEG. RESOLVER 2-POLE (RESOLVER P=1) WITH DRIVE-CLIQ INTERFACE; PLAIN SHAFT, TOLERANCE N; W/O HOLDING BRAKE DEGREE OF PROTECTION IP65 FLANGE ON DRIVE END IP67 | 1466 | TEM | 1 | MC | 3.703 | 1
1FK70345AK711PG3 | SIMOTICS S SYNCHRONOUS SERVOMOTOR 1FK7 COMPACT, 1.6 NM, 100 K, 6000 RPM, 0,63KW NATURAL COOLING, POWER/SIGNAL CONNECTORS CONNECTOR CAN BE ROTATED BY 270 DEG. RESOLVER 2-POLE (RESOLVER P=1) WITH DRIVE-CLIQ INTERFACE; PLAIN SHAFT, TOLERANCE N; W/O HOLDING BRAKE DEGREE OF PROTECTION IP64; PAINT FINISH RAL7016 | 1414 | TEM | 1 | MC | 3.703 | 1
1FK70345AK711PG5 | SIMOTICS S SYNCHRONOUS SERVOMOTOR 1FK7 COMPACT, 1.6 NM, 100 K, 6000 RPM, 0,63KW NATURAL COOLING, POWER/SIGNAL CONNECTORS CONNECTOR CAN BE ROTATED BY 270 DEG. RESOLVER 2-POLE (RESOLVER P=1) WITH DRIVE-CLIQ INTERFACE; PLAIN SHAFT, TOLERANCE N; W/O HOLDING BRAKE DEGREE OF PROTECTION IP65 AS FLANGE IP67; PAINT FINISH RAL7016 | 1515 | TEM | 1 | MC | 3.703 | 1
1FK70345AK711PG8 | SIMOTICS S SYNCHRONOUS SERVOMOTOR 1FK7 COMPACT, 1.6 NM, 100 K, 6000 RPM, 0,63KW NATURAL COOLING, POWER/SIGNAL CONNECTORS CONNECTOR CAN BE ROTATED BY 270 DEG. RESOLVER 2-POLE (RESOLVER P=1) WITH DRIVE-CLIQ INTERFACE; PLAIN SHAFT, TOLERANCE N; W/O HOLDING BRAKE DEGREE OF PROTECTION IP65 IP67 D-END FLANGE; RAL7016 COATING; METALLIC RATING PLATE AT MOTOR | 1624 | TEM | 1 | MC | 3.703 | 1
1FK70345AK711PH0 | SIMOTICS S SYNCHRONOUS SERVOMOTOR 1FK7 COMPACT, 1.6 NM, 100 K, 6000 RPM, 0,63KW NATURAL COOLING, POWER/SIGNAL CONNECTORS CONNECTOR CAN BE ROTATED BY 270 DEG. RESOLVER 2-POLE (RESOLVER P=1) WITH DRIVE-CLIQ INTERFACE; PLAIN SHAFT, TOLERANCE N; WITH HOLDING BRAKE DEGREE OF PROTECTION IP64 | 1600 | TEM | 1 | MC | 4.002 | 1
1FK70345AK711PH2 | SIMOTICS S SYNCHRONOUS SERVOMOTOR 1FK7 COMPACT, 1.6 NM, 100 K, 6000 RPM, 0,63KW NATURAL COOLING, POWER/SIGNAL CONNECTORS CONNECTOR CAN BE ROTATED BY 270 DEG. RESOLVER 2-POLE (RESOLVER P=1) WITH DRIVE-CLIQ INTERFACE; PLAIN SHAFT, TOLERANCE N; WITH HOLDING BRAKE DEGREE OF PROTECTION IP65 FLANGE ON DRIVE END IP67 | 1701 | TEM | 1 | MC | 4.002 | 1
1FK70345AK711PH3 | SIMOTICS S SYNCHRONOUS SERVOMOTOR 1FK7 COMPACT, 1.6 NM, 100 K, 6000 RPM, 0,63KW NATURAL COOLING, POWER/SIGNAL CONNECTORS CONNECTOR CAN BE ROTATED BY 270 DEG. RESOLVER 2-POLE (RESOLVER P=1) WITH DRIVE-CLIQ INTERFACE; PLAIN SHAFT, TOLERANCE N; WITH HOLDING BRAKE DEGREE OF PROTECTION IP64; PAINT FINISH RAL7016 | 1649 | TEM | 1 | MC | 4.002 | 1
1FK70345AK711PH5 | SIMOTICS S SYNCHRONOUS SERVOMOTOR 1FK7 COMPACT, 1.6 NM, 100 K, 6000 RPM, 0,63KW NATURAL COOLING, POWER/SIGNAL CONNECTORS CONNECTOR CAN BE ROTATED BY 270 DEG. RESOLVER 2-POLE (RESOLVER P=1) WITH DRIVE-CLIQ INTERFACE; PLAIN SHAFT, TOLERANCE N; WITH HOLDING BRAKE DEGREE OF PROTECTION IP65 AS FLANGE IP67; PAINT FINISH RAL7016 | 1751 | TEM | 1 | MC | 4.002 | 1
1FK70345AK711PH8 | SIMOTICS S SYNCHRONOUS SERVOMOTOR 1FK7 COMPACT, 1.6 NM, 100 K, 6000 RPM, 0,63KW NATURAL COOLING, POWER/SIGNAL CONNECTORS CONNECTOR CAN BE ROTATED BY 270 DEG. RESOLVER 2-POLE (RESOLVER P=1) WITH DRIVE-CLIQ INTERFACE; PLAIN SHAFT, TOLERANCE N; WITH HOLDING BRAKE DEGREE OF PROTECTION IP65 IP67 D-END FLANGE; RAL7016 COATING; METALLIC RATING PLATE AT MOTOR | 1859 | TEM | 1 | MC | 4.002 | 1
1FK70345AK711SA0 | SIMOTICS S SYNCHRONOUS SERVOMOTOR 1FK7 COMPACT, 1.6 NM, 100 K, 6000 RPM, 0,63KW NATURAL COOLING, POWER/SIGNAL CONNECTORS CONNECTOR CAN BE ROTATED BY 270 DEG. RESOLVER MULTI-POLE (RESOLVER P=3); SHAFT WITH FITTED KEY, TOLERANCE N; W/O HOLDING BRAKE DEGREE OF PROTECTION IP64 | 1197 | TEM | 1 | MC | 3.703 | 1
1FK70345AK711SA2 | SIMOTICS S SYNCHRONOUS SERVOMOTOR 1FK7 COMPACT, 1.6 NM, 100 K, 6000 RPM, 0,63KW NATURAL COOLING, POWER/SIGNAL CONNECTORS CONNECTOR CAN BE ROTATED BY 270 DEG. RESOLVER MULTI-POLE (RESOLVER P=3); SHAFT WITH FITTED KEY, TOLERANCE N; W/O HOLDING BRAKE DEGREE OF PROTECTION IP65 FLANGE ON DRIVE END IP67 | 1298 | TEM | 1 | MC | 3.703 | 1
1FK70345AK711SA3 | SIMOTICS S SYNCHRONOUS SERVOMOTOR 1FK7 COMPACT, 1.6 NM, 100 K, 6000 RPM, 0,63KW NATURAL COOLING, POWER/SIGNAL CONNECTORS CONNECTOR CAN BE ROTATED BY 270 DEG. RESOLVER MULTI-POLE (RESOLVER P=3); SHAFT WITH FITTED KEY, TOLERANCE N; W/O HOLDING BRAKE DEGREE OF PROTECTION IP64; PAINT FINISH RAL7016 | 1246 | TEM | 1 | MC | 3.703 | 1
1FK70345AK711SA5 | SIMOTICS S SYNCHRONOUS SERVOMOTOR 1FK7 COMPACT, 1.6 NM, 100 K, 6000 RPM, 0,63KW NATURAL COOLING, POWER/SIGNAL CONNECTORS CONNECTOR CAN BE ROTATED BY 270 DEG. RESOLVER MULTI-POLE (RESOLVER P=3); SHAFT WITH FITTED KEY, TOLERANCE N; W/O HOLDING BRAKE DEGREE OF PROTECTION IP65 AS FLANGE IP67; PAINT FINISH RAL7016 | 1347 | TEM | 1 | MC | 3.703 | 1
1FK70345AK711SA8 | SIMOTICS S SYNCHRONOUS SERVOMOTOR 1FK7 COMPACT, 1.6 NM, 100 K, 6000 RPM, 0,63KW NATURAL COOLING, POWER/SIGNAL CONNECTORS CONNECTOR CAN BE ROTATED BY 270 DEG. RESOLVER MULTI-POLE (RESOLVER P=3); SHAFT WITH FITTED KEY, TOLERANCE N; W/O HOLDING BRAKE DEGREE OF PROTECTION IP65 IP67 D-END FLANGE; RAL7016 COATING; METALLIC RATING PLATE AT MOTOR | 1456 | TEM | 1 | MC | 3.703 | 1
1FK70345AK711SB0 | SIMOTICS S SYNCHRONOUS SERVOMOTOR 1FK7 COMPACT, 1.6 NM, 100 K, 6000 RPM, 0,63KW NATURAL COOLING, POWER/SIGNAL CONNECTORS CONNECTOR CAN BE ROTATED BY 270 DEG. RESOLVER MULTI-POLE (RESOLVER P=3); SHAFT WITH FITTED KEY, TOLERANCE N; WITH HOLDING BRAKE DEGREE OF PROTECTION IP64 | 1434 | TEM | 1 | MC | 4.002 | 1
1FK70345AK711SB2 | SIMOTICS S SYNCHRONOUS SERVOMOTOR 1FK7 COMPACT, 1.6 NM, 100 K, 6000 RPM, 0,63KW NATURAL COOLING, POWER/SIGNAL CONNECTORS CONNECTOR CAN BE ROTATED BY 270 DEG. RESOLVER MULTI-POLE (RESOLVER P=3); SHAFT WITH FITTED KEY, TOLERANCE N; WITH HOLDING BRAKE DEGREE OF PROTECTION IP65 FLANGE ON DRIVE END IP67 | 1536 | TEM | 1 | MC | 4.002 | 1
1FK70345AK711SB3 | SIMOTICS S SYNCHRONOUS SERVOMOTOR 1FK7 COMPACT, 1.6 NM, 100 K, 6000 RPM, 0,63KW NATURAL COOLING, POWER/SIGNAL CONNECTORS CONNECTOR CAN BE ROTATED BY 270 DEG. RESOLVER MULTI-POLE (RESOLVER P=3); SHAFT WITH FITTED KEY, TOLERANCE N; WITH HOLDING BRAKE DEGREE OF PROTECTION IP64; PAINT FINISH RAL7016 | 1483 | TEM | 1 | MC | 4.002 | 1
1FK70345AK711SB5 | SIMOTICS S SYNCHRONOUS SERVOMOTOR 1FK7 COMPACT, 1.6 NM, 100 K, 6000 RPM, 0,63KW NATURAL COOLING, POWER/SIGNAL CONNECTORS CONNECTOR CAN BE ROTATED BY 270 DEG. RESOLVER MULTI-POLE (RESOLVER P=3); SHAFT WITH FITTED KEY, TOLERANCE N; WITH HOLDING BRAKE DEGREE OF PROTECTION IP65 AS FLANGE IP67; PAINT FINISH RAL7016 | 1585 | TEM | 1 | MC | 4.002 | 1
1FK70345AK711SB8 | SIMOTICS S SYNCHRONOUS SERVOMOTOR 1FK7 COMPACT, 1.6 NM, 100 K, 6000 RPM, 0,63KW NATURAL COOLING, POWER/SIGNAL CONNECTORS CONNECTOR CAN BE ROTATED BY 270 DEG. RESOLVER MULTI-POLE (RESOLVER P=3); SHAFT WITH FITTED KEY, TOLERANCE N; WITH HOLDING BRAKE DEGREE OF PROTECTION IP65 IP67 D-END FLANGE; RAL7016 COATING; METALLIC RATING PLATE AT MOTOR | 1694 | TEM | 1 | MC | 4.002 | 1
1FK70345AK711SG0 | SIMOTICS S SYNCHRONOUS SERVOMOTOR 1FK7 COMPACT, 1.6 NM, 100 K, 6000 RPM, 0,63KW NATURAL COOLING, POWER/SIGNAL CONNECTORS CONNECTOR CAN BE ROTATED BY 270 DEG. RESOLVER MULTI-POLE (RESOLVER P=3); PLAIN SHAFT, TOLERANCE N; W/O HOLDING BRAKE DEGREE OF PROTECTION IP64 | 1103 | TEM | 1 | MC | 3.703 | 1
1FK70345AK711SG2 | SIMOTICS S SYNCHRONOUS SERVOMOTOR 1FK7 COMPACT, 1.6 NM, 100 K, 6000 RPM, 0,63KW NATURAL COOLING, POWER/SIGNAL CONNECTORS CONNECTOR CAN BE ROTATED BY 270 DEG. RESOLVER MULTI-POLE (RESOLVER P=3); PLAIN SHAFT, TOLERANCE N; W/O HOLDING BRAKE DEGREE OF PROTECTION IP65 FLANGE ON DRIVE END IP67 | 1204 | TEM | 1 | MC | 3.703 | 1
1FK70345AK711SG3 | SIMOTICS S SYNCHRONOUS SERVOMOTOR 1FK7 COMPACT, 1.6 NM, 100 K, 6000 RPM, 0,63KW NATURAL COOLING, POWER/SIGNAL CONNECTORS CONNECTOR CAN BE ROTATED BY 270 DEG. RESOLVER MULTI-POLE (RESOLVER P=3); PLAIN SHAFT, TOLERANCE N; W/O HOLDING BRAKE DEGREE OF PROTECTION IP64; PAINT FINISH RAL7016 | 1152 | TEM | 1 | MC | 3.703 | 1
1FK70345AK711SG5 | SIMOTICS S SYNCHRONOUS SERVOMOTOR 1FK7 COMPACT, 1.6 NM, 100 K, 6000 RPM, 0,63KW NATURAL COOLING, POWER/SIGNAL CONNECTORS CONNECTOR CAN BE ROTATED BY 270 DEG. RESOLVER MULTI-POLE (RESOLVER P=3); PLAIN SHAFT, TOLERANCE N; W/O HOLDING BRAKE DEGREE OF PROTECTION IP65 AS FLANGE IP67; PAINT FINISH RAL7016 | 1254 | TEM | 1 | MC | 3.703 | 1
1FK70345AK711SG8 | SIMOTICS S SYNCHRONOUS SERVOMOTOR 1FK7 COMPACT, 1.6 NM, 100 K, 6000 RPM, 0,63KW NATURAL COOLING, POWER/SIGNAL CONNECTORS CONNECTOR CAN BE ROTATED BY 270 DEG. RESOLVER MULTI-POLE (RESOLVER P=3); PLAIN SHAFT, TOLERANCE N; W/O HOLDING BRAKE DEGREE OF PROTECTION IP65 IP67 D-END FLANGE; RAL7016 COATING; METALLIC RATING PLATE AT MOTOR | 1362 | TEM | 1 | MC | 3.703 | 1
1FK70345AK711SH0 | SIMOTICS S SYNCHRONOUS SERVOMOTOR 1FK7 COMPACT, 1.6 NM, 100 K, 6000 RPM, 0,63KW NATURAL COOLING, POWER/SIGNAL CONNECTORS CONNECTOR CAN BE ROTATED BY 270 DEG. RESOLVER MULTI-POLE (RESOLVER P=3); PLAIN SHAFT, TOLERANCE N; WITH HOLDING BRAKE DEGREE OF PROTECTION IP64 | 1338 | TEM | 1 | MC | 4.002 | 1
1FK70345AK711SH2 | SIMOTICS S SYNCHRONOUS SERVOMOTOR 1FK7 COMPACT, 1.6 NM, 100 K, 6000 RPM, 0,63KW NATURAL COOLING, POWER/SIGNAL CONNECTORS CONNECTOR CAN BE ROTATED BY 270 DEG. RESOLVER MULTI-POLE (RESOLVER P=3); PLAIN SHAFT, TOLERANCE N; WITH HOLDING BRAKE DEGREE OF PROTECTION IP65 FLANGE ON DRIVE END IP67 | 1440 | TEM | 1 | MC | 4.002 | 1
1FK70345AK711SH3 | SIMOTICS S SYNCHRONOUS SERVOMOTOR 1FK7 COMPACT, 1.6 NM, 100 K, 6000 RPM, 0,63KW NATURAL COOLING, POWER/SIGNAL CONNECTORS CONNECTOR CAN BE ROTATED BY 270 DEG. RESOLVER MULTI-POLE (RESOLVER P=3); PLAIN SHAFT, TOLERANCE N; WITH HOLDING BRAKE DEGREE OF PROTECTION IP64; PAINT FINISH RAL7016 | 1387 | TEM | 1 | MC | 4.002 | 1
1FK70345AK711SH5 | SIMOTICS S SYNCHRONOUS SERVOMOTOR 1FK7 COMPACT, 1.6 NM, 100 K, 6000 RPM, 0,63KW NATURAL COOLING, POWER/SIGNAL CONNECTORS CONNECTOR CAN BE ROTATED BY 270 DEG. RESOLVER MULTI-POLE (RESOLVER P=3); PLAIN SHAFT, TOLERANCE N; WITH HOLDING BRAKE DEGREE OF PROTECTION IP65 AS FLANGE IP67; PAINT FINISH RAL7016 | 1489 | TEM | 1 | MC | 4.002 | 1
1FK70345AK711SH8 | SIMOTICS S SYNCHRONOUS SERVOMOTOR 1FK7 COMPACT, 1.6 NM, 100 K, 6000 RPM, 0,63KW NATURAL COOLING, POWER/SIGNAL CONNECTORS CONNECTOR CAN BE ROTATED BY 270 DEG. RESOLVER MULTI-POLE (RESOLVER P=3); PLAIN SHAFT, TOLERANCE N; WITH HOLDING BRAKE DEGREE OF PROTECTION IP65 IP67 D-END FLANGE; RAL7016 COATING; METALLIC RATING PLATE AT MOTOR | 1597 | TEM | 1 | MC | 4.002 | 1
1FK70345AK711TA0 | SIMOTICS S SYNCHRONOUS SERVOMOTOR 1FK7 COMPACT, 1.6 NM, 100 K, 6000 RPM, 0,63KW NATURAL COOLING, POWER/SIGNAL CONNECTORS CONNECTOR CAN BE ROTATED BY 270 DEG. RESOLVER 2-POLE (RESOLVER P=1); SHAFT WITH FITTED KEY, TOLERANCE N; W/O HOLDING BRAKE DEGREE OF PROTECTION IP64 | 1197 | TEM | 1 | MC | 3.703 | 1
1FK70345AK711TA2 | SIMOTICS S SYNCHRONOUS SERVOMOTOR 1FK7 COMPACT, 1.6 NM, 100 K, 6000 RPM, 0,63KW NATURAL COOLING, POWER/SIGNAL CONNECTORS CONNECTOR CAN BE ROTATED BY 270 DEG. RESOLVER 2-POLE (RESOLVER P=1); SHAFT WITH FITTED KEY, TOLERANCE N; W/O HOLDING BRAKE DEGREE OF PROTECTION IP65 FLANGE ON DRIVE END IP67 | 1298 | TEM | 1 | MC | 3.703 | 1
1FK70345AK711TA3 | SIMOTICS S SYNCHRONOUS SERVOMOTOR 1FK7 COMPACT, 1.6 NM, 100 K, 6000 RPM, 0,63KW NATURAL COOLING, POWER/SIGNAL CONNECTORS CONNECTOR CAN BE ROTATED BY 270 DEG. RESOLVER 2-POLE (RESOLVER P=1); SHAFT WITH FITTED KEY, TOLERANCE N; W/O HOLDING BRAKE DEGREE OF PROTECTION IP64; PAINT FINISH RAL7016 | 1246 | TEM | 1 | MC | 3.703 | 1
1FK70345AK711TA5 | SIMOTICS S SYNCHRONOUS SERVOMOTOR 1FK7 COMPACT, 1.6 NM, 100 K, 6000 RPM, 0,63KW NATURAL COOLING, POWER/SIGNAL CONNECTORS CONNECTOR CAN BE ROTATED BY 270 DEG. RESOLVER 2-POLE (RESOLVER P=1); SHAFT WITH FITTED KEY, TOLERANCE N; W/O HOLDING BRAKE DEGREE OF PROTECTION IP65 AS FLANGE IP67; PAINT FINISH RAL7016 | 1347 | TEM | 1 | MC | 3.703 | 1
1FK70345AK711TA8 | SIMOTICS S SYNCHRONOUS SERVOMOTOR 1FK7 COMPACT, 1.6 NM, 100 K, 6000 RPM, 0,63KW NATURAL COOLING, POWER/SIGNAL CONNECTORS CONNECTOR CAN BE ROTATED BY 270 DEG. RESOLVER 2-POLE (RESOLVER P=1); SHAFT WITH FITTED KEY, TOLERANCE N; W/O HOLDING BRAKE DEGREE OF PROTECTION IP65 IP67 D-END FLANGE; RAL7016 COATING; METALLIC RATING PLATE AT MOTOR | 1456 | TEM | 1 | MC | 3.703 | 1
1FK70345AK711TB0 | SIMOTICS S SYNCHRONOUS SERVOMOTOR 1FK7 COMPACT, 1.6 NM, 100 K, 6000 RPM, 0,63KW NATURAL COOLING, POWER/SIGNAL CONNECTORS CONNECTOR CAN BE ROTATED BY 270 DEG. RESOLVER 2-POLE (RESOLVER P=1); SHAFT WITH FITTED KEY, TOLERANCE N; WITH HOLDING BRAKE DEGREE OF PROTECTION IP64 | 1434 | TEM | 1 | MC | 4.002 | 1
1FK70345AK711TB2 | SIMOTICS S SYNCHRONOUS SERVOMOTOR 1FK7 COMPACT, 1.6 NM, 100 K, 6000 RPM, 0,63KW NATURAL COOLING, POWER/SIGNAL CONNECTORS CONNECTOR CAN BE ROTATED BY 270 DEG. RESOLVER 2-POLE (RESOLVER P=1); SHAFT WITH FITTED KEY, TOLERANCE N; WITH HOLDING BRAKE DEGREE OF PROTECTION IP65 FLANGE ON DRIVE END IP67 | 1536 | TEM | 1 | MC | 4.002 | 1
1FK70345AK711TB3 | SIMOTICS S SYNCHRONOUS SERVOMOTOR 1FK7 COMPACT, 1.6 NM, 100 K, 6000 RPM, 0,63KW NATURAL COOLING, POWER/SIGNAL CONNECTORS CONNECTOR CAN BE ROTATED BY 270 DEG. RESOLVER 2-POLE (RESOLVER P=1); SHAFT WITH FITTED KEY, TOLERANCE N; WITH HOLDING BRAKE DEGREE OF PROTECTION IP64; PAINT FINISH RAL7016 | 1483 | TEM | 1 | MC | 4.002 | 1
1FK70345AK711TB5 | SIMOTICS S SYNCHRONOUS SERVOMOTOR 1FK7 COMPACT, 1.6 NM, 100 K, 6000 RPM, 0,63KW NATURAL COOLING, POWER/SIGNAL CONNECTORS CONNECTOR CAN BE ROTATED BY 270 DEG. RESOLVER 2-POLE (RESOLVER P=1); SHAFT WITH FITTED KEY, TOLERANCE N; WITH HOLDING BRAKE DEGREE OF PROTECTION IP65 AS FLANGE IP67; PAINT FINISH RAL7016 | 1585 | TEM | 1 | MC | 4.002 | 1
1FK70345AK711TB8 | SIMOTICS S SYNCHRONOUS SERVOMOTOR 1FK7 COMPACT, 1.6 NM, 100 K, 6000 RPM, 0,63KW NATURAL COOLING, POWER/SIGNAL CONNECTORS CONNECTOR CAN BE ROTATED BY 270 DEG. RESOLVER 2-POLE (RESOLVER P=1); SHAFT WITH FITTED KEY, TOLERANCE N; WITH HOLDING BRAKE DEGREE OF PROTECTION IP65 IP67 D-END FLANGE; RAL7016 COATING; METALLIC RATING PLATE AT MOTOR | 1694 | TEM | 1 | MC | 4.002 | 1
1FK70345AK711TG0 | SIMOTICS S SYNCHRONOUS SERVOMOTOR 1FK7 COMPACT, 1.6 NM, 100 K, 6000 RPM, 0,63KW NATURAL COOLING, POWER/SIGNAL CONNECTORS CONNECTOR CAN BE ROTATED BY 270 DEG. RESOLVER 2-POLE (RESOLVER P=1); PLAIN SHAFT, TOLERANCE N; W/O HOLDING BRAKE DEGREE OF PROTECTION IP64 | 1103 | TEM | 1 | MC | 3.703 | 1